| Zone | South of Lugo | 6 | Average Weekday | CAISO | 1-in-2 | 2023 | 4 |  |  |  | 61.6996 | 1
| Zone | South of Lugo | 6 | Average Weekday | CAISO | 1-in-2 | 2023 | 5 |  |  |  | 61.1746 | 1
| Zone | South of Lugo | 6 | Average Weekday | CAISO | 1-in-2 | 2023 | 6 |  |  |  | 60.7294 | 1
| Zone | South of Lugo | 6 | Average Weekday | CAISO | 1-in-2 | 2023 | 7 |  |  |  | 60.3883 | 1
| Zone | South of Lugo | 6 | Average Weekday | CAISO | 1-in-2 | 2023 | 8 |  |  |  | 60.8863 | 1
| Zone | South of Lugo | 6 | Average Weekday | CAISO | 1-in-2 | 2023 | 9 |  |  |  | 62.5691 | 1
| Zone | South of Lugo | 6 | Average Weekday | CAISO | 1-in-2 | 2023 | 10 |  |  |  | 65.1324 | 1
| Zone | South of Lugo | 6 | Average Weekday | CAISO | 1-in-2 | 2023 | 11 |  |  |  | 68.1945 | 1
| Zone | South of Lugo | 6 | Average Weekday | CAISO | 1-in-2 | 2023 | 12 |  |  |  | 71.3648 | 1
| Zone | South of Lugo | 6 | Average Weekday | CAISO | 1-in-2 | 2023 | 13 |  |  |  | 73.9036 | 1
| Zone | South of Lugo | 6 | Average Weekday | CAISO | 1-in-2 | 2023 | 14 |  |  |  | 76.0368 | 1
| Zone | South of Lugo | 6 | Average Weekday | CAISO | 1-in-2 | 2023 | 15 |  |  |  | 77.7526 | 1
| Zone | South of Lugo | 6 | Average Weekday | CAISO | 1-in-2 | 2023 | 16 |  |  |  | 78.7286 | 1
| Zone | South of Lugo | 6 | Average Weekday | CAISO | 1-in-2 | 2023 | 17 |  |  |  | 79.2035 | 1
| Zone | South of Lugo | 6 | Average Weekday | CAISO | 1-in-2 | 2023 | 18 |  |  |  | 78.5518 | 1
| Zone | South of Lugo | 6 | Average Weekday | CAISO | 1-in-2 | 2023 | 19 |  |  |  | 77.0958 | 1
| Zone | South of Lugo | 6 | Average Weekday | CAISO | 1-in-2 | 2023 | 20 |  |  |  | 74.8612 | 1
| Zone | South of Lugo | 6 | Average Weekday | CAISO | 1-in-2 | 2023 | 21 |  |  |  | 71.7224 | 1
| Zone | South of Lugo | 6 | Average Weekday | CAISO | 1-in-2 | 2023 | 22 |  |  |  | 68.5028 | 1
| Zone | South of Lugo | 6 | Average Weekday | CAISO | 1-in-2 | 2023 | 23 |  |  |  | 66.5545 | 1
| Zone | South of Lugo | 6 | Average Weekday | CAISO | 1-in-2 | 2023 | 24 |  |  |  | 65.2126 | 1
| Zone | South of Lugo | 6 | Monthly System Peak Day | CAISO | 1-in-2 | 2023 | 1 |  |  |  | 65.3122 | 1
| Zone | South of Lugo | 6 | Monthly System Peak Day | CAISO | 1-in-2 | 2023 | 2 |  |  |  | 64.4594 | 1
| Zone | South of Lugo | 6 | Monthly System Peak Day | CAISO | 1-in-2 | 2023 | 3 |  |  |  | 63.6856 | 1
| Zone | South of Lugo | 6 | Monthly System Peak Day | CAISO | 1-in-2 | 2023 | 4 |  |  |  | 62.6772 | 1
| Zone | South of Lugo | 6 | Monthly System Peak Day | CAISO | 1-in-2 | 2023 | 5 |  |  |  | 61.7481 | 1
| Zone | South of Lugo | 6 | Monthly System Peak Day | CAISO | 1-in-2 | 2023 | 6 |  |  |  | 61.2672 | 1
| Zone | South of Lugo | 6 | Monthly System Peak Day | CAISO | 1-in-2 | 2023 | 7 |  |  |  | 60.8669 | 1
| Zone | South of Lugo | 6 | Monthly System Peak Day | CAISO | 1-in-2 | 2023 | 8 |  |  |  | 61.5311 | 1
| Zone | South of Lugo | 6 | Monthly System Peak Day | CAISO | 1-in-2 | 2023 | 9 |  |  |  | 64.1175 | 1
| Zone | South of Lugo | 6 | Monthly System Peak Day | CAISO | 1-in-2 | 2023 | 10 |  |  |  | 67.3953 | 1
| Zone | South of Lugo | 6 | Monthly System Peak Day | CAISO | 1-in-2 | 2023 | 11 |  |  |  | 70.6878 | 1
| Zone | South of Lugo | 6 | Monthly System Peak Day | CAISO | 1-in-2 | 2023 | 12 |  |  |  | 74.4286 | 1
| Zone | South of Lugo | 6 | Monthly System Peak Day | CAISO | 1-in-2 | 2023 | 13 |  |  |  | 77.7342 | 1
| Zone | South of Lugo | 6 | Monthly System Peak Day | CAISO | 1-in-2 | 2023 | 14 |  |  |  | 80.8556 | 1
| Zone | South of Lugo | 6 | Monthly System Peak Day | CAISO | 1-in-2 | 2023 | 15 |  |  |  | 83.6972 | 1
| Zone | South of Lugo | 6 | Monthly System Peak Day | CAISO | 1-in-2 | 2023 | 16 |  |  |  | 84.9611 | 1
| Zone | South of Lugo | 6 | Monthly System Peak Day | CAISO | 1-in-2 | 2023 | 17 |  |  |  | 85.0806 | 1
| Zone | South of Lugo | 6 | Monthly System Peak Day | CAISO | 1-in-2 | 2023 | 18 |  |  |  | 84.5833 | 1
| Zone | South of Lugo | 6 | Monthly System Peak Day | CAISO | 1-in-2 | 2023 | 19 |  |  |  | 83.1889 | 1
| Zone | South of Lugo | 6 | Monthly System Peak Day | CAISO | 1-in-2 | 2023 | 20 |  |  |  | 80.3558 | 1
| Zone | South of Lugo | 6 | Monthly System Peak Day | CAISO | 1-in-2 | 2023 | 21 |  |  |  | 76.0669 | 1
| Zone | South of Lugo | 6 | Monthly System Peak Day | CAISO | 1-in-2 | 2023 | 22 |  |  |  | 71.5611 | 1
| Zone | South of Lugo | 6 | Monthly System Peak Day | CAISO | 1-in-2 | 2023 | 23 |  |  |  | 68.6919 | 1
| Zone | South of Lugo | 6 | Monthly System Peak Day | CAISO | 1-in-2 | 2023 | 24 |  |  |  | 66.9717 | 1
| Zone | South of Lugo | 7 | Average Weekday | CAISO | 1-in-2 | 2023 | 1 |  |  |  | 68.6348 | 1
| Zone | South of Lugo | 7 | Average Weekday | CAISO | 1-in-2 | 2023 | 2 |  |  |  | 67.8546 | 1
| Zone | South of Lugo | 7 | Average Weekday | CAISO | 1-in-2 | 2023 | 3 |  |  |  | 67.1611 | 1
| Zone | South of Lugo | 7 | Average Weekday | CAISO | 1-in-2 | 2023 | 4 |  |  |  | 66.537 | 1
| Zone | South of Lugo | 7 | Average Weekday | CAISO | 1-in-2 | 2023 | 5 |  |  |  | 66.0419 | 1
| Zone | South of Lugo | 7 | Average Weekday | CAISO | 1-in-2 | 2023 | 6 |  |  |  | 65.5975 | 1
| Zone | South of Lugo | 7 | Average Weekday | CAISO | 1-in-2 | 2023 | 7 |  |  |  | 65.2822 | 1
| Zone | South of Lugo | 7 | Average Weekday | CAISO | 1-in-2 | 2023 | 8 |  |  |  | 65.8683 | 1
| Zone | South of Lugo | 7 | Average Weekday | CAISO | 1-in-2 | 2023 | 9 |  |  |  | 67.9582 | 1
| Zone | South of Lugo | 7 | Average Weekday | CAISO | 1-in-2 | 2023 | 10 |  |  |  | 70.6765 | 1
| Zone | South of Lugo | 7 | Average Weekday | CAISO | 1-in-2 | 2023 | 11 |  |  |  | 73.7944 | 1
| Zone | South of Lugo | 7 | Average Weekday | CAISO | 1-in-2 | 2023 | 12 |  |  |  | 76.9344 | 1
| Zone | South of Lugo | 7 | Average Weekday | CAISO | 1-in-2 | 2023 | 13 |  |  |  | 79.4886 | 1
| Zone | South of Lugo | 7 | Average Weekday | CAISO | 1-in-2 | 2023 | 14 |  |  |  | 81.4124 | 1
| Zone | South of Lugo | 7 | Average Weekday | CAISO | 1-in-2 | 2023 | 15 |  |  |  | 82.8268 | 1
| Zone | South of Lugo | 7 | Average Weekday | CAISO | 1-in-2 | 2023 | 16 |  |  |  | 83.4491 | 1
| Zone | South of Lugo | 7 | Average Weekday | CAISO | 1-in-2 | 2023 | 17 |  |  |  | 83.7052 | 1
| Zone | South of Lugo | 7 | Average Weekday | CAISO | 1-in-2 | 2023 | 18 |  |  |  | 83.0297 | 1
| Zone | South of Lugo | 7 | Average Weekday | CAISO | 1-in-2 | 2023 | 19 |  |  |  | 81.4723 | 1
| Zone | South of Lugo | 7 | Average Weekday | CAISO | 1-in-2 | 2023 | 20 |  |  |  | 79.2629 | 1
| Zone | South of Lugo | 7 | Average Weekday | CAISO | 1-in-2 | 2023 | 21 |  |  |  | 76.138 | 1
| Zone | South of Lugo | 7 | Average Weekday | CAISO | 1-in-2 | 2023 | 22 |  |  |  | 72.8533 | 1
| Zone | South of Lugo | 7 | Average Weekday | CAISO | 1-in-2 | 2023 | 23 |  |  |  | 70.8084 | 1
| Zone | South of Lugo | 7 | Average Weekday | CAISO | 1-in-2 | 2023 | 24 |  |  |  | 69.575 | 1
| Zone | South of Lugo | 7 | Monthly System Peak Day | CAISO | 1-in-2 | 2023 | 1 |  |  |  | 73.4597 | 1
| Zone | South of Lugo | 7 | Monthly System Peak Day | CAISO | 1-in-2 | 2023 | 2 |  |  |  | 72.6967 | 1
| Zone | South of Lugo | 7 | Monthly System Peak Day | CAISO | 1-in-2 | 2023 | 3 |  |  |  | 72.0013 | 1
| Zone | South of Lugo | 7 | Monthly System Peak Day | CAISO | 1-in-2 | 2023 | 4 |  |  |  | 71.4436 | 1
| Zone | South of Lugo | 7 | Monthly System Peak Day | CAISO | 1-in-2 | 2023 | 5 |  |  |  | 70.7646 | 1
| Zone | South of Lugo | 7 | Monthly System Peak Day | CAISO | 1-in-2 | 2023 | 6 |  |  |  | 70.1551 | 1
| Zone | South of Lugo | 7 | Monthly System Peak Day | CAISO | 1-in-2 | 2023 | 7 |  |  |  | 69.8672 | 1
| Zone | South of Lugo | 7 | Monthly System Peak Day | CAISO | 1-in-2 | 2023 | 8 |  |  |  | 70.0008 | 1
| Zone | South of Lugo | 7 | Monthly System Peak Day | CAISO | 1-in-2 | 2023 | 9 |  |  |  | 72.5462 | 1
| Zone | South of Lugo | 7 | Monthly System Peak Day | CAISO | 1-in-2 | 2023 | 10 |  |  |  | 76.518 | 1
| Zone | South of Lugo | 7 | Monthly System Peak Day | CAISO | 1-in-2 | 2023 | 11 |  |  |  | 81.2205 | 1
| Zone | South of Lugo | 7 | Monthly System Peak Day | CAISO | 1-in-2 | 2023 | 12 |  |  |  | 85.1359 | 1
| Zone | South of Lugo | 7 | Monthly System Peak Day | CAISO | 1-in-2 | 2023 | 13 |  |  |  | 87.8179 | 1
| Zone | South of Lugo | 7 | Monthly System Peak Day | CAISO | 1-in-2 | 2023 | 14 |  |  |  | 89.6692 | 1
| Zone | South of Lugo | 7 | Monthly System Peak Day | CAISO | 1-in-2 | 2023 | 15 |  |  |  | 90.8538 | 1
| Zone | South of Lugo | 7 | Monthly System Peak Day | CAISO | 1-in-2 | 2023 | 16 |  |  |  | 91.0974 | 1
| Zone | South of Lugo | 7 | Monthly System Peak Day | CAISO | 1-in-2 | 2023 | 17 |  |  |  | 91.1974 | 1
| Zone | South of Lugo | 7 | Monthly System Peak Day | CAISO | 1-in-2 | 2023 | 18 |  |  |  | 90.4667 | 1
| Zone | South of Lugo | 7 | Monthly System Peak Day | CAISO | 1-in-2 | 2023 | 19 |  |  |  | 88.759 | 1
| Zone | South of Lugo | 7 | Monthly System Peak Day | CAISO | 1-in-2 | 2023 | 20 |  |  |  | 86.2692 | 1
| Zone | South of Lugo | 7 | Monthly System Peak Day | CAISO | 1-in-2 | 2023 | 21 |  |  |  | 83.7231 | 1
| Zone | South of Lugo | 7 | Monthly System Peak Day | CAISO | 1-in-2 | 2023 | 22 |  |  |  | 80.9923 | 1
| Zone | South of Lugo | 7 | Monthly System Peak Day | CAISO | 1-in-2 | 2023 | 23 |  |  |  | 78.6082 | 1
| Zone | South of Lugo | 7 | Monthly System Peak Day | CAISO | 1-in-2 | 2023 | 24 |  |  |  | 76.8256 | 1
| Zone | South of Lugo | 8 | Average Weekday | CAISO | 1-in-2 | 2023 | 1 |  |  |  | 70.0345 | 1
| Zone | South of Lugo | 8 | Average Weekday | CAISO | 1-in-2 | 2023 | 2 |  |  |  | 69.0806 | 1
| Zone | South of Lugo | 8 | Average Weekday | CAISO | 1-in-2 | 2023 | 3 |  |  |  | 68.2447 | 1
| Zone | South of Lugo | 8 | Average Weekday | CAISO | 1-in-2 | 2023 | 4 |  |  |  | 67.5212 | 1
| Zone | South of Lugo | 8 | Average Weekday | CAISO | 1-in-2 | 2023 | 5 |  |  |  | 66.9202 | 1
| Zone | South of Lugo | 8 | Average Weekday | CAISO | 1-in-2 | 2023 | 6 |  |  |  | 66.3969 | 1
| Zone | South of Lugo | 8 | Average Weekday | CAISO | 1-in-2 | 2023 | 7 |  |  |  | 66.0998 | 1
| Zone | South of Lugo | 8 | Average Weekday | CAISO | 1-in-2 | 2023 | 8 |  |  |  | 66.163 | 1
| Zone | South of Lugo | 8 | Average Weekday | CAISO | 1-in-2 | 2023 | 9 |  |  |  | 68.0861 | 1
| Zone | South of Lugo | 8 | Average Weekday | CAISO | 1-in-2 | 2023 | 10 |  |  |  | 71.1121 | 1
| Zone | South of Lugo | 8 | Average Weekday | CAISO | 1-in-2 | 2023 | 11 |  |  |  | 74.7632 | 1
| Zone | South of Lugo | 8 | Average Weekday | CAISO | 1-in-2 | 2023 | 12 |  |  |  | 78.4705 | 1
| Zone | South of Lugo | 8 | Average Weekday | CAISO | 1-in-2 | 2023 | 13 |  |  |  | 81.311 | 1
| Zone | South of Lugo | 8 | Average Weekday | CAISO | 1-in-2 | 2023 | 14 |  |  |  | 83.5318 | 1
| Zone | South of Lugo | 8 | Average Weekday | CAISO | 1-in-2 | 2023 | 15 |  |  |  | 84.9576 | 1
| Zone | South of Lugo | 8 | Average Weekday | CAISO | 1-in-2 | 2023 | 16 |  |  |  | 85.6107 | 1
| Zone | South of Lugo | 8 | Average Weekday | CAISO | 1-in-2 | 2023 | 17 |  |  |  | 85.8816 | 1
| Zone | South of Lugo | 8 | Average Weekday | CAISO | 1-in-2 | 2023 | 18 |  |  |  | 85.1098 | 1
| Zone | South of Lugo | 8 | Average Weekday | CAISO | 1-in-2 | 2023 | 19 |  |  |  | 83.4933 | 1
| Zone | South of Lugo | 8 | Average Weekday | CAISO | 1-in-2 | 2023 | 20 |  |  |  | 80.9206 | 1
| Zone | South of Lugo | 8 | Average Weekday | CAISO | 1-in-2 | 2023 | 21 |  |  |  | 77.1187 | 1
| Zone | South of Lugo | 8 | Average Weekday | CAISO | 1-in-2 | 2023 | 22 |  |  |  | 74.0969 | 1
| Zone | South of Lugo | 8 | Average Weekday | CAISO | 1-in-2 | 2023 | 23 |  |  |  | 72.2916 | 1
| Zone | South of Lugo | 8 | Average Weekday | CAISO | 1-in-2 | 2023 | 24 |  |  |  | 71.0937 | 1
| Zone | South of Lugo | 8 | Monthly System Peak Day | CAISO | 1-in-2 | 2023 | 1 |  |  |  | 78.7487 | 1
| Zone | South of Lugo | 8 | Monthly System Peak Day | CAISO | 1-in-2 | 2023 | 2 |  |  |  | 77.6487 | 1
| Zone | South of Lugo | 8 | Monthly System Peak Day | CAISO | 1-in-2 | 2023 | 3 |  |  |  | 77.0128 | 1
| Zone | South of Lugo | 8 | Monthly System Peak Day | CAISO | 1-in-2 | 2023 | 4 |  |  |  | 76.2513 | 1
| Zone | South of Lugo | 8 | Monthly System Peak Day | CAISO | 1-in-2 | 2023 | 5 |  |  |  | 75.8128 | 1
| Zone | South of Lugo | 8 | Monthly System Peak Day | CAISO | 1-in-2 | 2023 | 6 |  |  |  | 75.2931 | 1
| Zone | South of Lugo | 8 | Monthly System Peak Day | CAISO | 1-in-2 | 2023 | 7 |  |  |  | 74.9128 | 1
| Zone | South of Lugo | 8 | Monthly System Peak Day | CAISO | 1-in-2 | 2023 | 8 |  |  |  | 75.1326 | 1
| Zone | South of Lugo | 8 | Monthly System Peak Day | CAISO | 1-in-2 | 2023 | 9 |  |  |  | 77.1949 | 1
| Zone | South of Lugo | 8 | Monthly System Peak Day | CAISO | 1-in-2 | 2023 | 10 |  |  |  | 81.1641 | 1
| Zone | South of Lugo | 8 | Monthly System Peak Day | CAISO | 1-in-2 | 2023 | 11 |  |  |  | 85.3154 | 1
| Zone | South of Lugo | 8 | Monthly System Peak Day | CAISO | 1-in-2 | 2023 | 12 |  |  |  | 89.3128 | 1
| Zone | South of Lugo | 8 | Monthly System Peak Day | CAISO | 1-in-2 | 2023 | 13 |  |  |  | 91.9051 | 1
| Zone | South of Lugo | 8 | Monthly System Peak Day | CAISO | 1-in-2 | 2023 | 14 |  |  |  | 93.1897 | 1
| Zone | South of Lugo | 8 | Monthly System Peak Day | CAISO | 1-in-2 | 2023 | 15 |  |  |  | 93.4641 | 1
| Zone | South of Lugo | 8 | Monthly System Peak Day | CAISO | 1-in-2 | 2023 | 16 |  |  |  | 93.5282 | 1
| Zone | South of Lugo | 8 | Monthly System Peak Day | CAISO | 1-in-2 | 2023 | 17 |  |  |  | 92.5615 | 1
| Zone | South of Lugo | 8 | Monthly System Peak Day | CAISO | 1-in-2 | 2023 | 18 |  |  |  | 90.541 | 1
| Zone | South of Lugo | 8 | Monthly System Peak Day | CAISO | 1-in-2 | 2023 | 19 |  |  |  | 88.6821 | 1
| Zone | South of Lugo | 8 | Monthly System Peak Day | CAISO | 1-in-2 | 2023 | 20 |  |  |  | 86.7615 | 1
| Zone | South of Lugo | 8 | Monthly System Peak Day | CAISO | 1-in-2 | 2023 | 21 |  |  |  | 84.1462 | 1
| Zone | South of Lugo | 8 | Monthly System Peak Day | CAISO | 1-in-2 | 2023 | 22 |  |  |  | 81.8333 | 1
| Zone | South of Lugo | 8 | Monthly System Peak Day | CAISO | 1-in-2 | 2023 | 23 |  |  |  | 80.4154 | 1
| Zone | South of Lugo | 8 | Monthly System Peak Day | CAISO | 1-in-2 | 2023 | 24 |  |  |  | 79.2487 | 1
| Zone | South of Lugo | 8 | Typical Event Day | CAISO | 1-in-2 | 2023 | 1 |  |  |  | 74.2238 | 1
| Zone | South of Lugo | 8 | Typical Event Day | CAISO | 1-in-2 | 2023 | 2 |  |  |  | 73.184 | 1
| Zone | South of Lugo | 8 | Typical Event Day | CAISO | 1-in-2 | 2023 | 3 |  |  |  | 72.4304 | 1
| Zone | South of Lugo | 8 | Typical Event Day | CAISO | 1-in-2 | 2023 | 4 |  |  |  | 71.5521 | 1
| Zone | South of Lugo | 8 | Typical Event Day | CAISO | 1-in-2 | 2023 | 5 |  |  |  | 70.8571 | 1
| Zone | South of Lugo | 8 | Typical Event Day | CAISO | 1-in-2 | 2023 | 6 |  |  |  | 70.2894 | 1
| Zone | South of Lugo | 8 | Typical Event Day | CAISO | 1-in-2 | 2023 | 7 |  |  |  | 70.0895 | 1
| Zone | South of Lugo | 8 | Typical Event Day | CAISO | 1-in-2 | 2023 | 8 |  |  |  | 70.4164 | 1
| Zone | South of Lugo | 8 | Typical Event Day | CAISO | 1-in-2 | 2023 | 9 |  |  |  | 72.6402 | 1
| Zone | South of Lugo | 8 | Typical Event Day | CAISO | 1-in-2 | 2023 | 10 |  |  |  | 76.6185 | 1
| Zone | South of Lugo | 8 | Typical Event Day | CAISO | 1-in-2 | 2023 | 11 |  |  |  | 81.2406 | 1
| Zone | South of Lugo | 8 | Typical Event Day | CAISO | 1-in-2 | 2023 | 12 |  |  |  | 85.3671 | 1
| Zone | South of Lugo | 8 | Typical Event Day | CAISO | 1-in-2 | 2023 | 13 |  |  |  | 88.2251 | 1
| Zone | South of Lugo | 8 | Typical Event Day | CAISO | 1-in-2 | 2023 | 14 |  |  |  | 90.2212 | 1
| Zone | South of Lugo | 8 | Typical Event Day | CAISO | 1-in-2 | 2023 | 15 |  |  |  | 91.4083 | 1
| Zone | South of Lugo | 8 | Typical Event Day | CAISO | 1-in-2 | 2023 | 16 |  |  |  | 91.4955 | 1
| Zone | South of Lugo | 8 | Typical Event Day | CAISO | 1-in-2 | 2023 | 17 |  |  |  | 90.9699 | 1
| Zone | South of Lugo | 8 | Typical Event Day | CAISO | 1-in-2 | 2023 | 18 |  |  |  | 89.7058 | 1
| Zone | South of Lugo | 8 | Typical Event Day | CAISO | 1-in-2 | 2023 | 19 |  |  |  | 88.3058 | 1
| Zone | South of Lugo | 8 | Typical Event Day | CAISO | 1-in-2 | 2023 | 20 |  |  |  | 86.0937 | 1
| Zone | South of Lugo | 8 | Typical Event Day | CAISO | 1-in-2 | 2023 | 21 |  |  |  | 83.049 | 1
| Zone | South of Lugo | 8 | Typical Event Day | CAISO | 1-in-2 | 2023 | 22 |  |  |  | 80.1869 | 1
| Zone | South of Lugo | 8 | Typical Event Day | CAISO | 1-in-2 | 2023 | 23 |  |  |  | 77.9566 | 1
| Zone | South of Lugo | 8 | Typical Event Day | CAISO | 1-in-2 | 2023 | 24 |  |  |  | 76.2456 | 1
| Zone | South of Lugo | 9 | Average Weekday | CAISO | 1-in-2 | 2023 | 1 |  |  |  | 69.5297 | 1
| Zone | South of Lugo | 9 | Average Weekday | CAISO | 1-in-2 | 2023 | 2 |  |  |  | 68.7128 | 1
| Zone | South of Lugo | 9 | Average Weekday | CAISO | 1-in-2 | 2023 | 3 |  |  |  | 68.0113 | 1
| Zone | South of Lugo | 9 | Average Weekday | CAISO | 1-in-2 | 2023 | 4 |  |  |  | 67.4477 | 1
| Zone | South of Lugo | 9 | Average Weekday | CAISO | 1-in-2 | 2023 | 5 |  |  |  | 66.9649 | 1
| Zone | South of Lugo | 9 | Average Weekday | CAISO | 1-in-2 | 2023 | 6 |  |  |  | 66.4867 | 1
| Zone | South of Lugo | 9 | Average Weekday | CAISO | 1-in-2 | 2023 | 7 |  |  |  | 66.2234 | 1
| Zone | South of Lugo | 9 | Average Weekday | CAISO | 1-in-2 | 2023 | 8 |  |  |  | 66.147 | 1
| Zone | South of Lugo | 9 | Average Weekday | CAISO | 1-in-2 | 2023 | 9 |  |  |  | 67.2565 | 1
| Zone | South of Lugo | 9 | Average Weekday | CAISO | 1-in-2 | 2023 | 10 |  |  |  | 69.9201 | 1
| Zone | South of Lugo | 9 | Average Weekday | CAISO | 1-in-2 | 2023 | 11 |  |  |  | 73.3148 | 1
| Zone | South of Lugo | 9 | Average Weekday | CAISO | 1-in-2 | 2023 | 12 |  |  |  | 76.8477 | 1
| Zone | South of Lugo | 9 | Average Weekday | CAISO | 1-in-2 | 2023 | 13 |  |  |  | 79.9092 | 1
| Zone | South of Lugo | 9 | Average Weekday | CAISO | 1-in-2 | 2023 | 14 |  |  |  | 82.0878 | 1
| Zone | South of Lugo | 9 | Average Weekday | CAISO | 1-in-2 | 2023 | 15 |  |  |  | 83.2611 | 1
| Zone | South of Lugo | 9 | Average Weekday | CAISO | 1-in-2 | 2023 | 16 |  |  |  | 83.7561 | 1
| Zone | South of Lugo | 9 | Average Weekday | CAISO | 1-in-2 | 2023 | 17 |  |  |  | 83.5744 | 1
| Zone | South of Lugo | 9 | Average Weekday | CAISO | 1-in-2 | 2023 | 18 |  |  |  | 82.541 | 1
| Zone | South of Lugo | 9 | Average Weekday | CAISO | 1-in-2 | 2023 | 19 |  |  |  | 80.6685 | 1
| Zone | South of Lugo | 9 | Average Weekday | CAISO | 1-in-2 | 2023 | 20 |  |  |  | 77.7379 | 1
| Zone | South of Lugo | 9 | Average Weekday | CAISO | 1-in-2 | 2023 | 21 |  |  |  | 74.6711 | 1
| Zone | South of Lugo | 9 | Average Weekday | CAISO | 1-in-2 | 2023 | 22 |  |  |  | 72.7849 | 1
| Zone | South of Lugo | 9 | Average Weekday | CAISO | 1-in-2 | 2023 | 23 |  |  |  | 71.4589 | 1
| Zone | South of Lugo | 9 | Average Weekday | CAISO | 1-in-2 | 2023 | 24 |  |  |  | 70.3249 | 1
| Zone | South of Lugo | 9 | Monthly System Peak Day | CAISO | 1-in-2 | 2023 | 1 |  |  |  | 79.7279 | 1
| Zone | South of Lugo | 9 | Monthly System Peak Day | CAISO | 1-in-2 | 2023 | 2 |  |  |  | 78.26 | 1
| Zone | South of Lugo | 9 | Monthly System Peak Day | CAISO | 1-in-2 | 2023 | 3 |  |  |  | 77.3103 | 1
| Zone | South of Lugo | 9 | Monthly System Peak Day | CAISO | 1-in-2 | 2023 | 4 |  |  |  | 76.1223 | 1
| Zone | South of Lugo | 9 | Monthly System Peak Day | CAISO | 1-in-2 | 2023 | 5 |  |  |  | 75.3567 | 1
| Zone | South of Lugo | 9 | Monthly System Peak Day | CAISO | 1-in-2 | 2023 | 6 |  |  |  | 74.6564 | 1
| Zone | South of Lugo | 9 | Monthly System Peak Day | CAISO | 1-in-2 | 2023 | 7 |  |  |  | 74.9015 | 1
| Zone | South of Lugo | 9 | Monthly System Peak Day | CAISO | 1-in-2 | 2023 | 8 |  |  |  | 75.1818 | 1
| Zone | South of Lugo | 9 | Monthly System Peak Day | CAISO | 1-in-2 | 2023 | 9 |  |  |  | 76.8754 | 1
| Zone | South of Lugo | 9 | Monthly System Peak Day | CAISO | 1-in-2 | 2023 | 10 |  |  |  | 81.5795 | 1
| Zone | South of Lugo | 9 | Monthly System Peak Day | CAISO | 1-in-2 | 2023 | 11 |  |  |  | 88 | 1
| Zone | South of Lugo | 9 | Monthly System Peak Day | CAISO | 1-in-2 | 2023 | 12 |  |  |  | 92.8974 | 1
| Zone | South of Lugo | 9 | Monthly System Peak Day | CAISO | 1-in-2 | 2023 | 13 |  |  |  | 95.8 | 1
| Zone | South of Lugo | 9 | Monthly System Peak Day | CAISO | 1-in-2 | 2023 | 14 |  |  |  | 97.6026 | 1
| Zone | South of Lugo | 9 | Monthly System Peak Day | CAISO | 1-in-2 | 2023 | 15 |  |  |  | 98.0487 | 1
| Zone | South of Lugo | 9 | Monthly System Peak Day | CAISO | 1-in-2 | 2023 | 16 |  |  |  | 96.918 | 1
| Zone | South of Lugo | 9 | Monthly System Peak Day | CAISO | 1-in-2 | 2023 | 17 |  |  |  | 95.6487 | 1
| Zone | South of Lugo | 9 | Monthly System Peak Day | CAISO | 1-in-2 | 2023 | 18 |  |  |  | 93.8744 | 1
| Zone | South of Lugo | 9 | Monthly System Peak Day | CAISO | 1-in-2 | 2023 | 19 |  |  |  | 93.2077 | 1
| Zone | South of Lugo | 9 | Monthly System Peak Day | CAISO | 1-in-2 | 2023 | 20 |  |  |  | 91.5256 | 1
| Zone | South of Lugo | 9 | Monthly System Peak Day | CAISO | 1-in-2 | 2023 | 21 |  |  |  | 88.7154 | 1
| Zone | South of Lugo | 9 | Monthly System Peak Day | CAISO | 1-in-2 | 2023 | 22 |  |  |  | 86.8 | 1
| Zone | South of Lugo | 9 | Monthly System Peak Day | CAISO | 1-in-2 | 2023 | 23 |  |  |  | 84.5641 | 1
| Zone | South of Lugo | 9 | Monthly System Peak Day | CAISO | 1-in-2 | 2023 | 24 |  |  |  | 82.3795 | 1
| Zone | South of Lugo | 10 | Average Weekday | CAISO | 1-in-2 | 2023 | 1 |  |  |  | 64.658 | 1
| Zone | South of Lugo | 10 | Average Weekday | CAISO | 1-in-2 | 2023 | 2 |  |  |  | 63.8062 | 1
| Zone | South of Lugo | 10 | Average Weekday | CAISO | 1-in-2 | 2023 | 3 |  |  |  | 62.9019 | 1
| Zone | South of Lugo | 10 | Average Weekday | CAISO | 1-in-2 | 2023 | 4 |  |  |  | 62.2469 | 1
| Zone | South of Lugo | 10 | Average Weekday | CAISO | 1-in-2 | 2023 | 5 |  |  |  | 61.6376 | 1
| Zone | South of Lugo | 10 | Average Weekday | CAISO | 1-in-2 | 2023 | 6 |  |  |  | 61.2473 | 1
| Zone | South of Lugo | 10 | Average Weekday | CAISO | 1-in-2 | 2023 | 7 |  |  |  | 60.9326 | 1
| Zone | South of Lugo | 10 | Average Weekday | CAISO | 1-in-2 | 2023 | 8 |  |  |  | 60.7842 | 1
| Zone | South of Lugo | 10 | Average Weekday | CAISO | 1-in-2 | 2023 | 9 |  |  |  | 61.3719 | 1
| Zone | South of Lugo | 10 | Average Weekday | CAISO | 1-in-2 | 2023 | 10 |  |  |  | 63.9419 | 1
| Zone | South of Lugo | 10 | Average Weekday | CAISO | 1-in-2 | 2023 | 11 |  |  |  | 67.2273 | 1
| Zone | South of Lugo | 10 | Average Weekday | CAISO | 1-in-2 | 2023 | 12 |  |  |  | 70.4369 | 1
| Zone | South of Lugo | 10 | Average Weekday | CAISO | 1-in-2 | 2023 | 13 |  |  |  | 73.1782 | 1
| Zone | South of Lugo | 10 | Average Weekday | CAISO | 1-in-2 | 2023 | 14 |  |  |  | 75.1897 | 1
| Zone | South of Lugo | 10 | Average Weekday | CAISO | 1-in-2 | 2023 | 15 |  |  |  | 76.6368 | 1
| Zone | South of Lugo | 10 | Average Weekday | CAISO | 1-in-2 | 2023 | 16 |  |  |  | 77.4598 | 1
| Zone | South of Lugo | 10 | Average Weekday | CAISO | 1-in-2 | 2023 | 17 |  |  |  | 77.3466 | 1
| Zone | South of Lugo | 10 | Average Weekday | CAISO | 1-in-2 | 2023 | 18 |  |  |  | 76.4242 | 1
| Zone | South of Lugo | 10 | Average Weekday | CAISO | 1-in-2 | 2023 | 19 |  |  |  | 74.5143 | 1
| Zone | South of Lugo | 10 | Average Weekday | CAISO | 1-in-2 | 2023 | 20 |  |  |  | 71.5232 | 1
| Zone | South of Lugo | 10 | Average Weekday | CAISO | 1-in-2 | 2023 | 21 |  |  |  | 69.4376 | 1
| Zone | South of Lugo | 10 | Average Weekday | CAISO | 1-in-2 | 2023 | 22 |  |  |  | 67.9225 | 1
| Zone | South of Lugo | 10 | Average Weekday | CAISO | 1-in-2 | 2023 | 23 |  |  |  | 66.6274 | 1
| Zone | South of Lugo | 10 | Average Weekday | CAISO | 1-in-2 | 2023 | 24 |  |  |  | 65.4949 | 1
| Zone | South of Lugo | 10 | Monthly System Peak Day | CAISO | 1-in-2 | 2023 | 1 |  |  |  | 74.9769 | 1
| Zone | South of Lugo | 10 | Monthly System Peak Day | CAISO | 1-in-2 | 2023 | 2 |  |  |  | 73.8469 | 1
| Zone | South of Lugo | 10 | Monthly System Peak Day | CAISO | 1-in-2 | 2023 | 3 |  |  |  | 72.4622 | 1
| Zone | South of Lugo | 10 | Monthly System Peak Day | CAISO | 1-in-2 | 2023 | 4 |  |  |  | 70.9661 | 1
| Zone | South of Lugo | 10 | Monthly System Peak Day | CAISO | 1-in-2 | 2023 | 5 |  |  |  | 69.9036 | 1
| Zone | South of Lugo | 10 | Monthly System Peak Day | CAISO | 1-in-2 | 2023 | 6 |  |  |  | 69.4283 | 1
| Zone | South of Lugo | 10 | Monthly System Peak Day | CAISO | 1-in-2 | 2023 | 7 |  |  |  | 69.1028 | 1
| Zone | South of Lugo | 10 | Monthly System Peak Day | CAISO | 1-in-2 | 2023 | 8 |  |  |  | 68.4244 | 1
| Zone | South of Lugo | 10 | Monthly System Peak Day | CAISO | 1-in-2 | 2023 | 9 |  |  |  | 69.4117 | 1
| Zone | South of Lugo | 10 | Monthly System Peak Day | CAISO | 1-in-2 | 2023 | 10 |  |  |  | 73.025 | 1
| Zone | South of Lugo | 10 | Monthly System Peak Day | CAISO | 1-in-2 | 2023 | 11 |  |  |  | 77.7472 | 1
| Zone | South of Lugo | 10 | Monthly System Peak Day | CAISO | 1-in-2 | 2023 | 12 |  |  |  | 82.5139 | 1
| Zone | South of Lugo | 10 | Monthly System Peak Day | CAISO | 1-in-2 | 2023 | 13 |  |  |  | 86.0528 | 1
| Zone | South of Lugo | 10 | Monthly System Peak Day | CAISO | 1-in-2 | 2023 | 14 |  |  |  | 88.1917 | 1
| Zone | South of Lugo | 10 | Monthly System Peak Day | CAISO | 1-in-2 | 2023 | 15 |  |  |  | 88.6806 | 1
| Zone | South of Lugo | 10 | Monthly System Peak Day | CAISO | 1-in-2 | 2023 | 16 |  |  |  | 88.8 | 1
| Zone | South of Lugo | 10 | Monthly System Peak Day | CAISO | 1-in-2 | 2023 | 17 |  |  |  | 88.0417 | 1
| Zone | South of Lugo | 10 | Monthly System Peak Day | CAISO | 1-in-2 | 2023 | 18 |  |  |  | 87.2611 | 1
| Zone | South of Lugo | 10 | Monthly System Peak Day | CAISO | 1-in-2 | 2023 | 19 |  |  |  | 85.3628 | 1
| Zone | South of Lugo | 10 | Monthly System Peak Day | CAISO | 1-in-2 | 2023 | 20 |  |  |  | 82.2675 | 1
| Zone | South of Lugo | 10 | Monthly System Peak Day | CAISO | 1-in-2 | 2023 | 21 |  |  |  | 79.4689 | 1
| Zone | South of Lugo | 10 | Monthly System Peak Day | CAISO | 1-in-2 | 2023 | 22 |  |  |  | 77.5472 | 1
| Zone | South of Lugo | 10 | Monthly System Peak Day | CAISO | 1-in-2 | 2023 | 23 |  |  |  | 75.9456 | 1
| Zone | South of Lugo | 10 | Monthly System Peak Day | CAISO | 1-in-2 | 2023 | 24 |  |  |  | 74.4658 | 1
| Zone | South of Lugo | 11 | Average Weekday | CAISO | 1-in-2 | 2023 | 1 |  |  |  | 57.3766 | 1
| Zone | South of Lugo | 11 | Average Weekday | CAISO | 1-in-2 | 2023 | 2 |  |  |  | 56.6196 | 1
| Zone | South of Lugo | 11 | Average Weekday | CAISO | 1-in-2 | 2023 | 3 |  |  |  | 55.8667 | 1
| Zone | South of Lugo | 11 | Average Weekday | CAISO | 1-in-2 | 2023 | 4 |  |  |  | 55.1855 | 1
| Zone | South of Lugo | 11 | Average Weekday | CAISO | 1-in-2 | 2023 | 5 |  |  |  | 54.6693 | 1
| Zone | South of Lugo | 11 | Average Weekday | CAISO | 1-in-2 | 2023 | 6 |  |  |  | 54.1856 | 1
| Zone | South of Lugo | 11 | Average Weekday | CAISO | 1-in-2 | 2023 | 7 |  |  |  | 54.014 | 1
| Zone | South of Lugo | 11 | Average Weekday | CAISO | 1-in-2 | 2023 | 8 |  |  |  | 53.9417 | 1
| Zone | South of Lugo | 11 | Average Weekday | CAISO | 1-in-2 | 2023 | 9 |  |  |  | 55.5116 | 1
| Zone | South of Lugo | 11 | Average Weekday | CAISO | 1-in-2 | 2023 | 10 |  |  |  | 58.5353 | 1
| Zone | South of Lugo | 11 | Average Weekday | CAISO | 1-in-2 | 2023 | 11 |  |  |  | 62.1631 | 1
| Zone | South of Lugo | 11 | Average Weekday | CAISO | 1-in-2 | 2023 | 12 |  |  |  | 65.3752 | 1
| Zone | South of Lugo | 11 | Average Weekday | CAISO | 1-in-2 | 2023 | 13 |  |  |  | 67.8009 | 1
| Zone | South of Lugo | 11 | Average Weekday | CAISO | 1-in-2 | 2023 | 14 |  |  |  | 69.3357 | 1
| Zone | South of Lugo | 11 | Average Weekday | CAISO | 1-in-2 | 2023 | 15 |  |  |  | 70.1111 | 1
| Zone | South of Lugo | 11 | Average Weekday | CAISO | 1-in-2 | 2023 | 16 |  |  |  | 70.1077 | 1
| Zone | South of Lugo | 11 | Average Weekday | CAISO | 1-in-2 | 2023 | 17 |  |  |  | 69.1869 | 1
| Zone | South of Lugo | 11 | Average Weekday | CAISO | 1-in-2 | 2023 | 18 |  |  |  | 67.091 | 1
| Zone | South of Lugo | 11 | Average Weekday | CAISO | 1-in-2 | 2023 | 19 |  |  |  | 64.7038 | 1
| Zone | South of Lugo | 11 | Average Weekday | CAISO | 1-in-2 | 2023 | 20 |  |  |  | 62.8628 | 1
| Zone | South of Lugo | 11 | Average Weekday | CAISO | 1-in-2 | 2023 | 21 |  |  |  | 61.4347 | 1
| Zone | South of Lugo | 11 | Average Weekday | CAISO | 1-in-2 | 2023 | 22 |  |  |  | 60.1706 | 1
| Zone | South of Lugo | 11 | Average Weekday | CAISO | 1-in-2 | 2023 | 23 |  |  |  | 59.0939 | 1
| Zone | South of Lugo | 11 | Average Weekday | CAISO | 1-in-2 | 2023 | 24 |  |  |  | 58.1829 | 1
| Zone | South of Lugo | 11 | Monthly System Peak Day | CAISO | 1-in-2 | 2023 | 1 |  |  |  | 59.1525 | 1
| Zone | South of Lugo | 11 | Monthly System Peak Day | CAISO | 1-in-2 | 2023 | 2 |  |  |  | 57.8128 | 1
| Zone | South of Lugo | 11 | Monthly System Peak Day | CAISO | 1-in-2 | 2023 | 3 |  |  |  | 56.5017 | 1
| Zone | South of Lugo | 11 | Monthly System Peak Day | CAISO | 1-in-2 | 2023 | 4 |  |  |  | 55.7769 | 1
| Zone | South of Lugo | 11 | Monthly System Peak Day | CAISO | 1-in-2 | 2023 | 5 |  |  |  | 54.8683 | 1
| Zone | South of Lugo | 11 | Monthly System Peak Day | CAISO | 1-in-2 | 2023 | 6 |  |  |  | 54.3533 | 1
| Zone | South of Lugo | 11 | Monthly System Peak Day | CAISO | 1-in-2 | 2023 | 7 |  |  |  | 53.6728 | 1
| Zone | South of Lugo | 11 | Monthly System Peak Day | CAISO | 1-in-2 | 2023 | 8 |  |  |  | 53.8197 | 1
| Zone | South of Lugo | 11 | Monthly System Peak Day | CAISO | 1-in-2 | 2023 | 9 |  |  |  | 57.4122 | 1
| Zone | South of Lugo | 11 | Monthly System Peak Day | CAISO | 1-in-2 | 2023 | 10 |  |  |  | 63.5833 | 1
| Zone | South of Lugo | 11 | Monthly System Peak Day | CAISO | 1-in-2 | 2023 | 11 |  |  |  | 69.7231 | 1
| Zone | South of Lugo | 11 | Monthly System Peak Day | CAISO | 1-in-2 | 2023 | 12 |  |  |  | 74.4992 | 1
| Zone | South of Lugo | 11 | Monthly System Peak Day | CAISO | 1-in-2 | 2023 | 13 |  |  |  | 77.7969 | 1
| Zone | South of Lugo | 11 | Monthly System Peak Day | CAISO | 1-in-2 | 2023 | 14 |  |  |  | 79.5986 | 1
| Zone | South of Lugo | 11 | Monthly System Peak Day | CAISO | 1-in-2 | 2023 | 15 |  |  |  | 80.5519 | 1
| Zone | South of Lugo | 11 | Monthly System Peak Day | CAISO | 1-in-2 | 2023 | 16 |  |  |  | 80.1353 | 1
| Zone | South of Lugo | 11 | Monthly System Peak Day | CAISO | 1-in-2 | 2023 | 17 |  |  |  | 78.8542 | 1
| Zone | South of Lugo | 11 | Monthly System Peak Day | CAISO | 1-in-2 | 2023 | 18 |  |  |  | 75.4964 | 1
| Zone | South of Lugo | 11 | Monthly System Peak Day | CAISO | 1-in-2 | 2023 | 19 |  |  |  | 71.8994 | 1
| Zone | South of Lugo | 11 | Monthly System Peak Day | CAISO | 1-in-2 | 2023 | 20 |  |  |  | 70.0583 | 1
| Zone | South of Lugo | 11 | Monthly System Peak Day | CAISO | 1-in-2 | 2023 | 21 |  |  |  | 67.8533 | 1
| Zone | South of Lugo | 11 | Monthly System Peak Day | CAISO | 1-in-2 | 2023 | 22 |  |  |  | 66.1669 | 1
| Zone | South of Lugo | 11 | Monthly System Peak Day | CAISO | 1-in-2 | 2023 | 23 |  |  |  | 63.8694 | 1
| Zone | South of Lugo | 11 | Monthly System Peak Day | CAISO | 1-in-2 | 2023 | 24 |  |  |  | 62.2781 | 1
| Zone | South of Lugo | 12 | Average Weekday | CAISO | 1-in-2 | 2023 | 1 |  |  |  | 50.4388 | 1
| Zone | South of Lugo | 12 | Average Weekday | CAISO | 1-in-2 | 2023 | 2 |  |  |  | 49.7017 | 1
| Zone | South of Lugo | 12 | Average Weekday | CAISO | 1-in-2 | 2023 | 3 |  |  |  | 49.1639 | 1
| Zone | South of Lugo | 12 | Average Weekday | CAISO | 1-in-2 | 2023 | 4 |  |  |  | 48.6896 | 1
| Zone | South of Lugo | 12 | Average Weekday | CAISO | 1-in-2 | 2023 | 5 |  |  |  | 48.2306 | 1
| Zone | South of Lugo | 12 | Average Weekday | CAISO | 1-in-2 | 2023 | 6 |  |  |  | 47.7785 | 1
| Zone | South of Lugo | 12 | Average Weekday | CAISO | 1-in-2 | 2023 | 7 |  |  |  | 47.4745 | 1
| Zone | South of Lugo | 12 | Average Weekday | CAISO | 1-in-2 | 2023 | 8 |  |  |  | 47.3875 | 1
| Zone | South of Lugo | 12 | Average Weekday | CAISO | 1-in-2 | 2023 | 9 |  |  |  | 48.3394 | 1
| Zone | South of Lugo | 12 | Average Weekday | CAISO | 1-in-2 | 2023 | 10 |  |  |  | 51.1662 | 1
| Zone | South of Lugo | 12 | Average Weekday | CAISO | 1-in-2 | 2023 | 11 |  |  |  | 54.5043 | 1
| Zone | South of Lugo | 12 | Average Weekday | CAISO | 1-in-2 | 2023 | 12 |  |  |  | 57.461 | 1
| Zone | South of Lugo | 12 | Average Weekday | CAISO | 1-in-2 | 2023 | 13 |  |  |  | 59.6531 | 1
| Zone | South of Lugo | 12 | Average Weekday | CAISO | 1-in-2 | 2023 | 14 |  |  |  | 61.1534 | 1
| Zone | South of Lugo | 12 | Average Weekday | CAISO | 1-in-2 | 2023 | 15 |  |  |  | 62.041 | 1
| Zone | South of Lugo | 12 | Average Weekday | CAISO | 1-in-2 | 2023 | 16 |  |  |  | 62.1144 | 1
| Zone | South of Lugo | 12 | Average Weekday | CAISO | 1-in-2 | 2023 | 17 |  |  |  | 61.3113 | 1
| Zone | South of Lugo | 12 | Average Weekday | CAISO | 1-in-2 | 2023 | 18 |  |  |  | 59.3422 | 1
| Zone | South of Lugo | 12 | Average Weekday | CAISO | 1-in-2 | 2023 | 19 |  |  |  | 57.1749 | 1
| Zone | South of Lugo | 12 | Average Weekday | CAISO | 1-in-2 | 2023 | 20 |  |  |  | 55.6378 | 1
| Zone | South of Lugo | 12 | Average Weekday | CAISO | 1-in-2 | 2023 | 21 |  |  |  | 54.2734 | 1
| Zone | South of Lugo | 12 | Average Weekday | CAISO | 1-in-2 | 2023 | 22 |  |  |  | 53.1359 | 1
| Zone | South of Lugo | 12 | Average Weekday | CAISO | 1-in-2 | 2023 | 23 |  |  |  | 52.0297 | 1
| Zone | South of Lugo | 12 | Average Weekday | CAISO | 1-in-2 | 2023 | 24 |  |  |  | 51.0762 | 1
| Zone | South of Lugo | 12 | Monthly System Peak Day | CAISO | 1-in-2 | 2023 | 1 |  |  |  | 51.4364 | 1
| Zone | South of Lugo | 12 | Monthly System Peak Day | CAISO | 1-in-2 | 2023 | 2 |  |  |  | 50.2519 | 1
| Zone | South of Lugo | 12 | Monthly System Peak Day | CAISO | 1-in-2 | 2023 | 3 |  |  |  | 49.8097 | 1
| Zone | South of Lugo | 12 | Monthly System Peak Day | CAISO | 1-in-2 | 2023 | 4 |  |  |  | 49.2989 | 1
| Zone | South of Lugo | 12 | Monthly System Peak Day | CAISO | 1-in-2 | 2023 | 5 |  |  |  | 48.9467 | 1
| Zone | South of Lugo | 12 | Monthly System Peak Day | CAISO | 1-in-2 | 2023 | 6 |  |  |  | 48.8219 | 1
| Zone | South of Lugo | 12 | Monthly System Peak Day | CAISO | 1-in-2 | 2023 | 7 |  |  |  | 48.4769 | 1
| Zone | South of Lugo | 12 | Monthly System Peak Day | CAISO | 1-in-2 | 2023 | 8 |  |  |  | 48.185 | 1
| Zone | South of Lugo | 12 | Monthly System Peak Day | CAISO | 1-in-2 | 2023 | 9 |  |  |  | 49.0417 | 1
| Zone | South of Lugo | 12 | Monthly System Peak Day | CAISO | 1-in-2 | 2023 | 10 |  |  |  | 52.4083 | 1
| Zone | South of Lugo | 12 | Monthly System Peak Day | CAISO | 1-in-2 | 2023 | 11 |  |  |  | 56.6939 | 1
| Zone | South of Lugo | 12 | Monthly System Peak Day | CAISO | 1-in-2 | 2023 | 12 |  |  |  | 60.3886 | 1
| Zone | South of Lugo | 12 | Monthly System Peak Day | CAISO | 1-in-2 | 2023 | 13 |  |  |  | 63.5369 | 1
| Zone | South of Lugo | 12 | Monthly System Peak Day | CAISO | 1-in-2 | 2023 | 14 |  |  |  | 65.1936 | 1
| Zone | South of Lugo | 12 | Monthly System Peak Day | CAISO | 1-in-2 | 2023 | 15 |  |  |  | 65.415 | 1
| Zone | South of Lugo | 12 | Monthly System Peak Day | CAISO | 1-in-2 | 2023 | 16 |  |  |  | 65.12 | 1
| Zone | South of Lugo | 12 | Monthly System Peak Day | CAISO | 1-in-2 | 2023 | 17 |  |  |  | 64.1567 | 1
| Zone | South of Lugo | 12 | Monthly System Peak Day | CAISO | 1-in-2 | 2023 | 18 |  |  |  | 61.6131 | 1
| Zone | South of Lugo | 12 | Monthly System Peak Day | CAISO | 1-in-2 | 2023 | 19 |  |  |  | 59.6925 | 1
| Zone | South of Lugo | 12 | Monthly System Peak Day | CAISO | 1-in-2 | 2023 | 20 |  |  |  | 58.0142 | 1
| Zone | South of Lugo | 12 | Monthly System Peak Day | CAISO | 1-in-2 | 2023 | 21 |  |  |  | 56.57 | 1
| Zone | South of Lugo | 12 | Monthly System Peak Day | CAISO | 1-in-2 | 2023 | 22 |  |  |  | 54.6525 | 1
| Zone | South of Lugo | 12 | Monthly System Peak Day | CAISO | 1-in-2 | 2023 | 23 |  |  |  | 53.4592 | 1
| Zone | South of Lugo | 12 | Monthly System Peak Day | CAISO | 1-in-2 | 2023 | 24 |  |  |  | 52.2789 | 1
| Zone | South of Lugo | 1 | Average Weekday | CAISO | 1-in-2 | 2024 | 1 |  |  |  | 54.2996 | 1
| Zone | South of Lugo | 1 | Average Weekday | CAISO | 1-in-2 | 2024 | 2 |  |  |  | 53.4933 | 1
| Zone | South of Lugo | 1 | Average Weekday | CAISO | 1-in-2 | 2024 | 3 |  |  |  | 52.8647 | 1
| Zone | South of Lugo | 1 | Average Weekday | CAISO | 1-in-2 | 2024 | 4 |  |  |  | 52.509 | 1
| Zone | South of Lugo | 1 | Average Weekday | CAISO | 1-in-2 | 2024 | 5 |  |  |  | 51.888 | 1
| Zone | South of Lugo | 1 | Average Weekday | CAISO | 1-in-2 | 2024 | 6 |  |  |  | 51.4582 | 1
| Zone | South of Lugo | 1 | Average Weekday | CAISO | 1-in-2 | 2024 | 7 |  |  |  | 51.3033 | 1
| Zone | South of Lugo | 1 | Average Weekday | CAISO | 1-in-2 | 2024 | 8 |  |  |  | 51.2305 | 1
| Zone | South of Lugo | 1 | Average Weekday | CAISO | 1-in-2 | 2024 | 9 |  |  |  | 51.8768 | 1
| Zone | South of Lugo | 1 | Average Weekday | CAISO | 1-in-2 | 2024 | 10 |  |  |  | 54.8698 | 1
| Zone | South of Lugo | 1 | Average Weekday | CAISO | 1-in-2 | 2024 | 11 |  |  |  | 58.6824 | 1
| Zone | South of Lugo | 1 | Average Weekday | CAISO | 1-in-2 | 2024 | 12 |  |  |  | 62.0233 | 1
| Zone | South of Lugo | 1 | Average Weekday | CAISO | 1-in-2 | 2024 | 13 |  |  |  | 64.7517 | 1
| Zone | South of Lugo | 1 | Average Weekday | CAISO | 1-in-2 | 2024 | 14 |  |  |  | 66.609 | 1
| Zone | South of Lugo | 1 | Average Weekday | CAISO | 1-in-2 | 2024 | 15 |  |  |  | 67.6135 | 1
| Zone | South of Lugo | 1 | Average Weekday | CAISO | 1-in-2 | 2024 | 16 |  |  |  | 67.9239 | 1
| Zone | South of Lugo | 1 | Average Weekday | CAISO | 1-in-2 | 2024 | 17 |  |  |  | 67.218 | 1
| Zone | South of Lugo | 1 | Average Weekday | CAISO | 1-in-2 | 2024 | 18 |  |  |  | 65.4439 | 1
| Zone | South of Lugo | 1 | Average Weekday | CAISO | 1-in-2 | 2024 | 19 |  |  |  | 62.7515 | 1
| Zone | South of Lugo | 1 | Average Weekday | CAISO | 1-in-2 | 2024 | 20 |  |  |  | 60.8664 | 1
| Zone | South of Lugo | 1 | Average Weekday | CAISO | 1-in-2 | 2024 | 21 |  |  |  | 59.4075 | 1
| Zone | South of Lugo | 1 | Average Weekday | CAISO | 1-in-2 | 2024 | 22 |  |  |  | 58.0478 | 1
| Zone | South of Lugo | 1 | Average Weekday | CAISO | 1-in-2 | 2024 | 23 |  |  |  | 56.725 | 1
| Zone | South of Lugo | 1 | Average Weekday | CAISO | 1-in-2 | 2024 | 24 |  |  |  | 55.5245 | 1
| Zone | South of Lugo | 1 | Monthly System Peak Day | CAISO | 1-in-2 | 2024 | 1 |  |  |  | 49.9694 | 1
| Zone | South of Lugo | 1 | Monthly System Peak Day | CAISO | 1-in-2 | 2024 | 2 |  |  |  | 49.1283 | 1
| Zone | South of Lugo | 1 | Monthly System Peak Day | CAISO | 1-in-2 | 2024 | 3 |  |  |  | 48.2514 | 1
| Zone | South of Lugo | 1 | Monthly System Peak Day | CAISO | 1-in-2 | 2024 | 4 |  |  |  | 47.3314 | 1
| Zone | South of Lugo | 1 | Monthly System Peak Day | CAISO | 1-in-2 | 2024 | 5 |  |  |  | 46.8064 | 1
| Zone | South of Lugo | 1 | Monthly System Peak Day | CAISO | 1-in-2 | 2024 | 6 |  |  |  | 46.4111 | 1
| Zone | South of Lugo | 1 | Monthly System Peak Day | CAISO | 1-in-2 | 2024 | 7 |  |  |  | 46.005 | 1
| Zone | South of Lugo | 1 | Monthly System Peak Day | CAISO | 1-in-2 | 2024 | 8 |  |  |  | 45.7428 | 1
| Zone | South of Lugo | 1 | Monthly System Peak Day | CAISO | 1-in-2 | 2024 | 9 |  |  |  | 46.7314 | 1
| Zone | South of Lugo | 1 | Monthly System Peak Day | CAISO | 1-in-2 | 2024 | 10 |  |  |  | 49.5278 | 1
| Zone | South of Lugo | 1 | Monthly System Peak Day | CAISO | 1-in-2 | 2024 | 11 |  |  |  | 53.0378 | 1
| Zone | South of Lugo | 1 | Monthly System Peak Day | CAISO | 1-in-2 | 2024 | 12 |  |  |  | 55.56 | 1
| Zone | South of Lugo | 1 | Monthly System Peak Day | CAISO | 1-in-2 | 2024 | 13 |  |  |  | 57.2756 | 1
| Zone | South of Lugo | 1 | Monthly System Peak Day | CAISO | 1-in-2 | 2024 | 14 |  |  |  | 58.14 | 1
| Zone | South of Lugo | 1 | Monthly System Peak Day | CAISO | 1-in-2 | 2024 | 15 |  |  |  | 59.0661 | 1
| Zone | South of Lugo | 1 | Monthly System Peak Day | CAISO | 1-in-2 | 2024 | 16 |  |  |  | 58.9131 | 1
| Zone | South of Lugo | 1 | Monthly System Peak Day | CAISO | 1-in-2 | 2024 | 17 |  |  |  | 57.9606 | 1
| Zone | South of Lugo | 1 | Monthly System Peak Day | CAISO | 1-in-2 | 2024 | 18 |  |  |  | 56.3247 | 1
| Zone | South of Lugo | 1 | Monthly System Peak Day | CAISO | 1-in-2 | 2024 | 19 |  |  |  | 55.1306 | 1
| Zone | South of Lugo | 1 | Monthly System Peak Day | CAISO | 1-in-2 | 2024 | 20 |  |  |  | 54.0664 | 1
| Zone | South of Lugo | 1 | Monthly System Peak Day | CAISO | 1-in-2 | 2024 | 21 |  |  |  | 52.8489 | 1
| Zone | South of Lugo | 1 | Monthly System Peak Day | CAISO | 1-in-2 | 2024 | 22 |  |  |  | 51.9478 | 1
| Zone | South of Lugo | 1 | Monthly System Peak Day | CAISO | 1-in-2 | 2024 | 23 |  |  |  | 50.8631 | 1
| Zone | South of Lugo | 1 | Monthly System Peak Day | CAISO | 1-in-2 | 2024 | 24 |  |  |  | 50.0019 | 1
| Zone | South of Lugo | 2 | Average Weekday | CAISO | 1-in-2 | 2024 | 1 |  |  |  | 54.9585 | 1
| Zone | South of Lugo | 2 | Average Weekday | CAISO | 1-in-2 | 2024 | 2 |  |  |  | 54.0444 | 1
| Zone | South of Lugo | 2 | Average Weekday | CAISO | 1-in-2 | 2024 | 3 |  |  |  | 53.2981 | 1
| Zone | South of Lugo | 2 | Average Weekday | CAISO | 1-in-2 | 2024 | 4 |  |  |  | 52.4177 | 1
| Zone | South of Lugo | 2 | Average Weekday | CAISO | 1-in-2 | 2024 | 5 |  |  |  | 51.7822 | 1
| Zone | South of Lugo | 2 | Average Weekday | CAISO | 1-in-2 | 2024 | 6 |  |  |  | 51.1989 | 1
| Zone | South of Lugo | 2 | Average Weekday | CAISO | 1-in-2 | 2024 | 7 |  |  |  | 50.8834 | 1
| Zone | South of Lugo | 2 | Average Weekday | CAISO | 1-in-2 | 2024 | 8 |  |  |  | 50.7149 | 1
| Zone | South of Lugo | 2 | Average Weekday | CAISO | 1-in-2 | 2024 | 9 |  |  |  | 52.3662 | 1
| Zone | South of Lugo | 2 | Average Weekday | CAISO | 1-in-2 | 2024 | 10 |  |  |  | 55.9543 | 1
| Zone | South of Lugo | 2 | Average Weekday | CAISO | 1-in-2 | 2024 | 11 |  |  |  | 59.7329 | 1
| Zone | South of Lugo | 2 | Average Weekday | CAISO | 1-in-2 | 2024 | 12 |  |  |  | 62.8562 | 1
| Zone | South of Lugo | 2 | Average Weekday | CAISO | 1-in-2 | 2024 | 13 |  |  |  | 65.2729 | 1
| Zone | South of Lugo | 2 | Average Weekday | CAISO | 1-in-2 | 2024 | 14 |  |  |  | 66.8845 | 1
| Zone | South of Lugo | 2 | Average Weekday | CAISO | 1-in-2 | 2024 | 15 |  |  |  | 67.6945 | 1
| Zone | South of Lugo | 2 | Average Weekday | CAISO | 1-in-2 | 2024 | 16 |  |  |  | 67.7745 | 1
| Zone | South of Lugo | 2 | Average Weekday | CAISO | 1-in-2 | 2024 | 17 |  |  |  | 67.1868 | 1
| Zone | South of Lugo | 2 | Average Weekday | CAISO | 1-in-2 | 2024 | 18 |  |  |  | 65.7662 | 1
| Zone | South of Lugo | 2 | Average Weekday | CAISO | 1-in-2 | 2024 | 19 |  |  |  | 63.2867 | 1
| Zone | South of Lugo | 2 | Average Weekday | CAISO | 1-in-2 | 2024 | 20 |  |  |  | 61.0119 | 1
| Zone | South of Lugo | 2 | Average Weekday | CAISO | 1-in-2 | 2024 | 21 |  |  |  | 59.4756 | 1
| Zone | South of Lugo | 2 | Average Weekday | CAISO | 1-in-2 | 2024 | 22 |  |  |  | 58.2593 | 1
| Zone | South of Lugo | 2 | Average Weekday | CAISO | 1-in-2 | 2024 | 23 |  |  |  | 57.0604 | 1
| Zone | South of Lugo | 2 | Average Weekday | CAISO | 1-in-2 | 2024 | 24 |  |  |  | 55.9455 | 1
| Zone | South of Lugo | 2 | Monthly System Peak Day | CAISO | 1-in-2 | 2024 | 1 |  |  |  | 44.145 | 1
| Zone | South of Lugo | 2 | Monthly System Peak Day | CAISO | 1-in-2 | 2024 | 2 |  |  |  | 43.5347 | 1
| Zone | South of Lugo | 2 | Monthly System Peak Day | CAISO | 1-in-2 | 2024 | 3 |  |  |  | 42.6722 | 1
| Zone | South of Lugo | 2 | Monthly System Peak Day | CAISO | 1-in-2 | 2024 | 4 |  |  |  | 42.1819 | 1
| Zone | South of Lugo | 2 | Monthly System Peak Day | CAISO | 1-in-2 | 2024 | 5 |  |  |  | 41.2997 | 1
| Zone | South of Lugo | 2 | Monthly System Peak Day | CAISO | 1-in-2 | 2024 | 6 |  |  |  | 40.4433 | 1
| Zone | South of Lugo | 2 | Monthly System Peak Day | CAISO | 1-in-2 | 2024 | 7 |  |  |  | 39.7297 | 1
| Zone | South of Lugo | 2 | Monthly System Peak Day | CAISO | 1-in-2 | 2024 | 8 |  |  |  | 39.4047 | 1
| Zone | South of Lugo | 2 | Monthly System Peak Day | CAISO | 1-in-2 | 2024 | 9 |  |  |  | 41.4589 | 1
| Zone | South of Lugo | 2 | Monthly System Peak Day | CAISO | 1-in-2 | 2024 | 10 |  |  |  | 45.2028 | 1
| Zone | South of Lugo | 2 | Monthly System Peak Day | CAISO | 1-in-2 | 2024 | 11 |  |  |  | 48.4597 | 1
| Zone | South of Lugo | 2 | Monthly System Peak Day | CAISO | 1-in-2 | 2024 | 12 |  |  |  | 51.7178 | 1
| Zone | South of Lugo | 2 | Monthly System Peak Day | CAISO | 1-in-2 | 2024 | 13 |  |  |  | 53.8994 | 1
| Zone | South of Lugo | 2 | Monthly System Peak Day | CAISO | 1-in-2 | 2024 | 14 |  |  |  | 55.7092 | 1
| Zone | South of Lugo | 2 | Monthly System Peak Day | CAISO | 1-in-2 | 2024 | 15 |  |  |  | 56.8964 | 1
| Zone | South of Lugo | 2 | Monthly System Peak Day | CAISO | 1-in-2 | 2024 | 16 |  |  |  | 57.5894 | 1
| Zone | South of Lugo | 2 | Monthly System Peak Day | CAISO | 1-in-2 | 2024 | 17 |  |  |  | 57.7119 | 1
| Zone | South of Lugo | 2 | Monthly System Peak Day | CAISO | 1-in-2 | 2024 | 18 |  |  |  | 56.8094 | 1
| Zone | South of Lugo | 2 | Monthly System Peak Day | CAISO | 1-in-2 | 2024 | 19 |  |  |  | 54.6603 | 1
| Zone | South of Lugo | 2 | Monthly System Peak Day | CAISO | 1-in-2 | 2024 | 20 |  |  |  | 52.4122 | 1
| Zone | South of Lugo | 2 | Monthly System Peak Day | CAISO | 1-in-2 | 2024 | 21 |  |  |  | 50.9461 | 1
| Zone | South of Lugo | 2 | Monthly System Peak Day | CAISO | 1-in-2 | 2024 | 22 |  |  |  | 49.5397 | 1
| Zone | South of Lugo | 2 | Monthly System Peak Day | CAISO | 1-in-2 | 2024 | 23 |  |  |  | 48.0589 | 1
| Zone | South of Lugo | 2 | Monthly System Peak Day | CAISO | 1-in-2 | 2024 | 24 |  |  |  | 46.6525 | 1
| Zone | South of Lugo | 3 | Average Weekday | CAISO | 1-in-2 | 2024 | 1 |  |  |  | 55.6732 | 1
| Zone | South of Lugo | 3 | Average Weekday | CAISO | 1-in-2 | 2024 | 2 |  |  |  | 54.6557 | 1
| Zone | South of Lugo | 3 | Average Weekday | CAISO | 1-in-2 | 2024 | 3 |  |  |  | 53.7029 | 1
| Zone | South of Lugo | 3 | Average Weekday | CAISO | 1-in-2 | 2024 | 4 |  |  |  | 52.9533 | 1
| Zone | South of Lugo | 3 | Average Weekday | CAISO | 1-in-2 | 2024 | 5 |  |  |  | 52.247 | 1
| Zone | South of Lugo | 3 | Average Weekday | CAISO | 1-in-2 | 2024 | 6 |  |  |  | 51.6805 | 1
| Zone | South of Lugo | 3 | Average Weekday | CAISO | 1-in-2 | 2024 | 7 |  |  |  | 51.3971 | 1
| Zone | South of Lugo | 3 | Average Weekday | CAISO | 1-in-2 | 2024 | 8 |  |  |  | 51.3137 | 1
| Zone | South of Lugo | 3 | Average Weekday | CAISO | 1-in-2 | 2024 | 9 |  |  |  | 52.3829 | 1
| Zone | South of Lugo | 3 | Average Weekday | CAISO | 1-in-2 | 2024 | 10 |  |  |  | 55.1184 | 1
| Zone | South of Lugo | 3 | Average Weekday | CAISO | 1-in-2 | 2024 | 11 |  |  |  | 58.4502 | 1
| Zone | South of Lugo | 3 | Average Weekday | CAISO | 1-in-2 | 2024 | 12 |  |  |  | 61.5339 | 1
| Zone | South of Lugo | 3 | Average Weekday | CAISO | 1-in-2 | 2024 | 13 |  |  |  | 63.9966 | 1
| Zone | South of Lugo | 3 | Average Weekday | CAISO | 1-in-2 | 2024 | 14 |  |  |  | 65.6855 | 1
| Zone | South of Lugo | 3 | Average Weekday | CAISO | 1-in-2 | 2024 | 15 |  |  |  | 66.8916 | 1
| Zone | South of Lugo | 3 | Average Weekday | CAISO | 1-in-2 | 2024 | 16 |  |  |  | 67.591 | 1
| Zone | South of Lugo | 3 | Average Weekday | CAISO | 1-in-2 | 2024 | 17 |  |  |  | 67.8021 | 1
| Zone | South of Lugo | 3 | Average Weekday | CAISO | 1-in-2 | 2024 | 18 |  |  |  | 67.0899 | 1
| Zone | South of Lugo | 3 | Average Weekday | CAISO | 1-in-2 | 2024 | 19 |  |  |  | 65.4501 | 1
| Zone | South of Lugo | 3 | Average Weekday | CAISO | 1-in-2 | 2024 | 20 |  |  |  | 62.8909 | 1
| Zone | South of Lugo | 3 | Average Weekday | CAISO | 1-in-2 | 2024 | 21 |  |  |  | 60.3913 | 1
| Zone | South of Lugo | 3 | Average Weekday | CAISO | 1-in-2 | 2024 | 22 |  |  |  | 58.8766 | 1
| Zone | South of Lugo | 3 | Average Weekday | CAISO | 1-in-2 | 2024 | 23 |  |  |  | 57.6289 | 1
| Zone | South of Lugo | 3 | Average Weekday | CAISO | 1-in-2 | 2024 | 24 |  |  |  | 56.4541 | 1
| Zone | South of Lugo | 3 | Monthly System Peak Day | CAISO | 1-in-2 | 2024 | 1 |  |  |  | 58.4778 | 1
| Zone | South of Lugo | 3 | Monthly System Peak Day | CAISO | 1-in-2 | 2024 | 2 |  |  |  | 57.2453 | 1
| Zone | South of Lugo | 3 | Monthly System Peak Day | CAISO | 1-in-2 | 2024 | 3 |  |  |  | 56.0475 | 1
| Zone | South of Lugo | 3 | Monthly System Peak Day | CAISO | 1-in-2 | 2024 | 4 |  |  |  | 54.6481 | 1
| Zone | South of Lugo | 3 | Monthly System Peak Day | CAISO | 1-in-2 | 2024 | 5 |  |  |  | 54.2919 | 1
| Zone | South of Lugo | 3 | Monthly System Peak Day | CAISO | 1-in-2 | 2024 | 6 |  |  |  | 53.1578 | 1
| Zone | South of Lugo | 3 | Monthly System Peak Day | CAISO | 1-in-2 | 2024 | 7 |  |  |  | 52.7189 | 1
| Zone | South of Lugo | 3 | Monthly System Peak Day | CAISO | 1-in-2 | 2024 | 8 |  |  |  | 52.2422 | 1
| Zone | South of Lugo | 3 | Monthly System Peak Day | CAISO | 1-in-2 | 2024 | 9 |  |  |  | 52.5025 | 1
| Zone | South of Lugo | 3 | Monthly System Peak Day | CAISO | 1-in-2 | 2024 | 10 |  |  |  | 55.5739 | 1
| Zone | South of Lugo | 3 | Monthly System Peak Day | CAISO | 1-in-2 | 2024 | 11 |  |  |  | 60.2822 | 1
| Zone | South of Lugo | 3 | Monthly System Peak Day | CAISO | 1-in-2 | 2024 | 12 |  |  |  | 64.8764 | 1
| Zone | South of Lugo | 3 | Monthly System Peak Day | CAISO | 1-in-2 | 2024 | 13 |  |  |  | 67.8367 | 1
| Zone | South of Lugo | 3 | Monthly System Peak Day | CAISO | 1-in-2 | 2024 | 14 |  |  |  | 69.2092 | 1
| Zone | South of Lugo | 3 | Monthly System Peak Day | CAISO | 1-in-2 | 2024 | 15 |  |  |  | 70.2414 | 1
| Zone | South of Lugo | 3 | Monthly System Peak Day | CAISO | 1-in-2 | 2024 | 16 |  |  |  | 71.2658 | 1
| Zone | South of Lugo | 3 | Monthly System Peak Day | CAISO | 1-in-2 | 2024 | 17 |  |  |  | 71.6358 | 1
| Zone | South of Lugo | 3 | Monthly System Peak Day | CAISO | 1-in-2 | 2024 | 18 |  |  |  | 71.185 | 1
| Zone | South of Lugo | 3 | Monthly System Peak Day | CAISO | 1-in-2 | 2024 | 19 |  |  |  | 69.5747 | 1
| Zone | South of Lugo | 3 | Monthly System Peak Day | CAISO | 1-in-2 | 2024 | 20 |  |  |  | 66.3922 | 1
| Zone | South of Lugo | 3 | Monthly System Peak Day | CAISO | 1-in-2 | 2024 | 21 |  |  |  | 63.3958 | 1
| Zone | South of Lugo | 3 | Monthly System Peak Day | CAISO | 1-in-2 | 2024 | 22 |  |  |  | 61.6881 | 1
| Zone | South of Lugo | 3 | Monthly System Peak Day | CAISO | 1-in-2 | 2024 | 23 |  |  |  | 60.0722 | 1
| Zone | South of Lugo | 3 | Monthly System Peak Day | CAISO | 1-in-2 | 2024 | 24 |  |  |  | 58.4769 | 1
| Zone | South of Lugo | 4 | Average Weekday | CAISO | 1-in-2 | 2024 | 1 |  |  |  | 58.0175 | 1
| Zone | South of Lugo | 4 | Average Weekday | CAISO | 1-in-2 | 2024 | 2 |  |  |  | 57.1737 | 1
| Zone | South of Lugo | 4 | Average Weekday | CAISO | 1-in-2 | 2024 | 3 |  |  |  | 56.4171 | 1
| Zone | South of Lugo | 4 | Average Weekday | CAISO | 1-in-2 | 2024 | 4 |  |  |  | 55.722 | 1
| Zone | South of Lugo | 4 | Average Weekday | CAISO | 1-in-2 | 2024 | 5 |  |  |  | 55.1391 | 1
| Zone | South of Lugo | 4 | Average Weekday | CAISO | 1-in-2 | 2024 | 6 |  |  |  | 54.7482 | 1
| Zone | South of Lugo | 4 | Average Weekday | CAISO | 1-in-2 | 2024 | 7 |  |  |  | 54.4337 | 1
| Zone | South of Lugo | 4 | Average Weekday | CAISO | 1-in-2 | 2024 | 8 |  |  |  | 54.4184 | 1
| Zone | South of Lugo | 4 | Average Weekday | CAISO | 1-in-2 | 2024 | 9 |  |  |  | 55.9212 | 1
| Zone | South of Lugo | 4 | Average Weekday | CAISO | 1-in-2 | 2024 | 10 |  |  |  | 58.4835 | 1
| Zone | South of Lugo | 4 | Average Weekday | CAISO | 1-in-2 | 2024 | 11 |  |  |  | 61.2865 | 1
| Zone | South of Lugo | 4 | Average Weekday | CAISO | 1-in-2 | 2024 | 12 |  |  |  | 64.1775 | 1
| Zone | South of Lugo | 4 | Average Weekday | CAISO | 1-in-2 | 2024 | 13 |  |  |  | 66.5067 | 1
| Zone | South of Lugo | 4 | Average Weekday | CAISO | 1-in-2 | 2024 | 14 |  |  |  | 68.336 | 1
| Zone | South of Lugo | 4 | Average Weekday | CAISO | 1-in-2 | 2024 | 15 |  |  |  | 69.6837 | 1
| Zone | South of Lugo | 4 | Average Weekday | CAISO | 1-in-2 | 2024 | 16 |  |  |  | 70.354 | 1
| Zone | South of Lugo | 4 | Average Weekday | CAISO | 1-in-2 | 2024 | 17 |  |  |  | 70.5957 | 1
| Zone | South of Lugo | 4 | Average Weekday | CAISO | 1-in-2 | 2024 | 18 |  |  |  | 70.1069 | 1
| Zone | South of Lugo | 4 | Average Weekday | CAISO | 1-in-2 | 2024 | 19 |  |  |  | 68.8098 | 1
| Zone | South of Lugo | 4 | Average Weekday | CAISO | 1-in-2 | 2024 | 20 |  |  |  | 66.455 | 1
| Zone | South of Lugo | 4 | Average Weekday | CAISO | 1-in-2 | 2024 | 21 |  |  |  | 63.3945 | 1
| Zone | South of Lugo | 4 | Average Weekday | CAISO | 1-in-2 | 2024 | 22 |  |  |  | 61.1655 | 1
| Zone | South of Lugo | 4 | Average Weekday | CAISO | 1-in-2 | 2024 | 23 |  |  |  | 59.6977 | 1
| Zone | South of Lugo | 4 | Average Weekday | CAISO | 1-in-2 | 2024 | 24 |  |  |  | 58.6464 | 1
| Zone | South of Lugo | 4 | Monthly System Peak Day | CAISO | 1-in-2 | 2024 | 1 |  |  |  | 63.8797 | 1
| Zone | South of Lugo | 4 | Monthly System Peak Day | CAISO | 1-in-2 | 2024 | 2 |  |  |  | 62.5253 | 1
| Zone | South of Lugo | 4 | Monthly System Peak Day | CAISO | 1-in-2 | 2024 | 3 |  |  |  | 61.6583 | 1
| Zone | South of Lugo | 4 | Monthly System Peak Day | CAISO | 1-in-2 | 2024 | 4 |  |  |  | 60.9231 | 1
| Zone | South of Lugo | 4 | Monthly System Peak Day | CAISO | 1-in-2 | 2024 | 5 |  |  |  | 59.9731 | 1
| Zone | South of Lugo | 4 | Monthly System Peak Day | CAISO | 1-in-2 | 2024 | 6 |  |  |  | 59.3736 | 1
| Zone | South of Lugo | 4 | Monthly System Peak Day | CAISO | 1-in-2 | 2024 | 7 |  |  |  | 59.0392 | 1
| Zone | South of Lugo | 4 | Monthly System Peak Day | CAISO | 1-in-2 | 2024 | 8 |  |  |  | 59.3867 | 1
| Zone | South of Lugo | 4 | Monthly System Peak Day | CAISO | 1-in-2 | 2024 | 9 |  |  |  | 60.8022 | 1
| Zone | South of Lugo | 4 | Monthly System Peak Day | CAISO | 1-in-2 | 2024 | 10 |  |  |  | 64.9192 | 1
| Zone | South of Lugo | 4 | Monthly System Peak Day | CAISO | 1-in-2 | 2024 | 11 |  |  |  | 69.5942 | 1
| Zone | South of Lugo | 4 | Monthly System Peak Day | CAISO | 1-in-2 | 2024 | 12 |  |  |  | 74.1689 | 1
| Zone | South of Lugo | 4 | Monthly System Peak Day | CAISO | 1-in-2 | 2024 | 13 |  |  |  | 78.0494 | 1
| Zone | South of Lugo | 4 | Monthly System Peak Day | CAISO | 1-in-2 | 2024 | 14 |  |  |  | 80.7806 | 1
| Zone | South of Lugo | 4 | Monthly System Peak Day | CAISO | 1-in-2 | 2024 | 15 |  |  |  | 82.8028 | 1
| Zone | South of Lugo | 4 | Monthly System Peak Day | CAISO | 1-in-2 | 2024 | 16 |  |  |  | 83.5047 | 1
| Zone | South of Lugo | 4 | Monthly System Peak Day | CAISO | 1-in-2 | 2024 | 17 |  |  |  | 82.9567 | 1
| Zone | South of Lugo | 4 | Monthly System Peak Day | CAISO | 1-in-2 | 2024 | 18 |  |  |  | 82.3178 | 1
| Zone | South of Lugo | 4 | Monthly System Peak Day | CAISO | 1-in-2 | 2024 | 19 |  |  |  | 81.0725 | 1
| Zone | South of Lugo | 4 | Monthly System Peak Day | CAISO | 1-in-2 | 2024 | 20 |  |  |  | 78.5583 | 1
| Zone | South of Lugo | 4 | Monthly System Peak Day | CAISO | 1-in-2 | 2024 | 21 |  |  |  | 74.0617 | 1
| Zone | South of Lugo | 4 | Monthly System Peak Day | CAISO | 1-in-2 | 2024 | 22 |  |  |  | 69.5994 | 1
| Zone | South of Lugo | 4 | Monthly System Peak Day | CAISO | 1-in-2 | 2024 | 23 |  |  |  | 66.6206 | 1
| Zone | South of Lugo | 4 | Monthly System Peak Day | CAISO | 1-in-2 | 2024 | 24 |  |  |  | 64.6678 | 1
| Zone | South of Lugo | 5 | Average Weekday | CAISO | 1-in-2 | 2024 | 1 |  |  |  | 61.1348 | 1
| Zone | South of Lugo | 5 | Average Weekday | CAISO | 1-in-2 | 2024 | 2 |  |  |  | 60.5346 | 1
| Zone | South of Lugo | 5 | Average Weekday | CAISO | 1-in-2 | 2024 | 3 |  |  |  | 60.0288 | 1
| Zone | South of Lugo | 5 | Average Weekday | CAISO | 1-in-2 | 2024 | 4 |  |  |  | 59.5236 | 1
| Zone | South of Lugo | 5 | Average Weekday | CAISO | 1-in-2 | 2024 | 5 |  |  |  | 59.1163 | 1
| Zone | South of Lugo | 5 | Average Weekday | CAISO | 1-in-2 | 2024 | 6 |  |  |  | 58.7282 | 1
| Zone | South of Lugo | 5 | Average Weekday | CAISO | 1-in-2 | 2024 | 7 |  |  |  | 58.3962 | 1
| Zone | South of Lugo | 5 | Average Weekday | CAISO | 1-in-2 | 2024 | 8 |  |  |  | 58.7437 | 1
| Zone | South of Lugo | 5 | Average Weekday | CAISO | 1-in-2 | 2024 | 9 |  |  |  | 60.2327 | 1
| Zone | South of Lugo | 5 | Average Weekday | CAISO | 1-in-2 | 2024 | 10 |  |  |  | 62.3563 | 1
| Zone | South of Lugo | 5 | Average Weekday | CAISO | 1-in-2 | 2024 | 11 |  |  |  | 64.933 | 1
| Zone | South of Lugo | 5 | Average Weekday | CAISO | 1-in-2 | 2024 | 12 |  |  |  | 67.3178 | 1
| Zone | South of Lugo | 5 | Average Weekday | CAISO | 1-in-2 | 2024 | 13 |  |  |  | 69.4255 | 1
| Zone | South of Lugo | 5 | Average Weekday | CAISO | 1-in-2 | 2024 | 14 |  |  |  | 71.148 | 1
| Zone | South of Lugo | 5 | Average Weekday | CAISO | 1-in-2 | 2024 | 15 |  |  |  | 72.4241 | 1
| Zone | South of Lugo | 5 | Average Weekday | CAISO | 1-in-2 | 2024 | 16 |  |  |  | 73.1156 | 1
| Zone | South of Lugo | 5 | Average Weekday | CAISO | 1-in-2 | 2024 | 17 |  |  |  | 73.2273 | 1
| Zone | South of Lugo | 5 | Average Weekday | CAISO | 1-in-2 | 2024 | 18 |  |  |  | 72.5655 | 1
| Zone | South of Lugo | 5 | Average Weekday | CAISO | 1-in-2 | 2024 | 19 |  |  |  | 71.1484 | 1
| Zone | South of Lugo | 5 | Average Weekday | CAISO | 1-in-2 | 2024 | 20 |  |  |  | 68.9891 | 1
| Zone | South of Lugo | 5 | Average Weekday | CAISO | 1-in-2 | 2024 | 21 |  |  |  | 66.1434 | 1
| Zone | South of Lugo | 5 | Average Weekday | CAISO | 1-in-2 | 2024 | 22 |  |  |  | 63.9125 | 1
| Zone | South of Lugo | 5 | Average Weekday | CAISO | 1-in-2 | 2024 | 23 |  |  |  | 62.6515 | 1
| Zone | South of Lugo | 5 | Average Weekday | CAISO | 1-in-2 | 2024 | 24 |  |  |  | 61.7451 | 1
| Zone | South of Lugo | 5 | Monthly System Peak Day | CAISO | 1-in-2 | 2024 | 1 |  |  |  | 67.0208 | 1
| Zone | South of Lugo | 5 | Monthly System Peak Day | CAISO | 1-in-2 | 2024 | 2 |  |  |  | 65.5894 | 1
| Zone | South of Lugo | 5 | Monthly System Peak Day | CAISO | 1-in-2 | 2024 | 3 |  |  |  | 64.2253 | 1
| Zone | South of Lugo | 5 | Monthly System Peak Day | CAISO | 1-in-2 | 2024 | 4 |  |  |  | 62.7719 | 1
| Zone | South of Lugo | 5 | Monthly System Peak Day | CAISO | 1-in-2 | 2024 | 5 |  |  |  | 61.3103 | 1
| Zone | South of Lugo | 5 | Monthly System Peak Day | CAISO | 1-in-2 | 2024 | 6 |  |  |  | 60.7589 | 1
| Zone | South of Lugo | 5 | Monthly System Peak Day | CAISO | 1-in-2 | 2024 | 7 |  |  |  | 60.645 | 1
| Zone | South of Lugo | 5 | Monthly System Peak Day | CAISO | 1-in-2 | 2024 | 8 |  |  |  | 61.2089 | 1
| Zone | South of Lugo | 5 | Monthly System Peak Day | CAISO | 1-in-2 | 2024 | 9 |  |  |  | 64.0603 | 1
| Zone | South of Lugo | 5 | Monthly System Peak Day | CAISO | 1-in-2 | 2024 | 10 |  |  |  | 69.1803 | 1
| Zone | South of Lugo | 5 | Monthly System Peak Day | CAISO | 1-in-2 | 2024 | 11 |  |  |  | 74.5167 | 1
| Zone | South of Lugo | 5 | Monthly System Peak Day | CAISO | 1-in-2 | 2024 | 12 |  |  |  | 79.0092 | 1
| Zone | South of Lugo | 5 | Monthly System Peak Day | CAISO | 1-in-2 | 2024 | 13 |  |  |  | 82.1086 | 1
| Zone | South of Lugo | 5 | Monthly System Peak Day | CAISO | 1-in-2 | 2024 | 14 |  |  |  | 84.1044 | 1
| Zone | South of Lugo | 5 | Monthly System Peak Day | CAISO | 1-in-2 | 2024 | 15 |  |  |  | 85.5183 | 1
| Zone | South of Lugo | 5 | Monthly System Peak Day | CAISO | 1-in-2 | 2024 | 16 |  |  |  | 86.6833 | 1
| Zone | South of Lugo | 5 | Monthly System Peak Day | CAISO | 1-in-2 | 2024 | 17 |  |  |  | 86.2722 | 1
| Zone | South of Lugo | 5 | Monthly System Peak Day | CAISO | 1-in-2 | 2024 | 18 |  |  |  | 84.8111 | 1
| Zone | South of Lugo | 5 | Monthly System Peak Day | CAISO | 1-in-2 | 2024 | 19 |  |  |  | 82.0425 | 1
| Zone | South of Lugo | 5 | Monthly System Peak Day | CAISO | 1-in-2 | 2024 | 20 |  |  |  | 79.2078 | 1
| Zone | South of Lugo | 5 | Monthly System Peak Day | CAISO | 1-in-2 | 2024 | 21 |  |  |  | 74.8703 | 1
| Zone | South of Lugo | 5 | Monthly System Peak Day | CAISO | 1-in-2 | 2024 | 22 |  |  |  | 71.1503 | 1
| Zone | South of Lugo | 5 | Monthly System Peak Day | CAISO | 1-in-2 | 2024 | 23 |  |  |  | 69.6478 | 1
| Zone | South of Lugo | 5 | Monthly System Peak Day | CAISO | 1-in-2 | 2024 | 24 |  |  |  | 67.2344 | 1
| Zone | South of Lugo | 6 | Average Weekday | CAISO | 1-in-2 | 2024 | 1 |  |  |  | 63.9782 | 1
| Zone | South of Lugo | 6 | Average Weekday | CAISO | 1-in-2 | 2024 | 2 |  |  |  | 63.1095 | 1
| Zone | South of Lugo | 6 | Average Weekday | CAISO | 1-in-2 | 2024 | 3 |  |  |  | 62.3522 | 1
| Zone | South of Lugo | 6 | Average Weekday | CAISO | 1-in-2 | 2024 | 4 |  |  |  | 61.6996 | 1
| Zone | South of Lugo | 6 | Average Weekday | CAISO | 1-in-2 | 2024 | 5 |  |  |  | 61.1746 | 1
| Zone | South of Lugo | 6 | Average Weekday | CAISO | 1-in-2 | 2024 | 6 |  |  |  | 60.7294 | 1
| Zone | South of Lugo | 6 | Average Weekday | CAISO | 1-in-2 | 2024 | 7 |  |  |  | 60.3883 | 1
| Zone | South of Lugo | 6 | Average Weekday | CAISO | 1-in-2 | 2024 | 8 |  |  |  | 60.8863 | 1
| Zone | South of Lugo | 6 | Average Weekday | CAISO | 1-in-2 | 2024 | 9 |  |  |  | 62.5691 | 1
| Zone | South of Lugo | 6 | Average Weekday | CAISO | 1-in-2 | 2024 | 10 |  |  |  | 65.1324 | 1
| Zone | South of Lugo | 6 | Average Weekday | CAISO | 1-in-2 | 2024 | 11 |  |  |  | 68.1945 | 1
| Zone | South of Lugo | 6 | Average Weekday | CAISO | 1-in-2 | 2024 | 12 |  |  |  | 71.3648 | 1
| Zone | South of Lugo | 6 | Average Weekday | CAISO | 1-in-2 | 2024 | 13 |  |  |  | 73.9036 | 1
| Zone | South of Lugo | 6 | Average Weekday | CAISO | 1-in-2 | 2024 | 14 |  |  |  | 76.0368 | 1
| Zone | South of Lugo | 6 | Average Weekday | CAISO | 1-in-2 | 2024 | 15 |  |  |  | 77.7526 | 1
| Zone | South of Lugo | 6 | Average Weekday | CAISO | 1-in-2 | 2024 | 16 |  |  |  | 78.7286 | 1
| Zone | South of Lugo | 6 | Average Weekday | CAISO | 1-in-2 | 2024 | 17 |  |  |  | 79.2035 | 1
| Zone | South of Lugo | 6 | Average Weekday | CAISO | 1-in-2 | 2024 | 18 |  |  |  | 78.5518 | 1
| Zone | South of Lugo | 6 | Average Weekday | CAISO | 1-in-2 | 2024 | 19 |  |  |  | 77.0958 | 1
| Zone | South of Lugo | 6 | Average Weekday | CAISO | 1-in-2 | 2024 | 20 |  |  |  | 74.8612 | 1
| Zone | South of Lugo | 6 | Average Weekday | CAISO | 1-in-2 | 2024 | 21 |  |  |  | 71.7224 | 1
| Zone | South of Lugo | 6 | Average Weekday | CAISO | 1-in-2 | 2024 | 22 |  |  |  | 68.5028 | 1
| Zone | South of Lugo | 6 | Average Weekday | CAISO | 1-in-2 | 2024 | 23 |  |  |  | 66.5545 | 1
| Zone | South of Lugo | 6 | Average Weekday | CAISO | 1-in-2 | 2024 | 24 |  |  |  | 65.2126 | 1
| Zone | South of Lugo | 6 | Monthly System Peak Day | CAISO | 1-in-2 | 2024 | 1 |  |  |  | 65.3122 | 1
| Zone | South of Lugo | 6 | Monthly System Peak Day | CAISO | 1-in-2 | 2024 | 2 |  |  |  | 64.4594 | 1
| Zone | South of Lugo | 6 | Monthly System Peak Day | CAISO | 1-in-2 | 2024 | 3 |  |  |  | 63.6856 | 1
| Zone | South of Lugo | 6 | Monthly System Peak Day | CAISO | 1-in-2 | 2024 | 4 |  |  |  | 62.6772 | 1
| Zone | South of Lugo | 6 | Monthly System Peak Day | CAISO | 1-in-2 | 2024 | 5 |  |  |  | 61.7481 | 1
| Zone | South of Lugo | 6 | Monthly System Peak Day | CAISO | 1-in-2 | 2024 | 6 |  |  |  | 61.2672 | 1
| Zone | South of Lugo | 6 | Monthly System Peak Day | CAISO | 1-in-2 | 2024 | 7 |  |  |  | 60.8669 | 1
| Zone | South of Lugo | 6 | Monthly System Peak Day | CAISO | 1-in-2 | 2024 | 8 |  |  |  | 61.5311 | 1
| Zone | South of Lugo | 6 | Monthly System Peak Day | CAISO | 1-in-2 | 2024 | 9 |  |  |  | 64.1175 | 1
| Zone | South of Lugo | 6 | Monthly System Peak Day | CAISO | 1-in-2 | 2024 | 10 |  |  |  | 67.3953 | 1
| Zone | South of Lugo | 6 | Monthly System Peak Day | CAISO | 1-in-2 | 2024 | 11 |  |  |  | 70.6878 | 1
| Zone | South of Lugo | 6 | Monthly System Peak Day | CAISO | 1-in-2 | 2024 | 12 |  |  |  | 74.4286 | 1
| Zone | South of Lugo | 6 | Monthly System Peak Day | CAISO | 1-in-2 | 2024 | 13 |  |  |  | 77.7342 | 1
| Zone | South of Lugo | 6 | Monthly System Peak Day | CAISO | 1-in-2 | 2024 | 14 |  |  |  | 80.8556 | 1
| Zone | South of Lugo | 6 | Monthly System Peak Day | CAISO | 1-in-2 | 2024 | 15 |  |  |  | 83.6972 | 1
| Zone | South of Lugo | 6 | Monthly System Peak Day | CAISO | 1-in-2 | 2024 | 16 |  |  |  | 84.9611 | 1
| Zone | South of Lugo | 6 | Monthly System Peak Day | CAISO | 1-in-2 | 2024 | 17 |  |  |  | 85.0806 | 1
| Zone | South of Lugo | 6 | Monthly System Peak Day | CAISO | 1-in-2 | 2024 | 18 |  |  |  | 84.5833 | 1
| Zone | South of Lugo | 6 | Monthly System Peak Day | CAISO | 1-in-2 | 2024 | 19 |  |  |  | 83.1889 | 1
| Zone | South of Lugo | 6 | Monthly System Peak Day | CAISO | 1-in-2 | 2024 | 20 |  |  |  | 80.3558 | 1
| Zone | South of Lugo | 6 | Monthly System Peak Day | CAISO | 1-in-2 | 2024 | 21 |  |  |  | 76.0669 | 1
| Zone | South of Lugo | 6 | Monthly System Peak Day | CAISO | 1-in-2 | 2024 | 22 |  |  |  | 71.5611 | 1
| Zone | South of Lugo | 6 | Monthly System Peak Day | CAISO | 1-in-2 | 2024 | 23 |  |  |  | 68.6919 | 1
| Zone | South of Lugo | 6 | Monthly System Peak Day | CAISO | 1-in-2 | 2024 | 24 |  |  |  | 66.9717 | 1
| Zone | South of Lugo | 7 | Average Weekday | CAISO | 1-in-2 | 2024 | 1 |  |  |  | 68.6348 | 1
| Zone | South of Lugo | 7 | Average Weekday | CAISO | 1-in-2 | 2024 | 2 |  |  |  | 67.8546 | 1
| Zone | South of Lugo | 7 | Average Weekday | CAISO | 1-in-2 | 2024 | 3 |  |  |  | 67.1611 | 1
| Zone | South of Lugo | 7 | Average Weekday | CAISO | 1-in-2 | 2024 | 4 |  |  |  | 66.537 | 1
| Zone | South of Lugo | 7 | Average Weekday | CAISO | 1-in-2 | 2024 | 5 |  |  |  | 66.0419 | 1
| Zone | South of Lugo | 7 | Average Weekday | CAISO | 1-in-2 | 2024 | 6 |  |  |  | 65.5975 | 1
| Zone | South of Lugo | 7 | Average Weekday | CAISO | 1-in-2 | 2024 | 7 |  |  |  | 65.2822 | 1
| Zone | South of Lugo | 7 | Average Weekday | CAISO | 1-in-2 | 2024 | 8 |  |  |  | 65.8683 | 1
| Zone | South of Lugo | 7 | Average Weekday | CAISO | 1-in-2 | 2024 | 9 |  |  |  | 67.9582 | 1
| Zone | South of Lugo | 7 | Average Weekday | CAISO | 1-in-2 | 2024 | 10 |  |  |  | 70.6765 | 1
| Zone | South of Lugo | 7 | Average Weekday | CAISO | 1-in-2 | 2024 | 11 |  |  |  | 73.7944 | 1
| Zone | South of Lugo | 7 | Average Weekday | CAISO | 1-in-2 | 2024 | 12 |  |  |  | 76.9344 | 1
| Zone | South of Lugo | 7 | Average Weekday | CAISO | 1-in-2 | 2024 | 13 |  |  |  | 79.4886 | 1
| Zone | South of Lugo | 7 | Average Weekday | CAISO | 1-in-2 | 2024 | 14 |  |  |  | 81.4124 | 1
| Zone | South of Lugo | 7 | Average Weekday | CAISO | 1-in-2 | 2024 | 15 |  |  |  | 82.8268 | 1
| Zone | South of Lugo | 7 | Average Weekday | CAISO | 1-in-2 | 2024 | 16 |  |  |  | 83.4491 | 1
| Zone | South of Lugo | 7 | Average Weekday | CAISO | 1-in-2 | 2024 | 17 |  |  |  | 83.7052 | 1
| Zone | South of Lugo | 7 | Average Weekday | CAISO | 1-in-2 | 2024 | 18 |  |  |  | 83.0297 | 1
| Zone | South of Lugo | 7 | Average Weekday | CAISO | 1-in-2 | 2024 | 19 |  |  |  | 81.4723 | 1
| Zone | South of Lugo | 7 | Average Weekday | CAISO | 1-in-2 | 2024 | 20 |  |  |  | 79.2629 | 1
| Zone | South of Lugo | 7 | Average Weekday | CAISO | 1-in-2 | 2024 | 21 |  |  |  | 76.138 | 1
| Zone | South of Lugo | 7 | Average Weekday | CAISO | 1-in-2 | 2024 | 22 |  |  |  | 72.8533 | 1
| Zone | South of Lugo | 7 | Average Weekday | CAISO | 1-in-2 | 2024 | 23 |  |  |  | 70.8084 | 1
| Zone | South of Lugo | 7 | Average Weekday | CAISO | 1-in-2 | 2024 | 24 |  |  |  | 69.575 | 1
| Zone | South of Lugo | 7 | Monthly System Peak Day | CAISO | 1-in-2 | 2024 | 1 |  |  |  | 73.4597 | 1
| Zone | South of Lugo | 7 | Monthly System Peak Day | CAISO | 1-in-2 | 2024 | 2 |  |  |  | 72.6967 | 1
| Zone | South of Lugo | 7 | Monthly System Peak Day | CAISO | 1-in-2 | 2024 | 3 |  |  |  | 72.0013 | 1
| Zone | South of Lugo | 7 | Monthly System Peak Day | CAISO | 1-in-2 | 2024 | 4 |  |  |  | 71.4436 | 1
| Zone | South of Lugo | 7 | Monthly System Peak Day | CAISO | 1-in-2 | 2024 | 5 |  |  |  | 70.7646 | 1
| Zone | South of Lugo | 7 | Monthly System Peak Day | CAISO | 1-in-2 | 2024 | 6 |  |  |  | 70.1551 | 1
| Zone | South of Lugo | 7 | Monthly System Peak Day | CAISO | 1-in-2 | 2024 | 7 |  |  |  | 69.8672 | 1
| Zone | South of Lugo | 7 | Monthly System Peak Day | CAISO | 1-in-2 | 2024 | 8 |  |  |  | 70.0008 | 1
| Zone | South of Lugo | 7 | Monthly System Peak Day | CAISO | 1-in-2 | 2024 | 9 |  |  |  | 72.5462 | 1
| Zone | South of Lugo | 7 | Monthly System Peak Day | CAISO | 1-in-2 | 2024 | 10 |  |  |  | 76.518 | 1
| Zone | South of Lugo | 7 | Monthly System Peak Day | CAISO | 1-in-2 | 2024 | 11 |  |  |  | 81.2205 | 1
| Zone | South of Lugo | 7 | Monthly System Peak Day | CAISO | 1-in-2 | 2024 | 12 |  |  |  | 85.1359 | 1
| Zone | South of Lugo | 7 | Monthly System Peak Day | CAISO | 1-in-2 | 2024 | 13 |  |  |  | 87.8179 | 1
| Zone | South of Lugo | 7 | Monthly System Peak Day | CAISO | 1-in-2 | 2024 | 14 |  |  |  | 89.6692 | 1
| Zone | South of Lugo | 7 | Monthly System Peak Day | CAISO | 1-in-2 | 2024 | 15 |  |  |  | 90.8538 | 1
| Zone | South of Lugo | 7 | Monthly System Peak Day | CAISO | 1-in-2 | 2024 | 16 |  |  |  | 91.0974 | 1
| Zone | South of Lugo | 7 | Monthly System Peak Day | CAISO | 1-in-2 | 2024 | 17 |  |  |  | 91.1974 | 1
| Zone | South of Lugo | 7 | Monthly System Peak Day | CAISO | 1-in-2 | 2024 | 18 |  |  |  | 90.4667 | 1
| Zone | South of Lugo | 7 | Monthly System Peak Day | CAISO | 1-in-2 | 2024 | 19 |  |  |  | 88.759 | 1
| Zone | South of Lugo | 7 | Monthly System Peak Day | CAISO | 1-in-2 | 2024 | 20 |  |  |  | 86.2692 | 1
| Zone | South of Lugo | 7 | Monthly System Peak Day | CAISO | 1-in-2 | 2024 | 21 |  |  |  | 83.7231 | 1
| Zone | South of Lugo | 7 | Monthly System Peak Day | CAISO | 1-in-2 | 2024 | 22 |  |  |  | 80.9923 | 1
| Zone | South of Lugo | 7 | Monthly System Peak Day | CAISO | 1-in-2 | 2024 | 23 |  |  |  | 78.6082 | 1
| Zone | South of Lugo | 7 | Monthly System Peak Day | CAISO | 1-in-2 | 2024 | 24 |  |  |  | 76.8256 | 1
| Zone | South of Lugo | 8 | Average Weekday | CAISO | 1-in-2 | 2024 | 1 |  |  |  | 70.0345 | 1
| Zone | South of Lugo | 8 | Average Weekday | CAISO | 1-in-2 | 2024 | 2 |  |  |  | 69.0806 | 1
| Zone | South of Lugo | 8 | Average Weekday | CAISO | 1-in-2 | 2024 | 3 |  |  |  | 68.2447 | 1
| Zone | South of Lugo | 8 | Average Weekday | CAISO | 1-in-2 | 2024 | 4 |  |  |  | 67.5212 | 1
| Zone | South of Lugo | 8 | Average Weekday | CAISO | 1-in-2 | 2024 | 5 |  |  |  | 66.9202 | 1
| Zone | South of Lugo | 8 | Average Weekday | CAISO | 1-in-2 | 2024 | 6 |  |  |  | 66.3969 | 1
| Zone | South of Lugo | 8 | Average Weekday | CAISO | 1-in-2 | 2024 | 7 |  |  |  | 66.0998 | 1
| Zone | South of Lugo | 8 | Average Weekday | CAISO | 1-in-2 | 2024 | 8 |  |  |  | 66.163 | 1
| Zone | South of Lugo | 8 | Average Weekday | CAISO | 1-in-2 | 2024 | 9 |  |  |  | 68.0861 | 1
| Zone | South of Lugo | 8 | Average Weekday | CAISO | 1-in-2 | 2024 | 10 |  |  |  | 71.1121 | 1
| Zone | South of Lugo | 8 | Average Weekday | CAISO | 1-in-2 | 2024 | 11 |  |  |  | 74.7632 | 1
| Zone | South of Lugo | 8 | Average Weekday | CAISO | 1-in-2 | 2024 | 12 |  |  |  | 78.4705 | 1
| Zone | South of Lugo | 8 | Average Weekday | CAISO | 1-in-2 | 2024 | 13 |  |  |  | 81.311 | 1
| Zone | South of Lugo | 8 | Average Weekday | CAISO | 1-in-2 | 2024 | 14 |  |  |  | 83.5318 | 1
| Zone | South of Lugo | 8 | Average Weekday | CAISO | 1-in-2 | 2024 | 15 |  |  |  | 84.9576 | 1
| Zone | South of Lugo | 8 | Average Weekday | CAISO | 1-in-2 | 2024 | 16 |  |  |  | 85.6107 | 1
| Zone | South of Lugo | 8 | Average Weekday | CAISO | 1-in-2 | 2024 | 17 |  |  |  | 85.8816 | 1
| Zone | South of Lugo | 8 | Average Weekday | CAISO | 1-in-2 | 2024 | 18 |  |  |  | 85.1098 | 1
| Zone | South of Lugo | 8 | Average Weekday | CAISO | 1-in-2 | 2024 | 19 |  |  |  | 83.4933 | 1
| Zone | South of Lugo | 8 | Average Weekday | CAISO | 1-in-2 | 2024 | 20 |  |  |  | 80.9206 | 1
| Zone | South of Lugo | 8 | Average Weekday | CAISO | 1-in-2 | 2024 | 21 |  |  |  | 77.1187 | 1
| Zone | South of Lugo | 8 | Average Weekday | CAISO | 1-in-2 | 2024 | 22 |  |  |  | 74.0969 | 1
| Zone | South of Lugo | 8 | Average Weekday | CAISO | 1-in-2 | 2024 | 23 |  |  |  | 72.2916 | 1
| Zone | South of Lugo | 8 | Average Weekday | CAISO | 1-in-2 | 2024 | 24 |  |  |  | 71.0937 | 1
| Zone | South of Lugo | 8 | Monthly System Peak Day | CAISO | 1-in-2 | 2024 | 1 |  |  |  | 78.7487 | 1
| Zone | South of Lugo | 8 | Monthly System Peak Day | CAISO | 1-in-2 | 2024 | 2 |  |  |  | 77.6487 | 1
| Zone | South of Lugo | 8 | Monthly System Peak Day | CAISO | 1-in-2 | 2024 | 3 |  |  |  | 77.0128 | 1
| Zone | South of Lugo | 8 | Monthly System Peak Day | CAISO | 1-in-2 | 2024 | 4 |  |  |  | 76.2513 | 1
| Zone | South of Lugo | 8 | Monthly System Peak Day | CAISO | 1-in-2 | 2024 | 5 |  |  |  | 75.8128 | 1
| Zone | South of Lugo | 8 | Monthly System Peak Day | CAISO | 1-in-2 | 2024 | 6 |  |  |  | 75.2931 | 1
| Zone | South of Lugo | 8 | Monthly System Peak Day | CAISO | 1-in-2 | 2024 | 7 |  |  |  | 74.9128 | 1
| Zone | South of Lugo | 8 | Monthly System Peak Day | CAISO | 1-in-2 | 2024 | 8 |  |  |  | 75.1326 | 1
| Zone | South of Lugo | 8 | Monthly System Peak Day | CAISO | 1-in-2 | 2024 | 9 |  |  |  | 77.1949 | 1
| Zone | South of Lugo | 8 | Monthly System Peak Day | CAISO | 1-in-2 | 2024 | 10 |  |  |  | 81.1641 | 1
| Zone | South of Lugo | 8 | Monthly System Peak Day | CAISO | 1-in-2 | 2024 | 11 |  |  |  | 85.3154 | 1
| Zone | South of Lugo | 8 | Monthly System Peak Day | CAISO | 1-in-2 | 2024 | 12 |  |  |  | 89.3128 | 1
| Zone | South of Lugo | 8 | Monthly System Peak Day | CAISO | 1-in-2 | 2024 | 13 |  |  |  | 91.9051 | 1
| Zone | South of Lugo | 8 | Monthly System Peak Day | CAISO | 1-in-2 | 2024 | 14 |  |  |  | 93.1897 | 1
| Zone | South of Lugo | 8 | Monthly System Peak Day | CAISO | 1-in-2 | 2024 | 15 |  |  |  | 93.4641 | 1
| Zone | South of Lugo | 8 | Monthly System Peak Day | CAISO | 1-in-2 | 2024 | 16 |  |  |  | 93.5282 | 1
| Zone | South of Lugo | 8 | Monthly System Peak Day | CAISO | 1-in-2 | 2024 | 17 |  |  |  | 92.5615 | 1
| Zone | South of Lugo | 8 | Monthly System Peak Day | CAISO | 1-in-2 | 2024 | 18 |  |  |  | 90.541 | 1
| Zone | South of Lugo | 8 | Monthly System Peak Day | CAISO | 1-in-2 | 2024 | 19 |  |  |  | 88.6821 | 1
| Zone | South of Lugo | 8 | Monthly System Peak Day | CAISO | 1-in-2 | 2024 | 20 |  |  |  | 86.7615 | 1
| Zone | South of Lugo | 8 | Monthly System Peak Day | CAISO | 1-in-2 | 2024 | 21 |  |  |  | 84.1462 | 1
| Zone | South of Lugo | 8 | Monthly System Peak Day | CAISO | 1-in-2 | 2024 | 22 |  |  |  | 81.8333 | 1
| Zone | South of Lugo | 8 | Monthly System Peak Day | CAISO | 1-in-2 | 2024 | 23 |  |  |  | 80.4154 | 1
| Zone | South of Lugo | 8 | Monthly System Peak Day | CAISO | 1-in-2 | 2024 | 24 |  |  |  | 79.2487 | 1
| Zone | South of Lugo | 8 | Typical Event Day | CAISO | 1-in-2 | 2024 | 1 |  |  |  | 74.2238 | 1
| Zone | South of Lugo | 8 | Typical Event Day | CAISO | 1-in-2 | 2024 | 2 |  |  |  | 73.184 | 1
| Zone | South of Lugo | 8 | Typical Event Day | CAISO | 1-in-2 | 2024 | 3 |  |  |  | 72.4304 | 1
| Zone | South of Lugo | 8 | Typical Event Day | CAISO | 1-in-2 | 2024 | 4 |  |  |  | 71.5521 | 1
| Zone | South of Lugo | 8 | Typical Event Day | CAISO | 1-in-2 | 2024 | 5 |  |  |  | 70.8571 | 1
| Zone | South of Lugo | 8 | Typical Event Day | CAISO | 1-in-2 | 2024 | 6 |  |  |  | 70.2894 | 1
| Zone | South of Lugo | 8 | Typical Event Day | CAISO | 1-in-2 | 2024 | 7 |  |  |  | 70.0895 | 1
| Zone | South of Lugo | 8 | Typical Event Day | CAISO | 1-in-2 | 2024 | 8 |  |  |  | 70.4164 | 1
| Zone | South of Lugo | 8 | Typical Event Day | CAISO | 1-in-2 | 2024 | 9 |  |  |  | 72.6402 | 1
| Zone | South of Lugo | 8 | Typical Event Day | CAISO | 1-in-2 | 2024 | 10 |  |  |  | 76.6185 | 1
| Zone | South of Lugo | 8 | Typical Event Day | CAISO | 1-in-2 | 2024 | 11 |  |  |  | 81.2406 | 1
| Zone | South of Lugo | 8 | Typical Event Day | CAISO | 1-in-2 | 2024 | 12 |  |  |  | 85.3671 | 1
| Zone | South of Lugo | 8 | Typical Event Day | CAISO | 1-in-2 | 2024 | 13 |  |  |  | 88.2251 | 1
| Zone | South of Lugo | 8 | Typical Event Day | CAISO | 1-in-2 | 2024 | 14 |  |  |  | 90.2212 | 1
| Zone | South of Lugo | 8 | Typical Event Day | CAISO | 1-in-2 | 2024 | 15 |  |  |  | 91.4083 | 1
| Zone | South of Lugo | 8 | Typical Event Day | CAISO | 1-in-2 | 2024 | 16 |  |  |  | 91.4955 | 1
| Zone | South of Lugo | 8 | Typical Event Day | CAISO | 1-in-2 | 2024 | 17 |  |  |  | 90.9699 | 1
| Zone | South of Lugo | 8 | Typical Event Day | CAISO | 1-in-2 | 2024 | 18 |  |  |  | 89.7058 | 1
| Zone | South of Lugo | 8 | Typical Event Day | CAISO | 1-in-2 | 2024 | 19 |  |  |  | 88.3058 | 1
| Zone | South of Lugo | 8 | Typical Event Day | CAISO | 1-in-2 | 2024 | 20 |  |  |  | 86.0937 | 1
| Zone | South of Lugo | 8 | Typical Event Day | CAISO | 1-in-2 | 2024 | 21 |  |  |  | 83.049 | 1
| Zone | South of Lugo | 8 | Typical Event Day | CAISO | 1-in-2 | 2024 | 22 |  |  |  | 80.1869 | 1
| Zone | South of Lugo | 8 | Typical Event Day | CAISO | 1-in-2 | 2024 | 23 |  |  |  | 77.9566 | 1
| Zone | South of Lugo | 8 | Typical Event Day | CAISO | 1-in-2 | 2024 | 24 |  |  |  | 76.2456 | 1
| Zone | South of Lugo | 9 | Average Weekday | CAISO | 1-in-2 | 2024 | 1 |  |  |  | 69.5297 | 1
| Zone | South of Lugo | 9 | Average Weekday | CAISO | 1-in-2 | 2024 | 2 |  |  |  | 68.7128 | 1
| Zone | South of Lugo | 9 | Average Weekday | CAISO | 1-in-2 | 2024 | 3 |  |  |  | 68.0113 | 1
| Zone | South of Lugo | 9 | Average Weekday | CAISO | 1-in-2 | 2024 | 4 |  |  |  | 67.4477 | 1
| Zone | South of Lugo | 9 | Average Weekday | CAISO | 1-in-2 | 2024 | 5 |  |  |  | 66.9649 | 1
| Zone | South of Lugo | 9 | Average Weekday | CAISO | 1-in-2 | 2024 | 6 |  |  |  | 66.4867 | 1
| Zone | South of Lugo | 9 | Average Weekday | CAISO | 1-in-2 | 2024 | 7 |  |  |  | 66.2234 | 1
| Zone | South of Lugo | 9 | Average Weekday | CAISO | 1-in-2 | 2024 | 8 |  |  |  | 66.147 | 1
| Zone | South of Lugo | 9 | Average Weekday | CAISO | 1-in-2 | 2024 | 9 |  |  |  | 67.2565 | 1
| Zone | South of Lugo | 9 | Average Weekday | CAISO | 1-in-2 | 2024 | 10 |  |  |  | 69.9201 | 1
| Zone | South of Lugo | 9 | Average Weekday | CAISO | 1-in-2 | 2024 | 11 |  |  |  | 73.3148 | 1
| Zone | South of Lugo | 9 | Average Weekday | CAISO | 1-in-2 | 2024 | 12 |  |  |  | 76.8477 | 1
| Zone | South of Lugo | 9 | Average Weekday | CAISO | 1-in-2 | 2024 | 13 |  |  |  | 79.9092 | 1
| Zone | South of Lugo | 9 | Average Weekday | CAISO | 1-in-2 | 2024 | 14 |  |  |  | 82.0878 | 1
| Zone | South of Lugo | 9 | Average Weekday | CAISO | 1-in-2 | 2024 | 15 |  |  |  | 83.2611 | 1
| Zone | South of Lugo | 9 | Average Weekday | CAISO | 1-in-2 | 2024 | 16 |  |  |  | 83.7561 | 1
| Zone | South of Lugo | 9 | Average Weekday | CAISO | 1-in-2 | 2024 | 17 |  |  |  | 83.5744 | 1
| Zone | South of Lugo | 9 | Average Weekday | CAISO | 1-in-2 | 2024 | 18 |  |  |  | 82.541 | 1
| Zone | South of Lugo | 9 | Average Weekday | CAISO | 1-in-2 | 2024 | 19 |  |  |  | 80.6685 | 1
| Zone | South of Lugo | 9 | Average Weekday | CAISO | 1-in-2 | 2024 | 20 |  |  |  | 77.7379 | 1
| Zone | South of Lugo | 9 | Average Weekday | CAISO | 1-in-2 | 2024 | 21 |  |  |  | 74.6711 | 1
| Zone | South of Lugo | 9 | Average Weekday | CAISO | 1-in-2 | 2024 | 22 |  |  |  | 72.7849 | 1
| Zone | South of Lugo | 9 | Average Weekday | CAISO | 1-in-2 | 2024 | 23 |  |  |  | 71.4589 | 1
| Zone | South of Lugo | 9 | Average Weekday | CAISO | 1-in-2 | 2024 | 24 |  |  |  | 70.3249 | 1
| Zone | South of Lugo | 9 | Monthly System Peak Day | CAISO | 1-in-2 | 2024 | 1 |  |  |  | 79.7279 | 1
| Zone | South of Lugo | 9 | Monthly System Peak Day | CAISO | 1-in-2 | 2024 | 2 |  |  |  | 78.26 | 1
| Zone | South of Lugo | 9 | Monthly System Peak Day | CAISO | 1-in-2 | 2024 | 3 |  |  |  | 77.3103 | 1
| Zone | South of Lugo | 9 | Monthly System Peak Day | CAISO | 1-in-2 | 2024 | 4 |  |  |  | 76.1223 | 1
| Zone | South of Lugo | 9 | Monthly System Peak Day | CAISO | 1-in-2 | 2024 | 5 |  |  |  | 75.3567 | 1
| Zone | South of Lugo | 9 | Monthly System Peak Day | CAISO | 1-in-2 | 2024 | 6 |  |  |  | 74.6564 | 1
| Zone | South of Lugo | 9 | Monthly System Peak Day | CAISO | 1-in-2 | 2024 | 7 |  |  |  | 74.9015 | 1
| Zone | South of Lugo | 9 | Monthly System Peak Day | CAISO | 1-in-2 | 2024 | 8 |  |  |  | 75.1818 | 1
| Zone | South of Lugo | 9 | Monthly System Peak Day | CAISO | 1-in-2 | 2024 | 9 |  |  |  | 76.8754 | 1
| Zone | South of Lugo | 9 | Monthly System Peak Day | CAISO | 1-in-2 | 2024 | 10 |  |  |  | 81.5795 | 1
| Zone | South of Lugo | 9 | Monthly System Peak Day | CAISO | 1-in-2 | 2024 | 11 |  |  |  | 88 | 1
| Zone | South of Lugo | 9 | Monthly System Peak Day | CAISO | 1-in-2 | 2024 | 12 |  |  |  | 92.8974 | 1
| Zone | South of Lugo | 9 | Monthly System Peak Day | CAISO | 1-in-2 | 2024 | 13 |  |  |  | 95.8 | 1
| Zone | South of Lugo | 9 | Monthly System Peak Day | CAISO | 1-in-2 | 2024 | 14 |  |  |  | 97.6026 | 1
| Zone | South of Lugo | 9 | Monthly System Peak Day | CAISO | 1-in-2 | 2024 | 15 |  |  |  | 98.0487 | 1
| Zone | South of Lugo | 9 | Monthly System Peak Day | CAISO | 1-in-2 | 2024 | 16 |  |  |  | 96.918 | 1
| Zone | South of Lugo | 9 | Monthly System Peak Day | CAISO | 1-in-2 | 2024 | 17 |  |  |  | 95.6487 | 1
| Zone | South of Lugo | 9 | Monthly System Peak Day | CAISO | 1-in-2 | 2024 | 18 |  |  |  | 93.8744 | 1
| Zone | South of Lugo | 9 | Monthly System Peak Day | CAISO | 1-in-2 | 2024 | 19 |  |  |  | 93.2077 | 1
| Zone | South of Lugo | 9 | Monthly System Peak Day | CAISO | 1-in-2 | 2024 | 20 |  |  |  | 91.5256 | 1
| Zone | South of Lugo | 9 | Monthly System Peak Day | CAISO | 1-in-2 | 2024 | 21 |  |  |  | 88.7154 | 1
| Zone | South of Lugo | 9 | Monthly System Peak Day | CAISO | 1-in-2 | 2024 | 22 |  |  |  | 86.8 | 1
| Zone | South of Lugo | 9 | Monthly System Peak Day | CAISO | 1-in-2 | 2024 | 23 |  |  |  | 84.5641 | 1
| Zone | South of Lugo | 9 | Monthly System Peak Day | CAISO | 1-in-2 | 2024 | 24 |  |  |  | 82.3795 | 1
| Zone | South of Lugo | 10 | Average Weekday | CAISO | 1-in-2 | 2024 | 1 |  |  |  | 64.658 | 1
| Zone | South of Lugo | 10 | Average Weekday | CAISO | 1-in-2 | 2024 | 2 |  |  |  | 63.8062 | 1
| Zone | South of Lugo | 10 | Average Weekday | CAISO | 1-in-2 | 2024 | 3 |  |  |  | 62.9019 | 1
| Zone | South of Lugo | 10 | Average Weekday | CAISO | 1-in-2 | 2024 | 4 |  |  |  | 62.2469 | 1
| Zone | South of Lugo | 10 | Average Weekday | CAISO | 1-in-2 | 2024 | 5 |  |  |  | 61.6376 | 1
| Zone | South of Lugo | 10 | Average Weekday | CAISO | 1-in-2 | 2024 | 6 |  |  |  | 61.2473 | 1
| Zone | South of Lugo | 10 | Average Weekday | CAISO | 1-in-2 | 2024 | 7 |  |  |  | 60.9326 | 1
| Zone | South of Lugo | 10 | Average Weekday | CAISO | 1-in-2 | 2024 | 8 |  |  |  | 60.7842 | 1
| Zone | South of Lugo | 10 | Average Weekday | CAISO | 1-in-2 | 2024 | 9 |  |  |  | 61.3719 | 1
| Zone | South of Lugo | 10 | Average Weekday | CAISO | 1-in-2 | 2024 | 10 |  |  |  | 63.9419 | 1
| Zone | South of Lugo | 10 | Average Weekday | CAISO | 1-in-2 | 2024 | 11 |  |  |  | 67.2273 | 1
| Zone | South of Lugo | 10 | Average Weekday | CAISO | 1-in-2 | 2024 | 12 |  |  |  | 70.4369 | 1
| Zone | South of Lugo | 10 | Average Weekday | CAISO | 1-in-2 | 2024 | 13 |  |  |  | 73.1782 | 1
| Zone | South of Lugo | 10 | Average Weekday | CAISO | 1-in-2 | 2024 | 14 |  |  |  | 75.1897 | 1
| Zone | South of Lugo | 10 | Average Weekday | CAISO | 1-in-2 | 2024 | 15 |  |  |  | 76.6368 | 1
| Zone | South of Lugo | 10 | Average Weekday | CAISO | 1-in-2 | 2024 | 16 |  |  |  | 77.4598 | 1
| Zone | South of Lugo | 10 | Average Weekday | CAISO | 1-in-2 | 2024 | 17 |  |  |  | 77.3466 | 1
| Zone | South of Lugo | 10 | Average Weekday | CAISO | 1-in-2 | 2024 | 18 |  |  |  | 76.4242 | 1
| Zone | South of Lugo | 10 | Average Weekday | CAISO | 1-in-2 | 2024 | 19 |  |  |  | 74.5143 | 1
| Zone | South of Lugo | 10 | Average Weekday | CAISO | 1-in-2 | 2024 | 20 |  |  |  | 71.5232 | 1
| Zone | South of Lugo | 10 | Average Weekday | CAISO | 1-in-2 | 2024 | 21 |  |  |  | 69.4376 | 1
| Zone | South of Lugo | 10 | Average Weekday | CAISO | 1-in-2 | 2024 | 22 |  |  |  | 67.9225 | 1
| Zone | South of Lugo | 10 | Average Weekday | CAISO | 1-in-2 | 2024 | 23 |  |  |  | 66.6274 | 1
| Zone | South of Lugo | 10 | Average Weekday | CAISO | 1-in-2 | 2024 | 24 |  |  |  | 65.4949 | 1
| Zone | South of Lugo | 10 | Monthly System Peak Day | CAISO | 1-in-2 | 2024 | 1 |  |  |  | 74.9769 | 1
| Zone | South of Lugo | 10 | Monthly System Peak Day | CAISO | 1-in-2 | 2024 | 2 |  |  |  | 73.8469 | 1
| Zone | South of Lugo | 10 | Monthly System Peak Day | CAISO | 1-in-2 | 2024 | 3 |  |  |  | 72.4622 | 1
| Zone | South of Lugo | 10 | Monthly System Peak Day | CAISO | 1-in-2 | 2024 | 4 |  |  |  | 70.9661 | 1
| Zone | South of Lugo | 10 | Monthly System Peak Day | CAISO | 1-in-2 | 2024 | 5 |  |  |  | 69.9036 | 1
| Zone | South of Lugo | 10 | Monthly System Peak Day | CAISO | 1-in-2 | 2024 | 6 |  |  |  | 69.4283 | 1
| Zone | South of Lugo | 10 | Monthly System Peak Day | CAISO | 1-in-2 | 2024 | 7 |  |  |  | 69.1028 | 1
| Zone | South of Lugo | 10 | Monthly System Peak Day | CAISO | 1-in-2 | 2024 | 8 |  |  |  | 68.4244 | 1
| Zone | South of Lugo | 10 | Monthly System Peak Day | CAISO | 1-in-2 | 2024 | 9 |  |  |  | 69.4117 | 1
| Zone | South of Lugo | 10 | Monthly System Peak Day | CAISO | 1-in-2 | 2024 | 10 |  |  |  | 73.025 | 1
| Zone | South of Lugo | 10 | Monthly System Peak Day | CAISO | 1-in-2 | 2024 | 11 |  |  |  | 77.7472 | 1
| Zone | South of Lugo | 10 | Monthly System Peak Day | CAISO | 1-in-2 | 2024 | 12 |  |  |  | 82.5139 | 1
| Zone | South of Lugo | 10 | Monthly System Peak Day | CAISO | 1-in-2 | 2024 | 13 |  |  |  | 86.0528 | 1
| Zone | South of Lugo | 10 | Monthly System Peak Day | CAISO | 1-in-2 | 2024 | 14 |  |  |  | 88.1917 | 1
| Zone | South of Lugo | 10 | Monthly System Peak Day | CAISO | 1-in-2 | 2024 | 15 |  |  |  | 88.6806 | 1
| Zone | South of Lugo | 10 | Monthly System Peak Day | CAISO | 1-in-2 | 2024 | 16 |  |  |  | 88.8 | 1
| Zone | South of Lugo | 10 | Monthly System Peak Day | CAISO | 1-in-2 | 2024 | 17 |  |  |  | 88.0417 | 1
| Zone | South of Lugo | 10 | Monthly System Peak Day | CAISO | 1-in-2 | 2024 | 18 |  |  |  | 87.2611 | 1
| Zone | South of Lugo | 10 | Monthly System Peak Day | CAISO | 1-in-2 | 2024 | 19 |  |  |  | 85.3628 | 1
| Zone | South of Lugo | 10 | Monthly System Peak Day | CAISO | 1-in-2 | 2024 | 20 |  |  |  | 82.2675 | 1
| Zone | South of Lugo | 10 | Monthly System Peak Day | CAISO | 1-in-2 | 2024 | 21 |  |  |  | 79.4689 | 1
| Zone | South of Lugo | 10 | Monthly System Peak Day | CAISO | 1-in-2 | 2024 | 22 |  |  |  | 77.5472 | 1
| Zone | South of Lugo | 10 | Monthly System Peak Day | CAISO | 1-in-2 | 2024 | 23 |  |  |  | 75.9456 | 1
| Zone | South of Lugo | 10 | Monthly System Peak Day | CAISO | 1-in-2 | 2024 | 24 |  |  |  | 74.4658 | 1
| Zone | South of Lugo | 11 | Average Weekday | CAISO | 1-in-2 | 2024 | 1 |  |  |  | 57.3766 | 1
| Zone | South of Lugo | 11 | Average Weekday | CAISO | 1-in-2 | 2024 | 2 |  |  |  | 56.6196 | 1
| Zone | South of Lugo | 11 | Average Weekday | CAISO | 1-in-2 | 2024 | 3 |  |  |  | 55.8667 | 1
| Zone | South of Lugo | 11 | Average Weekday | CAISO | 1-in-2 | 2024 | 4 |  |  |  | 55.1855 | 1
| Zone | South of Lugo | 11 | Average Weekday | CAISO | 1-in-2 | 2024 | 5 |  |  |  | 54.6693 | 1
| Zone | South of Lugo | 11 | Average Weekday | CAISO | 1-in-2 | 2024 | 6 |  |  |  | 54.1856 | 1
| Zone | South of Lugo | 11 | Average Weekday | CAISO | 1-in-2 | 2024 | 7 |  |  |  | 54.014 | 1
| Zone | South of Lugo | 11 | Average Weekday | CAISO | 1-in-2 | 2024 | 8 |  |  |  | 53.9417 | 1
| Zone | South of Lugo | 11 | Average Weekday | CAISO | 1-in-2 | 2024 | 9 |  |  |  | 55.5116 | 1
| Zone | South of Lugo | 11 | Average Weekday | CAISO | 1-in-2 | 2024 | 10 |  |  |  | 58.5353 | 1
| Zone | South of Lugo | 11 | Average Weekday | CAISO | 1-in-2 | 2024 | 11 |  |  |  | 62.1631 | 1
| Zone | South of Lugo | 11 | Average Weekday | CAISO | 1-in-2 | 2024 | 12 |  |  |  | 65.3752 | 1
| Zone | South of Lugo | 11 | Average Weekday | CAISO | 1-in-2 | 2024 | 13 |  |  |  | 67.8009 | 1
| Zone | South of Lugo | 11 | Average Weekday | CAISO | 1-in-2 | 2024 | 14 |  |  |  | 69.3357 | 1
| Zone | South of Lugo | 11 | Average Weekday | CAISO | 1-in-2 | 2024 | 15 |  |  |  | 70.1111 | 1
| Zone | South of Lugo | 11 | Average Weekday | CAISO | 1-in-2 | 2024 | 16 |  |  |  | 70.1077 | 1
| Zone | South of Lugo | 11 | Average Weekday | CAISO | 1-in-2 | 2024 | 17 |  |  |  | 69.1869 | 1
| Zone | South of Lugo | 11 | Average Weekday | CAISO | 1-in-2 | 2024 | 18 |  |  |  | 67.091 | 1
| Zone | South of Lugo | 11 | Average Weekday | CAISO | 1-in-2 | 2024 | 19 |  |  |  | 64.7038 | 1
| Zone | South of Lugo | 11 | Average Weekday | CAISO | 1-in-2 | 2024 | 20 |  |  |  | 62.8628 | 1
| Zone | South of Lugo | 11 | Average Weekday | CAISO | 1-in-2 | 2024 | 21 |  |  |  | 61.4347 | 1
| Zone | South of Lugo | 11 | Average Weekday | CAISO | 1-in-2 | 2024 | 22 |  |  |  | 60.1706 | 1
| Zone | South of Lugo | 11 | Average Weekday | CAISO | 1-in-2 | 2024 | 23 |  |  |  | 59.0939 | 1
| Zone | South of Lugo | 11 | Average Weekday | CAISO | 1-in-2 | 2024 | 24 |  |  |  | 58.1829 | 1
| Zone | South of Lugo | 11 | Monthly System Peak Day | CAISO | 1-in-2 | 2024 | 1 |  |  |  | 59.1525 | 1
| Zone | South of Lugo | 11 | Monthly System Peak Day | CAISO | 1-in-2 | 2024 | 2 |  |  |  | 57.8128 | 1
| Zone | South of Lugo | 11 | Monthly System Peak Day | CAISO | 1-in-2 | 2024 | 3 |  |  |  | 56.5017 | 1
| Zone | South of Lugo | 11 | Monthly System Peak Day | CAISO | 1-in-2 | 2024 | 4 |  |  |  | 55.7769 | 1
| Zone | South of Lugo | 11 | Monthly System Peak Day | CAISO | 1-in-2 | 2024 | 5 |  |  |  | 54.8683 | 1
| Zone | South of Lugo | 11 | Monthly System Peak Day | CAISO | 1-in-2 | 2024 | 6 |  |  |  | 54.3533 | 1
| Zone | South of Lugo | 11 | Monthly System Peak Day | CAISO | 1-in-2 | 2024 | 7 |  |  |  | 53.6728 | 1
| Zone | South of Lugo | 11 | Monthly System Peak Day | CAISO | 1-in-2 | 2024 | 8 |  |  |  | 53.8197 | 1
| Zone | South of Lugo | 11 | Monthly System Peak Day | CAISO | 1-in-2 | 2024 | 9 |  |  |  | 57.4122 | 1
| Zone | South of Lugo | 11 | Monthly System Peak Day | CAISO | 1-in-2 | 2024 | 10 |  |  |  | 63.5833 | 1
| Zone | South of Lugo | 11 | Monthly System Peak Day | CAISO | 1-in-2 | 2024 | 11 |  |  |  | 69.7231 | 1
| Zone | South of Lugo | 11 | Monthly System Peak Day | CAISO | 1-in-2 | 2024 | 12 |  |  |  | 74.4992 | 1
| Zone | South of Lugo | 11 | Monthly System Peak Day | CAISO | 1-in-2 | 2024 | 13 |  |  |  | 77.7969 | 1
| Zone | South of Lugo | 11 | Monthly System Peak Day | CAISO | 1-in-2 | 2024 | 14 |  |  |  | 79.5986 | 1
| Zone | South of Lugo | 11 | Monthly System Peak Day | CAISO | 1-in-2 | 2024 | 15 |  |  |  | 80.5519 | 1
| Zone | South of Lugo | 11 | Monthly System Peak Day | CAISO | 1-in-2 | 2024 | 16 |  |  |  | 80.1353 | 1
| Zone | South of Lugo | 11 | Monthly System Peak Day | CAISO | 1-in-2 | 2024 | 17 |  |  |  | 78.8542 | 1
| Zone | South of Lugo | 11 | Monthly System Peak Day | CAISO | 1-in-2 | 2024 | 18 |  |  |  | 75.4964 | 1
| Zone | South of Lugo | 11 | Monthly System Peak Day | CAISO | 1-in-2 | 2024 | 19 |  |  |  | 71.8994 | 1
| Zone | South of Lugo | 11 | Monthly System Peak Day | CAISO | 1-in-2 | 2024 | 20 |  |  |  | 70.0583 | 1
| Zone | South of Lugo | 11 | Monthly System Peak Day | CAISO | 1-in-2 | 2024 | 21 |  |  |  | 67.8533 | 1
| Zone | South of Lugo | 11 | Monthly System Peak Day | CAISO | 1-in-2 | 2024 | 22 |  |  |  | 66.1669 | 1
| Zone | South of Lugo | 11 | Monthly System Peak Day | CAISO | 1-in-2 | 2024 | 23 |  |  |  | 63.8694 | 1
| Zone | South of Lugo | 11 | Monthly System Peak Day | CAISO | 1-in-2 | 2024 | 24 |  |  |  | 62.2781 | 1
| Zone | South of Lugo | 12 | Average Weekday | CAISO | 1-in-2 | 2024 | 1 |  |  |  | 50.4388 | 1
| Zone | South of Lugo | 12 | Average Weekday | CAISO | 1-in-2 | 2024 | 2 |  |  |  | 49.7017 | 1
| Zone | South of Lugo | 12 | Average Weekday | CAISO | 1-in-2 | 2024 | 3 |  |  |  | 49.1639 | 1
| Zone | South of Lugo | 12 | Average Weekday | CAISO | 1-in-2 | 2024 | 4 |  |  |  | 48.6896 | 1
| Zone | South of Lugo | 12 | Average Weekday | CAISO | 1-in-2 | 2024 | 5 |  |  |  | 48.2306 | 1
| Zone | South of Lugo | 12 | Average Weekday | CAISO | 1-in-2 | 2024 | 6 |  |  |  | 47.7785 | 1
| Zone | South of Lugo | 12 | Average Weekday | CAISO | 1-in-2 | 2024 | 7 |  |  |  | 47.4745 | 1
| Zone | South of Lugo | 12 | Average Weekday | CAISO | 1-in-2 | 2024 | 8 |  |  |  | 47.3875 | 1
| Zone | South of Lugo | 12 | Average Weekday | CAISO | 1-in-2 | 2024 | 9 |  |  |  | 48.3394 | 1
| Zone | South of Lugo | 12 | Average Weekday | CAISO | 1-in-2 | 2024 | 10 |  |  |  | 51.1662 | 1
| Zone | South of Lugo | 12 | Average Weekday | CAISO | 1-in-2 | 2024 | 11 |  |  |  | 54.5043 | 1
| Zone | South of Lugo | 12 | Average Weekday | CAISO | 1-in-2 | 2024 | 12 |  |  |  | 57.461 | 1
| Zone | South of Lugo | 12 | Average Weekday | CAISO | 1-in-2 | 2024 | 13 |  |  |  | 59.6531 | 1
| Zone | South of Lugo | 12 | Average Weekday | CAISO | 1-in-2 | 2024 | 14 |  |  |  | 61.1534 | 1
| Zone | South of Lugo | 12 | Average Weekday | CAISO | 1-in-2 | 2024 | 15 |  |  |  | 62.041 | 1
| Zone | South of Lugo | 12 | Average Weekday | CAISO | 1-in-2 | 2024 | 16 |  |  |  | 62.1144 | 1
| Zone | South of Lugo | 12 | Average Weekday | CAISO | 1-in-2 | 2024 | 17 |  |  |  | 61.3113 | 1
| Zone | South of Lugo | 12 | Average Weekday | CAISO | 1-in-2 | 2024 | 18 |  |  |  | 59.3422 | 1
| Zone | South of Lugo | 12 | Average Weekday | CAISO | 1-in-2 | 2024 | 19 |  |  |  | 57.1749 | 1
| Zone | South of Lugo | 12 | Average Weekday | CAISO | 1-in-2 | 2024 | 20 |  |  |  | 55.6378 | 1
| Zone | South of Lugo | 12 | Average Weekday | CAISO | 1-in-2 | 2024 | 21 |  |  |  | 54.2734 | 1
| Zone | South of Lugo | 12 | Average Weekday | CAISO | 1-in-2 | 2024 | 22 |  |  |  | 53.1359 | 1
| Zone | South of Lugo | 12 | Average Weekday | CAISO | 1-in-2 | 2024 | 23 |  |  |  | 52.0297 | 1
| Zone | South of Lugo | 12 | Average Weekday | CAISO | 1-in-2 | 2024 | 24 |  |  |  | 51.0762 | 1
| Zone | South of Lugo | 12 | Monthly System Peak Day | CAISO | 1-in-2 | 2024 | 1 |  |  |  | 51.4364 | 1
| Zone | South of Lugo | 12 | Monthly System Peak Day | CAISO | 1-in-2 | 2024 | 2 |  |  |  | 50.2519 | 1
| Zone | South of Lugo | 12 | Monthly System Peak Day | CAISO | 1-in-2 | 2024 | 3 |  |  |  | 49.8097 | 1
| Zone | South of Lugo | 12 | Monthly System Peak Day | CAISO | 1-in-2 | 2024 | 4 |  |  |  | 49.2989 | 1
| Zone | South of Lugo | 12 | Monthly System Peak Day | CAISO | 1-in-2 | 2024 | 5 |  |  |  | 48.9467 | 1
| Zone | South of Lugo | 12 | Monthly System Peak Day | CAISO | 1-in-2 | 2024 | 6 |  |  |  | 48.8219 | 1
| Zone | South of Lugo | 12 | Monthly System Peak Day | CAISO | 1-in-2 | 2024 | 7 |  |  |  | 48.4769 | 1
| Zone | South of Lugo | 12 | Monthly System Peak Day | CAISO | 1-in-2 | 2024 | 8 |  |  |  | 48.185 | 1
| Zone | South of Lugo | 12 | Monthly System Peak Day | CAISO | 1-in-2 | 2024 | 9 |  |  |  | 49.0417 | 1
| Zone | South of Lugo | 12 | Monthly System Peak Day | CAISO | 1-in-2 | 2024 | 10 |  |  |  | 52.4083 | 1
| Zone | South of Lugo | 12 | Monthly System Peak Day | CAISO | 1-in-2 | 2024 | 11 |  |  |  | 56.6939 | 1
| Zone | South of Lugo | 12 | Monthly System Peak Day | CAISO | 1-in-2 | 2024 | 12 |  |  |  | 60.3886 | 1
| Zone | South of Lugo | 12 | Monthly System Peak Day | CAISO | 1-in-2 | 2024 | 13 |  |  |  | 63.5369 | 1
| Zone | South of Lugo | 12 | Monthly System Peak Day | CAISO | 1-in-2 | 2024 | 14 |  |  |  | 65.1936 | 1
| Zone | South of Lugo | 12 | Monthly System Peak Day | CAISO | 1-in-2 | 2024 | 15 |  |  |  | 65.415 | 1
| Zone | South of Lugo | 12 | Monthly System Peak Day | CAISO | 1-in-2 | 2024 | 16 |  |  |  | 65.12 | 1
| Zone | South of Lugo | 12 | Monthly System Peak Day | CAISO | 1-in-2 | 2024 | 17 |  |  |  | 64.1567 | 1
| Zone | South of Lugo | 12 | Monthly System Peak Day | CAISO | 1-in-2 | 2024 | 18 |  |  |  | 61.6131 | 1
| Zone | South of Lugo | 12 | Monthly System Peak Day | CAISO | 1-in-2 | 2024 | 19 |  |  |  | 59.6925 | 1
| Zone | South of Lugo | 12 | Monthly System Peak Day | CAISO | 1-in-2 | 2024 | 20 |  |  |  | 58.0142 | 1
| Zone | South of Lugo | 12 | Monthly System Peak Day | CAISO | 1-in-2 | 2024 | 21 |  |  |  | 56.57 | 1
| Zone | South of Lugo | 12 | Monthly System Peak Day | CAISO | 1-in-2 | 2024 | 22 |  |  |  | 54.6525 | 1
| Zone | South of Lugo | 12 | Monthly System Peak Day | CAISO | 1-in-2 | 2024 | 23 |  |  |  | 53.4592 | 1
| Zone | South of Lugo | 12 | Monthly System Peak Day | CAISO | 1-in-2 | 2024 | 24 |  |  |  | 52.2789 | 1
| Zone | South of Lugo | 1 | Average Weekday | CAISO | 1-in-2 | 2025 | 1 |  |  |  | 54.2996 | 1
| Zone | South of Lugo | 1 | Average Weekday | CAISO | 1-in-2 | 2025 | 2 |  |  |  | 53.4933 | 1
| Zone | South of Lugo | 1 | Average Weekday | CAISO | 1-in-2 | 2025 | 3 |  |  |  | 52.8647 | 1
| Zone | South of Lugo | 1 | Average Weekday | CAISO | 1-in-2 | 2025 | 4 |  |  |  | 52.509 | 1
| Zone | South of Lugo | 1 | Average Weekday | CAISO | 1-in-2 | 2025 | 5 |  |  |  | 51.888 | 1
| Zone | South of Lugo | 1 | Average Weekday | CAISO | 1-in-2 | 2025 | 6 |  |  |  | 51.4582 | 1
| Zone | South of Lugo | 1 | Average Weekday | CAISO | 1-in-2 | 2025 | 7 |  |  |  | 51.3033 | 1
| Zone | South of Lugo | 1 | Average Weekday | CAISO | 1-in-2 | 2025 | 8 |  |  |  | 51.2305 | 1
| Zone | South of Lugo | 1 | Average Weekday | CAISO | 1-in-2 | 2025 | 9 |  |  |  | 51.8768 | 1
| Zone | South of Lugo | 1 | Average Weekday | CAISO | 1-in-2 | 2025 | 10 |  |  |  | 54.8698 | 1
| Zone | South of Lugo | 1 | Average Weekday | CAISO | 1-in-2 | 2025 | 11 |  |  |  | 58.6824 | 1
| Zone | South of Lugo | 1 | Average Weekday | CAISO | 1-in-2 | 2025 | 12 |  |  |  | 62.0233 | 1
| Zone | South of Lugo | 1 | Average Weekday | CAISO | 1-in-2 | 2025 | 13 |  |  |  | 64.7517 | 1
| Zone | South of Lugo | 1 | Average Weekday | CAISO | 1-in-2 | 2025 | 14 |  |  |  | 66.609 | 1
| Zone | South of Lugo | 1 | Average Weekday | CAISO | 1-in-2 | 2025 | 15 |  |  |  | 67.6135 | 1
| Zone | South of Lugo | 1 | Average Weekday | CAISO | 1-in-2 | 2025 | 16 |  |  |  | 67.9239 | 1
| Zone | South of Lugo | 1 | Average Weekday | CAISO | 1-in-2 | 2025 | 17 |  |  |  | 67.218 | 1
| Zone | South of Lugo | 1 | Average Weekday | CAISO | 1-in-2 | 2025 | 18 |  |  |  | 65.4439 | 1
| Zone | South of Lugo | 1 | Average Weekday | CAISO | 1-in-2 | 2025 | 19 |  |  |  | 62.7515 | 1
| Zone | South of Lugo | 1 | Average Weekday | CAISO | 1-in-2 | 2025 | 20 |  |  |  | 60.8664 | 1
| Zone | South of Lugo | 1 | Average Weekday | CAISO | 1-in-2 | 2025 | 21 |  |  |  | 59.4075 | 1
| Zone | South of Lugo | 1 | Average Weekday | CAISO | 1-in-2 | 2025 | 22 |  |  |  | 58.0478 | 1
| Zone | South of Lugo | 1 | Average Weekday | CAISO | 1-in-2 | 2025 | 23 |  |  |  | 56.725 | 1
| Zone | South of Lugo | 1 | Average Weekday | CAISO | 1-in-2 | 2025 | 24 |  |  |  | 55.5245 | 1
| Zone | South of Lugo | 1 | Monthly System Peak Day | CAISO | 1-in-2 | 2025 | 1 |  |  |  | 49.9694 | 1
| Zone | South of Lugo | 1 | Monthly System Peak Day | CAISO | 1-in-2 | 2025 | 2 |  |  |  | 49.1283 | 1
| Zone | South of Lugo | 1 | Monthly System Peak Day | CAISO | 1-in-2 | 2025 | 3 |  |  |  | 48.2514 | 1
| Zone | South of Lugo | 1 | Monthly System Peak Day | CAISO | 1-in-2 | 2025 | 4 |  |  |  | 47.3314 | 1
| Zone | South of Lugo | 1 | Monthly System Peak Day | CAISO | 1-in-2 | 2025 | 5 |  |  |  | 46.8064 | 1
| Zone | South of Lugo | 1 | Monthly System Peak Day | CAISO | 1-in-2 | 2025 | 6 |  |  |  | 46.4111 | 1
| Zone | South of Lugo | 1 | Monthly System Peak Day | CAISO | 1-in-2 | 2025 | 7 |  |  |  | 46.005 | 1
| Zone | South of Lugo | 1 | Monthly System Peak Day | CAISO | 1-in-2 | 2025 | 8 |  |  |  | 45.7428 | 1
| Zone | South of Lugo | 1 | Monthly System Peak Day | CAISO | 1-in-2 | 2025 | 9 |  |  |  | 46.7314 | 1
| Zone | South of Lugo | 1 | Monthly System Peak Day | CAISO | 1-in-2 | 2025 | 10 |  |  |  | 49.5278 | 1
| Zone | South of Lugo | 1 | Monthly System Peak Day | CAISO | 1-in-2 | 2025 | 11 |  |  |  | 53.0378 | 1
| Zone | South of Lugo | 1 | Monthly System Peak Day | CAISO | 1-in-2 | 2025 | 12 |  |  |  | 55.56 | 1
| Zone | South of Lugo | 1 | Monthly System Peak Day | CAISO | 1-in-2 | 2025 | 13 |  |  |  | 57.2756 | 1
| Zone | South of Lugo | 1 | Monthly System Peak Day | CAISO | 1-in-2 | 2025 | 14 |  |  |  | 58.14 | 1
| Zone | South of Lugo | 1 | Monthly System Peak Day | CAISO | 1-in-2 | 2025 | 15 |  |  |  | 59.0661 | 1
| Zone | South of Lugo | 1 | Monthly System Peak Day | CAISO | 1-in-2 | 2025 | 16 |  |  |  | 58.9131 | 1
| Zone | South of Lugo | 1 | Monthly System Peak Day | CAISO | 1-in-2 | 2025 | 17 |  |  |  | 57.9606 | 1
| Zone | South of Lugo | 1 | Monthly System Peak Day | CAISO | 1-in-2 | 2025 | 18 |  |  |  | 56.3247 | 1
| Zone | South of Lugo | 1 | Monthly System Peak Day | CAISO | 1-in-2 | 2025 | 19 |  |  |  | 55.1306 | 1
| Zone | South of Lugo | 1 | Monthly System Peak Day | CAISO | 1-in-2 | 2025 | 20 |  |  |  | 54.0664 | 1
| Zone | South of Lugo | 1 | Monthly System Peak Day | CAISO | 1-in-2 | 2025 | 21 |  |  |  | 52.8489 | 1
| Zone | South of Lugo | 1 | Monthly System Peak Day | CAISO | 1-in-2 | 2025 | 22 |  |  |  | 51.9478 | 1
| Zone | South of Lugo | 1 | Monthly System Peak Day | CAISO | 1-in-2 | 2025 | 23 |  |  |  | 50.8631 | 1
| Zone | South of Lugo | 1 | Monthly System Peak Day | CAISO | 1-in-2 | 2025 | 24 |  |  |  | 50.0019 | 1
| Zone | South of Lugo | 2 | Average Weekday | CAISO | 1-in-2 | 2025 | 1 |  |  |  | 54.9585 | 1
| Zone | South of Lugo | 2 | Average Weekday | CAISO | 1-in-2 | 2025 | 2 |  |  |  | 54.0444 | 1
| Zone | South of Lugo | 2 | Average Weekday | CAISO | 1-in-2 | 2025 | 3 |  |  |  | 53.2981 | 1
| Zone | South of Lugo | 2 | Average Weekday | CAISO | 1-in-2 | 2025 | 4 |  |  |  | 52.4177 | 1
| Zone | South of Lugo | 2 | Average Weekday | CAISO | 1-in-2 | 2025 | 5 |  |  |  | 51.7822 | 1
| Zone | South of Lugo | 2 | Average Weekday | CAISO | 1-in-2 | 2025 | 6 |  |  |  | 51.1989 | 1
| Zone | South of Lugo | 2 | Average Weekday | CAISO | 1-in-2 | 2025 | 7 |  |  |  | 50.8834 | 1
| Zone | South of Lugo | 2 | Average Weekday | CAISO | 1-in-2 | 2025 | 8 |  |  |  | 50.7149 | 1
| Zone | South of Lugo | 2 | Average Weekday | CAISO | 1-in-2 | 2025 | 9 |  |  |  | 52.3662 | 1
| Zone | South of Lugo | 2 | Average Weekday | CAISO | 1-in-2 | 2025 | 10 |  |  |  | 55.9543 | 1
| Zone | South of Lugo | 2 | Average Weekday | CAISO | 1-in-2 | 2025 | 11 |  |  |  | 59.7329 | 1
| Zone | South of Lugo | 2 | Average Weekday | CAISO | 1-in-2 | 2025 | 12 |  |  |  | 62.8562 | 1
| Zone | South of Lugo | 2 | Average Weekday | CAISO | 1-in-2 | 2025 | 13 |  |  |  | 65.2729 | 1
| Zone | South of Lugo | 2 | Average Weekday | CAISO | 1-in-2 | 2025 | 14 |  |  |  | 66.8845 | 1
| Zone | South of Lugo | 2 | Average Weekday | CAISO | 1-in-2 | 2025 | 15 |  |  |  | 67.6945 | 1
| Zone | South of Lugo | 2 | Average Weekday | CAISO | 1-in-2 | 2025 | 16 |  |  |  | 67.7745 | 1
| Zone | South of Lugo | 2 | Average Weekday | CAISO | 1-in-2 | 2025 | 17 |  |  |  | 67.1868 | 1
| Zone | South of Lugo | 2 | Average Weekday | CAISO | 1-in-2 | 2025 | 18 |  |  |  | 65.7662 | 1
| Zone | South of Lugo | 2 | Average Weekday | CAISO | 1-in-2 | 2025 | 19 |  |  |  | 63.2867 | 1
| Zone | South of Lugo | 2 | Average Weekday | CAISO | 1-in-2 | 2025 | 20 |  |  |  | 61.0119 | 1
| Zone | South of Lugo | 2 | Average Weekday | CAISO | 1-in-2 | 2025 | 21 |  |  |  | 59.4756 | 1
| Zone | South of Lugo | 2 | Average Weekday | CAISO | 1-in-2 | 2025 | 22 |  |  |  | 58.2593 | 1
| Zone | South of Lugo | 2 | Average Weekday | CAISO | 1-in-2 | 2025 | 23 |  |  |  | 57.0604 | 1
| Zone | South of Lugo | 2 | Average Weekday | CAISO | 1-in-2 | 2025 | 24 |  |  |  | 55.9455 | 1
| Zone | South of Lugo | 2 | Monthly System Peak Day | CAISO | 1-in-2 | 2025 | 1 |  |  |  | 44.145 | 1
| Zone | South of Lugo | 2 | Monthly System Peak Day | CAISO | 1-in-2 | 2025 | 2 |  |  |  | 43.5347 | 1
| Zone | South of Lugo | 2 | Monthly System Peak Day | CAISO | 1-in-2 | 2025 | 3 |  |  |  | 42.6722 | 1
| Zone | South of Lugo | 2 | Monthly System Peak Day | CAISO | 1-in-2 | 2025 | 4 |  |  |  | 42.1819 | 1
| Zone | South of Lugo | 2 | Monthly System Peak Day | CAISO | 1-in-2 | 2025 | 5 |  |  |  | 41.2997 | 1
| Zone | South of Lugo | 2 | Monthly System Peak Day | CAISO | 1-in-2 | 2025 | 6 |  |  |  | 40.4433 | 1
| Zone | South of Lugo | 2 | Monthly System Peak Day | CAISO | 1-in-2 | 2025 | 7 |  |  |  | 39.7297 | 1
| Zone | South of Lugo | 2 | Monthly System Peak Day | CAISO | 1-in-2 | 2025 | 8 |  |  |  | 39.4047 | 1
| Zone | South of Lugo | 2 | Monthly System Peak Day | CAISO | 1-in-2 | 2025 | 9 |  |  |  | 41.4589 | 1
| Zone | South of Lugo | 2 | Monthly System Peak Day | CAISO | 1-in-2 | 2025 | 10 |  |  |  | 45.2028 | 1
| Zone | South of Lugo | 2 | Monthly System Peak Day | CAISO | 1-in-2 | 2025 | 11 |  |  |  | 48.4597 | 1
| Zone | South of Lugo | 2 | Monthly System Peak Day | CAISO | 1-in-2 | 2025 | 12 |  |  |  | 51.7178 | 1
| Zone | South of Lugo | 2 | Monthly System Peak Day | CAISO | 1-in-2 | 2025 | 13 |  |  |  | 53.8994 | 1
| Zone | South of Lugo | 2 | Monthly System Peak Day | CAISO | 1-in-2 | 2025 | 14 |  |  |  | 55.7092 | 1
| Zone | South of Lugo | 2 | Monthly System Peak Day | CAISO | 1-in-2 | 2025 | 15 |  |  |  | 56.8964 | 1
| Zone | South of Lugo | 2 | Monthly System Peak Day | CAISO | 1-in-2 | 2025 | 16 |  |  |  | 57.5894 | 1
| Zone | South of Lugo | 2 | Monthly System Peak Day | CAISO | 1-in-2 | 2025 | 17 |  |  |  | 57.7119 | 1
| Zone | South of Lugo | 2 | Monthly System Peak Day | CAISO | 1-in-2 | 2025 | 18 |  |  |  | 56.8094 | 1
| Zone | South of Lugo | 2 | Monthly System Peak Day | CAISO | 1-in-2 | 2025 | 19 |  |  |  | 54.6603 | 1
| Zone | South of Lugo | 2 | Monthly System Peak Day | CAISO | 1-in-2 | 2025 | 20 |  |  |  | 52.4122 | 1
| Zone | South of Lugo | 2 | Monthly System Peak Day | CAISO | 1-in-2 | 2025 | 21 |  |  |  | 50.9461 | 1
| Zone | South of Lugo | 2 | Monthly System Peak Day | CAISO | 1-in-2 | 2025 | 22 |  |  |  | 49.5397 | 1
| Zone | South of Lugo | 2 | Monthly System Peak Day | CAISO | 1-in-2 | 2025 | 23 |  |  |  | 48.0589 | 1
| Zone | South of Lugo | 2 | Monthly System Peak Day | CAISO | 1-in-2 | 2025 | 24 |  |  |  | 46.6525 | 1
| Zone | South of Lugo | 3 | Average Weekday | CAISO | 1-in-2 | 2025 | 1 |  |  |  | 55.6732 | 1
| Zone | South of Lugo | 3 | Average Weekday | CAISO | 1-in-2 | 2025 | 2 |  |  |  | 54.6557 | 1
| Zone | South of Lugo | 3 | Average Weekday | CAISO | 1-in-2 | 2025 | 3 |  |  |  | 53.7029 | 1
| Zone | South of Lugo | 3 | Average Weekday | CAISO | 1-in-2 | 2025 | 4 |  |  |  | 52.9533 | 1
| Zone | South of Lugo | 3 | Average Weekday | CAISO | 1-in-2 | 2025 | 5 |  |  |  | 52.247 | 1
| Zone | South of Lugo | 3 | Average Weekday | CAISO | 1-in-2 | 2025 | 6 |  |  |  | 51.6805 | 1
| Zone | South of Lugo | 3 | Average Weekday | CAISO | 1-in-2 | 2025 | 7 |  |  |  | 51.3971 | 1
| Zone | South of Lugo | 3 | Average Weekday | CAISO | 1-in-2 | 2025 | 8 |  |  |  | 51.3137 | 1
| Zone | South of Lugo | 3 | Average Weekday | CAISO | 1-in-2 | 2025 | 9 |  |  |  | 52.3829 | 1
| Zone | South of Lugo | 3 | Average Weekday | CAISO | 1-in-2 | 2025 | 10 |  |  |  | 55.1184 | 1
| Zone | South of Lugo | 3 | Average Weekday | CAISO | 1-in-2 | 2025 | 11 |  |  |  | 58.4502 | 1
| Zone | South of Lugo | 3 | Average Weekday | CAISO | 1-in-2 | 2025 | 12 |  |  |  | 61.5339 | 1
| Zone | South of Lugo | 3 | Average Weekday | CAISO | 1-in-2 | 2025 | 13 |  |  |  | 63.9966 | 1
| Zone | South of Lugo | 3 | Average Weekday | CAISO | 1-in-2 | 2025 | 14 |  |  |  | 65.6855 | 1
| Zone | South of Lugo | 3 | Average Weekday | CAISO | 1-in-2 | 2025 | 15 |  |  |  | 66.8916 | 1
| Zone | South of Lugo | 3 | Average Weekday | CAISO | 1-in-2 | 2025 | 16 |  |  |  | 67.591 | 1
| Zone | South of Lugo | 3 | Average Weekday | CAISO | 1-in-2 | 2025 | 17 |  |  |  | 67.8021 | 1
| Zone | South of Lugo | 3 | Average Weekday | CAISO | 1-in-2 | 2025 | 18 |  |  |  | 67.0899 | 1
| Zone | South of Lugo | 3 | Average Weekday | CAISO | 1-in-2 | 2025 | 19 |  |  |  | 65.4501 | 1
| Zone | South of Lugo | 3 | Average Weekday | CAISO | 1-in-2 | 2025 | 20 |  |  |  | 62.8909 | 1
| Zone | South of Lugo | 3 | Average Weekday | CAISO | 1-in-2 | 2025 | 21 |  |  |  | 60.3913 | 1
| Zone | South of Lugo | 3 | Average Weekday | CAISO | 1-in-2 | 2025 | 22 |  |  |  | 58.8766 | 1
| Zone | South of Lugo | 3 | Average Weekday | CAISO | 1-in-2 | 2025 | 23 |  |  |  | 57.6289 | 1
| Zone | South of Lugo | 3 | Average Weekday | CAISO | 1-in-2 | 2025 | 24 |  |  |  | 56.4541 | 1
| Zone | South of Lugo | 3 | Monthly System Peak Day | CAISO | 1-in-2 | 2025 | 1 |  |  |  | 58.4778 | 1
| Zone | South of Lugo | 3 | Monthly System Peak Day | CAISO | 1-in-2 | 2025 | 2 |  |  |  | 57.2453 | 1
| Zone | South of Lugo | 3 | Monthly System Peak Day | CAISO | 1-in-2 | 2025 | 3 |  |  |  | 56.0475 | 1
| Zone | South of Lugo | 3 | Monthly System Peak Day | CAISO | 1-in-2 | 2025 | 4 |  |  |  | 54.6481 | 1
| Zone | South of Lugo | 3 | Monthly System Peak Day | CAISO | 1-in-2 | 2025 | 5 |  |  |  | 54.2919 | 1
| Zone | South of Lugo | 3 | Monthly System Peak Day | CAISO | 1-in-2 | 2025 | 6 |  |  |  | 53.1578 | 1
| Zone | South of Lugo | 3 | Monthly System Peak Day | CAISO | 1-in-2 | 2025 | 7 |  |  |  | 52.7189 | 1
| Zone | South of Lugo | 3 | Monthly System Peak Day | CAISO | 1-in-2 | 2025 | 8 |  |  |  | 52.2422 | 1
| Zone | South of Lugo | 3 | Monthly System Peak Day | CAISO | 1-in-2 | 2025 | 9 |  |  |  | 52.5025 | 1
| Zone | South of Lugo | 3 | Monthly System Peak Day | CAISO | 1-in-2 | 2025 | 10 |  |  |  | 55.5739 | 1
| Zone | South of Lugo | 3 | Monthly System Peak Day | CAISO | 1-in-2 | 2025 | 11 |  |  |  | 60.2822 | 1
| Zone | South of Lugo | 3 | Monthly System Peak Day | CAISO | 1-in-2 | 2025 | 12 |  |  |  | 64.8764 | 1
| Zone | South of Lugo | 3 | Monthly System Peak Day | CAISO | 1-in-2 | 2025 | 13 |  |  |  | 67.8367 | 1
| Zone | South of Lugo | 3 | Monthly System Peak Day | CAISO | 1-in-2 | 2025 | 14 |  |  |  | 69.2092 | 1
| Zone | South of Lugo | 3 | Monthly System Peak Day | CAISO | 1-in-2 | 2025 | 15 |  |  |  | 70.2414 | 1
| Zone | South of Lugo | 3 | Monthly System Peak Day | CAISO | 1-in-2 | 2025 | 16 |  |  |  | 71.2658 | 1
| Zone | South of Lugo | 3 | Monthly System Peak Day | CAISO | 1-in-2 | 2025 | 17 |  |  |  | 71.6358 | 1
| Zone | South of Lugo | 3 | Monthly System Peak Day | CAISO | 1-in-2 | 2025 | 18 |  |  |  | 71.185 | 1
| Zone | South of Lugo | 3 | Monthly System Peak Day | CAISO | 1-in-2 | 2025 | 19 |  |  |  | 69.5747 | 1
| Zone | South of Lugo | 3 | Monthly System Peak Day | CAISO | 1-in-2 | 2025 | 20 |  |  |  | 66.3922 | 1
| Zone | South of Lugo | 3 | Monthly System Peak Day | CAISO | 1-in-2 | 2025 | 21 |  |  |  | 63.3958 | 1
| Zone | South of Lugo | 3 | Monthly System Peak Day | CAISO | 1-in-2 | 2025 | 22 |  |  |  | 61.6881 | 1
| Zone | South of Lugo | 3 | Monthly System Peak Day | CAISO | 1-in-2 | 2025 | 23 |  |  |  | 60.0722 | 1
| Zone | South of Lugo | 3 | Monthly System Peak Day | CAISO | 1-in-2 | 2025 | 24 |  |  |  | 58.4769 | 1
| Zone | South of Lugo | 4 | Average Weekday | CAISO | 1-in-2 | 2025 | 1 |  |  |  | 58.0175 | 1
| Zone | South of Lugo | 4 | Average Weekday | CAISO | 1-in-2 | 2025 | 2 |  |  |  | 57.1737 | 1
| Zone | South of Lugo | 4 | Average Weekday | CAISO | 1-in-2 | 2025 | 3 |  |  |  | 56.4171 | 1
| Zone | South of Lugo | 4 | Average Weekday | CAISO | 1-in-2 | 2025 | 4 |  |  |  | 55.722 | 1
| Zone | South of Lugo | 4 | Average Weekday | CAISO | 1-in-2 | 2025 | 5 |  |  |  | 55.1391 | 1
| Zone | South of Lugo | 4 | Average Weekday | CAISO | 1-in-2 | 2025 | 6 |  |  |  | 54.7482 | 1
| Zone | South of Lugo | 4 | Average Weekday | CAISO | 1-in-2 | 2025 | 7 |  |  |  | 54.4337 | 1
| Zone | South of Lugo | 4 | Average Weekday | CAISO | 1-in-2 | 2025 | 8 |  |  |  | 54.4184 | 1
| Zone | South of Lugo | 4 | Average Weekday | CAISO | 1-in-2 | 2025 | 9 |  |  |  | 55.9212 | 1
| Zone | South of Lugo | 4 | Average Weekday | CAISO | 1-in-2 | 2025 | 10 |  |  |  | 58.4835 | 1
| Zone | South of Lugo | 4 | Average Weekday | CAISO | 1-in-2 | 2025 | 11 |  |  |  | 61.2865 | 1
| Zone | South of Lugo | 4 | Average Weekday | CAISO | 1-in-2 | 2025 | 12 |  |  |  | 64.1775 | 1
| Zone | South of Lugo | 4 | Average Weekday | CAISO | 1-in-2 | 2025 | 13 |  |  |  | 66.5067 | 1
| Zone | South of Lugo | 4 | Average Weekday | CAISO | 1-in-2 | 2025 | 14 |  |  |  | 68.336 | 1
| Zone | South of Lugo | 4 | Average Weekday | CAISO | 1-in-2 | 2025 | 15 |  |  |  | 69.6837 | 1
| Zone | South of Lugo | 4 | Average Weekday | CAISO | 1-in-2 | 2025 | 16 |  |  |  | 70.354 | 1
| Zone | South of Lugo | 4 | Average Weekday | CAISO | 1-in-2 | 2025 | 17 |  |  |  | 70.5957 | 1
| Zone | South of Lugo | 4 | Average Weekday | CAISO | 1-in-2 | 2025 | 18 |  |  |  | 70.1069 | 1
| Zone | South of Lugo | 4 | Average Weekday | CAISO | 1-in-2 | 2025 | 19 |  |  |  | 68.8098 | 1
| Zone | South of Lugo | 4 | Average Weekday | CAISO | 1-in-2 | 2025 | 20 |  |  |  | 66.455 | 1
| Zone | South of Lugo | 4 | Average Weekday | CAISO | 1-in-2 | 2025 | 21 |  |  |  | 63.3945 | 1
| Zone | South of Lugo | 4 | Average Weekday | CAISO | 1-in-2 | 2025 | 22 |  |  |  | 61.1655 | 1
| Zone | South of Lugo | 4 | Average Weekday | CAISO | 1-in-2 | 2025 | 23 |  |  |  | 59.6977 | 1
| Zone | South of Lugo | 4 | Average Weekday | CAISO | 1-in-2 | 2025 | 24 |  |  |  | 58.6464 | 1
| Zone | South of Lugo | 4 | Monthly System Peak Day | CAISO | 1-in-2 | 2025 | 1 |  |  |  | 63.8797 | 1
| Zone | South of Lugo | 4 | Monthly System Peak Day | CAISO | 1-in-2 | 2025 | 2 |  |  |  | 62.5253 | 1
| Zone | South of Lugo | 4 | Monthly System Peak Day | CAISO | 1-in-2 | 2025 | 3 |  |  |  | 61.6583 | 1
| Zone | South of Lugo | 4 | Monthly System Peak Day | CAISO | 1-in-2 | 2025 | 4 |  |  |  | 60.9231 | 1
| Zone | South of Lugo | 4 | Monthly System Peak Day | CAISO | 1-in-2 | 2025 | 5 |  |  |  | 59.9731 | 1
| Zone | South of Lugo | 4 | Monthly System Peak Day | CAISO | 1-in-2 | 2025 | 6 |  |  |  | 59.3736 | 1
| Zone | South of Lugo | 4 | Monthly System Peak Day | CAISO | 1-in-2 | 2025 | 7 |  |  |  | 59.0392 | 1
| Zone | South of Lugo | 4 | Monthly System Peak Day | CAISO | 1-in-2 | 2025 | 8 |  |  |  | 59.3867 | 1
| Zone | South of Lugo | 4 | Monthly System Peak Day | CAISO | 1-in-2 | 2025 | 9 |  |  |  | 60.8022 | 1
| Zone | South of Lugo | 4 | Monthly System Peak Day | CAISO | 1-in-2 | 2025 | 10 |  |  |  | 64.9192 | 1
| Zone | South of Lugo | 4 | Monthly System Peak Day | CAISO | 1-in-2 | 2025 | 11 |  |  |  | 69.5942 | 1
| Zone | South of Lugo | 4 | Monthly System Peak Day | CAISO | 1-in-2 | 2025 | 12 |  |  |  | 74.1689 | 1
| Zone | South of Lugo | 4 | Monthly System Peak Day | CAISO | 1-in-2 | 2025 | 13 |  |  |  | 78.0494 | 1
| Zone | South of Lugo | 4 | Monthly System Peak Day | CAISO | 1-in-2 | 2025 | 14 |  |  |  | 80.7806 | 1
| Zone | South of Lugo | 4 | Monthly System Peak Day | CAISO | 1-in-2 | 2025 | 15 |  |  |  | 82.8028 | 1
| Zone | South of Lugo | 4 | Monthly System Peak Day | CAISO | 1-in-2 | 2025 | 16 |  |  |  | 83.5047 | 1
| Zone | South of Lugo | 4 | Monthly System Peak Day | CAISO | 1-in-2 | 2025 | 17 |  |  |  | 82.9567 | 1
| Zone | South of Lugo | 4 | Monthly System Peak Day | CAISO | 1-in-2 | 2025 | 18 |  |  |  | 82.3178 | 1
| Zone | South of Lugo | 4 | Monthly System Peak Day | CAISO | 1-in-2 | 2025 | 19 |  |  |  | 81.0725 | 1
| Zone | South of Lugo | 4 | Monthly System Peak Day | CAISO | 1-in-2 | 2025 | 20 |  |  |  | 78.5583 | 1
| Zone | South of Lugo | 4 | Monthly System Peak Day | CAISO | 1-in-2 | 2025 | 21 |  |  |  | 74.0617 | 1
| Zone | South of Lugo | 4 | Monthly System Peak Day | CAISO | 1-in-2 | 2025 | 22 |  |  |  | 69.5994 | 1
| Zone | South of Lugo | 4 | Monthly System Peak Day | CAISO | 1-in-2 | 2025 | 23 |  |  |  | 66.6206 | 1
| Zone | South of Lugo | 4 | Monthly System Peak Day | CAISO | 1-in-2 | 2025 | 24 |  |  |  | 64.6678 | 1
| Zone | South of Lugo | 5 | Average Weekday | CAISO | 1-in-2 | 2025 | 1 |  |  |  | 61.1348 | 1
| Zone | South of Lugo | 5 | Average Weekday | CAISO | 1-in-2 | 2025 | 2 |  |  |  | 60.5346 | 1
| Zone | South of Lugo | 5 | Average Weekday | CAISO | 1-in-2 | 2025 | 3 |  |  |  | 60.0288 | 1
| Zone | South of Lugo | 5 | Average Weekday | CAISO | 1-in-2 | 2025 | 4 |  |  |  | 59.5236 | 1
| Zone | South of Lugo | 5 | Average Weekday | CAISO | 1-in-2 | 2025 | 5 |  |  |  | 59.1163 | 1
| Zone | South of Lugo | 5 | Average Weekday | CAISO | 1-in-2 | 2025 | 6 |  |  |  | 58.7282 | 1
| Zone | South of Lugo | 5 | Average Weekday | CAISO | 1-in-2 | 2025 | 7 |  |  |  | 58.3962 | 1
| Zone | South of Lugo | 5 | Average Weekday | CAISO | 1-in-2 | 2025 | 8 |  |  |  | 58.7437 | 1
| Zone | South of Lugo | 5 | Average Weekday | CAISO | 1-in-2 | 2025 | 9 |  |  |  | 60.2327 | 1
| Zone | South of Lugo | 5 | Average Weekday | CAISO | 1-in-2 | 2025 | 10 |  |  |  | 62.3563 | 1
| Zone | South of Lugo | 5 | Average Weekday | CAISO | 1-in-2 | 2025 | 11 |  |  |  | 64.933 | 1
| Zone | South of Lugo | 5 | Average Weekday | CAISO | 1-in-2 | 2025 | 12 |  |  |  | 67.3178 | 1
| Zone | South of Lugo | 5 | Average Weekday | CAISO | 1-in-2 | 2025 | 13 |  |  |  | 69.4255 | 1
| Zone | South of Lugo | 5 | Average Weekday | CAISO | 1-in-2 | 2025 | 14 |  |  |  | 71.148 | 1
| Zone | South of Lugo | 5 | Average Weekday | CAISO | 1-in-2 | 2025 | 15 |  |  |  | 72.4241 | 1
| Zone | South of Lugo | 5 | Average Weekday | CAISO | 1-in-2 | 2025 | 16 |  |  |  | 73.1156 | 1
| Zone | South of Lugo | 5 | Average Weekday | CAISO | 1-in-2 | 2025 | 17 |  |  |  | 73.2273 | 1
| Zone | South of Lugo | 5 | Average Weekday | CAISO | 1-in-2 | 2025 | 18 |  |  |  | 72.5655 | 1
| Zone | South of Lugo | 5 | Average Weekday | CAISO | 1-in-2 | 2025 | 19 |  |  |  | 71.1484 | 1
| Zone | South of Lugo | 5 | Average Weekday | CAISO | 1-in-2 | 2025 | 20 |  |  |  | 68.9891 | 1
| Zone | South of Lugo | 5 | Average Weekday | CAISO | 1-in-2 | 2025 | 21 |  |  |  | 66.1434 | 1
| Zone | South of Lugo | 5 | Average Weekday | CAISO | 1-in-2 | 2025 | 22 |  |  |  | 63.9125 | 1
| Zone | South of Lugo | 5 | Average Weekday | CAISO | 1-in-2 | 2025 | 23 |  |  |  | 62.6515 | 1
| Zone | South of Lugo | 5 | Average Weekday | CAISO | 1-in-2 | 2025 | 24 |  |  |  | 61.7451 | 1
| Zone | South of Lugo | 5 | Monthly System Peak Day | CAISO | 1-in-2 | 2025 | 1 |  |  |  | 67.0208 | 1
| Zone | South of Lugo | 5 | Monthly System Peak Day | CAISO | 1-in-2 | 2025 | 2 |  |  |  | 65.5894 | 1
| Zone | South of Lugo | 5 | Monthly System Peak Day | CAISO | 1-in-2 | 2025 | 3 |  |  |  | 64.2253 | 1
| Zone | South of Lugo | 5 | Monthly System Peak Day | CAISO | 1-in-2 | 2025 | 4 |  |  |  | 62.7719 | 1
| Zone | South of Lugo | 5 | Monthly System Peak Day | CAISO | 1-in-2 | 2025 | 5 |  |  |  | 61.3103 | 1
| Zone | South of Lugo | 5 | Monthly System Peak Day | CAISO | 1-in-2 | 2025 | 6 |  |  |  | 60.7589 | 1
| Zone | South of Lugo | 5 | Monthly System Peak Day | CAISO | 1-in-2 | 2025 | 7 |  |  |  | 60.645 | 1
| Zone | South of Lugo | 5 | Monthly System Peak Day | CAISO | 1-in-2 | 2025 | 8 |  |  |  | 61.2089 | 1
| Zone | South of Lugo | 5 | Monthly System Peak Day | CAISO | 1-in-2 | 2025 | 9 |  |  |  | 64.0603 | 1
| Zone | South of Lugo | 5 | Monthly System Peak Day | CAISO | 1-in-2 | 2025 | 10 |  |  |  | 69.1803 | 1
| Zone | South of Lugo | 5 | Monthly System Peak Day | CAISO | 1-in-2 | 2025 | 11 |  |  |  | 74.5167 | 1
| Zone | South of Lugo | 5 | Monthly System Peak Day | CAISO | 1-in-2 | 2025 | 12 |  |  |  | 79.0092 | 1
| Zone | South of Lugo | 5 | Monthly System Peak Day | CAISO | 1-in-2 | 2025 | 13 |  |  |  | 82.1086 | 1
| Zone | South of Lugo | 5 | Monthly System Peak Day | CAISO | 1-in-2 | 2025 | 14 |  |  |  | 84.1044 | 1
| Zone | South of Lugo | 5 | Monthly System Peak Day | CAISO | 1-in-2 | 2025 | 15 |  |  |  | 85.5183 | 1
| Zone | South of Lugo | 5 | Monthly System Peak Day | CAISO | 1-in-2 | 2025 | 16 |  |  |  | 86.6833 | 1
| Zone | South of Lugo | 5 | Monthly System Peak Day | CAISO | 1-in-2 | 2025 | 17 |  |  |  | 86.2722 | 1
| Zone | South of Lugo | 5 | Monthly System Peak Day | CAISO | 1-in-2 | 2025 | 18 |  |  |  | 84.8111 | 1
| Zone | South of Lugo | 5 | Monthly System Peak Day | CAISO | 1-in-2 | 2025 | 19 |  |  |  | 82.0425 | 1
| Zone | South of Lugo | 5 | Monthly System Peak Day | CAISO | 1-in-2 | 2025 | 20 |  |  |  | 79.2078 | 1
| Zone | South of Lugo | 5 | Monthly System Peak Day | CAISO | 1-in-2 | 2025 | 21 |  |  |  | 74.8703 | 1
| Zone | South of Lugo | 5 | Monthly System Peak Day | CAISO | 1-in-2 | 2025 | 22 |  |  |  | 71.1503 | 1
| Zone | South of Lugo | 5 | Monthly System Peak Day | CAISO | 1-in-2 | 2025 | 23 |  |  |  | 69.6478 | 1
| Zone | South of Lugo | 5 | Monthly System Peak Day | CAISO | 1-in-2 | 2025 | 24 |  |  |  | 67.2344 | 1
| Zone | South of Lugo | 6 | Average Weekday | CAISO | 1-in-2 | 2025 | 1 |  |  |  | 63.9782 | 1
| Zone | South of Lugo | 6 | Average Weekday | CAISO | 1-in-2 | 2025 | 2 |  |  |  | 63.1095 | 1
| Zone | South of Lugo | 6 | Average Weekday | CAISO | 1-in-2 | 2025 | 3 |  |  |  | 62.3522 | 1
| Zone | South of Lugo | 6 | Average Weekday | CAISO | 1-in-2 | 2025 | 4 |  |  |  | 61.6996 | 1
| Zone | South of Lugo | 6 | Average Weekday | CAISO | 1-in-2 | 2025 | 5 |  |  |  | 61.1746 | 1
| Zone | South of Lugo | 6 | Average Weekday | CAISO | 1-in-2 | 2025 | 6 |  |  |  | 60.7294 | 1
| Zone | South of Lugo | 6 | Average Weekday | CAISO | 1-in-2 | 2025 | 7 |  |  |  | 60.3883 | 1
| Zone | South of Lugo | 6 | Average Weekday | CAISO | 1-in-2 | 2025 | 8 |  |  |  | 60.8863 | 1
| Zone | South of Lugo | 6 | Average Weekday | CAISO | 1-in-2 | 2025 | 9 |  |  |  | 62.5691 | 1
| Zone | South of Lugo | 6 | Average Weekday | CAISO | 1-in-2 | 2025 | 10 |  |  |  | 65.1324 | 1
| Zone | South of Lugo | 6 | Average Weekday | CAISO | 1-in-2 | 2025 | 11 |  |  |  | 68.1945 | 1
| Zone | South of Lugo | 6 | Average Weekday | CAISO | 1-in-2 | 2025 | 12 |  |  |  | 71.3648 | 1
| Zone | South of Lugo | 6 | Average Weekday | CAISO | 1-in-2 | 2025 | 13 |  |  |  | 73.9036 | 1
| Zone | South of Lugo | 6 | Average Weekday | CAISO | 1-in-2 | 2025 | 14 |  |  |  | 76.0368 | 1
| Zone | South of Lugo | 6 | Average Weekday | CAISO | 1-in-2 | 2025 | 15 |  |  |  | 77.7526 | 1
| Zone | South of Lugo | 6 | Average Weekday | CAISO | 1-in-2 | 2025 | 16 |  |  |  | 78.7286 | 1
| Zone | South of Lugo | 6 | Average Weekday | CAISO | 1-in-2 | 2025 | 17 |  |  |  | 79.2035 | 1
| Zone | South of Lugo | 6 | Average Weekday | CAISO | 1-in-2 | 2025 | 18 |  |  |  | 78.5518 | 1
| Zone | South of Lugo | 6 | Average Weekday | CAISO | 1-in-2 | 2025 | 19 |  |  |  | 77.0958 | 1
| Zone | South of Lugo | 6 | Average Weekday | CAISO | 1-in-2 | 2025 | 20 |  |  |  | 74.8612 | 1
| Zone | South of Lugo | 6 | Average Weekday | CAISO | 1-in-2 | 2025 | 21 |  |  |  | 71.7224 | 1
| Zone | South of Lugo | 6 | Average Weekday | CAISO | 1-in-2 | 2025 | 22 |  |  |  | 68.5028 | 1
| Zone | South of Lugo | 6 | Average Weekday | CAISO | 1-in-2 | 2025 | 23 |  |  |  | 66.5545 | 1
| Zone | South of Lugo | 6 | Average Weekday | CAISO | 1-in-2 | 2025 | 24 |  |  |  | 65.2126 | 1
| Zone | South of Lugo | 6 | Monthly System Peak Day | CAISO | 1-in-2 | 2025 | 1 |  |  |  | 65.3122 | 1
| Zone | South of Lugo | 6 | Monthly System Peak Day | CAISO | 1-in-2 | 2025 | 2 |  |  |  | 64.4594 | 1
| Zone | South of Lugo | 6 | Monthly System Peak Day | CAISO | 1-in-2 | 2025 | 3 |  |  |  | 63.6856 | 1
| Zone | South of Lugo | 6 | Monthly System Peak Day | CAISO | 1-in-2 | 2025 | 4 |  |  |  | 62.6772 | 1
| Zone | South of Lugo | 6 | Monthly System Peak Day | CAISO | 1-in-2 | 2025 | 5 |  |  |  | 61.7481 | 1
| Zone | South of Lugo | 6 | Monthly System Peak Day | CAISO | 1-in-2 | 2025 | 6 |  |  |  | 61.2672 | 1
| Zone | South of Lugo | 6 | Monthly System Peak Day | CAISO | 1-in-2 | 2025 | 7 |  |  |  | 60.8669 | 1
| Zone | South of Lugo | 6 | Monthly System Peak Day | CAISO | 1-in-2 | 2025 | 8 |  |  |  | 61.5311 | 1
| Zone | South of Lugo | 6 | Monthly System Peak Day | CAISO | 1-in-2 | 2025 | 9 |  |  |  | 64.1175 | 1
| Zone | South of Lugo | 6 | Monthly System Peak Day | CAISO | 1-in-2 | 2025 | 10 |  |  |  | 67.3953 | 1
| Zone | South of Lugo | 6 | Monthly System Peak Day | CAISO | 1-in-2 | 2025 | 11 |  |  |  | 70.6878 | 1
| Zone | South of Lugo | 6 | Monthly System Peak Day | CAISO | 1-in-2 | 2025 | 12 |  |  |  | 74.4286 | 1
| Zone | South of Lugo | 6 | Monthly System Peak Day | CAISO | 1-in-2 | 2025 | 13 |  |  |  | 77.7342 | 1
| Zone | South of Lugo | 6 | Monthly System Peak Day | CAISO | 1-in-2 | 2025 | 14 |  |  |  | 80.8556 | 1
| Zone | South of Lugo | 6 | Monthly System Peak Day | CAISO | 1-in-2 | 2025 | 15 |  |  |  | 83.6972 | 1
| Zone | South of Lugo | 6 | Monthly System Peak Day | CAISO | 1-in-2 | 2025 | 16 |  |  |  | 84.9611 | 1
| Zone | South of Lugo | 6 | Monthly System Peak Day | CAISO | 1-in-2 | 2025 | 17 |  |  |  | 85.0806 | 1
| Zone | South of Lugo | 6 | Monthly System Peak Day | CAISO | 1-in-2 | 2025 | 18 |  |  |  | 84.5833 | 1
| Zone | South of Lugo | 6 | Monthly System Peak Day | CAISO | 1-in-2 | 2025 | 19 |  |  |  | 83.1889 | 1
| Zone | South of Lugo | 6 | Monthly System Peak Day | CAISO | 1-in-2 | 2025 | 20 |  |  |  | 80.3558 | 1
| Zone | South of Lugo | 6 | Monthly System Peak Day | CAISO | 1-in-2 | 2025 | 21 |  |  |  | 76.0669 | 1
| Zone | South of Lugo | 6 | Monthly System Peak Day | CAISO | 1-in-2 | 2025 | 22 |  |  |  | 71.5611 | 1
| Zone | South of Lugo | 6 | Monthly System Peak Day | CAISO | 1-in-2 | 2025 | 23 |  |  |  | 68.6919 | 1
| Zone | South of Lugo | 6 | Monthly System Peak Day | CAISO | 1-in-2 | 2025 | 24 |  |  |  | 66.9717 | 1
| Zone | South of Lugo | 7 | Average Weekday | CAISO | 1-in-2 | 2025 | 1 |  |  |  | 68.6348 | 1
| Zone | South of Lugo | 7 | Average Weekday | CAISO | 1-in-2 | 2025 | 2 |  |  |  | 67.8546 | 1
| Zone | South of Lugo | 7 | Average Weekday | CAISO | 1-in-2 | 2025 | 3 |  |  |  | 67.1611 | 1
| Zone | South of Lugo | 7 | Average Weekday | CAISO | 1-in-2 | 2025 | 4 |  |  |  | 66.537 | 1
| Zone | South of Lugo | 7 | Average Weekday | CAISO | 1-in-2 | 2025 | 5 |  |  |  | 66.0419 | 1
| Zone | South of Lugo | 7 | Average Weekday | CAISO | 1-in-2 | 2025 | 6 |  |  |  | 65.5975 | 1
| Zone | South of Lugo | 7 | Average Weekday | CAISO | 1-in-2 | 2025 | 7 |  |  |  | 65.2822 | 1
| Zone | South of Lugo | 7 | Average Weekday | CAISO | 1-in-2 | 2025 | 8 |  |  |  | 65.8683 | 1
| Zone | South of Lugo | 7 | Average Weekday | CAISO | 1-in-2 | 2025 | 9 |  |  |  | 67.9582 | 1
| Zone | South of Lugo | 7 | Average Weekday | CAISO | 1-in-2 | 2025 | 10 |  |  |  | 70.6765 | 1
| Zone | South of Lugo | 7 | Average Weekday | CAISO | 1-in-2 | 2025 | 11 |  |  |  | 73.7944 | 1
| Zone | South of Lugo | 7 | Average Weekday | CAISO | 1-in-2 | 2025 | 12 |  |  |  | 76.9344 | 1
| Zone | South of Lugo | 7 | Average Weekday | CAISO | 1-in-2 | 2025 | 13 |  |  |  | 79.4886 | 1
| Zone | South of Lugo | 7 | Average Weekday | CAISO | 1-in-2 | 2025 | 14 |  |  |  | 81.4124 | 1
| Zone | South of Lugo | 7 | Average Weekday | CAISO | 1-in-2 | 2025 | 15 |  |  |  | 82.8268 | 1
| Zone | South of Lugo | 7 | Average Weekday | CAISO | 1-in-2 | 2025 | 16 |  |  |  | 83.4491 | 1
| Zone | South of Lugo | 7 | Average Weekday | CAISO | 1-in-2 | 2025 | 17 |  |  |  | 83.7052 | 1
| Zone | South of Lugo | 7 | Average Weekday | CAISO | 1-in-2 | 2025 | 18 |  |  |  | 83.0297 | 1
| Zone | South of Lugo | 7 | Average Weekday | CAISO | 1-in-2 | 2025 | 19 |  |  |  | 81.4723 | 1
| Zone | South of Lugo | 7 | Average Weekday | CAISO | 1-in-2 | 2025 | 20 |  |  |  | 79.2629 | 1
| Zone | South of Lugo | 7 | Average Weekday | CAISO | 1-in-2 | 2025 | 21 |  |  |  | 76.138 | 1
| Zone | South of Lugo | 7 | Average Weekday | CAISO | 1-in-2 | 2025 | 22 |  |  |  | 72.8533 | 1
| Zone | South of Lugo | 7 | Average Weekday | CAISO | 1-in-2 | 2025 | 23 |  |  |  | 70.8084 | 1
| Zone | South of Lugo | 7 | Average Weekday | CAISO | 1-in-2 | 2025 | 24 |  |  |  | 69.575 | 1
| Zone | South of Lugo | 7 | Monthly System Peak Day | CAISO | 1-in-2 | 2025 | 1 |  |  |  | 73.4597 | 1
| Zone | South of Lugo | 7 | Monthly System Peak Day | CAISO | 1-in-2 | 2025 | 2 |  |  |  | 72.6967 | 1
| Zone | South of Lugo | 7 | Monthly System Peak Day | CAISO | 1-in-2 | 2025 | 3 |  |  |  | 72.0013 | 1
| Zone | South of Lugo | 7 | Monthly System Peak Day | CAISO | 1-in-2 | 2025 | 4 |  |  |  | 71.4436 | 1
| Zone | South of Lugo | 7 | Monthly System Peak Day | CAISO | 1-in-2 | 2025 | 5 |  |  |  | 70.7646 | 1
| Zone | South of Lugo | 7 | Monthly System Peak Day | CAISO | 1-in-2 | 2025 | 6 |  |  |  | 70.1551 | 1
| Zone | South of Lugo | 7 | Monthly System Peak Day | CAISO | 1-in-2 | 2025 | 7 |  |  |  | 69.8672 | 1
| Zone | South of Lugo | 7 | Monthly System Peak Day | CAISO | 1-in-2 | 2025 | 8 |  |  |  | 70.0008 | 1
| Zone | South of Lugo | 7 | Monthly System Peak Day | CAISO | 1-in-2 | 2025 | 9 |  |  |  | 72.5462 | 1
| Zone | South of Lugo | 7 | Monthly System Peak Day | CAISO | 1-in-2 | 2025 | 10 |  |  |  | 76.518 | 1
| Zone | South of Lugo | 7 | Monthly System Peak Day | CAISO | 1-in-2 | 2025 | 11 |  |  |  | 81.2205 | 1
| Zone | South of Lugo | 7 | Monthly System Peak Day | CAISO | 1-in-2 | 2025 | 12 |  |  |  | 85.1359 | 1
| Zone | South of Lugo | 7 | Monthly System Peak Day | CAISO | 1-in-2 | 2025 | 13 |  |  |  | 87.8179 | 1
| Zone | South of Lugo | 7 | Monthly System Peak Day | CAISO | 1-in-2 | 2025 | 14 |  |  |  | 89.6692 | 1
| Zone | South of Lugo | 7 | Monthly System Peak Day | CAISO | 1-in-2 | 2025 | 15 |  |  |  | 90.8538 | 1
| Zone | South of Lugo | 7 | Monthly System Peak Day | CAISO | 1-in-2 | 2025 | 16 |  |  |  | 91.0974 | 1
| Zone | South of Lugo | 7 | Monthly System Peak Day | CAISO | 1-in-2 | 2025 | 17 |  |  |  | 91.1974 | 1
| Zone | South of Lugo | 7 | Monthly System Peak Day | CAISO | 1-in-2 | 2025 | 18 |  |  |  | 90.4667 | 1
| Zone | South of Lugo | 7 | Monthly System Peak Day | CAISO | 1-in-2 | 2025 | 19 |  |  |  | 88.759 | 1
| Zone | South of Lugo | 7 | Monthly System Peak Day | CAISO | 1-in-2 | 2025 | 20 |  |  |  | 86.2692 | 1
| Zone | South of Lugo | 7 | Monthly System Peak Day | CAISO | 1-in-2 | 2025 | 21 |  |  |  | 83.7231 | 1
| Zone | South of Lugo | 7 | Monthly System Peak Day | CAISO | 1-in-2 | 2025 | 22 |  |  |  | 80.9923 | 1
| Zone | South of Lugo | 7 | Monthly System Peak Day | CAISO | 1-in-2 | 2025 | 23 |  |  |  | 78.6082 | 1
| Zone | South of Lugo | 7 | Monthly System Peak Day | CAISO | 1-in-2 | 2025 | 24 |  |  |  | 76.8256 | 1
| Zone | South of Lugo | 8 | Average Weekday | CAISO | 1-in-2 | 2025 | 1 |  |  |  | 70.0345 | 1
| Zone | South of Lugo | 8 | Average Weekday | CAISO | 1-in-2 | 2025 | 2 |  |  |  | 69.0806 | 1
| Zone | South of Lugo | 8 | Average Weekday | CAISO | 1-in-2 | 2025 | 3 |  |  |  | 68.2447 | 1
| Zone | South of Lugo | 8 | Average Weekday | CAISO | 1-in-2 | 2025 | 4 |  |  |  | 67.5212 | 1
| Zone | South of Lugo | 8 | Average Weekday | CAISO | 1-in-2 | 2025 | 5 |  |  |  | 66.9202 | 1
| Zone | South of Lugo | 8 | Average Weekday | CAISO | 1-in-2 | 2025 | 6 |  |  |  | 66.3969 | 1
| Zone | South of Lugo | 8 | Average Weekday | CAISO | 1-in-2 | 2025 | 7 |  |  |  | 66.0998 | 1
| Zone | South of Lugo | 8 | Average Weekday | CAISO | 1-in-2 | 2025 | 8 |  |  |  | 66.163 | 1
| Zone | South of Lugo | 8 | Average Weekday | CAISO | 1-in-2 | 2025 | 9 |  |  |  | 68.0861 | 1
| Zone | South of Lugo | 8 | Average Weekday | CAISO | 1-in-2 | 2025 | 10 |  |  |  | 71.1121 | 1
| Zone | South of Lugo | 8 | Average Weekday | CAISO | 1-in-2 | 2025 | 11 |  |  |  | 74.7632 | 1
| Zone | South of Lugo | 8 | Average Weekday | CAISO | 1-in-2 | 2025 | 12 |  |  |  | 78.4705 | 1
| Zone | South of Lugo | 8 | Average Weekday | CAISO | 1-in-2 | 2025 | 13 |  |  |  | 81.311 | 1
| Zone | South of Lugo | 8 | Average Weekday | CAISO | 1-in-2 | 2025 | 14 |  |  |  | 83.5318 | 1
| Zone | South of Lugo | 8 | Average Weekday | CAISO | 1-in-2 | 2025 | 15 |  |  |  | 84.9576 | 1
| Zone | South of Lugo | 8 | Average Weekday | CAISO | 1-in-2 | 2025 | 16 |  |  |  | 85.6107 | 1
| Zone | South of Lugo | 8 | Average Weekday | CAISO | 1-in-2 | 2025 | 17 |  |  |  | 85.8816 | 1
| Zone | South of Lugo | 8 | Average Weekday | CAISO | 1-in-2 | 2025 | 18 |  |  |  | 85.1098 | 1
| Zone | South of Lugo | 8 | Average Weekday | CAISO | 1-in-2 | 2025 | 19 |  |  |  | 83.4933 | 1
| Zone | South of Lugo | 8 | Average Weekday | CAISO | 1-in-2 | 2025 | 20 |  |  |  | 80.9206 | 1
| Zone | South of Lugo | 8 | Average Weekday | CAISO | 1-in-2 | 2025 | 21 |  |  |  | 77.1187 | 1
| Zone | South of Lugo | 8 | Average Weekday | CAISO | 1-in-2 | 2025 | 22 |  |  |  | 74.0969 | 1
| Zone | South of Lugo | 8 | Average Weekday | CAISO | 1-in-2 | 2025 | 23 |  |  |  | 72.2916 | 1
| Zone | South of Lugo | 8 | Average Weekday | CAISO | 1-in-2 | 2025 | 24 |  |  |  | 71.0937 | 1
| Zone | South of Lugo | 8 | Monthly System Peak Day | CAISO | 1-in-2 | 2025 | 1 |  |  |  | 78.7487 | 1
| Zone | South of Lugo | 8 | Monthly System Peak Day | CAISO | 1-in-2 | 2025 | 2 |  |  |  | 77.6487 | 1
| Zone | South of Lugo | 8 | Monthly System Peak Day | CAISO | 1-in-2 | 2025 | 3 |  |  |  | 77.0128 | 1
| Zone | South of Lugo | 8 | Monthly System Peak Day | CAISO | 1-in-2 | 2025 | 4 |  |  |  | 76.2513 | 1
| Zone | South of Lugo | 8 | Monthly System Peak Day | CAISO | 1-in-2 | 2025 | 5 |  |  |  | 75.8128 | 1
| Zone | South of Lugo | 8 | Monthly System Peak Day | CAISO | 1-in-2 | 2025 | 6 |  |  |  | 75.2931 | 1
| Zone | South of Lugo | 8 | Monthly System Peak Day | CAISO | 1-in-2 | 2025 | 7 |  |  |  | 74.9128 | 1
| Zone | South of Lugo | 8 | Monthly System Peak Day | CAISO | 1-in-2 | 2025 | 8 |  |  |  | 75.1326 | 1
| Zone | South of Lugo | 8 | Monthly System Peak Day | CAISO | 1-in-2 | 2025 | 9 |  |  |  | 77.1949 | 1
| Zone | South of Lugo | 8 | Monthly System Peak Day | CAISO | 1-in-2 | 2025 | 10 |  |  |  | 81.1641 | 1
| Zone | South of Lugo | 8 | Monthly System Peak Day | CAISO | 1-in-2 | 2025 | 11 |  |  |  | 85.3154 | 1
| Zone | South of Lugo | 8 | Monthly System Peak Day | CAISO | 1-in-2 | 2025 | 12 |  |  |  | 89.3128 | 1
| Zone | South of Lugo | 8 | Monthly System Peak Day | CAISO | 1-in-2 | 2025 | 13 |  |  |  | 91.9051 | 1
| Zone | South of Lugo | 8 | Monthly System Peak Day | CAISO | 1-in-2 | 2025 | 14 |  |  |  | 93.1897 | 1
| Zone | South of Lugo | 8 | Monthly System Peak Day | CAISO | 1-in-2 | 2025 | 15 |  |  |  | 93.4641 | 1
| Zone | South of Lugo | 8 | Monthly System Peak Day | CAISO | 1-in-2 | 2025 | 16 |  |  |  | 93.5282 | 1
| Zone | South of Lugo | 8 | Monthly System Peak Day | CAISO | 1-in-2 | 2025 | 17 |  |  |  | 92.5615 | 1
| Zone | South of Lugo | 8 | Monthly System Peak Day | CAISO | 1-in-2 | 2025 | 18 |  |  |  | 90.541 | 1
| Zone | South of Lugo | 8 | Monthly System Peak Day | CAISO | 1-in-2 | 2025 | 19 |  |  |  | 88.6821 | 1
| Zone | South of Lugo | 8 | Monthly System Peak Day | CAISO | 1-in-2 | 2025 | 20 |  |  |  | 86.7615 | 1
| Zone | South of Lugo | 8 | Monthly System Peak Day | CAISO | 1-in-2 | 2025 | 21 |  |  |  | 84.1462 | 1
| Zone | South of Lugo | 8 | Monthly System Peak Day | CAISO | 1-in-2 | 2025 | 22 |  |  |  | 81.8333 | 1
| Zone | South of Lugo | 8 | Monthly System Peak Day | CAISO | 1-in-2 | 2025 | 23 |  |  |  | 80.4154 | 1
| Zone | South of Lugo | 8 | Monthly System Peak Day | CAISO | 1-in-2 | 2025 | 24 |  |  |  | 79.2487 | 1
| Zone | South of Lugo | 8 | Typical Event Day | CAISO | 1-in-2 | 2025 | 1 |  |  |  | 74.2238 | 1
| Zone | South of Lugo | 8 | Typical Event Day | CAISO | 1-in-2 | 2025 | 2 |  |  |  | 73.184 | 1
| Zone | South of Lugo | 8 | Typical Event Day | CAISO | 1-in-2 | 2025 | 3 |  |  |  | 72.4304 | 1
| Zone | South of Lugo | 8 | Typical Event Day | CAISO | 1-in-2 | 2025 | 4 |  |  |  | 71.5521 | 1
| Zone | South of Lugo | 8 | Typical Event Day | CAISO | 1-in-2 | 2025 | 5 |  |  |  | 70.8571 | 1
| Zone | South of Lugo | 8 | Typical Event Day | CAISO | 1-in-2 | 2025 | 6 |  |  |  | 70.2894 | 1
| Zone | South of Lugo | 8 | Typical Event Day | CAISO | 1-in-2 | 2025 | 7 |  |  |  | 70.0895 | 1
| Zone | South of Lugo | 8 | Typical Event Day | CAISO | 1-in-2 | 2025 | 8 |  |  |  | 70.4164 | 1
| Zone | South of Lugo | 8 | Typical Event Day | CAISO | 1-in-2 | 2025 | 9 |  |  |  | 72.6402 | 1
| Zone | South of Lugo | 8 | Typical Event Day | CAISO | 1-in-2 | 2025 | 10 |  |  |  | 76.6185 | 1
| Zone | South of Lugo | 8 | Typical Event Day | CAISO | 1-in-2 | 2025 | 11 |  |  |  | 81.2406 | 1
| Zone | South of Lugo | 8 | Typical Event Day | CAISO | 1-in-2 | 2025 | 12 |  |  |  | 85.3671 | 1
| Zone | South of Lugo | 8 | Typical Event Day | CAISO | 1-in-2 | 2025 | 13 |  |  |  | 88.2251 | 1
| Zone | South of Lugo | 8 | Typical Event Day | CAISO | 1-in-2 | 2025 | 14 |  |  |  | 90.2212 | 1
| Zone | South of Lugo | 8 | Typical Event Day | CAISO | 1-in-2 | 2025 | 15 |  |  |  | 91.4083 | 1
| Zone | South of Lugo | 8 | Typical Event Day | CAISO | 1-in-2 | 2025 | 16 |  |  |  | 91.4955 | 1
| Zone | South of Lugo | 8 | Typical Event Day | CAISO | 1-in-2 | 2025 | 17 |  |  |  | 90.9699 | 1
| Zone | South of Lugo | 8 | Typical Event Day | CAISO | 1-in-2 | 2025 | 18 |  |  |  | 89.7058 | 1
| Zone | South of Lugo | 8 | Typical Event Day | CAISO | 1-in-2 | 2025 | 19 |  |  |  | 88.3058 | 1
| Zone | South of Lugo | 8 | Typical Event Day | CAISO | 1-in-2 | 2025 | 20 |  |  |  | 86.0937 | 1
| Zone | South of Lugo | 8 | Typical Event Day | CAISO | 1-in-2 | 2025 | 21 |  |  |  | 83.049 | 1
| Zone | South of Lugo | 8 | Typical Event Day | CAISO | 1-in-2 | 2025 | 22 |  |  |  | 80.1869 | 1
| Zone | South of Lugo | 8 | Typical Event Day | CAISO | 1-in-2 | 2025 | 23 |  |  |  | 77.9566 | 1
| Zone | South of Lugo | 8 | Typical Event Day | CAISO | 1-in-2 | 2025 | 24 |  |  |  | 76.2456 | 1
| Zone | South of Lugo | 9 | Average Weekday | CAISO | 1-in-2 | 2025 | 1 |  |  |  | 69.5297 | 1
| Zone | South of Lugo | 9 | Average Weekday | CAISO | 1-in-2 | 2025 | 2 |  |  |  | 68.7128 | 1
| Zone | South of Lugo | 9 | Average Weekday | CAISO | 1-in-2 | 2025 | 3 |  |  |  | 68.0113 | 1
| Zone | South of Lugo | 9 | Average Weekday | CAISO | 1-in-2 | 2025 | 4 |  |  |  | 67.4477 | 1
| Zone | South of Lugo | 9 | Average Weekday | CAISO | 1-in-2 | 2025 | 5 |  |  |  | 66.9649 | 1
| Zone | South of Lugo | 9 | Average Weekday | CAISO | 1-in-2 | 2025 | 6 |  |  |  | 66.4867 | 1
| Zone | South of Lugo | 9 | Average Weekday | CAISO | 1-in-2 | 2025 | 7 |  |  |  | 66.2234 | 1
| Zone | South of Lugo | 9 | Average Weekday | CAISO | 1-in-2 | 2025 | 8 |  |  |  | 66.147 | 1
| Zone | South of Lugo | 9 | Average Weekday | CAISO | 1-in-2 | 2025 | 9 |  |  |  | 67.2565 | 1
| Zone | South of Lugo | 9 | Average Weekday | CAISO | 1-in-2 | 2025 | 10 |  |  |  | 69.9201 | 1
| Zone | South of Lugo | 9 | Average Weekday | CAISO | 1-in-2 | 2025 | 11 |  |  |  | 73.3148 | 1
| Zone | South of Lugo | 9 | Average Weekday | CAISO | 1-in-2 | 2025 | 12 |  |  |  | 76.8477 | 1
| Zone | South of Lugo | 9 | Average Weekday | CAISO | 1-in-2 | 2025 | 13 |  |  |  | 79.9092 | 1
| Zone | South of Lugo | 9 | Average Weekday | CAISO | 1-in-2 | 2025 | 14 |  |  |  | 82.0878 | 1
| Zone | South of Lugo | 9 | Average Weekday | CAISO | 1-in-2 | 2025 | 15 |  |  |  | 83.2611 | 1
| Zone | South of Lugo | 9 | Average Weekday | CAISO | 1-in-2 | 2025 | 16 |  |  |  | 83.7561 | 1
| Zone | South of Lugo | 9 | Average Weekday | CAISO | 1-in-2 | 2025 | 17 |  |  |  | 83.5744 | 1
| Zone | South of Lugo | 9 | Average Weekday | CAISO | 1-in-2 | 2025 | 18 |  |  |  | 82.541 | 1
| Zone | South of Lugo | 9 | Average Weekday | CAISO | 1-in-2 | 2025 | 19 |  |  |  | 80.6685 | 1
| Zone | South of Lugo | 9 | Average Weekday | CAISO | 1-in-2 | 2025 | 20 |  |  |  | 77.7379 | 1
| Zone | South of Lugo | 9 | Average Weekday | CAISO | 1-in-2 | 2025 | 21 |  |  |  | 74.6711 | 1
| Zone | South of Lugo | 9 | Average Weekday | CAISO | 1-in-2 | 2025 | 22 |  |  |  | 72.7849 | 1
| Zone | South of Lugo | 9 | Average Weekday | CAISO | 1-in-2 | 2025 | 23 |  |  |  | 71.4589 | 1
| Zone | South of Lugo | 9 | Average Weekday | CAISO | 1-in-2 | 2025 | 24 |  |  |  | 70.3249 | 1
| Zone | South of Lugo | 9 | Monthly System Peak Day | CAISO | 1-in-2 | 2025 | 1 |  |  |  | 79.7279 | 1
| Zone | South of Lugo | 9 | Monthly System Peak Day | CAISO | 1-in-2 | 2025 | 2 |  |  |  | 78.26 | 1
| Zone | South of Lugo | 9 | Monthly System Peak Day | CAISO | 1-in-2 | 2025 | 3 |  |  |  | 77.3103 | 1
| Zone | South of Lugo | 9 | Monthly System Peak Day | CAISO | 1-in-2 | 2025 | 4 |  |  |  | 76.1223 | 1
| Zone | South of Lugo | 9 | Monthly System Peak Day | CAISO | 1-in-2 | 2025 | 5 |  |  |  | 75.3567 | 1
| Zone | South of Lugo | 9 | Monthly System Peak Day | CAISO | 1-in-2 | 2025 | 6 |  |  |  | 74.6564 | 1
| Zone | South of Lugo | 9 | Monthly System Peak Day | CAISO | 1-in-2 | 2025 | 7 |  |  |  | 74.9015 | 1
| Zone | South of Lugo | 9 | Monthly System Peak Day | CAISO | 1-in-2 | 2025 | 8 |  |  |  | 75.1818 | 1
| Zone | South of Lugo | 9 | Monthly System Peak Day | CAISO | 1-in-2 | 2025 | 9 |  |  |  | 76.8754 | 1
| Zone | South of Lugo | 9 | Monthly System Peak Day | CAISO | 1-in-2 | 2025 | 10 |  |  |  | 81.5795 | 1
| Zone | South of Lugo | 9 | Monthly System Peak Day | CAISO | 1-in-2 | 2025 | 11 |  |  |  | 88 | 1
| Zone | South of Lugo | 9 | Monthly System Peak Day | CAISO | 1-in-2 | 2025 | 12 |  |  |  | 92.8974 | 1
| Zone | South of Lugo | 9 | Monthly System Peak Day | CAISO | 1-in-2 | 2025 | 13 |  |  |  | 95.8 | 1
| Zone | South of Lugo | 9 | Monthly System Peak Day | CAISO | 1-in-2 | 2025 | 14 |  |  |  | 97.6026 | 1
| Zone | South of Lugo | 9 | Monthly System Peak Day | CAISO | 1-in-2 | 2025 | 15 |  |  |  | 98.0487 | 1
| Zone | South of Lugo | 9 | Monthly System Peak Day | CAISO | 1-in-2 | 2025 | 16 |  |  |  | 96.918 | 1
| Zone | South of Lugo | 9 | Monthly System Peak Day | CAISO | 1-in-2 | 2025 | 17 |  |  |  | 95.6487 | 1
| Zone | South of Lugo | 9 | Monthly System Peak Day | CAISO | 1-in-2 | 2025 | 18 |  |  |  | 93.8744 | 1
| Zone | South of Lugo | 9 | Monthly System Peak Day | CAISO | 1-in-2 | 2025 | 19 |  |  |  | 93.2077 | 1
| Zone | South of Lugo | 9 | Monthly System Peak Day | CAISO | 1-in-2 | 2025 | 20 |  |  |  | 91.5256 | 1
| Zone | South of Lugo | 9 | Monthly System Peak Day | CAISO | 1-in-2 | 2025 | 21 |  |  |  | 88.7154 | 1
| Zone | South of Lugo | 9 | Monthly System Peak Day | CAISO | 1-in-2 | 2025 | 22 |  |  |  | 86.8 | 1
| Zone | South of Lugo | 9 | Monthly System Peak Day | CAISO | 1-in-2 | 2025 | 23 |  |  |  | 84.5641 | 1
| Zone | South of Lugo | 9 | Monthly System Peak Day | CAISO | 1-in-2 | 2025 | 24 |  |  |  | 82.3795 | 1
| Zone | South of Lugo | 10 | Average Weekday | CAISO | 1-in-2 | 2025 | 1 |  |  |  | 64.658 | 1
| Zone | South of Lugo | 10 | Average Weekday | CAISO | 1-in-2 | 2025 | 2 |  |  |  | 63.8062 | 1
| Zone | South of Lugo | 10 | Average Weekday | CAISO | 1-in-2 | 2025 | 3 |  |  |  | 62.9019 | 1
| Zone | South of Lugo | 10 | Average Weekday | CAISO | 1-in-2 | 2025 | 4 |  |  |  | 62.2469 | 1
| Zone | South of Lugo | 10 | Average Weekday | CAISO | 1-in-2 | 2025 | 5 |  |  |  | 61.6376 | 1
| Zone | South of Lugo | 10 | Average Weekday | CAISO | 1-in-2 | 2025 | 6 |  |  |  | 61.2473 | 1
| Zone | South of Lugo | 10 | Average Weekday | CAISO | 1-in-2 | 2025 | 7 |  |  |  | 60.9326 | 1
| Zone | South of Lugo | 10 | Average Weekday | CAISO | 1-in-2 | 2025 | 8 |  |  |  | 60.7842 | 1
| Zone | South of Lugo | 10 | Average Weekday | CAISO | 1-in-2 | 2025 | 9 |  |  |  | 61.3719 | 1
| Zone | South of Lugo | 10 | Average Weekday | CAISO | 1-in-2 | 2025 | 10 |  |  |  | 63.9419 | 1
| Zone | South of Lugo | 10 | Average Weekday | CAISO | 1-in-2 | 2025 | 11 |  |  |  | 67.2273 | 1
| Zone | South of Lugo | 10 | Average Weekday | CAISO | 1-in-2 | 2025 | 12 |  |  |  | 70.4369 | 1
| Zone | South of Lugo | 10 | Average Weekday | CAISO | 1-in-2 | 2025 | 13 |  |  |  | 73.1782 | 1
| Zone | South of Lugo | 10 | Average Weekday | CAISO | 1-in-2 | 2025 | 14 |  |  |  | 75.1897 | 1
| Zone | South of Lugo | 10 | Average Weekday | CAISO | 1-in-2 | 2025 | 15 |  |  |  | 76.6368 | 1
| Zone | South of Lugo | 10 | Average Weekday | CAISO | 1-in-2 | 2025 | 16 |  |  |  | 77.4598 | 1
| Zone | South of Lugo | 10 | Average Weekday | CAISO | 1-in-2 | 2025 | 17 |  |  |  | 77.3466 | 1
| Zone | South of Lugo | 10 | Average Weekday | CAISO | 1-in-2 | 2025 | 18 |  |  |  | 76.4242 | 1
| Zone | South of Lugo | 10 | Average Weekday | CAISO | 1-in-2 | 2025 | 19 |  |  |  | 74.5143 | 1
| Zone | South of Lugo | 10 | Average Weekday | CAISO | 1-in-2 | 2025 | 20 |  |  |  | 71.5232 | 1
| Zone | South of Lugo | 10 | Average Weekday | CAISO | 1-in-2 | 2025 | 21 |  |  |  | 69.4376 | 1
| Zone | South of Lugo | 10 | Average Weekday | CAISO | 1-in-2 | 2025 | 22 |  |  |  | 67.9225 | 1
| Zone | South of Lugo | 10 | Average Weekday | CAISO | 1-in-2 | 2025 | 23 |  |  |  | 66.6274 | 1
| Zone | South of Lugo | 10 | Average Weekday | CAISO | 1-in-2 | 2025 | 24 |  |  |  | 65.4949 | 1
| Zone | South of Lugo | 10 | Monthly System Peak Day | CAISO | 1-in-2 | 2025 | 1 |  |  |  | 74.9769 | 1
| Zone | South of Lugo | 10 | Monthly System Peak Day | CAISO | 1-in-2 | 2025 | 2 |  |  |  | 73.8469 | 1
| Zone | South of Lugo | 10 | Monthly System Peak Day | CAISO | 1-in-2 | 2025 | 3 |  |  |  | 72.4622 | 1
| Zone | South of Lugo | 10 | Monthly System Peak Day | CAISO | 1-in-2 | 2025 | 4 |  |  |  | 70.9661 | 1
| Zone | South of Lugo | 10 | Monthly System Peak Day | CAISO | 1-in-2 | 2025 | 5 |  |  |  | 69.9036 | 1
| Zone | South of Lugo | 10 | Monthly System Peak Day | CAISO | 1-in-2 | 2025 | 6 |  |  |  | 69.4283 | 1
| Zone | South of Lugo | 10 | Monthly System Peak Day | CAISO | 1-in-2 | 2025 | 7 |  |  |  | 69.1028 | 1
| Zone | South of Lugo | 10 | Monthly System Peak Day | CAISO | 1-in-2 | 2025 | 8 |  |  |  | 68.4244 | 1
| Zone | South of Lugo | 10 | Monthly System Peak Day | CAISO | 1-in-2 | 2025 | 9 |  |  |  | 69.4117 | 1
| Zone | South of Lugo | 10 | Monthly System Peak Day | CAISO | 1-in-2 | 2025 | 10 |  |  |  | 73.025 | 1
| Zone | South of Lugo | 10 | Monthly System Peak Day | CAISO | 1-in-2 | 2025 | 11 |  |  |  | 77.7472 | 1
| Zone | South of Lugo | 10 | Monthly System Peak Day | CAISO | 1-in-2 | 2025 | 12 |  |  |  | 82.5139 | 1
| Zone | South of Lugo | 10 | Monthly System Peak Day | CAISO | 1-in-2 | 2025 | 13 |  |  |  | 86.0528 | 1
| Zone | South of Lugo | 10 | Monthly System Peak Day | CAISO | 1-in-2 | 2025 | 14 |  |  |  | 88.1917 | 1
| Zone | South of Lugo | 10 | Monthly System Peak Day | CAISO | 1-in-2 | 2025 | 15 |  |  |  | 88.6806 | 1
| Zone | South of Lugo | 10 | Monthly System Peak Day | CAISO | 1-in-2 | 2025 | 16 |  |  |  | 88.8 | 1
| Zone | South of Lugo | 10 | Monthly System Peak Day | CAISO | 1-in-2 | 2025 | 17 |  |  |  | 88.0417 | 1
| Zone | South of Lugo | 10 | Monthly System Peak Day | CAISO | 1-in-2 | 2025 | 18 |  |  |  | 87.2611 | 1
| Zone | South of Lugo | 10 | Monthly System Peak Day | CAISO | 1-in-2 | 2025 | 19 |  |  |  | 85.3628 | 1
| Zone | South of Lugo | 10 | Monthly System Peak Day | CAISO | 1-in-2 | 2025 | 20 |  |  |  | 82.2675 | 1
| Zone | South of Lugo | 10 | Monthly System Peak Day | CAISO | 1-in-2 | 2025 | 21 |  |  |  | 79.4689 | 1
| Zone | South of Lugo | 10 | Monthly System Peak Day | CAISO | 1-in-2 | 2025 | 22 |  |  |  | 77.5472 | 1
| Zone | South of Lugo | 10 | Monthly System Peak Day | CAISO | 1-in-2 | 2025 | 23 |  |  |  | 75.9456 | 1
| Zone | South of Lugo | 10 | Monthly System Peak Day | CAISO | 1-in-2 | 2025 | 24 |  |  |  | 74.4658 | 1
| Zone | South of Lugo | 11 | Average Weekday | CAISO | 1-in-2 | 2025 | 1 |  |  |  | 57.3766 | 1
| Zone | South of Lugo | 11 | Average Weekday | CAISO | 1-in-2 | 2025 | 2 |  |  |  | 56.6196 | 1
| Zone | South of Lugo | 11 | Average Weekday | CAISO | 1-in-2 | 2025 | 3 |  |  |  | 55.8667 | 1
| Zone | South of Lugo | 11 | Average Weekday | CAISO | 1-in-2 | 2025 | 4 |  |  |  | 55.1855 | 1
| Zone | South of Lugo | 11 | Average Weekday | CAISO | 1-in-2 | 2025 | 5 |  |  |  | 54.6693 | 1
| Zone | South of Lugo | 11 | Average Weekday | CAISO | 1-in-2 | 2025 | 6 |  |  |  | 54.1856 | 1
| Zone | South of Lugo | 11 | Average Weekday | CAISO | 1-in-2 | 2025 | 7 |  |  |  | 54.014 | 1
| Zone | South of Lugo | 11 | Average Weekday | CAISO | 1-in-2 | 2025 | 8 |  |  |  | 53.9417 | 1
| Zone | South of Lugo | 11 | Average Weekday | CAISO | 1-in-2 | 2025 | 9 |  |  |  | 55.5116 | 1
| Zone | South of Lugo | 11 | Average Weekday | CAISO | 1-in-2 | 2025 | 10 |  |  |  | 58.5353 | 1
| Zone | South of Lugo | 11 | Average Weekday | CAISO | 1-in-2 | 2025 | 11 |  |  |  | 62.1631 | 1
| Zone | South of Lugo | 11 | Average Weekday | CAISO | 1-in-2 | 2025 | 12 |  |  |  | 65.3752 | 1
| Zone | South of Lugo | 11 | Average Weekday | CAISO | 1-in-2 | 2025 | 13 |  |  |  | 67.8009 | 1
| Zone | South of Lugo | 11 | Average Weekday | CAISO | 1-in-2 | 2025 | 14 |  |  |  | 69.3357 | 1
| Zone | South of Lugo | 11 | Average Weekday | CAISO | 1-in-2 | 2025 | 15 |  |  |  | 70.1111 | 1
| Zone | South of Lugo | 11 | Average Weekday | CAISO | 1-in-2 | 2025 | 16 |  |  |  | 70.1077 | 1
| Zone | South of Lugo | 11 | Average Weekday | CAISO | 1-in-2 | 2025 | 17 |  |  |  | 69.1869 | 1
| Zone | South of Lugo | 11 | Average Weekday | CAISO | 1-in-2 | 2025 | 18 |  |  |  | 67.091 | 1
| Zone | South of Lugo | 11 | Average Weekday | CAISO | 1-in-2 | 2025 | 19 |  |  |  | 64.7038 | 1
| Zone | South of Lugo | 11 | Average Weekday | CAISO | 1-in-2 | 2025 | 20 |  |  |  | 62.8628 | 1
| Zone | South of Lugo | 11 | Average Weekday | CAISO | 1-in-2 | 2025 | 21 |  |  |  | 61.4347 | 1
| Zone | South of Lugo | 11 | Average Weekday | CAISO | 1-in-2 | 2025 | 22 |  |  |  | 60.1706 | 1
| Zone | South of Lugo | 11 | Average Weekday | CAISO | 1-in-2 | 2025 | 23 |  |  |  | 59.0939 | 1
| Zone | South of Lugo | 11 | Average Weekday | CAISO | 1-in-2 | 2025 | 24 |  |  |  | 58.1829 | 1
| Zone | South of Lugo | 11 | Monthly System Peak Day | CAISO | 1-in-2 | 2025 | 1 |  |  |  | 59.1525 | 1
| Zone | South of Lugo | 11 | Monthly System Peak Day | CAISO | 1-in-2 | 2025 | 2 |  |  |  | 57.8128 | 1
| Zone | South of Lugo | 11 | Monthly System Peak Day | CAISO | 1-in-2 | 2025 | 3 |  |  |  | 56.5017 | 1
| Zone | South of Lugo | 11 | Monthly System Peak Day | CAISO | 1-in-2 | 2025 | 4 |  |  |  | 55.7769 | 1
| Zone | South of Lugo | 11 | Monthly System Peak Day | CAISO | 1-in-2 | 2025 | 5 |  |  |  | 54.8683 | 1
| Zone | South of Lugo | 11 | Monthly System Peak Day | CAISO | 1-in-2 | 2025 | 6 |  |  |  | 54.3533 | 1
| Zone | South of Lugo | 11 | Monthly System Peak Day | CAISO | 1-in-2 | 2025 | 7 |  |  |  | 53.6728 | 1
| Zone | South of Lugo | 11 | Monthly System Peak Day | CAISO | 1-in-2 | 2025 | 8 |  |  |  | 53.8197 | 1
| Zone | South of Lugo | 11 | Monthly System Peak Day | CAISO | 1-in-2 | 2025 | 9 |  |  |  | 57.4122 | 1
| Zone | South of Lugo | 11 | Monthly System Peak Day | CAISO | 1-in-2 | 2025 | 10 |  |  |  | 63.5833 | 1
| Zone | South of Lugo | 11 | Monthly System Peak Day | CAISO | 1-in-2 | 2025 | 11 |  |  |  | 69.7231 | 1
| Zone | South of Lugo | 11 | Monthly System Peak Day | CAISO | 1-in-2 | 2025 | 12 |  |  |  | 74.4992 | 1
| Zone | South of Lugo | 11 | Monthly System Peak Day | CAISO | 1-in-2 | 2025 | 13 |  |  |  | 77.7969 | 1
| Zone | South of Lugo | 11 | Monthly System Peak Day | CAISO | 1-in-2 | 2025 | 14 |  |  |  | 79.5986 | 1
| Zone | South of Lugo | 11 | Monthly System Peak Day | CAISO | 1-in-2 | 2025 | 15 |  |  |  | 80.5519 | 1
| Zone | South of Lugo | 11 | Monthly System Peak Day | CAISO | 1-in-2 | 2025 | 16 |  |  |  | 80.1353 | 1
| Zone | South of Lugo | 11 | Monthly System Peak Day | CAISO | 1-in-2 | 2025 | 17 |  |  |  | 78.8542 | 1
| Zone | South of Lugo | 11 | Monthly System Peak Day | CAISO | 1-in-2 | 2025 | 18 |  |  |  | 75.4964 | 1
| Zone | South of Lugo | 11 | Monthly System Peak Day | CAISO | 1-in-2 | 2025 | 19 |  |  |  | 71.8994 | 1
| Zone | South of Lugo | 11 | Monthly System Peak Day | CAISO | 1-in-2 | 2025 | 20 |  |  |  | 70.0583 | 1
| Zone | South of Lugo | 11 | Monthly System Peak Day | CAISO | 1-in-2 | 2025 | 21 |  |  |  | 67.8533 | 1
| Zone | South of Lugo | 11 | Monthly System Peak Day | CAISO | 1-in-2 | 2025 | 22 |  |  |  | 66.1669 | 1
| Zone | South of Lugo | 11 | Monthly System Peak Day | CAISO | 1-in-2 | 2025 | 23 |  |  |  | 63.8694 | 1
| Zone | South of Lugo | 11 | Monthly System Peak Day | CAISO | 1-in-2 | 2025 | 24 |  |  |  | 62.2781 | 1
| Zone | South of Lugo | 12 | Average Weekday | CAISO | 1-in-2 | 2025 | 1 |  |  |  | 50.4388 | 1
| Zone | South of Lugo | 12 | Average Weekday | CAISO | 1-in-2 | 2025 | 2 |  |  |  | 49.7017 | 1
| Zone | South of Lugo | 12 | Average Weekday | CAISO | 1-in-2 | 2025 | 3 |  |  |  | 49.1639 | 1
| Zone | South of Lugo | 12 | Average Weekday | CAISO | 1-in-2 | 2025 | 4 |  |  |  | 48.6896 | 1
| Zone | South of Lugo | 12 | Average Weekday | CAISO | 1-in-2 | 2025 | 5 |  |  |  | 48.2306 | 1
| Zone | South of Lugo | 12 | Average Weekday | CAISO | 1-in-2 | 2025 | 6 |  |  |  | 47.7785 | 1
| Zone | South of Lugo | 12 | Average Weekday | CAISO | 1-in-2 | 2025 | 7 |  |  |  | 47.4745 | 1
| Zone | South of Lugo | 12 | Average Weekday | CAISO | 1-in-2 | 2025 | 8 |  |  |  | 47.3875 | 1
| Zone | South of Lugo | 12 | Average Weekday | CAISO | 1-in-2 | 2025 | 9 |  |  |  | 48.3394 | 1
| Zone | South of Lugo | 12 | Average Weekday | CAISO | 1-in-2 | 2025 | 10 |  |  |  | 51.1662 | 1
| Zone | South of Lugo | 12 | Average Weekday | CAISO | 1-in-2 | 2025 | 11 |  |  |  | 54.5043 | 1
| Zone | South of Lugo | 12 | Average Weekday | CAISO | 1-in-2 | 2025 | 12 |  |  |  | 57.461 | 1
| Zone | South of Lugo | 12 | Average Weekday | CAISO | 1-in-2 | 2025 | 13 |  |  |  | 59.6531 | 1
| Zone | South of Lugo | 12 | Average Weekday | CAISO | 1-in-2 | 2025 | 14 |  |  |  | 61.1534 | 1
| Zone | South of Lugo | 12 | Average Weekday | CAISO | 1-in-2 | 2025 | 15 |  |  |  | 62.041 | 1
| Zone | South of Lugo | 12 | Average Weekday | CAISO | 1-in-2 | 2025 | 16 |  |  |  | 62.1144 | 1
| Zone | South of Lugo | 12 | Average Weekday | CAISO | 1-in-2 | 2025 | 17 |  |  |  | 61.3113 | 1
| Zone | South of Lugo | 12 | Average Weekday | CAISO | 1-in-2 | 2025 | 18 |  |  |  | 59.3422 | 1
| Zone | South of Lugo | 12 | Average Weekday | CAISO | 1-in-2 | 2025 | 19 |  |  |  | 57.1749 | 1
| Zone | South of Lugo | 12 | Average Weekday | CAISO | 1-in-2 | 2025 | 20 |  |  |  | 55.6378 | 1
| Zone | South of Lugo | 12 | Average Weekday | CAISO | 1-in-2 | 2025 | 21 |  |  |  | 54.2734 | 1
| Zone | South of Lugo | 12 | Average Weekday | CAISO | 1-in-2 | 2025 | 22 |  |  |  | 53.1359 | 1
| Zone | South of Lugo | 12 | Average Weekday | CAISO | 1-in-2 | 2025 | 23 |  |  |  | 52.0297 | 1
| Zone | South of Lugo | 12 | Average Weekday | CAISO | 1-in-2 | 2025 | 24 |  |  |  | 51.0762 | 1
| Zone | South of Lugo | 12 | Monthly System Peak Day | CAISO | 1-in-2 | 2025 | 1 |  |  |  | 51.4364 | 1
| Zone | South of Lugo | 12 | Monthly System Peak Day | CAISO | 1-in-2 | 2025 | 2 |  |  |  | 50.2519 | 1
| Zone | South of Lugo | 12 | Monthly System Peak Day | CAISO | 1-in-2 | 2025 | 3 |  |  |  | 49.8097 | 1
| Zone | South of Lugo | 12 | Monthly System Peak Day | CAISO | 1-in-2 | 2025 | 4 |  |  |  | 49.2989 | 1
| Zone | South of Lugo | 12 | Monthly System Peak Day | CAISO | 1-in-2 | 2025 | 5 |  |  |  | 48.9467 | 1
| Zone | South of Lugo | 12 | Monthly System Peak Day | CAISO | 1-in-2 | 2025 | 6 |  |  |  | 48.8219 | 1
| Zone | South of Lugo | 12 | Monthly System Peak Day | CAISO | 1-in-2 | 2025 | 7 |  |  |  | 48.4769 | 1
| Zone | South of Lugo | 12 | Monthly System Peak Day | CAISO | 1-in-2 | 2025 | 8 |  |  |  | 48.185 | 1
| Zone | South of Lugo | 12 | Monthly System Peak Day | CAISO | 1-in-2 | 2025 | 9 |  |  |  | 49.0417 | 1
| Zone | South of Lugo | 12 | Monthly System Peak Day | CAISO | 1-in-2 | 2025 | 10 |  |  |  | 52.4083 | 1
| Zone | South of Lugo | 12 | Monthly System Peak Day | CAISO | 1-in-2 | 2025 | 11 |  |  |  | 56.6939 | 1
| Zone | South of Lugo | 12 | Monthly System Peak Day | CAISO | 1-in-2 | 2025 | 12 |  |  |  | 60.3886 | 1
| Zone | South of Lugo | 12 | Monthly System Peak Day | CAISO | 1-in-2 | 2025 | 13 |  |  |  | 63.5369 | 1
| Zone | South of Lugo | 12 | Monthly System Peak Day | CAISO | 1-in-2 | 2025 | 14 |  |  |  | 65.1936 | 1
| Zone | South of Lugo | 12 | Monthly System Peak Day | CAISO | 1-in-2 | 2025 | 15 |  |  |  | 65.415 | 1
| Zone | South of Lugo | 12 | Monthly System Peak Day | CAISO | 1-in-2 | 2025 | 16 |  |  |  | 65.12 | 1
| Zone | South of Lugo | 12 | Monthly System Peak Day | CAISO | 1-in-2 | 2025 | 17 |  |  |  | 64.1567 | 1
| Zone | South of Lugo | 12 | Monthly System Peak Day | CAISO | 1-in-2 | 2025 | 18 |  |  |  | 61.6131 | 1
| Zone | South of Lugo | 12 | Monthly System Peak Day | CAISO | 1-in-2 | 2025 | 19 |  |  |  | 59.6925 | 1
| Zone | South of Lugo | 12 | Monthly System Peak Day | CAISO | 1-in-2 | 2025 | 20 |  |  |  | 58.0142 | 1
| Zone | South of Lugo | 12 | Monthly System Peak Day | CAISO | 1-in-2 | 2025 | 21 |  |  |  | 56.57 | 1
| Zone | South of Lugo | 12 | Monthly System Peak Day | CAISO | 1-in-2 | 2025 | 22 |  |  |  | 54.6525 | 1
| Zone | South of Lugo | 12 | Monthly System Peak Day | CAISO | 1-in-2 | 2025 | 23 |  |  |  | 53.4592 | 1
| Zone | South of Lugo | 12 | Monthly System Peak Day | CAISO | 1-in-2 | 2025 | 24 |  |  |  | 52.2789 | 1
| Zone | South of Lugo | 1 | Average Weekday | CAISO | 1-in-2 | 2026 | 1 |  |  |  | 54.2996 | 1
| Zone | South of Lugo | 1 | Average Weekday | CAISO | 1-in-2 | 2026 | 2 |  |  |  | 53.4933 | 1
| Zone | South of Lugo | 1 | Average Weekday | CAISO | 1-in-2 | 2026 | 3 |  |  |  | 52.8647 | 1
| Zone | South of Lugo | 1 | Average Weekday | CAISO | 1-in-2 | 2026 | 4 |  |  |  | 52.509 | 1
| Zone | South of Lugo | 1 | Average Weekday | CAISO | 1-in-2 | 2026 | 5 |  |  |  | 51.888 | 1
| Zone | South of Lugo | 1 | Average Weekday | CAISO | 1-in-2 | 2026 | 6 |  |  |  | 51.4582 | 1
| Zone | South of Lugo | 1 | Average Weekday | CAISO | 1-in-2 | 2026 | 7 |  |  |  | 51.3033 | 1
| Zone | South of Lugo | 1 | Average Weekday | CAISO | 1-in-2 | 2026 | 8 |  |  |  | 51.2305 | 1
| Zone | South of Lugo | 1 | Average Weekday | CAISO | 1-in-2 | 2026 | 9 |  |  |  | 51.8768 | 1
| Zone | South of Lugo | 1 | Average Weekday | CAISO | 1-in-2 | 2026 | 10 |  |  |  | 54.8698 | 1
| Zone | South of Lugo | 1 | Average Weekday | CAISO | 1-in-2 | 2026 | 11 |  |  |  | 58.6824 | 1
| Zone | South of Lugo | 1 | Average Weekday | CAISO | 1-in-2 | 2026 | 12 |  |  |  | 62.0233 | 1
| Zone | South of Lugo | 1 | Average Weekday | CAISO | 1-in-2 | 2026 | 13 |  |  |  | 64.7517 | 1
| Zone | South of Lugo | 1 | Average Weekday | CAISO | 1-in-2 | 2026 | 14 |  |  |  | 66.609 | 1
| Zone | South of Lugo | 1 | Average Weekday | CAISO | 1-in-2 | 2026 | 15 |  |  |  | 67.6135 | 1
| Zone | South of Lugo | 1 | Average Weekday | CAISO | 1-in-2 | 2026 | 16 |  |  |  | 67.9239 | 1
| Zone | South of Lugo | 1 | Average Weekday | CAISO | 1-in-2 | 2026 | 17 |  |  |  | 67.218 | 1
| Zone | South of Lugo | 1 | Average Weekday | CAISO | 1-in-2 | 2026 | 18 |  |  |  | 65.4439 | 1
| Zone | South of Lugo | 1 | Average Weekday | CAISO | 1-in-2 | 2026 | 19 |  |  |  | 62.7515 | 1
| Zone | South of Lugo | 1 | Average Weekday | CAISO | 1-in-2 | 2026 | 20 |  |  |  | 60.8664 | 1
| Zone | South of Lugo | 1 | Average Weekday | CAISO | 1-in-2 | 2026 | 21 |  |  |  | 59.4075 | 1
| Zone | South of Lugo | 1 | Average Weekday | CAISO | 1-in-2 | 2026 | 22 |  |  |  | 58.0478 | 1
| Zone | South of Lugo | 1 | Average Weekday | CAISO | 1-in-2 | 2026 | 23 |  |  |  | 56.725 | 1
| Zone | South of Lugo | 1 | Average Weekday | CAISO | 1-in-2 | 2026 | 24 |  |  |  | 55.5245 | 1
| Zone | South of Lugo | 1 | Monthly System Peak Day | CAISO | 1-in-2 | 2026 | 1 |  |  |  | 49.9694 | 1
| Zone | South of Lugo | 1 | Monthly System Peak Day | CAISO | 1-in-2 | 2026 | 2 |  |  |  | 49.1283 | 1
| Zone | South of Lugo | 1 | Monthly System Peak Day | CAISO | 1-in-2 | 2026 | 3 |  |  |  | 48.2514 | 1
| Zone | South of Lugo | 1 | Monthly System Peak Day | CAISO | 1-in-2 | 2026 | 4 |  |  |  | 47.3314 | 1
| Zone | South of Lugo | 1 | Monthly System Peak Day | CAISO | 1-in-2 | 2026 | 5 |  |  |  | 46.8064 | 1
| Zone | South of Lugo | 1 | Monthly System Peak Day | CAISO | 1-in-2 | 2026 | 6 |  |  |  | 46.4111 | 1
| Zone | South of Lugo | 1 | Monthly System Peak Day | CAISO | 1-in-2 | 2026 | 7 |  |  |  | 46.005 | 1
| Zone | South of Lugo | 1 | Monthly System Peak Day | CAISO | 1-in-2 | 2026 | 8 |  |  |  | 45.7428 | 1
| Zone | South of Lugo | 1 | Monthly System Peak Day | CAISO | 1-in-2 | 2026 | 9 |  |  |  | 46.7314 | 1
| Zone | South of Lugo | 1 | Monthly System Peak Day | CAISO | 1-in-2 | 2026 | 10 |  |  |  | 49.5278 | 1
| Zone | South of Lugo | 1 | Monthly System Peak Day | CAISO | 1-in-2 | 2026 | 11 |  |  |  | 53.0378 | 1
| Zone | South of Lugo | 1 | Monthly System Peak Day | CAISO | 1-in-2 | 2026 | 12 |  |  |  | 55.56 | 1
| Zone | South of Lugo | 1 | Monthly System Peak Day | CAISO | 1-in-2 | 2026 | 13 |  |  |  | 57.2756 | 1
| Zone | South of Lugo | 1 | Monthly System Peak Day | CAISO | 1-in-2 | 2026 | 14 |  |  |  | 58.14 | 1
| Zone | South of Lugo | 1 | Monthly System Peak Day | CAISO | 1-in-2 | 2026 | 15 |  |  |  | 59.0661 | 1
| Zone | South of Lugo | 1 | Monthly System Peak Day | CAISO | 1-in-2 | 2026 | 16 |  |  |  | 58.9131 | 1
| Zone | South of Lugo | 1 | Monthly System Peak Day | CAISO | 1-in-2 | 2026 | 17 |  |  |  | 57.9606 | 1
| Zone | South of Lugo | 1 | Monthly System Peak Day | CAISO | 1-in-2 | 2026 | 18 |  |  |  | 56.3247 | 1
| Zone | South of Lugo | 1 | Monthly System Peak Day | CAISO | 1-in-2 | 2026 | 19 |  |  |  | 55.1306 | 1
| Zone | South of Lugo | 1 | Monthly System Peak Day | CAISO | 1-in-2 | 2026 | 20 |  |  |  | 54.0664 | 1
| Zone | South of Lugo | 1 | Monthly System Peak Day | CAISO | 1-in-2 | 2026 | 21 |  |  |  | 52.8489 | 1
| Zone | South of Lugo | 1 | Monthly System Peak Day | CAISO | 1-in-2 | 2026 | 22 |  |  |  | 51.9478 | 1
| Zone | South of Lugo | 1 | Monthly System Peak Day | CAISO | 1-in-2 | 2026 | 23 |  |  |  | 50.8631 | 1
| Zone | South of Lugo | 1 | Monthly System Peak Day | CAISO | 1-in-2 | 2026 | 24 |  |  |  | 50.0019 | 1
| Zone | South of Lugo | 2 | Average Weekday | CAISO | 1-in-2 | 2026 | 1 |  |  |  | 54.9585 | 1
| Zone | South of Lugo | 2 | Average Weekday | CAISO | 1-in-2 | 2026 | 2 |  |  |  | 54.0444 | 1
| Zone | South of Lugo | 2 | Average Weekday | CAISO | 1-in-2 | 2026 | 3 |  |  |  | 53.2981 | 1
| Zone | South of Lugo | 2 | Average Weekday | CAISO | 1-in-2 | 2026 | 4 |  |  |  | 52.4177 | 1
| Zone | South of Lugo | 2 | Average Weekday | CAISO | 1-in-2 | 2026 | 5 |  |  |  | 51.7822 | 1
| Zone | South of Lugo | 2 | Average Weekday | CAISO | 1-in-2 | 2026 | 6 |  |  |  | 51.1989 | 1
| Zone | South of Lugo | 2 | Average Weekday | CAISO | 1-in-2 | 2026 | 7 |  |  |  | 50.8834 | 1
| Zone | South of Lugo | 2 | Average Weekday | CAISO | 1-in-2 | 2026 | 8 |  |  |  | 50.7149 | 1
| Zone | South of Lugo | 2 | Average Weekday | CAISO | 1-in-2 | 2026 | 9 |  |  |  | 52.3662 | 1
| Zone | South of Lugo | 2 | Average Weekday | CAISO | 1-in-2 | 2026 | 10 |  |  |  | 55.9543 | 1
| Zone | South of Lugo | 2 | Average Weekday | CAISO | 1-in-2 | 2026 | 11 |  |  |  | 59.7329 | 1
| Zone | South of Lugo | 2 | Average Weekday | CAISO | 1-in-2 | 2026 | 12 |  |  |  | 62.8562 | 1
| Zone | South of Lugo | 2 | Average Weekday | CAISO | 1-in-2 | 2026 | 13 |  |  |  | 65.2729 | 1
| Zone | South of Lugo | 2 | Average Weekday | CAISO | 1-in-2 | 2026 | 14 |  |  |  | 66.8845 | 1
| Zone | South of Lugo | 2 | Average Weekday | CAISO | 1-in-2 | 2026 | 15 |  |  |  | 67.6945 | 1
| Zone | South of Lugo | 2 | Average Weekday | CAISO | 1-in-2 | 2026 | 16 |  |  |  | 67.7745 | 1
| Zone | South of Lugo | 2 | Average Weekday | CAISO | 1-in-2 | 2026 | 17 |  |  |  | 67.1868 | 1
| Zone | South of Lugo | 2 | Average Weekday | CAISO | 1-in-2 | 2026 | 18 |  |  |  | 65.7662 | 1
| Zone | South of Lugo | 2 | Average Weekday | CAISO | 1-in-2 | 2026 | 19 |  |  |  | 63.2867 | 1
| Zone | South of Lugo | 2 | Average Weekday | CAISO | 1-in-2 | 2026 | 20 |  |  |  | 61.0119 | 1
| Zone | South of Lugo | 2 | Average Weekday | CAISO | 1-in-2 | 2026 | 21 |  |  |  | 59.4756 | 1
| Zone | South of Lugo | 2 | Average Weekday | CAISO | 1-in-2 | 2026 | 22 |  |  |  | 58.2593 | 1
| Zone | South of Lugo | 2 | Average Weekday | CAISO | 1-in-2 | 2026 | 23 |  |  |  | 57.0604 | 1
| Zone | South of Lugo | 2 | Average Weekday | CAISO | 1-in-2 | 2026 | 24 |  |  |  | 55.9455 | 1
| Zone | South of Lugo | 2 | Monthly System Peak Day | CAISO | 1-in-2 | 2026 | 1 |  |  |  | 44.145 | 1
| Zone | South of Lugo | 2 | Monthly System Peak Day | CAISO | 1-in-2 | 2026 | 2 |  |  |  | 43.5347 | 1
| Zone | South of Lugo | 2 | Monthly System Peak Day | CAISO | 1-in-2 | 2026 | 3 |  |  |  | 42.6722 | 1
| Zone | South of Lugo | 2 | Monthly System Peak Day | CAISO | 1-in-2 | 2026 | 4 |  |  |  | 42.1819 | 1
| Zone | South of Lugo | 2 | Monthly System Peak Day | CAISO | 1-in-2 | 2026 | 5 |  |  |  | 41.2997 | 1
| Zone | South of Lugo | 2 | Monthly System Peak Day | CAISO | 1-in-2 | 2026 | 6 |  |  |  | 40.4433 | 1
| Zone | South of Lugo | 2 | Monthly System Peak Day | CAISO | 1-in-2 | 2026 | 7 |  |  |  | 39.7297 | 1
| Zone | South of Lugo | 2 | Monthly System Peak Day | CAISO | 1-in-2 | 2026 | 8 |  |  |  | 39.4047 | 1
| Zone | South of Lugo | 2 | Monthly System Peak Day | CAISO | 1-in-2 | 2026 | 9 |  |  |  | 41.4589 | 1
| Zone | South of Lugo | 2 | Monthly System Peak Day | CAISO | 1-in-2 | 2026 | 10 |  |  |  | 45.2028 | 1
| Zone | South of Lugo | 2 | Monthly System Peak Day | CAISO | 1-in-2 | 2026 | 11 |  |  |  | 48.4597 | 1
| Zone | South of Lugo | 2 | Monthly System Peak Day | CAISO | 1-in-2 | 2026 | 12 |  |  |  | 51.7178 | 1
| Zone | South of Lugo | 2 | Monthly System Peak Day | CAISO | 1-in-2 | 2026 | 13 |  |  |  | 53.8994 | 1
| Zone | South of Lugo | 2 | Monthly System Peak Day | CAISO | 1-in-2 | 2026 | 14 |  |  |  | 55.7092 | 1
| Zone | South of Lugo | 2 | Monthly System Peak Day | CAISO | 1-in-2 | 2026 | 15 |  |  |  | 56.8964 | 1
| Zone | South of Lugo | 2 | Monthly System Peak Day | CAISO | 1-in-2 | 2026 | 16 |  |  |  | 57.5894 | 1
| Zone | South of Lugo | 2 | Monthly System Peak Day | CAISO | 1-in-2 | 2026 | 17 |  |  |  | 57.7119 | 1
| Zone | South of Lugo | 2 | Monthly System Peak Day | CAISO | 1-in-2 | 2026 | 18 |  |  |  | 56.8094 | 1
| Zone | South of Lugo | 2 | Monthly System Peak Day | CAISO | 1-in-2 | 2026 | 19 |  |  |  | 54.6603 | 1
| Zone | South of Lugo | 2 | Monthly System Peak Day | CAISO | 1-in-2 | 2026 | 20 |  |  |  | 52.4122 | 1
| Zone | South of Lugo | 2 | Monthly System Peak Day | CAISO | 1-in-2 | 2026 | 21 |  |  |  | 50.9461 | 1
| Zone | South of Lugo | 2 | Monthly System Peak Day | CAISO | 1-in-2 | 2026 | 22 |  |  |  | 49.5397 | 1
| Zone | South of Lugo | 2 | Monthly System Peak Day | CAISO | 1-in-2 | 2026 | 23 |  |  |  | 48.0589 | 1
| Zone | South of Lugo | 2 | Monthly System Peak Day | CAISO | 1-in-2 | 2026 | 24 |  |  |  | 46.6525 | 1
| Zone | South of Lugo | 3 | Average Weekday | CAISO | 1-in-2 | 2026 | 1 |  |  |  | 55.6732 | 1
| Zone | South of Lugo | 3 | Average Weekday | CAISO | 1-in-2 | 2026 | 2 |  |  |  | 54.6557 | 1
| Zone | South of Lugo | 3 | Average Weekday | CAISO | 1-in-2 | 2026 | 3 |  |  |  | 53.7029 | 1
| Zone | South of Lugo | 3 | Average Weekday | CAISO | 1-in-2 | 2026 | 4 |  |  |  | 52.9533 | 1
| Zone | South of Lugo | 3 | Average Weekday | CAISO | 1-in-2 | 2026 | 5 |  |  |  | 52.247 | 1
| Zone | South of Lugo | 3 | Average Weekday | CAISO | 1-in-2 | 2026 | 6 |  |  |  | 51.6805 | 1
| Zone | South of Lugo | 3 | Average Weekday | CAISO | 1-in-2 | 2026 | 7 |  |  |  | 51.3971 | 1
| Zone | South of Lugo | 3 | Average Weekday | CAISO | 1-in-2 | 2026 | 8 |  |  |  | 51.3137 | 1
| Zone | South of Lugo | 3 | Average Weekday | CAISO | 1-in-2 | 2026 | 9 |  |  |  | 52.3829 | 1
| Zone | South of Lugo | 3 | Average Weekday | CAISO | 1-in-2 | 2026 | 10 |  |  |  | 55.1184 | 1
| Zone | South of Lugo | 3 | Average Weekday | CAISO | 1-in-2 | 2026 | 11 |  |  |  | 58.4502 | 1
| Zone | South of Lugo | 3 | Average Weekday | CAISO | 1-in-2 | 2026 | 12 |  |  |  | 61.5339 | 1
| Zone | South of Lugo | 3 | Average Weekday | CAISO | 1-in-2 | 2026 | 13 |  |  |  | 63.9966 | 1
| Zone | South of Lugo | 3 | Average Weekday | CAISO | 1-in-2 | 2026 | 14 |  |  |  | 65.6855 | 1
| Zone | South of Lugo | 3 | Average Weekday | CAISO | 1-in-2 | 2026 | 15 |  |  |  | 66.8916 | 1
| Zone | South of Lugo | 3 | Average Weekday | CAISO | 1-in-2 | 2026 | 16 |  |  |  | 67.591 | 1
| Zone | South of Lugo | 3 | Average Weekday | CAISO | 1-in-2 | 2026 | 17 |  |  |  | 67.8021 | 1
| Zone | South of Lugo | 3 | Average Weekday | CAISO | 1-in-2 | 2026 | 18 |  |  |  | 67.0899 | 1
| Zone | South of Lugo | 3 | Average Weekday | CAISO | 1-in-2 | 2026 | 19 |  |  |  | 65.4501 | 1
| Zone | South of Lugo | 3 | Average Weekday | CAISO | 1-in-2 | 2026 | 20 |  |  |  | 62.8909 | 1
| Zone | South of Lugo | 3 | Average Weekday | CAISO | 1-in-2 | 2026 | 21 |  |  |  | 60.3913 | 1
| Zone | South of Lugo | 3 | Average Weekday | CAISO | 1-in-2 | 2026 | 22 |  |  |  | 58.8766 | 1
| Zone | South of Lugo | 3 | Average Weekday | CAISO | 1-in-2 | 2026 | 23 |  |  |  | 57.6289 | 1
| Zone | South of Lugo | 3 | Average Weekday | CAISO | 1-in-2 | 2026 | 24 |  |  |  | 56.4541 | 1
| Zone | South of Lugo | 3 | Monthly System Peak Day | CAISO | 1-in-2 | 2026 | 1 |  |  |  | 58.4778 | 1
| Zone | South of Lugo | 3 | Monthly System Peak Day | CAISO | 1-in-2 | 2026 | 2 |  |  |  | 57.2453 | 1
| Zone | South of Lugo | 3 | Monthly System Peak Day | CAISO | 1-in-2 | 2026 | 3 |  |  |  | 56.0475 | 1
| Zone | South of Lugo | 3 | Monthly System Peak Day | CAISO | 1-in-2 | 2026 | 4 |  |  |  | 54.6481 | 1
| Zone | South of Lugo | 3 | Monthly System Peak Day | CAISO | 1-in-2 | 2026 | 5 |  |  |  | 54.2919 | 1
| Zone | South of Lugo | 3 | Monthly System Peak Day | CAISO | 1-in-2 | 2026 | 6 |  |  |  | 53.1578 | 1
| Zone | South of Lugo | 3 | Monthly System Peak Day | CAISO | 1-in-2 | 2026 | 7 |  |  |  | 52.7189 | 1
| Zone | South of Lugo | 3 | Monthly System Peak Day | CAISO | 1-in-2 | 2026 | 8 |  |  |  | 52.2422 | 1
| Zone | South of Lugo | 3 | Monthly System Peak Day | CAISO | 1-in-2 | 2026 | 9 |  |  |  | 52.5025 | 1
| Zone | South of Lugo | 3 | Monthly System Peak Day | CAISO | 1-in-2 | 2026 | 10 |  |  |  | 55.5739 | 1
| Zone | South of Lugo | 3 | Monthly System Peak Day | CAISO | 1-in-2 | 2026 | 11 |  |  |  | 60.2822 | 1
| Zone | South of Lugo | 3 | Monthly System Peak Day | CAISO | 1-in-2 | 2026 | 12 |  |  |  | 64.8764 | 1
| Zone | South of Lugo | 3 | Monthly System Peak Day | CAISO | 1-in-2 | 2026 | 13 |  |  |  | 67.8367 | 1
| Zone | South of Lugo | 3 | Monthly System Peak Day | CAISO | 1-in-2 | 2026 | 14 |  |  |  | 69.2092 | 1
| Zone | South of Lugo | 3 | Monthly System Peak Day | CAISO | 1-in-2 | 2026 | 15 |  |  |  | 70.2414 | 1
| Zone | South of Lugo | 3 | Monthly System Peak Day | CAISO | 1-in-2 | 2026 | 16 |  |  |  | 71.2658 | 1
| Zone | South of Lugo | 3 | Monthly System Peak Day | CAISO | 1-in-2 | 2026 | 17 |  |  |  | 71.6358 | 1
| Zone | South of Lugo | 3 | Monthly System Peak Day | CAISO | 1-in-2 | 2026 | 18 |  |  |  | 71.185 | 1
| Zone | South of Lugo | 3 | Monthly System Peak Day | CAISO | 1-in-2 | 2026 | 19 |  |  |  | 69.5747 | 1
| Zone | South of Lugo | 3 | Monthly System Peak Day | CAISO | 1-in-2 | 2026 | 20 |  |  |  | 66.3922 | 1
| Zone | South of Lugo | 3 | Monthly System Peak Day | CAISO | 1-in-2 | 2026 | 21 |  |  |  | 63.3958 | 1
| Zone | South of Lugo | 3 | Monthly System Peak Day | CAISO | 1-in-2 | 2026 | 22 |  |  |  | 61.6881 | 1
| Zone | South of Lugo | 3 | Monthly System Peak Day | CAISO | 1-in-2 | 2026 | 23 |  |  |  | 60.0722 | 1
| Zone | South of Lugo | 3 | Monthly System Peak Day | CAISO | 1-in-2 | 2026 | 24 |  |  |  | 58.4769 | 1
| Zone | South of Lugo | 4 | Average Weekday | CAISO | 1-in-2 | 2026 | 1 |  |  |  | 58.0175 | 1
| Zone | South of Lugo | 4 | Average Weekday | CAISO | 1-in-2 | 2026 | 2 |  |  |  | 57.1737 | 1
| Zone | South of Lugo | 4 | Average Weekday | CAISO | 1-in-2 | 2026 | 3 |  |  |  | 56.4171 | 1
| Zone | South of Lugo | 4 | Average Weekday | CAISO | 1-in-2 | 2026 | 4 |  |  |  | 55.722 | 1
| Zone | South of Lugo | 4 | Average Weekday | CAISO | 1-in-2 | 2026 | 5 |  |  |  | 55.1391 | 1
| Zone | South of Lugo | 4 | Average Weekday | CAISO | 1-in-2 | 2026 | 6 |  |  |  | 54.7482 | 1
| Zone | South of Lugo | 4 | Average Weekday | CAISO | 1-in-2 | 2026 | 7 |  |  |  | 54.4337 | 1
| Zone | South of Lugo | 4 | Average Weekday | CAISO | 1-in-2 | 2026 | 8 |  |  |  | 54.4184 | 1
| Zone | South of Lugo | 4 | Average Weekday | CAISO | 1-in-2 | 2026 | 9 |  |  |  | 55.9212 | 1
| Zone | South of Lugo | 4 | Average Weekday | CAISO | 1-in-2 | 2026 | 10 |  |  |  | 58.4835 | 1
| Zone | South of Lugo | 4 | Average Weekday | CAISO | 1-in-2 | 2026 | 11 |  |  |  | 61.2865 | 1
| Zone | South of Lugo | 4 | Average Weekday | CAISO | 1-in-2 | 2026 | 12 |  |  |  | 64.1775 | 1
| Zone | South of Lugo | 4 | Average Weekday | CAISO | 1-in-2 | 2026 | 13 |  |  |  | 66.5067 | 1
| Zone | South of Lugo | 4 | Average Weekday | CAISO | 1-in-2 | 2026 | 14 |  |  |  | 68.336 | 1
| Zone | South of Lugo | 4 | Average Weekday | CAISO | 1-in-2 | 2026 | 15 |  |  |  | 69.6837 | 1
| Zone | South of Lugo | 4 | Average Weekday | CAISO | 1-in-2 | 2026 | 16 |  |  |  | 70.354 | 1
| Zone | South of Lugo | 4 | Average Weekday | CAISO | 1-in-2 | 2026 | 17 |  |  |  | 70.5957 | 1
| Zone | South of Lugo | 4 | Average Weekday | CAISO | 1-in-2 | 2026 | 18 |  |  |  | 70.1069 | 1
| Zone | South of Lugo | 4 | Average Weekday | CAISO | 1-in-2 | 2026 | 19 |  |  |  | 68.8098 | 1
| Zone | South of Lugo | 4 | Average Weekday | CAISO | 1-in-2 | 2026 | 20 |  |  |  | 66.455 | 1
| Zone | South of Lugo | 4 | Average Weekday | CAISO | 1-in-2 | 2026 | 21 |  |  |  | 63.3945 | 1
| Zone | South of Lugo | 4 | Average Weekday | CAISO | 1-in-2 | 2026 | 22 |  |  |  | 61.1655 | 1
| Zone | South of Lugo | 4 | Average Weekday | CAISO | 1-in-2 | 2026 | 23 |  |  |  | 59.6977 | 1
| Zone | South of Lugo | 4 | Average Weekday | CAISO | 1-in-2 | 2026 | 24 |  |  |  | 58.6464 | 1
| Zone | South of Lugo | 4 | Monthly System Peak Day | CAISO | 1-in-2 | 2026 | 1 |  |  |  | 63.8797 | 1
| Zone | South of Lugo | 4 | Monthly System Peak Day | CAISO | 1-in-2 | 2026 | 2 |  |  |  | 62.5253 | 1
| Zone | South of Lugo | 4 | Monthly System Peak Day | CAISO | 1-in-2 | 2026 | 3 |  |  |  | 61.6583 | 1
| Zone | South of Lugo | 4 | Monthly System Peak Day | CAISO | 1-in-2 | 2026 | 4 |  |  |  | 60.9231 | 1
| Zone | South of Lugo | 4 | Monthly System Peak Day | CAISO | 1-in-2 | 2026 | 5 |  |  |  | 59.9731 | 1
| Zone | South of Lugo | 4 | Monthly System Peak Day | CAISO | 1-in-2 | 2026 | 6 |  |  |  | 59.3736 | 1
| Zone | South of Lugo | 4 | Monthly System Peak Day | CAISO | 1-in-2 | 2026 | 7 |  |  |  | 59.0392 | 1
| Zone | South of Lugo | 4 | Monthly System Peak Day | CAISO | 1-in-2 | 2026 | 8 |  |  |  | 59.3867 | 1
| Zone | South of Lugo | 4 | Monthly System Peak Day | CAISO | 1-in-2 | 2026 | 9 |  |  |  | 60.8022 | 1
| Zone | South of Lugo | 4 | Monthly System Peak Day | CAISO | 1-in-2 | 2026 | 10 |  |  |  | 64.9192 | 1
| Zone | South of Lugo | 4 | Monthly System Peak Day | CAISO | 1-in-2 | 2026 | 11 |  |  |  | 69.5942 | 1
| Zone | South of Lugo | 4 | Monthly System Peak Day | CAISO | 1-in-2 | 2026 | 12 |  |  |  | 74.1689 | 1
| Zone | South of Lugo | 4 | Monthly System Peak Day | CAISO | 1-in-2 | 2026 | 13 |  |  |  | 78.0494 | 1
| Zone | South of Lugo | 4 | Monthly System Peak Day | CAISO | 1-in-2 | 2026 | 14 |  |  |  | 80.7806 | 1
| Zone | South of Lugo | 4 | Monthly System Peak Day | CAISO | 1-in-2 | 2026 | 15 |  |  |  | 82.8028 | 1
| Zone | South of Lugo | 4 | Monthly System Peak Day | CAISO | 1-in-2 | 2026 | 16 |  |  |  | 83.5047 | 1
| Zone | South of Lugo | 4 | Monthly System Peak Day | CAISO | 1-in-2 | 2026 | 17 |  |  |  | 82.9567 | 1
| Zone | South of Lugo | 4 | Monthly System Peak Day | CAISO | 1-in-2 | 2026 | 18 |  |  |  | 82.3178 | 1
| Zone | South of Lugo | 4 | Monthly System Peak Day | CAISO | 1-in-2 | 2026 | 19 |  |  |  | 81.0725 | 1
| Zone | South of Lugo | 4 | Monthly System Peak Day | CAISO | 1-in-2 | 2026 | 20 |  |  |  | 78.5583 | 1
| Zone | South of Lugo | 4 | Monthly System Peak Day | CAISO | 1-in-2 | 2026 | 21 |  |  |  | 74.0617 | 1
| Zone | South of Lugo | 4 | Monthly System Peak Day | CAISO | 1-in-2 | 2026 | 22 |  |  |  | 69.5994 | 1
| Zone | South of Lugo | 4 | Monthly System Peak Day | CAISO | 1-in-2 | 2026 | 23 |  |  |  | 66.6206 | 1
| Zone | South of Lugo | 4 | Monthly System Peak Day | CAISO | 1-in-2 | 2026 | 24 |  |  |  | 64.6678 | 1
| Zone | South of Lugo | 5 | Average Weekday | CAISO | 1-in-2 | 2026 | 1 |  |  |  | 61.1348 | 1
| Zone | South of Lugo | 5 | Average Weekday | CAISO | 1-in-2 | 2026 | 2 |  |  |  | 60.5346 | 1
| Zone | South of Lugo | 5 | Average Weekday | CAISO | 1-in-2 | 2026 | 3 |  |  |  | 60.0288 | 1
| Zone | South of Lugo | 5 | Average Weekday | CAISO | 1-in-2 | 2026 | 4 |  |  |  | 59.5236 | 1
| Zone | South of Lugo | 5 | Average Weekday | CAISO | 1-in-2 | 2026 | 5 |  |  |  | 59.1163 | 1
| Zone | South of Lugo | 5 | Average Weekday | CAISO | 1-in-2 | 2026 | 6 |  |  |  | 58.7282 | 1
| Zone | South of Lugo | 5 | Average Weekday | CAISO | 1-in-2 | 2026 | 7 |  |  |  | 58.3962 | 1
| Zone | South of Lugo | 5 | Average Weekday | CAISO | 1-in-2 | 2026 | 8 |  |  |  | 58.7437 | 1
| Zone | South of Lugo | 5 | Average Weekday | CAISO | 1-in-2 | 2026 | 9 |  |  |  | 60.2327 | 1
| Zone | South of Lugo | 5 | Average Weekday | CAISO | 1-in-2 | 2026 | 10 |  |  |  | 62.3563 | 1
| Zone | South of Lugo | 5 | Average Weekday | CAISO | 1-in-2 | 2026 | 11 |  |  |  | 64.933 | 1
| Zone | South of Lugo | 5 | Average Weekday | CAISO | 1-in-2 | 2026 | 12 |  |  |  | 67.3178 | 1
| Zone | South of Lugo | 5 | Average Weekday | CAISO | 1-in-2 | 2026 | 13 |  |  |  | 69.4255 | 1
| Zone | South of Lugo | 5 | Average Weekday | CAISO | 1-in-2 | 2026 | 14 |  |  |  | 71.148 | 1
| Zone | South of Lugo | 5 | Average Weekday | CAISO | 1-in-2 | 2026 | 15 |  |  |  | 72.4241 | 1
| Zone | South of Lugo | 5 | Average Weekday | CAISO | 1-in-2 | 2026 | 16 |  |  |  | 73.1156 | 1
| Zone | South of Lugo | 5 | Average Weekday | CAISO | 1-in-2 | 2026 | 17 |  |  |  | 73.2273 | 1
| Zone | South of Lugo | 5 | Average Weekday | CAISO | 1-in-2 | 2026 | 18 |  |  |  | 72.5655 | 1
| Zone | South of Lugo | 5 | Average Weekday | CAISO | 1-in-2 | 2026 | 19 |  |  |  | 71.1484 | 1
| Zone | South of Lugo | 5 | Average Weekday | CAISO | 1-in-2 | 2026 | 20 |  |  |  | 68.9891 | 1
| Zone | South of Lugo | 5 | Average Weekday | CAISO | 1-in-2 | 2026 | 21 |  |  |  | 66.1434 | 1
| Zone | South of Lugo | 5 | Average Weekday | CAISO | 1-in-2 | 2026 | 22 |  |  |  | 63.9125 | 1
| Zone | South of Lugo | 5 | Average Weekday | CAISO | 1-in-2 | 2026 | 23 |  |  |  | 62.6515 | 1
| Zone | South of Lugo | 5 | Average Weekday | CAISO | 1-in-2 | 2026 | 24 |  |  |  | 61.7451 | 1
| Zone | South of Lugo | 5 | Monthly System Peak Day | CAISO | 1-in-2 | 2026 | 1 |  |  |  | 67.0208 | 1
| Zone | South of Lugo | 5 | Monthly System Peak Day | CAISO | 1-in-2 | 2026 | 2 |  |  |  | 65.5894 | 1
| Zone | South of Lugo | 5 | Monthly System Peak Day | CAISO | 1-in-2 | 2026 | 3 |  |  |  | 64.2253 | 1
| Zone | South of Lugo | 5 | Monthly System Peak Day | CAISO | 1-in-2 | 2026 | 4 |  |  |  | 62.7719 | 1
| Zone | South of Lugo | 5 | Monthly System Peak Day | CAISO | 1-in-2 | 2026 | 5 |  |  |  | 61.3103 | 1
| Zone | South of Lugo | 5 | Monthly System Peak Day | CAISO | 1-in-2 | 2026 | 6 |  |  |  | 60.7589 | 1
| Zone | South of Lugo | 5 | Monthly System Peak Day | CAISO | 1-in-2 | 2026 | 7 |  |  |  | 60.645 | 1
| Zone | South of Lugo | 5 | Monthly System Peak Day | CAISO | 1-in-2 | 2026 | 8 |  |  |  | 61.2089 | 1
| Zone | South of Lugo | 5 | Monthly System Peak Day | CAISO | 1-in-2 | 2026 | 9 |  |  |  | 64.0603 | 1
| Zone | South of Lugo | 5 | Monthly System Peak Day | CAISO | 1-in-2 | 2026 | 10 |  |  |  | 69.1803 | 1
| Zone | South of Lugo | 5 | Monthly System Peak Day | CAISO | 1-in-2 | 2026 | 11 |  |  |  | 74.5167 | 1
| Zone | South of Lugo | 5 | Monthly System Peak Day | CAISO | 1-in-2 | 2026 | 12 |  |  |  | 79.0092 | 1
| Zone | South of Lugo | 5 | Monthly System Peak Day | CAISO | 1-in-2 | 2026 | 13 |  |  |  | 82.1086 | 1
| Zone | South of Lugo | 5 | Monthly System Peak Day | CAISO | 1-in-2 | 2026 | 14 |  |  |  | 84.1044 | 1
| Zone | South of Lugo | 5 | Monthly System Peak Day | CAISO | 1-in-2 | 2026 | 15 |  |  |  | 85.5183 | 1
| Zone | South of Lugo | 5 | Monthly System Peak Day | CAISO | 1-in-2 | 2026 | 16 |  |  |  | 86.6833 | 1
| Zone | South of Lugo | 5 | Monthly System Peak Day | CAISO | 1-in-2 | 2026 | 17 |  |  |  | 86.2722 | 1
| Zone | South of Lugo | 5 | Monthly System Peak Day | CAISO | 1-in-2 | 2026 | 18 |  |  |  | 84.8111 | 1
| Zone | South of Lugo | 5 | Monthly System Peak Day | CAISO | 1-in-2 | 2026 | 19 |  |  |  | 82.0425 | 1
| Zone | South of Lugo | 5 | Monthly System Peak Day | CAISO | 1-in-2 | 2026 | 20 |  |  |  | 79.2078 | 1
| Zone | South of Lugo | 5 | Monthly System Peak Day | CAISO | 1-in-2 | 2026 | 21 |  |  |  | 74.8703 | 1
| Zone | South of Lugo | 5 | Monthly System Peak Day | CAISO | 1-in-2 | 2026 | 22 |  |  |  | 71.1503 | 1
| Zone | South of Lugo | 5 | Monthly System Peak Day | CAISO | 1-in-2 | 2026 | 23 |  |  |  | 69.6478 | 1
| Zone | South of Lugo | 5 | Monthly System Peak Day | CAISO | 1-in-2 | 2026 | 24 |  |  |  | 67.2344 | 1
| Zone | South of Lugo | 6 | Average Weekday | CAISO | 1-in-2 | 2026 | 1 |  |  |  | 63.9782 | 1
| Zone | South of Lugo | 6 | Average Weekday | CAISO | 1-in-2 | 2026 | 2 |  |  |  | 63.1095 | 1
| Zone | South of Lugo | 6 | Average Weekday | CAISO | 1-in-2 | 2026 | 3 |  |  |  | 62.3522 | 1
| Zone | South of Lugo | 6 | Average Weekday | CAISO | 1-in-2 | 2026 | 4 |  |  |  | 61.6996 | 1
| Zone | South of Lugo | 6 | Average Weekday | CAISO | 1-in-2 | 2026 | 5 |  |  |  | 61.1746 | 1
| Zone | South of Lugo | 6 | Average Weekday | CAISO | 1-in-2 | 2026 | 6 |  |  |  | 60.7294 | 1
| Zone | South of Lugo | 6 | Average Weekday | CAISO | 1-in-2 | 2026 | 7 |  |  |  | 60.3883 | 1
| Zone | South of Lugo | 6 | Average Weekday | CAISO | 1-in-2 | 2026 | 8 |  |  |  | 60.8863 | 1
| Zone | South of Lugo | 6 | Average Weekday | CAISO | 1-in-2 | 2026 | 9 |  |  |  | 62.5691 | 1
| Zone | South of Lugo | 6 | Average Weekday | CAISO | 1-in-2 | 2026 | 10 |  |  |  | 65.1324 | 1
| Zone | South of Lugo | 6 | Average Weekday | CAISO | 1-in-2 | 2026 | 11 |  |  |  | 68.1945 | 1
| Zone | South of Lugo | 6 | Average Weekday | CAISO | 1-in-2 | 2026 | 12 |  |  |  | 71.3648 | 1
| Zone | South of Lugo | 6 | Average Weekday | CAISO | 1-in-2 | 2026 | 13 |  |  |  | 73.9036 | 1
| Zone | South of Lugo | 6 | Average Weekday | CAISO | 1-in-2 | 2026 | 14 |  |  |  | 76.0368 | 1
| Zone | South of Lugo | 6 | Average Weekday | CAISO | 1-in-2 | 2026 | 15 |  |  |  | 77.7526 | 1
| Zone | South of Lugo | 6 | Average Weekday | CAISO | 1-in-2 | 2026 | 16 |  |  |  | 78.7286 | 1
| Zone | South of Lugo | 6 | Average Weekday | CAISO | 1-in-2 | 2026 | 17 |  |  |  | 79.2035 | 1
| Zone | South of Lugo | 6 | Average Weekday | CAISO | 1-in-2 | 2026 | 18 |  |  |  | 78.5518 | 1
| Zone | South of Lugo | 6 | Average Weekday | CAISO | 1-in-2 | 2026 | 19 |  |  |  | 77.0958 | 1
| Zone | South of Lugo | 6 | Average Weekday | CAISO | 1-in-2 | 2026 | 20 |  |  |  | 74.8612 | 1
| Zone | South of Lugo | 6 | Average Weekday | CAISO | 1-in-2 | 2026 | 21 |  |  |  | 71.7224 | 1
| Zone | South of Lugo | 6 | Average Weekday | CAISO | 1-in-2 | 2026 | 22 |  |  |  | 68.5028 | 1
| Zone | South of Lugo | 6 | Average Weekday | CAISO | 1-in-2 | 2026 | 23 |  |  |  | 66.5545 | 1
| Zone | South of Lugo | 6 | Average Weekday | CAISO | 1-in-2 | 2026 | 24 |  |  |  | 65.2126 | 1
| Zone | South of Lugo | 6 | Monthly System Peak Day | CAISO | 1-in-2 | 2026 | 1 |  |  |  | 65.3122 | 1
| Zone | South of Lugo | 6 | Monthly System Peak Day | CAISO | 1-in-2 | 2026 | 2 |  |  |  | 64.4594 | 1
| Zone | South of Lugo | 6 | Monthly System Peak Day | CAISO | 1-in-2 | 2026 | 3 |  |  |  | 63.6856 | 1
| Zone | South of Lugo | 6 | Monthly System Peak Day | CAISO | 1-in-2 | 2026 | 4 |  |  |  | 62.6772 | 1
| Zone | South of Lugo | 6 | Monthly System Peak Day | CAISO | 1-in-2 | 2026 | 5 |  |  |  | 61.7481 | 1
| Zone | South of Lugo | 6 | Monthly System Peak Day | CAISO | 1-in-2 | 2026 | 6 |  |  |  | 61.2672 | 1
| Zone | South of Lugo | 6 | Monthly System Peak Day | CAISO | 1-in-2 | 2026 | 7 |  |  |  | 60.8669 | 1
| Zone | South of Lugo | 6 | Monthly System Peak Day | CAISO | 1-in-2 | 2026 | 8 |  |  |  | 61.5311 | 1
| Zone | South of Lugo | 6 | Monthly System Peak Day | CAISO | 1-in-2 | 2026 | 9 |  |  |  | 64.1175 | 1
| Zone | South of Lugo | 6 | Monthly System Peak Day | CAISO | 1-in-2 | 2026 | 10 |  |  |  | 67.3953 | 1
| Zone | South of Lugo | 6 | Monthly System Peak Day | CAISO | 1-in-2 | 2026 | 11 |  |  |  | 70.6878 | 1
| Zone | South of Lugo | 6 | Monthly System Peak Day | CAISO | 1-in-2 | 2026 | 12 |  |  |  | 74.4286 | 1
| Zone | South of Lugo | 6 | Monthly System Peak Day | CAISO | 1-in-2 | 2026 | 13 |  |  |  | 77.7342 | 1
| Zone | South of Lugo | 6 | Monthly System Peak Day | CAISO | 1-in-2 | 2026 | 14 |  |  |  | 80.8556 | 1
| Zone | South of Lugo | 6 | Monthly System Peak Day | CAISO | 1-in-2 | 2026 | 15 |  |  |  | 83.6972 | 1
| Zone | South of Lugo | 6 | Monthly System Peak Day | CAISO | 1-in-2 | 2026 | 16 |  |  |  | 84.9611 | 1
| Zone | South of Lugo | 6 | Monthly System Peak Day | CAISO | 1-in-2 | 2026 | 17 |  |  |  | 85.0806 | 1
| Zone | South of Lugo | 6 | Monthly System Peak Day | CAISO | 1-in-2 | 2026 | 18 |  |  |  | 84.5833 | 1
| Zone | South of Lugo | 6 | Monthly System Peak Day | CAISO | 1-in-2 | 2026 | 19 |  |  |  | 83.1889 | 1
| Zone | South of Lugo | 6 | Monthly System Peak Day | CAISO | 1-in-2 | 2026 | 20 |  |  |  | 80.3558 | 1
| Zone | South of Lugo | 6 | Monthly System Peak Day | CAISO | 1-in-2 | 2026 | 21 |  |  |  | 76.0669 | 1
| Zone | South of Lugo | 6 | Monthly System Peak Day | CAISO | 1-in-2 | 2026 | 22 |  |  |  | 71.5611 | 1
| Zone | South of Lugo | 6 | Monthly System Peak Day | CAISO | 1-in-2 | 2026 | 23 |  |  |  | 68.6919 | 1
| Zone | South of Lugo | 6 | Monthly System Peak Day | CAISO | 1-in-2 | 2026 | 24 |  |  |  | 66.9717 | 1
| Zone | South of Lugo | 7 | Average Weekday | CAISO | 1-in-2 | 2026 | 1 |  |  |  | 68.6348 | 1
| Zone | South of Lugo | 7 | Average Weekday | CAISO | 1-in-2 | 2026 | 2 |  |  |  | 67.8546 | 1
| Zone | South of Lugo | 7 | Average Weekday | CAISO | 1-in-2 | 2026 | 3 |  |  |  | 67.1611 | 1
| Zone | South of Lugo | 7 | Average Weekday | CAISO | 1-in-2 | 2026 | 4 |  |  |  | 66.537 | 1
| Zone | South of Lugo | 7 | Average Weekday | CAISO | 1-in-2 | 2026 | 5 |  |  |  | 66.0419 | 1
| Zone | South of Lugo | 7 | Average Weekday | CAISO | 1-in-2 | 2026 | 6 |  |  |  | 65.5975 | 1
| Zone | South of Lugo | 7 | Average Weekday | CAISO | 1-in-2 | 2026 | 7 |  |  |  | 65.2822 | 1
| Zone | South of Lugo | 7 | Average Weekday | CAISO | 1-in-2 | 2026 | 8 |  |  |  | 65.8683 | 1
| Zone | South of Lugo | 7 | Average Weekday | CAISO | 1-in-2 | 2026 | 9 |  |  |  | 67.9582 | 1
| Zone | South of Lugo | 7 | Average Weekday | CAISO | 1-in-2 | 2026 | 10 |  |  |  | 70.6765 | 1
| Zone | South of Lugo | 7 | Average Weekday | CAISO | 1-in-2 | 2026 | 11 |  |  |  | 73.7944 | 1
| Zone | South of Lugo | 7 | Average Weekday | CAISO | 1-in-2 | 2026 | 12 |  |  |  | 76.9344 | 1
| Zone | South of Lugo | 7 | Average Weekday | CAISO | 1-in-2 | 2026 | 13 |  |  |  | 79.4886 | 1
| Zone | South of Lugo | 7 | Average Weekday | CAISO | 1-in-2 | 2026 | 14 |  |  |  | 81.4124 | 1
| Zone | South of Lugo | 7 | Average Weekday | CAISO | 1-in-2 | 2026 | 15 |  |  |  | 82.8268 | 1
| Zone | South of Lugo | 7 | Average Weekday | CAISO | 1-in-2 | 2026 | 16 |  |  |  | 83.4491 | 1
| Zone | South of Lugo | 7 | Average Weekday | CAISO | 1-in-2 | 2026 | 17 |  |  |  | 83.7052 | 1
| Zone | South of Lugo | 7 | Average Weekday | CAISO | 1-in-2 | 2026 | 18 |  |  |  | 83.0297 | 1
| Zone | South of Lugo | 7 | Average Weekday | CAISO | 1-in-2 | 2026 | 19 |  |  |  | 81.4723 | 1
| Zone | South of Lugo | 7 | Average Weekday | CAISO | 1-in-2 | 2026 | 20 |  |  |  | 79.2629 | 1
| Zone | South of Lugo | 7 | Average Weekday | CAISO | 1-in-2 | 2026 | 21 |  |  |  | 76.138 | 1
| Zone | South of Lugo | 7 | Average Weekday | CAISO | 1-in-2 | 2026 | 22 |  |  |  | 72.8533 | 1
| Zone | South of Lugo | 7 | Average Weekday | CAISO | 1-in-2 | 2026 | 23 |  |  |  | 70.8084 | 1
| Zone | South of Lugo | 7 | Average Weekday | CAISO | 1-in-2 | 2026 | 24 |  |  |  | 69.575 | 1
| Zone | South of Lugo | 7 | Monthly System Peak Day | CAISO | 1-in-2 | 2026 | 1 |  |  |  | 73.4597 | 1
| Zone | South of Lugo | 7 | Monthly System Peak Day | CAISO | 1-in-2 | 2026 | 2 |  |  |  | 72.6967 | 1
| Zone | South of Lugo | 7 | Monthly System Peak Day | CAISO | 1-in-2 | 2026 | 3 |  |  |  | 72.0013 | 1
| Zone | South of Lugo | 7 | Monthly System Peak Day | CAISO | 1-in-2 | 2026 | 4 |  |  |  | 71.4436 | 1
| Zone | South of Lugo | 7 | Monthly System Peak Day | CAISO | 1-in-2 | 2026 | 5 |  |  |  | 70.7646 | 1
| Zone | South of Lugo | 7 | Monthly System Peak Day | CAISO | 1-in-2 | 2026 | 6 |  |  |  | 70.1551 | 1
| Zone | South of Lugo | 7 | Monthly System Peak Day | CAISO | 1-in-2 | 2026 | 7 |  |  |  | 69.8672 | 1
| Zone | South of Lugo | 7 | Monthly System Peak Day | CAISO | 1-in-2 | 2026 | 8 |  |  |  | 70.0008 | 1
| Zone | South of Lugo | 7 | Monthly System Peak Day | CAISO | 1-in-2 | 2026 | 9 |  |  |  | 72.5462 | 1
| Zone | South of Lugo | 7 | Monthly System Peak Day | CAISO | 1-in-2 | 2026 | 10 |  |  |  | 76.518 | 1
| Zone | South of Lugo | 7 | Monthly System Peak Day | CAISO | 1-in-2 | 2026 | 11 |  |  |  | 81.2205 | 1
| Zone | South of Lugo | 7 | Monthly System Peak Day | CAISO | 1-in-2 | 2026 | 12 |  |  |  | 85.1359 | 1
| Zone | South of Lugo | 7 | Monthly System Peak Day | CAISO | 1-in-2 | 2026 | 13 |  |  |  | 87.8179 | 1
| Zone | South of Lugo | 7 | Monthly System Peak Day | CAISO | 1-in-2 | 2026 | 14 |  |  |  | 89.6692 | 1
| Zone | South of Lugo | 7 | Monthly System Peak Day | CAISO | 1-in-2 | 2026 | 15 |  |  |  | 90.8538 | 1
| Zone | South of Lugo | 7 | Monthly System Peak Day | CAISO | 1-in-2 | 2026 | 16 |  |  |  | 91.0974 | 1
| Zone | South of Lugo | 7 | Monthly System Peak Day | CAISO | 1-in-2 | 2026 | 17 |  |  |  | 91.1974 | 1
| Zone | South of Lugo | 7 | Monthly System Peak Day | CAISO | 1-in-2 | 2026 | 18 |  |  |  | 90.4667 | 1
| Zone | South of Lugo | 7 | Monthly System Peak Day | CAISO | 1-in-2 | 2026 | 19 |  |  |  | 88.759 | 1
| Zone | South of Lugo | 7 | Monthly System Peak Day | CAISO | 1-in-2 | 2026 | 20 |  |  |  | 86.2692 | 1
| Zone | South of Lugo | 7 | Monthly System Peak Day | CAISO | 1-in-2 | 2026 | 21 |  |  |  | 83.7231 | 1
| Zone | South of Lugo | 7 | Monthly System Peak Day | CAISO | 1-in-2 | 2026 | 22 |  |  |  | 80.9923 | 1
| Zone | South of Lugo | 7 | Monthly System Peak Day | CAISO | 1-in-2 | 2026 | 23 |  |  |  | 78.6082 | 1
| Zone | South of Lugo | 7 | Monthly System Peak Day | CAISO | 1-in-2 | 2026 | 24 |  |  |  | 76.8256 | 1
| Zone | South of Lugo | 8 | Average Weekday | CAISO | 1-in-2 | 2026 | 1 |  |  |  | 70.0345 | 1
| Zone | South of Lugo | 8 | Average Weekday | CAISO | 1-in-2 | 2026 | 2 |  |  |  | 69.0806 | 1
| Zone | South of Lugo | 8 | Average Weekday | CAISO | 1-in-2 | 2026 | 3 |  |  |  | 68.2447 | 1
| Zone | South of Lugo | 8 | Average Weekday | CAISO | 1-in-2 | 2026 | 4 |  |  |  | 67.5212 | 1
| Zone | South of Lugo | 8 | Average Weekday | CAISO | 1-in-2 | 2026 | 5 |  |  |  | 66.9202 | 1
| Zone | South of Lugo | 8 | Average Weekday | CAISO | 1-in-2 | 2026 | 6 |  |  |  | 66.3969 | 1
| Zone | South of Lugo | 8 | Average Weekday | CAISO | 1-in-2 | 2026 | 7 |  |  |  | 66.0998 | 1
| Zone | South of Lugo | 8 | Average Weekday | CAISO | 1-in-2 | 2026 | 8 |  |  |  | 66.163 | 1
| Zone | South of Lugo | 8 | Average Weekday | CAISO | 1-in-2 | 2026 | 9 |  |  |  | 68.0861 | 1
| Zone | South of Lugo | 8 | Average Weekday | CAISO | 1-in-2 | 2026 | 10 |  |  |  | 71.1121 | 1
| Zone | South of Lugo | 8 | Average Weekday | CAISO | 1-in-2 | 2026 | 11 |  |  |  | 74.7632 | 1
| Zone | South of Lugo | 8 | Average Weekday | CAISO | 1-in-2 | 2026 | 12 |  |  |  | 78.4705 | 1
| Zone | South of Lugo | 8 | Average Weekday | CAISO | 1-in-2 | 2026 | 13 |  |  |  | 81.311 | 1
| Zone | South of Lugo | 8 | Average Weekday | CAISO | 1-in-2 | 2026 | 14 |  |  |  | 83.5318 | 1
| Zone | South of Lugo | 8 | Average Weekday | CAISO | 1-in-2 | 2026 | 15 |  |  |  | 84.9576 | 1
| Zone | South of Lugo | 8 | Average Weekday | CAISO | 1-in-2 | 2026 | 16 |  |  |  | 85.6107 | 1
| Zone | South of Lugo | 8 | Average Weekday | CAISO | 1-in-2 | 2026 | 17 |  |  |  | 85.8816 | 1
| Zone | South of Lugo | 8 | Average Weekday | CAISO | 1-in-2 | 2026 | 18 |  |  |  | 85.1098 | 1
| Zone | South of Lugo | 8 | Average Weekday | CAISO | 1-in-2 | 2026 | 19 |  |  |  | 83.4933 | 1
| Zone | South of Lugo | 8 | Average Weekday | CAISO | 1-in-2 | 2026 | 20 |  |  |  | 80.9206 | 1
| Zone | South of Lugo | 8 | Average Weekday | CAISO | 1-in-2 | 2026 | 21 |  |  |  | 77.1187 | 1
| Zone | South of Lugo | 8 | Average Weekday | CAISO | 1-in-2 | 2026 | 22 |  |  |  | 74.0969 | 1
| Zone | South of Lugo | 8 | Average Weekday | CAISO | 1-in-2 | 2026 | 23 |  |  |  | 72.2916 | 1
| Zone | South of Lugo | 8 | Average Weekday | CAISO | 1-in-2 | 2026 | 24 |  |  |  | 71.0937 | 1
| Zone | South of Lugo | 8 | Monthly System Peak Day | CAISO | 1-in-2 | 2026 | 1 |  |  |  | 78.7487 | 1
| Zone | South of Lugo | 8 | Monthly System Peak Day | CAISO | 1-in-2 | 2026 | 2 |  |  |  | 77.6487 | 1
| Zone | South of Lugo | 8 | Monthly System Peak Day | CAISO | 1-in-2 | 2026 | 3 |  |  |  | 77.0128 | 1
| Zone | South of Lugo | 8 | Monthly System Peak Day | CAISO | 1-in-2 | 2026 | 4 |  |  |  | 76.2513 | 1
| Zone | South of Lugo | 8 | Monthly System Peak Day | CAISO | 1-in-2 | 2026 | 5 |  |  |  | 75.8128 | 1
| Zone | South of Lugo | 8 | Monthly System Peak Day | CAISO | 1-in-2 | 2026 | 6 |  |  |  | 75.2931 | 1
| Zone | South of Lugo | 8 | Monthly System Peak Day | CAISO | 1-in-2 | 2026 | 7 |  |  |  | 74.9128 | 1
| Zone | South of Lugo | 8 | Monthly System Peak Day | CAISO | 1-in-2 | 2026 | 8 |  |  |  | 75.1326 | 1
| Zone | South of Lugo | 8 | Monthly System Peak Day | CAISO | 1-in-2 | 2026 | 9 |  |  |  | 77.1949 | 1
| Zone | South of Lugo | 8 | Monthly System Peak Day | CAISO | 1-in-2 | 2026 | 10 |  |  |  | 81.1641 | 1
| Zone | South of Lugo | 8 | Monthly System Peak Day | CAISO | 1-in-2 | 2026 | 11 |  |  |  | 85.3154 | 1
| Zone | South of Lugo | 8 | Monthly System Peak Day | CAISO | 1-in-2 | 2026 | 12 |  |  |  | 89.3128 | 1
| Zone | South of Lugo | 8 | Monthly System Peak Day | CAISO | 1-in-2 | 2026 | 13 |  |  |  | 91.9051 | 1
| Zone | South of Lugo | 8 | Monthly System Peak Day | CAISO | 1-in-2 | 2026 | 14 |  |  |  | 93.1897 | 1
| Zone | South of Lugo | 8 | Monthly System Peak Day | CAISO | 1-in-2 | 2026 | 15 |  |  |  | 93.4641 | 1
| Zone | South of Lugo | 8 | Monthly System Peak Day | CAISO | 1-in-2 | 2026 | 16 |  |  |  | 93.5282 | 1
| Zone | South of Lugo | 8 | Monthly System Peak Day | CAISO | 1-in-2 | 2026 | 17 |  |  |  | 92.5615 | 1
| Zone | South of Lugo | 8 | Monthly System Peak Day | CAISO | 1-in-2 | 2026 | 18 |  |  |  | 90.541 | 1
| Zone | South of Lugo | 8 | Monthly System Peak Day | CAISO | 1-in-2 | 2026 | 19 |  |  |  | 88.6821 | 1
| Zone | South of Lugo | 8 | Monthly System Peak Day | CAISO | 1-in-2 | 2026 | 20 |  |  |  | 86.7615 | 1
| Zone | South of Lugo | 8 | Monthly System Peak Day | CAISO | 1-in-2 | 2026 | 21 |  |  |  | 84.1462 | 1
| Zone | South of Lugo | 8 | Monthly System Peak Day | CAISO | 1-in-2 | 2026 | 22 |  |  |  | 81.8333 | 1
| Zone | South of Lugo | 8 | Monthly System Peak Day | CAISO | 1-in-2 | 2026 | 23 |  |  |  | 80.4154 | 1
| Zone | South of Lugo | 8 | Monthly System Peak Day | CAISO | 1-in-2 | 2026 | 24 |  |  |  | 79.2487 | 1
| Zone | South of Lugo | 8 | Typical Event Day | CAISO | 1-in-2 | 2026 | 1 |  |  |  | 74.2238 | 1
| Zone | South of Lugo | 8 | Typical Event Day | CAISO | 1-in-2 | 2026 | 2 |  |  |  | 73.184 | 1
| Zone | South of Lugo | 8 | Typical Event Day | CAISO | 1-in-2 | 2026 | 3 |  |  |  | 72.4304 | 1
| Zone | South of Lugo | 8 | Typical Event Day | CAISO | 1-in-2 | 2026 | 4 |  |  |  | 71.5521 | 1
| Zone | South of Lugo | 8 | Typical Event Day | CAISO | 1-in-2 | 2026 | 5 |  |  |  | 70.8571 | 1
| Zone | South of Lugo | 8 | Typical Event Day | CAISO | 1-in-2 | 2026 | 6 |  |  |  | 70.2894 | 1
| Zone | South of Lugo | 8 | Typical Event Day | CAISO | 1-in-2 | 2026 | 7 |  |  |  | 70.0895 | 1
| Zone | South of Lugo | 8 | Typical Event Day | CAISO | 1-in-2 | 2026 | 8 |  |  |  | 70.4164 | 1
| Zone | South of Lugo | 8 | Typical Event Day | CAISO | 1-in-2 | 2026 | 9 |  |  |  | 72.6402 | 1
| Zone | South of Lugo | 8 | Typical Event Day | CAISO | 1-in-2 | 2026 | 10 |  |  |  | 76.6185 | 1
| Zone | South of Lugo | 8 | Typical Event Day | CAISO | 1-in-2 | 2026 | 11 |  |  |  | 81.2406 | 1
| Zone | South of Lugo | 8 | Typical Event Day | CAISO | 1-in-2 | 2026 | 12 |  |  |  | 85.3671 | 1
| Zone | South of Lugo | 8 | Typical Event Day | CAISO | 1-in-2 | 2026 | 13 |  |  |  | 88.2251 | 1
| Zone | South of Lugo | 8 | Typical Event Day | CAISO | 1-in-2 | 2026 | 14 |  |  |  | 90.2212 | 1
| Zone | South of Lugo | 8 | Typical Event Day | CAISO | 1-in-2 | 2026 | 15 |  |  |  | 91.4083 | 1
| Zone | South of Lugo | 8 | Typical Event Day | CAISO | 1-in-2 | 2026 | 16 |  |  |  | 91.4955 | 1
| Zone | South of Lugo | 8 | Typical Event Day | CAISO | 1-in-2 | 2026 | 17 |  |  |  | 90.9699 | 1
| Zone | South of Lugo | 8 | Typical Event Day | CAISO | 1-in-2 | 2026 | 18 |  |  |  | 89.7058 | 1
| Zone | South of Lugo | 8 | Typical Event Day | CAISO | 1-in-2 | 2026 | 19 |  |  |  | 88.3058 | 1
| Zone | South of Lugo | 8 | Typical Event Day | CAISO | 1-in-2 | 2026 | 20 |  |  |  | 86.0937 | 1
| Zone | South of Lugo | 8 | Typical Event Day | CAISO | 1-in-2 | 2026 | 21 |  |  |  | 83.049 | 1
| Zone | South of Lugo | 8 | Typical Event Day | CAISO | 1-in-2 | 2026 | 22 |  |  |  | 80.1869 | 1
| Zone | South of Lugo | 8 | Typical Event Day | CAISO | 1-in-2 | 2026 | 23 |  |  |  | 77.9566 | 1
| Zone | South of Lugo | 8 | Typical Event Day | CAISO | 1-in-2 | 2026 | 24 |  |  |  | 76.2456 | 1
| Zone | South of Lugo | 9 | Average Weekday | CAISO | 1-in-2 | 2026 | 1 |  |  |  | 69.5297 | 1
| Zone | South of Lugo | 9 | Average Weekday | CAISO | 1-in-2 | 2026 | 2 |  |  |  | 68.7128 | 1
| Zone | South of Lugo | 9 | Average Weekday | CAISO | 1-in-2 | 2026 | 3 |  |  |  | 68.0113 | 1
| Zone | South of Lugo | 9 | Average Weekday | CAISO | 1-in-2 | 2026 | 4 |  |  |  | 67.4477 | 1
| Zone | South of Lugo | 9 | Average Weekday | CAISO | 1-in-2 | 2026 | 5 |  |  |  | 66.9649 | 1
| Zone | South of Lugo | 9 | Average Weekday | CAISO | 1-in-2 | 2026 | 6 |  |  |  | 66.4867 | 1
| Zone | South of Lugo | 9 | Average Weekday | CAISO | 1-in-2 | 2026 | 7 |  |  |  | 66.2234 | 1
| Zone | South of Lugo | 9 | Average Weekday | CAISO | 1-in-2 | 2026 | 8 |  |  |  | 66.147 | 1
| Zone | South of Lugo | 9 | Average Weekday | CAISO | 1-in-2 | 2026 | 9 |  |  |  | 67.2565 | 1
| Zone | South of Lugo | 9 | Average Weekday | CAISO | 1-in-2 | 2026 | 10 |  |  |  | 69.9201 | 1
| Zone | South of Lugo | 9 | Average Weekday | CAISO | 1-in-2 | 2026 | 11 |  |  |  | 73.3148 | 1
| Zone | South of Lugo | 9 | Average Weekday | CAISO | 1-in-2 | 2026 | 12 |  |  |  | 76.8477 | 1
| Zone | South of Lugo | 9 | Average Weekday | CAISO | 1-in-2 | 2026 | 13 |  |  |  | 79.9092 | 1
| Zone | South of Lugo | 9 | Average Weekday | CAISO | 1-in-2 | 2026 | 14 |  |  |  | 82.0878 | 1
| Zone | South of Lugo | 9 | Average Weekday | CAISO | 1-in-2 | 2026 | 15 |  |  |  | 83.2611 | 1
| Zone | South of Lugo | 9 | Average Weekday | CAISO | 1-in-2 | 2026 | 16 |  |  |  | 83.7561 | 1
| Zone | South of Lugo | 9 | Average Weekday | CAISO | 1-in-2 | 2026 | 17 |  |  |  | 83.5744 | 1
| Zone | South of Lugo | 9 | Average Weekday | CAISO | 1-in-2 | 2026 | 18 |  |  |  | 82.541 | 1
| Zone | South of Lugo | 9 | Average Weekday | CAISO | 1-in-2 | 2026 | 19 |  |  |  | 80.6685 | 1
| Zone | South of Lugo | 9 | Average Weekday | CAISO | 1-in-2 | 2026 | 20 |  |  |  | 77.7379 | 1
| Zone | South of Lugo | 9 | Average Weekday | CAISO | 1-in-2 | 2026 | 21 |  |  |  | 74.6711 | 1
| Zone | South of Lugo | 9 | Average Weekday | CAISO | 1-in-2 | 2026 | 22 |  |  |  | 72.7849 | 1
| Zone | South of Lugo | 9 | Average Weekday | CAISO | 1-in-2 | 2026 | 23 |  |  |  | 71.4589 | 1
| Zone | South of Lugo | 9 | Average Weekday | CAISO | 1-in-2 | 2026 | 24 |  |  |  | 70.3249 | 1
| Zone | South of Lugo | 9 | Monthly System Peak Day | CAISO | 1-in-2 | 2026 | 1 |  |  |  | 79.7279 | 1
| Zone | South of Lugo | 9 | Monthly System Peak Day | CAISO | 1-in-2 | 2026 | 2 |  |  |  | 78.26 | 1
| Zone | South of Lugo | 9 | Monthly System Peak Day | CAISO | 1-in-2 | 2026 | 3 |  |  |  | 77.3103 | 1
| Zone | South of Lugo | 9 | Monthly System Peak Day | CAISO | 1-in-2 | 2026 | 4 |  |  |  | 76.1223 | 1
| Zone | South of Lugo | 9 | Monthly System Peak Day | CAISO | 1-in-2 | 2026 | 5 |  |  |  | 75.3567 | 1
| Zone | South of Lugo | 9 | Monthly System Peak Day | CAISO | 1-in-2 | 2026 | 6 |  |  |  | 74.6564 | 1
| Zone | South of Lugo | 9 | Monthly System Peak Day | CAISO | 1-in-2 | 2026 | 7 |  |  |  | 74.9015 | 1
| Zone | South of Lugo | 9 | Monthly System Peak Day | CAISO | 1-in-2 | 2026 | 8 |  |  |  | 75.1818 | 1
| Zone | South of Lugo | 9 | Monthly System Peak Day | CAISO | 1-in-2 | 2026 | 9 |  |  |  | 76.8754 | 1
| Zone | South of Lugo | 9 | Monthly System Peak Day | CAISO | 1-in-2 | 2026 | 10 |  |  |  | 81.5795 | 1
| Zone | South of Lugo | 9 | Monthly System Peak Day | CAISO | 1-in-2 | 2026 | 11 |  |  |  | 88 | 1
| Zone | South of Lugo | 9 | Monthly System Peak Day | CAISO | 1-in-2 | 2026 | 12 |  |  |  | 92.8974 | 1
| Zone | South of Lugo | 9 | Monthly System Peak Day | CAISO | 1-in-2 | 2026 | 13 |  |  |  | 95.8 | 1
| Zone | South of Lugo | 9 | Monthly System Peak Day | CAISO | 1-in-2 | 2026 | 14 |  |  |  | 97.6026 | 1
| Zone | South of Lugo | 9 | Monthly System Peak Day | CAISO | 1-in-2 | 2026 | 15 |  |  |  | 98.0487 | 1
| Zone | South of Lugo | 9 | Monthly System Peak Day | CAISO | 1-in-2 | 2026 | 16 |  |  |  | 96.918 | 1
| Zone | South of Lugo | 9 | Monthly System Peak Day | CAISO | 1-in-2 | 2026 | 17 |  |  |  | 95.6487 | 1
| Zone | South of Lugo | 9 | Monthly System Peak Day | CAISO | 1-in-2 | 2026 | 18 |  |  |  | 93.8744 | 1
| Zone | South of Lugo | 9 | Monthly System Peak Day | CAISO | 1-in-2 | 2026 | 19 |  |  |  | 93.2077 | 1
| Zone | South of Lugo | 9 | Monthly System Peak Day | CAISO | 1-in-2 | 2026 | 20 |  |  |  | 91.5256 | 1
| Zone | South of Lugo | 9 | Monthly System Peak Day | CAISO | 1-in-2 | 2026 | 21 |  |  |  | 88.7154 | 1
| Zone | South of Lugo | 9 | Monthly System Peak Day | CAISO | 1-in-2 | 2026 | 22 |  |  |  | 86.8 | 1
| Zone | South of Lugo | 9 | Monthly System Peak Day | CAISO | 1-in-2 | 2026 | 23 |  |  |  | 84.5641 | 1
| Zone | South of Lugo | 9 | Monthly System Peak Day | CAISO | 1-in-2 | 2026 | 24 |  |  |  | 82.3795 | 1
| Zone | South of Lugo | 10 | Average Weekday | CAISO | 1-in-2 | 2026 | 1 |  |  |  | 64.658 | 1
| Zone | South of Lugo | 10 | Average Weekday | CAISO | 1-in-2 | 2026 | 2 |  |  |  | 63.8062 | 1
| Zone | South of Lugo | 10 | Average Weekday | CAISO | 1-in-2 | 2026 | 3 |  |  |  | 62.9019 | 1
| Zone | South of Lugo | 10 | Average Weekday | CAISO | 1-in-2 | 2026 | 4 |  |  |  | 62.2469 | 1
| Zone | South of Lugo | 10 | Average Weekday | CAISO | 1-in-2 | 2026 | 5 |  |  |  | 61.6376 | 1
| Zone | South of Lugo | 10 | Average Weekday | CAISO | 1-in-2 | 2026 | 6 |  |  |  | 61.2473 | 1
| Zone | South of Lugo | 10 | Average Weekday | CAISO | 1-in-2 | 2026 | 7 |  |  |  | 60.9326 | 1
| Zone | South of Lugo | 10 | Average Weekday | CAISO | 1-in-2 | 2026 | 8 |  |  |  | 60.7842 | 1
| Zone | South of Lugo | 10 | Average Weekday | CAISO | 1-in-2 | 2026 | 9 |  |  |  | 61.3719 | 1
| Zone | South of Lugo | 10 | Average Weekday | CAISO | 1-in-2 | 2026 | 10 |  |  |  | 63.9419 | 1
| Zone | South of Lugo | 10 | Average Weekday | CAISO | 1-in-2 | 2026 | 11 |  |  |  | 67.2273 | 1
| Zone | South of Lugo | 10 | Average Weekday | CAISO | 1-in-2 | 2026 | 12 |  |  |  | 70.4369 | 1
| Zone | South of Lugo | 10 | Average Weekday | CAISO | 1-in-2 | 2026 | 13 |  |  |  | 73.1782 | 1
| Zone | South of Lugo | 10 | Average Weekday | CAISO | 1-in-2 | 2026 | 14 |  |  |  | 75.1897 | 1
| Zone | South of Lugo | 10 | Average Weekday | CAISO | 1-in-2 | 2026 | 15 |  |  |  | 76.6368 | 1
| Zone | South of Lugo | 10 | Average Weekday | CAISO | 1-in-2 | 2026 | 16 |  |  |  | 77.4598 | 1
| Zone | South of Lugo | 10 | Average Weekday | CAISO | 1-in-2 | 2026 | 17 |  |  |  | 77.3466 | 1
| Zone | South of Lugo | 10 | Average Weekday | CAISO | 1-in-2 | 2026 | 18 |  |  |  | 76.4242 | 1
| Zone | South of Lugo | 10 | Average Weekday | CAISO | 1-in-2 | 2026 | 19 |  |  |  | 74.5143 | 1
| Zone | South of Lugo | 10 | Average Weekday | CAISO | 1-in-2 | 2026 | 20 |  |  |  | 71.5232 | 1
| Zone | South of Lugo | 10 | Average Weekday | CAISO | 1-in-2 | 2026 | 21 |  |  |  | 69.4376 | 1
| Zone | South of Lugo | 10 | Average Weekday | CAISO | 1-in-2 | 2026 | 22 |  |  |  | 67.9225 | 1
| Zone | South of Lugo | 10 | Average Weekday | CAISO | 1-in-2 | 2026 | 23 |  |  |  | 66.6274 | 1
| Zone | South of Lugo | 10 | Average Weekday | CAISO | 1-in-2 | 2026 | 24 |  |  |  | 65.4949 | 1
| Zone | South of Lugo | 10 | Monthly System Peak Day | CAISO | 1-in-2 | 2026 | 1 |  |  |  | 74.9769 | 1
| Zone | South of Lugo | 10 | Monthly System Peak Day | CAISO | 1-in-2 | 2026 | 2 |  |  |  | 73.8469 | 1
| Zone | South of Lugo | 10 | Monthly System Peak Day | CAISO | 1-in-2 | 2026 | 3 |  |  |  | 72.4622 | 1
| Zone | South of Lugo | 10 | Monthly System Peak Day | CAISO | 1-in-2 | 2026 | 4 |  |  |  | 70.9661 | 1
| Zone | South of Lugo | 10 | Monthly System Peak Day | CAISO | 1-in-2 | 2026 | 5 |  |  |  | 69.9036 | 1
| Zone | South of Lugo | 10 | Monthly System Peak Day | CAISO | 1-in-2 | 2026 | 6 |  |  |  | 69.4283 | 1
| Zone | South of Lugo | 10 | Monthly System Peak Day | CAISO | 1-in-2 | 2026 | 7 |  |  |  | 69.1028 | 1
| Zone | South of Lugo | 10 | Monthly System Peak Day | CAISO | 1-in-2 | 2026 | 8 |  |  |  | 68.4244 | 1
| Zone | South of Lugo | 10 | Monthly System Peak Day | CAISO | 1-in-2 | 2026 | 9 |  |  |  | 69.4117 | 1
| Zone | South of Lugo | 10 | Monthly System Peak Day | CAISO | 1-in-2 | 2026 | 10 |  |  |  | 73.025 | 1
| Zone | South of Lugo | 10 | Monthly System Peak Day | CAISO | 1-in-2 | 2026 | 11 |  |  |  | 77.7472 | 1
| Zone | South of Lugo | 10 | Monthly System Peak Day | CAISO | 1-in-2 | 2026 | 12 |  |  |  | 82.5139 | 1
| Zone | South of Lugo | 10 | Monthly System Peak Day | CAISO | 1-in-2 | 2026 | 13 |  |  |  | 86.0528 | 1
| Zone | South of Lugo | 10 | Monthly System Peak Day | CAISO | 1-in-2 | 2026 | 14 |  |  |  | 88.1917 | 1
| Zone | South of Lugo | 10 | Monthly System Peak Day | CAISO | 1-in-2 | 2026 | 15 |  |  |  | 88.6806 | 1
| Zone | South of Lugo | 10 | Monthly System Peak Day | CAISO | 1-in-2 | 2026 | 16 |  |  |  | 88.8 | 1
| Zone | South of Lugo | 10 | Monthly System Peak Day | CAISO | 1-in-2 | 2026 | 17 |  |  |  | 88.0417 | 1
| Zone | South of Lugo | 10 | Monthly System Peak Day | CAISO | 1-in-2 | 2026 | 18 |  |  |  | 87.2611 | 1
| Zone | South of Lugo | 10 | Monthly System Peak Day | CAISO | 1-in-2 | 2026 | 19 |  |  |  | 85.3628 | 1
| Zone | South of Lugo | 10 | Monthly System Peak Day | CAISO | 1-in-2 | 2026 | 20 |  |  |  | 82.2675 | 1
| Zone | South of Lugo | 10 | Monthly System Peak Day | CAISO | 1-in-2 | 2026 | 21 |  |  |  | 79.4689 | 1
| Zone | South of Lugo | 10 | Monthly System Peak Day | CAISO | 1-in-2 | 2026 | 22 |  |  |  | 77.5472 | 1
| Zone | South of Lugo | 10 | Monthly System Peak Day | CAISO | 1-in-2 | 2026 | 23 |  |  |  | 75.9456 | 1
| Zone | South of Lugo | 10 | Monthly System Peak Day | CAISO | 1-in-2 | 2026 | 24 |  |  |  | 74.4658 | 1
| Zone | South of Lugo | 11 | Average Weekday | CAISO | 1-in-2 | 2026 | 1 |  |  |  | 57.3766 | 1
| Zone | South of Lugo | 11 | Average Weekday | CAISO | 1-in-2 | 2026 | 2 |  |  |  | 56.6196 | 1
| Zone | South of Lugo | 11 | Average Weekday | CAISO | 1-in-2 | 2026 | 3 |  |  |  | 55.8667 | 1
| Zone | South of Lugo | 11 | Average Weekday | CAISO | 1-in-2 | 2026 | 4 |  |  |  | 55.1855 | 1
| Zone | South of Lugo | 11 | Average Weekday | CAISO | 1-in-2 | 2026 | 5 |  |  |  | 54.6693 | 1
| Zone | South of Lugo | 11 | Average Weekday | CAISO | 1-in-2 | 2026 | 6 |  |  |  | 54.1856 | 1
| Zone | South of Lugo | 11 | Average Weekday | CAISO | 1-in-2 | 2026 | 7 |  |  |  | 54.014 | 1
| Zone | South of Lugo | 11 | Average Weekday | CAISO | 1-in-2 | 2026 | 8 |  |  |  | 53.9417 | 1
| Zone | South of Lugo | 11 | Average Weekday | CAISO | 1-in-2 | 2026 | 9 |  |  |  | 55.5116 | 1
| Zone | South of Lugo | 11 | Average Weekday | CAISO | 1-in-2 | 2026 | 10 |  |  |  | 58.5353 | 1
| Zone | South of Lugo | 11 | Average Weekday | CAISO | 1-in-2 | 2026 | 11 |  |  |  | 62.1631 | 1
| Zone | South of Lugo | 11 | Average Weekday | CAISO | 1-in-2 | 2026 | 12 |  |  |  | 65.3752 | 1
| Zone | South of Lugo | 11 | Average Weekday | CAISO | 1-in-2 | 2026 | 13 |  |  |  | 67.8009 | 1
| Zone | South of Lugo | 11 | Average Weekday | CAISO | 1-in-2 | 2026 | 14 |  |  |  | 69.3357 | 1
| Zone | South of Lugo | 11 | Average Weekday | CAISO | 1-in-2 | 2026 | 15 |  |  |  | 70.1111 | 1
| Zone | South of Lugo | 11 | Average Weekday | CAISO | 1-in-2 | 2026 | 16 |  |  |  | 70.1077 | 1
| Zone | South of Lugo | 11 | Average Weekday | CAISO | 1-in-2 | 2026 | 17 |  |  |  | 69.1869 | 1
| Zone | South of Lugo | 11 | Average Weekday | CAISO | 1-in-2 | 2026 | 18 |  |  |  | 67.091 | 1
| Zone | South of Lugo | 11 | Average Weekday | CAISO | 1-in-2 | 2026 | 19 |  |  |  | 64.7038 | 1
| Zone | South of Lugo | 11 | Average Weekday | CAISO | 1-in-2 | 2026 | 20 |  |  |  | 62.8628 | 1
| Zone | South of Lugo | 11 | Average Weekday | CAISO | 1-in-2 | 2026 | 21 |  |  |  | 61.4347 | 1
| Zone | South of Lugo | 11 | Average Weekday | CAISO | 1-in-2 | 2026 | 22 |  |  |  | 60.1706 | 1
| Zone | South of Lugo | 11 | Average Weekday | CAISO | 1-in-2 | 2026 | 23 |  |  |  | 59.0939 | 1
| Zone | South of Lugo | 11 | Average Weekday | CAISO | 1-in-2 | 2026 | 24 |  |  |  | 58.1829 | 1
| Zone | South of Lugo | 11 | Monthly System Peak Day | CAISO | 1-in-2 | 2026 | 1 |  |  |  | 59.1525 | 1
| Zone | South of Lugo | 11 | Monthly System Peak Day | CAISO | 1-in-2 | 2026 | 2 |  |  |  | 57.8128 | 1
| Zone | South of Lugo | 11 | Monthly System Peak Day | CAISO | 1-in-2 | 2026 | 3 |  |  |  | 56.5017 | 1
| Zone | South of Lugo | 11 | Monthly System Peak Day | CAISO | 1-in-2 | 2026 | 4 |  |  |  | 55.7769 | 1
| Zone | South of Lugo | 11 | Monthly System Peak Day | CAISO | 1-in-2 | 2026 | 5 |  |  |  | 54.8683 | 1
| Zone | South of Lugo | 11 | Monthly System Peak Day | CAISO | 1-in-2 | 2026 | 6 |  |  |  | 54.3533 | 1
| Zone | South of Lugo | 11 | Monthly System Peak Day | CAISO | 1-in-2 | 2026 | 7 |  |  |  | 53.6728 | 1
| Zone | South of Lugo | 11 | Monthly System Peak Day | CAISO | 1-in-2 | 2026 | 8 |  |  |  | 53.8197 | 1
| Zone | South of Lugo | 11 | Monthly System Peak Day | CAISO | 1-in-2 | 2026 | 9 |  |  |  | 57.4122 | 1
| Zone | South of Lugo | 11 | Monthly System Peak Day | CAISO | 1-in-2 | 2026 | 10 |  |  |  | 63.5833 | 1
| Zone | South of Lugo | 11 | Monthly System Peak Day | CAISO | 1-in-2 | 2026 | 11 |  |  |  | 69.7231 | 1
| Zone | South of Lugo | 11 | Monthly System Peak Day | CAISO | 1-in-2 | 2026 | 12 |  |  |  | 74.4992 | 1
| Zone | South of Lugo | 11 | Monthly System Peak Day | CAISO | 1-in-2 | 2026 | 13 |  |  |  | 77.7969 | 1
| Zone | South of Lugo | 11 | Monthly System Peak Day | CAISO | 1-in-2 | 2026 | 14 |  |  |  | 79.5986 | 1
| Zone | South of Lugo | 11 | Monthly System Peak Day | CAISO | 1-in-2 | 2026 | 15 |  |  |  | 80.5519 | 1
| Zone | South of Lugo | 11 | Monthly System Peak Day | CAISO | 1-in-2 | 2026 | 16 |  |  |  | 80.1353 | 1
| Zone | South of Lugo | 11 | Monthly System Peak Day | CAISO | 1-in-2 | 2026 | 17 |  |  |  | 78.8542 | 1
| Zone | South of Lugo | 11 | Monthly System Peak Day | CAISO | 1-in-2 | 2026 | 18 |  |  |  | 75.4964 | 1
| Zone | South of Lugo | 11 | Monthly System Peak Day | CAISO | 1-in-2 | 2026 | 19 |  |  |  | 71.8994 | 1
| Zone | South of Lugo | 11 | Monthly System Peak Day | CAISO | 1-in-2 | 2026 | 20 |  |  |  | 70.0583 | 1
| Zone | South of Lugo | 11 | Monthly System Peak Day | CAISO | 1-in-2 | 2026 | 21 |  |  |  | 67.8533 | 1
| Zone | South of Lugo | 11 | Monthly System Peak Day | CAISO | 1-in-2 | 2026 | 22 |  |  |  | 66.1669 | 1
| Zone | South of Lugo | 11 | Monthly System Peak Day | CAISO | 1-in-2 | 2026 | 23 |  |  |  | 63.8694 | 1
| Zone | South of Lugo | 11 | Monthly System Peak Day | CAISO | 1-in-2 | 2026 | 24 |  |  |  | 62.2781 | 1
| Zone | South of Lugo | 12 | Average Weekday | CAISO | 1-in-2 | 2026 | 1 |  |  |  | 50.4388 | 1
| Zone | South of Lugo | 12 | Average Weekday | CAISO | 1-in-2 | 2026 | 2 |  |  |  | 49.7017 | 1
| Zone | South of Lugo | 12 | Average Weekday | CAISO | 1-in-2 | 2026 | 3 |  |  |  | 49.1639 | 1
| Zone | South of Lugo | 12 | Average Weekday | CAISO | 1-in-2 | 2026 | 4 |  |  |  | 48.6896 | 1
| Zone | South of Lugo | 12 | Average Weekday | CAISO | 1-in-2 | 2026 | 5 |  |  |  | 48.2306 | 1
| Zone | South of Lugo | 12 | Average Weekday | CAISO | 1-in-2 | 2026 | 6 |  |  |  | 47.7785 | 1
| Zone | South of Lugo | 12 | Average Weekday | CAISO | 1-in-2 | 2026 | 7 |  |  |  | 47.4745 | 1
| Zone | South of Lugo | 12 | Average Weekday | CAISO | 1-in-2 | 2026 | 8 |  |  |  | 47.3875 | 1
| Zone | South of Lugo | 12 | Average Weekday | CAISO | 1-in-2 | 2026 | 9 |  |  |  | 48.3394 | 1
| Zone | South of Lugo | 12 | Average Weekday | CAISO | 1-in-2 | 2026 | 10 |  |  |  | 51.1662 | 1
| Zone | South of Lugo | 12 | Average Weekday | CAISO | 1-in-2 | 2026 | 11 |  |  |  | 54.5043 | 1
| Zone | South of Lugo | 12 | Average Weekday | CAISO | 1-in-2 | 2026 | 12 |  |  |  | 57.461 | 1
| Zone | South of Lugo | 12 | Average Weekday | CAISO | 1-in-2 | 2026 | 13 |  |  |  | 59.6531 | 1
| Zone | South of Lugo | 12 | Average Weekday | CAISO | 1-in-2 | 2026 | 14 |  |  |  | 61.1534 | 1
| Zone | South of Lugo | 12 | Average Weekday | CAISO | 1-in-2 | 2026 | 15 |  |  |  | 62.041 | 1
| Zone | South of Lugo | 12 | Average Weekday | CAISO | 1-in-2 | 2026 | 16 |  |  |  | 62.1144 | 1
| Zone | South of Lugo | 12 | Average Weekday | CAISO | 1-in-2 | 2026 | 17 |  |  |  | 61.3113 | 1
| Zone | South of Lugo | 12 | Average Weekday | CAISO | 1-in-2 | 2026 | 18 |  |  |  | 59.3422 | 1
| Zone | South of Lugo | 12 | Average Weekday | CAISO | 1-in-2 | 2026 | 19 |  |  |  | 57.1749 | 1
| Zone | South of Lugo | 12 | Average Weekday | CAISO | 1-in-2 | 2026 | 20 |  |  |  | 55.6378 | 1
| Zone | South of Lugo | 12 | Average Weekday | CAISO | 1-in-2 | 2026 | 21 |  |  |  | 54.2734 | 1
| Zone | South of Lugo | 12 | Average Weekday | CAISO | 1-in-2 | 2026 | 22 |  |  |  | 53.1359 | 1
| Zone | South of Lugo | 12 | Average Weekday | CAISO | 1-in-2 | 2026 | 23 |  |  |  | 52.0297 | 1
| Zone | South of Lugo | 12 | Average Weekday | CAISO | 1-in-2 | 2026 | 24 |  |  |  | 51.0762 | 1
| Zone | South of Lugo | 12 | Monthly System Peak Day | CAISO | 1-in-2 | 2026 | 1 |  |  |  | 51.4364 | 1
| Zone | South of Lugo | 12 | Monthly System Peak Day | CAISO | 1-in-2 | 2026 | 2 |  |  |  | 50.2519 | 1
| Zone | South of Lugo | 12 | Monthly System Peak Day | CAISO | 1-in-2 | 2026 | 3 |  |  |  | 49.8097 | 1
| Zone | South of Lugo | 12 | Monthly System Peak Day | CAISO | 1-in-2 | 2026 | 4 |  |  |  | 49.2989 | 1
| Zone | South of Lugo | 12 | Monthly System Peak Day | CAISO | 1-in-2 | 2026 | 5 |  |  |  | 48.9467 | 1
| Zone | South of Lugo | 12 | Monthly System Peak Day | CAISO | 1-in-2 | 2026 | 6 |  |  |  | 48.8219 | 1
| Zone | South of Lugo | 12 | Monthly System Peak Day | CAISO | 1-in-2 | 2026 | 7 |  |  |  | 48.4769 | 1
| Zone | South of Lugo | 12 | Monthly System Peak Day | CAISO | 1-in-2 | 2026 | 8 |  |  |  | 48.185 | 1
| Zone | South of Lugo | 12 | Monthly System Peak Day | CAISO | 1-in-2 | 2026 | 9 |  |  |  | 49.0417 | 1
| Zone | South of Lugo | 12 | Monthly System Peak Day | CAISO | 1-in-2 | 2026 | 10 |  |  |  | 52.4083 | 1
| Zone | South of Lugo | 12 | Monthly System Peak Day | CAISO | 1-in-2 | 2026 | 11 |  |  |  | 56.6939 | 1
| Zone | South of Lugo | 12 | Monthly System Peak Day | CAISO | 1-in-2 | 2026 | 12 |  |  |  | 60.3886 | 1
| Zone | South of Lugo | 12 | Monthly System Peak Day | CAISO | 1-in-2 | 2026 | 13 |  |  |  | 63.5369 | 1
| Zone | South of Lugo | 12 | Monthly System Peak Day | CAISO | 1-in-2 | 2026 | 14 |  |  |  | 65.1936 | 1
| Zone | South of Lugo | 12 | Monthly System Peak Day | CAISO | 1-in-2 | 2026 | 15 |  |  |  | 65.415 | 1
| Zone | South of Lugo | 12 | Monthly System Peak Day | CAISO | 1-in-2 | 2026 | 16 |  |  |  | 65.12 | 1
| Zone | South of Lugo | 12 | Monthly System Peak Day | CAISO | 1-in-2 | 2026 | 17 |  |  |  | 64.1567 | 1
| Zone | South of Lugo | 12 | Monthly System Peak Day | CAISO | 1-in-2 | 2026 | 18 |  |  |  | 61.6131 | 1
| Zone | South of Lugo | 12 | Monthly System Peak Day | CAISO | 1-in-2 | 2026 | 19 |  |  |  | 59.6925 | 1
| Zone | South of Lugo | 12 | Monthly System Peak Day | CAISO | 1-in-2 | 2026 | 20 |  |  |  | 58.0142 | 1
| Zone | South of Lugo | 12 | Monthly System Peak Day | CAISO | 1-in-2 | 2026 | 21 |  |  |  | 56.57 | 1
| Zone | South of Lugo | 12 | Monthly System Peak Day | CAISO | 1-in-2 | 2026 | 22 |  |  |  | 54.6525 | 1
| Zone | South of Lugo | 12 | Monthly System Peak Day | CAISO | 1-in-2 | 2026 | 23 |  |  |  | 53.4592 | 1
| Zone | South of Lugo | 12 | Monthly System Peak Day | CAISO | 1-in-2 | 2026 | 24 |  |  |  | 52.2789 | 1
| Zone | South of Lugo | 1 | Average Weekday | CAISO | 1-in-2 | 2027 | 1 |  |  |  | 54.2996 | 1
| Zone | South of Lugo | 1 | Average Weekday | CAISO | 1-in-2 | 2027 | 2 |  |  |  | 53.4933 | 1
| Zone | South of Lugo | 1 | Average Weekday | CAISO | 1-in-2 | 2027 | 3 |  |  |  | 52.8647 | 1
| Zone | South of Lugo | 1 | Average Weekday | CAISO | 1-in-2 | 2027 | 4 |  |  |  | 52.509 | 1
| Zone | South of Lugo | 1 | Average Weekday | CAISO | 1-in-2 | 2027 | 5 |  |  |  | 51.888 | 1
| Zone | South of Lugo | 1 | Average Weekday | CAISO | 1-in-2 | 2027 | 6 |  |  |  | 51.4582 | 1
| Zone | South of Lugo | 1 | Average Weekday | CAISO | 1-in-2 | 2027 | 7 |  |  |  | 51.3033 | 1
| Zone | South of Lugo | 1 | Average Weekday | CAISO | 1-in-2 | 2027 | 8 |  |  |  | 51.2305 | 1
| Zone | South of Lugo | 1 | Average Weekday | CAISO | 1-in-2 | 2027 | 9 |  |  |  | 51.8768 | 1
| Zone | South of Lugo | 1 | Average Weekday | CAISO | 1-in-2 | 2027 | 10 |  |  |  | 54.8698 | 1
| Zone | South of Lugo | 1 | Average Weekday | CAISO | 1-in-2 | 2027 | 11 |  |  |  | 58.6824 | 1
| Zone | South of Lugo | 1 | Average Weekday | CAISO | 1-in-2 | 2027 | 12 |  |  |  | 62.0233 | 1
| Zone | South of Lugo | 1 | Average Weekday | CAISO | 1-in-2 | 2027 | 13 |  |  |  | 64.7517 | 1
| Zone | South of Lugo | 1 | Average Weekday | CAISO | 1-in-2 | 2027 | 14 |  |  |  | 66.609 | 1
| Zone | South of Lugo | 1 | Average Weekday | CAISO | 1-in-2 | 2027 | 15 |  |  |  | 67.6135 | 1
| Zone | South of Lugo | 1 | Average Weekday | CAISO | 1-in-2 | 2027 | 16 |  |  |  | 67.9239 | 1
| Zone | South of Lugo | 1 | Average Weekday | CAISO | 1-in-2 | 2027 | 17 |  |  |  | 67.218 | 1
| Zone | South of Lugo | 1 | Average Weekday | CAISO | 1-in-2 | 2027 | 18 |  |  |  | 65.4439 | 1
| Zone | South of Lugo | 1 | Average Weekday | CAISO | 1-in-2 | 2027 | 19 |  |  |  | 62.7515 | 1
| Zone | South of Lugo | 1 | Average Weekday | CAISO | 1-in-2 | 2027 | 20 |  |  |  | 60.8664 | 1
| Zone | South of Lugo | 1 | Average Weekday | CAISO | 1-in-2 | 2027 | 21 |  |  |  | 59.4075 | 1
| Zone | South of Lugo | 1 | Average Weekday | CAISO | 1-in-2 | 2027 | 22 |  |  |  | 58.0478 | 1
| Zone | South of Lugo | 1 | Average Weekday | CAISO | 1-in-2 | 2027 | 23 |  |  |  | 56.725 | 1
| Zone | South of Lugo | 1 | Average Weekday | CAISO | 1-in-2 | 2027 | 24 |  |  |  | 55.5245 | 1
| Zone | South of Lugo | 1 | Monthly System Peak Day | CAISO | 1-in-2 | 2027 | 1 |  |  |  | 49.9694 | 1
| Zone | South of Lugo | 1 | Monthly System Peak Day | CAISO | 1-in-2 | 2027 | 2 |  |  |  | 49.1283 | 1
| Zone | South of Lugo | 1 | Monthly System Peak Day | CAISO | 1-in-2 | 2027 | 3 |  |  |  | 48.2514 | 1
| Zone | South of Lugo | 1 | Monthly System Peak Day | CAISO | 1-in-2 | 2027 | 4 |  |  |  | 47.3314 | 1
| Zone | South of Lugo | 1 | Monthly System Peak Day | CAISO | 1-in-2 | 2027 | 5 |  |  |  | 46.8064 | 1
| Zone | South of Lugo | 1 | Monthly System Peak Day | CAISO | 1-in-2 | 2027 | 6 |  |  |  | 46.4111 | 1
| Zone | South of Lugo | 1 | Monthly System Peak Day | CAISO | 1-in-2 | 2027 | 7 |  |  |  | 46.005 | 1
| Zone | South of Lugo | 1 | Monthly System Peak Day | CAISO | 1-in-2 | 2027 | 8 |  |  |  | 45.7428 | 1
| Zone | South of Lugo | 1 | Monthly System Peak Day | CAISO | 1-in-2 | 2027 | 9 |  |  |  | 46.7314 | 1
| Zone | South of Lugo | 1 | Monthly System Peak Day | CAISO | 1-in-2 | 2027 | 10 |  |  |  | 49.5278 | 1
| Zone | South of Lugo | 1 | Monthly System Peak Day | CAISO | 1-in-2 | 2027 | 11 |  |  |  | 53.0378 | 1
| Zone | South of Lugo | 1 | Monthly System Peak Day | CAISO | 1-in-2 | 2027 | 12 |  |  |  | 55.56 | 1
| Zone | South of Lugo | 1 | Monthly System Peak Day | CAISO | 1-in-2 | 2027 | 13 |  |  |  | 57.2756 | 1
| Zone | South of Lugo | 1 | Monthly System Peak Day | CAISO | 1-in-2 | 2027 | 14 |  |  |  | 58.14 | 1
| Zone | South of Lugo | 1 | Monthly System Peak Day | CAISO | 1-in-2 | 2027 | 15 |  |  |  | 59.0661 | 1
| Zone | South of Lugo | 1 | Monthly System Peak Day | CAISO | 1-in-2 | 2027 | 16 |  |  |  | 58.9131 | 1
| Zone | South of Lugo | 1 | Monthly System Peak Day | CAISO | 1-in-2 | 2027 | 17 |  |  |  | 57.9606 | 1
| Zone | South of Lugo | 1 | Monthly System Peak Day | CAISO | 1-in-2 | 2027 | 18 |  |  |  | 56.3247 | 1
| Zone | South of Lugo | 1 | Monthly System Peak Day | CAISO | 1-in-2 | 2027 | 19 |  |  |  | 55.1306 | 1
| Zone | South of Lugo | 1 | Monthly System Peak Day | CAISO | 1-in-2 | 2027 | 20 |  |  |  | 54.0664 | 1
| Zone | South of Lugo | 1 | Monthly System Peak Day | CAISO | 1-in-2 | 2027 | 21 |  |  |  | 52.8489 | 1
| Zone | South of Lugo | 1 | Monthly System Peak Day | CAISO | 1-in-2 | 2027 | 22 |  |  |  | 51.9478 | 1
| Zone | South of Lugo | 1 | Monthly System Peak Day | CAISO | 1-in-2 | 2027 | 23 |  |  |  | 50.8631 | 1
| Zone | South of Lugo | 1 | Monthly System Peak Day | CAISO | 1-in-2 | 2027 | 24 |  |  |  | 50.0019 | 1
| Zone | South of Lugo | 2 | Average Weekday | CAISO | 1-in-2 | 2027 | 1 |  |  |  | 54.9585 | 1
| Zone | South of Lugo | 2 | Average Weekday | CAISO | 1-in-2 | 2027 | 2 |  |  |  | 54.0444 | 1
| Zone | South of Lugo | 2 | Average Weekday | CAISO | 1-in-2 | 2027 | 3 |  |  |  | 53.2981 | 1
| Zone | South of Lugo | 2 | Average Weekday | CAISO | 1-in-2 | 2027 | 4 |  |  |  | 52.4177 | 1
| Zone | South of Lugo | 2 | Average Weekday | CAISO | 1-in-2 | 2027 | 5 |  |  |  | 51.7822 | 1
| Zone | South of Lugo | 2 | Average Weekday | CAISO | 1-in-2 | 2027 | 6 |  |  |  | 51.1989 | 1
| Zone | South of Lugo | 2 | Average Weekday | CAISO | 1-in-2 | 2027 | 7 |  |  |  | 50.8834 | 1
| Zone | South of Lugo | 2 | Average Weekday | CAISO | 1-in-2 | 2027 | 8 |  |  |  | 50.7149 | 1
| Zone | South of Lugo | 2 | Average Weekday | CAISO | 1-in-2 | 2027 | 9 |  |  |  | 52.3662 | 1
| Zone | South of Lugo | 2 | Average Weekday | CAISO | 1-in-2 | 2027 | 10 |  |  |  | 55.9543 | 1
| Zone | South of Lugo | 2 | Average Weekday | CAISO | 1-in-2 | 2027 | 11 |  |  |  | 59.7329 | 1
| Zone | South of Lugo | 2 | Average Weekday | CAISO | 1-in-2 | 2027 | 12 |  |  |  | 62.8562 | 1
| Zone | South of Lugo | 2 | Average Weekday | CAISO | 1-in-2 | 2027 | 13 |  |  |  | 65.2729 | 1
| Zone | South of Lugo | 2 | Average Weekday | CAISO | 1-in-2 | 2027 | 14 |  |  |  | 66.8845 | 1
| Zone | South of Lugo | 2 | Average Weekday | CAISO | 1-in-2 | 2027 | 15 |  |  |  | 67.6945 | 1
| Zone | South of Lugo | 2 | Average Weekday | CAISO | 1-in-2 | 2027 | 16 |  |  |  | 67.7745 | 1
| Zone | South of Lugo | 2 | Average Weekday | CAISO | 1-in-2 | 2027 | 17 |  |  |  | 67.1868 | 1
| Zone | South of Lugo | 2 | Average Weekday | CAISO | 1-in-2 | 2027 | 18 |  |  |  | 65.7662 | 1
| Zone | South of Lugo | 2 | Average Weekday | CAISO | 1-in-2 | 2027 | 19 |  |  |  | 63.2867 | 1
| Zone | South of Lugo | 2 | Average Weekday | CAISO | 1-in-2 | 2027 | 20 |  |  |  | 61.0119 | 1
| Zone | South of Lugo | 2 | Average Weekday | CAISO | 1-in-2 | 2027 | 21 |  |  |  | 59.4756 | 1
| Zone | South of Lugo | 2 | Average Weekday | CAISO | 1-in-2 | 2027 | 22 |  |  |  | 58.2593 | 1
| Zone | South of Lugo | 2 | Average Weekday | CAISO | 1-in-2 | 2027 | 23 |  |  |  | 57.0604 | 1
| Zone | South of Lugo | 2 | Average Weekday | CAISO | 1-in-2 | 2027 | 24 |  |  |  | 55.9455 | 1
| Zone | South of Lugo | 2 | Monthly System Peak Day | CAISO | 1-in-2 | 2027 | 1 |  |  |  | 44.145 | 1
| Zone | South of Lugo | 2 | Monthly System Peak Day | CAISO | 1-in-2 | 2027 | 2 |  |  |  | 43.5347 | 1
| Zone | South of Lugo | 2 | Monthly System Peak Day | CAISO | 1-in-2 | 2027 | 3 |  |  |  | 42.6722 | 1
| Zone | South of Lugo | 2 | Monthly System Peak Day | CAISO | 1-in-2 | 2027 | 4 |  |  |  | 42.1819 | 1
| Zone | South of Lugo | 2 | Monthly System Peak Day | CAISO | 1-in-2 | 2027 | 5 |  |  |  | 41.2997 | 1
| Zone | South of Lugo | 2 | Monthly System Peak Day | CAISO | 1-in-2 | 2027 | 6 |  |  |  | 40.4433 | 1
| Zone | South of Lugo | 2 | Monthly System Peak Day | CAISO | 1-in-2 | 2027 | 7 |  |  |  | 39.7297 | 1
| Zone | South of Lugo | 2 | Monthly System Peak Day | CAISO | 1-in-2 | 2027 | 8 |  |  |  | 39.4047 | 1
| Zone | South of Lugo | 2 | Monthly System Peak Day | CAISO | 1-in-2 | 2027 | 9 |  |  |  | 41.4589 | 1
| Zone | South of Lugo | 2 | Monthly System Peak Day | CAISO | 1-in-2 | 2027 | 10 |  |  |  | 45.2028 | 1
| Zone | South of Lugo | 2 | Monthly System Peak Day | CAISO | 1-in-2 | 2027 | 11 |  |  |  | 48.4597 | 1
| Zone | South of Lugo | 2 | Monthly System Peak Day | CAISO | 1-in-2 | 2027 | 12 |  |  |  | 51.7178 | 1
| Zone | South of Lugo | 2 | Monthly System Peak Day | CAISO | 1-in-2 | 2027 | 13 |  |  |  | 53.8994 | 1
| Zone | South of Lugo | 2 | Monthly System Peak Day | CAISO | 1-in-2 | 2027 | 14 |  |  |  | 55.7092 | 1
| Zone | South of Lugo | 2 | Monthly System Peak Day | CAISO | 1-in-2 | 2027 | 15 |  |  |  | 56.8964 | 1
| Zone | South of Lugo | 2 | Monthly System Peak Day | CAISO | 1-in-2 | 2027 | 16 |  |  |  | 57.5894 | 1
| Zone | South of Lugo | 2 | Monthly System Peak Day | CAISO | 1-in-2 | 2027 | 17 |  |  |  | 57.7119 | 1
| Zone | South of Lugo | 2 | Monthly System Peak Day | CAISO | 1-in-2 | 2027 | 18 |  |  |  | 56.8094 | 1
| Zone | South of Lugo | 2 | Monthly System Peak Day | CAISO | 1-in-2 | 2027 | 19 |  |  |  | 54.6603 | 1
| Zone | South of Lugo | 2 | Monthly System Peak Day | CAISO | 1-in-2 | 2027 | 20 |  |  |  | 52.4122 | 1
| Zone | South of Lugo | 2 | Monthly System Peak Day | CAISO | 1-in-2 | 2027 | 21 |  |  |  | 50.9461 | 1
| Zone | South of Lugo | 2 | Monthly System Peak Day | CAISO | 1-in-2 | 2027 | 22 |  |  |  | 49.5397 | 1
| Zone | South of Lugo | 2 | Monthly System Peak Day | CAISO | 1-in-2 | 2027 | 23 |  |  |  | 48.0589 | 1
| Zone | South of Lugo | 2 | Monthly System Peak Day | CAISO | 1-in-2 | 2027 | 24 |  |  |  | 46.6525 | 1
| Zone | South of Lugo | 3 | Average Weekday | CAISO | 1-in-2 | 2027 | 1 |  |  |  | 55.6732 | 1
| Zone | South of Lugo | 3 | Average Weekday | CAISO | 1-in-2 | 2027 | 2 |  |  |  | 54.6557 | 1
| Zone | South of Lugo | 3 | Average Weekday | CAISO | 1-in-2 | 2027 | 3 |  |  |  | 53.7029 | 1
| Zone | South of Lugo | 3 | Average Weekday | CAISO | 1-in-2 | 2027 | 4 |  |  |  | 52.9533 | 1
| Zone | South of Lugo | 3 | Average Weekday | CAISO | 1-in-2 | 2027 | 5 |  |  |  | 52.247 | 1
| Zone | South of Lugo | 3 | Average Weekday | CAISO | 1-in-2 | 2027 | 6 |  |  |  | 51.6805 | 1
| Zone | South of Lugo | 3 | Average Weekday | CAISO | 1-in-2 | 2027 | 7 |  |  |  | 51.3971 | 1
| Zone | South of Lugo | 3 | Average Weekday | CAISO | 1-in-2 | 2027 | 8 |  |  |  | 51.3137 | 1
| Zone | South of Lugo | 3 | Average Weekday | CAISO | 1-in-2 | 2027 | 9 |  |  |  | 52.3829 | 1
| Zone | South of Lugo | 3 | Average Weekday | CAISO | 1-in-2 | 2027 | 10 |  |  |  | 55.1184 | 1
| Zone | South of Lugo | 3 | Average Weekday | CAISO | 1-in-2 | 2027 | 11 |  |  |  | 58.4502 | 1
| Zone | South of Lugo | 3 | Average Weekday | CAISO | 1-in-2 | 2027 | 12 |  |  |  | 61.5339 | 1
| Zone | South of Lugo | 3 | Average Weekday | CAISO | 1-in-2 | 2027 | 13 |  |  |  | 63.9966 | 1
| Zone | South of Lugo | 3 | Average Weekday | CAISO | 1-in-2 | 2027 | 14 |  |  |  | 65.6855 | 1
| Zone | South of Lugo | 3 | Average Weekday | CAISO | 1-in-2 | 2027 | 15 |  |  |  | 66.8916 | 1
| Zone | South of Lugo | 3 | Average Weekday | CAISO | 1-in-2 | 2027 | 16 |  |  |  | 67.591 | 1
| Zone | South of Lugo | 3 | Average Weekday | CAISO | 1-in-2 | 2027 | 17 |  |  |  | 67.8021 | 1
| Zone | South of Lugo | 3 | Average Weekday | CAISO | 1-in-2 | 2027 | 18 |  |  |  | 67.0899 | 1
| Zone | South of Lugo | 3 | Average Weekday | CAISO | 1-in-2 | 2027 | 19 |  |  |  | 65.4501 | 1
| Zone | South of Lugo | 3 | Average Weekday | CAISO | 1-in-2 | 2027 | 20 |  |  |  | 62.8909 | 1
| Zone | South of Lugo | 3 | Average Weekday | CAISO | 1-in-2 | 2027 | 21 |  |  |  | 60.3913 | 1
| Zone | South of Lugo | 3 | Average Weekday | CAISO | 1-in-2 | 2027 | 22 |  |  |  | 58.8766 | 1
| Zone | South of Lugo | 3 | Average Weekday | CAISO | 1-in-2 | 2027 | 23 |  |  |  | 57.6289 | 1
| Zone | South of Lugo | 3 | Average Weekday | CAISO | 1-in-2 | 2027 | 24 |  |  |  | 56.4541 | 1
| Zone | South of Lugo | 3 | Monthly System Peak Day | CAISO | 1-in-2 | 2027 | 1 |  |  |  | 58.4778 | 1
| Zone | South of Lugo | 3 | Monthly System Peak Day | CAISO | 1-in-2 | 2027 | 2 |  |  |  | 57.2453 | 1
| Zone | South of Lugo | 3 | Monthly System Peak Day | CAISO | 1-in-2 | 2027 | 3 |  |  |  | 56.0475 | 1
| Zone | South of Lugo | 3 | Monthly System Peak Day | CAISO | 1-in-2 | 2027 | 4 |  |  |  | 54.6481 | 1
| Zone | South of Lugo | 3 | Monthly System Peak Day | CAISO | 1-in-2 | 2027 | 5 |  |  |  | 54.2919 | 1
| Zone | South of Lugo | 3 | Monthly System Peak Day | CAISO | 1-in-2 | 2027 | 6 |  |  |  | 53.1578 | 1
| Zone | South of Lugo | 3 | Monthly System Peak Day | CAISO | 1-in-2 | 2027 | 7 |  |  |  | 52.7189 | 1
| Zone | South of Lugo | 3 | Monthly System Peak Day | CAISO | 1-in-2 | 2027 | 8 |  |  |  | 52.2422 | 1
| Zone | South of Lugo | 3 | Monthly System Peak Day | CAISO | 1-in-2 | 2027 | 9 |  |  |  | 52.5025 | 1
| Zone | South of Lugo | 3 | Monthly System Peak Day | CAISO | 1-in-2 | 2027 | 10 |  |  |  | 55.5739 | 1
| Zone | South of Lugo | 3 | Monthly System Peak Day | CAISO | 1-in-2 | 2027 | 11 |  |  |  | 60.2822 | 1
| Zone | South of Lugo | 3 | Monthly System Peak Day | CAISO | 1-in-2 | 2027 | 12 |  |  |  | 64.8764 | 1
| Zone | South of Lugo | 3 | Monthly System Peak Day | CAISO | 1-in-2 | 2027 | 13 |  |  |  | 67.8367 | 1
| Zone | South of Lugo | 3 | Monthly System Peak Day | CAISO | 1-in-2 | 2027 | 14 |  |  |  | 69.2092 | 1
| Zone | South of Lugo | 3 | Monthly System Peak Day | CAISO | 1-in-2 | 2027 | 15 |  |  |  | 70.2414 | 1
| Zone | South of Lugo | 3 | Monthly System Peak Day | CAISO | 1-in-2 | 2027 | 16 |  |  |  | 71.2658 | 1
| Zone | South of Lugo | 3 | Monthly System Peak Day | CAISO | 1-in-2 | 2027 | 17 |  |  |  | 71.6358 | 1
| Zone | South of Lugo | 3 | Monthly System Peak Day | CAISO | 1-in-2 | 2027 | 18 |  |  |  | 71.185 | 1
| Zone | South of Lugo | 3 | Monthly System Peak Day | CAISO | 1-in-2 | 2027 | 19 |  |  |  | 69.5747 | 1
| Zone | South of Lugo | 3 | Monthly System Peak Day | CAISO | 1-in-2 | 2027 | 20 |  |  |  | 66.3922 | 1
| Zone | South of Lugo | 3 | Monthly System Peak Day | CAISO | 1-in-2 | 2027 | 21 |  |  |  | 63.3958 | 1
| Zone | South of Lugo | 3 | Monthly System Peak Day | CAISO | 1-in-2 | 2027 | 22 |  |  |  | 61.6881 | 1
| Zone | South of Lugo | 3 | Monthly System Peak Day | CAISO | 1-in-2 | 2027 | 23 |  |  |  | 60.0722 | 1
| Zone | South of Lugo | 3 | Monthly System Peak Day | CAISO | 1-in-2 | 2027 | 24 |  |  |  | 58.4769 | 1
| Zone | South of Lugo | 4 | Average Weekday | CAISO | 1-in-2 | 2027 | 1 |  |  |  | 58.0175 | 1
| Zone | South of Lugo | 4 | Average Weekday | CAISO | 1-in-2 | 2027 | 2 |  |  |  | 57.1737 | 1
| Zone | South of Lugo | 4 | Average Weekday | CAISO | 1-in-2 | 2027 | 3 |  |  |  | 56.4171 | 1
| Zone | South of Lugo | 4 | Average Weekday | CAISO | 1-in-2 | 2027 | 4 |  |  |  | 55.722 | 1
| Zone | South of Lugo | 4 | Average Weekday | CAISO | 1-in-2 | 2027 | 5 |  |  |  | 55.1391 | 1
| Zone | South of Lugo | 4 | Average Weekday | CAISO | 1-in-2 | 2027 | 6 |  |  |  | 54.7482 | 1
| Zone | South of Lugo | 4 | Average Weekday | CAISO | 1-in-2 | 2027 | 7 |  |  |  | 54.4337 | 1
| Zone | South of Lugo | 4 | Average Weekday | CAISO | 1-in-2 | 2027 | 8 |  |  |  | 54.4184 | 1
| Zone | South of Lugo | 4 | Average Weekday | CAISO | 1-in-2 | 2027 | 9 |  |  |  | 55.9212 | 1
| Zone | South of Lugo | 4 | Average Weekday | CAISO | 1-in-2 | 2027 | 10 |  |  |  | 58.4835 | 1
| Zone | South of Lugo | 4 | Average Weekday | CAISO | 1-in-2 | 2027 | 11 |  |  |  | 61.2865 | 1
| Zone | South of Lugo | 4 | Average Weekday | CAISO | 1-in-2 | 2027 | 12 |  |  |  | 64.1775 | 1
| Zone | South of Lugo | 4 | Average Weekday | CAISO | 1-in-2 | 2027 | 13 |  |  |  | 66.5067 | 1
| Zone | South of Lugo | 4 | Average Weekday | CAISO | 1-in-2 | 2027 | 14 |  |  |  | 68.336 | 1
| Zone | South of Lugo | 4 | Average Weekday | CAISO | 1-in-2 | 2027 | 15 |  |  |  | 69.6837 | 1
| Zone | South of Lugo | 4 | Average Weekday | CAISO | 1-in-2 | 2027 | 16 |  |  |  | 70.354 | 1
| Zone | South of Lugo | 4 | Average Weekday | CAISO | 1-in-2 | 2027 | 17 |  |  |  | 70.5957 | 1
| Zone | South of Lugo | 4 | Average Weekday | CAISO | 1-in-2 | 2027 | 18 |  |  |  | 70.1069 | 1
| Zone | South of Lugo | 4 | Average Weekday | CAISO | 1-in-2 | 2027 | 19 |  |  |  | 68.8098 | 1
| Zone | South of Lugo | 4 | Average Weekday | CAISO | 1-in-2 | 2027 | 20 |  |  |  | 66.455 | 1
| Zone | South of Lugo | 4 | Average Weekday | CAISO | 1-in-2 | 2027 | 21 |  |  |  | 63.3945 | 1
| Zone | South of Lugo | 4 | Average Weekday | CAISO | 1-in-2 | 2027 | 22 |  |  |  | 61.1655 | 1
| Zone | South of Lugo | 4 | Average Weekday | CAISO | 1-in-2 | 2027 | 23 |  |  |  | 59.6977 | 1
| Zone | South of Lugo | 4 | Average Weekday | CAISO | 1-in-2 | 2027 | 24 |  |  |  | 58.6464 | 1
| Zone | South of Lugo | 4 | Monthly System Peak Day | CAISO | 1-in-2 | 2027 | 1 |  |  |  | 63.8797 | 1
| Zone | South of Lugo | 4 | Monthly System Peak Day | CAISO | 1-in-2 | 2027 | 2 |  |  |  | 62.5253 | 1
| Zone | South of Lugo | 4 | Monthly System Peak Day | CAISO | 1-in-2 | 2027 | 3 |  |  |  | 61.6583 | 1
| Zone | South of Lugo | 4 | Monthly System Peak Day | CAISO | 1-in-2 | 2027 | 4 |  |  |  | 60.9231 | 1
| Zone | South of Lugo | 4 | Monthly System Peak Day | CAISO | 1-in-2 | 2027 | 5 |  |  |  | 59.9731 | 1
| Zone | South of Lugo | 4 | Monthly System Peak Day | CAISO | 1-in-2 | 2027 | 6 |  |  |  | 59.3736 | 1
| Zone | South of Lugo | 4 | Monthly System Peak Day | CAISO | 1-in-2 | 2027 | 7 |  |  |  | 59.0392 | 1
| Zone | South of Lugo | 4 | Monthly System Peak Day | CAISO | 1-in-2 | 2027 | 8 |  |  |  | 59.3867 | 1
| Zone | South of Lugo | 4 | Monthly System Peak Day | CAISO | 1-in-2 | 2027 | 9 |  |  |  | 60.8022 | 1
| Zone | South of Lugo | 4 | Monthly System Peak Day | CAISO | 1-in-2 | 2027 | 10 |  |  |  | 64.9192 | 1
| Zone | South of Lugo | 4 | Monthly System Peak Day | CAISO | 1-in-2 | 2027 | 11 |  |  |  | 69.5942 | 1
| Zone | South of Lugo | 4 | Monthly System Peak Day | CAISO | 1-in-2 | 2027 | 12 |  |  |  | 74.1689 | 1
| Zone | South of Lugo | 4 | Monthly System Peak Day | CAISO | 1-in-2 | 2027 | 13 |  |  |  | 78.0494 | 1
| Zone | South of Lugo | 4 | Monthly System Peak Day | CAISO | 1-in-2 | 2027 | 14 |  |  |  | 80.7806 | 1
| Zone | South of Lugo | 4 | Monthly System Peak Day | CAISO | 1-in-2 | 2027 | 15 |  |  |  | 82.8028 | 1
| Zone | South of Lugo | 4 | Monthly System Peak Day | CAISO | 1-in-2 | 2027 | 16 |  |  |  | 83.5047 | 1
| Zone | South of Lugo | 4 | Monthly System Peak Day | CAISO | 1-in-2 | 2027 | 17 |  |  |  | 82.9567 | 1
| Zone | South of Lugo | 4 | Monthly System Peak Day | CAISO | 1-in-2 | 2027 | 18 |  |  |  | 82.3178 | 1
| Zone | South of Lugo | 4 | Monthly System Peak Day | CAISO | 1-in-2 | 2027 | 19 |  |  |  | 81.0725 | 1
| Zone | South of Lugo | 4 | Monthly System Peak Day | CAISO | 1-in-2 | 2027 | 20 |  |  |  | 78.5583 | 1
| Zone | South of Lugo | 4 | Monthly System Peak Day | CAISO | 1-in-2 | 2027 | 21 |  |  |  | 74.0617 | 1
| Zone | South of Lugo | 4 | Monthly System Peak Day | CAISO | 1-in-2 | 2027 | 22 |  |  |  | 69.5994 | 1
| Zone | South of Lugo | 4 | Monthly System Peak Day | CAISO | 1-in-2 | 2027 | 23 |  |  |  | 66.6206 | 1
| Zone | South of Lugo | 4 | Monthly System Peak Day | CAISO | 1-in-2 | 2027 | 24 |  |  |  | 64.6678 | 1
| Zone | South of Lugo | 5 | Average Weekday | CAISO | 1-in-2 | 2027 | 1 |  |  |  | 61.1348 | 1
| Zone | South of Lugo | 5 | Average Weekday | CAISO | 1-in-2 | 2027 | 2 |  |  |  | 60.5346 | 1
| Zone | South of Lugo | 5 | Average Weekday | CAISO | 1-in-2 | 2027 | 3 |  |  |  | 60.0288 | 1
| Zone | South of Lugo | 5 | Average Weekday | CAISO | 1-in-2 | 2027 | 4 |  |  |  | 59.5236 | 1
| Zone | South of Lugo | 5 | Average Weekday | CAISO | 1-in-2 | 2027 | 5 |  |  |  | 59.1163 | 1
| Zone | South of Lugo | 5 | Average Weekday | CAISO | 1-in-2 | 2027 | 6 |  |  |  | 58.7282 | 1
| Zone | South of Lugo | 5 | Average Weekday | CAISO | 1-in-2 | 2027 | 7 |  |  |  | 58.3962 | 1
| Zone | South of Lugo | 5 | Average Weekday | CAISO | 1-in-2 | 2027 | 8 |  |  |  | 58.7437 | 1
| Zone | South of Lugo | 5 | Average Weekday | CAISO | 1-in-2 | 2027 | 9 |  |  |  | 60.2327 | 1
| Zone | South of Lugo | 5 | Average Weekday | CAISO | 1-in-2 | 2027 | 10 |  |  |  | 62.3563 | 1
| Zone | South of Lugo | 5 | Average Weekday | CAISO | 1-in-2 | 2027 | 11 |  |  |  | 64.933 | 1
| Zone | South of Lugo | 5 | Average Weekday | CAISO | 1-in-2 | 2027 | 12 |  |  |  | 67.3178 | 1
| Zone | South of Lugo | 5 | Average Weekday | CAISO | 1-in-2 | 2027 | 13 |  |  |  | 69.4255 | 1
| Zone | South of Lugo | 5 | Average Weekday | CAISO | 1-in-2 | 2027 | 14 |  |  |  | 71.148 | 1
| Zone | South of Lugo | 5 | Average Weekday | CAISO | 1-in-2 | 2027 | 15 |  |  |  | 72.4241 | 1
| Zone | South of Lugo | 5 | Average Weekday | CAISO | 1-in-2 | 2027 | 16 |  |  |  | 73.1156 | 1
| Zone | South of Lugo | 5 | Average Weekday | CAISO | 1-in-2 | 2027 | 17 |  |  |  | 73.2273 | 1
| Zone | South of Lugo | 5 | Average Weekday | CAISO | 1-in-2 | 2027 | 18 |  |  |  | 72.5655 | 1
| Zone | South of Lugo | 5 | Average Weekday | CAISO | 1-in-2 | 2027 | 19 |  |  |  | 71.1484 | 1
| Zone | South of Lugo | 5 | Average Weekday | CAISO | 1-in-2 | 2027 | 20 |  |  |  | 68.9891 | 1
| Zone | South of Lugo | 5 | Average Weekday | CAISO | 1-in-2 | 2027 | 21 |  |  |  | 66.1434 | 1
| Zone | South of Lugo | 5 | Average Weekday | CAISO | 1-in-2 | 2027 | 22 |  |  |  | 63.9125 | 1
| Zone | South of Lugo | 5 | Average Weekday | CAISO | 1-in-2 | 2027 | 23 |  |  |  | 62.6515 | 1
| Zone | South of Lugo | 5 | Average Weekday | CAISO | 1-in-2 | 2027 | 24 |  |  |  | 61.7451 | 1
| Zone | South of Lugo | 5 | Monthly System Peak Day | CAISO | 1-in-2 | 2027 | 1 |  |  |  | 67.0208 | 1
| Zone | South of Lugo | 5 | Monthly System Peak Day | CAISO | 1-in-2 | 2027 | 2 |  |  |  | 65.5894 | 1
| Zone | South of Lugo | 5 | Monthly System Peak Day | CAISO | 1-in-2 | 2027 | 3 |  |  |  | 64.2253 | 1
| Zone | South of Lugo | 5 | Monthly System Peak Day | CAISO | 1-in-2 | 2027 | 4 |  |  |  | 62.7719 | 1
| Zone | South of Lugo | 5 | Monthly System Peak Day | CAISO | 1-in-2 | 2027 | 5 |  |  |  | 61.3103 | 1
| Zone | South of Lugo | 5 | Monthly System Peak Day | CAISO | 1-in-2 | 2027 | 6 |  |  |  | 60.7589 | 1
| Zone | South of Lugo | 5 | Monthly System Peak Day | CAISO | 1-in-2 | 2027 | 7 |  |  |  | 60.645 | 1
| Zone | South of Lugo | 5 | Monthly System Peak Day | CAISO | 1-in-2 | 2027 | 8 |  |  |  | 61.2089 | 1
| Zone | South of Lugo | 5 | Monthly System Peak Day | CAISO | 1-in-2 | 2027 | 9 |  |  |  | 64.0603 | 1
| Zone | South of Lugo | 5 | Monthly System Peak Day | CAISO | 1-in-2 | 2027 | 10 |  |  |  | 69.1803 | 1
| Zone | South of Lugo | 5 | Monthly System Peak Day | CAISO | 1-in-2 | 2027 | 11 |  |  |  | 74.5167 | 1
| Zone | South of Lugo | 5 | Monthly System Peak Day | CAISO | 1-in-2 | 2027 | 12 |  |  |  | 79.0092 | 1
| Zone | South of Lugo | 5 | Monthly System Peak Day | CAISO | 1-in-2 | 2027 | 13 |  |  |  | 82.1086 | 1
| Zone | South of Lugo | 5 | Monthly System Peak Day | CAISO | 1-in-2 | 2027 | 14 |  |  |  | 84.1044 | 1
| Zone | South of Lugo | 5 | Monthly System Peak Day | CAISO | 1-in-2 | 2027 | 15 |  |  |  | 85.5183 | 1
| Zone | South of Lugo | 5 | Monthly System Peak Day | CAISO | 1-in-2 | 2027 | 16 |  |  |  | 86.6833 | 1
| Zone | South of Lugo | 5 | Monthly System Peak Day | CAISO | 1-in-2 | 2027 | 17 |  |  |  | 86.2722 | 1
| Zone | South of Lugo | 5 | Monthly System Peak Day | CAISO | 1-in-2 | 2027 | 18 |  |  |  | 84.8111 | 1
| Zone | South of Lugo | 5 | Monthly System Peak Day | CAISO | 1-in-2 | 2027 | 19 |  |  |  | 82.0425 | 1
| Zone | South of Lugo | 5 | Monthly System Peak Day | CAISO | 1-in-2 | 2027 | 20 |  |  |  | 79.2078 | 1
| Zone | South of Lugo | 5 | Monthly System Peak Day | CAISO | 1-in-2 | 2027 | 21 |  |  |  | 74.8703 | 1
| Zone | South of Lugo | 5 | Monthly System Peak Day | CAISO | 1-in-2 | 2027 | 22 |  |  |  | 71.1503 | 1
| Zone | South of Lugo | 5 | Monthly System Peak Day | CAISO | 1-in-2 | 2027 | 23 |  |  |  | 69.6478 | 1
| Zone | South of Lugo | 5 | Monthly System Peak Day | CAISO | 1-in-2 | 2027 | 24 |  |  |  | 67.2344 | 1
| Zone | South of Lugo | 6 | Average Weekday | CAISO | 1-in-2 | 2027 | 1 |  |  |  | 63.9782 | 1
| Zone | South of Lugo | 6 | Average Weekday | CAISO | 1-in-2 | 2027 | 2 |  |  |  | 63.1095 | 1
| Zone | South of Lugo | 6 | Average Weekday | CAISO | 1-in-2 | 2027 | 3 |  |  |  | 62.3522 | 1
| Zone | South of Lugo | 6 | Average Weekday | CAISO | 1-in-2 | 2027 | 4 |  |  |  | 61.6996 | 1
| Zone | South of Lugo | 6 | Average Weekday | CAISO | 1-in-2 | 2027 | 5 |  |  |  | 61.1746 | 1
| Zone | South of Lugo | 6 | Average Weekday | CAISO | 1-in-2 | 2027 | 6 |  |  |  | 60.7294 | 1
| Zone | South of Lugo | 6 | Average Weekday | CAISO | 1-in-2 | 2027 | 7 |  |  |  | 60.3883 | 1
| Zone | South of Lugo | 6 | Average Weekday | CAISO | 1-in-2 | 2027 | 8 |  |  |  | 60.8863 | 1
| Zone | South of Lugo | 6 | Average Weekday | CAISO | 1-in-2 | 2027 | 9 |  |  |  | 62.5691 | 1
| Zone | South of Lugo | 6 | Average Weekday | CAISO | 1-in-2 | 2027 | 10 |  |  |  | 65.1324 | 1
| Zone | South of Lugo | 6 | Average Weekday | CAISO | 1-in-2 | 2027 | 11 |  |  |  | 68.1945 | 1
| Zone | South of Lugo | 6 | Average Weekday | CAISO | 1-in-2 | 2027 | 12 |  |  |  | 71.3648 | 1
| Zone | South of Lugo | 6 | Average Weekday | CAISO | 1-in-2 | 2027 | 13 |  |  |  | 73.9036 | 1
| Zone | South of Lugo | 6 | Average Weekday | CAISO | 1-in-2 | 2027 | 14 |  |  |  | 76.0368 | 1
| Zone | South of Lugo | 6 | Average Weekday | CAISO | 1-in-2 | 2027 | 15 |  |  |  | 77.7526 | 1
| Zone | South of Lugo | 6 | Average Weekday | CAISO | 1-in-2 | 2027 | 16 |  |  |  | 78.7286 | 1
| Zone | South of Lugo | 6 | Average Weekday | CAISO | 1-in-2 | 2027 | 17 |  |  |  | 79.2035 | 1
| Zone | South of Lugo | 6 | Average Weekday | CAISO | 1-in-2 | 2027 | 18 |  |  |  | 78.5518 | 1
| Zone | South of Lugo | 6 | Average Weekday | CAISO | 1-in-2 | 2027 | 19 |  |  |  | 77.0958 | 1
| Zone | South of Lugo | 6 | Average Weekday | CAISO | 1-in-2 | 2027 | 20 |  |  |  | 74.8612 | 1
| Zone | South of Lugo | 6 | Average Weekday | CAISO | 1-in-2 | 2027 | 21 |  |  |  | 71.7224 | 1
| Zone | South of Lugo | 6 | Average Weekday | CAISO | 1-in-2 | 2027 | 22 |  |  |  | 68.5028 | 1
| Zone | South of Lugo | 6 | Average Weekday | CAISO | 1-in-2 | 2027 | 23 |  |  |  | 66.5545 | 1
| Zone | South of Lugo | 6 | Average Weekday | CAISO | 1-in-2 | 2027 | 24 |  |  |  | 65.2126 | 1
| Zone | South of Lugo | 6 | Monthly System Peak Day | CAISO | 1-in-2 | 2027 | 1 |  |  |  | 65.3122 | 1
| Zone | South of Lugo | 6 | Monthly System Peak Day | CAISO | 1-in-2 | 2027 | 2 |  |  |  | 64.4594 | 1
| Zone | South of Lugo | 6 | Monthly System Peak Day | CAISO | 1-in-2 | 2027 | 3 |  |  |  | 63.6856 | 1
| Zone | South of Lugo | 6 | Monthly System Peak Day | CAISO | 1-in-2 | 2027 | 4 |  |  |  | 62.6772 | 1
| Zone | South of Lugo | 6 | Monthly System Peak Day | CAISO | 1-in-2 | 2027 | 5 |  |  |  | 61.7481 | 1
| Zone | South of Lugo | 6 | Monthly System Peak Day | CAISO | 1-in-2 | 2027 | 6 |  |  |  | 61.2672 | 1
| Zone | South of Lugo | 6 | Monthly System Peak Day | CAISO | 1-in-2 | 2027 | 7 |  |  |  | 60.8669 | 1
| Zone | South of Lugo | 6 | Monthly System Peak Day | CAISO | 1-in-2 | 2027 | 8 |  |  |  | 61.5311 | 1
| Zone | South of Lugo | 6 | Monthly System Peak Day | CAISO | 1-in-2 | 2027 | 9 |  |  |  | 64.1175 | 1
| Zone | South of Lugo | 6 | Monthly System Peak Day | CAISO | 1-in-2 | 2027 | 10 |  |  |  | 67.3953 | 1
| Zone | South of Lugo | 6 | Monthly System Peak Day | CAISO | 1-in-2 | 2027 | 11 |  |  |  | 70.6878 | 1
| Zone | South of Lugo | 6 | Monthly System Peak Day | CAISO | 1-in-2 | 2027 | 12 |  |  |  | 74.4286 | 1
| Zone | South of Lugo | 6 | Monthly System Peak Day | CAISO | 1-in-2 | 2027 | 13 |  |  |  | 77.7342 | 1
| Zone | South of Lugo | 6 | Monthly System Peak Day | CAISO | 1-in-2 | 2027 | 14 |  |  |  | 80.8556 | 1
| Zone | South of Lugo | 6 | Monthly System Peak Day | CAISO | 1-in-2 | 2027 | 15 |  |  |  | 83.6972 | 1
| Zone | South of Lugo | 6 | Monthly System Peak Day | CAISO | 1-in-2 | 2027 | 16 |  |  |  | 84.9611 | 1
| Zone | South of Lugo | 6 | Monthly System Peak Day | CAISO | 1-in-2 | 2027 | 17 |  |  |  | 85.0806 | 1
| Zone | South of Lugo | 6 | Monthly System Peak Day | CAISO | 1-in-2 | 2027 | 18 |  |  |  | 84.5833 | 1
| Zone | South of Lugo | 6 | Monthly System Peak Day | CAISO | 1-in-2 | 2027 | 19 |  |  |  | 83.1889 | 1
| Zone | South of Lugo | 6 | Monthly System Peak Day | CAISO | 1-in-2 | 2027 | 20 |  |  |  | 80.3558 | 1
| Zone | South of Lugo | 6 | Monthly System Peak Day | CAISO | 1-in-2 | 2027 | 21 |  |  |  | 76.0669 | 1
| Zone | South of Lugo | 6 | Monthly System Peak Day | CAISO | 1-in-2 | 2027 | 22 |  |  |  | 71.5611 | 1
| Zone | South of Lugo | 6 | Monthly System Peak Day | CAISO | 1-in-2 | 2027 | 23 |  |  |  | 68.6919 | 1
| Zone | South of Lugo | 6 | Monthly System Peak Day | CAISO | 1-in-2 | 2027 | 24 |  |  |  | 66.9717 | 1
| Zone | South of Lugo | 7 | Average Weekday | CAISO | 1-in-2 | 2027 | 1 |  |  |  | 68.6348 | 1
| Zone | South of Lugo | 7 | Average Weekday | CAISO | 1-in-2 | 2027 | 2 |  |  |  | 67.8546 | 1
| Zone | South of Lugo | 7 | Average Weekday | CAISO | 1-in-2 | 2027 | 3 |  |  |  | 67.1611 | 1
| Zone | South of Lugo | 7 | Average Weekday | CAISO | 1-in-2 | 2027 | 4 |  |  |  | 66.537 | 1
| Zone | South of Lugo | 7 | Average Weekday | CAISO | 1-in-2 | 2027 | 5 |  |  |  | 66.0419 | 1
| Zone | South of Lugo | 7 | Average Weekday | CAISO | 1-in-2 | 2027 | 6 |  |  |  | 65.5975 | 1
| Zone | South of Lugo | 7 | Average Weekday | CAISO | 1-in-2 | 2027 | 7 |  |  |  | 65.2822 | 1
| Zone | South of Lugo | 7 | Average Weekday | CAISO | 1-in-2 | 2027 | 8 |  |  |  | 65.8683 | 1
| Zone | South of Lugo | 7 | Average Weekday | CAISO | 1-in-2 | 2027 | 9 |  |  |  | 67.9582 | 1
| Zone | South of Lugo | 7 | Average Weekday | CAISO | 1-in-2 | 2027 | 10 |  |  |  | 70.6765 | 1
| Zone | South of Lugo | 7 | Average Weekday | CAISO | 1-in-2 | 2027 | 11 |  |  |  | 73.7944 | 1
| Zone | South of Lugo | 7 | Average Weekday | CAISO | 1-in-2 | 2027 | 12 |  |  |  | 76.9344 | 1
| Zone | South of Lugo | 7 | Average Weekday | CAISO | 1-in-2 | 2027 | 13 |  |  |  | 79.4886 | 1
| Zone | South of Lugo | 7 | Average Weekday | CAISO | 1-in-2 | 2027 | 14 |  |  |  | 81.4124 | 1
| Zone | South of Lugo | 7 | Average Weekday | CAISO | 1-in-2 | 2027 | 15 |  |  |  | 82.8268 | 1
| Zone | South of Lugo | 7 | Average Weekday | CAISO | 1-in-2 | 2027 | 16 |  |  |  | 83.4491 | 1
| Zone | South of Lugo | 7 | Average Weekday | CAISO | 1-in-2 | 2027 | 17 |  |  |  | 83.7052 | 1
| Zone | South of Lugo | 7 | Average Weekday | CAISO | 1-in-2 | 2027 | 18 |  |  |  | 83.0297 | 1
| Zone | South of Lugo | 7 | Average Weekday | CAISO | 1-in-2 | 2027 | 19 |  |  |  | 81.4723 | 1
| Zone | South of Lugo | 7 | Average Weekday | CAISO | 1-in-2 | 2027 | 20 |  |  |  | 79.2629 | 1
| Zone | South of Lugo | 7 | Average Weekday | CAISO | 1-in-2 | 2027 | 21 |  |  |  | 76.138 | 1
| Zone | South of Lugo | 7 | Average Weekday | CAISO | 1-in-2 | 2027 | 22 |  |  |  | 72.8533 | 1
| Zone | South of Lugo | 7 | Average Weekday | CAISO | 1-in-2 | 2027 | 23 |  |  |  | 70.8084 | 1
| Zone | South of Lugo | 7 | Average Weekday | CAISO | 1-in-2 | 2027 | 24 |  |  |  | 69.575 | 1
| Zone | South of Lugo | 7 | Monthly System Peak Day | CAISO | 1-in-2 | 2027 | 1 |  |  |  | 73.4597 | 1
| Zone | South of Lugo | 7 | Monthly System Peak Day | CAISO | 1-in-2 | 2027 | 2 |  |  |  | 72.6967 | 1
| Zone | South of Lugo | 7 | Monthly System Peak Day | CAISO | 1-in-2 | 2027 | 3 |  |  |  | 72.0013 | 1
| Zone | South of Lugo | 7 | Monthly System Peak Day | CAISO | 1-in-2 | 2027 | 4 |  |  |  | 71.4436 | 1
| Zone | South of Lugo | 7 | Monthly System Peak Day | CAISO | 1-in-2 | 2027 | 5 |  |  |  | 70.7646 | 1
| Zone | South of Lugo | 7 | Monthly System Peak Day | CAISO | 1-in-2 | 2027 | 6 |  |  |  | 70.1551 | 1
| Zone | South of Lugo | 7 | Monthly System Peak Day | CAISO | 1-in-2 | 2027 | 7 |  |  |  | 69.8672 | 1
| Zone | South of Lugo | 7 | Monthly System Peak Day | CAISO | 1-in-2 | 2027 | 8 |  |  |  | 70.0008 | 1
| Zone | South of Lugo | 7 | Monthly System Peak Day | CAISO | 1-in-2 | 2027 | 9 |  |  |  | 72.5462 | 1
| Zone | South of Lugo | 7 | Monthly System Peak Day | CAISO | 1-in-2 | 2027 | 10 |  |  |  | 76.518 | 1
| Zone | South of Lugo | 7 | Monthly System Peak Day | CAISO | 1-in-2 | 2027 | 11 |  |  |  | 81.2205 | 1
| Zone | South of Lugo | 7 | Monthly System Peak Day | CAISO | 1-in-2 | 2027 | 12 |  |  |  | 85.1359 | 1
| Zone | South of Lugo | 7 | Monthly System Peak Day | CAISO | 1-in-2 | 2027 | 13 |  |  |  | 87.8179 | 1
| Zone | South of Lugo | 7 | Monthly System Peak Day | CAISO | 1-in-2 | 2027 | 14 |  |  |  | 89.6692 | 1
| Zone | South of Lugo | 7 | Monthly System Peak Day | CAISO | 1-in-2 | 2027 | 15 |  |  |  | 90.8538 | 1
| Zone | South of Lugo | 7 | Monthly System Peak Day | CAISO | 1-in-2 | 2027 | 16 |  |  |  | 91.0974 | 1
| Zone | South of Lugo | 7 | Monthly System Peak Day | CAISO | 1-in-2 | 2027 | 17 |  |  |  | 91.1974 | 1
| Zone | South of Lugo | 7 | Monthly System Peak Day | CAISO | 1-in-2 | 2027 | 18 |  |  |  | 90.4667 | 1
| Zone | South of Lugo | 7 | Monthly System Peak Day | CAISO | 1-in-2 | 2027 | 19 |  |  |  | 88.759 | 1
| Zone | South of Lugo | 7 | Monthly System Peak Day | CAISO | 1-in-2 | 2027 | 20 |  |  |  | 86.2692 | 1
| Zone | South of Lugo | 7 | Monthly System Peak Day | CAISO | 1-in-2 | 2027 | 21 |  |  |  | 83.7231 | 1
| Zone | South of Lugo | 7 | Monthly System Peak Day | CAISO | 1-in-2 | 2027 | 22 |  |  |  | 80.9923 | 1
| Zone | South of Lugo | 7 | Monthly System Peak Day | CAISO | 1-in-2 | 2027 | 23 |  |  |  | 78.6082 | 1
| Zone | South of Lugo | 7 | Monthly System Peak Day | CAISO | 1-in-2 | 2027 | 24 |  |  |  | 76.8256 | 1
| Zone | South of Lugo | 8 | Average Weekday | CAISO | 1-in-2 | 2027 | 1 |  |  |  | 70.0345 | 1
| Zone | South of Lugo | 8 | Average Weekday | CAISO | 1-in-2 | 2027 | 2 |  |  |  | 69.0806 | 1
| Zone | South of Lugo | 8 | Average Weekday | CAISO | 1-in-2 | 2027 | 3 |  |  |  | 68.2447 | 1
| Zone | South of Lugo | 8 | Average Weekday | CAISO | 1-in-2 | 2027 | 4 |  |  |  | 67.5212 | 1
| Zone | South of Lugo | 8 | Average Weekday | CAISO | 1-in-2 | 2027 | 5 |  |  |  | 66.9202 | 1
| Zone | South of Lugo | 8 | Average Weekday | CAISO | 1-in-2 | 2027 | 6 |  |  |  | 66.3969 | 1
| Zone | South of Lugo | 8 | Average Weekday | CAISO | 1-in-2 | 2027 | 7 |  |  |  | 66.0998 | 1
| Zone | South of Lugo | 8 | Average Weekday | CAISO | 1-in-2 | 2027 | 8 |  |  |  | 66.163 | 1
| Zone | South of Lugo | 8 | Average Weekday | CAISO | 1-in-2 | 2027 | 9 |  |  |  | 68.0861 | 1
| Zone | South of Lugo | 8 | Average Weekday | CAISO | 1-in-2 | 2027 | 10 |  |  |  | 71.1121 | 1
| Zone | South of Lugo | 8 | Average Weekday | CAISO | 1-in-2 | 2027 | 11 |  |  |  | 74.7632 | 1
| Zone | South of Lugo | 8 | Average Weekday | CAISO | 1-in-2 | 2027 | 12 |  |  |  | 78.4705 | 1
| Zone | South of Lugo | 8 | Average Weekday | CAISO | 1-in-2 | 2027 | 13 |  |  |  | 81.311 | 1
| Zone | South of Lugo | 8 | Average Weekday | CAISO | 1-in-2 | 2027 | 14 |  |  |  | 83.5318 | 1
| Zone | South of Lugo | 8 | Average Weekday | CAISO | 1-in-2 | 2027 | 15 |  |  |  | 84.9576 | 1
| Zone | South of Lugo | 8 | Average Weekday | CAISO | 1-in-2 | 2027 | 16 |  |  |  | 85.6107 | 1
| Zone | South of Lugo | 8 | Average Weekday | CAISO | 1-in-2 | 2027 | 17 |  |  |  | 85.8816 | 1
| Zone | South of Lugo | 8 | Average Weekday | CAISO | 1-in-2 | 2027 | 18 |  |  |  | 85.1098 | 1
| Zone | South of Lugo | 8 | Average Weekday | CAISO | 1-in-2 | 2027 | 19 |  |  |  | 83.4933 | 1
| Zone | South of Lugo | 8 | Average Weekday | CAISO | 1-in-2 | 2027 | 20 |  |  |  | 80.9206 | 1
| Zone | South of Lugo | 8 | Average Weekday | CAISO | 1-in-2 | 2027 | 21 |  |  |  | 77.1187 | 1
| Zone | South of Lugo | 8 | Average Weekday | CAISO | 1-in-2 | 2027 | 22 |  |  |  | 74.0969 | 1
| Zone | South of Lugo | 8 | Average Weekday | CAISO | 1-in-2 | 2027 | 23 |  |  |  | 72.2916 | 1
| Zone | South of Lugo | 8 | Average Weekday | CAISO | 1-in-2 | 2027 | 24 |  |  |  | 71.0937 | 1
| Zone | South of Lugo | 8 | Monthly System Peak Day | CAISO | 1-in-2 | 2027 | 1 |  |  |  | 78.7487 | 1
| Zone | South of Lugo | 8 | Monthly System Peak Day | CAISO | 1-in-2 | 2027 | 2 |  |  |  | 77.6487 | 1
| Zone | South of Lugo | 8 | Monthly System Peak Day | CAISO | 1-in-2 | 2027 | 3 |  |  |  | 77.0128 | 1
| Zone | South of Lugo | 8 | Monthly System Peak Day | CAISO | 1-in-2 | 2027 | 4 |  |  |  | 76.2513 | 1
| Zone | South of Lugo | 8 | Monthly System Peak Day | CAISO | 1-in-2 | 2027 | 5 |  |  |  | 75.8128 | 1
| Zone | South of Lugo | 8 | Monthly System Peak Day | CAISO | 1-in-2 | 2027 | 6 |  |  |  | 75.2931 | 1
| Zone | South of Lugo | 8 | Monthly System Peak Day | CAISO | 1-in-2 | 2027 | 7 |  |  |  | 74.9128 | 1
| Zone | South of Lugo | 8 | Monthly System Peak Day | CAISO | 1-in-2 | 2027 | 8 |  |  |  | 75.1326 | 1
| Zone | South of Lugo | 8 | Monthly System Peak Day | CAISO | 1-in-2 | 2027 | 9 |  |  |  | 77.1949 | 1
| Zone | South of Lugo | 8 | Monthly System Peak Day | CAISO | 1-in-2 | 2027 | 10 |  |  |  | 81.1641 | 1
| Zone | South of Lugo | 8 | Monthly System Peak Day | CAISO | 1-in-2 | 2027 | 11 |  |  |  | 85.3154 | 1
| Zone | South of Lugo | 8 | Monthly System Peak Day | CAISO | 1-in-2 | 2027 | 12 |  |  |  | 89.3128 | 1
| Zone | South of Lugo | 8 | Monthly System Peak Day | CAISO | 1-in-2 | 2027 | 13 |  |  |  | 91.9051 | 1
| Zone | South of Lugo | 8 | Monthly System Peak Day | CAISO | 1-in-2 | 2027 | 14 |  |  |  | 93.1897 | 1
| Zone | South of Lugo | 8 | Monthly System Peak Day | CAISO | 1-in-2 | 2027 | 15 |  |  |  | 93.4641 | 1
| Zone | South of Lugo | 8 | Monthly System Peak Day | CAISO | 1-in-2 | 2027 | 16 |  |  |  | 93.5282 | 1
| Zone | South of Lugo | 8 | Monthly System Peak Day | CAISO | 1-in-2 | 2027 | 17 |  |  |  | 92.5615 | 1
| Zone | South of Lugo | 8 | Monthly System Peak Day | CAISO | 1-in-2 | 2027 | 18 |  |  |  | 90.541 | 1
| Zone | South of Lugo | 8 | Monthly System Peak Day | CAISO | 1-in-2 | 2027 | 19 |  |  |  | 88.6821 | 1
| Zone | South of Lugo | 8 | Monthly System Peak Day | CAISO | 1-in-2 | 2027 | 20 |  |  |  | 86.7615 | 1
| Zone | South of Lugo | 8 | Monthly System Peak Day | CAISO | 1-in-2 | 2027 | 21 |  |  |  | 84.1462 | 1
| Zone | South of Lugo | 8 | Monthly System Peak Day | CAISO | 1-in-2 | 2027 | 22 |  |  |  | 81.8333 | 1
| Zone | South of Lugo | 8 | Monthly System Peak Day | CAISO | 1-in-2 | 2027 | 23 |  |  |  | 80.4154 | 1
| Zone | South of Lugo | 8 | Monthly System Peak Day | CAISO | 1-in-2 | 2027 | 24 |  |  |  | 79.2487 | 1
| Zone | South of Lugo | 8 | Typical Event Day | CAISO | 1-in-2 | 2027 | 1 |  |  |  | 74.2238 | 1
| Zone | South of Lugo | 8 | Typical Event Day | CAISO | 1-in-2 | 2027 | 2 |  |  |  | 73.184 | 1
| Zone | South of Lugo | 8 | Typical Event Day | CAISO | 1-in-2 | 2027 | 3 |  |  |  | 72.4304 | 1
| Zone | South of Lugo | 8 | Typical Event Day | CAISO | 1-in-2 | 2027 | 4 |  |  |  | 71.5521 | 1
| Zone | South of Lugo | 8 | Typical Event Day | CAISO | 1-in-2 | 2027 | 5 |  |  |  | 70.8571 | 1
| Zone | South of Lugo | 8 | Typical Event Day | CAISO | 1-in-2 | 2027 | 6 |  |  |  | 70.2894 | 1
| Zone | South of Lugo | 8 | Typical Event Day | CAISO | 1-in-2 | 2027 | 7 |  |  |  | 70.0895 | 1
| Zone | South of Lugo | 8 | Typical Event Day | CAISO | 1-in-2 | 2027 | 8 |  |  |  | 70.4164 | 1
| Zone | South of Lugo | 8 | Typical Event Day | CAISO | 1-in-2 | 2027 | 9 |  |  |  | 72.6402 | 1
| Zone | South of Lugo | 8 | Typical Event Day | CAISO | 1-in-2 | 2027 | 10 |  |  |  | 76.6185 | 1
| Zone | South of Lugo | 8 | Typical Event Day | CAISO | 1-in-2 | 2027 | 11 |  |  |  | 81.2406 | 1
| Zone | South of Lugo | 8 | Typical Event Day | CAISO | 1-in-2 | 2027 | 12 |  |  |  | 85.3671 | 1
| Zone | South of Lugo | 8 | Typical Event Day | CAISO | 1-in-2 | 2027 | 13 |  |  |  | 88.2251 | 1
| Zone | South of Lugo | 8 | Typical Event Day | CAISO | 1-in-2 | 2027 | 14 |  |  |  | 90.2212 | 1
| Zone | South of Lugo | 8 | Typical Event Day | CAISO | 1-in-2 | 2027 | 15 |  |  |  | 91.4083 | 1
| Zone | South of Lugo | 8 | Typical Event Day | CAISO | 1-in-2 | 2027 | 16 |  |  |  | 91.4955 | 1
| Zone | South of Lugo | 8 | Typical Event Day | CAISO | 1-in-2 | 2027 | 17 |  |  |  | 90.9699 | 1
| Zone | South of Lugo | 8 | Typical Event Day | CAISO | 1-in-2 | 2027 | 18 |  |  |  | 89.7058 | 1
| Zone | South of Lugo | 8 | Typical Event Day | CAISO | 1-in-2 | 2027 | 19 |  |  |  | 88.3058 | 1
| Zone | South of Lugo | 8 | Typical Event Day | CAISO | 1-in-2 | 2027 | 20 |  |  |  | 86.0937 | 1
| Zone | South of Lugo | 8 | Typical Event Day | CAISO | 1-in-2 | 2027 | 21 |  |  |  | 83.049 | 1
| Zone | South of Lugo | 8 | Typical Event Day | CAISO | 1-in-2 | 2027 | 22 |  |  |  | 80.1869 | 1
| Zone | South of Lugo | 8 | Typical Event Day | CAISO | 1-in-2 | 2027 | 23 |  |  |  | 77.9566 | 1
| Zone | South of Lugo | 8 | Typical Event Day | CAISO | 1-in-2 | 2027 | 24 |  |  |  | 76.2456 | 1
| Zone | South of Lugo | 9 | Average Weekday | CAISO | 1-in-2 | 2027 | 1 |  |  |  | 69.5297 | 1
| Zone | South of Lugo | 9 | Average Weekday | CAISO | 1-in-2 | 2027 | 2 |  |  |  | 68.7128 | 1
| Zone | South of Lugo | 9 | Average Weekday | CAISO | 1-in-2 | 2027 | 3 |  |  |  | 68.0113 | 1
| Zone | South of Lugo | 9 | Average Weekday | CAISO | 1-in-2 | 2027 | 4 |  |  |  | 67.4477 | 1
| Zone | South of Lugo | 9 | Average Weekday | CAISO | 1-in-2 | 2027 | 5 |  |  |  | 66.9649 | 1
| Zone | South of Lugo | 9 | Average Weekday | CAISO | 1-in-2 | 2027 | 6 |  |  |  | 66.4867 | 1
| Zone | South of Lugo | 9 | Average Weekday | CAISO | 1-in-2 | 2027 | 7 |  |  |  | 66.2234 | 1
| Zone | South of Lugo | 9 | Average Weekday | CAISO | 1-in-2 | 2027 | 8 |  |  |  | 66.147 | 1
| Zone | South of Lugo | 9 | Average Weekday | CAISO | 1-in-2 | 2027 | 9 |  |  |  | 67.2565 | 1
| Zone | South of Lugo | 9 | Average Weekday | CAISO | 1-in-2 | 2027 | 10 |  |  |  | 69.9201 | 1
| Zone | South of Lugo | 9 | Average Weekday | CAISO | 1-in-2 | 2027 | 11 |  |  |  | 73.3148 | 1
| Zone | South of Lugo | 9 | Average Weekday | CAISO | 1-in-2 | 2027 | 12 |  |  |  | 76.8477 | 1
| Zone | South of Lugo | 9 | Average Weekday | CAISO | 1-in-2 | 2027 | 13 |  |  |  | 79.9092 | 1
| Zone | South of Lugo | 9 | Average Weekday | CAISO | 1-in-2 | 2027 | 14 |  |  |  | 82.0878 | 1
| Zone | South of Lugo | 9 | Average Weekday | CAISO | 1-in-2 | 2027 | 15 |  |  |  | 83.2611 | 1
| Zone | South of Lugo | 9 | Average Weekday | CAISO | 1-in-2 | 2027 | 16 |  |  |  | 83.7561 | 1
| Zone | South of Lugo | 9 | Average Weekday | CAISO | 1-in-2 | 2027 | 17 |  |  |  | 83.5744 | 1
| Zone | South of Lugo | 9 | Average Weekday | CAISO | 1-in-2 | 2027 | 18 |  |  |  | 82.541 | 1
| Zone | South of Lugo | 9 | Average Weekday | CAISO | 1-in-2 | 2027 | 19 |  |  |  | 80.6685 | 1
| Zone | South of Lugo | 9 | Average Weekday | CAISO | 1-in-2 | 2027 | 20 |  |  |  | 77.7379 | 1
| Zone | South of Lugo | 9 | Average Weekday | CAISO | 1-in-2 | 2027 | 21 |  |  |  | 74.6711 | 1
| Zone | South of Lugo | 9 | Average Weekday | CAISO | 1-in-2 | 2027 | 22 |  |  |  | 72.7849 | 1
| Zone | South of Lugo | 9 | Average Weekday | CAISO | 1-in-2 | 2027 | 23 |  |  |  | 71.4589 | 1
| Zone | South of Lugo | 9 | Average Weekday | CAISO | 1-in-2 | 2027 | 24 |  |  |  | 70.3249 | 1
| Zone | South of Lugo | 9 | Monthly System Peak Day | CAISO | 1-in-2 | 2027 | 1 |  |  |  | 79.7279 | 1
| Zone | South of Lugo | 9 | Monthly System Peak Day | CAISO | 1-in-2 | 2027 | 2 |  |  |  | 78.26 | 1
| Zone | South of Lugo | 9 | Monthly System Peak Day | CAISO | 1-in-2 | 2027 | 3 |  |  |  | 77.3103 | 1
| Zone | South of Lugo | 9 | Monthly System Peak Day | CAISO | 1-in-2 | 2027 | 4 |  |  |  | 76.1223 | 1
| Zone | South of Lugo | 9 | Monthly System Peak Day | CAISO | 1-in-2 | 2027 | 5 |  |  |  | 75.3567 | 1
| Zone | South of Lugo | 9 | Monthly System Peak Day | CAISO | 1-in-2 | 2027 | 6 |  |  |  | 74.6564 | 1
| Zone | South of Lugo | 9 | Monthly System Peak Day | CAISO | 1-in-2 | 2027 | 7 |  |  |  | 74.9015 | 1
| Zone | South of Lugo | 9 | Monthly System Peak Day | CAISO | 1-in-2 | 2027 | 8 |  |  |  | 75.1818 | 1
| Zone | South of Lugo | 9 | Monthly System Peak Day | CAISO | 1-in-2 | 2027 | 9 |  |  |  | 76.8754 | 1
| Zone | South of Lugo | 9 | Monthly System Peak Day | CAISO | 1-in-2 | 2027 | 10 |  |  |  | 81.5795 | 1
| Zone | South of Lugo | 9 | Monthly System Peak Day | CAISO | 1-in-2 | 2027 | 11 |  |  |  | 88 | 1
| Zone | South of Lugo | 9 | Monthly System Peak Day | CAISO | 1-in-2 | 2027 | 12 |  |  |  | 92.8974 | 1
| Zone | South of Lugo | 9 | Monthly System Peak Day | CAISO | 1-in-2 | 2027 | 13 |  |  |  | 95.8 | 1
| Zone | South of Lugo | 9 | Monthly System Peak Day | CAISO | 1-in-2 | 2027 | 14 |  |  |  | 97.6026 | 1
| Zone | South of Lugo | 9 | Monthly System Peak Day | CAISO | 1-in-2 | 2027 | 15 |  |  |  | 98.0487 | 1
| Zone | South of Lugo | 9 | Monthly System Peak Day | CAISO | 1-in-2 | 2027 | 16 |  |  |  | 96.918 | 1
| Zone | South of Lugo | 9 | Monthly System Peak Day | CAISO | 1-in-2 | 2027 | 17 |  |  |  | 95.6487 | 1
| Zone | South of Lugo | 9 | Monthly System Peak Day | CAISO | 1-in-2 | 2027 | 18 |  |  |  | 93.8744 | 1
| Zone | South of Lugo | 9 | Monthly System Peak Day | CAISO | 1-in-2 | 2027 | 19 |  |  |  | 93.2077 | 1
| Zone | South of Lugo | 9 | Monthly System Peak Day | CAISO | 1-in-2 | 2027 | 20 |  |  |  | 91.5256 | 1
| Zone | South of Lugo | 9 | Monthly System Peak Day | CAISO | 1-in-2 | 2027 | 21 |  |  |  | 88.7154 | 1
| Zone | South of Lugo | 9 | Monthly System Peak Day | CAISO | 1-in-2 | 2027 | 22 |  |  |  | 86.8 | 1
| Zone | South of Lugo | 9 | Monthly System Peak Day | CAISO | 1-in-2 | 2027 | 23 |  |  |  | 84.5641 | 1
| Zone | South of Lugo | 9 | Monthly System Peak Day | CAISO | 1-in-2 | 2027 | 24 |  |  |  | 82.3795 | 1
| Zone | South of Lugo | 10 | Average Weekday | CAISO | 1-in-2 | 2027 | 1 |  |  |  | 64.658 | 1
| Zone | South of Lugo | 10 | Average Weekday | CAISO | 1-in-2 | 2027 | 2 |  |  |  | 63.8062 | 1
| Zone | South of Lugo | 10 | Average Weekday | CAISO | 1-in-2 | 2027 | 3 |  |  |  | 62.9019 | 1
| Zone | South of Lugo | 10 | Average Weekday | CAISO | 1-in-2 | 2027 | 4 |  |  |  | 62.2469 | 1
| Zone | South of Lugo | 10 | Average Weekday | CAISO | 1-in-2 | 2027 | 5 |  |  |  | 61.6376 | 1
| Zone | South of Lugo | 10 | Average Weekday | CAISO | 1-in-2 | 2027 | 6 |  |  |  | 61.2473 | 1
| Zone | South of Lugo | 10 | Average Weekday | CAISO | 1-in-2 | 2027 | 7 |  |  |  | 60.9326 | 1
| Zone | South of Lugo | 10 | Average Weekday | CAISO | 1-in-2 | 2027 | 8 |  |  |  | 60.7842 | 1
| Zone | South of Lugo | 10 | Average Weekday | CAISO | 1-in-2 | 2027 | 9 |  |  |  | 61.3719 | 1
| Zone | South of Lugo | 10 | Average Weekday | CAISO | 1-in-2 | 2027 | 10 |  |  |  | 63.9419 | 1
| Zone | South of Lugo | 10 | Average Weekday | CAISO | 1-in-2 | 2027 | 11 |  |  |  | 67.2273 | 1
| Zone | South of Lugo | 10 | Average Weekday | CAISO | 1-in-2 | 2027 | 12 |  |  |  | 70.4369 | 1
| Zone | South of Lugo | 10 | Average Weekday | CAISO | 1-in-2 | 2027 | 13 |  |  |  | 73.1782 | 1
| Zone | South of Lugo | 10 | Average Weekday | CAISO | 1-in-2 | 2027 | 14 |  |  |  | 75.1897 | 1
| Zone | South of Lugo | 10 | Average Weekday | CAISO | 1-in-2 | 2027 | 15 |  |  |  | 76.6368 | 1
| Zone | South of Lugo | 10 | Average Weekday | CAISO | 1-in-2 | 2027 | 16 |  |  |  | 77.4598 | 1
| Zone | South of Lugo | 10 | Average Weekday | CAISO | 1-in-2 | 2027 | 17 |  |  |  | 77.3466 | 1
| Zone | South of Lugo | 10 | Average Weekday | CAISO | 1-in-2 | 2027 | 18 |  |  |  | 76.4242 | 1
| Zone | South of Lugo | 10 | Average Weekday | CAISO | 1-in-2 | 2027 | 19 |  |  |  | 74.5143 | 1
| Zone | South of Lugo | 10 | Average Weekday | CAISO | 1-in-2 | 2027 | 20 |  |  |  | 71.5232 | 1
| Zone | South of Lugo | 10 | Average Weekday | CAISO | 1-in-2 | 2027 | 21 |  |  |  | 69.4376 | 1
| Zone | South of Lugo | 10 | Average Weekday | CAISO | 1-in-2 | 2027 | 22 |  |  |  | 67.9225 | 1
| Zone | South of Lugo | 10 | Average Weekday | CAISO | 1-in-2 | 2027 | 23 |  |  |  | 66.6274 | 1
| Zone | South of Lugo | 10 | Average Weekday | CAISO | 1-in-2 | 2027 | 24 |  |  |  | 65.4949 | 1
| Zone | South of Lugo | 10 | Monthly System Peak Day | CAISO | 1-in-2 | 2027 | 1 |  |  |  | 74.9769 | 1
| Zone | South of Lugo | 10 | Monthly System Peak Day | CAISO | 1-in-2 | 2027 | 2 |  |  |  | 73.8469 | 1
| Zone | South of Lugo | 10 | Monthly System Peak Day | CAISO | 1-in-2 | 2027 | 3 |  |  |  | 72.4622 | 1
| Zone | South of Lugo | 10 | Monthly System Peak Day | CAISO | 1-in-2 | 2027 | 4 |  |  |  | 70.9661 | 1
| Zone | South of Lugo | 10 | Monthly System Peak Day | CAISO | 1-in-2 | 2027 | 5 |  |  |  | 69.9036 | 1
| Zone | South of Lugo | 10 | Monthly System Peak Day | CAISO | 1-in-2 | 2027 | 6 |  |  |  | 69.4283 | 1
| Zone | South of Lugo | 10 | Monthly System Peak Day | CAISO | 1-in-2 | 2027 | 7 |  |  |  | 69.1028 | 1
| Zone | South of Lugo | 10 | Monthly System Peak Day | CAISO | 1-in-2 | 2027 | 8 |  |  |  | 68.4244 | 1
| Zone | South of Lugo | 10 | Monthly System Peak Day | CAISO | 1-in-2 | 2027 | 9 |  |  |  | 69.4117 | 1
| Zone | South of Lugo | 10 | Monthly System Peak Day | CAISO | 1-in-2 | 2027 | 10 |  |  |  | 73.025 | 1
| Zone | South of Lugo | 10 | Monthly System Peak Day | CAISO | 1-in-2 | 2027 | 11 |  |  |  | 77.7472 | 1
| Zone | South of Lugo | 10 | Monthly System Peak Day | CAISO | 1-in-2 | 2027 | 12 |  |  |  | 82.5139 | 1
| Zone | South of Lugo | 10 | Monthly System Peak Day | CAISO | 1-in-2 | 2027 | 13 |  |  |  | 86.0528 | 1
| Zone | South of Lugo | 10 | Monthly System Peak Day | CAISO | 1-in-2 | 2027 | 14 |  |  |  | 88.1917 | 1
| Zone | South of Lugo | 10 | Monthly System Peak Day | CAISO | 1-in-2 | 2027 | 15 |  |  |  | 88.6806 | 1
| Zone | South of Lugo | 10 | Monthly System Peak Day | CAISO | 1-in-2 | 2027 | 16 |  |  |  | 88.8 | 1
| Zone | South of Lugo | 10 | Monthly System Peak Day | CAISO | 1-in-2 | 2027 | 17 |  |  |  | 88.0417 | 1
| Zone | South of Lugo | 10 | Monthly System Peak Day | CAISO | 1-in-2 | 2027 | 18 |  |  |  | 87.2611 | 1
| Zone | South of Lugo | 10 | Monthly System Peak Day | CAISO | 1-in-2 | 2027 | 19 |  |  |  | 85.3628 | 1
| Zone | South of Lugo | 10 | Monthly System Peak Day | CAISO | 1-in-2 | 2027 | 20 |  |  |  | 82.2675 | 1
| Zone | South of Lugo | 10 | Monthly System Peak Day | CAISO | 1-in-2 | 2027 | 21 |  |  |  | 79.4689 | 1
| Zone | South of Lugo | 10 | Monthly System Peak Day | CAISO | 1-in-2 | 2027 | 22 |  |  |  | 77.5472 | 1
| Zone | South of Lugo | 10 | Monthly System Peak Day | CAISO | 1-in-2 | 2027 | 23 |  |  |  | 75.9456 | 1
| Zone | South of Lugo | 10 | Monthly System Peak Day | CAISO | 1-in-2 | 2027 | 24 |  |  |  | 74.4658 | 1
| Zone | South of Lugo | 11 | Average Weekday | CAISO | 1-in-2 | 2027 | 1 |  |  |  | 57.3766 | 1
| Zone | South of Lugo | 11 | Average Weekday | CAISO | 1-in-2 | 2027 | 2 |  |  |  | 56.6196 | 1
| Zone | South of Lugo | 11 | Average Weekday | CAISO | 1-in-2 | 2027 | 3 |  |  |  | 55.8667 | 1
| Zone | South of Lugo | 11 | Average Weekday | CAISO | 1-in-2 | 2027 | 4 |  |  |  | 55.1855 | 1
| Zone | South of Lugo | 11 | Average Weekday | CAISO | 1-in-2 | 2027 | 5 |  |  |  | 54.6693 | 1
| Zone | South of Lugo | 11 | Average Weekday | CAISO | 1-in-2 | 2027 | 6 |  |  |  | 54.1856 | 1
| Zone | South of Lugo | 11 | Average Weekday | CAISO | 1-in-2 | 2027 | 7 |  |  |  | 54.014 | 1
| Zone | South of Lugo | 11 | Average Weekday | CAISO | 1-in-2 | 2027 | 8 |  |  |  | 53.9417 | 1
| Zone | South of Lugo | 11 | Average Weekday | CAISO | 1-in-2 | 2027 | 9 |  |  |  | 55.5116 | 1
| Zone | South of Lugo | 11 | Average Weekday | CAISO | 1-in-2 | 2027 | 10 |  |  |  | 58.5353 | 1
| Zone | South of Lugo | 11 | Average Weekday | CAISO | 1-in-2 | 2027 | 11 |  |  |  | 62.1631 | 1
| Zone | South of Lugo | 11 | Average Weekday | CAISO | 1-in-2 | 2027 | 12 |  |  |  | 65.3752 | 1
| Zone | South of Lugo | 11 | Average Weekday | CAISO | 1-in-2 | 2027 | 13 |  |  |  | 67.8009 | 1
| Zone | South of Lugo | 11 | Average Weekday | CAISO | 1-in-2 | 2027 | 14 |  |  |  | 69.3357 | 1
| Zone | South of Lugo | 11 | Average Weekday | CAISO | 1-in-2 | 2027 | 15 |  |  |  | 70.1111 | 1
| Zone | South of Lugo | 11 | Average Weekday | CAISO | 1-in-2 | 2027 | 16 |  |  |  | 70.1077 | 1
| Zone | South of Lugo | 11 | Average Weekday | CAISO | 1-in-2 | 2027 | 17 |  |  |  | 69.1869 | 1
| Zone | South of Lugo | 11 | Average Weekday | CAISO | 1-in-2 | 2027 | 18 |  |  |  | 67.091 | 1
| Zone | South of Lugo | 11 | Average Weekday | CAISO | 1-in-2 | 2027 | 19 |  |  |  | 64.7038 | 1
| Zone | South of Lugo | 11 | Average Weekday | CAISO | 1-in-2 | 2027 | 20 |  |  |  | 62.8628 | 1
| Zone | South of Lugo | 11 | Average Weekday | CAISO | 1-in-2 | 2027 | 21 |  |  |  | 61.4347 | 1
| Zone | South of Lugo | 11 | Average Weekday | CAISO | 1-in-2 | 2027 | 22 |  |  |  | 60.1706 | 1
| Zone | South of Lugo | 11 | Average Weekday | CAISO | 1-in-2 | 2027 | 23 |  |  |  | 59.0939 | 1
| Zone | South of Lugo | 11 | Average Weekday | CAISO | 1-in-2 | 2027 | 24 |  |  |  | 58.1829 | 1
| Zone | South of Lugo | 11 | Monthly System Peak Day | CAISO | 1-in-2 | 2027 | 1 |  |  |  | 59.1525 | 1
| Zone | South of Lugo | 11 | Monthly System Peak Day | CAISO | 1-in-2 | 2027 | 2 |  |  |  | 57.8128 | 1
| Zone | South of Lugo | 11 | Monthly System Peak Day | CAISO | 1-in-2 | 2027 | 3 |  |  |  | 56.5017 | 1
| Zone | South of Lugo | 11 | Monthly System Peak Day | CAISO | 1-in-2 | 2027 | 4 |  |  |  | 55.7769 | 1
| Zone | South of Lugo | 11 | Monthly System Peak Day | CAISO | 1-in-2 | 2027 | 5 |  |  |  | 54.8683 | 1
| Zone | South of Lugo | 11 | Monthly System Peak Day | CAISO | 1-in-2 | 2027 | 6 |  |  |  | 54.3533 | 1
| Zone | South of Lugo | 11 | Monthly System Peak Day | CAISO | 1-in-2 | 2027 | 7 |  |  |  | 53.6728 | 1
| Zone | South of Lugo | 11 | Monthly System Peak Day | CAISO | 1-in-2 | 2027 | 8 |  |  |  | 53.8197 | 1
| Zone | South of Lugo | 11 | Monthly System Peak Day | CAISO | 1-in-2 | 2027 | 9 |  |  |  | 57.4122 | 1
| Zone | South of Lugo | 11 | Monthly System Peak Day | CAISO | 1-in-2 | 2027 | 10 |  |  |  | 63.5833 | 1
| Zone | South of Lugo | 11 | Monthly System Peak Day | CAISO | 1-in-2 | 2027 | 11 |  |  |  | 69.7231 | 1
| Zone | South of Lugo | 11 | Monthly System Peak Day | CAISO | 1-in-2 | 2027 | 12 |  |  |  | 74.4992 | 1
| Zone | South of Lugo | 11 | Monthly System Peak Day | CAISO | 1-in-2 | 2027 | 13 |  |  |  | 77.7969 | 1
| Zone | South of Lugo | 11 | Monthly System Peak Day | CAISO | 1-in-2 | 2027 | 14 |  |  |  | 79.5986 | 1
| Zone | South of Lugo | 11 | Monthly System Peak Day | CAISO | 1-in-2 | 2027 | 15 |  |  |  | 80.5519 | 1
| Zone | South of Lugo | 11 | Monthly System Peak Day | CAISO | 1-in-2 | 2027 | 16 |  |  |  | 80.1353 | 1
| Zone | South of Lugo | 11 | Monthly System Peak Day | CAISO | 1-in-2 | 2027 | 17 |  |  |  | 78.8542 | 1
| Zone | South of Lugo | 11 | Monthly System Peak Day | CAISO | 1-in-2 | 2027 | 18 |  |  |  | 75.4964 | 1
| Zone | South of Lugo | 11 | Monthly System Peak Day | CAISO | 1-in-2 | 2027 | 19 |  |  |  | 71.8994 | 1
| Zone | South of Lugo | 11 | Monthly System Peak Day | CAISO | 1-in-2 | 2027 | 20 |  |  |  | 70.0583 | 1
| Zone | South of Lugo | 11 | Monthly System Peak Day | CAISO | 1-in-2 | 2027 | 21 |  |  |  | 67.8533 | 1
| Zone | South of Lugo | 11 | Monthly System Peak Day | CAISO | 1-in-2 | 2027 | 22 |  |  |  | 66.1669 | 1
| Zone | South of Lugo | 11 | Monthly System Peak Day | CAISO | 1-in-2 | 2027 | 23 |  |  |  | 63.8694 | 1
| Zone | South of Lugo | 11 | Monthly System Peak Day | CAISO | 1-in-2 | 2027 | 24 |  |  |  | 62.2781 | 1
| Zone | South of Lugo | 12 | Average Weekday | CAISO | 1-in-2 | 2027 | 1 |  |  |  | 50.4388 | 1
| Zone | South of Lugo | 12 | Average Weekday | CAISO | 1-in-2 | 2027 | 2 |  |  |  | 49.7017 | 1
| Zone | South of Lugo | 12 | Average Weekday | CAISO | 1-in-2 | 2027 | 3 |  |  |  | 49.1639 | 1
| Zone | South of Lugo | 12 | Average Weekday | CAISO | 1-in-2 | 2027 | 4 |  |  |  | 48.6896 | 1
| Zone | South of Lugo | 12 | Average Weekday | CAISO | 1-in-2 | 2027 | 5 |  |  |  | 48.2306 | 1
| Zone | South of Lugo | 12 | Average Weekday | CAISO | 1-in-2 | 2027 | 6 |  |  |  | 47.7785 | 1
| Zone | South of Lugo | 12 | Average Weekday | CAISO | 1-in-2 | 2027 | 7 |  |  |  | 47.4745 | 1
| Zone | South of Lugo | 12 | Average Weekday | CAISO | 1-in-2 | 2027 | 8 |  |  |  | 47.3875 | 1
| Zone | South of Lugo | 12 | Average Weekday | CAISO | 1-in-2 | 2027 | 9 |  |  |  | 48.3394 | 1
| Zone | South of Lugo | 12 | Average Weekday | CAISO | 1-in-2 | 2027 | 10 |  |  |  | 51.1662 | 1
| Zone | South of Lugo | 12 | Average Weekday | CAISO | 1-in-2 | 2027 | 11 |  |  |  | 54.5043 | 1
| Zone | South of Lugo | 12 | Average Weekday | CAISO | 1-in-2 | 2027 | 12 |  |  |  | 57.461 | 1
| Zone | South of Lugo | 12 | Average Weekday | CAISO | 1-in-2 | 2027 | 13 |  |  |  | 59.6531 | 1
| Zone | South of Lugo | 12 | Average Weekday | CAISO | 1-in-2 | 2027 | 14 |  |  |  | 61.1534 | 1
| Zone | South of Lugo | 12 | Average Weekday | CAISO | 1-in-2 | 2027 | 15 |  |  |  | 62.041 | 1
| Zone | South of Lugo | 12 | Average Weekday | CAISO | 1-in-2 | 2027 | 16 |  |  |  | 62.1144 | 1
| Zone | South of Lugo | 12 | Average Weekday | CAISO | 1-in-2 | 2027 | 17 |  |  |  | 61.3113 | 1
| Zone | South of Lugo | 12 | Average Weekday | CAISO | 1-in-2 | 2027 | 18 |  |  |  | 59.3422 | 1
| Zone | South of Lugo | 12 | Average Weekday | CAISO | 1-in-2 | 2027 | 19 |  |  |  | 57.1749 | 1
| Zone | South of Lugo | 12 | Average Weekday | CAISO | 1-in-2 | 2027 | 20 |  |  |  | 55.6378 | 1
| Zone | South of Lugo | 12 | Average Weekday | CAISO | 1-in-2 | 2027 | 21 |  |  |  | 54.2734 | 1
| Zone | South of Lugo | 12 | Average Weekday | CAISO | 1-in-2 | 2027 | 22 |  |  |  | 53.1359 | 1
| Zone | South of Lugo | 12 | Average Weekday | CAISO | 1-in-2 | 2027 | 23 |  |  |  | 52.0297 | 1
| Zone | South of Lugo | 12 | Average Weekday | CAISO | 1-in-2 | 2027 | 24 |  |  |  | 51.0762 | 1
| Zone | South of Lugo | 12 | Monthly System Peak Day | CAISO | 1-in-2 | 2027 | 1 |  |  |  | 51.4364 | 1
| Zone | South of Lugo | 12 | Monthly System Peak Day | CAISO | 1-in-2 | 2027 | 2 |  |  |  | 50.2519 | 1
| Zone | South of Lugo | 12 | Monthly System Peak Day | CAISO | 1-in-2 | 2027 | 3 |  |  |  | 49.8097 | 1
| Zone | South of Lugo | 12 | Monthly System Peak Day | CAISO | 1-in-2 | 2027 | 4 |  |  |  | 49.2989 | 1
| Zone | South of Lugo | 12 | Monthly System Peak Day | CAISO | 1-in-2 | 2027 | 5 |  |  |  | 48.9467 | 1
| Zone | South of Lugo | 12 | Monthly System Peak Day | CAISO | 1-in-2 | 2027 | 6 |  |  |  | 48.8219 | 1
| Zone | South of Lugo | 12 | Monthly System Peak Day | CAISO | 1-in-2 | 2027 | 7 |  |  |  | 48.4769 | 1
| Zone | South of Lugo | 12 | Monthly System Peak Day | CAISO | 1-in-2 | 2027 | 8 |  |  |  | 48.185 | 1
| Zone | South of Lugo | 12 | Monthly System Peak Day | CAISO | 1-in-2 | 2027 | 9 |  |  |  | 49.0417 | 1
| Zone | South of Lugo | 12 | Monthly System Peak Day | CAISO | 1-in-2 | 2027 | 10 |  |  |  | 52.4083 | 1
| Zone | South of Lugo | 12 | Monthly System Peak Day | CAISO | 1-in-2 | 2027 | 11 |  |  |  | 56.6939 | 1
| Zone | South of Lugo | 12 | Monthly System Peak Day | CAISO | 1-in-2 | 2027 | 12 |  |  |  | 60.3886 | 1
| Zone | South of Lugo | 12 | Monthly System Peak Day | CAISO | 1-in-2 | 2027 | 13 |  |  |  | 63.5369 | 1
| Zone | South of Lugo | 12 | Monthly System Peak Day | CAISO | 1-in-2 | 2027 | 14 |  |  |  | 65.1936 | 1
| Zone | South of Lugo | 12 | Monthly System Peak Day | CAISO | 1-in-2 | 2027 | 15 |  |  |  | 65.415 | 1
| Zone | South of Lugo | 12 | Monthly System Peak Day | CAISO | 1-in-2 | 2027 | 16 |  |  |  | 65.12 | 1
| Zone | South of Lugo | 12 | Monthly System Peak Day | CAISO | 1-in-2 | 2027 | 17 |  |  |  | 64.1567 | 1
| Zone | South of Lugo | 12 | Monthly System Peak Day | CAISO | 1-in-2 | 2027 | 18 |  |  |  | 61.6131 | 1
| Zone | South of Lugo | 12 | Monthly System Peak Day | CAISO | 1-in-2 | 2027 | 19 |  |  |  | 59.6925 | 1
| Zone | South of Lugo | 12 | Monthly System Peak Day | CAISO | 1-in-2 | 2027 | 20 |  |  |  | 58.0142 | 1
| Zone | South of Lugo | 12 | Monthly System Peak Day | CAISO | 1-in-2 | 2027 | 21 |  |  |  | 56.57 | 1
| Zone | South of Lugo | 12 | Monthly System Peak Day | CAISO | 1-in-2 | 2027 | 22 |  |  |  | 54.6525 | 1
| Zone | South of Lugo | 12 | Monthly System Peak Day | CAISO | 1-in-2 | 2027 | 23 |  |  |  | 53.4592 | 1
| Zone | South of Lugo | 12 | Monthly System Peak Day | CAISO | 1-in-2 | 2027 | 24 |  |  |  | 52.2789 | 1
| Zone | South of Lugo | 1 | Average Weekday | CAISO | 1-in-2 | 2028 | 1 |  |  |  | 54.2996 | 1
| Zone | South of Lugo | 1 | Average Weekday | CAISO | 1-in-2 | 2028 | 2 |  |  |  | 53.4933 | 1
| Zone | South of Lugo | 1 | Average Weekday | CAISO | 1-in-2 | 2028 | 3 |  |  |  | 52.8647 | 1
| Zone | South of Lugo | 1 | Average Weekday | CAISO | 1-in-2 | 2028 | 4 |  |  |  | 52.509 | 1
| Zone | South of Lugo | 1 | Average Weekday | CAISO | 1-in-2 | 2028 | 5 |  |  |  | 51.888 | 1
| Zone | South of Lugo | 1 | Average Weekday | CAISO | 1-in-2 | 2028 | 6 |  |  |  | 51.4582 | 1
| Zone | South of Lugo | 1 | Average Weekday | CAISO | 1-in-2 | 2028 | 7 |  |  |  | 51.3033 | 1
| Zone | South of Lugo | 1 | Average Weekday | CAISO | 1-in-2 | 2028 | 8 |  |  |  | 51.2305 | 1
| Zone | South of Lugo | 1 | Average Weekday | CAISO | 1-in-2 | 2028 | 9 |  |  |  | 51.8768 | 1
| Zone | South of Lugo | 1 | Average Weekday | CAISO | 1-in-2 | 2028 | 10 |  |  |  | 54.8698 | 1
| Zone | South of Lugo | 1 | Average Weekday | CAISO | 1-in-2 | 2028 | 11 |  |  |  | 58.6824 | 1
| Zone | South of Lugo | 1 | Average Weekday | CAISO | 1-in-2 | 2028 | 12 |  |  |  | 62.0233 | 1
| Zone | South of Lugo | 1 | Average Weekday | CAISO | 1-in-2 | 2028 | 13 |  |  |  | 64.7517 | 1
| Zone | South of Lugo | 1 | Average Weekday | CAISO | 1-in-2 | 2028 | 14 |  |  |  | 66.609 | 1
| Zone | South of Lugo | 1 | Average Weekday | CAISO | 1-in-2 | 2028 | 15 |  |  |  | 67.6135 | 1
| Zone | South of Lugo | 1 | Average Weekday | CAISO | 1-in-2 | 2028 | 16 |  |  |  | 67.9239 | 1
| Zone | South of Lugo | 1 | Average Weekday | CAISO | 1-in-2 | 2028 | 17 |  |  |  | 67.218 | 1
| Zone | South of Lugo | 1 | Average Weekday | CAISO | 1-in-2 | 2028 | 18 |  |  |  | 65.4439 | 1
| Zone | South of Lugo | 1 | Average Weekday | CAISO | 1-in-2 | 2028 | 19 |  |  |  | 62.7515 | 1
| Zone | South of Lugo | 1 | Average Weekday | CAISO | 1-in-2 | 2028 | 20 |  |  |  | 60.8664 | 1
| Zone | South of Lugo | 1 | Average Weekday | CAISO | 1-in-2 | 2028 | 21 |  |  |  | 59.4075 | 1
| Zone | South of Lugo | 1 | Average Weekday | CAISO | 1-in-2 | 2028 | 22 |  |  |  | 58.0478 | 1
| Zone | South of Lugo | 1 | Average Weekday | CAISO | 1-in-2 | 2028 | 23 |  |  |  | 56.725 | 1
| Zone | South of Lugo | 1 | Average Weekday | CAISO | 1-in-2 | 2028 | 24 |  |  |  | 55.5245 | 1
| Zone | South of Lugo | 1 | Monthly System Peak Day | CAISO | 1-in-2 | 2028 | 1 |  |  |  | 49.9694 | 1
| Zone | South of Lugo | 1 | Monthly System Peak Day | CAISO | 1-in-2 | 2028 | 2 |  |  |  | 49.1283 | 1
| Zone | South of Lugo | 1 | Monthly System Peak Day | CAISO | 1-in-2 | 2028 | 3 |  |  |  | 48.2514 | 1
| Zone | South of Lugo | 1 | Monthly System Peak Day | CAISO | 1-in-2 | 2028 | 4 |  |  |  | 47.3314 | 1
| Zone | South of Lugo | 1 | Monthly System Peak Day | CAISO | 1-in-2 | 2028 | 5 |  |  |  | 46.8064 | 1
| Zone | South of Lugo | 1 | Monthly System Peak Day | CAISO | 1-in-2 | 2028 | 6 |  |  |  | 46.4111 | 1
| Zone | South of Lugo | 1 | Monthly System Peak Day | CAISO | 1-in-2 | 2028 | 7 |  |  |  | 46.005 | 1
| Zone | South of Lugo | 1 | Monthly System Peak Day | CAISO | 1-in-2 | 2028 | 8 |  |  |  | 45.7428 | 1
| Zone | South of Lugo | 1 | Monthly System Peak Day | CAISO | 1-in-2 | 2028 | 9 |  |  |  | 46.7314 | 1
| Zone | South of Lugo | 1 | Monthly System Peak Day | CAISO | 1-in-2 | 2028 | 10 |  |  |  | 49.5278 | 1
| Zone | South of Lugo | 1 | Monthly System Peak Day | CAISO | 1-in-2 | 2028 | 11 |  |  |  | 53.0378 | 1
| Zone | South of Lugo | 1 | Monthly System Peak Day | CAISO | 1-in-2 | 2028 | 12 |  |  |  | 55.56 | 1
| Zone | South of Lugo | 1 | Monthly System Peak Day | CAISO | 1-in-2 | 2028 | 13 |  |  |  | 57.2756 | 1
| Zone | South of Lugo | 1 | Monthly System Peak Day | CAISO | 1-in-2 | 2028 | 14 |  |  |  | 58.14 | 1
| Zone | South of Lugo | 1 | Monthly System Peak Day | CAISO | 1-in-2 | 2028 | 15 |  |  |  | 59.0661 | 1
| Zone | South of Lugo | 1 | Monthly System Peak Day | CAISO | 1-in-2 | 2028 | 16 |  |  |  | 58.9131 | 1
| Zone | South of Lugo | 1 | Monthly System Peak Day | CAISO | 1-in-2 | 2028 | 17 |  |  |  | 57.9606 | 1
| Zone | South of Lugo | 1 | Monthly System Peak Day | CAISO | 1-in-2 | 2028 | 18 |  |  |  | 56.3247 | 1
| Zone | South of Lugo | 1 | Monthly System Peak Day | CAISO | 1-in-2 | 2028 | 19 |  |  |  | 55.1306 | 1
| Zone | South of Lugo | 1 | Monthly System Peak Day | CAISO | 1-in-2 | 2028 | 20 |  |  |  | 54.0664 | 1
| Zone | South of Lugo | 1 | Monthly System Peak Day | CAISO | 1-in-2 | 2028 | 21 |  |  |  | 52.8489 | 1
| Zone | South of Lugo | 1 | Monthly System Peak Day | CAISO | 1-in-2 | 2028 | 22 |  |  |  | 51.9478 | 1
| Zone | South of Lugo | 1 | Monthly System Peak Day | CAISO | 1-in-2 | 2028 | 23 |  |  |  | 50.8631 | 1
| Zone | South of Lugo | 1 | Monthly System Peak Day | CAISO | 1-in-2 | 2028 | 24 |  |  |  | 50.0019 | 1
| Zone | South of Lugo | 2 | Average Weekday | CAISO | 1-in-2 | 2028 | 1 |  |  |  | 54.9585 | 1
| Zone | South of Lugo | 2 | Average Weekday | CAISO | 1-in-2 | 2028 | 2 |  |  |  | 54.0444 | 1
| Zone | South of Lugo | 2 | Average Weekday | CAISO | 1-in-2 | 2028 | 3 |  |  |  | 53.2981 | 1
| Zone | South of Lugo | 2 | Average Weekday | CAISO | 1-in-2 | 2028 | 4 |  |  |  | 52.4177 | 1
| Zone | South of Lugo | 2 | Average Weekday | CAISO | 1-in-2 | 2028 | 5 |  |  |  | 51.7822 | 1
| Zone | South of Lugo | 2 | Average Weekday | CAISO | 1-in-2 | 2028 | 6 |  |  |  | 51.1989 | 1
| Zone | South of Lugo | 2 | Average Weekday | CAISO | 1-in-2 | 2028 | 7 |  |  |  | 50.8834 | 1
| Zone | South of Lugo | 2 | Average Weekday | CAISO | 1-in-2 | 2028 | 8 |  |  |  | 50.7149 | 1
| Zone | South of Lugo | 2 | Average Weekday | CAISO | 1-in-2 | 2028 | 9 |  |  |  | 52.3662 | 1
| Zone | South of Lugo | 2 | Average Weekday | CAISO | 1-in-2 | 2028 | 10 |  |  |  | 55.9543 | 1
| Zone | South of Lugo | 2 | Average Weekday | CAISO | 1-in-2 | 2028 | 11 |  |  |  | 59.7329 | 1
| Zone | South of Lugo | 2 | Average Weekday | CAISO | 1-in-2 | 2028 | 12 |  |  |  | 62.8562 | 1
| Zone | South of Lugo | 2 | Average Weekday | CAISO | 1-in-2 | 2028 | 13 |  |  |  | 65.2729 | 1
| Zone | South of Lugo | 2 | Average Weekday | CAISO | 1-in-2 | 2028 | 14 |  |  |  | 66.8845 | 1
| Zone | South of Lugo | 2 | Average Weekday | CAISO | 1-in-2 | 2028 | 15 |  |  |  | 67.6945 | 1
| Zone | South of Lugo | 2 | Average Weekday | CAISO | 1-in-2 | 2028 | 16 |  |  |  | 67.7745 | 1
| Zone | South of Lugo | 2 | Average Weekday | CAISO | 1-in-2 | 2028 | 17 |  |  |  | 67.1868 | 1
| Zone | South of Lugo | 2 | Average Weekday | CAISO | 1-in-2 | 2028 | 18 |  |  |  | 65.7662 | 1
| Zone | South of Lugo | 2 | Average Weekday | CAISO | 1-in-2 | 2028 | 19 |  |  |  | 63.2867 | 1
| Zone | South of Lugo | 2 | Average Weekday | CAISO | 1-in-2 | 2028 | 20 |  |  |  | 61.0119 | 1
| Zone | South of Lugo | 2 | Average Weekday | CAISO | 1-in-2 | 2028 | 21 |  |  |  | 59.4756 | 1
| Zone | South of Lugo | 2 | Average Weekday | CAISO | 1-in-2 | 2028 | 22 |  |  |  | 58.2593 | 1
| Zone | South of Lugo | 2 | Average Weekday | CAISO | 1-in-2 | 2028 | 23 |  |  |  | 57.0604 | 1
| Zone | South of Lugo | 2 | Average Weekday | CAISO | 1-in-2 | 2028 | 24 |  |  |  | 55.9455 | 1
| Zone | South of Lugo | 2 | Monthly System Peak Day | CAISO | 1-in-2 | 2028 | 1 |  |  |  | 44.145 | 1
| Zone | South of Lugo | 2 | Monthly System Peak Day | CAISO | 1-in-2 | 2028 | 2 |  |  |  | 43.5347 | 1
| Zone | South of Lugo | 2 | Monthly System Peak Day | CAISO | 1-in-2 | 2028 | 3 |  |  |  | 42.6722 | 1
| Zone | South of Lugo | 2 | Monthly System Peak Day | CAISO | 1-in-2 | 2028 | 4 |  |  |  | 42.1819 | 1
| Zone | South of Lugo | 2 | Monthly System Peak Day | CAISO | 1-in-2 | 2028 | 5 |  |  |  | 41.2997 | 1
| Zone | South of Lugo | 2 | Monthly System Peak Day | CAISO | 1-in-2 | 2028 | 6 |  |  |  | 40.4433 | 1
| Zone | South of Lugo | 2 | Monthly System Peak Day | CAISO | 1-in-2 | 2028 | 7 |  |  |  | 39.7297 | 1
| Zone | South of Lugo | 2 | Monthly System Peak Day | CAISO | 1-in-2 | 2028 | 8 |  |  |  | 39.4047 | 1
| Zone | South of Lugo | 2 | Monthly System Peak Day | CAISO | 1-in-2 | 2028 | 9 |  |  |  | 41.4589 | 1
| Zone | South of Lugo | 2 | Monthly System Peak Day | CAISO | 1-in-2 | 2028 | 10 |  |  |  | 45.2028 | 1
| Zone | South of Lugo | 2 | Monthly System Peak Day | CAISO | 1-in-2 | 2028 | 11 |  |  |  | 48.4597 | 1
| Zone | South of Lugo | 2 | Monthly System Peak Day | CAISO | 1-in-2 | 2028 | 12 |  |  |  | 51.7178 | 1
| Zone | South of Lugo | 2 | Monthly System Peak Day | CAISO | 1-in-2 | 2028 | 13 |  |  |  | 53.8994 | 1
| Zone | South of Lugo | 2 | Monthly System Peak Day | CAISO | 1-in-2 | 2028 | 14 |  |  |  | 55.7092 | 1
| Zone | South of Lugo | 2 | Monthly System Peak Day | CAISO | 1-in-2 | 2028 | 15 |  |  |  | 56.8964 | 1
| Zone | South of Lugo | 2 | Monthly System Peak Day | CAISO | 1-in-2 | 2028 | 16 |  |  |  | 57.5894 | 1
| Zone | South of Lugo | 2 | Monthly System Peak Day | CAISO | 1-in-2 | 2028 | 17 |  |  |  | 57.7119 | 1
| Zone | South of Lugo | 2 | Monthly System Peak Day | CAISO | 1-in-2 | 2028 | 18 |  |  |  | 56.8094 | 1
| Zone | South of Lugo | 2 | Monthly System Peak Day | CAISO | 1-in-2 | 2028 | 19 |  |  |  | 54.6603 | 1
| Zone | South of Lugo | 2 | Monthly System Peak Day | CAISO | 1-in-2 | 2028 | 20 |  |  |  | 52.4122 | 1
| Zone | South of Lugo | 2 | Monthly System Peak Day | CAISO | 1-in-2 | 2028 | 21 |  |  |  | 50.9461 | 1
| Zone | South of Lugo | 2 | Monthly System Peak Day | CAISO | 1-in-2 | 2028 | 22 |  |  |  | 49.5397 | 1
| Zone | South of Lugo | 2 | Monthly System Peak Day | CAISO | 1-in-2 | 2028 | 23 |  |  |  | 48.0589 | 1
| Zone | South of Lugo | 2 | Monthly System Peak Day | CAISO | 1-in-2 | 2028 | 24 |  |  |  | 46.6525 | 1
| Zone | South of Lugo | 3 | Average Weekday | CAISO | 1-in-2 | 2028 | 1 |  |  |  | 55.6732 | 1
| Zone | South of Lugo | 3 | Average Weekday | CAISO | 1-in-2 | 2028 | 2 |  |  |  | 54.6557 | 1
| Zone | South of Lugo | 3 | Average Weekday | CAISO | 1-in-2 | 2028 | 3 |  |  |  | 53.7029 | 1
| Zone | South of Lugo | 3 | Average Weekday | CAISO | 1-in-2 | 2028 | 4 |  |  |  | 52.9533 | 1
| Zone | South of Lugo | 3 | Average Weekday | CAISO | 1-in-2 | 2028 | 5 |  |  |  | 52.247 | 1
| Zone | South of Lugo | 3 | Average Weekday | CAISO | 1-in-2 | 2028 | 6 |  |  |  | 51.6805 | 1
| Zone | South of Lugo | 3 | Average Weekday | CAISO | 1-in-2 | 2028 | 7 |  |  |  | 51.3971 | 1
| Zone | South of Lugo | 3 | Average Weekday | CAISO | 1-in-2 | 2028 | 8 |  |  |  | 51.3137 | 1
| Zone | South of Lugo | 3 | Average Weekday | CAISO | 1-in-2 | 2028 | 9 |  |  |  | 52.3829 | 1
| Zone | South of Lugo | 3 | Average Weekday | CAISO | 1-in-2 | 2028 | 10 |  |  |  | 55.1184 | 1
| Zone | South of Lugo | 3 | Average Weekday | CAISO | 1-in-2 | 2028 | 11 |  |  |  | 58.4502 | 1
| Zone | South of Lugo | 3 | Average Weekday | CAISO | 1-in-2 | 2028 | 12 |  |  |  | 61.5339 | 1
| Zone | South of Lugo | 3 | Average Weekday | CAISO | 1-in-2 | 2028 | 13 |  |  |  | 63.9966 | 1
| Zone | South of Lugo | 3 | Average Weekday | CAISO | 1-in-2 | 2028 | 14 |  |  |  | 65.6855 | 1
| Zone | South of Lugo | 3 | Average Weekday | CAISO | 1-in-2 | 2028 | 15 |  |  |  | 66.8916 | 1
| Zone | South of Lugo | 3 | Average Weekday | CAISO | 1-in-2 | 2028 | 16 |  |  |  | 67.591 | 1
| Zone | South of Lugo | 3 | Average Weekday | CAISO | 1-in-2 | 2028 | 17 |  |  |  | 67.8021 | 1
| Zone | South of Lugo | 3 | Average Weekday | CAISO | 1-in-2 | 2028 | 18 |  |  |  | 67.0899 | 1
| Zone | South of Lugo | 3 | Average Weekday | CAISO | 1-in-2 | 2028 | 19 |  |  |  | 65.4501 | 1
| Zone | South of Lugo | 3 | Average Weekday | CAISO | 1-in-2 | 2028 | 20 |  |  |  | 62.8909 | 1
| Zone | South of Lugo | 3 | Average Weekday | CAISO | 1-in-2 | 2028 | 21 |  |  |  | 60.3913 | 1
| Zone | South of Lugo | 3 | Average Weekday | CAISO | 1-in-2 | 2028 | 22 |  |  |  | 58.8766 | 1
| Zone | South of Lugo | 3 | Average Weekday | CAISO | 1-in-2 | 2028 | 23 |  |  |  | 57.6289 | 1
| Zone | South of Lugo | 3 | Average Weekday | CAISO | 1-in-2 | 2028 | 24 |  |  |  | 56.4541 | 1
| Zone | South of Lugo | 3 | Monthly System Peak Day | CAISO | 1-in-2 | 2028 | 1 |  |  |  | 58.4778 | 1
| Zone | South of Lugo | 3 | Monthly System Peak Day | CAISO | 1-in-2 | 2028 | 2 |  |  |  | 57.2453 | 1
| Zone | South of Lugo | 3 | Monthly System Peak Day | CAISO | 1-in-2 | 2028 | 3 |  |  |  | 56.0475 | 1
| Zone | South of Lugo | 3 | Monthly System Peak Day | CAISO | 1-in-2 | 2028 | 4 |  |  |  | 54.6481 | 1
| Zone | South of Lugo | 3 | Monthly System Peak Day | CAISO | 1-in-2 | 2028 | 5 |  |  |  | 54.2919 | 1
| Zone | South of Lugo | 3 | Monthly System Peak Day | CAISO | 1-in-2 | 2028 | 6 |  |  |  | 53.1578 | 1
| Zone | South of Lugo | 3 | Monthly System Peak Day | CAISO | 1-in-2 | 2028 | 7 |  |  |  | 52.7189 | 1
| Zone | South of Lugo | 3 | Monthly System Peak Day | CAISO | 1-in-2 | 2028 | 8 |  |  |  | 52.2422 | 1
| Zone | South of Lugo | 3 | Monthly System Peak Day | CAISO | 1-in-2 | 2028 | 9 |  |  |  | 52.5025 | 1
| Zone | South of Lugo | 3 | Monthly System Peak Day | CAISO | 1-in-2 | 2028 | 10 |  |  |  | 55.5739 | 1
| Zone | South of Lugo | 3 | Monthly System Peak Day | CAISO | 1-in-2 | 2028 | 11 |  |  |  | 60.2822 | 1
| Zone | South of Lugo | 3 | Monthly System Peak Day | CAISO | 1-in-2 | 2028 | 12 |  |  |  | 64.8764 | 1
| Zone | South of Lugo | 3 | Monthly System Peak Day | CAISO | 1-in-2 | 2028 | 13 |  |  |  | 67.8367 | 1
| Zone | South of Lugo | 3 | Monthly System Peak Day | CAISO | 1-in-2 | 2028 | 14 |  |  |  | 69.2092 | 1
| Zone | South of Lugo | 3 | Monthly System Peak Day | CAISO | 1-in-2 | 2028 | 15 |  |  |  | 70.2414 | 1
| Zone | South of Lugo | 3 | Monthly System Peak Day | CAISO | 1-in-2 | 2028 | 16 |  |  |  | 71.2658 | 1
| Zone | South of Lugo | 3 | Monthly System Peak Day | CAISO | 1-in-2 | 2028 | 17 |  |  |  | 71.6358 | 1
| Zone | South of Lugo | 3 | Monthly System Peak Day | CAISO | 1-in-2 | 2028 | 18 |  |  |  | 71.185 | 1
| Zone | South of Lugo | 3 | Monthly System Peak Day | CAISO | 1-in-2 | 2028 | 19 |  |  |  | 69.5747 | 1
| Zone | South of Lugo | 3 | Monthly System Peak Day | CAISO | 1-in-2 | 2028 | 20 |  |  |  | 66.3922 | 1
| Zone | South of Lugo | 3 | Monthly System Peak Day | CAISO | 1-in-2 | 2028 | 21 |  |  |  | 63.3958 | 1
| Zone | South of Lugo | 3 | Monthly System Peak Day | CAISO | 1-in-2 | 2028 | 22 |  |  |  | 61.6881 | 1
| Zone | South of Lugo | 3 | Monthly System Peak Day | CAISO | 1-in-2 | 2028 | 23 |  |  |  | 60.0722 | 1
| Zone | South of Lugo | 3 | Monthly System Peak Day | CAISO | 1-in-2 | 2028 | 24 |  |  |  | 58.4769 | 1
| Zone | South of Lugo | 4 | Average Weekday | CAISO | 1-in-2 | 2028 | 1 |  |  |  | 58.0175 | 1
| Zone | South of Lugo | 4 | Average Weekday | CAISO | 1-in-2 | 2028 | 2 |  |  |  | 57.1737 | 1
| Zone | South of Lugo | 4 | Average Weekday | CAISO | 1-in-2 | 2028 | 3 |  |  |  | 56.4171 | 1
| Zone | South of Lugo | 4 | Average Weekday | CAISO | 1-in-2 | 2028 | 4 |  |  |  | 55.722 | 1
| Zone | South of Lugo | 4 | Average Weekday | CAISO | 1-in-2 | 2028 | 5 |  |  |  | 55.1391 | 1
| Zone | South of Lugo | 4 | Average Weekday | CAISO | 1-in-2 | 2028 | 6 |  |  |  | 54.7482 | 1
| Zone | South of Lugo | 4 | Average Weekday | CAISO | 1-in-2 | 2028 | 7 |  |  |  | 54.4337 | 1
| Zone | South of Lugo | 4 | Average Weekday | CAISO | 1-in-2 | 2028 | 8 |  |  |  | 54.4184 | 1
| Zone | South of Lugo | 4 | Average Weekday | CAISO | 1-in-2 | 2028 | 9 |  |  |  | 55.9212 | 1
| Zone | South of Lugo | 4 | Average Weekday | CAISO | 1-in-2 | 2028 | 10 |  |  |  | 58.4835 | 1
| Zone | South of Lugo | 4 | Average Weekday | CAISO | 1-in-2 | 2028 | 11 |  |  |  | 61.2865 | 1
| Zone | South of Lugo | 4 | Average Weekday | CAISO | 1-in-2 | 2028 | 12 |  |  |  | 64.1775 | 1
| Zone | South of Lugo | 4 | Average Weekday | CAISO | 1-in-2 | 2028 | 13 |  |  |  | 66.5067 | 1
| Zone | South of Lugo | 4 | Average Weekday | CAISO | 1-in-2 | 2028 | 14 |  |  |  | 68.336 | 1
| Zone | South of Lugo | 4 | Average Weekday | CAISO | 1-in-2 | 2028 | 15 |  |  |  | 69.6837 | 1
| Zone | South of Lugo | 4 | Average Weekday | CAISO | 1-in-2 | 2028 | 16 |  |  |  | 70.354 | 1
| Zone | South of Lugo | 4 | Average Weekday | CAISO | 1-in-2 | 2028 | 17 |  |  |  | 70.5957 | 1
| Zone | South of Lugo | 4 | Average Weekday | CAISO | 1-in-2 | 2028 | 18 |  |  |  | 70.1069 | 1
| Zone | South of Lugo | 4 | Average Weekday | CAISO | 1-in-2 | 2028 | 19 |  |  |  | 68.8098 | 1
| Zone | South of Lugo | 4 | Average Weekday | CAISO | 1-in-2 | 2028 | 20 |  |  |  | 66.455 | 1
| Zone | South of Lugo | 4 | Average Weekday | CAISO | 1-in-2 | 2028 | 21 |  |  |  | 63.3945 | 1
| Zone | South of Lugo | 4 | Average Weekday | CAISO | 1-in-2 | 2028 | 22 |  |  |  | 61.1655 | 1
| Zone | South of Lugo | 4 | Average Weekday | CAISO | 1-in-2 | 2028 | 23 |  |  |  | 59.6977 | 1
| Zone | South of Lugo | 4 | Average Weekday | CAISO | 1-in-2 | 2028 | 24 |  |  |  | 58.6464 | 1
| Zone | South of Lugo | 4 | Monthly System Peak Day | CAISO | 1-in-2 | 2028 | 1 |  |  |  | 63.8797 | 1
| Zone | South of Lugo | 4 | Monthly System Peak Day | CAISO | 1-in-2 | 2028 | 2 |  |  |  | 62.5253 | 1
| Zone | South of Lugo | 4 | Monthly System Peak Day | CAISO | 1-in-2 | 2028 | 3 |  |  |  | 61.6583 | 1
| Zone | South of Lugo | 4 | Monthly System Peak Day | CAISO | 1-in-2 | 2028 | 4 |  |  |  | 60.9231 | 1
| Zone | South of Lugo | 4 | Monthly System Peak Day | CAISO | 1-in-2 | 2028 | 5 |  |  |  | 59.9731 | 1
| Zone | South of Lugo | 4 | Monthly System Peak Day | CAISO | 1-in-2 | 2028 | 6 |  |  |  | 59.3736 | 1
| Zone | South of Lugo | 4 | Monthly System Peak Day | CAISO | 1-in-2 | 2028 | 7 |  |  |  | 59.0392 | 1
| Zone | South of Lugo | 4 | Monthly System Peak Day | CAISO | 1-in-2 | 2028 | 8 |  |  |  | 59.3867 | 1
| Zone | South of Lugo | 4 | Monthly System Peak Day | CAISO | 1-in-2 | 2028 | 9 |  |  |  | 60.8022 | 1
| Zone | South of Lugo | 4 | Monthly System Peak Day | CAISO | 1-in-2 | 2028 | 10 |  |  |  | 64.9192 | 1
| Zone | South of Lugo | 4 | Monthly System Peak Day | CAISO | 1-in-2 | 2028 | 11 |  |  |  | 69.5942 | 1
| Zone | South of Lugo | 4 | Monthly System Peak Day | CAISO | 1-in-2 | 2028 | 12 |  |  |  | 74.1689 | 1
| Zone | South of Lugo | 4 | Monthly System Peak Day | CAISO | 1-in-2 | 2028 | 13 |  |  |  | 78.0494 | 1
| Zone | South of Lugo | 4 | Monthly System Peak Day | CAISO | 1-in-2 | 2028 | 14 |  |  |  | 80.7806 | 1
| Zone | South of Lugo | 4 | Monthly System Peak Day | CAISO | 1-in-2 | 2028 | 15 |  |  |  | 82.8028 | 1
| Zone | South of Lugo | 4 | Monthly System Peak Day | CAISO | 1-in-2 | 2028 | 16 |  |  |  | 83.5047 | 1
| Zone | South of Lugo | 4 | Monthly System Peak Day | CAISO | 1-in-2 | 2028 | 17 |  |  |  | 82.9567 | 1
| Zone | South of Lugo | 4 | Monthly System Peak Day | CAISO | 1-in-2 | 2028 | 18 |  |  |  | 82.3178 | 1
| Zone | South of Lugo | 4 | Monthly System Peak Day | CAISO | 1-in-2 | 2028 | 19 |  |  |  | 81.0725 | 1
| Zone | South of Lugo | 4 | Monthly System Peak Day | CAISO | 1-in-2 | 2028 | 20 |  |  |  | 78.5583 | 1
| Zone | South of Lugo | 4 | Monthly System Peak Day | CAISO | 1-in-2 | 2028 | 21 |  |  |  | 74.0617 | 1
| Zone | South of Lugo | 4 | Monthly System Peak Day | CAISO | 1-in-2 | 2028 | 22 |  |  |  | 69.5994 | 1
| Zone | South of Lugo | 4 | Monthly System Peak Day | CAISO | 1-in-2 | 2028 | 23 |  |  |  | 66.6206 | 1
| Zone | South of Lugo | 4 | Monthly System Peak Day | CAISO | 1-in-2 | 2028 | 24 |  |  |  | 64.6678 | 1
| Zone | South of Lugo | 5 | Average Weekday | CAISO | 1-in-2 | 2028 | 1 |  |  |  | 61.1348 | 1
| Zone | South of Lugo | 5 | Average Weekday | CAISO | 1-in-2 | 2028 | 2 |  |  |  | 60.5346 | 1
| Zone | South of Lugo | 5 | Average Weekday | CAISO | 1-in-2 | 2028 | 3 |  |  |  | 60.0288 | 1
| Zone | South of Lugo | 5 | Average Weekday | CAISO | 1-in-2 | 2028 | 4 |  |  |  | 59.5236 | 1
| Zone | South of Lugo | 5 | Average Weekday | CAISO | 1-in-2 | 2028 | 5 |  |  |  | 59.1163 | 1
| Zone | South of Lugo | 5 | Average Weekday | CAISO | 1-in-2 | 2028 | 6 |  |  |  | 58.7282 | 1
| Zone | South of Lugo | 5 | Average Weekday | CAISO | 1-in-2 | 2028 | 7 |  |  |  | 58.3962 | 1
| Zone | South of Lugo | 5 | Average Weekday | CAISO | 1-in-2 | 2028 | 8 |  |  |  | 58.7437 | 1
| Zone | South of Lugo | 5 | Average Weekday | CAISO | 1-in-2 | 2028 | 9 |  |  |  | 60.2327 | 1
| Zone | South of Lugo | 5 | Average Weekday | CAISO | 1-in-2 | 2028 | 10 |  |  |  | 62.3563 | 1
| Zone | South of Lugo | 5 | Average Weekday | CAISO | 1-in-2 | 2028 | 11 |  |  |  | 64.933 | 1
| Zone | South of Lugo | 5 | Average Weekday | CAISO | 1-in-2 | 2028 | 12 |  |  |  | 67.3178 | 1
| Zone | South of Lugo | 5 | Average Weekday | CAISO | 1-in-2 | 2028 | 13 |  |  |  | 69.4255 | 1
| Zone | South of Lugo | 5 | Average Weekday | CAISO | 1-in-2 | 2028 | 14 |  |  |  | 71.148 | 1
| Zone | South of Lugo | 5 | Average Weekday | CAISO | 1-in-2 | 2028 | 15 |  |  |  | 72.4241 | 1
| Zone | South of Lugo | 5 | Average Weekday | CAISO | 1-in-2 | 2028 | 16 |  |  |  | 73.1156 | 1
| Zone | South of Lugo | 5 | Average Weekday | CAISO | 1-in-2 | 2028 | 17 |  |  |  | 73.2273 | 1
| Zone | South of Lugo | 5 | Average Weekday | CAISO | 1-in-2 | 2028 | 18 |  |  |  | 72.5655 | 1
| Zone | South of Lugo | 5 | Average Weekday | CAISO | 1-in-2 | 2028 | 19 |  |  |  | 71.1484 | 1
| Zone | South of Lugo | 5 | Average Weekday | CAISO | 1-in-2 | 2028 | 20 |  |  |  | 68.9891 | 1
| Zone | South of Lugo | 5 | Average Weekday | CAISO | 1-in-2 | 2028 | 21 |  |  |  | 66.1434 | 1
| Zone | South of Lugo | 5 | Average Weekday | CAISO | 1-in-2 | 2028 | 22 |  |  |  | 63.9125 | 1
| Zone | South of Lugo | 5 | Average Weekday | CAISO | 1-in-2 | 2028 | 23 |  |  |  | 62.6515 | 1
| Zone | South of Lugo | 5 | Average Weekday | CAISO | 1-in-2 | 2028 | 24 |  |  |  | 61.7451 | 1
| Zone | South of Lugo | 5 | Monthly System Peak Day | CAISO | 1-in-2 | 2028 | 1 |  |  |  | 67.0208 | 1
| Zone | South of Lugo | 5 | Monthly System Peak Day | CAISO | 1-in-2 | 2028 | 2 |  |  |  | 65.5894 | 1
| Zone | South of Lugo | 5 | Monthly System Peak Day | CAISO | 1-in-2 | 2028 | 3 |  |  |  | 64.2253 | 1
| Zone | South of Lugo | 5 | Monthly System Peak Day | CAISO | 1-in-2 | 2028 | 4 |  |  |  | 62.7719 | 1
| Zone | South of Lugo | 5 | Monthly System Peak Day | CAISO | 1-in-2 | 2028 | 5 |  |  |  | 61.3103 | 1
| Zone | South of Lugo | 5 | Monthly System Peak Day | CAISO | 1-in-2 | 2028 | 6 |  |  |  | 60.7589 | 1
| Zone | South of Lugo | 5 | Monthly System Peak Day | CAISO | 1-in-2 | 2028 | 7 |  |  |  | 60.645 | 1
| Zone | South of Lugo | 5 | Monthly System Peak Day | CAISO | 1-in-2 | 2028 | 8 |  |  |  | 61.2089 | 1
| Zone | South of Lugo | 5 | Monthly System Peak Day | CAISO | 1-in-2 | 2028 | 9 |  |  |  | 64.0603 | 1
| Zone | South of Lugo | 5 | Monthly System Peak Day | CAISO | 1-in-2 | 2028 | 10 |  |  |  | 69.1803 | 1
| Zone | South of Lugo | 5 | Monthly System Peak Day | CAISO | 1-in-2 | 2028 | 11 |  |  |  | 74.5167 | 1
| Zone | South of Lugo | 5 | Monthly System Peak Day | CAISO | 1-in-2 | 2028 | 12 |  |  |  | 79.0092 | 1
| Zone | South of Lugo | 5 | Monthly System Peak Day | CAISO | 1-in-2 | 2028 | 13 |  |  |  | 82.1086 | 1
| Zone | South of Lugo | 5 | Monthly System Peak Day | CAISO | 1-in-2 | 2028 | 14 |  |  |  | 84.1044 | 1
| Zone | South of Lugo | 5 | Monthly System Peak Day | CAISO | 1-in-2 | 2028 | 15 |  |  |  | 85.5183 | 1
| Zone | South of Lugo | 5 | Monthly System Peak Day | CAISO | 1-in-2 | 2028 | 16 |  |  |  | 86.6833 | 1
| Zone | South of Lugo | 5 | Monthly System Peak Day | CAISO | 1-in-2 | 2028 | 17 |  |  |  | 86.2722 | 1
| Zone | South of Lugo | 5 | Monthly System Peak Day | CAISO | 1-in-2 | 2028 | 18 |  |  |  | 84.8111 | 1
| Zone | South of Lugo | 5 | Monthly System Peak Day | CAISO | 1-in-2 | 2028 | 19 |  |  |  | 82.0425 | 1
| Zone | South of Lugo | 5 | Monthly System Peak Day | CAISO | 1-in-2 | 2028 | 20 |  |  |  | 79.2078 | 1
| Zone | South of Lugo | 5 | Monthly System Peak Day | CAISO | 1-in-2 | 2028 | 21 |  |  |  | 74.8703 | 1
| Zone | South of Lugo | 5 | Monthly System Peak Day | CAISO | 1-in-2 | 2028 | 22 |  |  |  | 71.1503 | 1
| Zone | South of Lugo | 5 | Monthly System Peak Day | CAISO | 1-in-2 | 2028 | 23 |  |  |  | 69.6478 | 1
| Zone | South of Lugo | 5 | Monthly System Peak Day | CAISO | 1-in-2 | 2028 | 24 |  |  |  | 67.2344 | 1
| Zone | South of Lugo | 6 | Average Weekday | CAISO | 1-in-2 | 2028 | 1 |  |  |  | 63.9782 | 1
| Zone | South of Lugo | 6 | Average Weekday | CAISO | 1-in-2 | 2028 | 2 |  |  |  | 63.1095 | 1
| Zone | South of Lugo | 6 | Average Weekday | CAISO | 1-in-2 | 2028 | 3 |  |  |  | 62.3522 | 1
| Zone | South of Lugo | 6 | Average Weekday | CAISO | 1-in-2 | 2028 | 4 |  |  |  | 61.6996 | 1
| Zone | South of Lugo | 6 | Average Weekday | CAISO | 1-in-2 | 2028 | 5 |  |  |  | 61.1746 | 1
| Zone | South of Lugo | 6 | Average Weekday | CAISO | 1-in-2 | 2028 | 6 |  |  |  | 60.7294 | 1
| Zone | South of Lugo | 6 | Average Weekday | CAISO | 1-in-2 | 2028 | 7 |  |  |  | 60.3883 | 1
| Zone | South of Lugo | 6 | Average Weekday | CAISO | 1-in-2 | 2028 | 8 |  |  |  | 60.8863 | 1
| Zone | South of Lugo | 6 | Average Weekday | CAISO | 1-in-2 | 2028 | 9 |  |  |  | 62.5691 | 1
| Zone | South of Lugo | 6 | Average Weekday | CAISO | 1-in-2 | 2028 | 10 |  |  |  | 65.1324 | 1
| Zone | South of Lugo | 6 | Average Weekday | CAISO | 1-in-2 | 2028 | 11 |  |  |  | 68.1945 | 1
| Zone | South of Lugo | 6 | Average Weekday | CAISO | 1-in-2 | 2028 | 12 |  |  |  | 71.3648 | 1
| Zone | South of Lugo | 6 | Average Weekday | CAISO | 1-in-2 | 2028 | 13 |  |  |  | 73.9036 | 1
| Zone | South of Lugo | 6 | Average Weekday | CAISO | 1-in-2 | 2028 | 14 |  |  |  | 76.0368 | 1
| Zone | South of Lugo | 6 | Average Weekday | CAISO | 1-in-2 | 2028 | 15 |  |  |  | 77.7526 | 1
| Zone | South of Lugo | 6 | Average Weekday | CAISO | 1-in-2 | 2028 | 16 |  |  |  | 78.7286 | 1
| Zone | South of Lugo | 6 | Average Weekday | CAISO | 1-in-2 | 2028 | 17 |  |  |  | 79.2035 | 1
| Zone | South of Lugo | 6 | Average Weekday | CAISO | 1-in-2 | 2028 | 18 |  |  |  | 78.5518 | 1
| Zone | South of Lugo | 6 | Average Weekday | CAISO | 1-in-2 | 2028 | 19 |  |  |  | 77.0958 | 1
| Zone | South of Lugo | 6 | Average Weekday | CAISO | 1-in-2 | 2028 | 20 |  |  |  | 74.8612 | 1
| Zone | South of Lugo | 6 | Average Weekday | CAISO | 1-in-2 | 2028 | 21 |  |  |  | 71.7224 | 1
| Zone | South of Lugo | 6 | Average Weekday | CAISO | 1-in-2 | 2028 | 22 |  |  |  | 68.5028 | 1
| Zone | South of Lugo | 6 | Average Weekday | CAISO | 1-in-2 | 2028 | 23 |  |  |  | 66.5545 | 1
| Zone | South of Lugo | 6 | Average Weekday | CAISO | 1-in-2 | 2028 | 24 |  |  |  | 65.2126 | 1
| Zone | South of Lugo | 6 | Monthly System Peak Day | CAISO | 1-in-2 | 2028 | 1 |  |  |  | 65.3122 | 1
| Zone | South of Lugo | 6 | Monthly System Peak Day | CAISO | 1-in-2 | 2028 | 2 |  |  |  | 64.4594 | 1
| Zone | South of Lugo | 6 | Monthly System Peak Day | CAISO | 1-in-2 | 2028 | 3 |  |  |  | 63.6856 | 1
| Zone | South of Lugo | 6 | Monthly System Peak Day | CAISO | 1-in-2 | 2028 | 4 |  |  |  | 62.6772 | 1
| Zone | South of Lugo | 6 | Monthly System Peak Day | CAISO | 1-in-2 | 2028 | 5 |  |  |  | 61.7481 | 1
| Zone | South of Lugo | 6 | Monthly System Peak Day | CAISO | 1-in-2 | 2028 | 6 |  |  |  | 61.2672 | 1
| Zone | South of Lugo | 6 | Monthly System Peak Day | CAISO | 1-in-2 | 2028 | 7 |  |  |  | 60.8669 | 1
| Zone | South of Lugo | 6 | Monthly System Peak Day | CAISO | 1-in-2 | 2028 | 8 |  |  |  | 61.5311 | 1
| Zone | South of Lugo | 6 | Monthly System Peak Day | CAISO | 1-in-2 | 2028 | 9 |  |  |  | 64.1175 | 1
| Zone | South of Lugo | 6 | Monthly System Peak Day | CAISO | 1-in-2 | 2028 | 10 |  |  |  | 67.3953 | 1
| Zone | South of Lugo | 6 | Monthly System Peak Day | CAISO | 1-in-2 | 2028 | 11 |  |  |  | 70.6878 | 1
| Zone | South of Lugo | 6 | Monthly System Peak Day | CAISO | 1-in-2 | 2028 | 12 |  |  |  | 74.4286 | 1
| Zone | South of Lugo | 6 | Monthly System Peak Day | CAISO | 1-in-2 | 2028 | 13 |  |  |  | 77.7342 | 1
| Zone | South of Lugo | 6 | Monthly System Peak Day | CAISO | 1-in-2 | 2028 | 14 |  |  |  | 80.8556 | 1
| Zone | South of Lugo | 6 | Monthly System Peak Day | CAISO | 1-in-2 | 2028 | 15 |  |  |  | 83.6972 | 1
| Zone | South of Lugo | 6 | Monthly System Peak Day | CAISO | 1-in-2 | 2028 | 16 |  |  |  | 84.9611 | 1
| Zone | South of Lugo | 6 | Monthly System Peak Day | CAISO | 1-in-2 | 2028 | 17 |  |  |  | 85.0806 | 1
| Zone | South of Lugo | 6 | Monthly System Peak Day | CAISO | 1-in-2 | 2028 | 18 |  |  |  | 84.5833 | 1
| Zone | South of Lugo | 6 | Monthly System Peak Day | CAISO | 1-in-2 | 2028 | 19 |  |  |  | 83.1889 | 1
| Zone | South of Lugo | 6 | Monthly System Peak Day | CAISO | 1-in-2 | 2028 | 20 |  |  |  | 80.3558 | 1
| Zone | South of Lugo | 6 | Monthly System Peak Day | CAISO | 1-in-2 | 2028 | 21 |  |  |  | 76.0669 | 1
| Zone | South of Lugo | 6 | Monthly System Peak Day | CAISO | 1-in-2 | 2028 | 22 |  |  |  | 71.5611 | 1
| Zone | South of Lugo | 6 | Monthly System Peak Day | CAISO | 1-in-2 | 2028 | 23 |  |  |  | 68.6919 | 1
| Zone | South of Lugo | 6 | Monthly System Peak Day | CAISO | 1-in-2 | 2028 | 24 |  |  |  | 66.9717 | 1
| Zone | South of Lugo | 7 | Average Weekday | CAISO | 1-in-2 | 2028 | 1 |  |  |  | 68.6348 | 1
| Zone | South of Lugo | 7 | Average Weekday | CAISO | 1-in-2 | 2028 | 2 |  |  |  | 67.8546 | 1
| Zone | South of Lugo | 7 | Average Weekday | CAISO | 1-in-2 | 2028 | 3 |  |  |  | 67.1611 | 1
| Zone | South of Lugo | 7 | Average Weekday | CAISO | 1-in-2 | 2028 | 4 |  |  |  | 66.537 | 1
| Zone | South of Lugo | 7 | Average Weekday | CAISO | 1-in-2 | 2028 | 5 |  |  |  | 66.0419 | 1
| Zone | South of Lugo | 7 | Average Weekday | CAISO | 1-in-2 | 2028 | 6 |  |  |  | 65.5975 | 1
| Zone | South of Lugo | 7 | Average Weekday | CAISO | 1-in-2 | 2028 | 7 |  |  |  | 65.2822 | 1
| Zone | South of Lugo | 7 | Average Weekday | CAISO | 1-in-2 | 2028 | 8 |  |  |  | 65.8683 | 1
| Zone | South of Lugo | 7 | Average Weekday | CAISO | 1-in-2 | 2028 | 9 |  |  |  | 67.9582 | 1
| Zone | South of Lugo | 7 | Average Weekday | CAISO | 1-in-2 | 2028 | 10 |  |  |  | 70.6765 | 1
| Zone | South of Lugo | 7 | Average Weekday | CAISO | 1-in-2 | 2028 | 11 |  |  |  | 73.7944 | 1
| Zone | South of Lugo | 7 | Average Weekday | CAISO | 1-in-2 | 2028 | 12 |  |  |  | 76.9344 | 1
| Zone | South of Lugo | 7 | Average Weekday | CAISO | 1-in-2 | 2028 | 13 |  |  |  | 79.4886 | 1
| Zone | South of Lugo | 7 | Average Weekday | CAISO | 1-in-2 | 2028 | 14 |  |  |  | 81.4124 | 1
| Zone | South of Lugo | 7 | Average Weekday | CAISO | 1-in-2 | 2028 | 15 |  |  |  | 82.8268 | 1
| Zone | South of Lugo | 7 | Average Weekday | CAISO | 1-in-2 | 2028 | 16 |  |  |  | 83.4491 | 1
| Zone | South of Lugo | 7 | Average Weekday | CAISO | 1-in-2 | 2028 | 17 |  |  |  | 83.7052 | 1
| Zone | South of Lugo | 7 | Average Weekday | CAISO | 1-in-2 | 2028 | 18 |  |  |  | 83.0297 | 1
| Zone | South of Lugo | 7 | Average Weekday | CAISO | 1-in-2 | 2028 | 19 |  |  |  | 81.4723 | 1
| Zone | South of Lugo | 7 | Average Weekday | CAISO | 1-in-2 | 2028 | 20 |  |  |  | 79.2629 | 1
| Zone | South of Lugo | 7 | Average Weekday | CAISO | 1-in-2 | 2028 | 21 |  |  |  | 76.138 | 1
| Zone | South of Lugo | 7 | Average Weekday | CAISO | 1-in-2 | 2028 | 22 |  |  |  | 72.8533 | 1
| Zone | South of Lugo | 7 | Average Weekday | CAISO | 1-in-2 | 2028 | 23 |  |  |  | 70.8084 | 1
| Zone | South of Lugo | 7 | Average Weekday | CAISO | 1-in-2 | 2028 | 24 |  |  |  | 69.575 | 1
| Zone | South of Lugo | 7 | Monthly System Peak Day | CAISO | 1-in-2 | 2028 | 1 |  |  |  | 73.4597 | 1
| Zone | South of Lugo | 7 | Monthly System Peak Day | CAISO | 1-in-2 | 2028 | 2 |  |  |  | 72.6967 | 1
| Zone | South of Lugo | 7 | Monthly System Peak Day | CAISO | 1-in-2 | 2028 | 3 |  |  |  | 72.0013 | 1
| Zone | South of Lugo | 7 | Monthly System Peak Day | CAISO | 1-in-2 | 2028 | 4 |  |  |  | 71.4436 | 1
| Zone | South of Lugo | 7 | Monthly System Peak Day | CAISO | 1-in-2 | 2028 | 5 |  |  |  | 70.7646 | 1
| Zone | South of Lugo | 7 | Monthly System Peak Day | CAISO | 1-in-2 | 2028 | 6 |  |  |  | 70.1551 | 1
| Zone | South of Lugo | 7 | Monthly System Peak Day | CAISO | 1-in-2 | 2028 | 7 |  |  |  | 69.8672 | 1
| Zone | South of Lugo | 7 | Monthly System Peak Day | CAISO | 1-in-2 | 2028 | 8 |  |  |  | 70.0008 | 1
| Zone | South of Lugo | 7 | Monthly System Peak Day | CAISO | 1-in-2 | 2028 | 9 |  |  |  | 72.5462 | 1
| Zone | South of Lugo | 7 | Monthly System Peak Day | CAISO | 1-in-2 | 2028 | 10 |  |  |  | 76.518 | 1
| Zone | South of Lugo | 7 | Monthly System Peak Day | CAISO | 1-in-2 | 2028 | 11 |  |  |  | 81.2205 | 1
| Zone | South of Lugo | 7 | Monthly System Peak Day | CAISO | 1-in-2 | 2028 | 12 |  |  |  | 85.1359 | 1
| Zone | South of Lugo | 7 | Monthly System Peak Day | CAISO | 1-in-2 | 2028 | 13 |  |  |  | 87.8179 | 1
| Zone | South of Lugo | 7 | Monthly System Peak Day | CAISO | 1-in-2 | 2028 | 14 |  |  |  | 89.6692 | 1
| Zone | South of Lugo | 7 | Monthly System Peak Day | CAISO | 1-in-2 | 2028 | 15 |  |  |  | 90.8538 | 1
| Zone | South of Lugo | 7 | Monthly System Peak Day | CAISO | 1-in-2 | 2028 | 16 |  |  |  | 91.0974 | 1
| Zone | South of Lugo | 7 | Monthly System Peak Day | CAISO | 1-in-2 | 2028 | 17 |  |  |  | 91.1974 | 1
| Zone | South of Lugo | 7 | Monthly System Peak Day | CAISO | 1-in-2 | 2028 | 18 |  |  |  | 90.4667 | 1
| Zone | South of Lugo | 7 | Monthly System Peak Day | CAISO | 1-in-2 | 2028 | 19 |  |  |  | 88.759 | 1
| Zone | South of Lugo | 7 | Monthly System Peak Day | CAISO | 1-in-2 | 2028 | 20 |  |  |  | 86.2692 | 1
| Zone | South of Lugo | 7 | Monthly System Peak Day | CAISO | 1-in-2 | 2028 | 21 |  |  |  | 83.7231 | 1
| Zone | South of Lugo | 7 | Monthly System Peak Day | CAISO | 1-in-2 | 2028 | 22 |  |  |  | 80.9923 | 1
| Zone | South of Lugo | 7 | Monthly System Peak Day | CAISO | 1-in-2 | 2028 | 23 |  |  |  | 78.6082 | 1
| Zone | South of Lugo | 7 | Monthly System Peak Day | CAISO | 1-in-2 | 2028 | 24 |  |  |  | 76.8256 | 1
| Zone | South of Lugo | 8 | Average Weekday | CAISO | 1-in-2 | 2028 | 1 |  |  |  | 70.0345 | 1
| Zone | South of Lugo | 8 | Average Weekday | CAISO | 1-in-2 | 2028 | 2 |  |  |  | 69.0806 | 1
| Zone | South of Lugo | 8 | Average Weekday | CAISO | 1-in-2 | 2028 | 3 |  |  |  | 68.2447 | 1
| Zone | South of Lugo | 8 | Average Weekday | CAISO | 1-in-2 | 2028 | 4 |  |  |  | 67.5212 | 1
| Zone | South of Lugo | 8 | Average Weekday | CAISO | 1-in-2 | 2028 | 5 |  |  |  | 66.9202 | 1
| Zone | South of Lugo | 8 | Average Weekday | CAISO | 1-in-2 | 2028 | 6 |  |  |  | 66.3969 | 1
| Zone | South of Lugo | 8 | Average Weekday | CAISO | 1-in-2 | 2028 | 7 |  |  |  | 66.0998 | 1
| Zone | South of Lugo | 8 | Average Weekday | CAISO | 1-in-2 | 2028 | 8 |  |  |  | 66.163 | 1
| Zone | South of Lugo | 8 | Average Weekday | CAISO | 1-in-2 | 2028 | 9 |  |  |  | 68.0861 | 1
| Zone | South of Lugo | 8 | Average Weekday | CAISO | 1-in-2 | 2028 | 10 |  |  |  | 71.1121 | 1
| Zone | South of Lugo | 8 | Average Weekday | CAISO | 1-in-2 | 2028 | 11 |  |  |  | 74.7632 | 1
| Zone | South of Lugo | 8 | Average Weekday | CAISO | 1-in-2 | 2028 | 12 |  |  |  | 78.4705 | 1
| Zone | South of Lugo | 8 | Average Weekday | CAISO | 1-in-2 | 2028 | 13 |  |  |  | 81.311 | 1
| Zone | South of Lugo | 8 | Average Weekday | CAISO | 1-in-2 | 2028 | 14 |  |  |  | 83.5318 | 1
| Zone | South of Lugo | 8 | Average Weekday | CAISO | 1-in-2 | 2028 | 15 |  |  |  | 84.9576 | 1
| Zone | South of Lugo | 8 | Average Weekday | CAISO | 1-in-2 | 2028 | 16 |  |  |  | 85.6107 | 1
| Zone | South of Lugo | 8 | Average Weekday | CAISO | 1-in-2 | 2028 | 17 |  |  |  | 85.8816 | 1
| Zone | South of Lugo | 8 | Average Weekday | CAISO | 1-in-2 | 2028 | 18 |  |  |  | 85.1098 | 1
| Zone | South of Lugo | 8 | Average Weekday | CAISO | 1-in-2 | 2028 | 19 |  |  |  | 83.4933 | 1
| Zone | South of Lugo | 8 | Average Weekday | CAISO | 1-in-2 | 2028 | 20 |  |  |  | 80.9206 | 1
| Zone | South of Lugo | 8 | Average Weekday | CAISO | 1-in-2 | 2028 | 21 |  |  |  | 77.1187 | 1
| Zone | South of Lugo | 8 | Average Weekday | CAISO | 1-in-2 | 2028 | 22 |  |  |  | 74.0969 | 1
| Zone | South of Lugo | 8 | Average Weekday | CAISO | 1-in-2 | 2028 | 23 |  |  |  | 72.2916 | 1
| Zone | South of Lugo | 8 | Average Weekday | CAISO | 1-in-2 | 2028 | 24 |  |  |  | 71.0937 | 1
| Zone | South of Lugo | 8 | Monthly System Peak Day | CAISO | 1-in-2 | 2028 | 1 |  |  |  | 78.7487 | 1
| Zone | South of Lugo | 8 | Monthly System Peak Day | CAISO | 1-in-2 | 2028 | 2 |  |  |  | 77.6487 | 1
| Zone | South of Lugo | 8 | Monthly System Peak Day | CAISO | 1-in-2 | 2028 | 3 |  |  |  | 77.0128 | 1
| Zone | South of Lugo | 8 | Monthly System Peak Day | CAISO | 1-in-2 | 2028 | 4 |  |  |  | 76.2513 | 1
| Zone | South of Lugo | 8 | Monthly System Peak Day | CAISO | 1-in-2 | 2028 | 5 |  |  |  | 75.8128 | 1
| Zone | South of Lugo | 8 | Monthly System Peak Day | CAISO | 1-in-2 | 2028 | 6 |  |  |  | 75.2931 | 1
| Zone | South of Lugo | 8 | Monthly System Peak Day | CAISO | 1-in-2 | 2028 | 7 |  |  |  | 74.9128 | 1
| Zone | South of Lugo | 8 | Monthly System Peak Day | CAISO | 1-in-2 | 2028 | 8 |  |  |  | 75.1326 | 1
| Zone | South of Lugo | 8 | Monthly System Peak Day | CAISO | 1-in-2 | 2028 | 9 |  |  |  | 77.1949 | 1
| Zone | South of Lugo | 8 | Monthly System Peak Day | CAISO | 1-in-2 | 2028 | 10 |  |  |  | 81.1641 | 1
| Zone | South of Lugo | 8 | Monthly System Peak Day | CAISO | 1-in-2 | 2028 | 11 |  |  |  | 85.3154 | 1
| Zone | South of Lugo | 8 | Monthly System Peak Day | CAISO | 1-in-2 | 2028 | 12 |  |  |  | 89.3128 | 1
| Zone | South of Lugo | 8 | Monthly System Peak Day | CAISO | 1-in-2 | 2028 | 13 |  |  |  | 91.9051 | 1
| Zone | South of Lugo | 8 | Monthly System Peak Day | CAISO | 1-in-2 | 2028 | 14 |  |  |  | 93.1897 | 1
| Zone | South of Lugo | 8 | Monthly System Peak Day | CAISO | 1-in-2 | 2028 | 15 |  |  |  | 93.4641 | 1
| Zone | South of Lugo | 8 | Monthly System Peak Day | CAISO | 1-in-2 | 2028 | 16 |  |  |  | 93.5282 | 1
| Zone | South of Lugo | 8 | Monthly System Peak Day | CAISO | 1-in-2 | 2028 | 17 |  |  |  | 92.5615 | 1
| Zone | South of Lugo | 8 | Monthly System Peak Day | CAISO | 1-in-2 | 2028 | 18 |  |  |  | 90.541 | 1
| Zone | South of Lugo | 8 | Monthly System Peak Day | CAISO | 1-in-2 | 2028 | 19 |  |  |  | 88.6821 | 1
| Zone | South of Lugo | 8 | Monthly System Peak Day | CAISO | 1-in-2 | 2028 | 20 |  |  |  | 86.7615 | 1
| Zone | South of Lugo | 8 | Monthly System Peak Day | CAISO | 1-in-2 | 2028 | 21 |  |  |  | 84.1462 | 1
| Zone | South of Lugo | 8 | Monthly System Peak Day | CAISO | 1-in-2 | 2028 | 22 |  |  |  | 81.8333 | 1
| Zone | South of Lugo | 8 | Monthly System Peak Day | CAISO | 1-in-2 | 2028 | 23 |  |  |  | 80.4154 | 1
| Zone | South of Lugo | 8 | Monthly System Peak Day | CAISO | 1-in-2 | 2028 | 24 |  |  |  | 79.2487 | 1
| Zone | South of Lugo | 8 | Typical Event Day | CAISO | 1-in-2 | 2028 | 1 |  |  |  | 74.2238 | 1
| Zone | South of Lugo | 8 | Typical Event Day | CAISO | 1-in-2 | 2028 | 2 |  |  |  | 73.184 | 1
| Zone | South of Lugo | 8 | Typical Event Day | CAISO | 1-in-2 | 2028 | 3 |  |  |  | 72.4304 | 1
| Zone | South of Lugo | 8 | Typical Event Day | CAISO | 1-in-2 | 2028 | 4 |  |  |  | 71.5521 | 1
| Zone | South of Lugo | 8 | Typical Event Day | CAISO | 1-in-2 | 2028 | 5 |  |  |  | 70.8571 | 1
| Zone | South of Lugo | 8 | Typical Event Day | CAISO | 1-in-2 | 2028 | 6 |  |  |  | 70.2894 | 1
| Zone | South of Lugo | 8 | Typical Event Day | CAISO | 1-in-2 | 2028 | 7 |  |  |  | 70.0895 | 1
| Zone | South of Lugo | 8 | Typical Event Day | CAISO | 1-in-2 | 2028 | 8 |  |  |  | 70.4164 | 1
| Zone | South of Lugo | 8 | Typical Event Day | CAISO | 1-in-2 | 2028 | 9 |  |  |  | 72.6402 | 1
| Zone | South of Lugo | 8 | Typical Event Day | CAISO | 1-in-2 | 2028 | 10 |  |  |  | 76.6185 | 1
| Zone | South of Lugo | 8 | Typical Event Day | CAISO | 1-in-2 | 2028 | 11 |  |  |  | 81.2406 | 1
| Zone | South of Lugo | 8 | Typical Event Day | CAISO | 1-in-2 | 2028 | 12 |  |  |  | 85.3671 | 1
| Zone | South of Lugo | 8 | Typical Event Day | CAISO | 1-in-2 | 2028 | 13 |  |  |  | 88.2251 | 1
| Zone | South of Lugo | 8 | Typical Event Day | CAISO | 1-in-2 | 2028 | 14 |  |  |  | 90.2212 | 1
| Zone | South of Lugo | 8 | Typical Event Day | CAISO | 1-in-2 | 2028 | 15 |  |  |  | 91.4083 | 1
| Zone | South of Lugo | 8 | Typical Event Day | CAISO | 1-in-2 | 2028 | 16 |  |  |  | 91.4955 | 1
| Zone | South of Lugo | 8 | Typical Event Day | CAISO | 1-in-2 | 2028 | 17 |  |  |  | 90.9699 | 1
| Zone | South of Lugo | 8 | Typical Event Day | CAISO | 1-in-2 | 2028 | 18 |  |  |  | 89.7058 | 1
| Zone | South of Lugo | 8 | Typical Event Day | CAISO | 1-in-2 | 2028 | 19 |  |  |  | 88.3058 | 1
| Zone | South of Lugo | 8 | Typical Event Day | CAISO | 1-in-2 | 2028 | 20 |  |  |  | 86.0937 | 1
| Zone | South of Lugo | 8 | Typical Event Day | CAISO | 1-in-2 | 2028 | 21 |  |  |  | 83.049 | 1
| Zone | South of Lugo | 8 | Typical Event Day | CAISO | 1-in-2 | 2028 | 22 |  |  |  | 80.1869 | 1
| Zone | South of Lugo | 8 | Typical Event Day | CAISO | 1-in-2 | 2028 | 23 |  |  |  | 77.9566 | 1
| Zone | South of Lugo | 8 | Typical Event Day | CAISO | 1-in-2 | 2028 | 24 |  |  |  | 76.2456 | 1
| Zone | South of Lugo | 9 | Average Weekday | CAISO | 1-in-2 | 2028 | 1 |  |  |  | 69.5297 | 1
| Zone | South of Lugo | 9 | Average Weekday | CAISO | 1-in-2 | 2028 | 2 |  |  |  | 68.7128 | 1
| Zone | South of Lugo | 9 | Average Weekday | CAISO | 1-in-2 | 2028 | 3 |  |  |  | 68.0113 | 1
| Zone | South of Lugo | 9 | Average Weekday | CAISO | 1-in-2 | 2028 | 4 |  |  |  | 67.4477 | 1
| Zone | South of Lugo | 9 | Average Weekday | CAISO | 1-in-2 | 2028 | 5 |  |  |  | 66.9649 | 1
| Zone | South of Lugo | 9 | Average Weekday | CAISO | 1-in-2 | 2028 | 6 |  |  |  | 66.4867 | 1
| Zone | South of Lugo | 9 | Average Weekday | CAISO | 1-in-2 | 2028 | 7 |  |  |  | 66.2234 | 1
| Zone | South of Lugo | 9 | Average Weekday | CAISO | 1-in-2 | 2028 | 8 |  |  |  | 66.147 | 1
| Zone | South of Lugo | 9 | Average Weekday | CAISO | 1-in-2 | 2028 | 9 |  |  |  | 67.2565 | 1
| Zone | South of Lugo | 9 | Average Weekday | CAISO | 1-in-2 | 2028 | 10 |  |  |  | 69.9201 | 1
| Zone | South of Lugo | 9 | Average Weekday | CAISO | 1-in-2 | 2028 | 11 |  |  |  | 73.3148 | 1
| Zone | South of Lugo | 9 | Average Weekday | CAISO | 1-in-2 | 2028 | 12 |  |  |  | 76.8477 | 1
| Zone | South of Lugo | 9 | Average Weekday | CAISO | 1-in-2 | 2028 | 13 |  |  |  | 79.9092 | 1
| Zone | South of Lugo | 9 | Average Weekday | CAISO | 1-in-2 | 2028 | 14 |  |  |  | 82.0878 | 1
| Zone | South of Lugo | 9 | Average Weekday | CAISO | 1-in-2 | 2028 | 15 |  |  |  | 83.2611 | 1
| Zone | South of Lugo | 9 | Average Weekday | CAISO | 1-in-2 | 2028 | 16 |  |  |  | 83.7561 | 1
| Zone | South of Lugo | 9 | Average Weekday | CAISO | 1-in-2 | 2028 | 17 |  |  |  | 83.5744 | 1
| Zone | South of Lugo | 9 | Average Weekday | CAISO | 1-in-2 | 2028 | 18 |  |  |  | 82.541 | 1
| Zone | South of Lugo | 9 | Average Weekday | CAISO | 1-in-2 | 2028 | 19 |  |  |  | 80.6685 | 1
| Zone | South of Lugo | 9 | Average Weekday | CAISO | 1-in-2 | 2028 | 20 |  |  |  | 77.7379 | 1
| Zone | South of Lugo | 9 | Average Weekday | CAISO | 1-in-2 | 2028 | 21 |  |  |  | 74.6711 | 1
| Zone | South of Lugo | 9 | Average Weekday | CAISO | 1-in-2 | 2028 | 22 |  |  |  | 72.7849 | 1
| Zone | South of Lugo | 9 | Average Weekday | CAISO | 1-in-2 | 2028 | 23 |  |  |  | 71.4589 | 1
| Zone | South of Lugo | 9 | Average Weekday | CAISO | 1-in-2 | 2028 | 24 |  |  |  | 70.3249 | 1
| Zone | South of Lugo | 9 | Monthly System Peak Day | CAISO | 1-in-2 | 2028 | 1 |  |  |  | 79.7279 | 1
| Zone | South of Lugo | 9 | Monthly System Peak Day | CAISO | 1-in-2 | 2028 | 2 |  |  |  | 78.26 | 1
| Zone | South of Lugo | 9 | Monthly System Peak Day | CAISO | 1-in-2 | 2028 | 3 |  |  |  | 77.3103 | 1
| Zone | South of Lugo | 9 | Monthly System Peak Day | CAISO | 1-in-2 | 2028 | 4 |  |  |  | 76.1223 | 1
| Zone | South of Lugo | 9 | Monthly System Peak Day | CAISO | 1-in-2 | 2028 | 5 |  |  |  | 75.3567 | 1
| Zone | South of Lugo | 9 | Monthly System Peak Day | CAISO | 1-in-2 | 2028 | 6 |  |  |  | 74.6564 | 1
| Zone | South of Lugo | 9 | Monthly System Peak Day | CAISO | 1-in-2 | 2028 | 7 |  |  |  | 74.9015 | 1
| Zone | South of Lugo | 9 | Monthly System Peak Day | CAISO | 1-in-2 | 2028 | 8 |  |  |  | 75.1818 | 1
| Zone | South of Lugo | 9 | Monthly System Peak Day | CAISO | 1-in-2 | 2028 | 9 |  |  |  | 76.8754 | 1
| Zone | South of Lugo | 9 | Monthly System Peak Day | CAISO | 1-in-2 | 2028 | 10 |  |  |  | 81.5795 | 1
| Zone | South of Lugo | 9 | Monthly System Peak Day | CAISO | 1-in-2 | 2028 | 11 |  |  |  | 88 | 1
| Zone | South of Lugo | 9 | Monthly System Peak Day | CAISO | 1-in-2 | 2028 | 12 |  |  |  | 92.8974 | 1
| Zone | South of Lugo | 9 | Monthly System Peak Day | CAISO | 1-in-2 | 2028 | 13 |  |  |  | 95.8 | 1
| Zone | South of Lugo | 9 | Monthly System Peak Day | CAISO | 1-in-2 | 2028 | 14 |  |  |  | 97.6026 | 1
| Zone | South of Lugo | 9 | Monthly System Peak Day | CAISO | 1-in-2 | 2028 | 15 |  |  |  | 98.0487 | 1
| Zone | South of Lugo | 9 | Monthly System Peak Day | CAISO | 1-in-2 | 2028 | 16 |  |  |  | 96.918 | 1
| Zone | South of Lugo | 9 | Monthly System Peak Day | CAISO | 1-in-2 | 2028 | 17 |  |  |  | 95.6487 | 1
| Zone | South of Lugo | 9 | Monthly System Peak Day | CAISO | 1-in-2 | 2028 | 18 |  |  |  | 93.8744 | 1
| Zone | South of Lugo | 9 | Monthly System Peak Day | CAISO | 1-in-2 | 2028 | 19 |  |  |  | 93.2077 | 1
| Zone | South of Lugo | 9 | Monthly System Peak Day | CAISO | 1-in-2 | 2028 | 20 |  |  |  | 91.5256 | 1
| Zone | South of Lugo | 9 | Monthly System Peak Day | CAISO | 1-in-2 | 2028 | 21 |  |  |  | 88.7154 | 1
| Zone | South of Lugo | 9 | Monthly System Peak Day | CAISO | 1-in-2 | 2028 | 22 |  |  |  | 86.8 | 1
| Zone | South of Lugo | 9 | Monthly System Peak Day | CAISO | 1-in-2 | 2028 | 23 |  |  |  | 84.5641 | 1
| Zone | South of Lugo | 9 | Monthly System Peak Day | CAISO | 1-in-2 | 2028 | 24 |  |  |  | 82.3795 | 1
| Zone | South of Lugo | 10 | Average Weekday | CAISO | 1-in-2 | 2028 | 1 |  |  |  | 64.658 | 1
| Zone | South of Lugo | 10 | Average Weekday | CAISO | 1-in-2 | 2028 | 2 |  |  |  | 63.8062 | 1
| Zone | South of Lugo | 10 | Average Weekday | CAISO | 1-in-2 | 2028 | 3 |  |  |  | 62.9019 | 1
| Zone | South of Lugo | 10 | Average Weekday | CAISO | 1-in-2 | 2028 | 4 |  |  |  | 62.2469 | 1
| Zone | South of Lugo | 10 | Average Weekday | CAISO | 1-in-2 | 2028 | 5 |  |  |  | 61.6376 | 1
| Zone | South of Lugo | 10 | Average Weekday | CAISO | 1-in-2 | 2028 | 6 |  |  |  | 61.2473 | 1
| Zone | South of Lugo | 10 | Average Weekday | CAISO | 1-in-2 | 2028 | 7 |  |  |  | 60.9326 | 1
| Zone | South of Lugo | 10 | Average Weekday | CAISO | 1-in-2 | 2028 | 8 |  |  |  | 60.7842 | 1
| Zone | South of Lugo | 10 | Average Weekday | CAISO | 1-in-2 | 2028 | 9 |  |  |  | 61.3719 | 1
| Zone | South of Lugo | 10 | Average Weekday | CAISO | 1-in-2 | 2028 | 10 |  |  |  | 63.9419 | 1
| Zone | South of Lugo | 10 | Average Weekday | CAISO | 1-in-2 | 2028 | 11 |  |  |  | 67.2273 | 1
| Zone | South of Lugo | 10 | Average Weekday | CAISO | 1-in-2 | 2028 | 12 |  |  |  | 70.4369 | 1
| Zone | South of Lugo | 10 | Average Weekday | CAISO | 1-in-2 | 2028 | 13 |  |  |  | 73.1782 | 1
| Zone | South of Lugo | 10 | Average Weekday | CAISO | 1-in-2 | 2028 | 14 |  |  |  | 75.1897 | 1
| Zone | South of Lugo | 10 | Average Weekday | CAISO | 1-in-2 | 2028 | 15 |  |  |  | 76.6368 | 1
| Zone | South of Lugo | 10 | Average Weekday | CAISO | 1-in-2 | 2028 | 16 |  |  |  | 77.4598 | 1
| Zone | South of Lugo | 10 | Average Weekday | CAISO | 1-in-2 | 2028 | 17 |  |  |  | 77.3466 | 1
| Zone | South of Lugo | 10 | Average Weekday | CAISO | 1-in-2 | 2028 | 18 |  |  |  | 76.4242 | 1
| Zone | South of Lugo | 10 | Average Weekday | CAISO | 1-in-2 | 2028 | 19 |  |  |  | 74.5143 | 1
| Zone | South of Lugo | 10 | Average Weekday | CAISO | 1-in-2 | 2028 | 20 |  |  |  | 71.5232 | 1
| Zone | South of Lugo | 10 | Average Weekday | CAISO | 1-in-2 | 2028 | 21 |  |  |  | 69.4376 | 1
| Zone | South of Lugo | 10 | Average Weekday | CAISO | 1-in-2 | 2028 | 22 |  |  |  | 67.9225 | 1
| Zone | South of Lugo | 10 | Average Weekday | CAISO | 1-in-2 | 2028 | 23 |  |  |  | 66.6274 | 1
| Zone | South of Lugo | 10 | Average Weekday | CAISO | 1-in-2 | 2028 | 24 |  |  |  | 65.4949 | 1
| Zone | South of Lugo | 10 | Monthly System Peak Day | CAISO | 1-in-2 | 2028 | 1 |  |  |  | 74.9769 | 1
| Zone | South of Lugo | 10 | Monthly System Peak Day | CAISO | 1-in-2 | 2028 | 2 |  |  |  | 73.8469 | 1
| Zone | South of Lugo | 10 | Monthly System Peak Day | CAISO | 1-in-2 | 2028 | 3 |  |  |  | 72.4622 | 1
| Zone | South of Lugo | 10 | Monthly System Peak Day | CAISO | 1-in-2 | 2028 | 4 |  |  |  | 70.9661 | 1
| Zone | South of Lugo | 10 | Monthly System Peak Day | CAISO | 1-in-2 | 2028 | 5 |  |  |  | 69.9036 | 1
| Zone | South of Lugo | 10 | Monthly System Peak Day | CAISO | 1-in-2 | 2028 | 6 |  |  |  | 69.4283 | 1
| Zone | South of Lugo | 10 | Monthly System Peak Day | CAISO | 1-in-2 | 2028 | 7 |  |  |  | 69.1028 | 1
| Zone | South of Lugo | 10 | Monthly System Peak Day | CAISO | 1-in-2 | 2028 | 8 |  |  |  | 68.4244 | 1
| Zone | South of Lugo | 10 | Monthly System Peak Day | CAISO | 1-in-2 | 2028 | 9 |  |  |  | 69.4117 | 1
| Zone | South of Lugo | 10 | Monthly System Peak Day | CAISO | 1-in-2 | 2028 | 10 |  |  |  | 73.025 | 1
| Zone | South of Lugo | 10 | Monthly System Peak Day | CAISO | 1-in-2 | 2028 | 11 |  |  |  | 77.7472 | 1
| Zone | South of Lugo | 10 | Monthly System Peak Day | CAISO | 1-in-2 | 2028 | 12 |  |  |  | 82.5139 | 1
| Zone | South of Lugo | 10 | Monthly System Peak Day | CAISO | 1-in-2 | 2028 | 13 |  |  |  | 86.0528 | 1
| Zone | South of Lugo | 10 | Monthly System Peak Day | CAISO | 1-in-2 | 2028 | 14 |  |  |  | 88.1917 | 1
| Zone | South of Lugo | 10 | Monthly System Peak Day | CAISO | 1-in-2 | 2028 | 15 |  |  |  | 88.6806 | 1
| Zone | South of Lugo | 10 | Monthly System Peak Day | CAISO | 1-in-2 | 2028 | 16 |  |  |  | 88.8 | 1
| Zone | South of Lugo | 10 | Monthly System Peak Day | CAISO | 1-in-2 | 2028 | 17 |  |  |  | 88.0417 | 1
| Zone | South of Lugo | 10 | Monthly System Peak Day | CAISO | 1-in-2 | 2028 | 18 |  |  |  | 87.2611 | 1
| Zone | South of Lugo | 10 | Monthly System Peak Day | CAISO | 1-in-2 | 2028 | 19 |  |  |  | 85.3628 | 1
| Zone | South of Lugo | 10 | Monthly System Peak Day | CAISO | 1-in-2 | 2028 | 20 |  |  |  | 82.2675 | 1
| Zone | South of Lugo | 10 | Monthly System Peak Day | CAISO | 1-in-2 | 2028 | 21 |  |  |  | 79.4689 | 1
| Zone | South of Lugo | 10 | Monthly System Peak Day | CAISO | 1-in-2 | 2028 | 22 |  |  |  | 77.5472 | 1
| Zone | South of Lugo | 10 | Monthly System Peak Day | CAISO | 1-in-2 | 2028 | 23 |  |  |  | 75.9456 | 1
| Zone | South of Lugo | 10 | Monthly System Peak Day | CAISO | 1-in-2 | 2028 | 24 |  |  |  | 74.4658 | 1
| Zone | South of Lugo | 11 | Average Weekday | CAISO | 1-in-2 | 2028 | 1 |  |  |  | 57.3766 | 1
| Zone | South of Lugo | 11 | Average Weekday | CAISO | 1-in-2 | 2028 | 2 |  |  |  | 56.6196 | 1
| Zone | South of Lugo | 11 | Average Weekday | CAISO | 1-in-2 | 2028 | 3 |  |  |  | 55.8667 | 1
| Zone | South of Lugo | 11 | Average Weekday | CAISO | 1-in-2 | 2028 | 4 |  |  |  | 55.1855 | 1
| Zone | South of Lugo | 11 | Average Weekday | CAISO | 1-in-2 | 2028 | 5 |  |  |  | 54.6693 | 1
| Zone | South of Lugo | 11 | Average Weekday | CAISO | 1-in-2 | 2028 | 6 |  |  |  | 54.1856 | 1
| Zone | South of Lugo | 11 | Average Weekday | CAISO | 1-in-2 | 2028 | 7 |  |  |  | 54.014 | 1
| Zone | South of Lugo | 11 | Average Weekday | CAISO | 1-in-2 | 2028 | 8 |  |  |  | 53.9417 | 1
| Zone | South of Lugo | 11 | Average Weekday | CAISO | 1-in-2 | 2028 | 9 |  |  |  | 55.5116 | 1
| Zone | South of Lugo | 11 | Average Weekday | CAISO | 1-in-2 | 2028 | 10 |  |  |  | 58.5353 | 1
| Zone | South of Lugo | 11 | Average Weekday | CAISO | 1-in-2 | 2028 | 11 |  |  |  | 62.1631 | 1
| Zone | South of Lugo | 11 | Average Weekday | CAISO | 1-in-2 | 2028 | 12 |  |  |  | 65.3752 | 1
| Zone | South of Lugo | 11 | Average Weekday | CAISO | 1-in-2 | 2028 | 13 |  |  |  | 67.8009 | 1
| Zone | South of Lugo | 11 | Average Weekday | CAISO | 1-in-2 | 2028 | 14 |  |  |  | 69.3357 | 1
| Zone | South of Lugo | 11 | Average Weekday | CAISO | 1-in-2 | 2028 | 15 |  |  |  | 70.1111 | 1
| Zone | South of Lugo | 11 | Average Weekday | CAISO | 1-in-2 | 2028 | 16 |  |  |  | 70.1077 | 1
| Zone | South of Lugo | 11 | Average Weekday | CAISO | 1-in-2 | 2028 | 17 |  |  |  | 69.1869 | 1
| Zone | South of Lugo | 11 | Average Weekday | CAISO | 1-in-2 | 2028 | 18 |  |  |  | 67.091 | 1
| Zone | South of Lugo | 11 | Average Weekday | CAISO | 1-in-2 | 2028 | 19 |  |  |  | 64.7038 | 1
| Zone | South of Lugo | 11 | Average Weekday | CAISO | 1-in-2 | 2028 | 20 |  |  |  | 62.8628 | 1
| Zone | South of Lugo | 11 | Average Weekday | CAISO | 1-in-2 | 2028 | 21 |  |  |  | 61.4347 | 1
| Zone | South of Lugo | 11 | Average Weekday | CAISO | 1-in-2 | 2028 | 22 |  |  |  | 60.1706 | 1
| Zone | South of Lugo | 11 | Average Weekday | CAISO | 1-in-2 | 2028 | 23 |  |  |  | 59.0939 | 1
| Zone | South of Lugo | 11 | Average Weekday | CAISO | 1-in-2 | 2028 | 24 |  |  |  | 58.1829 | 1
| Zone | South of Lugo | 11 | Monthly System Peak Day | CAISO | 1-in-2 | 2028 | 1 |  |  |  | 59.1525 | 1
| Zone | South of Lugo | 11 | Monthly System Peak Day | CAISO | 1-in-2 | 2028 | 2 |  |  |  | 57.8128 | 1
| Zone | South of Lugo | 11 | Monthly System Peak Day | CAISO | 1-in-2 | 2028 | 3 |  |  |  | 56.5017 | 1
| Zone | South of Lugo | 11 | Monthly System Peak Day | CAISO | 1-in-2 | 2028 | 4 |  |  |  | 55.7769 | 1
| Zone | South of Lugo | 11 | Monthly System Peak Day | CAISO | 1-in-2 | 2028 | 5 |  |  |  | 54.8683 | 1
| Zone | South of Lugo | 11 | Monthly System Peak Day | CAISO | 1-in-2 | 2028 | 6 |  |  |  | 54.3533 | 1
| Zone | South of Lugo | 11 | Monthly System Peak Day | CAISO | 1-in-2 | 2028 | 7 |  |  |  | 53.6728 | 1
| Zone | South of Lugo | 11 | Monthly System Peak Day | CAISO | 1-in-2 | 2028 | 8 |  |  |  | 53.8197 | 1
| Zone | South of Lugo | 11 | Monthly System Peak Day | CAISO | 1-in-2 | 2028 | 9 |  |  |  | 57.4122 | 1
| Zone | South of Lugo | 11 | Monthly System Peak Day | CAISO | 1-in-2 | 2028 | 10 |  |  |  | 63.5833 | 1
| Zone | South of Lugo | 11 | Monthly System Peak Day | CAISO | 1-in-2 | 2028 | 11 |  |  |  | 69.7231 | 1
| Zone | South of Lugo | 11 | Monthly System Peak Day | CAISO | 1-in-2 | 2028 | 12 |  |  |  | 74.4992 | 1
| Zone | South of Lugo | 11 | Monthly System Peak Day | CAISO | 1-in-2 | 2028 | 13 |  |  |  | 77.7969 | 1
| Zone | South of Lugo | 11 | Monthly System Peak Day | CAISO | 1-in-2 | 2028 | 14 |  |  |  | 79.5986 | 1
| Zone | South of Lugo | 11 | Monthly System Peak Day | CAISO | 1-in-2 | 2028 | 15 |  |  |  | 80.5519 | 1
| Zone | South of Lugo | 11 | Monthly System Peak Day | CAISO | 1-in-2 | 2028 | 16 |  |  |  | 80.1353 | 1
| Zone | South of Lugo | 11 | Monthly System Peak Day | CAISO | 1-in-2 | 2028 | 17 |  |  |  | 78.8542 | 1
| Zone | South of Lugo | 11 | Monthly System Peak Day | CAISO | 1-in-2 | 2028 | 18 |  |  |  | 75.4964 | 1
| Zone | South of Lugo | 11 | Monthly System Peak Day | CAISO | 1-in-2 | 2028 | 19 |  |  |  | 71.8994 | 1
| Zone | South of Lugo | 11 | Monthly System Peak Day | CAISO | 1-in-2 | 2028 | 20 |  |  |  | 70.0583 | 1
| Zone | South of Lugo | 11 | Monthly System Peak Day | CAISO | 1-in-2 | 2028 | 21 |  |  |  | 67.8533 | 1
| Zone | South of Lugo | 11 | Monthly System Peak Day | CAISO | 1-in-2 | 2028 | 22 |  |  |  | 66.1669 | 1
| Zone | South of Lugo | 11 | Monthly System Peak Day | CAISO | 1-in-2 | 2028 | 23 |  |  |  | 63.8694 | 1
| Zone | South of Lugo | 11 | Monthly System Peak Day | CAISO | 1-in-2 | 2028 | 24 |  |  |  | 62.2781 | 1
| Zone | South of Lugo | 12 | Average Weekday | CAISO | 1-in-2 | 2028 | 1 |  |  |  | 50.4388 | 1
| Zone | South of Lugo | 12 | Average Weekday | CAISO | 1-in-2 | 2028 | 2 |  |  |  | 49.7017 | 1
| Zone | South of Lugo | 12 | Average Weekday | CAISO | 1-in-2 | 2028 | 3 |  |  |  | 49.1639 | 1
| Zone | South of Lugo | 12 | Average Weekday | CAISO | 1-in-2 | 2028 | 4 |  |  |  | 48.6896 | 1
| Zone | South of Lugo | 12 | Average Weekday | CAISO | 1-in-2 | 2028 | 5 |  |  |  | 48.2306 | 1
| Zone | South of Lugo | 12 | Average Weekday | CAISO | 1-in-2 | 2028 | 6 |  |  |  | 47.7785 | 1
| Zone | South of Lugo | 12 | Average Weekday | CAISO | 1-in-2 | 2028 | 7 |  |  |  | 47.4745 | 1
| Zone | South of Lugo | 12 | Average Weekday | CAISO | 1-in-2 | 2028 | 8 |  |  |  | 47.3875 | 1
| Zone | South of Lugo | 12 | Average Weekday | CAISO | 1-in-2 | 2028 | 9 |  |  |  | 48.3394 | 1
| Zone | South of Lugo | 12 | Average Weekday | CAISO | 1-in-2 | 2028 | 10 |  |  |  | 51.1662 | 1
| Zone | South of Lugo | 12 | Average Weekday | CAISO | 1-in-2 | 2028 | 11 |  |  |  | 54.5043 | 1
| Zone | South of Lugo | 12 | Average Weekday | CAISO | 1-in-2 | 2028 | 12 |  |  |  | 57.461 | 1
| Zone | South of Lugo | 12 | Average Weekday | CAISO | 1-in-2 | 2028 | 13 |  |  |  | 59.6531 | 1
| Zone | South of Lugo | 12 | Average Weekday | CAISO | 1-in-2 | 2028 | 14 |  |  |  | 61.1534 | 1
| Zone | South of Lugo | 12 | Average Weekday | CAISO | 1-in-2 | 2028 | 15 |  |  |  | 62.041 | 1
| Zone | South of Lugo | 12 | Average Weekday | CAISO | 1-in-2 | 2028 | 16 |  |  |  | 62.1144 | 1
| Zone | South of Lugo | 12 | Average Weekday | CAISO | 1-in-2 | 2028 | 17 |  |  |  | 61.3113 | 1
| Zone | South of Lugo | 12 | Average Weekday | CAISO | 1-in-2 | 2028 | 18 |  |  |  | 59.3422 | 1
| Zone | South of Lugo | 12 | Average Weekday | CAISO | 1-in-2 | 2028 | 19 |  |  |  | 57.1749 | 1
| Zone | South of Lugo | 12 | Average Weekday | CAISO | 1-in-2 | 2028 | 20 |  |  |  | 55.6378 | 1
| Zone | South of Lugo | 12 | Average Weekday | CAISO | 1-in-2 | 2028 | 21 |  |  |  | 54.2734 | 1
| Zone | South of Lugo | 12 | Average Weekday | CAISO | 1-in-2 | 2028 | 22 |  |  |  | 53.1359 | 1
| Zone | South of Lugo | 12 | Average Weekday | CAISO | 1-in-2 | 2028 | 23 |  |  |  | 52.0297 | 1
| Zone | South of Lugo | 12 | Average Weekday | CAISO | 1-in-2 | 2028 | 24 |  |  |  | 51.0762 | 1
| Zone | South of Lugo | 12 | Monthly System Peak Day | CAISO | 1-in-2 | 2028 | 1 |  |  |  | 51.4364 | 1
| Zone | South of Lugo | 12 | Monthly System Peak Day | CAISO | 1-in-2 | 2028 | 2 |  |  |  | 50.2519 | 1
| Zone | South of Lugo | 12 | Monthly System Peak Day | CAISO | 1-in-2 | 2028 | 3 |  |  |  | 49.8097 | 1
| Zone | South of Lugo | 12 | Monthly System Peak Day | CAISO | 1-in-2 | 2028 | 4 |  |  |  | 49.2989 | 1
| Zone | South of Lugo | 12 | Monthly System Peak Day | CAISO | 1-in-2 | 2028 | 5 |  |  |  | 48.9467 | 1
| Zone | South of Lugo | 12 | Monthly System Peak Day | CAISO | 1-in-2 | 2028 | 6 |  |  |  | 48.8219 | 1
| Zone | South of Lugo | 12 | Monthly System Peak Day | CAISO | 1-in-2 | 2028 | 7 |  |  |  | 48.4769 | 1
| Zone | South of Lugo | 12 | Monthly System Peak Day | CAISO | 1-in-2 | 2028 | 8 |  |  |  | 48.185 | 1
| Zone | South of Lugo | 12 | Monthly System Peak Day | CAISO | 1-in-2 | 2028 | 9 |  |  |  | 49.0417 | 1
| Zone | South of Lugo | 12 | Monthly System Peak Day | CAISO | 1-in-2 | 2028 | 10 |  |  |  | 52.4083 | 1
| Zone | South of Lugo | 12 | Monthly System Peak Day | CAISO | 1-in-2 | 2028 | 11 |  |  |  | 56.6939 | 1
| Zone | South of Lugo | 12 | Monthly System Peak Day | CAISO | 1-in-2 | 2028 | 12 |  |  |  | 60.3886 | 1
| Zone | South of Lugo | 12 | Monthly System Peak Day | CAISO | 1-in-2 | 2028 | 13 |  |  |  | 63.5369 | 1
| Zone | South of Lugo | 12 | Monthly System Peak Day | CAISO | 1-in-2 | 2028 | 14 |  |  |  | 65.1936 | 1
| Zone | South of Lugo | 12 | Monthly System Peak Day | CAISO | 1-in-2 | 2028 | 15 |  |  |  | 65.415 | 1
| Zone | South of Lugo | 12 | Monthly System Peak Day | CAISO | 1-in-2 | 2028 | 16 |  |  |  | 65.12 | 1
| Zone | South of Lugo | 12 | Monthly System Peak Day | CAISO | 1-in-2 | 2028 | 17 |  |  |  | 64.1567 | 1
| Zone | South of Lugo | 12 | Monthly System Peak Day | CAISO | 1-in-2 | 2028 | 18 |  |  |  | 61.6131 | 1
| Zone | South of Lugo | 12 | Monthly System Peak Day | CAISO | 1-in-2 | 2028 | 19 |  |  |  | 59.6925 | 1
| Zone | South of Lugo | 12 | Monthly System Peak Day | CAISO | 1-in-2 | 2028 | 20 |  |  |  | 58.0142 | 1
| Zone | South of Lugo | 12 | Monthly System Peak Day | CAISO | 1-in-2 | 2028 | 21 |  |  |  | 56.57 | 1
| Zone | South of Lugo | 12 | Monthly System Peak Day | CAISO | 1-in-2 | 2028 | 22 |  |  |  | 54.6525 | 1
| Zone | South of Lugo | 12 | Monthly System Peak Day | CAISO | 1-in-2 | 2028 | 23 |  |  |  | 53.4592 | 1
| Zone | South of Lugo | 12 | Monthly System Peak Day | CAISO | 1-in-2 | 2028 | 24 |  |  |  | 52.2789 | 1
| Zone | South of Lugo | 1 | Average Weekday | CAISO | 1-in-2 | 2029 | 1 |  |  |  | 54.2996 | 1
| Zone | South of Lugo | 1 | Average Weekday | CAISO | 1-in-2 | 2029 | 2 |  |  |  | 53.4933 | 1
| Zone | South of Lugo | 1 | Average Weekday | CAISO | 1-in-2 | 2029 | 3 |  |  |  | 52.8647 | 1
| Zone | South of Lugo | 1 | Average Weekday | CAISO | 1-in-2 | 2029 | 4 |  |  |  | 52.509 | 1
| Zone | South of Lugo | 1 | Average Weekday | CAISO | 1-in-2 | 2029 | 5 |  |  |  | 51.888 | 1
| Zone | South of Lugo | 1 | Average Weekday | CAISO | 1-in-2 | 2029 | 6 |  |  |  | 51.4582 | 1
| Zone | South of Lugo | 1 | Average Weekday | CAISO | 1-in-2 | 2029 | 7 |  |  |  | 51.3033 | 1
| Zone | South of Lugo | 1 | Average Weekday | CAISO | 1-in-2 | 2029 | 8 |  |  |  | 51.2305 | 1
| Zone | South of Lugo | 1 | Average Weekday | CAISO | 1-in-2 | 2029 | 9 |  |  |  | 51.8768 | 1
| Zone | South of Lugo | 1 | Average Weekday | CAISO | 1-in-2 | 2029 | 10 |  |  |  | 54.8698 | 1
| Zone | South of Lugo | 1 | Average Weekday | CAISO | 1-in-2 | 2029 | 11 |  |  |  | 58.6824 | 1
| Zone | South of Lugo | 1 | Average Weekday | CAISO | 1-in-2 | 2029 | 12 |  |  |  | 62.0233 | 1
| Zone | South of Lugo | 1 | Average Weekday | CAISO | 1-in-2 | 2029 | 13 |  |  |  | 64.7517 | 1
| Zone | South of Lugo | 1 | Average Weekday | CAISO | 1-in-2 | 2029 | 14 |  |  |  | 66.609 | 1
| Zone | South of Lugo | 1 | Average Weekday | CAISO | 1-in-2 | 2029 | 15 |  |  |  | 67.6135 | 1
| Zone | South of Lugo | 1 | Average Weekday | CAISO | 1-in-2 | 2029 | 16 |  |  |  | 67.9239 | 1
| Zone | South of Lugo | 1 | Average Weekday | CAISO | 1-in-2 | 2029 | 17 |  |  |  | 67.218 | 1
| Zone | South of Lugo | 1 | Average Weekday | CAISO | 1-in-2 | 2029 | 18 |  |  |  | 65.4439 | 1
| Zone | South of Lugo | 1 | Average Weekday | CAISO | 1-in-2 | 2029 | 19 |  |  |  | 62.7515 | 1
| Zone | South of Lugo | 1 | Average Weekday | CAISO | 1-in-2 | 2029 | 20 |  |  |  | 60.8664 | 1
| Zone | South of Lugo | 1 | Average Weekday | CAISO | 1-in-2 | 2029 | 21 |  |  |  | 59.4075 | 1
| Zone | South of Lugo | 1 | Average Weekday | CAISO | 1-in-2 | 2029 | 22 |  |  |  | 58.0478 | 1
| Zone | South of Lugo | 1 | Average Weekday | CAISO | 1-in-2 | 2029 | 23 |  |  |  | 56.725 | 1
| Zone | South of Lugo | 1 | Average Weekday | CAISO | 1-in-2 | 2029 | 24 |  |  |  | 55.5245 | 1
| Zone | South of Lugo | 1 | Monthly System Peak Day | CAISO | 1-in-2 | 2029 | 1 |  |  |  | 49.9694 | 1
| Zone | South of Lugo | 1 | Monthly System Peak Day | CAISO | 1-in-2 | 2029 | 2 |  |  |  | 49.1283 | 1
| Zone | South of Lugo | 1 | Monthly System Peak Day | CAISO | 1-in-2 | 2029 | 3 |  |  |  | 48.2514 | 1
| Zone | South of Lugo | 1 | Monthly System Peak Day | CAISO | 1-in-2 | 2029 | 4 |  |  |  | 47.3314 | 1
| Zone | South of Lugo | 1 | Monthly System Peak Day | CAISO | 1-in-2 | 2029 | 5 |  |  |  | 46.8064 | 1
| Zone | South of Lugo | 1 | Monthly System Peak Day | CAISO | 1-in-2 | 2029 | 6 |  |  |  | 46.4111 | 1
| Zone | South of Lugo | 1 | Monthly System Peak Day | CAISO | 1-in-2 | 2029 | 7 |  |  |  | 46.005 | 1
| Zone | South of Lugo | 1 | Monthly System Peak Day | CAISO | 1-in-2 | 2029 | 8 |  |  |  | 45.7428 | 1
| Zone | South of Lugo | 1 | Monthly System Peak Day | CAISO | 1-in-2 | 2029 | 9 |  |  |  | 46.7314 | 1
| Zone | South of Lugo | 1 | Monthly System Peak Day | CAISO | 1-in-2 | 2029 | 10 |  |  |  | 49.5278 | 1
| Zone | South of Lugo | 1 | Monthly System Peak Day | CAISO | 1-in-2 | 2029 | 11 |  |  |  | 53.0378 | 1
| Zone | South of Lugo | 1 | Monthly System Peak Day | CAISO | 1-in-2 | 2029 | 12 |  |  |  | 55.56 | 1
| Zone | South of Lugo | 1 | Monthly System Peak Day | CAISO | 1-in-2 | 2029 | 13 |  |  |  | 57.2756 | 1
| Zone | South of Lugo | 1 | Monthly System Peak Day | CAISO | 1-in-2 | 2029 | 14 |  |  |  | 58.14 | 1
| Zone | South of Lugo | 1 | Monthly System Peak Day | CAISO | 1-in-2 | 2029 | 15 |  |  |  | 59.0661 | 1
| Zone | South of Lugo | 1 | Monthly System Peak Day | CAISO | 1-in-2 | 2029 | 16 |  |  |  | 58.9131 | 1
| Zone | South of Lugo | 1 | Monthly System Peak Day | CAISO | 1-in-2 | 2029 | 17 |  |  |  | 57.9606 | 1
| Zone | South of Lugo | 1 | Monthly System Peak Day | CAISO | 1-in-2 | 2029 | 18 |  |  |  | 56.3247 | 1
| Zone | South of Lugo | 1 | Monthly System Peak Day | CAISO | 1-in-2 | 2029 | 19 |  |  |  | 55.1306 | 1
| Zone | South of Lugo | 1 | Monthly System Peak Day | CAISO | 1-in-2 | 2029 | 20 |  |  |  | 54.0664 | 1
| Zone | South of Lugo | 1 | Monthly System Peak Day | CAISO | 1-in-2 | 2029 | 21 |  |  |  | 52.8489 | 1
| Zone | South of Lugo | 1 | Monthly System Peak Day | CAISO | 1-in-2 | 2029 | 22 |  |  |  | 51.9478 | 1
| Zone | South of Lugo | 1 | Monthly System Peak Day | CAISO | 1-in-2 | 2029 | 23 |  |  |  | 50.8631 | 1
| Zone | South of Lugo | 1 | Monthly System Peak Day | CAISO | 1-in-2 | 2029 | 24 |  |  |  | 50.0019 | 1
| Zone | South of Lugo | 2 | Average Weekday | CAISO | 1-in-2 | 2029 | 1 |  |  |  | 54.9585 | 1
| Zone | South of Lugo | 2 | Average Weekday | CAISO | 1-in-2 | 2029 | 2 |  |  |  | 54.0444 | 1
| Zone | South of Lugo | 2 | Average Weekday | CAISO | 1-in-2 | 2029 | 3 |  |  |  | 53.2981 | 1
| Zone | South of Lugo | 2 | Average Weekday | CAISO | 1-in-2 | 2029 | 4 |  |  |  | 52.4177 | 1
| Zone | South of Lugo | 2 | Average Weekday | CAISO | 1-in-2 | 2029 | 5 |  |  |  | 51.7822 | 1
| Zone | South of Lugo | 2 | Average Weekday | CAISO | 1-in-2 | 2029 | 6 |  |  |  | 51.1989 | 1
| Zone | South of Lugo | 2 | Average Weekday | CAISO | 1-in-2 | 2029 | 7 |  |  |  | 50.8834 | 1
| Zone | South of Lugo | 2 | Average Weekday | CAISO | 1-in-2 | 2029 | 8 |  |  |  | 50.7149 | 1
| Zone | South of Lugo | 2 | Average Weekday | CAISO | 1-in-2 | 2029 | 9 |  |  |  | 52.3662 | 1
| Zone | South of Lugo | 2 | Average Weekday | CAISO | 1-in-2 | 2029 | 10 |  |  |  | 55.9543 | 1
| Zone | South of Lugo | 2 | Average Weekday | CAISO | 1-in-2 | 2029 | 11 |  |  |  | 59.7329 | 1
| Zone | South of Lugo | 2 | Average Weekday | CAISO | 1-in-2 | 2029 | 12 |  |  |  | 62.8562 | 1
| Zone | South of Lugo | 2 | Average Weekday | CAISO | 1-in-2 | 2029 | 13 |  |  |  | 65.2729 | 1
| Zone | South of Lugo | 2 | Average Weekday | CAISO | 1-in-2 | 2029 | 14 |  |  |  | 66.8845 | 1
| Zone | South of Lugo | 2 | Average Weekday | CAISO | 1-in-2 | 2029 | 15 |  |  |  | 67.6945 | 1
| Zone | South of Lugo | 2 | Average Weekday | CAISO | 1-in-2 | 2029 | 16 |  |  |  | 67.7745 | 1
| Zone | South of Lugo | 2 | Average Weekday | CAISO | 1-in-2 | 2029 | 17 |  |  |  | 67.1868 | 1
| Zone | South of Lugo | 2 | Average Weekday | CAISO | 1-in-2 | 2029 | 18 |  |  |  | 65.7662 | 1
| Zone | South of Lugo | 2 | Average Weekday | CAISO | 1-in-2 | 2029 | 19 |  |  |  | 63.2867 | 1
| Zone | South of Lugo | 2 | Average Weekday | CAISO | 1-in-2 | 2029 | 20 |  |  |  | 61.0119 | 1
| Zone | South of Lugo | 2 | Average Weekday | CAISO | 1-in-2 | 2029 | 21 |  |  |  | 59.4756 | 1
| Zone | South of Lugo | 2 | Average Weekday | CAISO | 1-in-2 | 2029 | 22 |  |  |  | 58.2593 | 1
| Zone | South of Lugo | 2 | Average Weekday | CAISO | 1-in-2 | 2029 | 23 |  |  |  | 57.0604 | 1
| Zone | South of Lugo | 2 | Average Weekday | CAISO | 1-in-2 | 2029 | 24 |  |  |  | 55.9455 | 1
| Zone | South of Lugo | 2 | Monthly System Peak Day | CAISO | 1-in-2 | 2029 | 1 |  |  |  | 44.145 | 1
| Zone | South of Lugo | 2 | Monthly System Peak Day | CAISO | 1-in-2 | 2029 | 2 |  |  |  | 43.5347 | 1
| Zone | South of Lugo | 2 | Monthly System Peak Day | CAISO | 1-in-2 | 2029 | 3 |  |  |  | 42.6722 | 1
| Zone | South of Lugo | 2 | Monthly System Peak Day | CAISO | 1-in-2 | 2029 | 4 |  |  |  | 42.1819 | 1
| Zone | South of Lugo | 2 | Monthly System Peak Day | CAISO | 1-in-2 | 2029 | 5 |  |  |  | 41.2997 | 1
| Zone | South of Lugo | 2 | Monthly System Peak Day | CAISO | 1-in-2 | 2029 | 6 |  |  |  | 40.4433 | 1
| Zone | South of Lugo | 2 | Monthly System Peak Day | CAISO | 1-in-2 | 2029 | 7 |  |  |  | 39.7297 | 1
| Zone | South of Lugo | 2 | Monthly System Peak Day | CAISO | 1-in-2 | 2029 | 8 |  |  |  | 39.4047 | 1
| Zone | South of Lugo | 2 | Monthly System Peak Day | CAISO | 1-in-2 | 2029 | 9 |  |  |  | 41.4589 | 1
| Zone | South of Lugo | 2 | Monthly System Peak Day | CAISO | 1-in-2 | 2029 | 10 |  |  |  | 45.2028 | 1
| Zone | South of Lugo | 2 | Monthly System Peak Day | CAISO | 1-in-2 | 2029 | 11 |  |  |  | 48.4597 | 1
| Zone | South of Lugo | 2 | Monthly System Peak Day | CAISO | 1-in-2 | 2029 | 12 |  |  |  | 51.7178 | 1
| Zone | South of Lugo | 2 | Monthly System Peak Day | CAISO | 1-in-2 | 2029 | 13 |  |  |  | 53.8994 | 1
| Zone | South of Lugo | 2 | Monthly System Peak Day | CAISO | 1-in-2 | 2029 | 14 |  |  |  | 55.7092 | 1
| Zone | South of Lugo | 2 | Monthly System Peak Day | CAISO | 1-in-2 | 2029 | 15 |  |  |  | 56.8964 | 1
| Zone | South of Lugo | 2 | Monthly System Peak Day | CAISO | 1-in-2 | 2029 | 16 |  |  |  | 57.5894 | 1
| Zone | South of Lugo | 2 | Monthly System Peak Day | CAISO | 1-in-2 | 2029 | 17 |  |  |  | 57.7119 | 1
| Zone | South of Lugo | 2 | Monthly System Peak Day | CAISO | 1-in-2 | 2029 | 18 |  |  |  | 56.8094 | 1
| Zone | South of Lugo | 2 | Monthly System Peak Day | CAISO | 1-in-2 | 2029 | 19 |  |  |  | 54.6603 | 1
| Zone | South of Lugo | 2 | Monthly System Peak Day | CAISO | 1-in-2 | 2029 | 20 |  |  |  | 52.4122 | 1
| Zone | South of Lugo | 2 | Monthly System Peak Day | CAISO | 1-in-2 | 2029 | 21 |  |  |  | 50.9461 | 1
| Zone | South of Lugo | 2 | Monthly System Peak Day | CAISO | 1-in-2 | 2029 | 22 |  |  |  | 49.5397 | 1
| Zone | South of Lugo | 2 | Monthly System Peak Day | CAISO | 1-in-2 | 2029 | 23 |  |  |  | 48.0589 | 1
| Zone | South of Lugo | 2 | Monthly System Peak Day | CAISO | 1-in-2 | 2029 | 24 |  |  |  | 46.6525 | 1
| Zone | South of Lugo | 3 | Average Weekday | CAISO | 1-in-2 | 2029 | 1 |  |  |  | 55.6732 | 1
| Zone | South of Lugo | 3 | Average Weekday | CAISO | 1-in-2 | 2029 | 2 |  |  |  | 54.6557 | 1
| Zone | South of Lugo | 3 | Average Weekday | CAISO | 1-in-2 | 2029 | 3 |  |  |  | 53.7029 | 1
| Zone | South of Lugo | 3 | Average Weekday | CAISO | 1-in-2 | 2029 | 4 |  |  |  | 52.9533 | 1
| Zone | South of Lugo | 3 | Average Weekday | CAISO | 1-in-2 | 2029 | 5 |  |  |  | 52.247 | 1
| Zone | South of Lugo | 3 | Average Weekday | CAISO | 1-in-2 | 2029 | 6 |  |  |  | 51.6805 | 1
| Zone | South of Lugo | 3 | Average Weekday | CAISO | 1-in-2 | 2029 | 7 |  |  |  | 51.3971 | 1
| Zone | South of Lugo | 3 | Average Weekday | CAISO | 1-in-2 | 2029 | 8 |  |  |  | 51.3137 | 1
| Zone | South of Lugo | 3 | Average Weekday | CAISO | 1-in-2 | 2029 | 9 |  |  |  | 52.3829 | 1
| Zone | South of Lugo | 3 | Average Weekday | CAISO | 1-in-2 | 2029 | 10 |  |  |  | 55.1184 | 1
| Zone | South of Lugo | 3 | Average Weekday | CAISO | 1-in-2 | 2029 | 11 |  |  |  | 58.4502 | 1
| Zone | South of Lugo | 3 | Average Weekday | CAISO | 1-in-2 | 2029 | 12 |  |  |  | 61.5339 | 1
| Zone | South of Lugo | 3 | Average Weekday | CAISO | 1-in-2 | 2029 | 13 |  |  |  | 63.9966 | 1
| Zone | South of Lugo | 3 | Average Weekday | CAISO | 1-in-2 | 2029 | 14 |  |  |  | 65.6855 | 1
| Zone | South of Lugo | 3 | Average Weekday | CAISO | 1-in-2 | 2029 | 15 |  |  |  | 66.8916 | 1
| Zone | South of Lugo | 3 | Average Weekday | CAISO | 1-in-2 | 2029 | 16 |  |  |  | 67.591 | 1
| Zone | South of Lugo | 3 | Average Weekday | CAISO | 1-in-2 | 2029 | 17 |  |  |  | 67.8021 | 1
| Zone | South of Lugo | 3 | Average Weekday | CAISO | 1-in-2 | 2029 | 18 |  |  |  | 67.0899 | 1
| Zone | South of Lugo | 3 | Average Weekday | CAISO | 1-in-2 | 2029 | 19 |  |  |  | 65.4501 | 1
| Zone | South of Lugo | 3 | Average Weekday | CAISO | 1-in-2 | 2029 | 20 |  |  |  | 62.8909 | 1
| Zone | South of Lugo | 3 | Average Weekday | CAISO | 1-in-2 | 2029 | 21 |  |  |  | 60.3913 | 1
| Zone | South of Lugo | 3 | Average Weekday | CAISO | 1-in-2 | 2029 | 22 |  |  |  | 58.8766 | 1
| Zone | South of Lugo | 3 | Average Weekday | CAISO | 1-in-2 | 2029 | 23 |  |  |  | 57.6289 | 1
| Zone | South of Lugo | 3 | Average Weekday | CAISO | 1-in-2 | 2029 | 24 |  |  |  | 56.4541 | 1
| Zone | South of Lugo | 3 | Monthly System Peak Day | CAISO | 1-in-2 | 2029 | 1 |  |  |  | 58.4778 | 1
| Zone | South of Lugo | 3 | Monthly System Peak Day | CAISO | 1-in-2 | 2029 | 2 |  |  |  | 57.2453 | 1
| Zone | South of Lugo | 3 | Monthly System Peak Day | CAISO | 1-in-2 | 2029 | 3 |  |  |  | 56.0475 | 1
| Zone | South of Lugo | 3 | Monthly System Peak Day | CAISO | 1-in-2 | 2029 | 4 |  |  |  | 54.6481 | 1
| Zone | South of Lugo | 3 | Monthly System Peak Day | CAISO | 1-in-2 | 2029 | 5 |  |  |  | 54.2919 | 1
| Zone | South of Lugo | 3 | Monthly System Peak Day | CAISO | 1-in-2 | 2029 | 6 |  |  |  | 53.1578 | 1
| Zone | South of Lugo | 3 | Monthly System Peak Day | CAISO | 1-in-2 | 2029 | 7 |  |  |  | 52.7189 | 1
| Zone | South of Lugo | 3 | Monthly System Peak Day | CAISO | 1-in-2 | 2029 | 8 |  |  |  | 52.2422 | 1
| Zone | South of Lugo | 3 | Monthly System Peak Day | CAISO | 1-in-2 | 2029 | 9 |  |  |  | 52.5025 | 1
| Zone | South of Lugo | 3 | Monthly System Peak Day | CAISO | 1-in-2 | 2029 | 10 |  |  |  | 55.5739 | 1
| Zone | South of Lugo | 3 | Monthly System Peak Day | CAISO | 1-in-2 | 2029 | 11 |  |  |  | 60.2822 | 1
| Zone | South of Lugo | 3 | Monthly System Peak Day | CAISO | 1-in-2 | 2029 | 12 |  |  |  | 64.8764 | 1
| Zone | South of Lugo | 3 | Monthly System Peak Day | CAISO | 1-in-2 | 2029 | 13 |  |  |  | 67.8367 | 1
| Zone | South of Lugo | 3 | Monthly System Peak Day | CAISO | 1-in-2 | 2029 | 14 |  |  |  | 69.2092 | 1
| Zone | South of Lugo | 3 | Monthly System Peak Day | CAISO | 1-in-2 | 2029 | 15 |  |  |  | 70.2414 | 1
| Zone | South of Lugo | 3 | Monthly System Peak Day | CAISO | 1-in-2 | 2029 | 16 |  |  |  | 71.2658 | 1
| Zone | South of Lugo | 3 | Monthly System Peak Day | CAISO | 1-in-2 | 2029 | 17 |  |  |  | 71.6358 | 1
| Zone | South of Lugo | 3 | Monthly System Peak Day | CAISO | 1-in-2 | 2029 | 18 |  |  |  | 71.185 | 1
| Zone | South of Lugo | 3 | Monthly System Peak Day | CAISO | 1-in-2 | 2029 | 19 |  |  |  | 69.5747 | 1
| Zone | South of Lugo | 3 | Monthly System Peak Day | CAISO | 1-in-2 | 2029 | 20 |  |  |  | 66.3922 | 1
| Zone | South of Lugo | 3 | Monthly System Peak Day | CAISO | 1-in-2 | 2029 | 21 |  |  |  | 63.3958 | 1
| Zone | South of Lugo | 3 | Monthly System Peak Day | CAISO | 1-in-2 | 2029 | 22 |  |  |  | 61.6881 | 1
| Zone | South of Lugo | 3 | Monthly System Peak Day | CAISO | 1-in-2 | 2029 | 23 |  |  |  | 60.0722 | 1
| Zone | South of Lugo | 3 | Monthly System Peak Day | CAISO | 1-in-2 | 2029 | 24 |  |  |  | 58.4769 | 1
| Zone | South of Lugo | 4 | Average Weekday | CAISO | 1-in-2 | 2029 | 1 |  |  |  | 58.0175 | 1
| Zone | South of Lugo | 4 | Average Weekday | CAISO | 1-in-2 | 2029 | 2 |  |  |  | 57.1737 | 1
| Zone | South of Lugo | 4 | Average Weekday | CAISO | 1-in-2 | 2029 | 3 |  |  |  | 56.4171 | 1
| Zone | South of Lugo | 4 | Average Weekday | CAISO | 1-in-2 | 2029 | 4 |  |  |  | 55.722 | 1
| Zone | South of Lugo | 4 | Average Weekday | CAISO | 1-in-2 | 2029 | 5 |  |  |  | 55.1391 | 1
| Zone | South of Lugo | 4 | Average Weekday | CAISO | 1-in-2 | 2029 | 6 |  |  |  | 54.7482 | 1
| Zone | South of Lugo | 4 | Average Weekday | CAISO | 1-in-2 | 2029 | 7 |  |  |  | 54.4337 | 1
| Zone | South of Lugo | 4 | Average Weekday | CAISO | 1-in-2 | 2029 | 8 |  |  |  | 54.4184 | 1
| Zone | South of Lugo | 4 | Average Weekday | CAISO | 1-in-2 | 2029 | 9 |  |  |  | 55.9212 | 1
| Zone | South of Lugo | 4 | Average Weekday | CAISO | 1-in-2 | 2029 | 10 |  |  |  | 58.4835 | 1
| Zone | South of Lugo | 4 | Average Weekday | CAISO | 1-in-2 | 2029 | 11 |  |  |  | 61.2865 | 1
| Zone | South of Lugo | 4 | Average Weekday | CAISO | 1-in-2 | 2029 | 12 |  |  |  | 64.1775 | 1
| Zone | South of Lugo | 4 | Average Weekday | CAISO | 1-in-2 | 2029 | 13 |  |  |  | 66.5067 | 1
| Zone | South of Lugo | 4 | Average Weekday | CAISO | 1-in-2 | 2029 | 14 |  |  |  | 68.336 | 1
| Zone | South of Lugo | 4 | Average Weekday | CAISO | 1-in-2 | 2029 | 15 |  |  |  | 69.6837 | 1
| Zone | South of Lugo | 4 | Average Weekday | CAISO | 1-in-2 | 2029 | 16 |  |  |  | 70.354 | 1
| Zone | South of Lugo | 4 | Average Weekday | CAISO | 1-in-2 | 2029 | 17 |  |  |  | 70.5957 | 1
| Zone | South of Lugo | 4 | Average Weekday | CAISO | 1-in-2 | 2029 | 18 |  |  |  | 70.1069 | 1
| Zone | South of Lugo | 4 | Average Weekday | CAISO | 1-in-2 | 2029 | 19 |  |  |  | 68.8098 | 1
| Zone | South of Lugo | 4 | Average Weekday | CAISO | 1-in-2 | 2029 | 20 |  |  |  | 66.455 | 1
| Zone | South of Lugo | 4 | Average Weekday | CAISO | 1-in-2 | 2029 | 21 |  |  |  | 63.3945 | 1
| Zone | South of Lugo | 4 | Average Weekday | CAISO | 1-in-2 | 2029 | 22 |  |  |  | 61.1655 | 1
| Zone | South of Lugo | 4 | Average Weekday | CAISO | 1-in-2 | 2029 | 23 |  |  |  | 59.6977 | 1
| Zone | South of Lugo | 4 | Average Weekday | CAISO | 1-in-2 | 2029 | 24 |  |  |  | 58.6464 | 1
| Zone | South of Lugo | 4 | Monthly System Peak Day | CAISO | 1-in-2 | 2029 | 1 |  |  |  | 63.8797 | 1
| Zone | South of Lugo | 4 | Monthly System Peak Day | CAISO | 1-in-2 | 2029 | 2 |  |  |  | 62.5253 | 1
| Zone | South of Lugo | 4 | Monthly System Peak Day | CAISO | 1-in-2 | 2029 | 3 |  |  |  | 61.6583 | 1
| Zone | South of Lugo | 4 | Monthly System Peak Day | CAISO | 1-in-2 | 2029 | 4 |  |  |  | 60.9231 | 1
| Zone | South of Lugo | 4 | Monthly System Peak Day | CAISO | 1-in-2 | 2029 | 5 |  |  |  | 59.9731 | 1
| Zone | South of Lugo | 4 | Monthly System Peak Day | CAISO | 1-in-2 | 2029 | 6 |  |  |  | 59.3736 | 1
| Zone | South of Lugo | 4 | Monthly System Peak Day | CAISO | 1-in-2 | 2029 | 7 |  |  |  | 59.0392 | 1
| Zone | South of Lugo | 4 | Monthly System Peak Day | CAISO | 1-in-2 | 2029 | 8 |  |  |  | 59.3867 | 1
| Zone | South of Lugo | 4 | Monthly System Peak Day | CAISO | 1-in-2 | 2029 | 9 |  |  |  | 60.8022 | 1
| Zone | South of Lugo | 4 | Monthly System Peak Day | CAISO | 1-in-2 | 2029 | 10 |  |  |  | 64.9192 | 1
| Zone | South of Lugo | 4 | Monthly System Peak Day | CAISO | 1-in-2 | 2029 | 11 |  |  |  | 69.5942 | 1
| Zone | South of Lugo | 4 | Monthly System Peak Day | CAISO | 1-in-2 | 2029 | 12 |  |  |  | 74.1689 | 1
| Zone | South of Lugo | 4 | Monthly System Peak Day | CAISO | 1-in-2 | 2029 | 13 |  |  |  | 78.0494 | 1
| Zone | South of Lugo | 4 | Monthly System Peak Day | CAISO | 1-in-2 | 2029 | 14 |  |  |  | 80.7806 | 1
| Zone | South of Lugo | 4 | Monthly System Peak Day | CAISO | 1-in-2 | 2029 | 15 |  |  |  | 82.8028 | 1
| Zone | South of Lugo | 4 | Monthly System Peak Day | CAISO | 1-in-2 | 2029 | 16 |  |  |  | 83.5047 | 1
| Zone | South of Lugo | 4 | Monthly System Peak Day | CAISO | 1-in-2 | 2029 | 17 |  |  |  | 82.9567 | 1
| Zone | South of Lugo | 4 | Monthly System Peak Day | CAISO | 1-in-2 | 2029 | 18 |  |  |  | 82.3178 | 1
| Zone | South of Lugo | 4 | Monthly System Peak Day | CAISO | 1-in-2 | 2029 | 19 |  |  |  | 81.0725 | 1
| Zone | South of Lugo | 4 | Monthly System Peak Day | CAISO | 1-in-2 | 2029 | 20 |  |  |  | 78.5583 | 1
| Zone | South of Lugo | 4 | Monthly System Peak Day | CAISO | 1-in-2 | 2029 | 21 |  |  |  | 74.0617 | 1
| Zone | South of Lugo | 4 | Monthly System Peak Day | CAISO | 1-in-2 | 2029 | 22 |  |  |  | 69.5994 | 1
| Zone | South of Lugo | 4 | Monthly System Peak Day | CAISO | 1-in-2 | 2029 | 23 |  |  |  | 66.6206 | 1
| Zone | South of Lugo | 4 | Monthly System Peak Day | CAISO | 1-in-2 | 2029 | 24 |  |  |  | 64.6678 | 1
| Zone | South of Lugo | 5 | Average Weekday | CAISO | 1-in-2 | 2029 | 1 |  |  |  | 61.1348 | 1
| Zone | South of Lugo | 5 | Average Weekday | CAISO | 1-in-2 | 2029 | 2 |  |  |  | 60.5346 | 1
| Zone | South of Lugo | 5 | Average Weekday | CAISO | 1-in-2 | 2029 | 3 |  |  |  | 60.0288 | 1
| Zone | South of Lugo | 5 | Average Weekday | CAISO | 1-in-2 | 2029 | 4 |  |  |  | 59.5236 | 1
| Zone | South of Lugo | 5 | Average Weekday | CAISO | 1-in-2 | 2029 | 5 |  |  |  | 59.1163 | 1
| Zone | South of Lugo | 5 | Average Weekday | CAISO | 1-in-2 | 2029 | 6 |  |  |  | 58.7282 | 1
| Zone | South of Lugo | 5 | Average Weekday | CAISO | 1-in-2 | 2029 | 7 |  |  |  | 58.3962 | 1
| Zone | South of Lugo | 5 | Average Weekday | CAISO | 1-in-2 | 2029 | 8 |  |  |  | 58.7437 | 1
| Zone | South of Lugo | 5 | Average Weekday | CAISO | 1-in-2 | 2029 | 9 |  |  |  | 60.2327 | 1
| Zone | South of Lugo | 5 | Average Weekday | CAISO | 1-in-2 | 2029 | 10 |  |  |  | 62.3563 | 1
| Zone | South of Lugo | 5 | Average Weekday | CAISO | 1-in-2 | 2029 | 11 |  |  |  | 64.933 | 1
| Zone | South of Lugo | 5 | Average Weekday | CAISO | 1-in-2 | 2029 | 12 |  |  |  | 67.3178 | 1
| Zone | South of Lugo | 5 | Average Weekday | CAISO | 1-in-2 | 2029 | 13 |  |  |  | 69.4255 | 1
| Zone | South of Lugo | 5 | Average Weekday | CAISO | 1-in-2 | 2029 | 14 |  |  |  | 71.148 | 1
| Zone | South of Lugo | 5 | Average Weekday | CAISO | 1-in-2 | 2029 | 15 |  |  |  | 72.4241 | 1
| Zone | South of Lugo | 5 | Average Weekday | CAISO | 1-in-2 | 2029 | 16 |  |  |  | 73.1156 | 1
| Zone | South of Lugo | 5 | Average Weekday | CAISO | 1-in-2 | 2029 | 17 |  |  |  | 73.2273 | 1
| Zone | South of Lugo | 5 | Average Weekday | CAISO | 1-in-2 | 2029 | 18 |  |  |  | 72.5655 | 1
| Zone | South of Lugo | 5 | Average Weekday | CAISO | 1-in-2 | 2029 | 19 |  |  |  | 71.1484 | 1
| Zone | South of Lugo | 5 | Average Weekday | CAISO | 1-in-2 | 2029 | 20 |  |  |  | 68.9891 | 1
| Zone | South of Lugo | 5 | Average Weekday | CAISO | 1-in-2 | 2029 | 21 |  |  |  | 66.1434 | 1
| Zone | South of Lugo | 5 | Average Weekday | CAISO | 1-in-2 | 2029 | 22 |  |  |  | 63.9125 | 1
| Zone | South of Lugo | 5 | Average Weekday | CAISO | 1-in-2 | 2029 | 23 |  |  |  | 62.6515 | 1
| Zone | South of Lugo | 5 | Average Weekday | CAISO | 1-in-2 | 2029 | 24 |  |  |  | 61.7451 | 1
| Zone | South of Lugo | 5 | Monthly System Peak Day | CAISO | 1-in-2 | 2029 | 1 |  |  |  | 67.0208 | 1
| Zone | South of Lugo | 5 | Monthly System Peak Day | CAISO | 1-in-2 | 2029 | 2 |  |  |  | 65.5894 | 1
| Zone | South of Lugo | 5 | Monthly System Peak Day | CAISO | 1-in-2 | 2029 | 3 |  |  |  | 64.2253 | 1
| Zone | South of Lugo | 5 | Monthly System Peak Day | CAISO | 1-in-2 | 2029 | 4 |  |  |  | 62.7719 | 1
| Zone | South of Lugo | 5 | Monthly System Peak Day | CAISO | 1-in-2 | 2029 | 5 |  |  |  | 61.3103 | 1
| Zone | South of Lugo | 5 | Monthly System Peak Day | CAISO | 1-in-2 | 2029 | 6 |  |  |  | 60.7589 | 1
| Zone | South of Lugo | 5 | Monthly System Peak Day | CAISO | 1-in-2 | 2029 | 7 |  |  |  | 60.645 | 1
| Zone | South of Lugo | 5 | Monthly System Peak Day | CAISO | 1-in-2 | 2029 | 8 |  |  |  | 61.2089 | 1
| Zone | South of Lugo | 5 | Monthly System Peak Day | CAISO | 1-in-2 | 2029 | 9 |  |  |  | 64.0603 | 1
| Zone | South of Lugo | 5 | Monthly System Peak Day | CAISO | 1-in-2 | 2029 | 10 |  |  |  | 69.1803 | 1
| Zone | South of Lugo | 5 | Monthly System Peak Day | CAISO | 1-in-2 | 2029 | 11 |  |  |  | 74.5167 | 1
| Zone | South of Lugo | 5 | Monthly System Peak Day | CAISO | 1-in-2 | 2029 | 12 |  |  |  | 79.0092 | 1
| Zone | South of Lugo | 5 | Monthly System Peak Day | CAISO | 1-in-2 | 2029 | 13 |  |  |  | 82.1086 | 1
| Zone | South of Lugo | 5 | Monthly System Peak Day | CAISO | 1-in-2 | 2029 | 14 |  |  |  | 84.1044 | 1
| Zone | South of Lugo | 5 | Monthly System Peak Day | CAISO | 1-in-2 | 2029 | 15 |  |  |  | 85.5183 | 1
| Zone | South of Lugo | 5 | Monthly System Peak Day | CAISO | 1-in-2 | 2029 | 16 |  |  |  | 86.6833 | 1
| Zone | South of Lugo | 5 | Monthly System Peak Day | CAISO | 1-in-2 | 2029 | 17 |  |  |  | 86.2722 | 1
| Zone | South of Lugo | 5 | Monthly System Peak Day | CAISO | 1-in-2 | 2029 | 18 |  |  |  | 84.8111 | 1
| Zone | South of Lugo | 5 | Monthly System Peak Day | CAISO | 1-in-2 | 2029 | 19 |  |  |  | 82.0425 | 1
| Zone | South of Lugo | 5 | Monthly System Peak Day | CAISO | 1-in-2 | 2029 | 20 |  |  |  | 79.2078 | 1
| Zone | South of Lugo | 5 | Monthly System Peak Day | CAISO | 1-in-2 | 2029 | 21 |  |  |  | 74.8703 | 1
| Zone | South of Lugo | 5 | Monthly System Peak Day | CAISO | 1-in-2 | 2029 | 22 |  |  |  | 71.1503 | 1
| Zone | South of Lugo | 5 | Monthly System Peak Day | CAISO | 1-in-2 | 2029 | 23 |  |  |  | 69.6478 | 1
| Zone | South of Lugo | 5 | Monthly System Peak Day | CAISO | 1-in-2 | 2029 | 24 |  |  |  | 67.2344 | 1
| Zone | South of Lugo | 6 | Average Weekday | CAISO | 1-in-2 | 2029 | 1 |  |  |  | 63.9782 | 1
| Zone | South of Lugo | 6 | Average Weekday | CAISO | 1-in-2 | 2029 | 2 |  |  |  | 63.1095 | 1
| Zone | South of Lugo | 6 | Average Weekday | CAISO | 1-in-2 | 2029 | 3 |  |  |  | 62.3522 | 1
| Zone | South of Lugo | 6 | Average Weekday | CAISO | 1-in-2 | 2029 | 4 |  |  |  | 61.6996 | 1
| Zone | South of Lugo | 6 | Average Weekday | CAISO | 1-in-2 | 2029 | 5 |  |  |  | 61.1746 | 1
| Zone | South of Lugo | 6 | Average Weekday | CAISO | 1-in-2 | 2029 | 6 |  |  |  | 60.7294 | 1
| Zone | South of Lugo | 6 | Average Weekday | CAISO | 1-in-2 | 2029 | 7 |  |  |  | 60.3883 | 1
| Zone | South of Lugo | 6 | Average Weekday | CAISO | 1-in-2 | 2029 | 8 |  |  |  | 60.8863 | 1
| Zone | South of Lugo | 6 | Average Weekday | CAISO | 1-in-2 | 2029 | 9 |  |  |  | 62.5691 | 1
| Zone | South of Lugo | 6 | Average Weekday | CAISO | 1-in-2 | 2029 | 10 |  |  |  | 65.1324 | 1
| Zone | South of Lugo | 6 | Average Weekday | CAISO | 1-in-2 | 2029 | 11 |  |  |  | 68.1945 | 1
| Zone | South of Lugo | 6 | Average Weekday | CAISO | 1-in-2 | 2029 | 12 |  |  |  | 71.3648 | 1
| Zone | South of Lugo | 6 | Average Weekday | CAISO | 1-in-2 | 2029 | 13 |  |  |  | 73.9036 | 1
| Zone | South of Lugo | 6 | Average Weekday | CAISO | 1-in-2 | 2029 | 14 |  |  |  | 76.0368 | 1
| Zone | South of Lugo | 6 | Average Weekday | CAISO | 1-in-2 | 2029 | 15 |  |  |  | 77.7526 | 1
| Zone | South of Lugo | 6 | Average Weekday | CAISO | 1-in-2 | 2029 | 16 |  |  |  | 78.7286 | 1
| Zone | South of Lugo | 6 | Average Weekday | CAISO | 1-in-2 | 2029 | 17 |  |  |  | 79.2035 | 1
| Zone | South of Lugo | 6 | Average Weekday | CAISO | 1-in-2 | 2029 | 18 |  |  |  | 78.5518 | 1
| Zone | South of Lugo | 6 | Average Weekday | CAISO | 1-in-2 | 2029 | 19 |  |  |  | 77.0958 | 1
| Zone | South of Lugo | 6 | Average Weekday | CAISO | 1-in-2 | 2029 | 20 |  |  |  | 74.8612 | 1
| Zone | South of Lugo | 6 | Average Weekday | CAISO | 1-in-2 | 2029 | 21 |  |  |  | 71.7224 | 1
| Zone | South of Lugo | 6 | Average Weekday | CAISO | 1-in-2 | 2029 | 22 |  |  |  | 68.5028 | 1
| Zone | South of Lugo | 6 | Average Weekday | CAISO | 1-in-2 | 2029 | 23 |  |  |  | 66.5545 | 1
| Zone | South of Lugo | 6 | Average Weekday | CAISO | 1-in-2 | 2029 | 24 |  |  |  | 65.2126 | 1
| Zone | South of Lugo | 6 | Monthly System Peak Day | CAISO | 1-in-2 | 2029 | 1 |  |  |  | 65.3122 | 1
| Zone | South of Lugo | 6 | Monthly System Peak Day | CAISO | 1-in-2 | 2029 | 2 |  |  |  | 64.4594 | 1
| Zone | South of Lugo | 6 | Monthly System Peak Day | CAISO | 1-in-2 | 2029 | 3 |  |  |  | 63.6856 | 1
| Zone | South of Lugo | 6 | Monthly System Peak Day | CAISO | 1-in-2 | 2029 | 4 |  |  |  | 62.6772 | 1
| Zone | South of Lugo | 6 | Monthly System Peak Day | CAISO | 1-in-2 | 2029 | 5 |  |  |  | 61.7481 | 1
| Zone | South of Lugo | 6 | Monthly System Peak Day | CAISO | 1-in-2 | 2029 | 6 |  |  |  | 61.2672 | 1
| Zone | South of Lugo | 6 | Monthly System Peak Day | CAISO | 1-in-2 | 2029 | 7 |  |  |  | 60.8669 | 1
| Zone | South of Lugo | 6 | Monthly System Peak Day | CAISO | 1-in-2 | 2029 | 8 |  |  |  | 61.5311 | 1
| Zone | South of Lugo | 6 | Monthly System Peak Day | CAISO | 1-in-2 | 2029 | 9 |  |  |  | 64.1175 | 1
| Zone | South of Lugo | 6 | Monthly System Peak Day | CAISO | 1-in-2 | 2029 | 10 |  |  |  | 67.3953 | 1
| Zone | South of Lugo | 6 | Monthly System Peak Day | CAISO | 1-in-2 | 2029 | 11 |  |  |  | 70.6878 | 1
| Zone | South of Lugo | 6 | Monthly System Peak Day | CAISO | 1-in-2 | 2029 | 12 |  |  |  | 74.4286 | 1
| Zone | South of Lugo | 6 | Monthly System Peak Day | CAISO | 1-in-2 | 2029 | 13 |  |  |  | 77.7342 | 1
| Zone | South of Lugo | 6 | Monthly System Peak Day | CAISO | 1-in-2 | 2029 | 14 |  |  |  | 80.8556 | 1
| Zone | South of Lugo | 6 | Monthly System Peak Day | CAISO | 1-in-2 | 2029 | 15 |  |  |  | 83.6972 | 1
| Zone | South of Lugo | 6 | Monthly System Peak Day | CAISO | 1-in-2 | 2029 | 16 |  |  |  | 84.9611 | 1
| Zone | South of Lugo | 6 | Monthly System Peak Day | CAISO | 1-in-2 | 2029 | 17 |  |  |  | 85.0806 | 1
| Zone | South of Lugo | 6 | Monthly System Peak Day | CAISO | 1-in-2 | 2029 | 18 |  |  |  | 84.5833 | 1
| Zone | South of Lugo | 6 | Monthly System Peak Day | CAISO | 1-in-2 | 2029 | 19 |  |  |  | 83.1889 | 1
| Zone | South of Lugo | 6 | Monthly System Peak Day | CAISO | 1-in-2 | 2029 | 20 |  |  |  | 80.3558 | 1
| Zone | South of Lugo | 6 | Monthly System Peak Day | CAISO | 1-in-2 | 2029 | 21 |  |  |  | 76.0669 | 1
| Zone | South of Lugo | 6 | Monthly System Peak Day | CAISO | 1-in-2 | 2029 | 22 |  |  |  | 71.5611 | 1
| Zone | South of Lugo | 6 | Monthly System Peak Day | CAISO | 1-in-2 | 2029 | 23 |  |  |  | 68.6919 | 1
| Zone | South of Lugo | 6 | Monthly System Peak Day | CAISO | 1-in-2 | 2029 | 24 |  |  |  | 66.9717 | 1
| Zone | South of Lugo | 7 | Average Weekday | CAISO | 1-in-2 | 2029 | 1 |  |  |  | 68.6348 | 1
| Zone | South of Lugo | 7 | Average Weekday | CAISO | 1-in-2 | 2029 | 2 |  |  |  | 67.8546 | 1
| Zone | South of Lugo | 7 | Average Weekday | CAISO | 1-in-2 | 2029 | 3 |  |  |  | 67.1611 | 1
| Zone | South of Lugo | 7 | Average Weekday | CAISO | 1-in-2 | 2029 | 4 |  |  |  | 66.537 | 1
| Zone | South of Lugo | 7 | Average Weekday | CAISO | 1-in-2 | 2029 | 5 |  |  |  | 66.0419 | 1
| Zone | South of Lugo | 7 | Average Weekday | CAISO | 1-in-2 | 2029 | 6 |  |  |  | 65.5975 | 1
| Zone | South of Lugo | 7 | Average Weekday | CAISO | 1-in-2 | 2029 | 7 |  |  |  | 65.2822 | 1
| Zone | South of Lugo | 7 | Average Weekday | CAISO | 1-in-2 | 2029 | 8 |  |  |  | 65.8683 | 1
| Zone | South of Lugo | 7 | Average Weekday | CAISO | 1-in-2 | 2029 | 9 |  |  |  | 67.9582 | 1
| Zone | South of Lugo | 7 | Average Weekday | CAISO | 1-in-2 | 2029 | 10 |  |  |  | 70.6765 | 1
| Zone | South of Lugo | 7 | Average Weekday | CAISO | 1-in-2 | 2029 | 11 |  |  |  | 73.7944 | 1
| Zone | South of Lugo | 7 | Average Weekday | CAISO | 1-in-2 | 2029 | 12 |  |  |  | 76.9344 | 1
| Zone | South of Lugo | 7 | Average Weekday | CAISO | 1-in-2 | 2029 | 13 |  |  |  | 79.4886 | 1
| Zone | South of Lugo | 7 | Average Weekday | CAISO | 1-in-2 | 2029 | 14 |  |  |  | 81.4124 | 1
| Zone | South of Lugo | 7 | Average Weekday | CAISO | 1-in-2 | 2029 | 15 |  |  |  | 82.8268 | 1
| Zone | South of Lugo | 7 | Average Weekday | CAISO | 1-in-2 | 2029 | 16 |  |  |  | 83.4491 | 1
| Zone | South of Lugo | 7 | Average Weekday | CAISO | 1-in-2 | 2029 | 17 |  |  |  | 83.7052 | 1
| Zone | South of Lugo | 7 | Average Weekday | CAISO | 1-in-2 | 2029 | 18 |  |  |  | 83.0297 | 1
| Zone | South of Lugo | 7 | Average Weekday | CAISO | 1-in-2 | 2029 | 19 |  |  |  | 81.4723 | 1
| Zone | South of Lugo | 7 | Average Weekday | CAISO | 1-in-2 | 2029 | 20 |  |  |  | 79.2629 | 1
| Zone | South of Lugo | 7 | Average Weekday | CAISO | 1-in-2 | 2029 | 21 |  |  |  | 76.138 | 1
| Zone | South of Lugo | 7 | Average Weekday | CAISO | 1-in-2 | 2029 | 22 |  |  |  | 72.8533 | 1
| Zone | South of Lugo | 7 | Average Weekday | CAISO | 1-in-2 | 2029 | 23 |  |  |  | 70.8084 | 1
| Zone | South of Lugo | 7 | Average Weekday | CAISO | 1-in-2 | 2029 | 24 |  |  |  | 69.575 | 1
| Zone | South of Lugo | 7 | Monthly System Peak Day | CAISO | 1-in-2 | 2029 | 1 |  |  |  | 73.4597 | 1
| Zone | South of Lugo | 7 | Monthly System Peak Day | CAISO | 1-in-2 | 2029 | 2 |  |  |  | 72.6967 | 1
| Zone | South of Lugo | 7 | Monthly System Peak Day | CAISO | 1-in-2 | 2029 | 3 |  |  |  | 72.0013 | 1
| Zone | South of Lugo | 7 | Monthly System Peak Day | CAISO | 1-in-2 | 2029 | 4 |  |  |  | 71.4436 | 1
| Zone | South of Lugo | 7 | Monthly System Peak Day | CAISO | 1-in-2 | 2029 | 5 |  |  |  | 70.7646 | 1
| Zone | South of Lugo | 7 | Monthly System Peak Day | CAISO | 1-in-2 | 2029 | 6 |  |  |  | 70.1551 | 1
| Zone | South of Lugo | 7 | Monthly System Peak Day | CAISO | 1-in-2 | 2029 | 7 |  |  |  | 69.8672 | 1
| Zone | South of Lugo | 7 | Monthly System Peak Day | CAISO | 1-in-2 | 2029 | 8 |  |  |  | 70.0008 | 1
| Zone | South of Lugo | 7 | Monthly System Peak Day | CAISO | 1-in-2 | 2029 | 9 |  |  |  | 72.5462 | 1
| Zone | South of Lugo | 7 | Monthly System Peak Day | CAISO | 1-in-2 | 2029 | 10 |  |  |  | 76.518 | 1
| Zone | South of Lugo | 7 | Monthly System Peak Day | CAISO | 1-in-2 | 2029 | 11 |  |  |  | 81.2205 | 1
| Zone | South of Lugo | 7 | Monthly System Peak Day | CAISO | 1-in-2 | 2029 | 12 |  |  |  | 85.1359 | 1
| Zone | South of Lugo | 7 | Monthly System Peak Day | CAISO | 1-in-2 | 2029 | 13 |  |  |  | 87.8179 | 1
| Zone | South of Lugo | 7 | Monthly System Peak Day | CAISO | 1-in-2 | 2029 | 14 |  |  |  | 89.6692 | 1
| Zone | South of Lugo | 7 | Monthly System Peak Day | CAISO | 1-in-2 | 2029 | 15 |  |  |  | 90.8538 | 1
| Zone | South of Lugo | 7 | Monthly System Peak Day | CAISO | 1-in-2 | 2029 | 16 |  |  |  | 91.0974 | 1
| Zone | South of Lugo | 7 | Monthly System Peak Day | CAISO | 1-in-2 | 2029 | 17 |  |  |  | 91.1974 | 1
| Zone | South of Lugo | 7 | Monthly System Peak Day | CAISO | 1-in-2 | 2029 | 18 |  |  |  | 90.4667 | 1
| Zone | South of Lugo | 7 | Monthly System Peak Day | CAISO | 1-in-2 | 2029 | 19 |  |  |  | 88.759 | 1
| Zone | South of Lugo | 7 | Monthly System Peak Day | CAISO | 1-in-2 | 2029 | 20 |  |  |  | 86.2692 | 1
| Zone | South of Lugo | 7 | Monthly System Peak Day | CAISO | 1-in-2 | 2029 | 21 |  |  |  | 83.7231 | 1
| Zone | South of Lugo | 7 | Monthly System Peak Day | CAISO | 1-in-2 | 2029 | 22 |  |  |  | 80.9923 | 1
| Zone | South of Lugo | 7 | Monthly System Peak Day | CAISO | 1-in-2 | 2029 | 23 |  |  |  | 78.6082 | 1
| Zone | South of Lugo | 7 | Monthly System Peak Day | CAISO | 1-in-2 | 2029 | 24 |  |  |  | 76.8256 | 1
| Zone | South of Lugo | 8 | Average Weekday | CAISO | 1-in-2 | 2029 | 1 |  |  |  | 70.0345 | 1
| Zone | South of Lugo | 8 | Average Weekday | CAISO | 1-in-2 | 2029 | 2 |  |  |  | 69.0806 | 1
| Zone | South of Lugo | 8 | Average Weekday | CAISO | 1-in-2 | 2029 | 3 |  |  |  | 68.2447 | 1
| Zone | South of Lugo | 8 | Average Weekday | CAISO | 1-in-2 | 2029 | 4 |  |  |  | 67.5212 | 1
| Zone | South of Lugo | 8 | Average Weekday | CAISO | 1-in-2 | 2029 | 5 |  |  |  | 66.9202 | 1
| Zone | South of Lugo | 8 | Average Weekday | CAISO | 1-in-2 | 2029 | 6 |  |  |  | 66.3969 | 1
| Zone | South of Lugo | 8 | Average Weekday | CAISO | 1-in-2 | 2029 | 7 |  |  |  | 66.0998 | 1
| Zone | South of Lugo | 8 | Average Weekday | CAISO | 1-in-2 | 2029 | 8 |  |  |  | 66.163 | 1
| Zone | South of Lugo | 8 | Average Weekday | CAISO | 1-in-2 | 2029 | 9 |  |  |  | 68.0861 | 1
| Zone | South of Lugo | 8 | Average Weekday | CAISO | 1-in-2 | 2029 | 10 |  |  |  | 71.1121 | 1
| Zone | South of Lugo | 8 | Average Weekday | CAISO | 1-in-2 | 2029 | 11 |  |  |  | 74.7632 | 1
| Zone | South of Lugo | 8 | Average Weekday | CAISO | 1-in-2 | 2029 | 12 |  |  |  | 78.4705 | 1
| Zone | South of Lugo | 8 | Average Weekday | CAISO | 1-in-2 | 2029 | 13 |  |  |  | 81.311 | 1
| Zone | South of Lugo | 8 | Average Weekday | CAISO | 1-in-2 | 2029 | 14 |  |  |  | 83.5318 | 1
| Zone | South of Lugo | 8 | Average Weekday | CAISO | 1-in-2 | 2029 | 15 |  |  |  | 84.9576 | 1
| Zone | South of Lugo | 8 | Average Weekday | CAISO | 1-in-2 | 2029 | 16 |  |  |  | 85.6107 | 1
| Zone | South of Lugo | 8 | Average Weekday | CAISO | 1-in-2 | 2029 | 17 |  |  |  | 85.8816 | 1
| Zone | South of Lugo | 8 | Average Weekday | CAISO | 1-in-2 | 2029 | 18 |  |  |  | 85.1098 | 1
| Zone | South of Lugo | 8 | Average Weekday | CAISO | 1-in-2 | 2029 | 19 |  |  |  | 83.4933 | 1
| Zone | South of Lugo | 8 | Average Weekday | CAISO | 1-in-2 | 2029 | 20 |  |  |  | 80.9206 | 1
| Zone | South of Lugo | 8 | Average Weekday | CAISO | 1-in-2 | 2029 | 21 |  |  |  | 77.1187 | 1
| Zone | South of Lugo | 8 | Average Weekday | CAISO | 1-in-2 | 2029 | 22 |  |  |  | 74.0969 | 1
| Zone | South of Lugo | 8 | Average Weekday | CAISO | 1-in-2 | 2029 | 23 |  |  |  | 72.2916 | 1
| Zone | South of Lugo | 8 | Average Weekday | CAISO | 1-in-2 | 2029 | 24 |  |  |  | 71.0937 | 1
| Zone | South of Lugo | 8 | Monthly System Peak Day | CAISO | 1-in-2 | 2029 | 1 |  |  |  | 78.7487 | 1
| Zone | South of Lugo | 8 | Monthly System Peak Day | CAISO | 1-in-2 | 2029 | 2 |  |  |  | 77.6487 | 1
| Zone | South of Lugo | 8 | Monthly System Peak Day | CAISO | 1-in-2 | 2029 | 3 |  |  |  | 77.0128 | 1
| Zone | South of Lugo | 8 | Monthly System Peak Day | CAISO | 1-in-2 | 2029 | 4 |  |  |  | 76.2513 | 1
| Zone | South of Lugo | 8 | Monthly System Peak Day | CAISO | 1-in-2 | 2029 | 5 |  |  |  | 75.8128 | 1
| Zone | South of Lugo | 8 | Monthly System Peak Day | CAISO | 1-in-2 | 2029 | 6 |  |  |  | 75.2931 | 1
| Zone | South of Lugo | 8 | Monthly System Peak Day | CAISO | 1-in-2 | 2029 | 7 |  |  |  | 74.9128 | 1
| Zone | South of Lugo | 8 | Monthly System Peak Day | CAISO | 1-in-2 | 2029 | 8 |  |  |  | 75.1326 | 1
| Zone | South of Lugo | 8 | Monthly System Peak Day | CAISO | 1-in-2 | 2029 | 9 |  |  |  | 77.1949 | 1
| Zone | South of Lugo | 8 | Monthly System Peak Day | CAISO | 1-in-2 | 2029 | 10 |  |  |  | 81.1641 | 1
| Zone | South of Lugo | 8 | Monthly System Peak Day | CAISO | 1-in-2 | 2029 | 11 |  |  |  | 85.3154 | 1
| Zone | South of Lugo | 8 | Monthly System Peak Day | CAISO | 1-in-2 | 2029 | 12 |  |  |  | 89.3128 | 1
| Zone | South of Lugo | 8 | Monthly System Peak Day | CAISO | 1-in-2 | 2029 | 13 |  |  |  | 91.9051 | 1
| Zone | South of Lugo | 8 | Monthly System Peak Day | CAISO | 1-in-2 | 2029 | 14 |  |  |  | 93.1897 | 1
| Zone | South of Lugo | 8 | Monthly System Peak Day | CAISO | 1-in-2 | 2029 | 15 |  |  |  | 93.4641 | 1
| Zone | South of Lugo | 8 | Monthly System Peak Day | CAISO | 1-in-2 | 2029 | 16 |  |  |  | 93.5282 | 1
| Zone | South of Lugo | 8 | Monthly System Peak Day | CAISO | 1-in-2 | 2029 | 17 |  |  |  | 92.5615 | 1
| Zone | South of Lugo | 8 | Monthly System Peak Day | CAISO | 1-in-2 | 2029 | 18 |  |  |  | 90.541 | 1
| Zone | South of Lugo | 8 | Monthly System Peak Day | CAISO | 1-in-2 | 2029 | 19 |  |  |  | 88.6821 | 1
| Zone | South of Lugo | 8 | Monthly System Peak Day | CAISO | 1-in-2 | 2029 | 20 |  |  |  | 86.7615 | 1
| Zone | South of Lugo | 8 | Monthly System Peak Day | CAISO | 1-in-2 | 2029 | 21 |  |  |  | 84.1462 | 1
| Zone | South of Lugo | 8 | Monthly System Peak Day | CAISO | 1-in-2 | 2029 | 22 |  |  |  | 81.8333 | 1
| Zone | South of Lugo | 8 | Monthly System Peak Day | CAISO | 1-in-2 | 2029 | 23 |  |  |  | 80.4154 | 1
| Zone | South of Lugo | 8 | Monthly System Peak Day | CAISO | 1-in-2 | 2029 | 24 |  |  |  | 79.2487 | 1
| Zone | South of Lugo | 8 | Typical Event Day | CAISO | 1-in-2 | 2029 | 1 |  |  |  | 74.2238 | 1
| Zone | South of Lugo | 8 | Typical Event Day | CAISO | 1-in-2 | 2029 | 2 |  |  |  | 73.184 | 1
| Zone | South of Lugo | 8 | Typical Event Day | CAISO | 1-in-2 | 2029 | 3 |  |  |  | 72.4304 | 1
| Zone | South of Lugo | 8 | Typical Event Day | CAISO | 1-in-2 | 2029 | 4 |  |  |  | 71.5521 | 1
| Zone | South of Lugo | 8 | Typical Event Day | CAISO | 1-in-2 | 2029 | 5 |  |  |  | 70.8571 | 1
| Zone | South of Lugo | 8 | Typical Event Day | CAISO | 1-in-2 | 2029 | 6 |  |  |  | 70.2894 | 1
| Zone | South of Lugo | 8 | Typical Event Day | CAISO | 1-in-2 | 2029 | 7 |  |  |  | 70.0895 | 1
| Zone | South of Lugo | 8 | Typical Event Day | CAISO | 1-in-2 | 2029 | 8 |  |  |  | 70.4164 | 1
| Zone | South of Lugo | 8 | Typical Event Day | CAISO | 1-in-2 | 2029 | 9 |  |  |  | 72.6402 | 1
| Zone | South of Lugo | 8 | Typical Event Day | CAISO | 1-in-2 | 2029 | 10 |  |  |  | 76.6185 | 1
| Zone | South of Lugo | 8 | Typical Event Day | CAISO | 1-in-2 | 2029 | 11 |  |  |  | 81.2406 | 1
| Zone | South of Lugo | 8 | Typical Event Day | CAISO | 1-in-2 | 2029 | 12 |  |  |  | 85.3671 | 1
| Zone | South of Lugo | 8 | Typical Event Day | CAISO | 1-in-2 | 2029 | 13 |  |  |  | 88.2251 | 1
| Zone | South of Lugo | 8 | Typical Event Day | CAISO | 1-in-2 | 2029 | 14 |  |  |  | 90.2212 | 1
| Zone | South of Lugo | 8 | Typical Event Day | CAISO | 1-in-2 | 2029 | 15 |  |  |  | 91.4083 | 1
| Zone | South of Lugo | 8 | Typical Event Day | CAISO | 1-in-2 | 2029 | 16 |  |  |  | 91.4955 | 1
| Zone | South of Lugo | 8 | Typical Event Day | CAISO | 1-in-2 | 2029 | 17 |  |  |  | 90.9699 | 1
| Zone | South of Lugo | 8 | Typical Event Day | CAISO | 1-in-2 | 2029 | 18 |  |  |  | 89.7058 | 1
| Zone | South of Lugo | 8 | Typical Event Day | CAISO | 1-in-2 | 2029 | 19 |  |  |  | 88.3058 | 1
| Zone | South of Lugo | 8 | Typical Event Day | CAISO | 1-in-2 | 2029 | 20 |  |  |  | 86.0937 | 1
| Zone | South of Lugo | 8 | Typical Event Day | CAISO | 1-in-2 | 2029 | 21 |  |  |  | 83.049 | 1
| Zone | South of Lugo | 8 | Typical Event Day | CAISO | 1-in-2 | 2029 | 22 |  |  |  | 80.1869 | 1
| Zone | South of Lugo | 8 | Typical Event Day | CAISO | 1-in-2 | 2029 | 23 |  |  |  | 77.9566 | 1
| Zone | South of Lugo | 8 | Typical Event Day | CAISO | 1-in-2 | 2029 | 24 |  |  |  | 76.2456 | 1
| Zone | South of Lugo | 9 | Average Weekday | CAISO | 1-in-2 | 2029 | 1 |  |  |  | 69.5297 | 1
| Zone | South of Lugo | 9 | Average Weekday | CAISO | 1-in-2 | 2029 | 2 |  |  |  | 68.7128 | 1
| Zone | South of Lugo | 9 | Average Weekday | CAISO | 1-in-2 | 2029 | 3 |  |  |  | 68.0113 | 1
| Zone | South of Lugo | 9 | Average Weekday | CAISO | 1-in-2 | 2029 | 4 |  |  |  | 67.4477 | 1
| Zone | South of Lugo | 9 | Average Weekday | CAISO | 1-in-2 | 2029 | 5 |  |  |  | 66.9649 | 1
| Zone | South of Lugo | 9 | Average Weekday | CAISO | 1-in-2 | 2029 | 6 |  |  |  | 66.4867 | 1
| Zone | South of Lugo | 9 | Average Weekday | CAISO | 1-in-2 | 2029 | 7 |  |  |  | 66.2234 | 1
| Zone | South of Lugo | 9 | Average Weekday | CAISO | 1-in-2 | 2029 | 8 |  |  |  | 66.147 | 1
| Zone | South of Lugo | 9 | Average Weekday | CAISO | 1-in-2 | 2029 | 9 |  |  |  | 67.2565 | 1
| Zone | South of Lugo | 9 | Average Weekday | CAISO | 1-in-2 | 2029 | 10 |  |  |  | 69.9201 | 1
| Zone | South of Lugo | 9 | Average Weekday | CAISO | 1-in-2 | 2029 | 11 |  |  |  | 73.3148 | 1
| Zone | South of Lugo | 9 | Average Weekday | CAISO | 1-in-2 | 2029 | 12 |  |  |  | 76.8477 | 1
| Zone | South of Lugo | 9 | Average Weekday | CAISO | 1-in-2 | 2029 | 13 |  |  |  | 79.9092 | 1
| Zone | South of Lugo | 9 | Average Weekday | CAISO | 1-in-2 | 2029 | 14 |  |  |  | 82.0878 | 1
| Zone | South of Lugo | 9 | Average Weekday | CAISO | 1-in-2 | 2029 | 15 |  |  |  | 83.2611 | 1
| Zone | South of Lugo | 9 | Average Weekday | CAISO | 1-in-2 | 2029 | 16 |  |  |  | 83.7561 | 1
| Zone | South of Lugo | 9 | Average Weekday | CAISO | 1-in-2 | 2029 | 17 |  |  |  | 83.5744 | 1
| Zone | South of Lugo | 9 | Average Weekday | CAISO | 1-in-2 | 2029 | 18 |  |  |  | 82.541 | 1
| Zone | South of Lugo | 9 | Average Weekday | CAISO | 1-in-2 | 2029 | 19 |  |  |  | 80.6685 | 1
| Zone | South of Lugo | 9 | Average Weekday | CAISO | 1-in-2 | 2029 | 20 |  |  |  | 77.7379 | 1
| Zone | South of Lugo | 9 | Average Weekday | CAISO | 1-in-2 | 2029 | 21 |  |  |  | 74.6711 | 1
| Zone | South of Lugo | 9 | Average Weekday | CAISO | 1-in-2 | 2029 | 22 |  |  |  | 72.7849 | 1
| Zone | South of Lugo | 9 | Average Weekday | CAISO | 1-in-2 | 2029 | 23 |  |  |  | 71.4589 | 1
| Zone | South of Lugo | 9 | Average Weekday | CAISO | 1-in-2 | 2029 | 24 |  |  |  | 70.3249 | 1
| Zone | South of Lugo | 9 | Monthly System Peak Day | CAISO | 1-in-2 | 2029 | 1 |  |  |  | 79.7279 | 1
| Zone | South of Lugo | 9 | Monthly System Peak Day | CAISO | 1-in-2 | 2029 | 2 |  |  |  | 78.26 | 1
| Zone | South of Lugo | 9 | Monthly System Peak Day | CAISO | 1-in-2 | 2029 | 3 |  |  |  | 77.3103 | 1
| Zone | South of Lugo | 9 | Monthly System Peak Day | CAISO | 1-in-2 | 2029 | 4 |  |  |  | 76.1223 | 1
| Zone | South of Lugo | 9 | Monthly System Peak Day | CAISO | 1-in-2 | 2029 | 5 |  |  |  | 75.3567 | 1
| Zone | South of Lugo | 9 | Monthly System Peak Day | CAISO | 1-in-2 | 2029 | 6 |  |  |  | 74.6564 | 1
| Zone | South of Lugo | 9 | Monthly System Peak Day | CAISO | 1-in-2 | 2029 | 7 |  |  |  | 74.9015 | 1
| Zone | South of Lugo | 9 | Monthly System Peak Day | CAISO | 1-in-2 | 2029 | 8 |  |  |  | 75.1818 | 1
| Zone | South of Lugo | 9 | Monthly System Peak Day | CAISO | 1-in-2 | 2029 | 9 |  |  |  | 76.8754 | 1
| Zone | South of Lugo | 9 | Monthly System Peak Day | CAISO | 1-in-2 | 2029 | 10 |  |  |  | 81.5795 | 1
| Zone | South of Lugo | 9 | Monthly System Peak Day | CAISO | 1-in-2 | 2029 | 11 |  |  |  | 88 | 1
| Zone | South of Lugo | 9 | Monthly System Peak Day | CAISO | 1-in-2 | 2029 | 12 |  |  |  | 92.8974 | 1
| Zone | South of Lugo | 9 | Monthly System Peak Day | CAISO | 1-in-2 | 2029 | 13 |  |  |  | 95.8 | 1
| Zone | South of Lugo | 9 | Monthly System Peak Day | CAISO | 1-in-2 | 2029 | 14 |  |  |  | 97.6026 | 1
| Zone | South of Lugo | 9 | Monthly System Peak Day | CAISO | 1-in-2 | 2029 | 15 |  |  |  | 98.0487 | 1
| Zone | South of Lugo | 9 | Monthly System Peak Day | CAISO | 1-in-2 | 2029 | 16 |  |  |  | 96.918 | 1
| Zone | South of Lugo | 9 | Monthly System Peak Day | CAISO | 1-in-2 | 2029 | 17 |  |  |  | 95.6487 | 1
| Zone | South of Lugo | 9 | Monthly System Peak Day | CAISO | 1-in-2 | 2029 | 18 |  |  |  | 93.8744 | 1
| Zone | South of Lugo | 9 | Monthly System Peak Day | CAISO | 1-in-2 | 2029 | 19 |  |  |  | 93.2077 | 1
| Zone | South of Lugo | 9 | Monthly System Peak Day | CAISO | 1-in-2 | 2029 | 20 |  |  |  | 91.5256 | 1
| Zone | South of Lugo | 9 | Monthly System Peak Day | CAISO | 1-in-2 | 2029 | 21 |  |  |  | 88.7154 | 1
| Zone | South of Lugo | 9 | Monthly System Peak Day | CAISO | 1-in-2 | 2029 | 22 |  |  |  | 86.8 | 1
| Zone | South of Lugo | 9 | Monthly System Peak Day | CAISO | 1-in-2 | 2029 | 23 |  |  |  | 84.5641 | 1
| Zone | South of Lugo | 9 | Monthly System Peak Day | CAISO | 1-in-2 | 2029 | 24 |  |  |  | 82.3795 | 1
| Zone | South of Lugo | 10 | Average Weekday | CAISO | 1-in-2 | 2029 | 1 |  |  |  | 64.658 | 1
| Zone | South of Lugo | 10 | Average Weekday | CAISO | 1-in-2 | 2029 | 2 |  |  |  | 63.8062 | 1
| Zone | South of Lugo | 10 | Average Weekday | CAISO | 1-in-2 | 2029 | 3 |  |  |  | 62.9019 | 1
| Zone | South of Lugo | 10 | Average Weekday | CAISO | 1-in-2 | 2029 | 4 |  |  |  | 62.2469 | 1
| Zone | South of Lugo | 10 | Average Weekday | CAISO | 1-in-2 | 2029 | 5 |  |  |  | 61.6376 | 1
| Zone | South of Lugo | 10 | Average Weekday | CAISO | 1-in-2 | 2029 | 6 |  |  |  | 61.2473 | 1
| Zone | South of Lugo | 10 | Average Weekday | CAISO | 1-in-2 | 2029 | 7 |  |  |  | 60.9326 | 1
| Zone | South of Lugo | 10 | Average Weekday | CAISO | 1-in-2 | 2029 | 8 |  |  |  | 60.7842 | 1
| Zone | South of Lugo | 10 | Average Weekday | CAISO | 1-in-2 | 2029 | 9 |  |  |  | 61.3719 | 1
| Zone | South of Lugo | 10 | Average Weekday | CAISO | 1-in-2 | 2029 | 10 |  |  |  | 63.9419 | 1
| Zone | South of Lugo | 10 | Average Weekday | CAISO | 1-in-2 | 2029 | 11 |  |  |  | 67.2273 | 1
| Zone | South of Lugo | 10 | Average Weekday | CAISO | 1-in-2 | 2029 | 12 |  |  |  | 70.4369 | 1
| Zone | South of Lugo | 10 | Average Weekday | CAISO | 1-in-2 | 2029 | 13 |  |  |  | 73.1782 | 1
| Zone | South of Lugo | 10 | Average Weekday | CAISO | 1-in-2 | 2029 | 14 |  |  |  | 75.1897 | 1
| Zone | South of Lugo | 10 | Average Weekday | CAISO | 1-in-2 | 2029 | 15 |  |  |  | 76.6368 | 1
| Zone | South of Lugo | 10 | Average Weekday | CAISO | 1-in-2 | 2029 | 16 |  |  |  | 77.4598 | 1
| Zone | South of Lugo | 10 | Average Weekday | CAISO | 1-in-2 | 2029 | 17 |  |  |  | 77.3466 | 1
| Zone | South of Lugo | 10 | Average Weekday | CAISO | 1-in-2 | 2029 | 18 |  |  |  | 76.4242 | 1
| Zone | South of Lugo | 10 | Average Weekday | CAISO | 1-in-2 | 2029 | 19 |  |  |  | 74.5143 | 1
| Zone | South of Lugo | 10 | Average Weekday | CAISO | 1-in-2 | 2029 | 20 |  |  |  | 71.5232 | 1
| Zone | South of Lugo | 10 | Average Weekday | CAISO | 1-in-2 | 2029 | 21 |  |  |  | 69.4376 | 1
| Zone | South of Lugo | 10 | Average Weekday | CAISO | 1-in-2 | 2029 | 22 |  |  |  | 67.9225 | 1
| Zone | South of Lugo | 10 | Average Weekday | CAISO | 1-in-2 | 2029 | 23 |  |  |  | 66.6274 | 1
| Zone | South of Lugo | 10 | Average Weekday | CAISO | 1-in-2 | 2029 | 24 |  |  |  | 65.4949 | 1
| Zone | South of Lugo | 10 | Monthly System Peak Day | CAISO | 1-in-2 | 2029 | 1 |  |  |  | 74.9769 | 1
| Zone | South of Lugo | 10 | Monthly System Peak Day | CAISO | 1-in-2 | 2029 | 2 |  |  |  | 73.8469 | 1
| Zone | South of Lugo | 10 | Monthly System Peak Day | CAISO | 1-in-2 | 2029 | 3 |  |  |  | 72.4622 | 1
| Zone | South of Lugo | 10 | Monthly System Peak Day | CAISO | 1-in-2 | 2029 | 4 |  |  |  | 70.9661 | 1
| Zone | South of Lugo | 10 | Monthly System Peak Day | CAISO | 1-in-2 | 2029 | 5 |  |  |  | 69.9036 | 1
| Zone | South of Lugo | 10 | Monthly System Peak Day | CAISO | 1-in-2 | 2029 | 6 |  |  |  | 69.4283 | 1
| Zone | South of Lugo | 10 | Monthly System Peak Day | CAISO | 1-in-2 | 2029 | 7 |  |  |  | 69.1028 | 1
| Zone | South of Lugo | 10 | Monthly System Peak Day | CAISO | 1-in-2 | 2029 | 8 |  |  |  | 68.4244 | 1
| Zone | South of Lugo | 10 | Monthly System Peak Day | CAISO | 1-in-2 | 2029 | 9 |  |  |  | 69.4117 | 1
| Zone | South of Lugo | 10 | Monthly System Peak Day | CAISO | 1-in-2 | 2029 | 10 |  |  |  | 73.025 | 1
| Zone | South of Lugo | 10 | Monthly System Peak Day | CAISO | 1-in-2 | 2029 | 11 |  |  |  | 77.7472 | 1
| Zone | South of Lugo | 10 | Monthly System Peak Day | CAISO | 1-in-2 | 2029 | 12 |  |  |  | 82.5139 | 1
| Zone | South of Lugo | 10 | Monthly System Peak Day | CAISO | 1-in-2 | 2029 | 13 |  |  |  | 86.0528 | 1
| Zone | South of Lugo | 10 | Monthly System Peak Day | CAISO | 1-in-2 | 2029 | 14 |  |  |  | 88.1917 | 1
| Zone | South of Lugo | 10 | Monthly System Peak Day | CAISO | 1-in-2 | 2029 | 15 |  |  |  | 88.6806 | 1
| Zone | South of Lugo | 10 | Monthly System Peak Day | CAISO | 1-in-2 | 2029 | 16 |  |  |  | 88.8 | 1
| Zone | South of Lugo | 10 | Monthly System Peak Day | CAISO | 1-in-2 | 2029 | 17 |  |  |  | 88.0417 | 1
| Zone | South of Lugo | 10 | Monthly System Peak Day | CAISO | 1-in-2 | 2029 | 18 |  |  |  | 87.2611 | 1
| Zone | South of Lugo | 10 | Monthly System Peak Day | CAISO | 1-in-2 | 2029 | 19 |  |  |  | 85.3628 | 1
| Zone | South of Lugo | 10 | Monthly System Peak Day | CAISO | 1-in-2 | 2029 | 20 |  |  |  | 82.2675 | 1
| Zone | South of Lugo | 10 | Monthly System Peak Day | CAISO | 1-in-2 | 2029 | 21 |  |  |  | 79.4689 | 1
| Zone | South of Lugo | 10 | Monthly System Peak Day | CAISO | 1-in-2 | 2029 | 22 |  |  |  | 77.5472 | 1
| Zone | South of Lugo | 10 | Monthly System Peak Day | CAISO | 1-in-2 | 2029 | 23 |  |  |  | 75.9456 | 1
| Zone | South of Lugo | 10 | Monthly System Peak Day | CAISO | 1-in-2 | 2029 | 24 |  |  |  | 74.4658 | 1
| Zone | South of Lugo | 11 | Average Weekday | CAISO | 1-in-2 | 2029 | 1 |  |  |  | 57.3766 | 1
| Zone | South of Lugo | 11 | Average Weekday | CAISO | 1-in-2 | 2029 | 2 |  |  |  | 56.6196 | 1
| Zone | South of Lugo | 11 | Average Weekday | CAISO | 1-in-2 | 2029 | 3 |  |  |  | 55.8667 | 1
| Zone | South of Lugo | 11 | Average Weekday | CAISO | 1-in-2 | 2029 | 4 |  |  |  | 55.1855 | 1
| Zone | South of Lugo | 11 | Average Weekday | CAISO | 1-in-2 | 2029 | 5 |  |  |  | 54.6693 | 1
| Zone | South of Lugo | 11 | Average Weekday | CAISO | 1-in-2 | 2029 | 6 |  |  |  | 54.1856 | 1
| Zone | South of Lugo | 11 | Average Weekday | CAISO | 1-in-2 | 2029 | 7 |  |  |  | 54.014 | 1
| Zone | South of Lugo | 11 | Average Weekday | CAISO | 1-in-2 | 2029 | 8 |  |  |  | 53.9417 | 1
| Zone | South of Lugo | 11 | Average Weekday | CAISO | 1-in-2 | 2029 | 9 |  |  |  | 55.5116 | 1
| Zone | South of Lugo | 11 | Average Weekday | CAISO | 1-in-2 | 2029 | 10 |  |  |  | 58.5353 | 1
| Zone | South of Lugo | 11 | Average Weekday | CAISO | 1-in-2 | 2029 | 11 |  |  |  | 62.1631 | 1
| Zone | South of Lugo | 11 | Average Weekday | CAISO | 1-in-2 | 2029 | 12 |  |  |  | 65.3752 | 1
| Zone | South of Lugo | 11 | Average Weekday | CAISO | 1-in-2 | 2029 | 13 |  |  |  | 67.8009 | 1
| Zone | South of Lugo | 11 | Average Weekday | CAISO | 1-in-2 | 2029 | 14 |  |  |  | 69.3357 | 1
| Zone | South of Lugo | 11 | Average Weekday | CAISO | 1-in-2 | 2029 | 15 |  |  |  | 70.1111 | 1
| Zone | South of Lugo | 11 | Average Weekday | CAISO | 1-in-2 | 2029 | 16 |  |  |  | 70.1077 | 1
| Zone | South of Lugo | 11 | Average Weekday | CAISO | 1-in-2 | 2029 | 17 |  |  |  | 69.1869 | 1
| Zone | South of Lugo | 11 | Average Weekday | CAISO | 1-in-2 | 2029 | 18 |  |  |  | 67.091 | 1
| Zone | South of Lugo | 11 | Average Weekday | CAISO | 1-in-2 | 2029 | 19 |  |  |  | 64.7038 | 1
| Zone | South of Lugo | 11 | Average Weekday | CAISO | 1-in-2 | 2029 | 20 |  |  |  | 62.8628 | 1
| Zone | South of Lugo | 11 | Average Weekday | CAISO | 1-in-2 | 2029 | 21 |  |  |  | 61.4347 | 1
| Zone | South of Lugo | 11 | Average Weekday | CAISO | 1-in-2 | 2029 | 22 |  |  |  | 60.1706 | 1
| Zone | South of Lugo | 11 | Average Weekday | CAISO | 1-in-2 | 2029 | 23 |  |  |  | 59.0939 | 1
| Zone | South of Lugo | 11 | Average Weekday | CAISO | 1-in-2 | 2029 | 24 |  |  |  | 58.1829 | 1
| Zone | South of Lugo | 11 | Monthly System Peak Day | CAISO | 1-in-2 | 2029 | 1 |  |  |  | 59.1525 | 1
| Zone | South of Lugo | 11 | Monthly System Peak Day | CAISO | 1-in-2 | 2029 | 2 |  |  |  | 57.8128 | 1
| Zone | South of Lugo | 11 | Monthly System Peak Day | CAISO | 1-in-2 | 2029 | 3 |  |  |  | 56.5017 | 1
| Zone | South of Lugo | 11 | Monthly System Peak Day | CAISO | 1-in-2 | 2029 | 4 |  |  |  | 55.7769 | 1
| Zone | South of Lugo | 11 | Monthly System Peak Day | CAISO | 1-in-2 | 2029 | 5 |  |  |  | 54.8683 | 1
| Zone | South of Lugo | 11 | Monthly System Peak Day | CAISO | 1-in-2 | 2029 | 6 |  |  |  | 54.3533 | 1
| Zone | South of Lugo | 11 | Monthly System Peak Day | CAISO | 1-in-2 | 2029 | 7 |  |  |  | 53.6728 | 1
| Zone | South of Lugo | 11 | Monthly System Peak Day | CAISO | 1-in-2 | 2029 | 8 |  |  |  | 53.8197 | 1
| Zone | South of Lugo | 11 | Monthly System Peak Day | CAISO | 1-in-2 | 2029 | 9 |  |  |  | 57.4122 | 1
| Zone | South of Lugo | 11 | Monthly System Peak Day | CAISO | 1-in-2 | 2029 | 10 |  |  |  | 63.5833 | 1
| Zone | South of Lugo | 11 | Monthly System Peak Day | CAISO | 1-in-2 | 2029 | 11 |  |  |  | 69.7231 | 1
| Zone | South of Lugo | 11 | Monthly System Peak Day | CAISO | 1-in-2 | 2029 | 12 |  |  |  | 74.4992 | 1
| Zone | South of Lugo | 11 | Monthly System Peak Day | CAISO | 1-in-2 | 2029 | 13 |  |  |  | 77.7969 | 1
| Zone | South of Lugo | 11 | Monthly System Peak Day | CAISO | 1-in-2 | 2029 | 14 |  |  |  | 79.5986 | 1
| Zone | South of Lugo | 11 | Monthly System Peak Day | CAISO | 1-in-2 | 2029 | 15 |  |  |  | 80.5519 | 1
| Zone | South of Lugo | 11 | Monthly System Peak Day | CAISO | 1-in-2 | 2029 | 16 |  |  |  | 80.1353 | 1
| Zone | South of Lugo | 11 | Monthly System Peak Day | CAISO | 1-in-2 | 2029 | 17 |  |  |  | 78.8542 | 1
| Zone | South of Lugo | 11 | Monthly System Peak Day | CAISO | 1-in-2 | 2029 | 18 |  |  |  | 75.4964 | 1
| Zone | South of Lugo | 11 | Monthly System Peak Day | CAISO | 1-in-2 | 2029 | 19 |  |  |  | 71.8994 | 1
| Zone | South of Lugo | 11 | Monthly System Peak Day | CAISO | 1-in-2 | 2029 | 20 |  |  |  | 70.0583 | 1
| Zone | South of Lugo | 11 | Monthly System Peak Day | CAISO | 1-in-2 | 2029 | 21 |  |  |  | 67.8533 | 1
| Zone | South of Lugo | 11 | Monthly System Peak Day | CAISO | 1-in-2 | 2029 | 22 |  |  |  | 66.1669 | 1
| Zone | South of Lugo | 11 | Monthly System Peak Day | CAISO | 1-in-2 | 2029 | 23 |  |  |  | 63.8694 | 1
| Zone | South of Lugo | 11 | Monthly System Peak Day | CAISO | 1-in-2 | 2029 | 24 |  |  |  | 62.2781 | 1
| Zone | South of Lugo | 12 | Average Weekday | CAISO | 1-in-2 | 2029 | 1 |  |  |  | 50.4388 | 1
| Zone | South of Lugo | 12 | Average Weekday | CAISO | 1-in-2 | 2029 | 2 |  |  |  | 49.7017 | 1
| Zone | South of Lugo | 12 | Average Weekday | CAISO | 1-in-2 | 2029 | 3 |  |  |  | 49.1639 | 1
| Zone | South of Lugo | 12 | Average Weekday | CAISO | 1-in-2 | 2029 | 4 |  |  |  | 48.6896 | 1
| Zone | South of Lugo | 12 | Average Weekday | CAISO | 1-in-2 | 2029 | 5 |  |  |  | 48.2306 | 1
| Zone | South of Lugo | 12 | Average Weekday | CAISO | 1-in-2 | 2029 | 6 |  |  |  | 47.7785 | 1
| Zone | South of Lugo | 12 | Average Weekday | CAISO | 1-in-2 | 2029 | 7 |  |  |  | 47.4745 | 1
| Zone | South of Lugo | 12 | Average Weekday | CAISO | 1-in-2 | 2029 | 8 |  |  |  | 47.3875 | 1
| Zone | South of Lugo | 12 | Average Weekday | CAISO | 1-in-2 | 2029 | 9 |  |  |  | 48.3394 | 1
| Zone | South of Lugo | 12 | Average Weekday | CAISO | 1-in-2 | 2029 | 10 |  |  |  | 51.1662 | 1
| Zone | South of Lugo | 12 | Average Weekday | CAISO | 1-in-2 | 2029 | 11 |  |  |  | 54.5043 | 1
| Zone | South of Lugo | 12 | Average Weekday | CAISO | 1-in-2 | 2029 | 12 |  |  |  | 57.461 | 1
| Zone | South of Lugo | 12 | Average Weekday | CAISO | 1-in-2 | 2029 | 13 |  |  |  | 59.6531 | 1
| Zone | South of Lugo | 12 | Average Weekday | CAISO | 1-in-2 | 2029 | 14 |  |  |  | 61.1534 | 1
| Zone | South of Lugo | 12 | Average Weekday | CAISO | 1-in-2 | 2029 | 15 |  |  |  | 62.041 | 1
| Zone | South of Lugo | 12 | Average Weekday | CAISO | 1-in-2 | 2029 | 16 |  |  |  | 62.1144 | 1
| Zone | South of Lugo | 12 | Average Weekday | CAISO | 1-in-2 | 2029 | 17 |  |  |  | 61.3113 | 1
| Zone | South of Lugo | 12 | Average Weekday | CAISO | 1-in-2 | 2029 | 18 |  |  |  | 59.3422 | 1
| Zone | South of Lugo | 12 | Average Weekday | CAISO | 1-in-2 | 2029 | 19 |  |  |  | 57.1749 | 1
| Zone | South of Lugo | 12 | Average Weekday | CAISO | 1-in-2 | 2029 | 20 |  |  |  | 55.6378 | 1
| Zone | South of Lugo | 12 | Average Weekday | CAISO | 1-in-2 | 2029 | 21 |  |  |  | 54.2734 | 1
| Zone | South of Lugo | 12 | Average Weekday | CAISO | 1-in-2 | 2029 | 22 |  |  |  | 53.1359 | 1
| Zone | South of Lugo | 12 | Average Weekday | CAISO | 1-in-2 | 2029 | 23 |  |  |  | 52.0297 | 1
| Zone | South of Lugo | 12 | Average Weekday | CAISO | 1-in-2 | 2029 | 24 |  |  |  | 51.0762 | 1
| Zone | South of Lugo | 12 | Monthly System Peak Day | CAISO | 1-in-2 | 2029 | 1 |  |  |  | 51.4364 | 1
| Zone | South of Lugo | 12 | Monthly System Peak Day | CAISO | 1-in-2 | 2029 | 2 |  |  |  | 50.2519 | 1
| Zone | South of Lugo | 12 | Monthly System Peak Day | CAISO | 1-in-2 | 2029 | 3 |  |  |  | 49.8097 | 1
| Zone | South of Lugo | 12 | Monthly System Peak Day | CAISO | 1-in-2 | 2029 | 4 |  |  |  | 49.2989 | 1
| Zone | South of Lugo | 12 | Monthly System Peak Day | CAISO | 1-in-2 | 2029 | 5 |  |  |  | 48.9467 | 1
| Zone | South of Lugo | 12 | Monthly System Peak Day | CAISO | 1-in-2 | 2029 | 6 |  |  |  | 48.8219 | 1
| Zone | South of Lugo | 12 | Monthly System Peak Day | CAISO | 1-in-2 | 2029 | 7 |  |  |  | 48.4769 | 1
| Zone | South of Lugo | 12 | Monthly System Peak Day | CAISO | 1-in-2 | 2029 | 8 |  |  |  | 48.185 | 1
| Zone | South of Lugo | 12 | Monthly System Peak Day | CAISO | 1-in-2 | 2029 | 9 |  |  |  | 49.0417 | 1
| Zone | South of Lugo | 12 | Monthly System Peak Day | CAISO | 1-in-2 | 2029 | 10 |  |  |  | 52.4083 | 1
| Zone | South of Lugo | 12 | Monthly System Peak Day | CAISO | 1-in-2 | 2029 | 11 |  |  |  | 56.6939 | 1
| Zone | South of Lugo | 12 | Monthly System Peak Day | CAISO | 1-in-2 | 2029 | 12 |  |  |  | 60.3886 | 1
| Zone | South of Lugo | 12 | Monthly System Peak Day | CAISO | 1-in-2 | 2029 | 13 |  |  |  | 63.5369 | 1
| Zone | South of Lugo | 12 | Monthly System Peak Day | CAISO | 1-in-2 | 2029 | 14 |  |  |  | 65.1936 | 1
| Zone | South of Lugo | 12 | Monthly System Peak Day | CAISO | 1-in-2 | 2029 | 15 |  |  |  | 65.415 | 1
| Zone | South of Lugo | 12 | Monthly System Peak Day | CAISO | 1-in-2 | 2029 | 16 |  |  |  | 65.12 | 1
| Zone | South of Lugo | 12 | Monthly System Peak Day | CAISO | 1-in-2 | 2029 | 17 |  |  |  | 64.1567 | 1
| Zone | South of Lugo | 12 | Monthly System Peak Day | CAISO | 1-in-2 | 2029 | 18 |  |  |  | 61.6131 | 1
| Zone | South of Lugo | 12 | Monthly System Peak Day | CAISO | 1-in-2 | 2029 | 19 |  |  |  | 59.6925 | 1
| Zone | South of Lugo | 12 | Monthly System Peak Day | CAISO | 1-in-2 | 2029 | 20 |  |  |  | 58.0142 | 1
| Zone | South of Lugo | 12 | Monthly System Peak Day | CAISO | 1-in-2 | 2029 | 21 |  |  |  | 56.57 | 1
| Zone | South of Lugo | 12 | Monthly System Peak Day | CAISO | 1-in-2 | 2029 | 22 |  |  |  | 54.6525 | 1
| Zone | South of Lugo | 12 | Monthly System Peak Day | CAISO | 1-in-2 | 2029 | 23 |  |  |  | 53.4592 | 1
| Zone | South of Lugo | 12 | Monthly System Peak Day | CAISO | 1-in-2 | 2029 | 24 |  |  |  | 52.2789 | 1
| Zone | South of Lugo | 1 | Average Weekday | CAISO | 1-in-2 | 2030 | 1 |  |  |  | 54.2996 | 1
| Zone | South of Lugo | 1 | Average Weekday | CAISO | 1-in-2 | 2030 | 2 |  |  |  | 53.4933 | 1
| Zone | South of Lugo | 1 | Average Weekday | CAISO | 1-in-2 | 2030 | 3 |  |  |  | 52.8647 | 1
| Zone | South of Lugo | 1 | Average Weekday | CAISO | 1-in-2 | 2030 | 4 |  |  |  | 52.509 | 1
| Zone | South of Lugo | 1 | Average Weekday | CAISO | 1-in-2 | 2030 | 5 |  |  |  | 51.888 | 1
| Zone | South of Lugo | 1 | Average Weekday | CAISO | 1-in-2 | 2030 | 6 |  |  |  | 51.4582 | 1
| Zone | South of Lugo | 1 | Average Weekday | CAISO | 1-in-2 | 2030 | 7 |  |  |  | 51.3033 | 1
| Zone | South of Lugo | 1 | Average Weekday | CAISO | 1-in-2 | 2030 | 8 |  |  |  | 51.2305 | 1
| Zone | South of Lugo | 1 | Average Weekday | CAISO | 1-in-2 | 2030 | 9 |  |  |  | 51.8768 | 1
| Zone | South of Lugo | 1 | Average Weekday | CAISO | 1-in-2 | 2030 | 10 |  |  |  | 54.8698 | 1
| Zone | South of Lugo | 1 | Average Weekday | CAISO | 1-in-2 | 2030 | 11 |  |  |  | 58.6824 | 1
| Zone | South of Lugo | 1 | Average Weekday | CAISO | 1-in-2 | 2030 | 12 |  |  |  | 62.0233 | 1
| Zone | South of Lugo | 1 | Average Weekday | CAISO | 1-in-2 | 2030 | 13 |  |  |  | 64.7517 | 1
| Zone | South of Lugo | 1 | Average Weekday | CAISO | 1-in-2 | 2030 | 14 |  |  |  | 66.609 | 1
| Zone | South of Lugo | 1 | Average Weekday | CAISO | 1-in-2 | 2030 | 15 |  |  |  | 67.6135 | 1
| Zone | South of Lugo | 1 | Average Weekday | CAISO | 1-in-2 | 2030 | 16 |  |  |  | 67.9239 | 1
| Zone | South of Lugo | 1 | Average Weekday | CAISO | 1-in-2 | 2030 | 17 |  |  |  | 67.218 | 1
| Zone | South of Lugo | 1 | Average Weekday | CAISO | 1-in-2 | 2030 | 18 |  |  |  | 65.4439 | 1
| Zone | South of Lugo | 1 | Average Weekday | CAISO | 1-in-2 | 2030 | 19 |  |  |  | 62.7515 | 1
| Zone | South of Lugo | 1 | Average Weekday | CAISO | 1-in-2 | 2030 | 20 |  |  |  | 60.8664 | 1
| Zone | South of Lugo | 1 | Average Weekday | CAISO | 1-in-2 | 2030 | 21 |  |  |  | 59.4075 | 1
| Zone | South of Lugo | 1 | Average Weekday | CAISO | 1-in-2 | 2030 | 22 |  |  |  | 58.0478 | 1
| Zone | South of Lugo | 1 | Average Weekday | CAISO | 1-in-2 | 2030 | 23 |  |  |  | 56.725 | 1
| Zone | South of Lugo | 1 | Average Weekday | CAISO | 1-in-2 | 2030 | 24 |  |  |  | 55.5245 | 1
| Zone | South of Lugo | 1 | Monthly System Peak Day | CAISO | 1-in-2 | 2030 | 1 |  |  |  | 49.9694 | 1
| Zone | South of Lugo | 1 | Monthly System Peak Day | CAISO | 1-in-2 | 2030 | 2 |  |  |  | 49.1283 | 1
| Zone | South of Lugo | 1 | Monthly System Peak Day | CAISO | 1-in-2 | 2030 | 3 |  |  |  | 48.2514 | 1
| Zone | South of Lugo | 1 | Monthly System Peak Day | CAISO | 1-in-2 | 2030 | 4 |  |  |  | 47.3314 | 1
| Zone | South of Lugo | 1 | Monthly System Peak Day | CAISO | 1-in-2 | 2030 | 5 |  |  |  | 46.8064 | 1
| Zone | South of Lugo | 1 | Monthly System Peak Day | CAISO | 1-in-2 | 2030 | 6 |  |  |  | 46.4111 | 1
| Zone | South of Lugo | 1 | Monthly System Peak Day | CAISO | 1-in-2 | 2030 | 7 |  |  |  | 46.005 | 1
| Zone | South of Lugo | 1 | Monthly System Peak Day | CAISO | 1-in-2 | 2030 | 8 |  |  |  | 45.7428 | 1
| Zone | South of Lugo | 1 | Monthly System Peak Day | CAISO | 1-in-2 | 2030 | 9 |  |  |  | 46.7314 | 1
| Zone | South of Lugo | 1 | Monthly System Peak Day | CAISO | 1-in-2 | 2030 | 10 |  |  |  | 49.5278 | 1
| Zone | South of Lugo | 1 | Monthly System Peak Day | CAISO | 1-in-2 | 2030 | 11 |  |  |  | 53.0378 | 1
| Zone | South of Lugo | 1 | Monthly System Peak Day | CAISO | 1-in-2 | 2030 | 12 |  |  |  | 55.56 | 1
| Zone | South of Lugo | 1 | Monthly System Peak Day | CAISO | 1-in-2 | 2030 | 13 |  |  |  | 57.2756 | 1
| Zone | South of Lugo | 1 | Monthly System Peak Day | CAISO | 1-in-2 | 2030 | 14 |  |  |  | 58.14 | 1
| Zone | South of Lugo | 1 | Monthly System Peak Day | CAISO | 1-in-2 | 2030 | 15 |  |  |  | 59.0661 | 1
| Zone | South of Lugo | 1 | Monthly System Peak Day | CAISO | 1-in-2 | 2030 | 16 |  |  |  | 58.9131 | 1
| Zone | South of Lugo | 1 | Monthly System Peak Day | CAISO | 1-in-2 | 2030 | 17 |  |  |  | 57.9606 | 1
| Zone | South of Lugo | 1 | Monthly System Peak Day | CAISO | 1-in-2 | 2030 | 18 |  |  |  | 56.3247 | 1
| Zone | South of Lugo | 1 | Monthly System Peak Day | CAISO | 1-in-2 | 2030 | 19 |  |  |  | 55.1306 | 1
| Zone | South of Lugo | 1 | Monthly System Peak Day | CAISO | 1-in-2 | 2030 | 20 |  |  |  | 54.0664 | 1
| Zone | South of Lugo | 1 | Monthly System Peak Day | CAISO | 1-in-2 | 2030 | 21 |  |  |  | 52.8489 | 1
| Zone | South of Lugo | 1 | Monthly System Peak Day | CAISO | 1-in-2 | 2030 | 22 |  |  |  | 51.9478 | 1
| Zone | South of Lugo | 1 | Monthly System Peak Day | CAISO | 1-in-2 | 2030 | 23 |  |  |  | 50.8631 | 1
| Zone | South of Lugo | 1 | Monthly System Peak Day | CAISO | 1-in-2 | 2030 | 24 |  |  |  | 50.0019 | 1
| Zone | South of Lugo | 2 | Average Weekday | CAISO | 1-in-2 | 2030 | 1 |  |  |  | 54.9585 | 1
| Zone | South of Lugo | 2 | Average Weekday | CAISO | 1-in-2 | 2030 | 2 |  |  |  | 54.0444 | 1
| Zone | South of Lugo | 2 | Average Weekday | CAISO | 1-in-2 | 2030 | 3 |  |  |  | 53.2981 | 1
| Zone | South of Lugo | 2 | Average Weekday | CAISO | 1-in-2 | 2030 | 4 |  |  |  | 52.4177 | 1
| Zone | South of Lugo | 2 | Average Weekday | CAISO | 1-in-2 | 2030 | 5 |  |  |  | 51.7822 | 1
| Zone | South of Lugo | 2 | Average Weekday | CAISO | 1-in-2 | 2030 | 6 |  |  |  | 51.1989 | 1
| Zone | South of Lugo | 2 | Average Weekday | CAISO | 1-in-2 | 2030 | 7 |  |  |  | 50.8834 | 1
| Zone | South of Lugo | 2 | Average Weekday | CAISO | 1-in-2 | 2030 | 8 |  |  |  | 50.7149 | 1
| Zone | South of Lugo | 2 | Average Weekday | CAISO | 1-in-2 | 2030 | 9 |  |  |  | 52.3662 | 1
| Zone | South of Lugo | 2 | Average Weekday | CAISO | 1-in-2 | 2030 | 10 |  |  |  | 55.9543 | 1
| Zone | South of Lugo | 2 | Average Weekday | CAISO | 1-in-2 | 2030 | 11 |  |  |  | 59.7329 | 1
| Zone | South of Lugo | 2 | Average Weekday | CAISO | 1-in-2 | 2030 | 12 |  |  |  | 62.8562 | 1
| Zone | South of Lugo | 2 | Average Weekday | CAISO | 1-in-2 | 2030 | 13 |  |  |  | 65.2729 | 1
| Zone | South of Lugo | 2 | Average Weekday | CAISO | 1-in-2 | 2030 | 14 |  |  |  | 66.8845 | 1
| Zone | South of Lugo | 2 | Average Weekday | CAISO | 1-in-2 | 2030 | 15 |  |  |  | 67.6945 | 1
| Zone | South of Lugo | 2 | Average Weekday | CAISO | 1-in-2 | 2030 | 16 |  |  |  | 67.7745 | 1
| Zone | South of Lugo | 2 | Average Weekday | CAISO | 1-in-2 | 2030 | 17 |  |  |  | 67.1868 | 1
| Zone | South of Lugo | 2 | Average Weekday | CAISO | 1-in-2 | 2030 | 18 |  |  |  | 65.7662 | 1
| Zone | South of Lugo | 2 | Average Weekday | CAISO | 1-in-2 | 2030 | 19 |  |  |  | 63.2867 | 1
| Zone | South of Lugo | 2 | Average Weekday | CAISO | 1-in-2 | 2030 | 20 |  |  |  | 61.0119 | 1
| Zone | South of Lugo | 2 | Average Weekday | CAISO | 1-in-2 | 2030 | 21 |  |  |  | 59.4756 | 1
| Zone | South of Lugo | 2 | Average Weekday | CAISO | 1-in-2 | 2030 | 22 |  |  |  | 58.2593 | 1
| Zone | South of Lugo | 2 | Average Weekday | CAISO | 1-in-2 | 2030 | 23 |  |  |  | 57.0604 | 1
| Zone | South of Lugo | 2 | Average Weekday | CAISO | 1-in-2 | 2030 | 24 |  |  |  | 55.9455 | 1
| Zone | South of Lugo | 2 | Monthly System Peak Day | CAISO | 1-in-2 | 2030 | 1 |  |  |  | 44.145 | 1
| Zone | South of Lugo | 2 | Monthly System Peak Day | CAISO | 1-in-2 | 2030 | 2 |  |  |  | 43.5347 | 1
| Zone | South of Lugo | 2 | Monthly System Peak Day | CAISO | 1-in-2 | 2030 | 3 |  |  |  | 42.6722 | 1
| Zone | South of Lugo | 2 | Monthly System Peak Day | CAISO | 1-in-2 | 2030 | 4 |  |  |  | 42.1819 | 1
| Zone | South of Lugo | 2 | Monthly System Peak Day | CAISO | 1-in-2 | 2030 | 5 |  |  |  | 41.2997 | 1
| Zone | South of Lugo | 2 | Monthly System Peak Day | CAISO | 1-in-2 | 2030 | 6 |  |  |  | 40.4433 | 1
| Zone | South of Lugo | 2 | Monthly System Peak Day | CAISO | 1-in-2 | 2030 | 7 |  |  |  | 39.7297 | 1
| Zone | South of Lugo | 2 | Monthly System Peak Day | CAISO | 1-in-2 | 2030 | 8 |  |  |  | 39.4047 | 1
| Zone | South of Lugo | 2 | Monthly System Peak Day | CAISO | 1-in-2 | 2030 | 9 |  |  |  | 41.4589 | 1
| Zone | South of Lugo | 2 | Monthly System Peak Day | CAISO | 1-in-2 | 2030 | 10 |  |  |  | 45.2028 | 1
| Zone | South of Lugo | 2 | Monthly System Peak Day | CAISO | 1-in-2 | 2030 | 11 |  |  |  | 48.4597 | 1
| Zone | South of Lugo | 2 | Monthly System Peak Day | CAISO | 1-in-2 | 2030 | 12 |  |  |  | 51.7178 | 1
| Zone | South of Lugo | 2 | Monthly System Peak Day | CAISO | 1-in-2 | 2030 | 13 |  |  |  | 53.8994 | 1
| Zone | South of Lugo | 2 | Monthly System Peak Day | CAISO | 1-in-2 | 2030 | 14 |  |  |  | 55.7092 | 1
| Zone | South of Lugo | 2 | Monthly System Peak Day | CAISO | 1-in-2 | 2030 | 15 |  |  |  | 56.8964 | 1
| Zone | South of Lugo | 2 | Monthly System Peak Day | CAISO | 1-in-2 | 2030 | 16 |  |  |  | 57.5894 | 1
| Zone | South of Lugo | 2 | Monthly System Peak Day | CAISO | 1-in-2 | 2030 | 17 |  |  |  | 57.7119 | 1
| Zone | South of Lugo | 2 | Monthly System Peak Day | CAISO | 1-in-2 | 2030 | 18 |  |  |  | 56.8094 | 1
| Zone | South of Lugo | 2 | Monthly System Peak Day | CAISO | 1-in-2 | 2030 | 19 |  |  |  | 54.6603 | 1
| Zone | South of Lugo | 2 | Monthly System Peak Day | CAISO | 1-in-2 | 2030 | 20 |  |  |  | 52.4122 | 1
| Zone | South of Lugo | 2 | Monthly System Peak Day | CAISO | 1-in-2 | 2030 | 21 |  |  |  | 50.9461 | 1
| Zone | South of Lugo | 2 | Monthly System Peak Day | CAISO | 1-in-2 | 2030 | 22 |  |  |  | 49.5397 | 1
| Zone | South of Lugo | 2 | Monthly System Peak Day | CAISO | 1-in-2 | 2030 | 23 |  |  |  | 48.0589 | 1
| Zone | South of Lugo | 2 | Monthly System Peak Day | CAISO | 1-in-2 | 2030 | 24 |  |  |  | 46.6525 | 1
| Zone | South of Lugo | 3 | Average Weekday | CAISO | 1-in-2 | 2030 | 1 |  |  |  | 55.6732 | 1
| Zone | South of Lugo | 3 | Average Weekday | CAISO | 1-in-2 | 2030 | 2 |  |  |  | 54.6557 | 1
| Zone | South of Lugo | 3 | Average Weekday | CAISO | 1-in-2 | 2030 | 3 |  |  |  | 53.7029 | 1
| Zone | South of Lugo | 3 | Average Weekday | CAISO | 1-in-2 | 2030 | 4 |  |  |  | 52.9533 | 1
| Zone | South of Lugo | 3 | Average Weekday | CAISO | 1-in-2 | 2030 | 5 |  |  |  | 52.247 | 1
| Zone | South of Lugo | 3 | Average Weekday | CAISO | 1-in-2 | 2030 | 6 |  |  |  | 51.6805 | 1
| Zone | South of Lugo | 3 | Average Weekday | CAISO | 1-in-2 | 2030 | 7 |  |  |  | 51.3971 | 1
| Zone | South of Lugo | 3 | Average Weekday | CAISO | 1-in-2 | 2030 | 8 |  |  |  | 51.3137 | 1
| Zone | South of Lugo | 3 | Average Weekday | CAISO | 1-in-2 | 2030 | 9 |  |  |  | 52.3829 | 1
| Zone | South of Lugo | 3 | Average Weekday | CAISO | 1-in-2 | 2030 | 10 |  |  |  | 55.1184 | 1
| Zone | South of Lugo | 3 | Average Weekday | CAISO | 1-in-2 | 2030 | 11 |  |  |  | 58.4502 | 1
| Zone | South of Lugo | 3 | Average Weekday | CAISO | 1-in-2 | 2030 | 12 |  |  |  | 61.5339 | 1
| Zone | South of Lugo | 3 | Average Weekday | CAISO | 1-in-2 | 2030 | 13 |  |  |  | 63.9966 | 1
| Zone | South of Lugo | 3 | Average Weekday | CAISO | 1-in-2 | 2030 | 14 |  |  |  | 65.6855 | 1
| Zone | South of Lugo | 3 | Average Weekday | CAISO | 1-in-2 | 2030 | 15 |  |  |  | 66.8916 | 1
| Zone | South of Lugo | 3 | Average Weekday | CAISO | 1-in-2 | 2030 | 16 |  |  |  | 67.591 | 1
| Zone | South of Lugo | 3 | Average Weekday | CAISO | 1-in-2 | 2030 | 17 |  |  |  | 67.8021 | 1
| Zone | South of Lugo | 3 | Average Weekday | CAISO | 1-in-2 | 2030 | 18 |  |  |  | 67.0899 | 1
| Zone | South of Lugo | 3 | Average Weekday | CAISO | 1-in-2 | 2030 | 19 |  |  |  | 65.4501 | 1
| Zone | South of Lugo | 3 | Average Weekday | CAISO | 1-in-2 | 2030 | 20 |  |  |  | 62.8909 | 1
| Zone | South of Lugo | 3 | Average Weekday | CAISO | 1-in-2 | 2030 | 21 |  |  |  | 60.3913 | 1
| Zone | South of Lugo | 3 | Average Weekday | CAISO | 1-in-2 | 2030 | 22 |  |  |  | 58.8766 | 1
| Zone | South of Lugo | 3 | Average Weekday | CAISO | 1-in-2 | 2030 | 23 |  |  |  | 57.6289 | 1
| Zone | South of Lugo | 3 | Average Weekday | CAISO | 1-in-2 | 2030 | 24 |  |  |  | 56.4541 | 1
| Zone | South of Lugo | 3 | Monthly System Peak Day | CAISO | 1-in-2 | 2030 | 1 |  |  |  | 58.4778 | 1
| Zone | South of Lugo | 3 | Monthly System Peak Day | CAISO | 1-in-2 | 2030 | 2 |  |  |  | 57.2453 | 1
| Zone | South of Lugo | 3 | Monthly System Peak Day | CAISO | 1-in-2 | 2030 | 3 |  |  |  | 56.0475 | 1
| Zone | South of Lugo | 3 | Monthly System Peak Day | CAISO | 1-in-2 | 2030 | 4 |  |  |  | 54.6481 | 1
| Zone | South of Lugo | 3 | Monthly System Peak Day | CAISO | 1-in-2 | 2030 | 5 |  |  |  | 54.2919 | 1
| Zone | South of Lugo | 3 | Monthly System Peak Day | CAISO | 1-in-2 | 2030 | 6 |  |  |  | 53.1578 | 1
| Zone | South of Lugo | 3 | Monthly System Peak Day | CAISO | 1-in-2 | 2030 | 7 |  |  |  | 52.7189 | 1
| Zone | South of Lugo | 3 | Monthly System Peak Day | CAISO | 1-in-2 | 2030 | 8 |  |  |  | 52.2422 | 1
| Zone | South of Lugo | 3 | Monthly System Peak Day | CAISO | 1-in-2 | 2030 | 9 |  |  |  | 52.5025 | 1
| Zone | South of Lugo | 3 | Monthly System Peak Day | CAISO | 1-in-2 | 2030 | 10 |  |  |  | 55.5739 | 1
| Zone | South of Lugo | 3 | Monthly System Peak Day | CAISO | 1-in-2 | 2030 | 11 |  |  |  | 60.2822 | 1
| Zone | South of Lugo | 3 | Monthly System Peak Day | CAISO | 1-in-2 | 2030 | 12 |  |  |  | 64.8764 | 1
| Zone | South of Lugo | 3 | Monthly System Peak Day | CAISO | 1-in-2 | 2030 | 13 |  |  |  | 67.8367 | 1
| Zone | South of Lugo | 3 | Monthly System Peak Day | CAISO | 1-in-2 | 2030 | 14 |  |  |  | 69.2092 | 1
| Zone | South of Lugo | 3 | Monthly System Peak Day | CAISO | 1-in-2 | 2030 | 15 |  |  |  | 70.2414 | 1
| Zone | South of Lugo | 3 | Monthly System Peak Day | CAISO | 1-in-2 | 2030 | 16 |  |  |  | 71.2658 | 1
| Zone | South of Lugo | 3 | Monthly System Peak Day | CAISO | 1-in-2 | 2030 | 17 |  |  |  | 71.6358 | 1
| Zone | South of Lugo | 3 | Monthly System Peak Day | CAISO | 1-in-2 | 2030 | 18 |  |  |  | 71.185 | 1
| Zone | South of Lugo | 3 | Monthly System Peak Day | CAISO | 1-in-2 | 2030 | 19 |  |  |  | 69.5747 | 1
| Zone | South of Lugo | 3 | Monthly System Peak Day | CAISO | 1-in-2 | 2030 | 20 |  |  |  | 66.3922 | 1
| Zone | South of Lugo | 3 | Monthly System Peak Day | CAISO | 1-in-2 | 2030 | 21 |  |  |  | 63.3958 | 1
| Zone | South of Lugo | 3 | Monthly System Peak Day | CAISO | 1-in-2 | 2030 | 22 |  |  |  | 61.6881 | 1
| Zone | South of Lugo | 3 | Monthly System Peak Day | CAISO | 1-in-2 | 2030 | 23 |  |  |  | 60.0722 | 1
| Zone | South of Lugo | 3 | Monthly System Peak Day | CAISO | 1-in-2 | 2030 | 24 |  |  |  | 58.4769 | 1
| Zone | South of Lugo | 4 | Average Weekday | CAISO | 1-in-2 | 2030 | 1 |  |  |  | 58.0175 | 1
| Zone | South of Lugo | 4 | Average Weekday | CAISO | 1-in-2 | 2030 | 2 |  |  |  | 57.1737 | 1
| Zone | South of Lugo | 4 | Average Weekday | CAISO | 1-in-2 | 2030 | 3 |  |  |  | 56.4171 | 1
| Zone | South of Lugo | 4 | Average Weekday | CAISO | 1-in-2 | 2030 | 4 |  |  |  | 55.722 | 1
| Zone | South of Lugo | 4 | Average Weekday | CAISO | 1-in-2 | 2030 | 5 |  |  |  | 55.1391 | 1
| Zone | South of Lugo | 4 | Average Weekday | CAISO | 1-in-2 | 2030 | 6 |  |  |  | 54.7482 | 1
| Zone | South of Lugo | 4 | Average Weekday | CAISO | 1-in-2 | 2030 | 7 |  |  |  | 54.4337 | 1
| Zone | South of Lugo | 4 | Average Weekday | CAISO | 1-in-2 | 2030 | 8 |  |  |  | 54.4184 | 1
| Zone | South of Lugo | 4 | Average Weekday | CAISO | 1-in-2 | 2030 | 9 |  |  |  | 55.9212 | 1
| Zone | South of Lugo | 4 | Average Weekday | CAISO | 1-in-2 | 2030 | 10 |  |  |  | 58.4835 | 1
| Zone | South of Lugo | 4 | Average Weekday | CAISO | 1-in-2 | 2030 | 11 |  |  |  | 61.2865 | 1
| Zone | South of Lugo | 4 | Average Weekday | CAISO | 1-in-2 | 2030 | 12 |  |  |  | 64.1775 | 1
| Zone | South of Lugo | 4 | Average Weekday | CAISO | 1-in-2 | 2030 | 13 |  |  |  | 66.5067 | 1
| Zone | South of Lugo | 4 | Average Weekday | CAISO | 1-in-2 | 2030 | 14 |  |  |  | 68.336 | 1
| Zone | South of Lugo | 4 | Average Weekday | CAISO | 1-in-2 | 2030 | 15 |  |  |  | 69.6837 | 1
| Zone | South of Lugo | 4 | Average Weekday | CAISO | 1-in-2 | 2030 | 16 |  |  |  | 70.354 | 1
| Zone | South of Lugo | 4 | Average Weekday | CAISO | 1-in-2 | 2030 | 17 |  |  |  | 70.5957 | 1
| Zone | South of Lugo | 4 | Average Weekday | CAISO | 1-in-2 | 2030 | 18 |  |  |  | 70.1069 | 1
| Zone | South of Lugo | 4 | Average Weekday | CAISO | 1-in-2 | 2030 | 19 |  |  |  | 68.8098 | 1
| Zone | South of Lugo | 4 | Average Weekday | CAISO | 1-in-2 | 2030 | 20 |  |  |  | 66.455 | 1
| Zone | South of Lugo | 4 | Average Weekday | CAISO | 1-in-2 | 2030 | 21 |  |  |  | 63.3945 | 1
| Zone | South of Lugo | 4 | Average Weekday | CAISO | 1-in-2 | 2030 | 22 |  |  |  | 61.1655 | 1
| Zone | South of Lugo | 4 | Average Weekday | CAISO | 1-in-2 | 2030 | 23 |  |  |  | 59.6977 | 1
| Zone | South of Lugo | 4 | Average Weekday | CAISO | 1-in-2 | 2030 | 24 |  |  |  | 58.6464 | 1
| Zone | South of Lugo | 4 | Monthly System Peak Day | CAISO | 1-in-2 | 2030 | 1 |  |  |  | 63.8797 | 1
| Zone | South of Lugo | 4 | Monthly System Peak Day | CAISO | 1-in-2 | 2030 | 2 |  |  |  | 62.5253 | 1
| Zone | South of Lugo | 4 | Monthly System Peak Day | CAISO | 1-in-2 | 2030 | 3 |  |  |  | 61.6583 | 1
| Zone | South of Lugo | 4 | Monthly System Peak Day | CAISO | 1-in-2 | 2030 | 4 |  |  |  | 60.9231 | 1
| Zone | South of Lugo | 4 | Monthly System Peak Day | CAISO | 1-in-2 | 2030 | 5 |  |  |  | 59.9731 | 1
| Zone | South of Lugo | 4 | Monthly System Peak Day | CAISO | 1-in-2 | 2030 | 6 |  |  |  | 59.3736 | 1
| Zone | South of Lugo | 4 | Monthly System Peak Day | CAISO | 1-in-2 | 2030 | 7 |  |  |  | 59.0392 | 1
| Zone | South of Lugo | 4 | Monthly System Peak Day | CAISO | 1-in-2 | 2030 | 8 |  |  |  | 59.3867 | 1
| Zone | South of Lugo | 4 | Monthly System Peak Day | CAISO | 1-in-2 | 2030 | 9 |  |  |  | 60.8022 | 1
| Zone | South of Lugo | 4 | Monthly System Peak Day | CAISO | 1-in-2 | 2030 | 10 |  |  |  | 64.9192 | 1
| Zone | South of Lugo | 4 | Monthly System Peak Day | CAISO | 1-in-2 | 2030 | 11 |  |  |  | 69.5942 | 1
| Zone | South of Lugo | 4 | Monthly System Peak Day | CAISO | 1-in-2 | 2030 | 12 |  |  |  | 74.1689 | 1
| Zone | South of Lugo | 4 | Monthly System Peak Day | CAISO | 1-in-2 | 2030 | 13 |  |  |  | 78.0494 | 1
| Zone | South of Lugo | 4 | Monthly System Peak Day | CAISO | 1-in-2 | 2030 | 14 |  |  |  | 80.7806 | 1
| Zone | South of Lugo | 4 | Monthly System Peak Day | CAISO | 1-in-2 | 2030 | 15 |  |  |  | 82.8028 | 1
| Zone | South of Lugo | 4 | Monthly System Peak Day | CAISO | 1-in-2 | 2030 | 16 |  |  |  | 83.5047 | 1
| Zone | South of Lugo | 4 | Monthly System Peak Day | CAISO | 1-in-2 | 2030 | 17 |  |  |  | 82.9567 | 1
| Zone | South of Lugo | 4 | Monthly System Peak Day | CAISO | 1-in-2 | 2030 | 18 |  |  |  | 82.3178 | 1
| Zone | South of Lugo | 4 | Monthly System Peak Day | CAISO | 1-in-2 | 2030 | 19 |  |  |  | 81.0725 | 1
| Zone | South of Lugo | 4 | Monthly System Peak Day | CAISO | 1-in-2 | 2030 | 20 |  |  |  | 78.5583 | 1
| Zone | South of Lugo | 4 | Monthly System Peak Day | CAISO | 1-in-2 | 2030 | 21 |  |  |  | 74.0617 | 1
| Zone | South of Lugo | 4 | Monthly System Peak Day | CAISO | 1-in-2 | 2030 | 22 |  |  |  | 69.5994 | 1
| Zone | South of Lugo | 4 | Monthly System Peak Day | CAISO | 1-in-2 | 2030 | 23 |  |  |  | 66.6206 | 1
| Zone | South of Lugo | 4 | Monthly System Peak Day | CAISO | 1-in-2 | 2030 | 24 |  |  |  | 64.6678 | 1
| Zone | South of Lugo | 5 | Average Weekday | CAISO | 1-in-2 | 2030 | 1 |  |  |  | 61.1348 | 1
| Zone | South of Lugo | 5 | Average Weekday | CAISO | 1-in-2 | 2030 | 2 |  |  |  | 60.5346 | 1
| Zone | South of Lugo | 5 | Average Weekday | CAISO | 1-in-2 | 2030 | 3 |  |  |  | 60.0288 | 1
| Zone | South of Lugo | 5 | Average Weekday | CAISO | 1-in-2 | 2030 | 4 |  |  |  | 59.5236 | 1
| Zone | South of Lugo | 5 | Average Weekday | CAISO | 1-in-2 | 2030 | 5 |  |  |  | 59.1163 | 1
| Zone | South of Lugo | 5 | Average Weekday | CAISO | 1-in-2 | 2030 | 6 |  |  |  | 58.7282 | 1
| Zone | South of Lugo | 5 | Average Weekday | CAISO | 1-in-2 | 2030 | 7 |  |  |  | 58.3962 | 1
| Zone | South of Lugo | 5 | Average Weekday | CAISO | 1-in-2 | 2030 | 8 |  |  |  | 58.7437 | 1
| Zone | South of Lugo | 5 | Average Weekday | CAISO | 1-in-2 | 2030 | 9 |  |  |  | 60.2327 | 1
| Zone | South of Lugo | 5 | Average Weekday | CAISO | 1-in-2 | 2030 | 10 |  |  |  | 62.3563 | 1
| Zone | South of Lugo | 5 | Average Weekday | CAISO | 1-in-2 | 2030 | 11 |  |  |  | 64.933 | 1
| Zone | South of Lugo | 5 | Average Weekday | CAISO | 1-in-2 | 2030 | 12 |  |  |  | 67.3178 | 1
| Zone | South of Lugo | 5 | Average Weekday | CAISO | 1-in-2 | 2030 | 13 |  |  |  | 69.4255 | 1
| Zone | South of Lugo | 5 | Average Weekday | CAISO | 1-in-2 | 2030 | 14 |  |  |  | 71.148 | 1
| Zone | South of Lugo | 5 | Average Weekday | CAISO | 1-in-2 | 2030 | 15 |  |  |  | 72.4241 | 1
| Zone | South of Lugo | 5 | Average Weekday | CAISO | 1-in-2 | 2030 | 16 |  |  |  | 73.1156 | 1
| Zone | South of Lugo | 5 | Average Weekday | CAISO | 1-in-2 | 2030 | 17 |  |  |  | 73.2273 | 1
| Zone | South of Lugo | 5 | Average Weekday | CAISO | 1-in-2 | 2030 | 18 |  |  |  | 72.5655 | 1
| Zone | South of Lugo | 5 | Average Weekday | CAISO | 1-in-2 | 2030 | 19 |  |  |  | 71.1484 | 1
| Zone | South of Lugo | 5 | Average Weekday | CAISO | 1-in-2 | 2030 | 20 |  |  |  | 68.9891 | 1
| Zone | South of Lugo | 5 | Average Weekday | CAISO | 1-in-2 | 2030 | 21 |  |  |  | 66.1434 | 1
| Zone | South of Lugo | 5 | Average Weekday | CAISO | 1-in-2 | 2030 | 22 |  |  |  | 63.9125 | 1
| Zone | South of Lugo | 5 | Average Weekday | CAISO | 1-in-2 | 2030 | 23 |  |  |  | 62.6515 | 1
| Zone | South of Lugo | 5 | Average Weekday | CAISO | 1-in-2 | 2030 | 24 |  |  |  | 61.7451 | 1
| Zone | South of Lugo | 5 | Monthly System Peak Day | CAISO | 1-in-2 | 2030 | 1 |  |  |  | 67.0208 | 1
| Zone | South of Lugo | 5 | Monthly System Peak Day | CAISO | 1-in-2 | 2030 | 2 |  |  |  | 65.5894 | 1
| Zone | South of Lugo | 5 | Monthly System Peak Day | CAISO | 1-in-2 | 2030 | 3 |  |  |  | 64.2253 | 1
| Zone | South of Lugo | 5 | Monthly System Peak Day | CAISO | 1-in-2 | 2030 | 4 |  |  |  | 62.7719 | 1
| Zone | South of Lugo | 5 | Monthly System Peak Day | CAISO | 1-in-2 | 2030 | 5 |  |  |  | 61.3103 | 1
| Zone | South of Lugo | 5 | Monthly System Peak Day | CAISO | 1-in-2 | 2030 | 6 |  |  |  | 60.7589 | 1
| Zone | South of Lugo | 5 | Monthly System Peak Day | CAISO | 1-in-2 | 2030 | 7 |  |  |  | 60.645 | 1
| Zone | South of Lugo | 5 | Monthly System Peak Day | CAISO | 1-in-2 | 2030 | 8 |  |  |  | 61.2089 | 1
| Zone | South of Lugo | 5 | Monthly System Peak Day | CAISO | 1-in-2 | 2030 | 9 |  |  |  | 64.0603 | 1
| Zone | South of Lugo | 5 | Monthly System Peak Day | CAISO | 1-in-2 | 2030 | 10 |  |  |  | 69.1803 | 1
| Zone | South of Lugo | 5 | Monthly System Peak Day | CAISO | 1-in-2 | 2030 | 11 |  |  |  | 74.5167 | 1
| Zone | South of Lugo | 5 | Monthly System Peak Day | CAISO | 1-in-2 | 2030 | 12 |  |  |  | 79.0092 | 1
| Zone | South of Lugo | 5 | Monthly System Peak Day | CAISO | 1-in-2 | 2030 | 13 |  |  |  | 82.1086 | 1
| Zone | South of Lugo | 5 | Monthly System Peak Day | CAISO | 1-in-2 | 2030 | 14 |  |  |  | 84.1044 | 1
| Zone | South of Lugo | 5 | Monthly System Peak Day | CAISO | 1-in-2 | 2030 | 15 |  |  |  | 85.5183 | 1
| Zone | South of Lugo | 5 | Monthly System Peak Day | CAISO | 1-in-2 | 2030 | 16 |  |  |  | 86.6833 | 1
| Zone | South of Lugo | 5 | Monthly System Peak Day | CAISO | 1-in-2 | 2030 | 17 |  |  |  | 86.2722 | 1
| Zone | South of Lugo | 5 | Monthly System Peak Day | CAISO | 1-in-2 | 2030 | 18 |  |  |  | 84.8111 | 1
| Zone | South of Lugo | 5 | Monthly System Peak Day | CAISO | 1-in-2 | 2030 | 19 |  |  |  | 82.0425 | 1
| Zone | South of Lugo | 5 | Monthly System Peak Day | CAISO | 1-in-2 | 2030 | 20 |  |  |  | 79.2078 | 1
| Zone | South of Lugo | 5 | Monthly System Peak Day | CAISO | 1-in-2 | 2030 | 21 |  |  |  | 74.8703 | 1
| Zone | South of Lugo | 5 | Monthly System Peak Day | CAISO | 1-in-2 | 2030 | 22 |  |  |  | 71.1503 | 1
| Zone | South of Lugo | 5 | Monthly System Peak Day | CAISO | 1-in-2 | 2030 | 23 |  |  |  | 69.6478 | 1
| Zone | South of Lugo | 5 | Monthly System Peak Day | CAISO | 1-in-2 | 2030 | 24 |  |  |  | 67.2344 | 1
| Zone | South of Lugo | 6 | Average Weekday | CAISO | 1-in-2 | 2030 | 1 |  |  |  | 63.9782 | 1
| Zone | South of Lugo | 6 | Average Weekday | CAISO | 1-in-2 | 2030 | 2 |  |  |  | 63.1095 | 1
| Zone | South of Lugo | 6 | Average Weekday | CAISO | 1-in-2 | 2030 | 3 |  |  |  | 62.3522 | 1
| Zone | South of Lugo | 6 | Average Weekday | CAISO | 1-in-2 | 2030 | 4 |  |  |  | 61.6996 | 1
| Zone | South of Lugo | 6 | Average Weekday | CAISO | 1-in-2 | 2030 | 5 |  |  |  | 61.1746 | 1
| Zone | South of Lugo | 6 | Average Weekday | CAISO | 1-in-2 | 2030 | 6 |  |  |  | 60.7294 | 1
| Zone | South of Lugo | 6 | Average Weekday | CAISO | 1-in-2 | 2030 | 7 |  |  |  | 60.3883 | 1
| Zone | South of Lugo | 6 | Average Weekday | CAISO | 1-in-2 | 2030 | 8 |  |  |  | 60.8863 | 1
| Zone | South of Lugo | 6 | Average Weekday | CAISO | 1-in-2 | 2030 | 9 |  |  |  | 62.5691 | 1
| Zone | South of Lugo | 6 | Average Weekday | CAISO | 1-in-2 | 2030 | 10 |  |  |  | 65.1324 | 1
| Zone | South of Lugo | 6 | Average Weekday | CAISO | 1-in-2 | 2030 | 11 |  |  |  | 68.1945 | 1
| Zone | South of Lugo | 6 | Average Weekday | CAISO | 1-in-2 | 2030 | 12 |  |  |  | 71.3648 | 1
| Zone | South of Lugo | 6 | Average Weekday | CAISO | 1-in-2 | 2030 | 13 |  |  |  | 73.9036 | 1
| Zone | South of Lugo | 6 | Average Weekday | CAISO | 1-in-2 | 2030 | 14 |  |  |  | 76.0368 | 1
| Zone | South of Lugo | 6 | Average Weekday | CAISO | 1-in-2 | 2030 | 15 |  |  |  | 77.7526 | 1
| Zone | South of Lugo | 6 | Average Weekday | CAISO | 1-in-2 | 2030 | 16 |  |  |  | 78.7286 | 1
| Zone | South of Lugo | 6 | Average Weekday | CAISO | 1-in-2 | 2030 | 17 |  |  |  | 79.2035 | 1
| Zone | South of Lugo | 6 | Average Weekday | CAISO | 1-in-2 | 2030 | 18 |  |  |  | 78.5518 | 1
| Zone | South of Lugo | 6 | Average Weekday | CAISO | 1-in-2 | 2030 | 19 |  |  |  | 77.0958 | 1
| Zone | South of Lugo | 6 | Average Weekday | CAISO | 1-in-2 | 2030 | 20 |  |  |  | 74.8612 | 1
| Zone | South of Lugo | 6 | Average Weekday | CAISO | 1-in-2 | 2030 | 21 |  |  |  | 71.7224 | 1
| Zone | South of Lugo | 6 | Average Weekday | CAISO | 1-in-2 | 2030 | 22 |  |  |  | 68.5028 | 1
| Zone | South of Lugo | 6 | Average Weekday | CAISO | 1-in-2 | 2030 | 23 |  |  |  | 66.5545 | 1
| Zone | South of Lugo | 6 | Average Weekday | CAISO | 1-in-2 | 2030 | 24 |  |  |  | 65.2126 | 1
| Zone | South of Lugo | 6 | Monthly System Peak Day | CAISO | 1-in-2 | 2030 | 1 |  |  |  | 65.3122 | 1
| Zone | South of Lugo | 6 | Monthly System Peak Day | CAISO | 1-in-2 | 2030 | 2 |  |  |  | 64.4594 | 1
| Zone | South of Lugo | 6 | Monthly System Peak Day | CAISO | 1-in-2 | 2030 | 3 |  |  |  | 63.6856 | 1
| Zone | South of Lugo | 6 | Monthly System Peak Day | CAISO | 1-in-2 | 2030 | 4 |  |  |  | 62.6772 | 1
| Zone | South of Lugo | 6 | Monthly System Peak Day | CAISO | 1-in-2 | 2030 | 5 |  |  |  | 61.7481 | 1
| Zone | South of Lugo | 6 | Monthly System Peak Day | CAISO | 1-in-2 | 2030 | 6 |  |  |  | 61.2672 | 1
| Zone | South of Lugo | 6 | Monthly System Peak Day | CAISO | 1-in-2 | 2030 | 7 |  |  |  | 60.8669 | 1
| Zone | South of Lugo | 6 | Monthly System Peak Day | CAISO | 1-in-2 | 2030 | 8 |  |  |  | 61.5311 | 1
| Zone | South of Lugo | 6 | Monthly System Peak Day | CAISO | 1-in-2 | 2030 | 9 |  |  |  | 64.1175 | 1
| Zone | South of Lugo | 6 | Monthly System Peak Day | CAISO | 1-in-2 | 2030 | 10 |  |  |  | 67.3953 | 1
| Zone | South of Lugo | 6 | Monthly System Peak Day | CAISO | 1-in-2 | 2030 | 11 |  |  |  | 70.6878 | 1
| Zone | South of Lugo | 6 | Monthly System Peak Day | CAISO | 1-in-2 | 2030 | 12 |  |  |  | 74.4286 | 1
| Zone | South of Lugo | 6 | Monthly System Peak Day | CAISO | 1-in-2 | 2030 | 13 |  |  |  | 77.7342 | 1
| Zone | South of Lugo | 6 | Monthly System Peak Day | CAISO | 1-in-2 | 2030 | 14 |  |  |  | 80.8556 | 1
| Zone | South of Lugo | 6 | Monthly System Peak Day | CAISO | 1-in-2 | 2030 | 15 |  |  |  | 83.6972 | 1
| Zone | South of Lugo | 6 | Monthly System Peak Day | CAISO | 1-in-2 | 2030 | 16 |  |  |  | 84.9611 | 1
| Zone | South of Lugo | 6 | Monthly System Peak Day | CAISO | 1-in-2 | 2030 | 17 |  |  |  | 85.0806 | 1
| Zone | South of Lugo | 6 | Monthly System Peak Day | CAISO | 1-in-2 | 2030 | 18 |  |  |  | 84.5833 | 1
| Zone | South of Lugo | 6 | Monthly System Peak Day | CAISO | 1-in-2 | 2030 | 19 |  |  |  | 83.1889 | 1
| Zone | South of Lugo | 6 | Monthly System Peak Day | CAISO | 1-in-2 | 2030 | 20 |  |  |  | 80.3558 | 1
| Zone | South of Lugo | 6 | Monthly System Peak Day | CAISO | 1-in-2 | 2030 | 21 |  |  |  | 76.0669 | 1
| Zone | South of Lugo | 6 | Monthly System Peak Day | CAISO | 1-in-2 | 2030 | 22 |  |  |  | 71.5611 | 1
| Zone | South of Lugo | 6 | Monthly System Peak Day | CAISO | 1-in-2 | 2030 | 23 |  |  |  | 68.6919 | 1
| Zone | South of Lugo | 6 | Monthly System Peak Day | CAISO | 1-in-2 | 2030 | 24 |  |  |  | 66.9717 | 1
| Zone | South of Lugo | 7 | Average Weekday | CAISO | 1-in-2 | 2030 | 1 |  |  |  | 68.6348 | 1
| Zone | South of Lugo | 7 | Average Weekday | CAISO | 1-in-2 | 2030 | 2 |  |  |  | 67.8546 | 1
| Zone | South of Lugo | 7 | Average Weekday | CAISO | 1-in-2 | 2030 | 3 |  |  |  | 67.1611 | 1
| Zone | South of Lugo | 7 | Average Weekday | CAISO | 1-in-2 | 2030 | 4 |  |  |  | 66.537 | 1
| Zone | South of Lugo | 7 | Average Weekday | CAISO | 1-in-2 | 2030 | 5 |  |  |  | 66.0419 | 1
| Zone | South of Lugo | 7 | Average Weekday | CAISO | 1-in-2 | 2030 | 6 |  |  |  | 65.5975 | 1
| Zone | South of Lugo | 7 | Average Weekday | CAISO | 1-in-2 | 2030 | 7 |  |  |  | 65.2822 | 1
| Zone | South of Lugo | 7 | Average Weekday | CAISO | 1-in-2 | 2030 | 8 |  |  |  | 65.8683 | 1
| Zone | South of Lugo | 7 | Average Weekday | CAISO | 1-in-2 | 2030 | 9 |  |  |  | 67.9582 | 1
| Zone | South of Lugo | 7 | Average Weekday | CAISO | 1-in-2 | 2030 | 10 |  |  |  | 70.6765 | 1
| Zone | South of Lugo | 7 | Average Weekday | CAISO | 1-in-2 | 2030 | 11 |  |  |  | 73.7944 | 1
| Zone | South of Lugo | 7 | Average Weekday | CAISO | 1-in-2 | 2030 | 12 |  |  |  | 76.9344 | 1
| Zone | South of Lugo | 7 | Average Weekday | CAISO | 1-in-2 | 2030 | 13 |  |  |  | 79.4886 | 1
| Zone | South of Lugo | 7 | Average Weekday | CAISO | 1-in-2 | 2030 | 14 |  |  |  | 81.4124 | 1
| Zone | South of Lugo | 7 | Average Weekday | CAISO | 1-in-2 | 2030 | 15 |  |  |  | 82.8268 | 1
| Zone | South of Lugo | 7 | Average Weekday | CAISO | 1-in-2 | 2030 | 16 |  |  |  | 83.4491 | 1
| Zone | South of Lugo | 7 | Average Weekday | CAISO | 1-in-2 | 2030 | 17 |  |  |  | 83.7052 | 1
| Zone | South of Lugo | 7 | Average Weekday | CAISO | 1-in-2 | 2030 | 18 |  |  |  | 83.0297 | 1
| Zone | South of Lugo | 7 | Average Weekday | CAISO | 1-in-2 | 2030 | 19 |  |  |  | 81.4723 | 1
| Zone | South of Lugo | 7 | Average Weekday | CAISO | 1-in-2 | 2030 | 20 |  |  |  | 79.2629 | 1
| Zone | South of Lugo | 7 | Average Weekday | CAISO | 1-in-2 | 2030 | 21 |  |  |  | 76.138 | 1
| Zone | South of Lugo | 7 | Average Weekday | CAISO | 1-in-2 | 2030 | 22 |  |  |  | 72.8533 | 1
| Zone | South of Lugo | 7 | Average Weekday | CAISO | 1-in-2 | 2030 | 23 |  |  |  | 70.8084 | 1
| Zone | South of Lugo | 7 | Average Weekday | CAISO | 1-in-2 | 2030 | 24 |  |  |  | 69.575 | 1
| Zone | South of Lugo | 7 | Monthly System Peak Day | CAISO | 1-in-2 | 2030 | 1 |  |  |  | 73.4597 | 1
| Zone | South of Lugo | 7 | Monthly System Peak Day | CAISO | 1-in-2 | 2030 | 2 |  |  |  | 72.6967 | 1
| Zone | South of Lugo | 7 | Monthly System Peak Day | CAISO | 1-in-2 | 2030 | 3 |  |  |  | 72.0013 | 1
| Zone | South of Lugo | 7 | Monthly System Peak Day | CAISO | 1-in-2 | 2030 | 4 |  |  |  | 71.4436 | 1
| Zone | South of Lugo | 7 | Monthly System Peak Day | CAISO | 1-in-2 | 2030 | 5 |  |  |  | 70.7646 | 1
| Zone | South of Lugo | 7 | Monthly System Peak Day | CAISO | 1-in-2 | 2030 | 6 |  |  |  | 70.1551 | 1
| Zone | South of Lugo | 7 | Monthly System Peak Day | CAISO | 1-in-2 | 2030 | 7 |  |  |  | 69.8672 | 1
| Zone | South of Lugo | 7 | Monthly System Peak Day | CAISO | 1-in-2 | 2030 | 8 |  |  |  | 70.0008 | 1
| Zone | South of Lugo | 7 | Monthly System Peak Day | CAISO | 1-in-2 | 2030 | 9 |  |  |  | 72.5462 | 1
| Zone | South of Lugo | 7 | Monthly System Peak Day | CAISO | 1-in-2 | 2030 | 10 |  |  |  | 76.518 | 1
| Zone | South of Lugo | 7 | Monthly System Peak Day | CAISO | 1-in-2 | 2030 | 11 |  |  |  | 81.2205 | 1
| Zone | South of Lugo | 7 | Monthly System Peak Day | CAISO | 1-in-2 | 2030 | 12 |  |  |  | 85.1359 | 1
| Zone | South of Lugo | 7 | Monthly System Peak Day | CAISO | 1-in-2 | 2030 | 13 |  |  |  | 87.8179 | 1
| Zone | South of Lugo | 7 | Monthly System Peak Day | CAISO | 1-in-2 | 2030 | 14 |  |  |  | 89.6692 | 1
| Zone | South of Lugo | 7 | Monthly System Peak Day | CAISO | 1-in-2 | 2030 | 15 |  |  |  | 90.8538 | 1
| Zone | South of Lugo | 7 | Monthly System Peak Day | CAISO | 1-in-2 | 2030 | 16 |  |  |  | 91.0974 | 1
| Zone | South of Lugo | 7 | Monthly System Peak Day | CAISO | 1-in-2 | 2030 | 17 |  |  |  | 91.1974 | 1
| Zone | South of Lugo | 7 | Monthly System Peak Day | CAISO | 1-in-2 | 2030 | 18 |  |  |  | 90.4667 | 1
| Zone | South of Lugo | 7 | Monthly System Peak Day | CAISO | 1-in-2 | 2030 | 19 |  |  |  | 88.759 | 1
| Zone | South of Lugo | 7 | Monthly System Peak Day | CAISO | 1-in-2 | 2030 | 20 |  |  |  | 86.2692 | 1
| Zone | South of Lugo | 7 | Monthly System Peak Day | CAISO | 1-in-2 | 2030 | 21 |  |  |  | 83.7231 | 1
| Zone | South of Lugo | 7 | Monthly System Peak Day | CAISO | 1-in-2 | 2030 | 22 |  |  |  | 80.9923 | 1
| Zone | South of Lugo | 7 | Monthly System Peak Day | CAISO | 1-in-2 | 2030 | 23 |  |  |  | 78.6082 | 1
| Zone | South of Lugo | 7 | Monthly System Peak Day | CAISO | 1-in-2 | 2030 | 24 |  |  |  | 76.8256 | 1
| Zone | South of Lugo | 8 | Average Weekday | CAISO | 1-in-2 | 2030 | 1 |  |  |  | 70.0345 | 1
| Zone | South of Lugo | 8 | Average Weekday | CAISO | 1-in-2 | 2030 | 2 |  |  |  | 69.0806 | 1
| Zone | South of Lugo | 8 | Average Weekday | CAISO | 1-in-2 | 2030 | 3 |  |  |  | 68.2447 | 1
| Zone | South of Lugo | 8 | Average Weekday | CAISO | 1-in-2 | 2030 | 4 |  |  |  | 67.5212 | 1
| Zone | South of Lugo | 8 | Average Weekday | CAISO | 1-in-2 | 2030 | 5 |  |  |  | 66.9202 | 1
| Zone | South of Lugo | 8 | Average Weekday | CAISO | 1-in-2 | 2030 | 6 |  |  |  | 66.3969 | 1
| Zone | South of Lugo | 8 | Average Weekday | CAISO | 1-in-2 | 2030 | 7 |  |  |  | 66.0998 | 1
| Zone | South of Lugo | 8 | Average Weekday | CAISO | 1-in-2 | 2030 | 8 |  |  |  | 66.163 | 1
| Zone | South of Lugo | 8 | Average Weekday | CAISO | 1-in-2 | 2030 | 9 |  |  |  | 68.0861 | 1
| Zone | South of Lugo | 8 | Average Weekday | CAISO | 1-in-2 | 2030 | 10 |  |  |  | 71.1121 | 1
| Zone | South of Lugo | 8 | Average Weekday | CAISO | 1-in-2 | 2030 | 11 |  |  |  | 74.7632 | 1
| Zone | South of Lugo | 8 | Average Weekday | CAISO | 1-in-2 | 2030 | 12 |  |  |  | 78.4705 | 1
| Zone | South of Lugo | 8 | Average Weekday | CAISO | 1-in-2 | 2030 | 13 |  |  |  | 81.311 | 1
| Zone | South of Lugo | 8 | Average Weekday | CAISO | 1-in-2 | 2030 | 14 |  |  |  | 83.5318 | 1
| Zone | South of Lugo | 8 | Average Weekday | CAISO | 1-in-2 | 2030 | 15 |  |  |  | 84.9576 | 1
| Zone | South of Lugo | 8 | Average Weekday | CAISO | 1-in-2 | 2030 | 16 |  |  |  | 85.6107 | 1
| Zone | South of Lugo | 8 | Average Weekday | CAISO | 1-in-2 | 2030 | 17 |  |  |  | 85.8816 | 1
| Zone | South of Lugo | 8 | Average Weekday | CAISO | 1-in-2 | 2030 | 18 |  |  |  | 85.1098 | 1
| Zone | South of Lugo | 8 | Average Weekday | CAISO | 1-in-2 | 2030 | 19 |  |  |  | 83.4933 | 1
| Zone | South of Lugo | 8 | Average Weekday | CAISO | 1-in-2 | 2030 | 20 |  |  |  | 80.9206 | 1
| Zone | South of Lugo | 8 | Average Weekday | CAISO | 1-in-2 | 2030 | 21 |  |  |  | 77.1187 | 1
| Zone | South of Lugo | 8 | Average Weekday | CAISO | 1-in-2 | 2030 | 22 |  |  |  | 74.0969 | 1
| Zone | South of Lugo | 8 | Average Weekday | CAISO | 1-in-2 | 2030 | 23 |  |  |  | 72.2916 | 1
| Zone | South of Lugo | 8 | Average Weekday | CAISO | 1-in-2 | 2030 | 24 |  |  |  | 71.0937 | 1
| Zone | South of Lugo | 8 | Monthly System Peak Day | CAISO | 1-in-2 | 2030 | 1 |  |  |  | 78.7487 | 1
| Zone | South of Lugo | 8 | Monthly System Peak Day | CAISO | 1-in-2 | 2030 | 2 |  |  |  | 77.6487 | 1
| Zone | South of Lugo | 8 | Monthly System Peak Day | CAISO | 1-in-2 | 2030 | 3 |  |  |  | 77.0128 | 1
| Zone | South of Lugo | 8 | Monthly System Peak Day | CAISO | 1-in-2 | 2030 | 4 |  |  |  | 76.2513 | 1
| Zone | South of Lugo | 8 | Monthly System Peak Day | CAISO | 1-in-2 | 2030 | 5 |  |  |  | 75.8128 | 1
| Zone | South of Lugo | 8 | Monthly System Peak Day | CAISO | 1-in-2 | 2030 | 6 |  |  |  | 75.2931 | 1
| Zone | South of Lugo | 8 | Monthly System Peak Day | CAISO | 1-in-2 | 2030 | 7 |  |  |  | 74.9128 | 1
| Zone | South of Lugo | 8 | Monthly System Peak Day | CAISO | 1-in-2 | 2030 | 8 |  |  |  | 75.1326 | 1
| Zone | South of Lugo | 8 | Monthly System Peak Day | CAISO | 1-in-2 | 2030 | 9 |  |  |  | 77.1949 | 1
| Zone | South of Lugo | 8 | Monthly System Peak Day | CAISO | 1-in-2 | 2030 | 10 |  |  |  | 81.1641 | 1
| Zone | South of Lugo | 8 | Monthly System Peak Day | CAISO | 1-in-2 | 2030 | 11 |  |  |  | 85.3154 | 1
| Zone | South of Lugo | 8 | Monthly System Peak Day | CAISO | 1-in-2 | 2030 | 12 |  |  |  | 89.3128 | 1
| Zone | South of Lugo | 8 | Monthly System Peak Day | CAISO | 1-in-2 | 2030 | 13 |  |  |  | 91.9051 | 1
| Zone | South of Lugo | 8 | Monthly System Peak Day | CAISO | 1-in-2 | 2030 | 14 |  |  |  | 93.1897 | 1
| Zone | South of Lugo | 8 | Monthly System Peak Day | CAISO | 1-in-2 | 2030 | 15 |  |  |  | 93.4641 | 1
| Zone | South of Lugo | 8 | Monthly System Peak Day | CAISO | 1-in-2 | 2030 | 16 |  |  |  | 93.5282 | 1
| Zone | South of Lugo | 8 | Monthly System Peak Day | CAISO | 1-in-2 | 2030 | 17 |  |  |  | 92.5615 | 1
| Zone | South of Lugo | 8 | Monthly System Peak Day | CAISO | 1-in-2 | 2030 | 18 |  |  |  | 90.541 | 1
| Zone | South of Lugo | 8 | Monthly System Peak Day | CAISO | 1-in-2 | 2030 | 19 |  |  |  | 88.6821 | 1
| Zone | South of Lugo | 8 | Monthly System Peak Day | CAISO | 1-in-2 | 2030 | 20 |  |  |  | 86.7615 | 1
| Zone | South of Lugo | 8 | Monthly System Peak Day | CAISO | 1-in-2 | 2030 | 21 |  |  |  | 84.1462 | 1
| Zone | South of Lugo | 8 | Monthly System Peak Day | CAISO | 1-in-2 | 2030 | 22 |  |  |  | 81.8333 | 1
| Zone | South of Lugo | 8 | Monthly System Peak Day | CAISO | 1-in-2 | 2030 | 23 |  |  |  | 80.4154 | 1
| Zone | South of Lugo | 8 | Monthly System Peak Day | CAISO | 1-in-2 | 2030 | 24 |  |  |  | 79.2487 | 1
| Zone | South of Lugo | 8 | Typical Event Day | CAISO | 1-in-2 | 2030 | 1 |  |  |  | 74.2238 | 1
| Zone | South of Lugo | 8 | Typical Event Day | CAISO | 1-in-2 | 2030 | 2 |  |  |  | 73.184 | 1
| Zone | South of Lugo | 8 | Typical Event Day | CAISO | 1-in-2 | 2030 | 3 |  |  |  | 72.4304 | 1
| Zone | South of Lugo | 8 | Typical Event Day | CAISO | 1-in-2 | 2030 | 4 |  |  |  | 71.5521 | 1
| Zone | South of Lugo | 8 | Typical Event Day | CAISO | 1-in-2 | 2030 | 5 |  |  |  | 70.8571 | 1
| Zone | South of Lugo | 8 | Typical Event Day | CAISO | 1-in-2 | 2030 | 6 |  |  |  | 70.2894 | 1
| Zone | South of Lugo | 8 | Typical Event Day | CAISO | 1-in-2 | 2030 | 7 |  |  |  | 70.0895 | 1
| Zone | South of Lugo | 8 | Typical Event Day | CAISO | 1-in-2 | 2030 | 8 |  |  |  | 70.4164 | 1
| Zone | South of Lugo | 8 | Typical Event Day | CAISO | 1-in-2 | 2030 | 9 |  |  |  | 72.6402 | 1
| Zone | South of Lugo | 8 | Typical Event Day | CAISO | 1-in-2 | 2030 | 10 |  |  |  | 76.6185 | 1
| Zone | South of Lugo | 8 | Typical Event Day | CAISO | 1-in-2 | 2030 | 11 |  |  |  | 81.2406 | 1
| Zone | South of Lugo | 8 | Typical Event Day | CAISO | 1-in-2 | 2030 | 12 |  |  |  | 85.3671 | 1
| Zone | South of Lugo | 8 | Typical Event Day | CAISO | 1-in-2 | 2030 | 13 |  |  |  | 88.2251 | 1
| Zone | South of Lugo | 8 | Typical Event Day | CAISO | 1-in-2 | 2030 | 14 |  |  |  | 90.2212 | 1
| Zone | South of Lugo | 8 | Typical Event Day | CAISO | 1-in-2 | 2030 | 15 |  |  |  | 91.4083 | 1
| Zone | South of Lugo | 8 | Typical Event Day | CAISO | 1-in-2 | 2030 | 16 |  |  |  | 91.4955 | 1
| Zone | South of Lugo | 8 | Typical Event Day | CAISO | 1-in-2 | 2030 | 17 |  |  |  | 90.9699 | 1
| Zone | South of Lugo | 8 | Typical Event Day | CAISO | 1-in-2 | 2030 | 18 |  |  |  | 89.7058 | 1
| Zone | South of Lugo | 8 | Typical Event Day | CAISO | 1-in-2 | 2030 | 19 |  |  |  | 88.3058 | 1
| Zone | South of Lugo | 8 | Typical Event Day | CAISO | 1-in-2 | 2030 | 20 |  |  |  | 86.0937 | 1
| Zone | South of Lugo | 8 | Typical Event Day | CAISO | 1-in-2 | 2030 | 21 |  |  |  | 83.049 | 1
| Zone | South of Lugo | 8 | Typical Event Day | CAISO | 1-in-2 | 2030 | 22 |  |  |  | 80.1869 | 1
| Zone | South of Lugo | 8 | Typical Event Day | CAISO | 1-in-2 | 2030 | 23 |  |  |  | 77.9566 | 1
| Zone | South of Lugo | 8 | Typical Event Day | CAISO | 1-in-2 | 2030 | 24 |  |  |  | 76.2456 | 1
| Zone | South of Lugo | 9 | Average Weekday | CAISO | 1-in-2 | 2030 | 1 |  |  |  | 69.5297 | 1
| Zone | South of Lugo | 9 | Average Weekday | CAISO | 1-in-2 | 2030 | 2 |  |  |  | 68.7128 | 1
| Zone | South of Lugo | 9 | Average Weekday | CAISO | 1-in-2 | 2030 | 3 |  |  |  | 68.0113 | 1
| Zone | South of Lugo | 9 | Average Weekday | CAISO | 1-in-2 | 2030 | 4 |  |  |  | 67.4477 | 1
| Zone | South of Lugo | 9 | Average Weekday | CAISO | 1-in-2 | 2030 | 5 |  |  |  | 66.9649 | 1
| Zone | South of Lugo | 9 | Average Weekday | CAISO | 1-in-2 | 2030 | 6 |  |  |  | 66.4867 | 1
| Zone | South of Lugo | 9 | Average Weekday | CAISO | 1-in-2 | 2030 | 7 |  |  |  | 66.2234 | 1
| Zone | South of Lugo | 9 | Average Weekday | CAISO | 1-in-2 | 2030 | 8 |  |  |  | 66.147 | 1
| Zone | South of Lugo | 9 | Average Weekday | CAISO | 1-in-2 | 2030 | 9 |  |  |  | 67.2565 | 1
| Zone | South of Lugo | 9 | Average Weekday | CAISO | 1-in-2 | 2030 | 10 |  |  |  | 69.9201 | 1
| Zone | South of Lugo | 9 | Average Weekday | CAISO | 1-in-2 | 2030 | 11 |  |  |  | 73.3148 | 1
| Zone | South of Lugo | 9 | Average Weekday | CAISO | 1-in-2 | 2030 | 12 |  |  |  | 76.8477 | 1
| Zone | South of Lugo | 9 | Average Weekday | CAISO | 1-in-2 | 2030 | 13 |  |  |  | 79.9092 | 1
| Zone | South of Lugo | 9 | Average Weekday | CAISO | 1-in-2 | 2030 | 14 |  |  |  | 82.0878 | 1
| Zone | South of Lugo | 9 | Average Weekday | CAISO | 1-in-2 | 2030 | 15 |  |  |  | 83.2611 | 1
| Zone | South of Lugo | 9 | Average Weekday | CAISO | 1-in-2 | 2030 | 16 |  |  |  | 83.7561 | 1
| Zone | South of Lugo | 9 | Average Weekday | CAISO | 1-in-2 | 2030 | 17 |  |  |  | 83.5744 | 1
| Zone | South of Lugo | 9 | Average Weekday | CAISO | 1-in-2 | 2030 | 18 |  |  |  | 82.541 | 1
| Zone | South of Lugo | 9 | Average Weekday | CAISO | 1-in-2 | 2030 | 19 |  |  |  | 80.6685 | 1
| Zone | South of Lugo | 9 | Average Weekday | CAISO | 1-in-2 | 2030 | 20 |  |  |  | 77.7379 | 1
| Zone | South of Lugo | 9 | Average Weekday | CAISO | 1-in-2 | 2030 | 21 |  |  |  | 74.6711 | 1
| Zone | South of Lugo | 9 | Average Weekday | CAISO | 1-in-2 | 2030 | 22 |  |  |  | 72.7849 | 1
| Zone | South of Lugo | 9 | Average Weekday | CAISO | 1-in-2 | 2030 | 23 |  |  |  | 71.4589 | 1
| Zone | South of Lugo | 9 | Average Weekday | CAISO | 1-in-2 | 2030 | 24 |  |  |  | 70.3249 | 1
| Zone | South of Lugo | 9 | Monthly System Peak Day | CAISO | 1-in-2 | 2030 | 1 |  |  |  | 79.7279 | 1
| Zone | South of Lugo | 9 | Monthly System Peak Day | CAISO | 1-in-2 | 2030 | 2 |  |  |  | 78.26 | 1
| Zone | South of Lugo | 9 | Monthly System Peak Day | CAISO | 1-in-2 | 2030 | 3 |  |  |  | 77.3103 | 1
| Zone | South of Lugo | 9 | Monthly System Peak Day | CAISO | 1-in-2 | 2030 | 4 |  |  |  | 76.1223 | 1
| Zone | South of Lugo | 9 | Monthly System Peak Day | CAISO | 1-in-2 | 2030 | 5 |  |  |  | 75.3567 | 1
| Zone | South of Lugo | 9 | Monthly System Peak Day | CAISO | 1-in-2 | 2030 | 6 |  |  |  | 74.6564 | 1
| Zone | South of Lugo | 9 | Monthly System Peak Day | CAISO | 1-in-2 | 2030 | 7 |  |  |  | 74.9015 | 1
| Zone | South of Lugo | 9 | Monthly System Peak Day | CAISO | 1-in-2 | 2030 | 8 |  |  |  | 75.1818 | 1
| Zone | South of Lugo | 9 | Monthly System Peak Day | CAISO | 1-in-2 | 2030 | 9 |  |  |  | 76.8754 | 1
| Zone | South of Lugo | 9 | Monthly System Peak Day | CAISO | 1-in-2 | 2030 | 10 |  |  |  | 81.5795 | 1
| Zone | South of Lugo | 9 | Monthly System Peak Day | CAISO | 1-in-2 | 2030 | 11 |  |  |  | 88 | 1
| Zone | South of Lugo | 9 | Monthly System Peak Day | CAISO | 1-in-2 | 2030 | 12 |  |  |  | 92.8974 | 1
| Zone | South of Lugo | 9 | Monthly System Peak Day | CAISO | 1-in-2 | 2030 | 13 |  |  |  | 95.8 | 1
| Zone | South of Lugo | 9 | Monthly System Peak Day | CAISO | 1-in-2 | 2030 | 14 |  |  |  | 97.6026 | 1
| Zone | South of Lugo | 9 | Monthly System Peak Day | CAISO | 1-in-2 | 2030 | 15 |  |  |  | 98.0487 | 1
| Zone | South of Lugo | 9 | Monthly System Peak Day | CAISO | 1-in-2 | 2030 | 16 |  |  |  | 96.918 | 1
| Zone | South of Lugo | 9 | Monthly System Peak Day | CAISO | 1-in-2 | 2030 | 17 |  |  |  | 95.6487 | 1
| Zone | South of Lugo | 9 | Monthly System Peak Day | CAISO | 1-in-2 | 2030 | 18 |  |  |  | 93.8744 | 1
| Zone | South of Lugo | 9 | Monthly System Peak Day | CAISO | 1-in-2 | 2030 | 19 |  |  |  | 93.2077 | 1
| Zone | South of Lugo | 9 | Monthly System Peak Day | CAISO | 1-in-2 | 2030 | 20 |  |  |  | 91.5256 | 1
| Zone | South of Lugo | 9 | Monthly System Peak Day | CAISO | 1-in-2 | 2030 | 21 |  |  |  | 88.7154 | 1
| Zone | South of Lugo | 9 | Monthly System Peak Day | CAISO | 1-in-2 | 2030 | 22 |  |  |  | 86.8 | 1
| Zone | South of Lugo | 9 | Monthly System Peak Day | CAISO | 1-in-2 | 2030 | 23 |  |  |  | 84.5641 | 1
| Zone | South of Lugo | 9 | Monthly System Peak Day | CAISO | 1-in-2 | 2030 | 24 |  |  |  | 82.3795 | 1
| Zone | South of Lugo | 10 | Average Weekday | CAISO | 1-in-2 | 2030 | 1 |  |  |  | 64.658 | 1
| Zone | South of Lugo | 10 | Average Weekday | CAISO | 1-in-2 | 2030 | 2 |  |  |  | 63.8062 | 1
| Zone | South of Lugo | 10 | Average Weekday | CAISO | 1-in-2 | 2030 | 3 |  |  |  | 62.9019 | 1
| Zone | South of Lugo | 10 | Average Weekday | CAISO | 1-in-2 | 2030 | 4 |  |  |  | 62.2469 | 1
| Zone | South of Lugo | 10 | Average Weekday | CAISO | 1-in-2 | 2030 | 5 |  |  |  | 61.6376 | 1
| Zone | South of Lugo | 10 | Average Weekday | CAISO | 1-in-2 | 2030 | 6 |  |  |  | 61.2473 | 1
| Zone | South of Lugo | 10 | Average Weekday | CAISO | 1-in-2 | 2030 | 7 |  |  |  | 60.9326 | 1
| Zone | South of Lugo | 10 | Average Weekday | CAISO | 1-in-2 | 2030 | 8 |  |  |  | 60.7842 | 1
| Zone | South of Lugo | 10 | Average Weekday | CAISO | 1-in-2 | 2030 | 9 |  |  |  | 61.3719 | 1
| Zone | South of Lugo | 10 | Average Weekday | CAISO | 1-in-2 | 2030 | 10 |  |  |  | 63.9419 | 1
| Zone | South of Lugo | 10 | Average Weekday | CAISO | 1-in-2 | 2030 | 11 |  |  |  | 67.2273 | 1
| Zone | South of Lugo | 10 | Average Weekday | CAISO | 1-in-2 | 2030 | 12 |  |  |  | 70.4369 | 1
| Zone | South of Lugo | 10 | Average Weekday | CAISO | 1-in-2 | 2030 | 13 |  |  |  | 73.1782 | 1
| Zone | South of Lugo | 10 | Average Weekday | CAISO | 1-in-2 | 2030 | 14 |  |  |  | 75.1897 | 1
| Zone | South of Lugo | 10 | Average Weekday | CAISO | 1-in-2 | 2030 | 15 |  |  |  | 76.6368 | 1
| Zone | South of Lugo | 10 | Average Weekday | CAISO | 1-in-2 | 2030 | 16 |  |  |  | 77.4598 | 1
| Zone | South of Lugo | 10 | Average Weekday | CAISO | 1-in-2 | 2030 | 17 |  |  |  | 77.3466 | 1
| Zone | South of Lugo | 10 | Average Weekday | CAISO | 1-in-2 | 2030 | 18 |  |  |  | 76.4242 | 1
| Zone | South of Lugo | 10 | Average Weekday | CAISO | 1-in-2 | 2030 | 19 |  |  |  | 74.5143 | 1
| Zone | South of Lugo | 10 | Average Weekday | CAISO | 1-in-2 | 2030 | 20 |  |  |  | 71.5232 | 1
| Zone | South of Lugo | 10 | Average Weekday | CAISO | 1-in-2 | 2030 | 21 |  |  |  | 69.4376 | 1
| Zone | South of Lugo | 10 | Average Weekday | CAISO | 1-in-2 | 2030 | 22 |  |  |  | 67.9225 | 1
| Zone | South of Lugo | 10 | Average Weekday | CAISO | 1-in-2 | 2030 | 23 |  |  |  | 66.6274 | 1
| Zone | South of Lugo | 10 | Average Weekday | CAISO | 1-in-2 | 2030 | 24 |  |  |  | 65.4949 | 1
| Zone | South of Lugo | 10 | Monthly System Peak Day | CAISO | 1-in-2 | 2030 | 1 |  |  |  | 74.9769 | 1
| Zone | South of Lugo | 10 | Monthly System Peak Day | CAISO | 1-in-2 | 2030 | 2 |  |  |  | 73.8469 | 1
| Zone | South of Lugo | 10 | Monthly System Peak Day | CAISO | 1-in-2 | 2030 | 3 |  |  |  | 72.4622 | 1
| Zone | South of Lugo | 10 | Monthly System Peak Day | CAISO | 1-in-2 | 2030 | 4 |  |  |  | 70.9661 | 1
| Zone | South of Lugo | 10 | Monthly System Peak Day | CAISO | 1-in-2 | 2030 | 5 |  |  |  | 69.9036 | 1
| Zone | South of Lugo | 10 | Monthly System Peak Day | CAISO | 1-in-2 | 2030 | 6 |  |  |  | 69.4283 | 1
| Zone | South of Lugo | 10 | Monthly System Peak Day | CAISO | 1-in-2 | 2030 | 7 |  |  |  | 69.1028 | 1
| Zone | South of Lugo | 10 | Monthly System Peak Day | CAISO | 1-in-2 | 2030 | 8 |  |  |  | 68.4244 | 1
| Zone | South of Lugo | 10 | Monthly System Peak Day | CAISO | 1-in-2 | 2030 | 9 |  |  |  | 69.4117 | 1
| Zone | South of Lugo | 10 | Monthly System Peak Day | CAISO | 1-in-2 | 2030 | 10 |  |  |  | 73.025 | 1
| Zone | South of Lugo | 10 | Monthly System Peak Day | CAISO | 1-in-2 | 2030 | 11 |  |  |  | 77.7472 | 1
| Zone | South of Lugo | 10 | Monthly System Peak Day | CAISO | 1-in-2 | 2030 | 12 |  |  |  | 82.5139 | 1
| Zone | South of Lugo | 10 | Monthly System Peak Day | CAISO | 1-in-2 | 2030 | 13 |  |  |  | 86.0528 | 1
| Zone | South of Lugo | 10 | Monthly System Peak Day | CAISO | 1-in-2 | 2030 | 14 |  |  |  | 88.1917 | 1
| Zone | South of Lugo | 10 | Monthly System Peak Day | CAISO | 1-in-2 | 2030 | 15 |  |  |  | 88.6806 | 1
| Zone | South of Lugo | 10 | Monthly System Peak Day | CAISO | 1-in-2 | 2030 | 16 |  |  |  | 88.8 | 1
| Zone | South of Lugo | 10 | Monthly System Peak Day | CAISO | 1-in-2 | 2030 | 17 |  |  |  | 88.0417 | 1
| Zone | South of Lugo | 10 | Monthly System Peak Day | CAISO | 1-in-2 | 2030 | 18 |  |  |  | 87.2611 | 1
| Zone | South of Lugo | 10 | Monthly System Peak Day | CAISO | 1-in-2 | 2030 | 19 |  |  |  | 85.3628 | 1
| Zone | South of Lugo | 10 | Monthly System Peak Day | CAISO | 1-in-2 | 2030 | 20 |  |  |  | 82.2675 | 1
| Zone | South of Lugo | 10 | Monthly System Peak Day | CAISO | 1-in-2 | 2030 | 21 |  |  |  | 79.4689 | 1
| Zone | South of Lugo | 10 | Monthly System Peak Day | CAISO | 1-in-2 | 2030 | 22 |  |  |  | 77.5472 | 1
| Zone | South of Lugo | 10 | Monthly System Peak Day | CAISO | 1-in-2 | 2030 | 23 |  |  |  | 75.9456 | 1
| Zone | South of Lugo | 10 | Monthly System Peak Day | CAISO | 1-in-2 | 2030 | 24 |  |  |  | 74.4658 | 1
| Zone | South of Lugo | 11 | Average Weekday | CAISO | 1-in-2 | 2030 | 1 |  |  |  | 57.3766 | 1
| Zone | South of Lugo | 11 | Average Weekday | CAISO | 1-in-2 | 2030 | 2 |  |  |  | 56.6196 | 1
| Zone | South of Lugo | 11 | Average Weekday | CAISO | 1-in-2 | 2030 | 3 |  |  |  | 55.8667 | 1
| Zone | South of Lugo | 11 | Average Weekday | CAISO | 1-in-2 | 2030 | 4 |  |  |  | 55.1855 | 1
| Zone | South of Lugo | 11 | Average Weekday | CAISO | 1-in-2 | 2030 | 5 |  |  |  | 54.6693 | 1
| Zone | South of Lugo | 11 | Average Weekday | CAISO | 1-in-2 | 2030 | 6 |  |  |  | 54.1856 | 1
| Zone | South of Lugo | 11 | Average Weekday | CAISO | 1-in-2 | 2030 | 7 |  |  |  | 54.014 | 1
| Zone | South of Lugo | 11 | Average Weekday | CAISO | 1-in-2 | 2030 | 8 |  |  |  | 53.9417 | 1
| Zone | South of Lugo | 11 | Average Weekday | CAISO | 1-in-2 | 2030 | 9 |  |  |  | 55.5116 | 1
| Zone | South of Lugo | 11 | Average Weekday | CAISO | 1-in-2 | 2030 | 10 |  |  |  | 58.5353 | 1
| Zone | South of Lugo | 11 | Average Weekday | CAISO | 1-in-2 | 2030 | 11 |  |  |  | 62.1631 | 1
| Zone | South of Lugo | 11 | Average Weekday | CAISO | 1-in-2 | 2030 | 12 |  |  |  | 65.3752 | 1
| Zone | South of Lugo | 11 | Average Weekday | CAISO | 1-in-2 | 2030 | 13 |  |  |  | 67.8009 | 1
| Zone | South of Lugo | 11 | Average Weekday | CAISO | 1-in-2 | 2030 | 14 |  |  |  | 69.3357 | 1
| Zone | South of Lugo | 11 | Average Weekday | CAISO | 1-in-2 | 2030 | 15 |  |  |  | 70.1111 | 1
| Zone | South of Lugo | 11 | Average Weekday | CAISO | 1-in-2 | 2030 | 16 |  |  |  | 70.1077 | 1
| Zone | South of Lugo | 11 | Average Weekday | CAISO | 1-in-2 | 2030 | 17 |  |  |  | 69.1869 | 1
| Zone | South of Lugo | 11 | Average Weekday | CAISO | 1-in-2 | 2030 | 18 |  |  |  | 67.091 | 1
| Zone | South of Lugo | 11 | Average Weekday | CAISO | 1-in-2 | 2030 | 19 |  |  |  | 64.7038 | 1
| Zone | South of Lugo | 11 | Average Weekday | CAISO | 1-in-2 | 2030 | 20 |  |  |  | 62.8628 | 1
| Zone | South of Lugo | 11 | Average Weekday | CAISO | 1-in-2 | 2030 | 21 |  |  |  | 61.4347 | 1
| Zone | South of Lugo | 11 | Average Weekday | CAISO | 1-in-2 | 2030 | 22 |  |  |  | 60.1706 | 1
| Zone | South of Lugo | 11 | Average Weekday | CAISO | 1-in-2 | 2030 | 23 |  |  |  | 59.0939 | 1
| Zone | South of Lugo | 11 | Average Weekday | CAISO | 1-in-2 | 2030 | 24 |  |  |  | 58.1829 | 1
| Zone | South of Lugo | 11 | Monthly System Peak Day | CAISO | 1-in-2 | 2030 | 1 |  |  |  | 59.1525 | 1
| Zone | South of Lugo | 11 | Monthly System Peak Day | CAISO | 1-in-2 | 2030 | 2 |  |  |  | 57.8128 | 1
| Zone | South of Lugo | 11 | Monthly System Peak Day | CAISO | 1-in-2 | 2030 | 3 |  |  |  | 56.5017 | 1
| Zone | South of Lugo | 11 | Monthly System Peak Day | CAISO | 1-in-2 | 2030 | 4 |  |  |  | 55.7769 | 1
| Zone | South of Lugo | 11 | Monthly System Peak Day | CAISO | 1-in-2 | 2030 | 5 |  |  |  | 54.8683 | 1
| Zone | South of Lugo | 11 | Monthly System Peak Day | CAISO | 1-in-2 | 2030 | 6 |  |  |  | 54.3533 | 1
| Zone | South of Lugo | 11 | Monthly System Peak Day | CAISO | 1-in-2 | 2030 | 7 |  |  |  | 53.6728 | 1
| Zone | South of Lugo | 11 | Monthly System Peak Day | CAISO | 1-in-2 | 2030 | 8 |  |  |  | 53.8197 | 1
| Zone | South of Lugo | 11 | Monthly System Peak Day | CAISO | 1-in-2 | 2030 | 9 |  |  |  | 57.4122 | 1
| Zone | South of Lugo | 11 | Monthly System Peak Day | CAISO | 1-in-2 | 2030 | 10 |  |  |  | 63.5833 | 1
| Zone | South of Lugo | 11 | Monthly System Peak Day | CAISO | 1-in-2 | 2030 | 11 |  |  |  | 69.7231 | 1
| Zone | South of Lugo | 11 | Monthly System Peak Day | CAISO | 1-in-2 | 2030 | 12 |  |  |  | 74.4992 | 1
| Zone | South of Lugo | 11 | Monthly System Peak Day | CAISO | 1-in-2 | 2030 | 13 |  |  |  | 77.7969 | 1
| Zone | South of Lugo | 11 | Monthly System Peak Day | CAISO | 1-in-2 | 2030 | 14 |  |  |  | 79.5986 | 1
| Zone | South of Lugo | 11 | Monthly System Peak Day | CAISO | 1-in-2 | 2030 | 15 |  |  |  | 80.5519 | 1
| Zone | South of Lugo | 11 | Monthly System Peak Day | CAISO | 1-in-2 | 2030 | 16 |  |  |  | 80.1353 | 1
| Zone | South of Lugo | 11 | Monthly System Peak Day | CAISO | 1-in-2 | 2030 | 17 |  |  |  | 78.8542 | 1
| Zone | South of Lugo | 11 | Monthly System Peak Day | CAISO | 1-in-2 | 2030 | 18 |  |  |  | 75.4964 | 1
| Zone | South of Lugo | 11 | Monthly System Peak Day | CAISO | 1-in-2 | 2030 | 19 |  |  |  | 71.8994 | 1
| Zone | South of Lugo | 11 | Monthly System Peak Day | CAISO | 1-in-2 | 2030 | 20 |  |  |  | 70.0583 | 1
| Zone | South of Lugo | 11 | Monthly System Peak Day | CAISO | 1-in-2 | 2030 | 21 |  |  |  | 67.8533 | 1
| Zone | South of Lugo | 11 | Monthly System Peak Day | CAISO | 1-in-2 | 2030 | 22 |  |  |  | 66.1669 | 1
| Zone | South of Lugo | 11 | Monthly System Peak Day | CAISO | 1-in-2 | 2030 | 23 |  |  |  | 63.8694 | 1
| Zone | South of Lugo | 11 | Monthly System Peak Day | CAISO | 1-in-2 | 2030 | 24 |  |  |  | 62.2781 | 1
| Zone | South of Lugo | 12 | Average Weekday | CAISO | 1-in-2 | 2030 | 1 |  |  |  | 50.4388 | 1
| Zone | South of Lugo | 12 | Average Weekday | CAISO | 1-in-2 | 2030 | 2 |  |  |  | 49.7017 | 1
| Zone | South of Lugo | 12 | Average Weekday | CAISO | 1-in-2 | 2030 | 3 |  |  |  | 49.1639 | 1
| Zone | South of Lugo | 12 | Average Weekday | CAISO | 1-in-2 | 2030 | 4 |  |  |  | 48.6896 | 1
| Zone | South of Lugo | 12 | Average Weekday | CAISO | 1-in-2 | 2030 | 5 |  |  |  | 48.2306 | 1
| Zone | South of Lugo | 12 | Average Weekday | CAISO | 1-in-2 | 2030 | 6 |  |  |  | 47.7785 | 1
| Zone | South of Lugo | 12 | Average Weekday | CAISO | 1-in-2 | 2030 | 7 |  |  |  | 47.4745 | 1
| Zone | South of Lugo | 12 | Average Weekday | CAISO | 1-in-2 | 2030 | 8 |  |  |  | 47.3875 | 1
| Zone | South of Lugo | 12 | Average Weekday | CAISO | 1-in-2 | 2030 | 9 |  |  |  | 48.3394 | 1
| Zone | South of Lugo | 12 | Average Weekday | CAISO | 1-in-2 | 2030 | 10 |  |  |  | 51.1662 | 1
| Zone | South of Lugo | 12 | Average Weekday | CAISO | 1-in-2 | 2030 | 11 |  |  |  | 54.5043 | 1
| Zone | South of Lugo | 12 | Average Weekday | CAISO | 1-in-2 | 2030 | 12 |  |  |  | 57.461 | 1
| Zone | South of Lugo | 12 | Average Weekday | CAISO | 1-in-2 | 2030 | 13 |  |  |  | 59.6531 | 1
| Zone | South of Lugo | 12 | Average Weekday | CAISO | 1-in-2 | 2030 | 14 |  |  |  | 61.1534 | 1
| Zone | South of Lugo | 12 | Average Weekday | CAISO | 1-in-2 | 2030 | 15 |  |  |  | 62.041 | 1
| Zone | South of Lugo | 12 | Average Weekday | CAISO | 1-in-2 | 2030 | 16 |  |  |  | 62.1144 | 1
| Zone | South of Lugo | 12 | Average Weekday | CAISO | 1-in-2 | 2030 | 17 |  |  |  | 61.3113 | 1
| Zone | South of Lugo | 12 | Average Weekday | CAISO | 1-in-2 | 2030 | 18 |  |  |  | 59.3422 | 1
| Zone | South of Lugo | 12 | Average Weekday | CAISO | 1-in-2 | 2030 | 19 |  |  |  | 57.1749 | 1
| Zone | South of Lugo | 12 | Average Weekday | CAISO | 1-in-2 | 2030 | 20 |  |  |  | 55.6378 | 1
| Zone | South of Lugo | 12 | Average Weekday | CAISO | 1-in-2 | 2030 | 21 |  |  |  | 54.2734 | 1
| Zone | South of Lugo | 12 | Average Weekday | CAISO | 1-in-2 | 2030 | 22 |  |  |  | 53.1359 | 1
| Zone | South of Lugo | 12 | Average Weekday | CAISO | 1-in-2 | 2030 | 23 |  |  |  | 52.0297 | 1
| Zone | South of Lugo | 12 | Average Weekday | CAISO | 1-in-2 | 2030 | 24 |  |  |  | 51.0762 | 1
| Zone | South of Lugo | 12 | Monthly System Peak Day | CAISO | 1-in-2 | 2030 | 1 |  |  |  | 51.4364 | 1
| Zone | South of Lugo | 12 | Monthly System Peak Day | CAISO | 1-in-2 | 2030 | 2 |  |  |  | 50.2519 | 1
| Zone | South of Lugo | 12 | Monthly System Peak Day | CAISO | 1-in-2 | 2030 | 3 |  |  |  | 49.8097 | 1
| Zone | South of Lugo | 12 | Monthly System Peak Day | CAISO | 1-in-2 | 2030 | 4 |  |  |  | 49.2989 | 1
| Zone | South of Lugo | 12 | Monthly System Peak Day | CAISO | 1-in-2 | 2030 | 5 |  |  |  | 48.9467 | 1
| Zone | South of Lugo | 12 | Monthly System Peak Day | CAISO | 1-in-2 | 2030 | 6 |  |  |  | 48.8219 | 1
| Zone | South of Lugo | 12 | Monthly System Peak Day | CAISO | 1-in-2 | 2030 | 7 |  |  |  | 48.4769 | 1
| Zone | South of Lugo | 12 | Monthly System Peak Day | CAISO | 1-in-2 | 2030 | 8 |  |  |  | 48.185 | 1
| Zone | South of Lugo | 12 | Monthly System Peak Day | CAISO | 1-in-2 | 2030 | 9 |  |  |  | 49.0417 | 1
| Zone | South of Lugo | 12 | Monthly System Peak Day | CAISO | 1-in-2 | 2030 | 10 |  |  |  | 52.4083 | 1
| Zone | South of Lugo | 12 | Monthly System Peak Day | CAISO | 1-in-2 | 2030 | 11 |  |  |  | 56.6939 | 1
| Zone | South of Lugo | 12 | Monthly System Peak Day | CAISO | 1-in-2 | 2030 | 12 |  |  |  | 60.3886 | 1
| Zone | South of Lugo | 12 | Monthly System Peak Day | CAISO | 1-in-2 | 2030 | 13 |  |  |  | 63.5369 | 1
| Zone | South of Lugo | 12 | Monthly System Peak Day | CAISO | 1-in-2 | 2030 | 14 |  |  |  | 65.1936 | 1
| Zone | South of Lugo | 12 | Monthly System Peak Day | CAISO | 1-in-2 | 2030 | 15 |  |  |  | 65.415 | 1
| Zone | South of Lugo | 12 | Monthly System Peak Day | CAISO | 1-in-2 | 2030 | 16 |  |  |  | 65.12 | 1
| Zone | South of Lugo | 12 | Monthly System Peak Day | CAISO | 1-in-2 | 2030 | 17 |  |  |  | 64.1567 | 1
| Zone | South of Lugo | 12 | Monthly System Peak Day | CAISO | 1-in-2 | 2030 | 18 |  |  |  | 61.6131 | 1
| Zone | South of Lugo | 12 | Monthly System Peak Day | CAISO | 1-in-2 | 2030 | 19 |  |  |  | 59.6925 | 1
| Zone | South of Lugo | 12 | Monthly System Peak Day | CAISO | 1-in-2 | 2030 | 20 |  |  |  | 58.0142 | 1
| Zone | South of Lugo | 12 | Monthly System Peak Day | CAISO | 1-in-2 | 2030 | 21 |  |  |  | 56.57 | 1
| Zone | South of Lugo | 12 | Monthly System Peak Day | CAISO | 1-in-2 | 2030 | 22 |  |  |  | 54.6525 | 1
| Zone | South of Lugo | 12 | Monthly System Peak Day | CAISO | 1-in-2 | 2030 | 23 |  |  |  | 53.4592 | 1
| Zone | South of Lugo | 12 | Monthly System Peak Day | CAISO | 1-in-2 | 2030 | 24 |  |  |  | 52.2789 | 1
| Zone | South of Lugo | 1 | Average Weekday | CAISO | 1-in-2 | 2031 | 1 |  |  |  | 54.2996 | 1
| Zone | South of Lugo | 1 | Average Weekday | CAISO | 1-in-2 | 2031 | 2 |  |  |  | 53.4933 | 1
| Zone | South of Lugo | 1 | Average Weekday | CAISO | 1-in-2 | 2031 | 3 |  |  |  | 52.8647 | 1
| Zone | South of Lugo | 1 | Average Weekday | CAISO | 1-in-2 | 2031 | 4 |  |  |  | 52.509 | 1
| Zone | South of Lugo | 1 | Average Weekday | CAISO | 1-in-2 | 2031 | 5 |  |  |  | 51.888 | 1
| Zone | South of Lugo | 1 | Average Weekday | CAISO | 1-in-2 | 2031 | 6 |  |  |  | 51.4582 | 1
| Zone | South of Lugo | 1 | Average Weekday | CAISO | 1-in-2 | 2031 | 7 |  |  |  | 51.3033 | 1
| Zone | South of Lugo | 1 | Average Weekday | CAISO | 1-in-2 | 2031 | 8 |  |  |  | 51.2305 | 1
| Zone | South of Lugo | 1 | Average Weekday | CAISO | 1-in-2 | 2031 | 9 |  |  |  | 51.8768 | 1
| Zone | South of Lugo | 1 | Average Weekday | CAISO | 1-in-2 | 2031 | 10 |  |  |  | 54.8698 | 1
| Zone | South of Lugo | 1 | Average Weekday | CAISO | 1-in-2 | 2031 | 11 |  |  |  | 58.6824 | 1
| Zone | South of Lugo | 1 | Average Weekday | CAISO | 1-in-2 | 2031 | 12 |  |  |  | 62.0233 | 1
| Zone | South of Lugo | 1 | Average Weekday | CAISO | 1-in-2 | 2031 | 13 |  |  |  | 64.7517 | 1
| Zone | South of Lugo | 1 | Average Weekday | CAISO | 1-in-2 | 2031 | 14 |  |  |  | 66.609 | 1
| Zone | South of Lugo | 1 | Average Weekday | CAISO | 1-in-2 | 2031 | 15 |  |  |  | 67.6135 | 1
| Zone | South of Lugo | 1 | Average Weekday | CAISO | 1-in-2 | 2031 | 16 |  |  |  | 67.9239 | 1
| Zone | South of Lugo | 1 | Average Weekday | CAISO | 1-in-2 | 2031 | 17 |  |  |  | 67.218 | 1
| Zone | South of Lugo | 1 | Average Weekday | CAISO | 1-in-2 | 2031 | 18 |  |  |  | 65.4439 | 1
| Zone | South of Lugo | 1 | Average Weekday | CAISO | 1-in-2 | 2031 | 19 |  |  |  | 62.7515 | 1
| Zone | South of Lugo | 1 | Average Weekday | CAISO | 1-in-2 | 2031 | 20 |  |  |  | 60.8664 | 1
| Zone | South of Lugo | 1 | Average Weekday | CAISO | 1-in-2 | 2031 | 21 |  |  |  | 59.4075 | 1
| Zone | South of Lugo | 1 | Average Weekday | CAISO | 1-in-2 | 2031 | 22 |  |  |  | 58.0478 | 1
| Zone | South of Lugo | 1 | Average Weekday | CAISO | 1-in-2 | 2031 | 23 |  |  |  | 56.725 | 1
| Zone | South of Lugo | 1 | Average Weekday | CAISO | 1-in-2 | 2031 | 24 |  |  |  | 55.5245 | 1
| Zone | South of Lugo | 1 | Monthly System Peak Day | CAISO | 1-in-2 | 2031 | 1 |  |  |  | 49.9694 | 1
| Zone | South of Lugo | 1 | Monthly System Peak Day | CAISO | 1-in-2 | 2031 | 2 |  |  |  | 49.1283 | 1
| Zone | South of Lugo | 1 | Monthly System Peak Day | CAISO | 1-in-2 | 2031 | 3 |  |  |  | 48.2514 | 1
| Zone | South of Lugo | 1 | Monthly System Peak Day | CAISO | 1-in-2 | 2031 | 4 |  |  |  | 47.3314 | 1
| Zone | South of Lugo | 1 | Monthly System Peak Day | CAISO | 1-in-2 | 2031 | 5 |  |  |  | 46.8064 | 1
| Zone | South of Lugo | 1 | Monthly System Peak Day | CAISO | 1-in-2 | 2031 | 6 |  |  |  | 46.4111 | 1
| Zone | South of Lugo | 1 | Monthly System Peak Day | CAISO | 1-in-2 | 2031 | 7 |  |  |  | 46.005 | 1
| Zone | South of Lugo | 1 | Monthly System Peak Day | CAISO | 1-in-2 | 2031 | 8 |  |  |  | 45.7428 | 1
| Zone | South of Lugo | 1 | Monthly System Peak Day | CAISO | 1-in-2 | 2031 | 9 |  |  |  | 46.7314 | 1
| Zone | South of Lugo | 1 | Monthly System Peak Day | CAISO | 1-in-2 | 2031 | 10 |  |  |  | 49.5278 | 1
| Zone | South of Lugo | 1 | Monthly System Peak Day | CAISO | 1-in-2 | 2031 | 11 |  |  |  | 53.0378 | 1
| Zone | South of Lugo | 1 | Monthly System Peak Day | CAISO | 1-in-2 | 2031 | 12 |  |  |  | 55.56 | 1
| Zone | South of Lugo | 1 | Monthly System Peak Day | CAISO | 1-in-2 | 2031 | 13 |  |  |  | 57.2756 | 1
| Zone | South of Lugo | 1 | Monthly System Peak Day | CAISO | 1-in-2 | 2031 | 14 |  |  |  | 58.14 | 1
| Zone | South of Lugo | 1 | Monthly System Peak Day | CAISO | 1-in-2 | 2031 | 15 |  |  |  | 59.0661 | 1
| Zone | South of Lugo | 1 | Monthly System Peak Day | CAISO | 1-in-2 | 2031 | 16 |  |  |  | 58.9131 | 1
| Zone | South of Lugo | 1 | Monthly System Peak Day | CAISO | 1-in-2 | 2031 | 17 |  |  |  | 57.9606 | 1
| Zone | South of Lugo | 1 | Monthly System Peak Day | CAISO | 1-in-2 | 2031 | 18 |  |  |  | 56.3247 | 1
| Zone | South of Lugo | 1 | Monthly System Peak Day | CAISO | 1-in-2 | 2031 | 19 |  |  |  | 55.1306 | 1
| Zone | South of Lugo | 1 | Monthly System Peak Day | CAISO | 1-in-2 | 2031 | 20 |  |  |  | 54.0664 | 1
| Zone | South of Lugo | 1 | Monthly System Peak Day | CAISO | 1-in-2 | 2031 | 21 |  |  |  | 52.8489 | 1
| Zone | South of Lugo | 1 | Monthly System Peak Day | CAISO | 1-in-2 | 2031 | 22 |  |  |  | 51.9478 | 1
| Zone | South of Lugo | 1 | Monthly System Peak Day | CAISO | 1-in-2 | 2031 | 23 |  |  |  | 50.8631 | 1
| Zone | South of Lugo | 1 | Monthly System Peak Day | CAISO | 1-in-2 | 2031 | 24 |  |  |  | 50.0019 | 1
| Zone | South of Lugo | 2 | Average Weekday | CAISO | 1-in-2 | 2031 | 1 |  |  |  | 54.9585 | 1
| Zone | South of Lugo | 2 | Average Weekday | CAISO | 1-in-2 | 2031 | 2 |  |  |  | 54.0444 | 1
| Zone | South of Lugo | 2 | Average Weekday | CAISO | 1-in-2 | 2031 | 3 |  |  |  | 53.2981 | 1
| Zone | South of Lugo | 2 | Average Weekday | CAISO | 1-in-2 | 2031 | 4 |  |  |  | 52.4177 | 1
| Zone | South of Lugo | 2 | Average Weekday | CAISO | 1-in-2 | 2031 | 5 |  |  |  | 51.7822 | 1
| Zone | South of Lugo | 2 | Average Weekday | CAISO | 1-in-2 | 2031 | 6 |  |  |  | 51.1989 | 1
| Zone | South of Lugo | 2 | Average Weekday | CAISO | 1-in-2 | 2031 | 7 |  |  |  | 50.8834 | 1
| Zone | South of Lugo | 2 | Average Weekday | CAISO | 1-in-2 | 2031 | 8 |  |  |  | 50.7149 | 1
| Zone | South of Lugo | 2 | Average Weekday | CAISO | 1-in-2 | 2031 | 9 |  |  |  | 52.3662 | 1
| Zone | South of Lugo | 2 | Average Weekday | CAISO | 1-in-2 | 2031 | 10 |  |  |  | 55.9543 | 1
| Zone | South of Lugo | 2 | Average Weekday | CAISO | 1-in-2 | 2031 | 11 |  |  |  | 59.7329 | 1
| Zone | South of Lugo | 2 | Average Weekday | CAISO | 1-in-2 | 2031 | 12 |  |  |  | 62.8562 | 1
| Zone | South of Lugo | 2 | Average Weekday | CAISO | 1-in-2 | 2031 | 13 |  |  |  | 65.2729 | 1
| Zone | South of Lugo | 2 | Average Weekday | CAISO | 1-in-2 | 2031 | 14 |  |  |  | 66.8845 | 1
| Zone | South of Lugo | 2 | Average Weekday | CAISO | 1-in-2 | 2031 | 15 |  |  |  | 67.6945 | 1
| Zone | South of Lugo | 2 | Average Weekday | CAISO | 1-in-2 | 2031 | 16 |  |  |  | 67.7745 | 1
| Zone | South of Lugo | 2 | Average Weekday | CAISO | 1-in-2 | 2031 | 17 |  |  |  | 67.1868 | 1
| Zone | South of Lugo | 2 | Average Weekday | CAISO | 1-in-2 | 2031 | 18 |  |  |  | 65.7662 | 1
| Zone | South of Lugo | 2 | Average Weekday | CAISO | 1-in-2 | 2031 | 19 |  |  |  | 63.2867 | 1
| Zone | South of Lugo | 2 | Average Weekday | CAISO | 1-in-2 | 2031 | 20 |  |  |  | 61.0119 | 1
| Zone | South of Lugo | 2 | Average Weekday | CAISO | 1-in-2 | 2031 | 21 |  |  |  | 59.4756 | 1
| Zone | South of Lugo | 2 | Average Weekday | CAISO | 1-in-2 | 2031 | 22 |  |  |  | 58.2593 | 1
| Zone | South of Lugo | 2 | Average Weekday | CAISO | 1-in-2 | 2031 | 23 |  |  |  | 57.0604 | 1
| Zone | South of Lugo | 2 | Average Weekday | CAISO | 1-in-2 | 2031 | 24 |  |  |  | 55.9455 | 1
| Zone | South of Lugo | 2 | Monthly System Peak Day | CAISO | 1-in-2 | 2031 | 1 |  |  |  | 44.145 | 1
| Zone | South of Lugo | 2 | Monthly System Peak Day | CAISO | 1-in-2 | 2031 | 2 |  |  |  | 43.5347 | 1
| Zone | South of Lugo | 2 | Monthly System Peak Day | CAISO | 1-in-2 | 2031 | 3 |  |  |  | 42.6722 | 1
| Zone | South of Lugo | 2 | Monthly System Peak Day | CAISO | 1-in-2 | 2031 | 4 |  |  |  | 42.1819 | 1
| Zone | South of Lugo | 2 | Monthly System Peak Day | CAISO | 1-in-2 | 2031 | 5 |  |  |  | 41.2997 | 1
| Zone | South of Lugo | 2 | Monthly System Peak Day | CAISO | 1-in-2 | 2031 | 6 |  |  |  | 40.4433 | 1
| Zone | South of Lugo | 2 | Monthly System Peak Day | CAISO | 1-in-2 | 2031 | 7 |  |  |  | 39.7297 | 1
| Zone | South of Lugo | 2 | Monthly System Peak Day | CAISO | 1-in-2 | 2031 | 8 |  |  |  | 39.4047 | 1
| Zone | South of Lugo | 2 | Monthly System Peak Day | CAISO | 1-in-2 | 2031 | 9 |  |  |  | 41.4589 | 1
| Zone | South of Lugo | 2 | Monthly System Peak Day | CAISO | 1-in-2 | 2031 | 10 |  |  |  | 45.2028 | 1
| Zone | South of Lugo | 2 | Monthly System Peak Day | CAISO | 1-in-2 | 2031 | 11 |  |  |  | 48.4597 | 1
| Zone | South of Lugo | 2 | Monthly System Peak Day | CAISO | 1-in-2 | 2031 | 12 |  |  |  | 51.7178 | 1
| Zone | South of Lugo | 2 | Monthly System Peak Day | CAISO | 1-in-2 | 2031 | 13 |  |  |  | 53.8994 | 1
| Zone | South of Lugo | 2 | Monthly System Peak Day | CAISO | 1-in-2 | 2031 | 14 |  |  |  | 55.7092 | 1
| Zone | South of Lugo | 2 | Monthly System Peak Day | CAISO | 1-in-2 | 2031 | 15 |  |  |  | 56.8964 | 1
| Zone | South of Lugo | 2 | Monthly System Peak Day | CAISO | 1-in-2 | 2031 | 16 |  |  |  | 57.5894 | 1
| Zone | South of Lugo | 2 | Monthly System Peak Day | CAISO | 1-in-2 | 2031 | 17 |  |  |  | 57.7119 | 1
| Zone | South of Lugo | 2 | Monthly System Peak Day | CAISO | 1-in-2 | 2031 | 18 |  |  |  | 56.8094 | 1
| Zone | South of Lugo | 2 | Monthly System Peak Day | CAISO | 1-in-2 | 2031 | 19 |  |  |  | 54.6603 | 1
| Zone | South of Lugo | 2 | Monthly System Peak Day | CAISO | 1-in-2 | 2031 | 20 |  |  |  | 52.4122 | 1
| Zone | South of Lugo | 2 | Monthly System Peak Day | CAISO | 1-in-2 | 2031 | 21 |  |  |  | 50.9461 | 1
| Zone | South of Lugo | 2 | Monthly System Peak Day | CAISO | 1-in-2 | 2031 | 22 |  |  |  | 49.5397 | 1
| Zone | South of Lugo | 2 | Monthly System Peak Day | CAISO | 1-in-2 | 2031 | 23 |  |  |  | 48.0589 | 1
| Zone | South of Lugo | 2 | Monthly System Peak Day | CAISO | 1-in-2 | 2031 | 24 |  |  |  | 46.6525 | 1
| Zone | South of Lugo | 3 | Average Weekday | CAISO | 1-in-2 | 2031 | 1 |  |  |  | 55.6732 | 1
| Zone | South of Lugo | 3 | Average Weekday | CAISO | 1-in-2 | 2031 | 2 |  |  |  | 54.6557 | 1
| Zone | South of Lugo | 3 | Average Weekday | CAISO | 1-in-2 | 2031 | 3 |  |  |  | 53.7029 | 1
| Zone | South of Lugo | 3 | Average Weekday | CAISO | 1-in-2 | 2031 | 4 |  |  |  | 52.9533 | 1
| Zone | South of Lugo | 3 | Average Weekday | CAISO | 1-in-2 | 2031 | 5 |  |  |  | 52.247 | 1
| Zone | South of Lugo | 3 | Average Weekday | CAISO | 1-in-2 | 2031 | 6 |  |  |  | 51.6805 | 1
| Zone | South of Lugo | 3 | Average Weekday | CAISO | 1-in-2 | 2031 | 7 |  |  |  | 51.3971 | 1
| Zone | South of Lugo | 3 | Average Weekday | CAISO | 1-in-2 | 2031 | 8 |  |  |  | 51.3137 | 1
| Zone | South of Lugo | 3 | Average Weekday | CAISO | 1-in-2 | 2031 | 9 |  |  |  | 52.3829 | 1
| Zone | South of Lugo | 3 | Average Weekday | CAISO | 1-in-2 | 2031 | 10 |  |  |  | 55.1184 | 1
| Zone | South of Lugo | 3 | Average Weekday | CAISO | 1-in-2 | 2031 | 11 |  |  |  | 58.4502 | 1
| Zone | South of Lugo | 3 | Average Weekday | CAISO | 1-in-2 | 2031 | 12 |  |  |  | 61.5339 | 1
| Zone | South of Lugo | 3 | Average Weekday | CAISO | 1-in-2 | 2031 | 13 |  |  |  | 63.9966 | 1
| Zone | South of Lugo | 3 | Average Weekday | CAISO | 1-in-2 | 2031 | 14 |  |  |  | 65.6855 | 1
| Zone | South of Lugo | 3 | Average Weekday | CAISO | 1-in-2 | 2031 | 15 |  |  |  | 66.8916 | 1
| Zone | South of Lugo | 3 | Average Weekday | CAISO | 1-in-2 | 2031 | 16 |  |  |  | 67.591 | 1
| Zone | South of Lugo | 3 | Average Weekday | CAISO | 1-in-2 | 2031 | 17 |  |  |  | 67.8021 | 1
| Zone | South of Lugo | 3 | Average Weekday | CAISO | 1-in-2 | 2031 | 18 |  |  |  | 67.0899 | 1
| Zone | South of Lugo | 3 | Average Weekday | CAISO | 1-in-2 | 2031 | 19 |  |  |  | 65.4501 | 1
| Zone | South of Lugo | 3 | Average Weekday | CAISO | 1-in-2 | 2031 | 20 |  |  |  | 62.8909 | 1
| Zone | South of Lugo | 3 | Average Weekday | CAISO | 1-in-2 | 2031 | 21 |  |  |  | 60.3913 | 1
| Zone | South of Lugo | 3 | Average Weekday | CAISO | 1-in-2 | 2031 | 22 |  |  |  | 58.8766 | 1
| Zone | South of Lugo | 3 | Average Weekday | CAISO | 1-in-2 | 2031 | 23 |  |  |  | 57.6289 | 1
| Zone | South of Lugo | 3 | Average Weekday | CAISO | 1-in-2 | 2031 | 24 |  |  |  | 56.4541 | 1
| Zone | South of Lugo | 3 | Monthly System Peak Day | CAISO | 1-in-2 | 2031 | 1 |  |  |  | 58.4778 | 1
| Zone | South of Lugo | 3 | Monthly System Peak Day | CAISO | 1-in-2 | 2031 | 2 |  |  |  | 57.2453 | 1
| Zone | South of Lugo | 3 | Monthly System Peak Day | CAISO | 1-in-2 | 2031 | 3 |  |  |  | 56.0475 | 1
| Zone | South of Lugo | 3 | Monthly System Peak Day | CAISO | 1-in-2 | 2031 | 4 |  |  |  | 54.6481 | 1
| Zone | South of Lugo | 3 | Monthly System Peak Day | CAISO | 1-in-2 | 2031 | 5 |  |  |  | 54.2919 | 1
| Zone | South of Lugo | 3 | Monthly System Peak Day | CAISO | 1-in-2 | 2031 | 6 |  |  |  | 53.1578 | 1
| Zone | South of Lugo | 3 | Monthly System Peak Day | CAISO | 1-in-2 | 2031 | 7 |  |  |  | 52.7189 | 1
| Zone | South of Lugo | 3 | Monthly System Peak Day | CAISO | 1-in-2 | 2031 | 8 |  |  |  | 52.2422 | 1
| Zone | South of Lugo | 3 | Monthly System Peak Day | CAISO | 1-in-2 | 2031 | 9 |  |  |  | 52.5025 | 1
| Zone | South of Lugo | 3 | Monthly System Peak Day | CAISO | 1-in-2 | 2031 | 10 |  |  |  | 55.5739 | 1
| Zone | South of Lugo | 3 | Monthly System Peak Day | CAISO | 1-in-2 | 2031 | 11 |  |  |  | 60.2822 | 1
| Zone | South of Lugo | 3 | Monthly System Peak Day | CAISO | 1-in-2 | 2031 | 12 |  |  |  | 64.8764 | 1
| Zone | South of Lugo | 3 | Monthly System Peak Day | CAISO | 1-in-2 | 2031 | 13 |  |  |  | 67.8367 | 1
| Zone | South of Lugo | 3 | Monthly System Peak Day | CAISO | 1-in-2 | 2031 | 14 |  |  |  | 69.2092 | 1
| Zone | South of Lugo | 3 | Monthly System Peak Day | CAISO | 1-in-2 | 2031 | 15 |  |  |  | 70.2414 | 1
| Zone | South of Lugo | 3 | Monthly System Peak Day | CAISO | 1-in-2 | 2031 | 16 |  |  |  | 71.2658 | 1
| Zone | South of Lugo | 3 | Monthly System Peak Day | CAISO | 1-in-2 | 2031 | 17 |  |  |  | 71.6358 | 1
| Zone | South of Lugo | 3 | Monthly System Peak Day | CAISO | 1-in-2 | 2031 | 18 |  |  |  | 71.185 | 1
| Zone | South of Lugo | 3 | Monthly System Peak Day | CAISO | 1-in-2 | 2031 | 19 |  |  |  | 69.5747 | 1
| Zone | South of Lugo | 3 | Monthly System Peak Day | CAISO | 1-in-2 | 2031 | 20 |  |  |  | 66.3922 | 1
| Zone | South of Lugo | 3 | Monthly System Peak Day | CAISO | 1-in-2 | 2031 | 21 |  |  |  | 63.3958 | 1
| Zone | South of Lugo | 3 | Monthly System Peak Day | CAISO | 1-in-2 | 2031 | 22 |  |  |  | 61.6881 | 1
| Zone | South of Lugo | 3 | Monthly System Peak Day | CAISO | 1-in-2 | 2031 | 23 |  |  |  | 60.0722 | 1
| Zone | South of Lugo | 3 | Monthly System Peak Day | CAISO | 1-in-2 | 2031 | 24 |  |  |  | 58.4769 | 1
| Zone | South of Lugo | 4 | Average Weekday | CAISO | 1-in-2 | 2031 | 1 |  |  |  | 58.0175 | 1
| Zone | South of Lugo | 4 | Average Weekday | CAISO | 1-in-2 | 2031 | 2 |  |  |  | 57.1737 | 1
| Zone | South of Lugo | 4 | Average Weekday | CAISO | 1-in-2 | 2031 | 3 |  |  |  | 56.4171 | 1
| Zone | South of Lugo | 4 | Average Weekday | CAISO | 1-in-2 | 2031 | 4 |  |  |  | 55.722 | 1
| Zone | South of Lugo | 4 | Average Weekday | CAISO | 1-in-2 | 2031 | 5 |  |  |  | 55.1391 | 1
| Zone | South of Lugo | 4 | Average Weekday | CAISO | 1-in-2 | 2031 | 6 |  |  |  | 54.7482 | 1
| Zone | South of Lugo | 4 | Average Weekday | CAISO | 1-in-2 | 2031 | 7 |  |  |  | 54.4337 | 1
| Zone | South of Lugo | 4 | Average Weekday | CAISO | 1-in-2 | 2031 | 8 |  |  |  | 54.4184 | 1
| Zone | South of Lugo | 4 | Average Weekday | CAISO | 1-in-2 | 2031 | 9 |  |  |  | 55.9212 | 1
| Zone | South of Lugo | 4 | Average Weekday | CAISO | 1-in-2 | 2031 | 10 |  |  |  | 58.4835 | 1
| Zone | South of Lugo | 4 | Average Weekday | CAISO | 1-in-2 | 2031 | 11 |  |  |  | 61.2865 | 1
| Zone | South of Lugo | 4 | Average Weekday | CAISO | 1-in-2 | 2031 | 12 |  |  |  | 64.1775 | 1
| Zone | South of Lugo | 4 | Average Weekday | CAISO | 1-in-2 | 2031 | 13 |  |  |  | 66.5067 | 1
| Zone | South of Lugo | 4 | Average Weekday | CAISO | 1-in-2 | 2031 | 14 |  |  |  | 68.336 | 1
| Zone | South of Lugo | 4 | Average Weekday | CAISO | 1-in-2 | 2031 | 15 |  |  |  | 69.6837 | 1
| Zone | South of Lugo | 4 | Average Weekday | CAISO | 1-in-2 | 2031 | 16 |  |  |  | 70.354 | 1
| Zone | South of Lugo | 4 | Average Weekday | CAISO | 1-in-2 | 2031 | 17 |  |  |  | 70.5957 | 1
| Zone | South of Lugo | 4 | Average Weekday | CAISO | 1-in-2 | 2031 | 18 |  |  |  | 70.1069 | 1
| Zone | South of Lugo | 4 | Average Weekday | CAISO | 1-in-2 | 2031 | 19 |  |  |  | 68.8098 | 1
| Zone | South of Lugo | 4 | Average Weekday | CAISO | 1-in-2 | 2031 | 20 |  |  |  | 66.455 | 1
| Zone | South of Lugo | 4 | Average Weekday | CAISO | 1-in-2 | 2031 | 21 |  |  |  | 63.3945 | 1
| Zone | South of Lugo | 4 | Average Weekday | CAISO | 1-in-2 | 2031 | 22 |  |  |  | 61.1655 | 1
| Zone | South of Lugo | 4 | Average Weekday | CAISO | 1-in-2 | 2031 | 23 |  |  |  | 59.6977 | 1
| Zone | South of Lugo | 4 | Average Weekday | CAISO | 1-in-2 | 2031 | 24 |  |  |  | 58.6464 | 1
| Zone | South of Lugo | 4 | Monthly System Peak Day | CAISO | 1-in-2 | 2031 | 1 |  |  |  | 63.8797 | 1
| Zone | South of Lugo | 4 | Monthly System Peak Day | CAISO | 1-in-2 | 2031 | 2 |  |  |  | 62.5253 | 1
| Zone | South of Lugo | 4 | Monthly System Peak Day | CAISO | 1-in-2 | 2031 | 3 |  |  |  | 61.6583 | 1
| Zone | South of Lugo | 4 | Monthly System Peak Day | CAISO | 1-in-2 | 2031 | 4 |  |  |  | 60.9231 | 1
| Zone | South of Lugo | 4 | Monthly System Peak Day | CAISO | 1-in-2 | 2031 | 5 |  |  |  | 59.9731 | 1
| Zone | South of Lugo | 4 | Monthly System Peak Day | CAISO | 1-in-2 | 2031 | 6 |  |  |  | 59.3736 | 1
| Zone | South of Lugo | 4 | Monthly System Peak Day | CAISO | 1-in-2 | 2031 | 7 |  |  |  | 59.0392 | 1
| Zone | South of Lugo | 4 | Monthly System Peak Day | CAISO | 1-in-2 | 2031 | 8 |  |  |  | 59.3867 | 1
| Zone | South of Lugo | 4 | Monthly System Peak Day | CAISO | 1-in-2 | 2031 | 9 |  |  |  | 60.8022 | 1
| Zone | South of Lugo | 4 | Monthly System Peak Day | CAISO | 1-in-2 | 2031 | 10 |  |  |  | 64.9192 | 1
| Zone | South of Lugo | 4 | Monthly System Peak Day | CAISO | 1-in-2 | 2031 | 11 |  |  |  | 69.5942 | 1
| Zone | South of Lugo | 4 | Monthly System Peak Day | CAISO | 1-in-2 | 2031 | 12 |  |  |  | 74.1689 | 1
| Zone | South of Lugo | 4 | Monthly System Peak Day | CAISO | 1-in-2 | 2031 | 13 |  |  |  | 78.0494 | 1
| Zone | South of Lugo | 4 | Monthly System Peak Day | CAISO | 1-in-2 | 2031 | 14 |  |  |  | 80.7806 | 1
| Zone | South of Lugo | 4 | Monthly System Peak Day | CAISO | 1-in-2 | 2031 | 15 |  |  |  | 82.8028 | 1
| Zone | South of Lugo | 4 | Monthly System Peak Day | CAISO | 1-in-2 | 2031 | 16 |  |  |  | 83.5047 | 1
| Zone | South of Lugo | 4 | Monthly System Peak Day | CAISO | 1-in-2 | 2031 | 17 |  |  |  | 82.9567 | 1
| Zone | South of Lugo | 4 | Monthly System Peak Day | CAISO | 1-in-2 | 2031 | 18 |  |  |  | 82.3178 | 1
| Zone | South of Lugo | 4 | Monthly System Peak Day | CAISO | 1-in-2 | 2031 | 19 |  |  |  | 81.0725 | 1
| Zone | South of Lugo | 4 | Monthly System Peak Day | CAISO | 1-in-2 | 2031 | 20 |  |  |  | 78.5583 | 1
| Zone | South of Lugo | 4 | Monthly System Peak Day | CAISO | 1-in-2 | 2031 | 21 |  |  |  | 74.0617 | 1
| Zone | South of Lugo | 4 | Monthly System Peak Day | CAISO | 1-in-2 | 2031 | 22 |  |  |  | 69.5994 | 1
| Zone | South of Lugo | 4 | Monthly System Peak Day | CAISO | 1-in-2 | 2031 | 23 |  |  |  | 66.6206 | 1
| Zone | South of Lugo | 4 | Monthly System Peak Day | CAISO | 1-in-2 | 2031 | 24 |  |  |  | 64.6678 | 1
| Zone | South of Lugo | 5 | Average Weekday | CAISO | 1-in-2 | 2031 | 1 |  |  |  | 61.1348 | 1
| Zone | South of Lugo | 5 | Average Weekday | CAISO | 1-in-2 | 2031 | 2 |  |  |  | 60.5346 | 1
| Zone | South of Lugo | 5 | Average Weekday | CAISO | 1-in-2 | 2031 | 3 |  |  |  | 60.0288 | 1
| Zone | South of Lugo | 5 | Average Weekday | CAISO | 1-in-2 | 2031 | 4 |  |  |  | 59.5236 | 1
| Zone | South of Lugo | 5 | Average Weekday | CAISO | 1-in-2 | 2031 | 5 |  |  |  | 59.1163 | 1
| Zone | South of Lugo | 5 | Average Weekday | CAISO | 1-in-2 | 2031 | 6 |  |  |  | 58.7282 | 1
| Zone | South of Lugo | 5 | Average Weekday | CAISO | 1-in-2 | 2031 | 7 |  |  |  | 58.3962 | 1
| Zone | South of Lugo | 5 | Average Weekday | CAISO | 1-in-2 | 2031 | 8 |  |  |  | 58.7437 | 1
| Zone | South of Lugo | 5 | Average Weekday | CAISO | 1-in-2 | 2031 | 9 |  |  |  | 60.2327 | 1
| Zone | South of Lugo | 5 | Average Weekday | CAISO | 1-in-2 | 2031 | 10 |  |  |  | 62.3563 | 1
| Zone | South of Lugo | 5 | Average Weekday | CAISO | 1-in-2 | 2031 | 11 |  |  |  | 64.933 | 1
| Zone | South of Lugo | 5 | Average Weekday | CAISO | 1-in-2 | 2031 | 12 |  |  |  | 67.3178 | 1
| Zone | South of Lugo | 5 | Average Weekday | CAISO | 1-in-2 | 2031 | 13 |  |  |  | 69.4255 | 1
| Zone | South of Lugo | 5 | Average Weekday | CAISO | 1-in-2 | 2031 | 14 |  |  |  | 71.148 | 1
| Zone | South of Lugo | 5 | Average Weekday | CAISO | 1-in-2 | 2031 | 15 |  |  |  | 72.4241 | 1
| Zone | South of Lugo | 5 | Average Weekday | CAISO | 1-in-2 | 2031 | 16 |  |  |  | 73.1156 | 1
| Zone | South of Lugo | 5 | Average Weekday | CAISO | 1-in-2 | 2031 | 17 |  |  |  | 73.2273 | 1
| Zone | South of Lugo | 5 | Average Weekday | CAISO | 1-in-2 | 2031 | 18 |  |  |  | 72.5655 | 1
| Zone | South of Lugo | 5 | Average Weekday | CAISO | 1-in-2 | 2031 | 19 |  |  |  | 71.1484 | 1
| Zone | South of Lugo | 5 | Average Weekday | CAISO | 1-in-2 | 2031 | 20 |  |  |  | 68.9891 | 1
| Zone | South of Lugo | 5 | Average Weekday | CAISO | 1-in-2 | 2031 | 21 |  |  |  | 66.1434 | 1
| Zone | South of Lugo | 5 | Average Weekday | CAISO | 1-in-2 | 2031 | 22 |  |  |  | 63.9125 | 1
| Zone | South of Lugo | 5 | Average Weekday | CAISO | 1-in-2 | 2031 | 23 |  |  |  | 62.6515 | 1
| Zone | South of Lugo | 5 | Average Weekday | CAISO | 1-in-2 | 2031 | 24 |  |  |  | 61.7451 | 1
| Zone | South of Lugo | 5 | Monthly System Peak Day | CAISO | 1-in-2 | 2031 | 1 |  |  |  | 67.0208 | 1
| Zone | South of Lugo | 5 | Monthly System Peak Day | CAISO | 1-in-2 | 2031 | 2 |  |  |  | 65.5894 | 1
| Zone | South of Lugo | 5 | Monthly System Peak Day | CAISO | 1-in-2 | 2031 | 3 |  |  |  | 64.2253 | 1
| Zone | South of Lugo | 5 | Monthly System Peak Day | CAISO | 1-in-2 | 2031 | 4 |  |  |  | 62.7719 | 1
| Zone | South of Lugo | 5 | Monthly System Peak Day | CAISO | 1-in-2 | 2031 | 5 |  |  |  | 61.3103 | 1
| Zone | South of Lugo | 5 | Monthly System Peak Day | CAISO | 1-in-2 | 2031 | 6 |  |  |  | 60.7589 | 1
| Zone | South of Lugo | 5 | Monthly System Peak Day | CAISO | 1-in-2 | 2031 | 7 |  |  |  | 60.645 | 1
| Zone | South of Lugo | 5 | Monthly System Peak Day | CAISO | 1-in-2 | 2031 | 8 |  |  |  | 61.2089 | 1
| Zone | South of Lugo | 5 | Monthly System Peak Day | CAISO | 1-in-2 | 2031 | 9 |  |  |  | 64.0603 | 1
| Zone | South of Lugo | 5 | Monthly System Peak Day | CAISO | 1-in-2 | 2031 | 10 |  |  |  | 69.1803 | 1
| Zone | South of Lugo | 5 | Monthly System Peak Day | CAISO | 1-in-2 | 2031 | 11 |  |  |  | 74.5167 | 1
| Zone | South of Lugo | 5 | Monthly System Peak Day | CAISO | 1-in-2 | 2031 | 12 |  |  |  | 79.0092 | 1
| Zone | South of Lugo | 5 | Monthly System Peak Day | CAISO | 1-in-2 | 2031 | 13 |  |  |  | 82.1086 | 1
| Zone | South of Lugo | 5 | Monthly System Peak Day | CAISO | 1-in-2 | 2031 | 14 |  |  |  | 84.1044 | 1
| Zone | South of Lugo | 5 | Monthly System Peak Day | CAISO | 1-in-2 | 2031 | 15 |  |  |  | 85.5183 | 1
| Zone | South of Lugo | 5 | Monthly System Peak Day | CAISO | 1-in-2 | 2031 | 16 |  |  |  | 86.6833 | 1
| Zone | South of Lugo | 5 | Monthly System Peak Day | CAISO | 1-in-2 | 2031 | 17 |  |  |  | 86.2722 | 1
| Zone | South of Lugo | 5 | Monthly System Peak Day | CAISO | 1-in-2 | 2031 | 18 |  |  |  | 84.8111 | 1
| Zone | South of Lugo | 5 | Monthly System Peak Day | CAISO | 1-in-2 | 2031 | 19 |  |  |  | 82.0425 | 1
| Zone | South of Lugo | 5 | Monthly System Peak Day | CAISO | 1-in-2 | 2031 | 20 |  |  |  | 79.2078 | 1
| Zone | South of Lugo | 5 | Monthly System Peak Day | CAISO | 1-in-2 | 2031 | 21 |  |  |  | 74.8703 | 1
| Zone | South of Lugo | 5 | Monthly System Peak Day | CAISO | 1-in-2 | 2031 | 22 |  |  |  | 71.1503 | 1
| Zone | South of Lugo | 5 | Monthly System Peak Day | CAISO | 1-in-2 | 2031 | 23 |  |  |  | 69.6478 | 1
| Zone | South of Lugo | 5 | Monthly System Peak Day | CAISO | 1-in-2 | 2031 | 24 |  |  |  | 67.2344 | 1
| Zone | South of Lugo | 6 | Average Weekday | CAISO | 1-in-2 | 2031 | 1 |  |  |  | 63.9782 | 1
| Zone | South of Lugo | 6 | Average Weekday | CAISO | 1-in-2 | 2031 | 2 |  |  |  | 63.1095 | 1
| Zone | South of Lugo | 6 | Average Weekday | CAISO | 1-in-2 | 2031 | 3 |  |  |  | 62.3522 | 1
| Zone | South of Lugo | 6 | Average Weekday | CAISO | 1-in-2 | 2031 | 4 |  |  |  | 61.6996 | 1
| Zone | South of Lugo | 6 | Average Weekday | CAISO | 1-in-2 | 2031 | 5 |  |  |  | 61.1746 | 1
| Zone | South of Lugo | 6 | Average Weekday | CAISO | 1-in-2 | 2031 | 6 |  |  |  | 60.7294 | 1
| Zone | South of Lugo | 6 | Average Weekday | CAISO | 1-in-2 | 2031 | 7 |  |  |  | 60.3883 | 1
| Zone | South of Lugo | 6 | Average Weekday | CAISO | 1-in-2 | 2031 | 8 |  |  |  | 60.8863 | 1
| Zone | South of Lugo | 6 | Average Weekday | CAISO | 1-in-2 | 2031 | 9 |  |  |  | 62.5691 | 1
| Zone | South of Lugo | 6 | Average Weekday | CAISO | 1-in-2 | 2031 | 10 |  |  |  | 65.1324 | 1
| Zone | South of Lugo | 6 | Average Weekday | CAISO | 1-in-2 | 2031 | 11 |  |  |  | 68.1945 | 1
| Zone | South of Lugo | 6 | Average Weekday | CAISO | 1-in-2 | 2031 | 12 |  |  |  | 71.3648 | 1
| Zone | South of Lugo | 6 | Average Weekday | CAISO | 1-in-2 | 2031 | 13 |  |  |  | 73.9036 | 1
| Zone | South of Lugo | 6 | Average Weekday | CAISO | 1-in-2 | 2031 | 14 |  |  |  | 76.0368 | 1
| Zone | South of Lugo | 6 | Average Weekday | CAISO | 1-in-2 | 2031 | 15 |  |  |  | 77.7526 | 1
| Zone | South of Lugo | 6 | Average Weekday | CAISO | 1-in-2 | 2031 | 16 |  |  |  | 78.7286 | 1
| Zone | South of Lugo | 6 | Average Weekday | CAISO | 1-in-2 | 2031 | 17 |  |  |  | 79.2035 | 1
| Zone | South of Lugo | 6 | Average Weekday | CAISO | 1-in-2 | 2031 | 18 |  |  |  | 78.5518 | 1
| Zone | South of Lugo | 6 | Average Weekday | CAISO | 1-in-2 | 2031 | 19 |  |  |  | 77.0958 | 1
| Zone | South of Lugo | 6 | Average Weekday | CAISO | 1-in-2 | 2031 | 20 |  |  |  | 74.8612 | 1
| Zone | South of Lugo | 6 | Average Weekday | CAISO | 1-in-2 | 2031 | 21 |  |  |  | 71.7224 | 1
| Zone | South of Lugo | 6 | Average Weekday | CAISO | 1-in-2 | 2031 | 22 |  |  |  | 68.5028 | 1
| Zone | South of Lugo | 6 | Average Weekday | CAISO | 1-in-2 | 2031 | 23 |  |  |  | 66.5545 | 1
| Zone | South of Lugo | 6 | Average Weekday | CAISO | 1-in-2 | 2031 | 24 |  |  |  | 65.2126 | 1
| Zone | South of Lugo | 6 | Monthly System Peak Day | CAISO | 1-in-2 | 2031 | 1 |  |  |  | 65.3122 | 1
| Zone | South of Lugo | 6 | Monthly System Peak Day | CAISO | 1-in-2 | 2031 | 2 |  |  |  | 64.4594 | 1
| Zone | South of Lugo | 6 | Monthly System Peak Day | CAISO | 1-in-2 | 2031 | 3 |  |  |  | 63.6856 | 1
| Zone | South of Lugo | 6 | Monthly System Peak Day | CAISO | 1-in-2 | 2031 | 4 |  |  |  | 62.6772 | 1
| Zone | South of Lugo | 6 | Monthly System Peak Day | CAISO | 1-in-2 | 2031 | 5 |  |  |  | 61.7481 | 1
| Zone | South of Lugo | 6 | Monthly System Peak Day | CAISO | 1-in-2 | 2031 | 6 |  |  |  | 61.2672 | 1
| Zone | South of Lugo | 6 | Monthly System Peak Day | CAISO | 1-in-2 | 2031 | 7 |  |  |  | 60.8669 | 1
| Zone | South of Lugo | 6 | Monthly System Peak Day | CAISO | 1-in-2 | 2031 | 8 |  |  |  | 61.5311 | 1
| Zone | South of Lugo | 6 | Monthly System Peak Day | CAISO | 1-in-2 | 2031 | 9 |  |  |  | 64.1175 | 1
| Zone | South of Lugo | 6 | Monthly System Peak Day | CAISO | 1-in-2 | 2031 | 10 |  |  |  | 67.3953 | 1
| Zone | South of Lugo | 6 | Monthly System Peak Day | CAISO | 1-in-2 | 2031 | 11 |  |  |  | 70.6878 | 1
| Zone | South of Lugo | 6 | Monthly System Peak Day | CAISO | 1-in-2 | 2031 | 12 |  |  |  | 74.4286 | 1
| Zone | South of Lugo | 6 | Monthly System Peak Day | CAISO | 1-in-2 | 2031 | 13 |  |  |  | 77.7342 | 1
| Zone | South of Lugo | 6 | Monthly System Peak Day | CAISO | 1-in-2 | 2031 | 14 |  |  |  | 80.8556 | 1
| Zone | South of Lugo | 6 | Monthly System Peak Day | CAISO | 1-in-2 | 2031 | 15 |  |  |  | 83.6972 | 1
| Zone | South of Lugo | 6 | Monthly System Peak Day | CAISO | 1-in-2 | 2031 | 16 |  |  |  | 84.9611 | 1
| Zone | South of Lugo | 6 | Monthly System Peak Day | CAISO | 1-in-2 | 2031 | 17 |  |  |  | 85.0806 | 1
| Zone | South of Lugo | 6 | Monthly System Peak Day | CAISO | 1-in-2 | 2031 | 18 |  |  |  | 84.5833 | 1
| Zone | South of Lugo | 6 | Monthly System Peak Day | CAISO | 1-in-2 | 2031 | 19 |  |  |  | 83.1889 | 1
| Zone | South of Lugo | 6 | Monthly System Peak Day | CAISO | 1-in-2 | 2031 | 20 |  |  |  | 80.3558 | 1
| Zone | South of Lugo | 6 | Monthly System Peak Day | CAISO | 1-in-2 | 2031 | 21 |  |  |  | 76.0669 | 1
| Zone | South of Lugo | 6 | Monthly System Peak Day | CAISO | 1-in-2 | 2031 | 22 |  |  |  | 71.5611 | 1
| Zone | South of Lugo | 6 | Monthly System Peak Day | CAISO | 1-in-2 | 2031 | 23 |  |  |  | 68.6919 | 1
| Zone | South of Lugo | 6 | Monthly System Peak Day | CAISO | 1-in-2 | 2031 | 24 |  |  |  | 66.9717 | 1
| Zone | South of Lugo | 7 | Average Weekday | CAISO | 1-in-2 | 2031 | 1 |  |  |  | 68.6348 | 1
| Zone | South of Lugo | 7 | Average Weekday | CAISO | 1-in-2 | 2031 | 2 |  |  |  | 67.8546 | 1
| Zone | South of Lugo | 7 | Average Weekday | CAISO | 1-in-2 | 2031 | 3 |  |  |  | 67.1611 | 1
| Zone | South of Lugo | 7 | Average Weekday | CAISO | 1-in-2 | 2031 | 4 |  |  |  | 66.537 | 1
| Zone | South of Lugo | 7 | Average Weekday | CAISO | 1-in-2 | 2031 | 5 |  |  |  | 66.0419 | 1
| Zone | South of Lugo | 7 | Average Weekday | CAISO | 1-in-2 | 2031 | 6 |  |  |  | 65.5975 | 1
| Zone | South of Lugo | 7 | Average Weekday | CAISO | 1-in-2 | 2031 | 7 |  |  |  | 65.2822 | 1
| Zone | South of Lugo | 7 | Average Weekday | CAISO | 1-in-2 | 2031 | 8 |  |  |  | 65.8683 | 1
| Zone | South of Lugo | 7 | Average Weekday | CAISO | 1-in-2 | 2031 | 9 |  |  |  | 67.9582 | 1
| Zone | South of Lugo | 7 | Average Weekday | CAISO | 1-in-2 | 2031 | 10 |  |  |  | 70.6765 | 1
| Zone | South of Lugo | 7 | Average Weekday | CAISO | 1-in-2 | 2031 | 11 |  |  |  | 73.7944 | 1
| Zone | South of Lugo | 7 | Average Weekday | CAISO | 1-in-2 | 2031 | 12 |  |  |  | 76.9344 | 1
| Zone | South of Lugo | 7 | Average Weekday | CAISO | 1-in-2 | 2031 | 13 |  |  |  | 79.4886 | 1
| Zone | South of Lugo | 7 | Average Weekday | CAISO | 1-in-2 | 2031 | 14 |  |  |  | 81.4124 | 1
| Zone | South of Lugo | 7 | Average Weekday | CAISO | 1-in-2 | 2031 | 15 |  |  |  | 82.8268 | 1
| Zone | South of Lugo | 7 | Average Weekday | CAISO | 1-in-2 | 2031 | 16 |  |  |  | 83.4491 | 1
| Zone | South of Lugo | 7 | Average Weekday | CAISO | 1-in-2 | 2031 | 17 |  |  |  | 83.7052 | 1
| Zone | South of Lugo | 7 | Average Weekday | CAISO | 1-in-2 | 2031 | 18 |  |  |  | 83.0297 | 1
| Zone | South of Lugo | 7 | Average Weekday | CAISO | 1-in-2 | 2031 | 19 |  |  |  | 81.4723 | 1
| Zone | South of Lugo | 7 | Average Weekday | CAISO | 1-in-2 | 2031 | 20 |  |  |  | 79.2629 | 1
| Zone | South of Lugo | 7 | Average Weekday | CAISO | 1-in-2 | 2031 | 21 |  |  |  | 76.138 | 1
| Zone | South of Lugo | 7 | Average Weekday | CAISO | 1-in-2 | 2031 | 22 |  |  |  | 72.8533 | 1
| Zone | South of Lugo | 7 | Average Weekday | CAISO | 1-in-2 | 2031 | 23 |  |  |  | 70.8084 | 1
| Zone | South of Lugo | 7 | Average Weekday | CAISO | 1-in-2 | 2031 | 24 |  |  |  | 69.575 | 1
| Zone | South of Lugo | 7 | Monthly System Peak Day | CAISO | 1-in-2 | 2031 | 1 |  |  |  | 73.4597 | 1
| Zone | South of Lugo | 7 | Monthly System Peak Day | CAISO | 1-in-2 | 2031 | 2 |  |  |  | 72.6967 | 1
| Zone | South of Lugo | 7 | Monthly System Peak Day | CAISO | 1-in-2 | 2031 | 3 |  |  |  | 72.0013 | 1
| Zone | South of Lugo | 7 | Monthly System Peak Day | CAISO | 1-in-2 | 2031 | 4 |  |  |  | 71.4436 | 1
| Zone | South of Lugo | 7 | Monthly System Peak Day | CAISO | 1-in-2 | 2031 | 5 |  |  |  | 70.7646 | 1
| Zone | South of Lugo | 7 | Monthly System Peak Day | CAISO | 1-in-2 | 2031 | 6 |  |  |  | 70.1551 | 1
| Zone | South of Lugo | 7 | Monthly System Peak Day | CAISO | 1-in-2 | 2031 | 7 |  |  |  | 69.8672 | 1
| Zone | South of Lugo | 7 | Monthly System Peak Day | CAISO | 1-in-2 | 2031 | 8 |  |  |  | 70.0008 | 1
| Zone | South of Lugo | 7 | Monthly System Peak Day | CAISO | 1-in-2 | 2031 | 9 |  |  |  | 72.5462 | 1
| Zone | South of Lugo | 7 | Monthly System Peak Day | CAISO | 1-in-2 | 2031 | 10 |  |  |  | 76.518 | 1
| Zone | South of Lugo | 7 | Monthly System Peak Day | CAISO | 1-in-2 | 2031 | 11 |  |  |  | 81.2205 | 1
| Zone | South of Lugo | 7 | Monthly System Peak Day | CAISO | 1-in-2 | 2031 | 12 |  |  |  | 85.1359 | 1
| Zone | South of Lugo | 7 | Monthly System Peak Day | CAISO | 1-in-2 | 2031 | 13 |  |  |  | 87.8179 | 1
| Zone | South of Lugo | 7 | Monthly System Peak Day | CAISO | 1-in-2 | 2031 | 14 |  |  |  | 89.6692 | 1
| Zone | South of Lugo | 7 | Monthly System Peak Day | CAISO | 1-in-2 | 2031 | 15 |  |  |  | 90.8538 | 1
| Zone | South of Lugo | 7 | Monthly System Peak Day | CAISO | 1-in-2 | 2031 | 16 |  |  |  | 91.0974 | 1
| Zone | South of Lugo | 7 | Monthly System Peak Day | CAISO | 1-in-2 | 2031 | 17 |  |  |  | 91.1974 | 1
| Zone | South of Lugo | 7 | Monthly System Peak Day | CAISO | 1-in-2 | 2031 | 18 |  |  |  | 90.4667 | 1
| Zone | South of Lugo | 7 | Monthly System Peak Day | CAISO | 1-in-2 | 2031 | 19 |  |  |  | 88.759 | 1
| Zone | South of Lugo | 7 | Monthly System Peak Day | CAISO | 1-in-2 | 2031 | 20 |  |  |  | 86.2692 | 1
| Zone | South of Lugo | 7 | Monthly System Peak Day | CAISO | 1-in-2 | 2031 | 21 |  |  |  | 83.7231 | 1
| Zone | South of Lugo | 7 | Monthly System Peak Day | CAISO | 1-in-2 | 2031 | 22 |  |  |  | 80.9923 | 1
| Zone | South of Lugo | 7 | Monthly System Peak Day | CAISO | 1-in-2 | 2031 | 23 |  |  |  | 78.6082 | 1
| Zone | South of Lugo | 7 | Monthly System Peak Day | CAISO | 1-in-2 | 2031 | 24 |  |  |  | 76.8256 | 1
| Zone | South of Lugo | 8 | Average Weekday | CAISO | 1-in-2 | 2031 | 1 |  |  |  | 70.0345 | 1
| Zone | South of Lugo | 8 | Average Weekday | CAISO | 1-in-2 | 2031 | 2 |  |  |  | 69.0806 | 1
| Zone | South of Lugo | 8 | Average Weekday | CAISO | 1-in-2 | 2031 | 3 |  |  |  | 68.2447 | 1
| Zone | South of Lugo | 8 | Average Weekday | CAISO | 1-in-2 | 2031 | 4 |  |  |  | 67.5212 | 1
| Zone | South of Lugo | 8 | Average Weekday | CAISO | 1-in-2 | 2031 | 5 |  |  |  | 66.9202 | 1
| Zone | South of Lugo | 8 | Average Weekday | CAISO | 1-in-2 | 2031 | 6 |  |  |  | 66.3969 | 1
| Zone | South of Lugo | 8 | Average Weekday | CAISO | 1-in-2 | 2031 | 7 |  |  |  | 66.0998 | 1
| Zone | South of Lugo | 8 | Average Weekday | CAISO | 1-in-2 | 2031 | 8 |  |  |  | 66.163 | 1
| Zone | South of Lugo | 8 | Average Weekday | CAISO | 1-in-2 | 2031 | 9 |  |  |  | 68.0861 | 1
| Zone | South of Lugo | 8 | Average Weekday | CAISO | 1-in-2 | 2031 | 10 |  |  |  | 71.1121 | 1
| Zone | South of Lugo | 8 | Average Weekday | CAISO | 1-in-2 | 2031 | 11 |  |  |  | 74.7632 | 1
| Zone | South of Lugo | 8 | Average Weekday | CAISO | 1-in-2 | 2031 | 12 |  |  |  | 78.4705 | 1
| Zone | South of Lugo | 8 | Average Weekday | CAISO | 1-in-2 | 2031 | 13 |  |  |  | 81.311 | 1
| Zone | South of Lugo | 8 | Average Weekday | CAISO | 1-in-2 | 2031 | 14 |  |  |  | 83.5318 | 1
| Zone | South of Lugo | 8 | Average Weekday | CAISO | 1-in-2 | 2031 | 15 |  |  |  | 84.9576 | 1
| Zone | South of Lugo | 8 | Average Weekday | CAISO | 1-in-2 | 2031 | 16 |  |  |  | 85.6107 | 1
| Zone | South of Lugo | 8 | Average Weekday | CAISO | 1-in-2 | 2031 | 17 |  |  |  | 85.8816 | 1
| Zone | South of Lugo | 8 | Average Weekday | CAISO | 1-in-2 | 2031 | 18 |  |  |  | 85.1098 | 1
| Zone | South of Lugo | 8 | Average Weekday | CAISO | 1-in-2 | 2031 | 19 |  |  |  | 83.4933 | 1
| Zone | South of Lugo | 8 | Average Weekday | CAISO | 1-in-2 | 2031 | 20 |  |  |  | 80.9206 | 1
| Zone | South of Lugo | 8 | Average Weekday | CAISO | 1-in-2 | 2031 | 21 |  |  |  | 77.1187 | 1
| Zone | South of Lugo | 8 | Average Weekday | CAISO | 1-in-2 | 2031 | 22 |  |  |  | 74.0969 | 1
| Zone | South of Lugo | 8 | Average Weekday | CAISO | 1-in-2 | 2031 | 23 |  |  |  | 72.2916 | 1
| Zone | South of Lugo | 8 | Average Weekday | CAISO | 1-in-2 | 2031 | 24 |  |  |  | 71.0937 | 1
| Zone | South of Lugo | 8 | Monthly System Peak Day | CAISO | 1-in-2 | 2031 | 1 |  |  |  | 78.7487 | 1
| Zone | South of Lugo | 8 | Monthly System Peak Day | CAISO | 1-in-2 | 2031 | 2 |  |  |  | 77.6487 | 1
| Zone | South of Lugo | 8 | Monthly System Peak Day | CAISO | 1-in-2 | 2031 | 3 |  |  |  | 77.0128 | 1
| Zone | South of Lugo | 8 | Monthly System Peak Day | CAISO | 1-in-2 | 2031 | 4 |  |  |  | 76.2513 | 1
| Zone | South of Lugo | 8 | Monthly System Peak Day | CAISO | 1-in-2 | 2031 | 5 |  |  |  | 75.8128 | 1
| Zone | South of Lugo | 8 | Monthly System Peak Day | CAISO | 1-in-2 | 2031 | 6 |  |  |  | 75.2931 | 1
| Zone | South of Lugo | 8 | Monthly System Peak Day | CAISO | 1-in-2 | 2031 | 7 |  |  |  | 74.9128 | 1
| Zone | South of Lugo | 8 | Monthly System Peak Day | CAISO | 1-in-2 | 2031 | 8 |  |  |  | 75.1326 | 1
| Zone | South of Lugo | 8 | Monthly System Peak Day | CAISO | 1-in-2 | 2031 | 9 |  |  |  | 77.1949 | 1
| Zone | South of Lugo | 8 | Monthly System Peak Day | CAISO | 1-in-2 | 2031 | 10 |  |  |  | 81.1641 | 1
| Zone | South of Lugo | 8 | Monthly System Peak Day | CAISO | 1-in-2 | 2031 | 11 |  |  |  | 85.3154 | 1
| Zone | South of Lugo | 8 | Monthly System Peak Day | CAISO | 1-in-2 | 2031 | 12 |  |  |  | 89.3128 | 1
| Zone | South of Lugo | 8 | Monthly System Peak Day | CAISO | 1-in-2 | 2031 | 13 |  |  |  | 91.9051 | 1
| Zone | South of Lugo | 8 | Monthly System Peak Day | CAISO | 1-in-2 | 2031 | 14 |  |  |  | 93.1897 | 1
| Zone | South of Lugo | 8 | Monthly System Peak Day | CAISO | 1-in-2 | 2031 | 15 |  |  |  | 93.4641 | 1
| Zone | South of Lugo | 8 | Monthly System Peak Day | CAISO | 1-in-2 | 2031 | 16 |  |  |  | 93.5282 | 1
| Zone | South of Lugo | 8 | Monthly System Peak Day | CAISO | 1-in-2 | 2031 | 17 |  |  |  | 92.5615 | 1
| Zone | South of Lugo | 8 | Monthly System Peak Day | CAISO | 1-in-2 | 2031 | 18 |  |  |  | 90.541 | 1
| Zone | South of Lugo | 8 | Monthly System Peak Day | CAISO | 1-in-2 | 2031 | 19 |  |  |  | 88.6821 | 1
| Zone | South of Lugo | 8 | Monthly System Peak Day | CAISO | 1-in-2 | 2031 | 20 |  |  |  | 86.7615 | 1
| Zone | South of Lugo | 8 | Monthly System Peak Day | CAISO | 1-in-2 | 2031 | 21 |  |  |  | 84.1462 | 1
| Zone | South of Lugo | 8 | Monthly System Peak Day | CAISO | 1-in-2 | 2031 | 22 |  |  |  | 81.8333 | 1
| Zone | South of Lugo | 8 | Monthly System Peak Day | CAISO | 1-in-2 | 2031 | 23 |  |  |  | 80.4154 | 1
| Zone | South of Lugo | 8 | Monthly System Peak Day | CAISO | 1-in-2 | 2031 | 24 |  |  |  | 79.2487 | 1
| Zone | South of Lugo | 8 | Typical Event Day | CAISO | 1-in-2 | 2031 | 1 |  |  |  | 74.2238 | 1
| Zone | South of Lugo | 8 | Typical Event Day | CAISO | 1-in-2 | 2031 | 2 |  |  |  | 73.184 | 1
| Zone | South of Lugo | 8 | Typical Event Day | CAISO | 1-in-2 | 2031 | 3 |  |  |  | 72.4304 | 1
| Zone | South of Lugo | 8 | Typical Event Day | CAISO | 1-in-2 | 2031 | 4 |  |  |  | 71.5521 | 1
| Zone | South of Lugo | 8 | Typical Event Day | CAISO | 1-in-2 | 2031 | 5 |  |  |  | 70.8571 | 1
| Zone | South of Lugo | 8 | Typical Event Day | CAISO | 1-in-2 | 2031 | 6 |  |  |  | 70.2894 | 1
| Zone | South of Lugo | 8 | Typical Event Day | CAISO | 1-in-2 | 2031 | 7 |  |  |  | 70.0895 | 1
| Zone | South of Lugo | 8 | Typical Event Day | CAISO | 1-in-2 | 2031 | 8 |  |  |  | 70.4164 | 1
| Zone | South of Lugo | 8 | Typical Event Day | CAISO | 1-in-2 | 2031 | 9 |  |  |  | 72.6402 | 1
| Zone | South of Lugo | 8 | Typical Event Day | CAISO | 1-in-2 | 2031 | 10 |  |  |  | 76.6185 | 1
| Zone | South of Lugo | 8 | Typical Event Day | CAISO | 1-in-2 | 2031 | 11 |  |  |  | 81.2406 | 1
| Zone | South of Lugo | 8 | Typical Event Day | CAISO | 1-in-2 | 2031 | 12 |  |  |  | 85.3671 | 1
| Zone | South of Lugo | 8 | Typical Event Day | CAISO | 1-in-2 | 2031 | 13 |  |  |  | 88.2251 | 1
| Zone | South of Lugo | 8 | Typical Event Day | CAISO | 1-in-2 | 2031 | 14 |  |  |  | 90.2212 | 1
| Zone | South of Lugo | 8 | Typical Event Day | CAISO | 1-in-2 | 2031 | 15 |  |  |  | 91.4083 | 1
| Zone | South of Lugo | 8 | Typical Event Day | CAISO | 1-in-2 | 2031 | 16 |  |  |  | 91.4955 | 1
| Zone | South of Lugo | 8 | Typical Event Day | CAISO | 1-in-2 | 2031 | 17 |  |  |  | 90.9699 | 1
| Zone | South of Lugo | 8 | Typical Event Day | CAISO | 1-in-2 | 2031 | 18 |  |  |  | 89.7058 | 1
| Zone | South of Lugo | 8 | Typical Event Day | CAISO | 1-in-2 | 2031 | 19 |  |  |  | 88.3058 | 1
| Zone | South of Lugo | 8 | Typical Event Day | CAISO | 1-in-2 | 2031 | 20 |  |  |  | 86.0937 | 1
| Zone | South of Lugo | 8 | Typical Event Day | CAISO | 1-in-2 | 2031 | 21 |  |  |  | 83.049 | 1
| Zone | South of Lugo | 8 | Typical Event Day | CAISO | 1-in-2 | 2031 | 22 |  |  |  | 80.1869 | 1
| Zone | South of Lugo | 8 | Typical Event Day | CAISO | 1-in-2 | 2031 | 23 |  |  |  | 77.9566 | 1
| Zone | South of Lugo | 8 | Typical Event Day | CAISO | 1-in-2 | 2031 | 24 |  |  |  | 76.2456 | 1
| Zone | South of Lugo | 9 | Average Weekday | CAISO | 1-in-2 | 2031 | 1 |  |  |  | 69.5297 | 1
| Zone | South of Lugo | 9 | Average Weekday | CAISO | 1-in-2 | 2031 | 2 |  |  |  | 68.7128 | 1
| Zone | South of Lugo | 9 | Average Weekday | CAISO | 1-in-2 | 2031 | 3 |  |  |  | 68.0113 | 1
| Zone | South of Lugo | 9 | Average Weekday | CAISO | 1-in-2 | 2031 | 4 |  |  |  | 67.4477 | 1
| Zone | South of Lugo | 9 | Average Weekday | CAISO | 1-in-2 | 2031 | 5 |  |  |  | 66.9649 | 1
| Zone | South of Lugo | 9 | Average Weekday | CAISO | 1-in-2 | 2031 | 6 |  |  |  | 66.4867 | 1
| Zone | South of Lugo | 9 | Average Weekday | CAISO | 1-in-2 | 2031 | 7 |  |  |  | 66.2234 | 1
| Zone | South of Lugo | 9 | Average Weekday | CAISO | 1-in-2 | 2031 | 8 |  |  |  | 66.147 | 1
| Zone | South of Lugo | 9 | Average Weekday | CAISO | 1-in-2 | 2031 | 9 |  |  |  | 67.2565 | 1
| Zone | South of Lugo | 9 | Average Weekday | CAISO | 1-in-2 | 2031 | 10 |  |  |  | 69.9201 | 1
| Zone | South of Lugo | 9 | Average Weekday | CAISO | 1-in-2 | 2031 | 11 |  |  |  | 73.3148 | 1
| Zone | South of Lugo | 9 | Average Weekday | CAISO | 1-in-2 | 2031 | 12 |  |  |  | 76.8477 | 1
| Zone | South of Lugo | 9 | Average Weekday | CAISO | 1-in-2 | 2031 | 13 |  |  |  | 79.9092 | 1
| Zone | South of Lugo | 9 | Average Weekday | CAISO | 1-in-2 | 2031 | 14 |  |  |  | 82.0878 | 1
| Zone | South of Lugo | 9 | Average Weekday | CAISO | 1-in-2 | 2031 | 15 |  |  |  | 83.2611 | 1
| Zone | South of Lugo | 9 | Average Weekday | CAISO | 1-in-2 | 2031 | 16 |  |  |  | 83.7561 | 1
| Zone | South of Lugo | 9 | Average Weekday | CAISO | 1-in-2 | 2031 | 17 |  |  |  | 83.5744 | 1
| Zone | South of Lugo | 9 | Average Weekday | CAISO | 1-in-2 | 2031 | 18 |  |  |  | 82.541 | 1
| Zone | South of Lugo | 9 | Average Weekday | CAISO | 1-in-2 | 2031 | 19 |  |  |  | 80.6685 | 1
| Zone | South of Lugo | 9 | Average Weekday | CAISO | 1-in-2 | 2031 | 20 |  |  |  | 77.7379 | 1
| Zone | South of Lugo | 9 | Average Weekday | CAISO | 1-in-2 | 2031 | 21 |  |  |  | 74.6711 | 1
| Zone | South of Lugo | 9 | Average Weekday | CAISO | 1-in-2 | 2031 | 22 |  |  |  | 72.7849 | 1
| Zone | South of Lugo | 9 | Average Weekday | CAISO | 1-in-2 | 2031 | 23 |  |  |  | 71.4589 | 1
| Zone | South of Lugo | 9 | Average Weekday | CAISO | 1-in-2 | 2031 | 24 |  |  |  | 70.3249 | 1
| Zone | South of Lugo | 9 | Monthly System Peak Day | CAISO | 1-in-2 | 2031 | 1 |  |  |  | 79.7279 | 1
| Zone | South of Lugo | 9 | Monthly System Peak Day | CAISO | 1-in-2 | 2031 | 2 |  |  |  | 78.26 | 1
| Zone | South of Lugo | 9 | Monthly System Peak Day | CAISO | 1-in-2 | 2031 | 3 |  |  |  | 77.3103 | 1
| Zone | South of Lugo | 9 | Monthly System Peak Day | CAISO | 1-in-2 | 2031 | 4 |  |  |  | 76.1223 | 1
| Zone | South of Lugo | 9 | Monthly System Peak Day | CAISO | 1-in-2 | 2031 | 5 |  |  |  | 75.3567 | 1
| Zone | South of Lugo | 9 | Monthly System Peak Day | CAISO | 1-in-2 | 2031 | 6 |  |  |  | 74.6564 | 1
| Zone | South of Lugo | 9 | Monthly System Peak Day | CAISO | 1-in-2 | 2031 | 7 |  |  |  | 74.9015 | 1
| Zone | South of Lugo | 9 | Monthly System Peak Day | CAISO | 1-in-2 | 2031 | 8 |  |  |  | 75.1818 | 1
| Zone | South of Lugo | 9 | Monthly System Peak Day | CAISO | 1-in-2 | 2031 | 9 |  |  |  | 76.8754 | 1
| Zone | South of Lugo | 9 | Monthly System Peak Day | CAISO | 1-in-2 | 2031 | 10 |  |  |  | 81.5795 | 1
| Zone | South of Lugo | 9 | Monthly System Peak Day | CAISO | 1-in-2 | 2031 | 11 |  |  |  | 88 | 1
| Zone | South of Lugo | 9 | Monthly System Peak Day | CAISO | 1-in-2 | 2031 | 12 |  |  |  | 92.8974 | 1
| Zone | South of Lugo | 9 | Monthly System Peak Day | CAISO | 1-in-2 | 2031 | 13 |  |  |  | 95.8 | 1
| Zone | South of Lugo | 9 | Monthly System Peak Day | CAISO | 1-in-2 | 2031 | 14 |  |  |  | 97.6026 | 1
| Zone | South of Lugo | 9 | Monthly System Peak Day | CAISO | 1-in-2 | 2031 | 15 |  |  |  | 98.0487 | 1
| Zone | South of Lugo | 9 | Monthly System Peak Day | CAISO | 1-in-2 | 2031 | 16 |  |  |  | 96.918 | 1
| Zone | South of Lugo | 9 | Monthly System Peak Day | CAISO | 1-in-2 | 2031 | 17 |  |  |  | 95.6487 | 1
| Zone | South of Lugo | 9 | Monthly System Peak Day | CAISO | 1-in-2 | 2031 | 18 |  |  |  | 93.8744 | 1
| Zone | South of Lugo | 9 | Monthly System Peak Day | CAISO | 1-in-2 | 2031 | 19 |  |  |  | 93.2077 | 1
| Zone | South of Lugo | 9 | Monthly System Peak Day | CAISO | 1-in-2 | 2031 | 20 |  |  |  | 91.5256 | 1
| Zone | South of Lugo | 9 | Monthly System Peak Day | CAISO | 1-in-2 | 2031 | 21 |  |  |  | 88.7154 | 1
| Zone | South of Lugo | 9 | Monthly System Peak Day | CAISO | 1-in-2 | 2031 | 22 |  |  |  | 86.8 | 1
| Zone | South of Lugo | 9 | Monthly System Peak Day | CAISO | 1-in-2 | 2031 | 23 |  |  |  | 84.5641 | 1
| Zone | South of Lugo | 9 | Monthly System Peak Day | CAISO | 1-in-2 | 2031 | 24 |  |  |  | 82.3795 | 1
| Zone | South of Lugo | 10 | Average Weekday | CAISO | 1-in-2 | 2031 | 1 |  |  |  | 64.658 | 1
| Zone | South of Lugo | 10 | Average Weekday | CAISO | 1-in-2 | 2031 | 2 |  |  |  | 63.8062 | 1
| Zone | South of Lugo | 10 | Average Weekday | CAISO | 1-in-2 | 2031 | 3 |  |  |  | 62.9019 | 1
| Zone | South of Lugo | 10 | Average Weekday | CAISO | 1-in-2 | 2031 | 4 |  |  |  | 62.2469 | 1
| Zone | South of Lugo | 10 | Average Weekday | CAISO | 1-in-2 | 2031 | 5 |  |  |  | 61.6376 | 1
| Zone | South of Lugo | 10 | Average Weekday | CAISO | 1-in-2 | 2031 | 6 |  |  |  | 61.2473 | 1
| Zone | South of Lugo | 10 | Average Weekday | CAISO | 1-in-2 | 2031 | 7 |  |  |  | 60.9326 | 1
| Zone | South of Lugo | 10 | Average Weekday | CAISO | 1-in-2 | 2031 | 8 |  |  |  | 60.7842 | 1
| Zone | South of Lugo | 10 | Average Weekday | CAISO | 1-in-2 | 2031 | 9 |  |  |  | 61.3719 | 1
| Zone | South of Lugo | 10 | Average Weekday | CAISO | 1-in-2 | 2031 | 10 |  |  |  | 63.9419 | 1
| Zone | South of Lugo | 10 | Average Weekday | CAISO | 1-in-2 | 2031 | 11 |  |  |  | 67.2273 | 1
| Zone | South of Lugo | 10 | Average Weekday | CAISO | 1-in-2 | 2031 | 12 |  |  |  | 70.4369 | 1
| Zone | South of Lugo | 10 | Average Weekday | CAISO | 1-in-2 | 2031 | 13 |  |  |  | 73.1782 | 1
| Zone | South of Lugo | 10 | Average Weekday | CAISO | 1-in-2 | 2031 | 14 |  |  |  | 75.1897 | 1
| Zone | South of Lugo | 10 | Average Weekday | CAISO | 1-in-2 | 2031 | 15 |  |  |  | 76.6368 | 1
| Zone | South of Lugo | 10 | Average Weekday | CAISO | 1-in-2 | 2031 | 16 |  |  |  | 77.4598 | 1
| Zone | South of Lugo | 10 | Average Weekday | CAISO | 1-in-2 | 2031 | 17 |  |  |  | 77.3466 | 1
| Zone | South of Lugo | 10 | Average Weekday | CAISO | 1-in-2 | 2031 | 18 |  |  |  | 76.4242 | 1
| Zone | South of Lugo | 10 | Average Weekday | CAISO | 1-in-2 | 2031 | 19 |  |  |  | 74.5143 | 1
| Zone | South of Lugo | 10 | Average Weekday | CAISO | 1-in-2 | 2031 | 20 |  |  |  | 71.5232 | 1
| Zone | South of Lugo | 10 | Average Weekday | CAISO | 1-in-2 | 2031 | 21 |  |  |  | 69.4376 | 1
| Zone | South of Lugo | 10 | Average Weekday | CAISO | 1-in-2 | 2031 | 22 |  |  |  | 67.9225 | 1
| Zone | South of Lugo | 10 | Average Weekday | CAISO | 1-in-2 | 2031 | 23 |  |  |  | 66.6274 | 1
| Zone | South of Lugo | 10 | Average Weekday | CAISO | 1-in-2 | 2031 | 24 |  |  |  | 65.4949 | 1
| Zone | South of Lugo | 10 | Monthly System Peak Day | CAISO | 1-in-2 | 2031 | 1 |  |  |  | 74.9769 | 1
| Zone | South of Lugo | 10 | Monthly System Peak Day | CAISO | 1-in-2 | 2031 | 2 |  |  |  | 73.8469 | 1
| Zone | South of Lugo | 10 | Monthly System Peak Day | CAISO | 1-in-2 | 2031 | 3 |  |  |  | 72.4622 | 1
| Zone | South of Lugo | 10 | Monthly System Peak Day | CAISO | 1-in-2 | 2031 | 4 |  |  |  | 70.9661 | 1
| Zone | South of Lugo | 10 | Monthly System Peak Day | CAISO | 1-in-2 | 2031 | 5 |  |  |  | 69.9036 | 1
| Zone | South of Lugo | 10 | Monthly System Peak Day | CAISO | 1-in-2 | 2031 | 6 |  |  |  | 69.4283 | 1
| Zone | South of Lugo | 10 | Monthly System Peak Day | CAISO | 1-in-2 | 2031 | 7 |  |  |  | 69.1028 | 1
| Zone | South of Lugo | 10 | Monthly System Peak Day | CAISO | 1-in-2 | 2031 | 8 |  |  |  | 68.4244 | 1
| Zone | South of Lugo | 10 | Monthly System Peak Day | CAISO | 1-in-2 | 2031 | 9 |  |  |  | 69.4117 | 1
| Zone | South of Lugo | 10 | Monthly System Peak Day | CAISO | 1-in-2 | 2031 | 10 |  |  |  | 73.025 | 1
| Zone | South of Lugo | 10 | Monthly System Peak Day | CAISO | 1-in-2 | 2031 | 11 |  |  |  | 77.7472 | 1
| Zone | South of Lugo | 10 | Monthly System Peak Day | CAISO | 1-in-2 | 2031 | 12 |  |  |  | 82.5139 | 1
| Zone | South of Lugo | 10 | Monthly System Peak Day | CAISO | 1-in-2 | 2031 | 13 |  |  |  | 86.0528 | 1
| Zone | South of Lugo | 10 | Monthly System Peak Day | CAISO | 1-in-2 | 2031 | 14 |  |  |  | 88.1917 | 1
| Zone | South of Lugo | 10 | Monthly System Peak Day | CAISO | 1-in-2 | 2031 | 15 |  |  |  | 88.6806 | 1
| Zone | South of Lugo | 10 | Monthly System Peak Day | CAISO | 1-in-2 | 2031 | 16 |  |  |  | 88.8 | 1
| Zone | South of Lugo | 10 | Monthly System Peak Day | CAISO | 1-in-2 | 2031 | 17 |  |  |  | 88.0417 | 1
| Zone | South of Lugo | 10 | Monthly System Peak Day | CAISO | 1-in-2 | 2031 | 18 |  |  |  | 87.2611 | 1
| Zone | South of Lugo | 10 | Monthly System Peak Day | CAISO | 1-in-2 | 2031 | 19 |  |  |  | 85.3628 | 1
| Zone | South of Lugo | 10 | Monthly System Peak Day | CAISO | 1-in-2 | 2031 | 20 |  |  |  | 82.2675 | 1
| Zone | South of Lugo | 10 | Monthly System Peak Day | CAISO | 1-in-2 | 2031 | 21 |  |  |  | 79.4689 | 1
| Zone | South of Lugo | 10 | Monthly System Peak Day | CAISO | 1-in-2 | 2031 | 22 |  |  |  | 77.5472 | 1
| Zone | South of Lugo | 10 | Monthly System Peak Day | CAISO | 1-in-2 | 2031 | 23 |  |  |  | 75.9456 | 1
| Zone | South of Lugo | 10 | Monthly System Peak Day | CAISO | 1-in-2 | 2031 | 24 |  |  |  | 74.4658 | 1
| Zone | South of Lugo | 11 | Average Weekday | CAISO | 1-in-2 | 2031 | 1 |  |  |  | 57.3766 | 1
| Zone | South of Lugo | 11 | Average Weekday | CAISO | 1-in-2 | 2031 | 2 |  |  |  | 56.6196 | 1
| Zone | South of Lugo | 11 | Average Weekday | CAISO | 1-in-2 | 2031 | 3 |  |  |  | 55.8667 | 1
| Zone | South of Lugo | 11 | Average Weekday | CAISO | 1-in-2 | 2031 | 4 |  |  |  | 55.1855 | 1
| Zone | South of Lugo | 11 | Average Weekday | CAISO | 1-in-2 | 2031 | 5 |  |  |  | 54.6693 | 1
| Zone | South of Lugo | 11 | Average Weekday | CAISO | 1-in-2 | 2031 | 6 |  |  |  | 54.1856 | 1
| Zone | South of Lugo | 11 | Average Weekday | CAISO | 1-in-2 | 2031 | 7 |  |  |  | 54.014 | 1
| Zone | South of Lugo | 11 | Average Weekday | CAISO | 1-in-2 | 2031 | 8 |  |  |  | 53.9417 | 1
| Zone | South of Lugo | 11 | Average Weekday | CAISO | 1-in-2 | 2031 | 9 |  |  |  | 55.5116 | 1
| Zone | South of Lugo | 11 | Average Weekday | CAISO | 1-in-2 | 2031 | 10 |  |  |  | 58.5353 | 1
| Zone | South of Lugo | 11 | Average Weekday | CAISO | 1-in-2 | 2031 | 11 |  |  |  | 62.1631 | 1
| Zone | South of Lugo | 11 | Average Weekday | CAISO | 1-in-2 | 2031 | 12 |  |  |  | 65.3752 | 1
| Zone | South of Lugo | 11 | Average Weekday | CAISO | 1-in-2 | 2031 | 13 |  |  |  | 67.8009 | 1
| Zone | South of Lugo | 11 | Average Weekday | CAISO | 1-in-2 | 2031 | 14 |  |  |  | 69.3357 | 1
| Zone | South of Lugo | 11 | Average Weekday | CAISO | 1-in-2 | 2031 | 15 |  |  |  | 70.1111 | 1
| Zone | South of Lugo | 11 | Average Weekday | CAISO | 1-in-2 | 2031 | 16 |  |  |  | 70.1077 | 1
| Zone | South of Lugo | 11 | Average Weekday | CAISO | 1-in-2 | 2031 | 17 |  |  |  | 69.1869 | 1
| Zone | South of Lugo | 11 | Average Weekday | CAISO | 1-in-2 | 2031 | 18 |  |  |  | 67.091 | 1
| Zone | South of Lugo | 11 | Average Weekday | CAISO | 1-in-2 | 2031 | 19 |  |  |  | 64.7038 | 1
| Zone | South of Lugo | 11 | Average Weekday | CAISO | 1-in-2 | 2031 | 20 |  |  |  | 62.8628 | 1
| Zone | South of Lugo | 11 | Average Weekday | CAISO | 1-in-2 | 2031 | 21 |  |  |  | 61.4347 | 1
| Zone | South of Lugo | 11 | Average Weekday | CAISO | 1-in-2 | 2031 | 22 |  |  |  | 60.1706 | 1
| Zone | South of Lugo | 11 | Average Weekday | CAISO | 1-in-2 | 2031 | 23 |  |  |  | 59.0939 | 1
| Zone | South of Lugo | 11 | Average Weekday | CAISO | 1-in-2 | 2031 | 24 |  |  |  | 58.1829 | 1
| Zone | South of Lugo | 11 | Monthly System Peak Day | CAISO | 1-in-2 | 2031 | 1 |  |  |  | 59.1525 | 1
| Zone | South of Lugo | 11 | Monthly System Peak Day | CAISO | 1-in-2 | 2031 | 2 |  |  |  | 57.8128 | 1
| Zone | South of Lugo | 11 | Monthly System Peak Day | CAISO | 1-in-2 | 2031 | 3 |  |  |  | 56.5017 | 1
| Zone | South of Lugo | 11 | Monthly System Peak Day | CAISO | 1-in-2 | 2031 | 4 |  |  |  | 55.7769 | 1
| Zone | South of Lugo | 11 | Monthly System Peak Day | CAISO | 1-in-2 | 2031 | 5 |  |  |  | 54.8683 | 1
| Zone | South of Lugo | 11 | Monthly System Peak Day | CAISO | 1-in-2 | 2031 | 6 |  |  |  | 54.3533 | 1
| Zone | South of Lugo | 11 | Monthly System Peak Day | CAISO | 1-in-2 | 2031 | 7 |  |  |  | 53.6728 | 1
| Zone | South of Lugo | 11 | Monthly System Peak Day | CAISO | 1-in-2 | 2031 | 8 |  |  |  | 53.8197 | 1
| Zone | South of Lugo | 11 | Monthly System Peak Day | CAISO | 1-in-2 | 2031 | 9 |  |  |  | 57.4122 | 1
| Zone | South of Lugo | 11 | Monthly System Peak Day | CAISO | 1-in-2 | 2031 | 10 |  |  |  | 63.5833 | 1
| Zone | South of Lugo | 11 | Monthly System Peak Day | CAISO | 1-in-2 | 2031 | 11 |  |  |  | 69.7231 | 1
| Zone | South of Lugo | 11 | Monthly System Peak Day | CAISO | 1-in-2 | 2031 | 12 |  |  |  | 74.4992 | 1
| Zone | South of Lugo | 11 | Monthly System Peak Day | CAISO | 1-in-2 | 2031 | 13 |  |  |  | 77.7969 | 1
| Zone | South of Lugo | 11 | Monthly System Peak Day | CAISO | 1-in-2 | 2031 | 14 |  |  |  | 79.5986 | 1
| Zone | South of Lugo | 11 | Monthly System Peak Day | CAISO | 1-in-2 | 2031 | 15 |  |  |  | 80.5519 | 1
| Zone | South of Lugo | 11 | Monthly System Peak Day | CAISO | 1-in-2 | 2031 | 16 |  |  |  | 80.1353 | 1
| Zone | South of Lugo | 11 | Monthly System Peak Day | CAISO | 1-in-2 | 2031 | 17 |  |  |  | 78.8542 | 1
| Zone | South of Lugo | 11 | Monthly System Peak Day | CAISO | 1-in-2 | 2031 | 18 |  |  |  | 75.4964 | 1
| Zone | South of Lugo | 11 | Monthly System Peak Day | CAISO | 1-in-2 | 2031 | 19 |  |  |  | 71.8994 | 1
| Zone | South of Lugo | 11 | Monthly System Peak Day | CAISO | 1-in-2 | 2031 | 20 |  |  |  | 70.0583 | 1
| Zone | South of Lugo | 11 | Monthly System Peak Day | CAISO | 1-in-2 | 2031 | 21 |  |  |  | 67.8533 | 1
| Zone | South of Lugo | 11 | Monthly System Peak Day | CAISO | 1-in-2 | 2031 | 22 |  |  |  | 66.1669 | 1
| Zone | South of Lugo | 11 | Monthly System Peak Day | CAISO | 1-in-2 | 2031 | 23 |  |  |  | 63.8694 | 1
| Zone | South of Lugo | 11 | Monthly System Peak Day | CAISO | 1-in-2 | 2031 | 24 |  |  |  | 62.2781 | 1
| Zone | South of Lugo | 12 | Average Weekday | CAISO | 1-in-2 | 2031 | 1 |  |  |  | 50.4388 | 1
| Zone | South of Lugo | 12 | Average Weekday | CAISO | 1-in-2 | 2031 | 2 |  |  |  | 49.7017 | 1
| Zone | South of Lugo | 12 | Average Weekday | CAISO | 1-in-2 | 2031 | 3 |  |  |  | 49.1639 | 1
| Zone | South of Lugo | 12 | Average Weekday | CAISO | 1-in-2 | 2031 | 4 |  |  |  | 48.6896 | 1
| Zone | South of Lugo | 12 | Average Weekday | CAISO | 1-in-2 | 2031 | 5 |  |  |  | 48.2306 | 1
| Zone | South of Lugo | 12 | Average Weekday | CAISO | 1-in-2 | 2031 | 6 |  |  |  | 47.7785 | 1
| Zone | South of Lugo | 12 | Average Weekday | CAISO | 1-in-2 | 2031 | 7 |  |  |  | 47.4745 | 1
| Zone | South of Lugo | 12 | Average Weekday | CAISO | 1-in-2 | 2031 | 8 |  |  |  | 47.3875 | 1
| Zone | South of Lugo | 12 | Average Weekday | CAISO | 1-in-2 | 2031 | 9 |  |  |  | 48.3394 | 1
| Zone | South of Lugo | 12 | Average Weekday | CAISO | 1-in-2 | 2031 | 10 |  |  |  | 51.1662 | 1
| Zone | South of Lugo | 12 | Average Weekday | CAISO | 1-in-2 | 2031 | 11 |  |  |  | 54.5043 | 1
| Zone | South of Lugo | 12 | Average Weekday | CAISO | 1-in-2 | 2031 | 12 |  |  |  | 57.461 | 1
| Zone | South of Lugo | 12 | Average Weekday | CAISO | 1-in-2 | 2031 | 13 |  |  |  | 59.6531 | 1
| Zone | South of Lugo | 12 | Average Weekday | CAISO | 1-in-2 | 2031 | 14 |  |  |  | 61.1534 | 1
| Zone | South of Lugo | 12 | Average Weekday | CAISO | 1-in-2 | 2031 | 15 |  |  |  | 62.041 | 1
| Zone | South of Lugo | 12 | Average Weekday | CAISO | 1-in-2 | 2031 | 16 |  |  |  | 62.1144 | 1
| Zone | South of Lugo | 12 | Average Weekday | CAISO | 1-in-2 | 2031 | 17 |  |  |  | 61.3113 | 1
| Zone | South of Lugo | 12 | Average Weekday | CAISO | 1-in-2 | 2031 | 18 |  |  |  | 59.3422 | 1
| Zone | South of Lugo | 12 | Average Weekday | CAISO | 1-in-2 | 2031 | 19 |  |  |  | 57.1749 | 1
| Zone | South of Lugo | 12 | Average Weekday | CAISO | 1-in-2 | 2031 | 20 |  |  |  | 55.6378 | 1
| Zone | South of Lugo | 12 | Average Weekday | CAISO | 1-in-2 | 2031 | 21 |  |  |  | 54.2734 | 1
| Zone | South of Lugo | 12 | Average Weekday | CAISO | 1-in-2 | 2031 | 22 |  |  |  | 53.1359 | 1
| Zone | South of Lugo | 12 | Average Weekday | CAISO | 1-in-2 | 2031 | 23 |  |  |  | 52.0297 | 1
| Zone | South of Lugo | 12 | Average Weekday | CAISO | 1-in-2 | 2031 | 24 |  |  |  | 51.0762 | 1
| Zone | South of Lugo | 12 | Monthly System Peak Day | CAISO | 1-in-2 | 2031 | 1 |  |  |  | 51.4364 | 1
| Zone | South of Lugo | 12 | Monthly System Peak Day | CAISO | 1-in-2 | 2031 | 2 |  |  |  | 50.2519 | 1
| Zone | South of Lugo | 12 | Monthly System Peak Day | CAISO | 1-in-2 | 2031 | 3 |  |  |  | 49.8097 | 1
| Zone | South of Lugo | 12 | Monthly System Peak Day | CAISO | 1-in-2 | 2031 | 4 |  |  |  | 49.2989 | 1
| Zone | South of Lugo | 12 | Monthly System Peak Day | CAISO | 1-in-2 | 2031 | 5 |  |  |  | 48.9467 | 1
| Zone | South of Lugo | 12 | Monthly System Peak Day | CAISO | 1-in-2 | 2031 | 6 |  |  |  | 48.8219 | 1
| Zone | South of Lugo | 12 | Monthly System Peak Day | CAISO | 1-in-2 | 2031 | 7 |  |  |  | 48.4769 | 1
| Zone | South of Lugo | 12 | Monthly System Peak Day | CAISO | 1-in-2 | 2031 | 8 |  |  |  | 48.185 | 1
| Zone | South of Lugo | 12 | Monthly System Peak Day | CAISO | 1-in-2 | 2031 | 9 |  |  |  | 49.0417 | 1
| Zone | South of Lugo | 12 | Monthly System Peak Day | CAISO | 1-in-2 | 2031 | 10 |  |  |  | 52.4083 | 1
| Zone | South of Lugo | 12 | Monthly System Peak Day | CAISO | 1-in-2 | 2031 | 11 |  |  |  | 56.6939 | 1
| Zone | South of Lugo | 12 | Monthly System Peak Day | CAISO | 1-in-2 | 2031 | 12 |  |  |  | 60.3886 | 1
| Zone | South of Lugo | 12 | Monthly System Peak Day | CAISO | 1-in-2 | 2031 | 13 |  |  |  | 63.5369 | 1
| Zone | South of Lugo | 12 | Monthly System Peak Day | CAISO | 1-in-2 | 2031 | 14 |  |  |  | 65.1936 | 1
| Zone | South of Lugo | 12 | Monthly System Peak Day | CAISO | 1-in-2 | 2031 | 15 |  |  |  | 65.415 | 1
| Zone | South of Lugo | 12 | Monthly System Peak Day | CAISO | 1-in-2 | 2031 | 16 |  |  |  | 65.12 | 1
| Zone | South of Lugo | 12 | Monthly System Peak Day | CAISO | 1-in-2 | 2031 | 17 |  |  |  | 64.1567 | 1
| Zone | South of Lugo | 12 | Monthly System Peak Day | CAISO | 1-in-2 | 2031 | 18 |  |  |  | 61.6131 | 1
| Zone | South of Lugo | 12 | Monthly System Peak Day | CAISO | 1-in-2 | 2031 | 19 |  |  |  | 59.6925 | 1
| Zone | South of Lugo | 12 | Monthly System Peak Day | CAISO | 1-in-2 | 2031 | 20 |  |  |  | 58.0142 | 1
| Zone | South of Lugo | 12 | Monthly System Peak Day | CAISO | 1-in-2 | 2031 | 21 |  |  |  | 56.57 | 1
| Zone | South of Lugo | 12 | Monthly System Peak Day | CAISO | 1-in-2 | 2031 | 22 |  |  |  | 54.6525 | 1
| Zone | South of Lugo | 12 | Monthly System Peak Day | CAISO | 1-in-2 | 2031 | 23 |  |  |  | 53.4592 | 1
| Zone | South of Lugo | 12 | Monthly System Peak Day | CAISO | 1-in-2 | 2031 | 24 |  |  |  | 52.2789 | 1
| Zone | South of Lugo | 1 | Average Weekday | SCE | 1-in-10 | 2021 | 1 |  |  |  | 51.1891 | 1
| Zone | South of Lugo | 1 | Average Weekday | SCE | 1-in-10 | 2021 | 2 |  |  |  | 50.37 | 1
| Zone | South of Lugo | 1 | Average Weekday | SCE | 1-in-10 | 2021 | 3 |  |  |  | 49.6858 | 1
| Zone | South of Lugo | 1 | Average Weekday | SCE | 1-in-10 | 2021 | 4 |  |  |  | 49.0549 | 1
| Zone | South of Lugo | 1 | Average Weekday | SCE | 1-in-10 | 2021 | 5 |  |  |  | 48.5029 | 1
| Zone | South of Lugo | 1 | Average Weekday | SCE | 1-in-10 | 2021 | 6 |  |  |  | 47.9978 | 1
| Zone | South of Lugo | 1 | Average Weekday | SCE | 1-in-10 | 2021 | 7 |  |  |  | 47.6065 | 1
| Zone | South of Lugo | 1 | Average Weekday | SCE | 1-in-10 | 2021 | 8 |  |  |  | 47.4721 | 1
| Zone | South of Lugo | 1 | Average Weekday | SCE | 1-in-10 | 2021 | 9 |  |  |  | 48.2241 | 1
| Zone | South of Lugo | 1 | Average Weekday | SCE | 1-in-10 | 2021 | 10 |  |  |  | 51.032 | 1
| Zone | South of Lugo | 1 | Average Weekday | SCE | 1-in-10 | 2021 | 11 |  |  |  | 54.3859 | 1
| Zone | South of Lugo | 1 | Average Weekday | SCE | 1-in-10 | 2021 | 12 |  |  |  | 57.4064 | 1
| Zone | South of Lugo | 1 | Average Weekday | SCE | 1-in-10 | 2021 | 13 |  |  |  | 59.4629 | 1
| Zone | South of Lugo | 1 | Average Weekday | SCE | 1-in-10 | 2021 | 14 |  |  |  | 60.934 | 1
| Zone | South of Lugo | 1 | Average Weekday | SCE | 1-in-10 | 2021 | 15 |  |  |  | 61.7444 | 1
| Zone | South of Lugo | 1 | Average Weekday | SCE | 1-in-10 | 2021 | 16 |  |  |  | 62.0385 | 1
| Zone | South of Lugo | 1 | Average Weekday | SCE | 1-in-10 | 2021 | 17 |  |  |  | 61.6365 | 1
| Zone | South of Lugo | 1 | Average Weekday | SCE | 1-in-10 | 2021 | 18 |  |  |  | 60.219 | 1
| Zone | South of Lugo | 1 | Average Weekday | SCE | 1-in-10 | 2021 | 19 |  |  |  | 58.0776 | 1
| Zone | South of Lugo | 1 | Average Weekday | SCE | 1-in-10 | 2021 | 20 |  |  |  | 56.5312 | 1
| Zone | South of Lugo | 1 | Average Weekday | SCE | 1-in-10 | 2021 | 21 |  |  |  | 55.3422 | 1
| Zone | South of Lugo | 1 | Average Weekday | SCE | 1-in-10 | 2021 | 22 |  |  |  | 54.2523 | 1
| Zone | South of Lugo | 1 | Average Weekday | SCE | 1-in-10 | 2021 | 23 |  |  |  | 53.0495 | 1
| Zone | South of Lugo | 1 | Average Weekday | SCE | 1-in-10 | 2021 | 24 |  |  |  | 52.1198 | 1
| Zone | South of Lugo | 1 | Monthly System Peak Day | SCE | 1-in-10 | 2021 | 1 |  |  |  | 47.9912 | 1
| Zone | South of Lugo | 1 | Monthly System Peak Day | SCE | 1-in-10 | 2021 | 2 |  |  |  | 47.695 | 1
| Zone | South of Lugo | 1 | Monthly System Peak Day | SCE | 1-in-10 | 2021 | 3 |  |  |  | 46.8967 | 1
| Zone | South of Lugo | 1 | Monthly System Peak Day | SCE | 1-in-10 | 2021 | 4 |  |  |  | 46.2108 | 1
| Zone | South of Lugo | 1 | Monthly System Peak Day | SCE | 1-in-10 | 2021 | 5 |  |  |  | 45.7871 | 1
| Zone | South of Lugo | 1 | Monthly System Peak Day | SCE | 1-in-10 | 2021 | 6 |  |  |  | 45.3783 | 1
| Zone | South of Lugo | 1 | Monthly System Peak Day | SCE | 1-in-10 | 2021 | 7 |  |  |  | 44.8308 | 1
| Zone | South of Lugo | 1 | Monthly System Peak Day | SCE | 1-in-10 | 2021 | 8 |  |  |  | 44.3975 | 1
| Zone | South of Lugo | 1 | Monthly System Peak Day | SCE | 1-in-10 | 2021 | 9 |  |  |  | 45.0112 | 1
| Zone | South of Lugo | 1 | Monthly System Peak Day | SCE | 1-in-10 | 2021 | 10 |  |  |  | 46.8771 | 1
| Zone | South of Lugo | 1 | Monthly System Peak Day | SCE | 1-in-10 | 2021 | 11 |  |  |  | 48.9529 | 1
| Zone | South of Lugo | 1 | Monthly System Peak Day | SCE | 1-in-10 | 2021 | 12 |  |  |  | 50.1554 | 1
| Zone | South of Lugo | 1 | Monthly System Peak Day | SCE | 1-in-10 | 2021 | 13 |  |  |  | 51.0229 | 1
| Zone | South of Lugo | 1 | Monthly System Peak Day | SCE | 1-in-10 | 2021 | 14 |  |  |  | 51.4787 | 1
| Zone | South of Lugo | 1 | Monthly System Peak Day | SCE | 1-in-10 | 2021 | 15 |  |  |  | 51.8237 | 1
| Zone | South of Lugo | 1 | Monthly System Peak Day | SCE | 1-in-10 | 2021 | 16 |  |  |  | 52.2379 | 1
| Zone | South of Lugo | 1 | Monthly System Peak Day | SCE | 1-in-10 | 2021 | 17 |  |  |  | 52.1083 | 1
| Zone | South of Lugo | 1 | Monthly System Peak Day | SCE | 1-in-10 | 2021 | 18 |  |  |  | 50.7788 | 1
| Zone | South of Lugo | 1 | Monthly System Peak Day | SCE | 1-in-10 | 2021 | 19 |  |  |  | 49.5942 | 1
| Zone | South of Lugo | 1 | Monthly System Peak Day | SCE | 1-in-10 | 2021 | 20 |  |  |  | 49.2317 | 1
| Zone | South of Lugo | 1 | Monthly System Peak Day | SCE | 1-in-10 | 2021 | 21 |  |  |  | 48.7646 | 1
| Zone | South of Lugo | 1 | Monthly System Peak Day | SCE | 1-in-10 | 2021 | 22 |  |  |  | 48.625 | 1
| Zone | South of Lugo | 1 | Monthly System Peak Day | SCE | 1-in-10 | 2021 | 23 |  |  |  | 48.1971 | 1
| Zone | South of Lugo | 1 | Monthly System Peak Day | SCE | 1-in-10 | 2021 | 24 |  |  |  | 47.5454 | 1
| Zone | South of Lugo | 2 | Average Weekday | SCE | 1-in-10 | 2021 | 1 |  |  |  | 57.3372 | 1
| Zone | South of Lugo | 2 | Average Weekday | SCE | 1-in-10 | 2021 | 2 |  |  |  | 56.1771 | 1
| Zone | South of Lugo | 2 | Average Weekday | SCE | 1-in-10 | 2021 | 3 |  |  |  | 55.2175 | 1
| Zone | South of Lugo | 2 | Average Weekday | SCE | 1-in-10 | 2021 | 4 |  |  |  | 54.1537 | 1
| Zone | South of Lugo | 2 | Average Weekday | SCE | 1-in-10 | 2021 | 5 |  |  |  | 53.381 | 1
| Zone | South of Lugo | 2 | Average Weekday | SCE | 1-in-10 | 2021 | 6 |  |  |  | 52.7974 | 1
| Zone | South of Lugo | 2 | Average Weekday | SCE | 1-in-10 | 2021 | 7 |  |  |  | 52.5213 | 1
| Zone | South of Lugo | 2 | Average Weekday | SCE | 1-in-10 | 2021 | 8 |  |  |  | 52.3631 | 1
| Zone | South of Lugo | 2 | Average Weekday | SCE | 1-in-10 | 2021 | 9 |  |  |  | 54.5008 | 1
| Zone | South of Lugo | 2 | Average Weekday | SCE | 1-in-10 | 2021 | 10 |  |  |  | 58.6985 | 1
| Zone | South of Lugo | 2 | Average Weekday | SCE | 1-in-10 | 2021 | 11 |  |  |  | 63.0635 | 1
| Zone | South of Lugo | 2 | Average Weekday | SCE | 1-in-10 | 2021 | 12 |  |  |  | 66.5518 | 1
| Zone | South of Lugo | 2 | Average Weekday | SCE | 1-in-10 | 2021 | 13 |  |  |  | 69.1382 | 1
| Zone | South of Lugo | 2 | Average Weekday | SCE | 1-in-10 | 2021 | 14 |  |  |  | 70.9496 | 1
| Zone | South of Lugo | 2 | Average Weekday | SCE | 1-in-10 | 2021 | 15 |  |  |  | 71.7652 | 1
| Zone | South of Lugo | 2 | Average Weekday | SCE | 1-in-10 | 2021 | 16 |  |  |  | 72.0224 | 1
| Zone | South of Lugo | 2 | Average Weekday | SCE | 1-in-10 | 2021 | 17 |  |  |  | 71.3018 | 1
| Zone | South of Lugo | 2 | Average Weekday | SCE | 1-in-10 | 2021 | 18 |  |  |  | 69.6733 | 1
| Zone | South of Lugo | 2 | Average Weekday | SCE | 1-in-10 | 2021 | 19 |  |  |  | 66.6786 | 1
| Zone | South of Lugo | 2 | Average Weekday | SCE | 1-in-10 | 2021 | 20 |  |  |  | 63.9657 | 1
| Zone | South of Lugo | 2 | Average Weekday | SCE | 1-in-10 | 2021 | 21 |  |  |  | 62.1954 | 1
| Zone | South of Lugo | 2 | Average Weekday | SCE | 1-in-10 | 2021 | 22 |  |  |  | 60.859 | 1
| Zone | South of Lugo | 2 | Average Weekday | SCE | 1-in-10 | 2021 | 23 |  |  |  | 59.3965 | 1
| Zone | South of Lugo | 2 | Average Weekday | SCE | 1-in-10 | 2021 | 24 |  |  |  | 58.1767 | 1
| Zone | South of Lugo | 2 | Monthly System Peak Day | SCE | 1-in-10 | 2021 | 1 |  |  |  | 69.37 | 1
| Zone | South of Lugo | 2 | Monthly System Peak Day | SCE | 1-in-10 | 2021 | 2 |  |  |  | 68.2633 | 1
| Zone | South of Lugo | 2 | Monthly System Peak Day | SCE | 1-in-10 | 2021 | 3 |  |  |  | 66.6221 | 1
| Zone | South of Lugo | 2 | Monthly System Peak Day | SCE | 1-in-10 | 2021 | 4 |  |  |  | 64.9621 | 1
| Zone | South of Lugo | 2 | Monthly System Peak Day | SCE | 1-in-10 | 2021 | 5 |  |  |  | 64.3146 | 1
| Zone | South of Lugo | 2 | Monthly System Peak Day | SCE | 1-in-10 | 2021 | 6 |  |  |  | 62.3879 | 1
| Zone | South of Lugo | 2 | Monthly System Peak Day | SCE | 1-in-10 | 2021 | 7 |  |  |  | 63.2612 | 1
| Zone | South of Lugo | 2 | Monthly System Peak Day | SCE | 1-in-10 | 2021 | 8 |  |  |  | 62.0283 | 1
| Zone | South of Lugo | 2 | Monthly System Peak Day | SCE | 1-in-10 | 2021 | 9 |  |  |  | 63.9592 | 1
| Zone | South of Lugo | 2 | Monthly System Peak Day | SCE | 1-in-10 | 2021 | 10 |  |  |  | 70.3225 | 1
| Zone | South of Lugo | 2 | Monthly System Peak Day | SCE | 1-in-10 | 2021 | 11 |  |  |  | 75.9629 | 1
| Zone | South of Lugo | 2 | Monthly System Peak Day | SCE | 1-in-10 | 2021 | 12 |  |  |  | 80.0667 | 1
| Zone | South of Lugo | 2 | Monthly System Peak Day | SCE | 1-in-10 | 2021 | 13 |  |  |  | 83.0833 | 1
| Zone | South of Lugo | 2 | Monthly System Peak Day | SCE | 1-in-10 | 2021 | 14 |  |  |  | 85.4 | 1
| Zone | South of Lugo | 2 | Monthly System Peak Day | SCE | 1-in-10 | 2021 | 15 |  |  |  | 86.6208 | 1
| Zone | South of Lugo | 2 | Monthly System Peak Day | SCE | 1-in-10 | 2021 | 16 |  |  |  | 86.5292 | 1
| Zone | South of Lugo | 2 | Monthly System Peak Day | SCE | 1-in-10 | 2021 | 17 |  |  |  | 85.3375 | 1
| Zone | South of Lugo | 2 | Monthly System Peak Day | SCE | 1-in-10 | 2021 | 18 |  |  |  | 83.1625 | 1
| Zone | South of Lugo | 2 | Monthly System Peak Day | SCE | 1-in-10 | 2021 | 19 |  |  |  | 78.6708 | 1
| Zone | South of Lugo | 2 | Monthly System Peak Day | SCE | 1-in-10 | 2021 | 20 |  |  |  | 74.6375 | 1
| Zone | South of Lugo | 2 | Monthly System Peak Day | SCE | 1-in-10 | 2021 | 21 |  |  |  | 71.8962 | 1
| Zone | South of Lugo | 2 | Monthly System Peak Day | SCE | 1-in-10 | 2021 | 22 |  |  |  | 70.31 | 1
| Zone | South of Lugo | 2 | Monthly System Peak Day | SCE | 1-in-10 | 2021 | 23 |  |  |  | 67.7371 | 1
| Zone | South of Lugo | 2 | Monthly System Peak Day | SCE | 1-in-10 | 2021 | 24 |  |  |  | 65.4333 | 1
| Zone | South of Lugo | 3 | Average Weekday | SCE | 1-in-10 | 2021 | 1 |  |  |  | 60.2963 | 1
| Zone | South of Lugo | 3 | Average Weekday | SCE | 1-in-10 | 2021 | 2 |  |  |  | 59.2613 | 1
| Zone | South of Lugo | 3 | Average Weekday | SCE | 1-in-10 | 2021 | 3 |  |  |  | 58.2877 | 1
| Zone | South of Lugo | 3 | Average Weekday | SCE | 1-in-10 | 2021 | 4 |  |  |  | 57.3831 | 1
| Zone | South of Lugo | 3 | Average Weekday | SCE | 1-in-10 | 2021 | 5 |  |  |  | 56.6944 | 1
| Zone | South of Lugo | 3 | Average Weekday | SCE | 1-in-10 | 2021 | 6 |  |  |  | 56.0616 | 1
| Zone | South of Lugo | 3 | Average Weekday | SCE | 1-in-10 | 2021 | 7 |  |  |  | 55.7979 | 1
| Zone | South of Lugo | 3 | Average Weekday | SCE | 1-in-10 | 2021 | 8 |  |  |  | 55.9064 | 1
| Zone | South of Lugo | 3 | Average Weekday | SCE | 1-in-10 | 2021 | 9 |  |  |  | 57.5692 | 1
| Zone | South of Lugo | 3 | Average Weekday | SCE | 1-in-10 | 2021 | 10 |  |  |  | 61.2746 | 1
| Zone | South of Lugo | 3 | Average Weekday | SCE | 1-in-10 | 2021 | 11 |  |  |  | 65.6137 | 1
| Zone | South of Lugo | 3 | Average Weekday | SCE | 1-in-10 | 2021 | 12 |  |  |  | 69.4158 | 1
| Zone | South of Lugo | 3 | Average Weekday | SCE | 1-in-10 | 2021 | 13 |  |  |  | 72.2824 | 1
| Zone | South of Lugo | 3 | Average Weekday | SCE | 1-in-10 | 2021 | 14 |  |  |  | 74.1994 | 1
| Zone | South of Lugo | 3 | Average Weekday | SCE | 1-in-10 | 2021 | 15 |  |  |  | 75.3807 | 1
| Zone | South of Lugo | 3 | Average Weekday | SCE | 1-in-10 | 2021 | 16 |  |  |  | 75.9072 | 1
| Zone | South of Lugo | 3 | Average Weekday | SCE | 1-in-10 | 2021 | 17 |  |  |  | 75.6839 | 1
| Zone | South of Lugo | 3 | Average Weekday | SCE | 1-in-10 | 2021 | 18 |  |  |  | 74.6285 | 1
| Zone | South of Lugo | 3 | Average Weekday | SCE | 1-in-10 | 2021 | 19 |  |  |  | 72.6844 | 1
| Zone | South of Lugo | 3 | Average Weekday | SCE | 1-in-10 | 2021 | 20 |  |  |  | 69.9169 | 1
| Zone | South of Lugo | 3 | Average Weekday | SCE | 1-in-10 | 2021 | 21 |  |  |  | 67.2424 | 1
| Zone | South of Lugo | 3 | Average Weekday | SCE | 1-in-10 | 2021 | 22 |  |  |  | 65.5237 | 1
| Zone | South of Lugo | 3 | Average Weekday | SCE | 1-in-10 | 2021 | 23 |  |  |  | 64.1832 | 1
| Zone | South of Lugo | 3 | Average Weekday | SCE | 1-in-10 | 2021 | 24 |  |  |  | 62.7782 | 1
| Zone | South of Lugo | 3 | Monthly System Peak Day | SCE | 1-in-10 | 2021 | 1 |  |  |  | 69.4088 | 1
| Zone | South of Lugo | 3 | Monthly System Peak Day | SCE | 1-in-10 | 2021 | 2 |  |  |  | 67.8808 | 1
| Zone | South of Lugo | 3 | Monthly System Peak Day | SCE | 1-in-10 | 2021 | 3 |  |  |  | 65.8083 | 1
| Zone | South of Lugo | 3 | Monthly System Peak Day | SCE | 1-in-10 | 2021 | 4 |  |  |  | 64.6225 | 1
| Zone | South of Lugo | 3 | Monthly System Peak Day | SCE | 1-in-10 | 2021 | 5 |  |  |  | 64.0263 | 1
| Zone | South of Lugo | 3 | Monthly System Peak Day | SCE | 1-in-10 | 2021 | 6 |  |  |  | 63.5737 | 1
| Zone | South of Lugo | 3 | Monthly System Peak Day | SCE | 1-in-10 | 2021 | 7 |  |  |  | 64.2588 | 1
| Zone | South of Lugo | 3 | Monthly System Peak Day | SCE | 1-in-10 | 2021 | 8 |  |  |  | 64.0933 | 1
| Zone | South of Lugo | 3 | Monthly System Peak Day | SCE | 1-in-10 | 2021 | 9 |  |  |  | 65.4004 | 1
| Zone | South of Lugo | 3 | Monthly System Peak Day | SCE | 1-in-10 | 2021 | 10 |  |  |  | 69.9854 | 1
| Zone | South of Lugo | 3 | Monthly System Peak Day | SCE | 1-in-10 | 2021 | 11 |  |  |  | 75.0567 | 1
| Zone | South of Lugo | 3 | Monthly System Peak Day | SCE | 1-in-10 | 2021 | 12 |  |  |  | 79.2792 | 1
| Zone | South of Lugo | 3 | Monthly System Peak Day | SCE | 1-in-10 | 2021 | 13 |  |  |  | 83 | 1
| Zone | South of Lugo | 3 | Monthly System Peak Day | SCE | 1-in-10 | 2021 | 14 |  |  |  | 85.1458 | 1
| Zone | South of Lugo | 3 | Monthly System Peak Day | SCE | 1-in-10 | 2021 | 15 |  |  |  | 86.8292 | 1
| Zone | South of Lugo | 3 | Monthly System Peak Day | SCE | 1-in-10 | 2021 | 16 |  |  |  | 87.2917 | 1
| Zone | South of Lugo | 3 | Monthly System Peak Day | SCE | 1-in-10 | 2021 | 17 |  |  |  | 86.9417 | 1
| Zone | South of Lugo | 3 | Monthly System Peak Day | SCE | 1-in-10 | 2021 | 18 |  |  |  | 85.7458 | 1
| Zone | South of Lugo | 3 | Monthly System Peak Day | SCE | 1-in-10 | 2021 | 19 |  |  |  | 84.5792 | 1
| Zone | South of Lugo | 3 | Monthly System Peak Day | SCE | 1-in-10 | 2021 | 20 |  |  |  | 81.9208 | 1
| Zone | South of Lugo | 3 | Monthly System Peak Day | SCE | 1-in-10 | 2021 | 21 |  |  |  | 77.7542 | 1
| Zone | South of Lugo | 3 | Monthly System Peak Day | SCE | 1-in-10 | 2021 | 22 |  |  |  | 74.3004 | 1
| Zone | South of Lugo | 3 | Monthly System Peak Day | SCE | 1-in-10 | 2021 | 23 |  |  |  | 72.0462 | 1
| Zone | South of Lugo | 3 | Monthly System Peak Day | SCE | 1-in-10 | 2021 | 24 |  |  |  | 69.3133 | 1
| Zone | South of Lugo | 4 | Average Weekday | SCE | 1-in-10 | 2021 | 1 |  |  |  | 60.4942 | 1
| Zone | South of Lugo | 4 | Average Weekday | SCE | 1-in-10 | 2021 | 2 |  |  |  | 59.5069 | 1
| Zone | South of Lugo | 4 | Average Weekday | SCE | 1-in-10 | 2021 | 3 |  |  |  | 58.6222 | 1
| Zone | South of Lugo | 4 | Average Weekday | SCE | 1-in-10 | 2021 | 4 |  |  |  | 57.8236 | 1
| Zone | South of Lugo | 4 | Average Weekday | SCE | 1-in-10 | 2021 | 5 |  |  |  | 57.1561 | 1
| Zone | South of Lugo | 4 | Average Weekday | SCE | 1-in-10 | 2021 | 6 |  |  |  | 56.652 | 1
| Zone | South of Lugo | 4 | Average Weekday | SCE | 1-in-10 | 2021 | 7 |  |  |  | 56.2924 | 1
| Zone | South of Lugo | 4 | Average Weekday | SCE | 1-in-10 | 2021 | 8 |  |  |  | 56.3505 | 1
| Zone | South of Lugo | 4 | Average Weekday | SCE | 1-in-10 | 2021 | 9 |  |  |  | 58.3162 | 1
| Zone | South of Lugo | 4 | Average Weekday | SCE | 1-in-10 | 2021 | 10 |  |  |  | 61.566 | 1
| Zone | South of Lugo | 4 | Average Weekday | SCE | 1-in-10 | 2021 | 11 |  |  |  | 64.8817 | 1
| Zone | South of Lugo | 4 | Average Weekday | SCE | 1-in-10 | 2021 | 12 |  |  |  | 68.0431 | 1
| Zone | South of Lugo | 4 | Average Weekday | SCE | 1-in-10 | 2021 | 13 |  |  |  | 70.7017 | 1
| Zone | South of Lugo | 4 | Average Weekday | SCE | 1-in-10 | 2021 | 14 |  |  |  | 72.5247 | 1
| Zone | South of Lugo | 4 | Average Weekday | SCE | 1-in-10 | 2021 | 15 |  |  |  | 73.7169 | 1
| Zone | South of Lugo | 4 | Average Weekday | SCE | 1-in-10 | 2021 | 16 |  |  |  | 74.4938 | 1
| Zone | South of Lugo | 4 | Average Weekday | SCE | 1-in-10 | 2021 | 17 |  |  |  | 74.8613 | 1
| Zone | South of Lugo | 4 | Average Weekday | SCE | 1-in-10 | 2021 | 18 |  |  |  | 74.1725 | 1
| Zone | South of Lugo | 4 | Average Weekday | SCE | 1-in-10 | 2021 | 19 |  |  |  | 72.754 | 1
| Zone | South of Lugo | 4 | Average Weekday | SCE | 1-in-10 | 2021 | 20 |  |  |  | 70.5109 | 1
| Zone | South of Lugo | 4 | Average Weekday | SCE | 1-in-10 | 2021 | 21 |  |  |  | 67.483 | 1
| Zone | South of Lugo | 4 | Average Weekday | SCE | 1-in-10 | 2021 | 22 |  |  |  | 65.3444 | 1
| Zone | South of Lugo | 4 | Average Weekday | SCE | 1-in-10 | 2021 | 23 |  |  |  | 63.7484 | 1
| Zone | South of Lugo | 4 | Average Weekday | SCE | 1-in-10 | 2021 | 24 |  |  |  | 62.3534 | 1
| Zone | South of Lugo | 4 | Monthly System Peak Day | SCE | 1-in-10 | 2021 | 1 |  |  |  | 72.7513 | 1
| Zone | South of Lugo | 4 | Monthly System Peak Day | SCE | 1-in-10 | 2021 | 2 |  |  |  | 71.3629 | 1
| Zone | South of Lugo | 4 | Monthly System Peak Day | SCE | 1-in-10 | 2021 | 3 |  |  |  | 70.3804 | 1
| Zone | South of Lugo | 4 | Monthly System Peak Day | SCE | 1-in-10 | 2021 | 4 |  |  |  | 68.0883 | 1
| Zone | South of Lugo | 4 | Monthly System Peak Day | SCE | 1-in-10 | 2021 | 5 |  |  |  | 66.8875 | 1
| Zone | South of Lugo | 4 | Monthly System Peak Day | SCE | 1-in-10 | 2021 | 6 |  |  |  | 66.4575 | 1
| Zone | South of Lugo | 4 | Monthly System Peak Day | SCE | 1-in-10 | 2021 | 7 |  |  |  | 65.885 | 1
| Zone | South of Lugo | 4 | Monthly System Peak Day | SCE | 1-in-10 | 2021 | 8 |  |  |  | 65.9925 | 1
| Zone | South of Lugo | 4 | Monthly System Peak Day | SCE | 1-in-10 | 2021 | 9 |  |  |  | 69.3567 | 1
| Zone | South of Lugo | 4 | Monthly System Peak Day | SCE | 1-in-10 | 2021 | 10 |  |  |  | 74.8342 | 1
| Zone | South of Lugo | 4 | Monthly System Peak Day | SCE | 1-in-10 | 2021 | 11 |  |  |  | 79.85 | 1
| Zone | South of Lugo | 4 | Monthly System Peak Day | SCE | 1-in-10 | 2021 | 12 |  |  |  | 84.5792 | 1
| Zone | South of Lugo | 4 | Monthly System Peak Day | SCE | 1-in-10 | 2021 | 13 |  |  |  | 87.3208 | 1
| Zone | South of Lugo | 4 | Monthly System Peak Day | SCE | 1-in-10 | 2021 | 14 |  |  |  | 88.7333 | 1
| Zone | South of Lugo | 4 | Monthly System Peak Day | SCE | 1-in-10 | 2021 | 15 |  |  |  | 89.4083 | 1
| Zone | South of Lugo | 4 | Monthly System Peak Day | SCE | 1-in-10 | 2021 | 16 |  |  |  | 90.0792 | 1
| Zone | South of Lugo | 4 | Monthly System Peak Day | SCE | 1-in-10 | 2021 | 17 |  |  |  | 90.0625 | 1
| Zone | South of Lugo | 4 | Monthly System Peak Day | SCE | 1-in-10 | 2021 | 18 |  |  |  | 89.8542 | 1
| Zone | South of Lugo | 4 | Monthly System Peak Day | SCE | 1-in-10 | 2021 | 19 |  |  |  | 87.7208 | 1
| Zone | South of Lugo | 4 | Monthly System Peak Day | SCE | 1-in-10 | 2021 | 20 |  |  |  | 82.975 | 1
| Zone | South of Lugo | 4 | Monthly System Peak Day | SCE | 1-in-10 | 2021 | 21 |  |  |  | 77.045 | 1
| Zone | South of Lugo | 4 | Monthly System Peak Day | SCE | 1-in-10 | 2021 | 22 |  |  |  | 74.1288 | 1
| Zone | South of Lugo | 4 | Monthly System Peak Day | SCE | 1-in-10 | 2021 | 23 |  |  |  | 72.2787 | 1
| Zone | South of Lugo | 4 | Monthly System Peak Day | SCE | 1-in-10 | 2021 | 24 |  |  |  | 70.8858 | 1
| Zone | South of Lugo | 5 | Average Weekday | SCE | 1-in-10 | 2021 | 1 |  |  |  | 63.7261 | 1
| Zone | South of Lugo | 5 | Average Weekday | SCE | 1-in-10 | 2021 | 2 |  |  |  | 62.7364 | 1
| Zone | South of Lugo | 5 | Average Weekday | SCE | 1-in-10 | 2021 | 3 |  |  |  | 61.9172 | 1
| Zone | South of Lugo | 5 | Average Weekday | SCE | 1-in-10 | 2021 | 4 |  |  |  | 61.2504 | 1
| Zone | South of Lugo | 5 | Average Weekday | SCE | 1-in-10 | 2021 | 5 |  |  |  | 60.7132 | 1
| Zone | South of Lugo | 5 | Average Weekday | SCE | 1-in-10 | 2021 | 6 |  |  |  | 60.3703 | 1
| Zone | South of Lugo | 5 | Average Weekday | SCE | 1-in-10 | 2021 | 7 |  |  |  | 60.2288 | 1
| Zone | South of Lugo | 5 | Average Weekday | SCE | 1-in-10 | 2021 | 8 |  |  |  | 60.9294 | 1
| Zone | South of Lugo | 5 | Average Weekday | SCE | 1-in-10 | 2021 | 9 |  |  |  | 62.9482 | 1
| Zone | South of Lugo | 5 | Average Weekday | SCE | 1-in-10 | 2021 | 10 |  |  |  | 65.7554 | 1
| Zone | South of Lugo | 5 | Average Weekday | SCE | 1-in-10 | 2021 | 11 |  |  |  | 68.6938 | 1
| Zone | South of Lugo | 5 | Average Weekday | SCE | 1-in-10 | 2021 | 12 |  |  |  | 71.3639 | 1
| Zone | South of Lugo | 5 | Average Weekday | SCE | 1-in-10 | 2021 | 13 |  |  |  | 73.5492 | 1
| Zone | South of Lugo | 5 | Average Weekday | SCE | 1-in-10 | 2021 | 14 |  |  |  | 75.3789 | 1
| Zone | South of Lugo | 5 | Average Weekday | SCE | 1-in-10 | 2021 | 15 |  |  |  | 76.7811 | 1
| Zone | South of Lugo | 5 | Average Weekday | SCE | 1-in-10 | 2021 | 16 |  |  |  | 77.6 | 1
| Zone | South of Lugo | 5 | Average Weekday | SCE | 1-in-10 | 2021 | 17 |  |  |  | 77.8548 | 1
| Zone | South of Lugo | 5 | Average Weekday | SCE | 1-in-10 | 2021 | 18 |  |  |  | 77.2107 | 1
| Zone | South of Lugo | 5 | Average Weekday | SCE | 1-in-10 | 2021 | 19 |  |  |  | 75.8588 | 1
| Zone | South of Lugo | 5 | Average Weekday | SCE | 1-in-10 | 2021 | 20 |  |  |  | 73.7457 | 1
| Zone | South of Lugo | 5 | Average Weekday | SCE | 1-in-10 | 2021 | 21 |  |  |  | 70.633 | 1
| Zone | South of Lugo | 5 | Average Weekday | SCE | 1-in-10 | 2021 | 22 |  |  |  | 67.8287 | 1
| Zone | South of Lugo | 5 | Average Weekday | SCE | 1-in-10 | 2021 | 23 |  |  |  | 66.0136 | 1
| Zone | South of Lugo | 5 | Average Weekday | SCE | 1-in-10 | 2021 | 24 |  |  |  | 64.7075 | 1
| Zone | South of Lugo | 5 | Monthly System Peak Day | SCE | 1-in-10 | 2021 | 1 |  |  |  | 75.4321 | 1
| Zone | South of Lugo | 5 | Monthly System Peak Day | SCE | 1-in-10 | 2021 | 2 |  |  |  | 73.9658 | 1
| Zone | South of Lugo | 5 | Monthly System Peak Day | SCE | 1-in-10 | 2021 | 3 |  |  |  | 71.9892 | 1
| Zone | South of Lugo | 5 | Monthly System Peak Day | SCE | 1-in-10 | 2021 | 4 |  |  |  | 70.9163 | 1
| Zone | South of Lugo | 5 | Monthly System Peak Day | SCE | 1-in-10 | 2021 | 5 |  |  |  | 70.1583 | 1
| Zone | South of Lugo | 5 | Monthly System Peak Day | SCE | 1-in-10 | 2021 | 6 |  |  |  | 68.9408 | 1
| Zone | South of Lugo | 5 | Monthly System Peak Day | SCE | 1-in-10 | 2021 | 7 |  |  |  | 68.7504 | 1
| Zone | South of Lugo | 5 | Monthly System Peak Day | SCE | 1-in-10 | 2021 | 8 |  |  |  | 69.4196 | 1
| Zone | South of Lugo | 5 | Monthly System Peak Day | SCE | 1-in-10 | 2021 | 9 |  |  |  | 74.04 | 1
| Zone | South of Lugo | 5 | Monthly System Peak Day | SCE | 1-in-10 | 2021 | 10 |  |  |  | 80.7083 | 1
| Zone | South of Lugo | 5 | Monthly System Peak Day | SCE | 1-in-10 | 2021 | 11 |  |  |  | 86.8583 | 1
| Zone | South of Lugo | 5 | Monthly System Peak Day | SCE | 1-in-10 | 2021 | 12 |  |  |  | 90.5875 | 1
| Zone | South of Lugo | 5 | Monthly System Peak Day | SCE | 1-in-10 | 2021 | 13 |  |  |  | 93.1542 | 1
| Zone | South of Lugo | 5 | Monthly System Peak Day | SCE | 1-in-10 | 2021 | 14 |  |  |  | 94.5167 | 1
| Zone | South of Lugo | 5 | Monthly System Peak Day | SCE | 1-in-10 | 2021 | 15 |  |  |  | 96.05 | 1
| Zone | South of Lugo | 5 | Monthly System Peak Day | SCE | 1-in-10 | 2021 | 16 |  |  |  | 96.5375 | 1
| Zone | South of Lugo | 5 | Monthly System Peak Day | SCE | 1-in-10 | 2021 | 17 |  |  |  | 96.4417 | 1
| Zone | South of Lugo | 5 | Monthly System Peak Day | SCE | 1-in-10 | 2021 | 18 |  |  |  | 95.3792 | 1
| Zone | South of Lugo | 5 | Monthly System Peak Day | SCE | 1-in-10 | 2021 | 19 |  |  |  | 94.4625 | 1
| Zone | South of Lugo | 5 | Monthly System Peak Day | SCE | 1-in-10 | 2021 | 20 |  |  |  | 91.6125 | 1
| Zone | South of Lugo | 5 | Monthly System Peak Day | SCE | 1-in-10 | 2021 | 21 |  |  |  | 87.3083 | 1
| Zone | South of Lugo | 5 | Monthly System Peak Day | SCE | 1-in-10 | 2021 | 22 |  |  |  | 83.1583 | 1
| Zone | South of Lugo | 5 | Monthly System Peak Day | SCE | 1-in-10 | 2021 | 23 |  |  |  | 80.6958 | 1
| Zone | South of Lugo | 5 | Monthly System Peak Day | SCE | 1-in-10 | 2021 | 24 |  |  |  | 78.2358 | 1
| Zone | South of Lugo | 6 | Average Weekday | SCE | 1-in-10 | 2021 | 1 |  |  |  | 68.1974 | 1
| Zone | South of Lugo | 6 | Average Weekday | SCE | 1-in-10 | 2021 | 2 |  |  |  | 67.4474 | 1
| Zone | South of Lugo | 6 | Average Weekday | SCE | 1-in-10 | 2021 | 3 |  |  |  | 66.798 | 1
| Zone | South of Lugo | 6 | Average Weekday | SCE | 1-in-10 | 2021 | 4 |  |  |  | 66.2248 | 1
| Zone | South of Lugo | 6 | Average Weekday | SCE | 1-in-10 | 2021 | 5 |  |  |  | 65.7795 | 1
| Zone | South of Lugo | 6 | Average Weekday | SCE | 1-in-10 | 2021 | 6 |  |  |  | 65.4266 | 1
| Zone | South of Lugo | 6 | Average Weekday | SCE | 1-in-10 | 2021 | 7 |  |  |  | 65.2137 | 1
| Zone | South of Lugo | 6 | Average Weekday | SCE | 1-in-10 | 2021 | 8 |  |  |  | 65.9904 | 1
| Zone | South of Lugo | 6 | Average Weekday | SCE | 1-in-10 | 2021 | 9 |  |  |  | 67.8836 | 1
| Zone | South of Lugo | 6 | Average Weekday | SCE | 1-in-10 | 2021 | 10 |  |  |  | 70.8703 | 1
| Zone | South of Lugo | 6 | Average Weekday | SCE | 1-in-10 | 2021 | 11 |  |  |  | 74.0727 | 1
| Zone | South of Lugo | 6 | Average Weekday | SCE | 1-in-10 | 2021 | 12 |  |  |  | 77.1926 | 1
| Zone | South of Lugo | 6 | Average Weekday | SCE | 1-in-10 | 2021 | 13 |  |  |  | 79.5914 | 1
| Zone | South of Lugo | 6 | Average Weekday | SCE | 1-in-10 | 2021 | 14 |  |  |  | 81.2857 | 1
| Zone | South of Lugo | 6 | Average Weekday | SCE | 1-in-10 | 2021 | 15 |  |  |  | 82.4491 | 1
| Zone | South of Lugo | 6 | Average Weekday | SCE | 1-in-10 | 2021 | 16 |  |  |  | 83.1785 | 1
| Zone | South of Lugo | 6 | Average Weekday | SCE | 1-in-10 | 2021 | 17 |  |  |  | 83.0988 | 1
| Zone | South of Lugo | 6 | Average Weekday | SCE | 1-in-10 | 2021 | 18 |  |  |  | 82.3115 | 1
| Zone | South of Lugo | 6 | Average Weekday | SCE | 1-in-10 | 2021 | 19 |  |  |  | 80.9067 | 1
| Zone | South of Lugo | 6 | Average Weekday | SCE | 1-in-10 | 2021 | 20 |  |  |  | 78.6574 | 1
| Zone | South of Lugo | 6 | Average Weekday | SCE | 1-in-10 | 2021 | 21 |  |  |  | 75.6723 | 1
| Zone | South of Lugo | 6 | Average Weekday | SCE | 1-in-10 | 2021 | 22 |  |  |  | 72.5495 | 1
| Zone | South of Lugo | 6 | Average Weekday | SCE | 1-in-10 | 2021 | 23 |  |  |  | 70.5754 | 1
| Zone | South of Lugo | 6 | Average Weekday | SCE | 1-in-10 | 2021 | 24 |  |  |  | 69.3238 | 1
| Zone | South of Lugo | 6 | Monthly System Peak Day | SCE | 1-in-10 | 2021 | 1 |  |  |  | 77.3104 | 1
| Zone | South of Lugo | 6 | Monthly System Peak Day | SCE | 1-in-10 | 2021 | 2 |  |  |  | 75.7337 | 1
| Zone | South of Lugo | 6 | Monthly System Peak Day | SCE | 1-in-10 | 2021 | 3 |  |  |  | 74.2558 | 1
| Zone | South of Lugo | 6 | Monthly System Peak Day | SCE | 1-in-10 | 2021 | 4 |  |  |  | 73.6021 | 1
| Zone | South of Lugo | 6 | Monthly System Peak Day | SCE | 1-in-10 | 2021 | 5 |  |  |  | 72.4508 | 1
| Zone | South of Lugo | 6 | Monthly System Peak Day | SCE | 1-in-10 | 2021 | 6 |  |  |  | 71.5633 | 1
| Zone | South of Lugo | 6 | Monthly System Peak Day | SCE | 1-in-10 | 2021 | 7 |  |  |  | 70.7763 | 1
| Zone | South of Lugo | 6 | Monthly System Peak Day | SCE | 1-in-10 | 2021 | 8 |  |  |  | 72.3667 | 1
| Zone | South of Lugo | 6 | Monthly System Peak Day | SCE | 1-in-10 | 2021 | 9 |  |  |  | 76.6954 | 1
| Zone | South of Lugo | 6 | Monthly System Peak Day | SCE | 1-in-10 | 2021 | 10 |  |  |  | 82.8858 | 1
| Zone | South of Lugo | 6 | Monthly System Peak Day | SCE | 1-in-10 | 2021 | 11 |  |  |  | 87.9975 | 1
| Zone | South of Lugo | 6 | Monthly System Peak Day | SCE | 1-in-10 | 2021 | 12 |  |  |  | 91.6012 | 1
| Zone | South of Lugo | 6 | Monthly System Peak Day | SCE | 1-in-10 | 2021 | 13 |  |  |  | 92.8838 | 1
| Zone | South of Lugo | 6 | Monthly System Peak Day | SCE | 1-in-10 | 2021 | 14 |  |  |  | 94.1846 | 1
| Zone | South of Lugo | 6 | Monthly System Peak Day | SCE | 1-in-10 | 2021 | 15 |  |  |  | 95.4146 | 1
| Zone | South of Lugo | 6 | Monthly System Peak Day | SCE | 1-in-10 | 2021 | 16 |  |  |  | 96.8875 | 1
| Zone | South of Lugo | 6 | Monthly System Peak Day | SCE | 1-in-10 | 2021 | 17 |  |  |  | 97.35 | 1
| Zone | South of Lugo | 6 | Monthly System Peak Day | SCE | 1-in-10 | 2021 | 18 |  |  |  | 96.4667 | 1
| Zone | South of Lugo | 6 | Monthly System Peak Day | SCE | 1-in-10 | 2021 | 19 |  |  |  | 94.025 | 1
| Zone | South of Lugo | 6 | Monthly System Peak Day | SCE | 1-in-10 | 2021 | 20 |  |  |  | 88.8067 | 1
| Zone | South of Lugo | 6 | Monthly System Peak Day | SCE | 1-in-10 | 2021 | 21 |  |  |  | 84.6787 | 1
| Zone | South of Lugo | 6 | Monthly System Peak Day | SCE | 1-in-10 | 2021 | 22 |  |  |  | 81.0933 | 1
| Zone | South of Lugo | 6 | Monthly System Peak Day | SCE | 1-in-10 | 2021 | 23 |  |  |  | 77.7233 | 1
| Zone | South of Lugo | 6 | Monthly System Peak Day | SCE | 1-in-10 | 2021 | 24 |  |  |  | 75.3388 | 1
| Zone | South of Lugo | 7 | Average Weekday | SCE | 1-in-10 | 2021 | 1 |  |  |  | 73.2748 | 1
| Zone | South of Lugo | 7 | Average Weekday | SCE | 1-in-10 | 2021 | 2 |  |  |  | 72.448 | 1
| Zone | South of Lugo | 7 | Average Weekday | SCE | 1-in-10 | 2021 | 3 |  |  |  | 71.6747 | 1
| Zone | South of Lugo | 7 | Average Weekday | SCE | 1-in-10 | 2021 | 4 |  |  |  | 71.1028 | 1
| Zone | South of Lugo | 7 | Average Weekday | SCE | 1-in-10 | 2021 | 5 |  |  |  | 70.6155 | 1
| Zone | South of Lugo | 7 | Average Weekday | SCE | 1-in-10 | 2021 | 6 |  |  |  | 70.2457 | 1
| Zone | South of Lugo | 7 | Average Weekday | SCE | 1-in-10 | 2021 | 7 |  |  |  | 70.057 | 1
| Zone | South of Lugo | 7 | Average Weekday | SCE | 1-in-10 | 2021 | 8 |  |  |  | 70.6914 | 1
| Zone | South of Lugo | 7 | Average Weekday | SCE | 1-in-10 | 2021 | 9 |  |  |  | 73.0913 | 1
| Zone | South of Lugo | 7 | Average Weekday | SCE | 1-in-10 | 2021 | 10 |  |  |  | 76.3755 | 1
| Zone | South of Lugo | 7 | Average Weekday | SCE | 1-in-10 | 2021 | 11 |  |  |  | 79.8781 | 1
| Zone | South of Lugo | 7 | Average Weekday | SCE | 1-in-10 | 2021 | 12 |  |  |  | 83.1077 | 1
| Zone | South of Lugo | 7 | Average Weekday | SCE | 1-in-10 | 2021 | 13 |  |  |  | 85.4249 | 1
| Zone | South of Lugo | 7 | Average Weekday | SCE | 1-in-10 | 2021 | 14 |  |  |  | 87.0578 | 1
| Zone | South of Lugo | 7 | Average Weekday | SCE | 1-in-10 | 2021 | 15 |  |  |  | 88.2055 | 1
| Zone | South of Lugo | 7 | Average Weekday | SCE | 1-in-10 | 2021 | 16 |  |  |  | 88.8228 | 1
| Zone | South of Lugo | 7 | Average Weekday | SCE | 1-in-10 | 2021 | 17 |  |  |  | 88.8724 | 1
| Zone | South of Lugo | 7 | Average Weekday | SCE | 1-in-10 | 2021 | 18 |  |  |  | 88.0513 | 1
| Zone | South of Lugo | 7 | Average Weekday | SCE | 1-in-10 | 2021 | 19 |  |  |  | 86.5336 | 1
| Zone | South of Lugo | 7 | Average Weekday | SCE | 1-in-10 | 2021 | 20 |  |  |  | 84.1525 | 1
| Zone | South of Lugo | 7 | Average Weekday | SCE | 1-in-10 | 2021 | 21 |  |  |  | 80.9126 | 1
| Zone | South of Lugo | 7 | Average Weekday | SCE | 1-in-10 | 2021 | 22 |  |  |  | 77.7621 | 1
| Zone | South of Lugo | 7 | Average Weekday | SCE | 1-in-10 | 2021 | 23 |  |  |  | 75.8771 | 1
| Zone | South of Lugo | 7 | Average Weekday | SCE | 1-in-10 | 2021 | 24 |  |  |  | 74.689 | 1
| Zone | South of Lugo | 7 | Monthly System Peak Day | SCE | 1-in-10 | 2021 | 1 |  |  |  | 77.6923 | 1
| Zone | South of Lugo | 7 | Monthly System Peak Day | SCE | 1-in-10 | 2021 | 2 |  |  |  | 75.7504 | 1
| Zone | South of Lugo | 7 | Monthly System Peak Day | SCE | 1-in-10 | 2021 | 3 |  |  |  | 74.2777 | 1
| Zone | South of Lugo | 7 | Monthly System Peak Day | SCE | 1-in-10 | 2021 | 4 |  |  |  | 73.6715 | 1
| Zone | South of Lugo | 7 | Monthly System Peak Day | SCE | 1-in-10 | 2021 | 5 |  |  |  | 73.0354 | 1
| Zone | South of Lugo | 7 | Monthly System Peak Day | SCE | 1-in-10 | 2021 | 6 |  |  |  | 72.7562 | 1
| Zone | South of Lugo | 7 | Monthly System Peak Day | SCE | 1-in-10 | 2021 | 7 |  |  |  | 72.8565 | 1
| Zone | South of Lugo | 7 | Monthly System Peak Day | SCE | 1-in-10 | 2021 | 8 |  |  |  | 73.73 | 1
| Zone | South of Lugo | 7 | Monthly System Peak Day | SCE | 1-in-10 | 2021 | 9 |  |  |  | 77.7808 | 1
| Zone | South of Lugo | 7 | Monthly System Peak Day | SCE | 1-in-10 | 2021 | 10 |  |  |  | 83.1231 | 1
| Zone | South of Lugo | 7 | Monthly System Peak Day | SCE | 1-in-10 | 2021 | 11 |  |  |  | 89.0077 | 1
| Zone | South of Lugo | 7 | Monthly System Peak Day | SCE | 1-in-10 | 2021 | 12 |  |  |  | 94.2423 | 1
| Zone | South of Lugo | 7 | Monthly System Peak Day | SCE | 1-in-10 | 2021 | 13 |  |  |  | 97.8 | 1
| Zone | South of Lugo | 7 | Monthly System Peak Day | SCE | 1-in-10 | 2021 | 14 |  |  |  | 100.9 | 1
| Zone | South of Lugo | 7 | Monthly System Peak Day | SCE | 1-in-10 | 2021 | 15 |  |  |  | 104.1192 | 1
| Zone | South of Lugo | 7 | Monthly System Peak Day | SCE | 1-in-10 | 2021 | 16 |  |  |  | 105.9077 | 1
| Zone | South of Lugo | 7 | Monthly System Peak Day | SCE | 1-in-10 | 2021 | 17 |  |  |  | 106.2423 | 1
| Zone | South of Lugo | 7 | Monthly System Peak Day | SCE | 1-in-10 | 2021 | 18 |  |  |  | 105.65 | 1
| Zone | South of Lugo | 7 | Monthly System Peak Day | SCE | 1-in-10 | 2021 | 19 |  |  |  | 103.9692 | 1
| Zone | South of Lugo | 7 | Monthly System Peak Day | SCE | 1-in-10 | 2021 | 20 |  |  |  | 101.2 | 1
| Zone | South of Lugo | 7 | Monthly System Peak Day | SCE | 1-in-10 | 2021 | 21 |  |  |  | 98.1538 | 1
| Zone | South of Lugo | 7 | Monthly System Peak Day | SCE | 1-in-10 | 2021 | 22 |  |  |  | 93.2038 | 1
| Zone | South of Lugo | 7 | Monthly System Peak Day | SCE | 1-in-10 | 2021 | 23 |  |  |  | 88.0885 | 1
| Zone | South of Lugo | 7 | Monthly System Peak Day | SCE | 1-in-10 | 2021 | 24 |  |  |  | 85.6577 | 1
| Zone | South of Lugo | 8 | Average Weekday | SCE | 1-in-10 | 2021 | 1 |  |  |  | 73.7248 | 1
| Zone | South of Lugo | 8 | Average Weekday | SCE | 1-in-10 | 2021 | 2 |  |  |  | 72.8229 | 1
| Zone | South of Lugo | 8 | Average Weekday | SCE | 1-in-10 | 2021 | 3 |  |  |  | 72.0753 | 1
| Zone | South of Lugo | 8 | Average Weekday | SCE | 1-in-10 | 2021 | 4 |  |  |  | 71.4533 | 1
| Zone | South of Lugo | 8 | Average Weekday | SCE | 1-in-10 | 2021 | 5 |  |  |  | 70.9248 | 1
| Zone | South of Lugo | 8 | Average Weekday | SCE | 1-in-10 | 2021 | 6 |  |  |  | 70.4786 | 1
| Zone | South of Lugo | 8 | Average Weekday | SCE | 1-in-10 | 2021 | 7 |  |  |  | 70.2013 | 1
| Zone | South of Lugo | 8 | Average Weekday | SCE | 1-in-10 | 2021 | 8 |  |  |  | 70.2891 | 1
| Zone | South of Lugo | 8 | Average Weekday | SCE | 1-in-10 | 2021 | 9 |  |  |  | 72.2673 | 1
| Zone | South of Lugo | 8 | Average Weekday | SCE | 1-in-10 | 2021 | 10 |  |  |  | 75.3581 | 1
| Zone | South of Lugo | 8 | Average Weekday | SCE | 1-in-10 | 2021 | 11 |  |  |  | 78.8164 | 1
| Zone | South of Lugo | 8 | Average Weekday | SCE | 1-in-10 | 2021 | 12 |  |  |  | 82.3242 | 1
| Zone | South of Lugo | 8 | Average Weekday | SCE | 1-in-10 | 2021 | 13 |  |  |  | 84.8821 | 1
| Zone | South of Lugo | 8 | Average Weekday | SCE | 1-in-10 | 2021 | 14 |  |  |  | 86.7905 | 1
| Zone | South of Lugo | 8 | Average Weekday | SCE | 1-in-10 | 2021 | 15 |  |  |  | 88.0885 | 1
| Zone | South of Lugo | 8 | Average Weekday | SCE | 1-in-10 | 2021 | 16 |  |  |  | 88.4443 | 1
| Zone | South of Lugo | 8 | Average Weekday | SCE | 1-in-10 | 2021 | 17 |  |  |  | 88.2695 | 1
| Zone | South of Lugo | 8 | Average Weekday | SCE | 1-in-10 | 2021 | 18 |  |  |  | 87.4322 | 1
| Zone | South of Lugo | 8 | Average Weekday | SCE | 1-in-10 | 2021 | 19 |  |  |  | 85.7853 | 1
| Zone | South of Lugo | 8 | Average Weekday | SCE | 1-in-10 | 2021 | 20 |  |  |  | 83.1838 | 1
| Zone | South of Lugo | 8 | Average Weekday | SCE | 1-in-10 | 2021 | 21 |  |  |  | 79.75 | 1
| Zone | South of Lugo | 8 | Average Weekday | SCE | 1-in-10 | 2021 | 22 |  |  |  | 77.0841 | 1
| Zone | South of Lugo | 8 | Average Weekday | SCE | 1-in-10 | 2021 | 23 |  |  |  | 75.6476 | 1
| Zone | South of Lugo | 8 | Average Weekday | SCE | 1-in-10 | 2021 | 24 |  |  |  | 74.6572 | 1
| Zone | South of Lugo | 8 | Monthly System Peak Day | SCE | 1-in-10 | 2021 | 1 |  |  |  | 79.7023 | 1
| Zone | South of Lugo | 8 | Monthly System Peak Day | SCE | 1-in-10 | 2021 | 2 |  |  |  | 78.6038 | 1
| Zone | South of Lugo | 8 | Monthly System Peak Day | SCE | 1-in-10 | 2021 | 3 |  |  |  | 77.6408 | 1
| Zone | South of Lugo | 8 | Monthly System Peak Day | SCE | 1-in-10 | 2021 | 4 |  |  |  | 76.7208 | 1
| Zone | South of Lugo | 8 | Monthly System Peak Day | SCE | 1-in-10 | 2021 | 5 |  |  |  | 75.6773 | 1
| Zone | South of Lugo | 8 | Monthly System Peak Day | SCE | 1-in-10 | 2021 | 6 |  |  |  | 74.87 | 1
| Zone | South of Lugo | 8 | Monthly System Peak Day | SCE | 1-in-10 | 2021 | 7 |  |  |  | 74.2158 | 1
| Zone | South of Lugo | 8 | Monthly System Peak Day | SCE | 1-in-10 | 2021 | 8 |  |  |  | 74.5485 | 1
| Zone | South of Lugo | 8 | Monthly System Peak Day | SCE | 1-in-10 | 2021 | 9 |  |  |  | 77.4577 | 1
| Zone | South of Lugo | 8 | Monthly System Peak Day | SCE | 1-in-10 | 2021 | 10 |  |  |  | 82.35 | 1
| Zone | South of Lugo | 8 | Monthly System Peak Day | SCE | 1-in-10 | 2021 | 11 |  |  |  | 88.3962 | 1
| Zone | South of Lugo | 8 | Monthly System Peak Day | SCE | 1-in-10 | 2021 | 12 |  |  |  | 92.0308 | 1
| Zone | South of Lugo | 8 | Monthly System Peak Day | SCE | 1-in-10 | 2021 | 13 |  |  |  | 93.3885 | 1
| Zone | South of Lugo | 8 | Monthly System Peak Day | SCE | 1-in-10 | 2021 | 14 |  |  |  | 94.4846 | 1
| Zone | South of Lugo | 8 | Monthly System Peak Day | SCE | 1-in-10 | 2021 | 15 |  |  |  | 95.9308 | 1
| Zone | South of Lugo | 8 | Monthly System Peak Day | SCE | 1-in-10 | 2021 | 16 |  |  |  | 97.4654 | 1
| Zone | South of Lugo | 8 | Monthly System Peak Day | SCE | 1-in-10 | 2021 | 17 |  |  |  | 97.7308 | 1
| Zone | South of Lugo | 8 | Monthly System Peak Day | SCE | 1-in-10 | 2021 | 18 |  |  |  | 96.85 | 1
| Zone | South of Lugo | 8 | Monthly System Peak Day | SCE | 1-in-10 | 2021 | 19 |  |  |  | 95.1846 | 1
| Zone | South of Lugo | 8 | Monthly System Peak Day | SCE | 1-in-10 | 2021 | 20 |  |  |  | 92.1538 | 1
| Zone | South of Lugo | 8 | Monthly System Peak Day | SCE | 1-in-10 | 2021 | 21 |  |  |  | 88.5731 | 1
| Zone | South of Lugo | 8 | Monthly System Peak Day | SCE | 1-in-10 | 2021 | 22 |  |  |  | 85.1115 | 1
| Zone | South of Lugo | 8 | Monthly System Peak Day | SCE | 1-in-10 | 2021 | 23 |  |  |  | 82.8692 | 1
| Zone | South of Lugo | 8 | Monthly System Peak Day | SCE | 1-in-10 | 2021 | 24 |  |  |  | 81.6923 | 1
| Zone | South of Lugo | 8 | Typical Event Day | SCE | 1-in-10 | 2021 | 1 |  |  |  | 78.3372 | 1
| Zone | South of Lugo | 8 | Typical Event Day | SCE | 1-in-10 | 2021 | 2 |  |  |  | 76.9656 | 1
| Zone | South of Lugo | 8 | Typical Event Day | SCE | 1-in-10 | 2021 | 3 |  |  |  | 75.7092 | 1
| Zone | South of Lugo | 8 | Typical Event Day | SCE | 1-in-10 | 2021 | 4 |  |  |  | 75.1885 | 1
| Zone | South of Lugo | 8 | Typical Event Day | SCE | 1-in-10 | 2021 | 5 |  |  |  | 74.369 | 1
| Zone | South of Lugo | 8 | Typical Event Day | SCE | 1-in-10 | 2021 | 6 |  |  |  | 73.8999 | 1
| Zone | South of Lugo | 8 | Typical Event Day | SCE | 1-in-10 | 2021 | 7 |  |  |  | 73.5392 | 1
| Zone | South of Lugo | 8 | Typical Event Day | SCE | 1-in-10 | 2021 | 8 |  |  |  | 74.2582 | 1
| Zone | South of Lugo | 8 | Typical Event Day | SCE | 1-in-10 | 2021 | 9 |  |  |  | 77.5992 | 1
| Zone | South of Lugo | 8 | Typical Event Day | SCE | 1-in-10 | 2021 | 10 |  |  |  | 82.6605 | 1
| Zone | South of Lugo | 8 | Typical Event Day | SCE | 1-in-10 | 2021 | 11 |  |  |  | 88.2412 | 1
| Zone | South of Lugo | 8 | Typical Event Day | SCE | 1-in-10 | 2021 | 12 |  |  |  | 92.3743 | 1
| Zone | South of Lugo | 8 | Typical Event Day | SCE | 1-in-10 | 2021 | 13 |  |  |  | 94.8318 | 1
| Zone | South of Lugo | 8 | Typical Event Day | SCE | 1-in-10 | 2021 | 14 |  |  |  | 96.8484 | 1
| Zone | South of Lugo | 8 | Typical Event Day | SCE | 1-in-10 | 2021 | 15 |  |  |  | 98.6966 | 1
| Zone | South of Lugo | 8 | Typical Event Day | SCE | 1-in-10 | 2021 | 16 |  |  |  | 99.9769 | 1
| Zone | South of Lugo | 8 | Typical Event Day | SCE | 1-in-10 | 2021 | 17 |  |  |  | 100.3817 | 1
| Zone | South of Lugo | 8 | Typical Event Day | SCE | 1-in-10 | 2021 | 18 |  |  |  | 99.4721 | 1
| Zone | South of Lugo | 8 | Typical Event Day | SCE | 1-in-10 | 2021 | 19 |  |  |  | 97.474 | 1
| Zone | South of Lugo | 8 | Typical Event Day | SCE | 1-in-10 | 2021 | 20 |  |  |  | 93.8717 | 1
| Zone | South of Lugo | 8 | Typical Event Day | SCE | 1-in-10 | 2021 | 21 |  |  |  | 90.2264 | 1
| Zone | South of Lugo | 8 | Typical Event Day | SCE | 1-in-10 | 2021 | 22 |  |  |  | 86.9024 | 1
| Zone | South of Lugo | 8 | Typical Event Day | SCE | 1-in-10 | 2021 | 23 |  |  |  | 84.0013 | 1
| Zone | South of Lugo | 8 | Typical Event Day | SCE | 1-in-10 | 2021 | 24 |  |  |  | 82.0521 | 1
| Zone | South of Lugo | 9 | Average Weekday | SCE | 1-in-10 | 2021 | 1 |  |  |  | 73.2512 | 1
| Zone | South of Lugo | 9 | Average Weekday | SCE | 1-in-10 | 2021 | 2 |  |  |  | 72.3685 | 1
| Zone | South of Lugo | 9 | Average Weekday | SCE | 1-in-10 | 2021 | 3 |  |  |  | 71.6295 | 1
| Zone | South of Lugo | 9 | Average Weekday | SCE | 1-in-10 | 2021 | 4 |  |  |  | 70.9846 | 1
| Zone | South of Lugo | 9 | Average Weekday | SCE | 1-in-10 | 2021 | 5 |  |  |  | 70.4271 | 1
| Zone | South of Lugo | 9 | Average Weekday | SCE | 1-in-10 | 2021 | 6 |  |  |  | 69.9244 | 1
| Zone | South of Lugo | 9 | Average Weekday | SCE | 1-in-10 | 2021 | 7 |  |  |  | 69.5541 | 1
| Zone | South of Lugo | 9 | Average Weekday | SCE | 1-in-10 | 2021 | 8 |  |  |  | 69.361 | 1
| Zone | South of Lugo | 9 | Average Weekday | SCE | 1-in-10 | 2021 | 9 |  |  |  | 70.7113 | 1
| Zone | South of Lugo | 9 | Average Weekday | SCE | 1-in-10 | 2021 | 10 |  |  |  | 73.6147 | 1
| Zone | South of Lugo | 9 | Average Weekday | SCE | 1-in-10 | 2021 | 11 |  |  |  | 77.1101 | 1
| Zone | South of Lugo | 9 | Average Weekday | SCE | 1-in-10 | 2021 | 12 |  |  |  | 80.43 | 1
| Zone | South of Lugo | 9 | Average Weekday | SCE | 1-in-10 | 2021 | 13 |  |  |  | 83.0984 | 1
| Zone | South of Lugo | 9 | Average Weekday | SCE | 1-in-10 | 2021 | 14 |  |  |  | 84.9046 | 1
| Zone | South of Lugo | 9 | Average Weekday | SCE | 1-in-10 | 2021 | 15 |  |  |  | 86.2075 | 1
| Zone | South of Lugo | 9 | Average Weekday | SCE | 1-in-10 | 2021 | 16 |  |  |  | 86.7527 | 1
| Zone | South of Lugo | 9 | Average Weekday | SCE | 1-in-10 | 2021 | 17 |  |  |  | 86.7156 | 1
| Zone | South of Lugo | 9 | Average Weekday | SCE | 1-in-10 | 2021 | 18 |  |  |  | 85.846 | 1
| Zone | South of Lugo | 9 | Average Weekday | SCE | 1-in-10 | 2021 | 19 |  |  |  | 84.0648 | 1
| Zone | South of Lugo | 9 | Average Weekday | SCE | 1-in-10 | 2021 | 20 |  |  |  | 81.1436 | 1
| Zone | South of Lugo | 9 | Average Weekday | SCE | 1-in-10 | 2021 | 21 |  |  |  | 78.0516 | 1
| Zone | South of Lugo | 9 | Average Weekday | SCE | 1-in-10 | 2021 | 22 |  |  |  | 76.2339 | 1
| Zone | South of Lugo | 9 | Average Weekday | SCE | 1-in-10 | 2021 | 23 |  |  |  | 74.88 | 1
| Zone | South of Lugo | 9 | Average Weekday | SCE | 1-in-10 | 2021 | 24 |  |  |  | 73.7799 | 1
| Zone | South of Lugo | 9 | Monthly System Peak Day | SCE | 1-in-10 | 2021 | 1 |  |  |  | 79.1115 | 1
| Zone | South of Lugo | 9 | Monthly System Peak Day | SCE | 1-in-10 | 2021 | 2 |  |  |  | 78.2385 | 1
| Zone | South of Lugo | 9 | Monthly System Peak Day | SCE | 1-in-10 | 2021 | 3 |  |  |  | 77.1231 | 1
| Zone | South of Lugo | 9 | Monthly System Peak Day | SCE | 1-in-10 | 2021 | 4 |  |  |  | 77.1731 | 1
| Zone | South of Lugo | 9 | Monthly System Peak Day | SCE | 1-in-10 | 2021 | 5 |  |  |  | 76.7038 | 1
| Zone | South of Lugo | 9 | Monthly System Peak Day | SCE | 1-in-10 | 2021 | 6 |  |  |  | 76.7885 | 1
| Zone | South of Lugo | 9 | Monthly System Peak Day | SCE | 1-in-10 | 2021 | 7 |  |  |  | 76.7077 | 1
| Zone | South of Lugo | 9 | Monthly System Peak Day | SCE | 1-in-10 | 2021 | 8 |  |  |  | 76.9 | 1
| Zone | South of Lugo | 9 | Monthly System Peak Day | SCE | 1-in-10 | 2021 | 9 |  |  |  | 79.1115 | 1
| Zone | South of Lugo | 9 | Monthly System Peak Day | SCE | 1-in-10 | 2021 | 10 |  |  |  | 83.05 | 1
| Zone | South of Lugo | 9 | Monthly System Peak Day | SCE | 1-in-10 | 2021 | 11 |  |  |  | 88.3115 | 1
| Zone | South of Lugo | 9 | Monthly System Peak Day | SCE | 1-in-10 | 2021 | 12 |  |  |  | 92.3423 | 1
| Zone | South of Lugo | 9 | Monthly System Peak Day | SCE | 1-in-10 | 2021 | 13 |  |  |  | 96.1461 | 1
| Zone | South of Lugo | 9 | Monthly System Peak Day | SCE | 1-in-10 | 2021 | 14 |  |  |  | 98.7692 | 1
| Zone | South of Lugo | 9 | Monthly System Peak Day | SCE | 1-in-10 | 2021 | 15 |  |  |  | 100.2462 | 1
| Zone | South of Lugo | 9 | Monthly System Peak Day | SCE | 1-in-10 | 2021 | 16 |  |  |  | 100.45 | 1
| Zone | South of Lugo | 9 | Monthly System Peak Day | SCE | 1-in-10 | 2021 | 17 |  |  |  | 100.8692 | 1
| Zone | South of Lugo | 9 | Monthly System Peak Day | SCE | 1-in-10 | 2021 | 18 |  |  |  | 99.5692 | 1
| Zone | South of Lugo | 9 | Monthly System Peak Day | SCE | 1-in-10 | 2021 | 19 |  |  |  | 97.3731 | 1
| Zone | South of Lugo | 9 | Monthly System Peak Day | SCE | 1-in-10 | 2021 | 20 |  |  |  | 94.2192 | 1
| Zone | South of Lugo | 9 | Monthly System Peak Day | SCE | 1-in-10 | 2021 | 21 |  |  |  | 90.4231 | 1
| Zone | South of Lugo | 9 | Monthly System Peak Day | SCE | 1-in-10 | 2021 | 22 |  |  |  | 89.0269 | 1
| Zone | South of Lugo | 9 | Monthly System Peak Day | SCE | 1-in-10 | 2021 | 23 |  |  |  | 88.0077 | 1
| Zone | South of Lugo | 9 | Monthly System Peak Day | SCE | 1-in-10 | 2021 | 24 |  |  |  | 86.1 | 1
| Zone | South of Lugo | 10 | Average Weekday | SCE | 1-in-10 | 2021 | 1 |  |  |  | 69.762 | 1
| Zone | South of Lugo | 10 | Average Weekday | SCE | 1-in-10 | 2021 | 2 |  |  |  | 68.8745 | 1
| Zone | South of Lugo | 10 | Average Weekday | SCE | 1-in-10 | 2021 | 3 |  |  |  | 68.1604 | 1
| Zone | South of Lugo | 10 | Average Weekday | SCE | 1-in-10 | 2021 | 4 |  |  |  | 67.4921 | 1
| Zone | South of Lugo | 10 | Average Weekday | SCE | 1-in-10 | 2021 | 5 |  |  |  | 66.8849 | 1
| Zone | South of Lugo | 10 | Average Weekday | SCE | 1-in-10 | 2021 | 6 |  |  |  | 66.4737 | 1
| Zone | South of Lugo | 10 | Average Weekday | SCE | 1-in-10 | 2021 | 7 |  |  |  | 66.0452 | 1
| Zone | South of Lugo | 10 | Average Weekday | SCE | 1-in-10 | 2021 | 8 |  |  |  | 65.7944 | 1
| Zone | South of Lugo | 10 | Average Weekday | SCE | 1-in-10 | 2021 | 9 |  |  |  | 66.4184 | 1
| Zone | South of Lugo | 10 | Average Weekday | SCE | 1-in-10 | 2021 | 10 |  |  |  | 69.4546 | 1
| Zone | South of Lugo | 10 | Average Weekday | SCE | 1-in-10 | 2021 | 11 |  |  |  | 73.0169 | 1
| Zone | South of Lugo | 10 | Average Weekday | SCE | 1-in-10 | 2021 | 12 |  |  |  | 76.5501 | 1
| Zone | South of Lugo | 10 | Average Weekday | SCE | 1-in-10 | 2021 | 13 |  |  |  | 79.3305 | 1
| Zone | South of Lugo | 10 | Average Weekday | SCE | 1-in-10 | 2021 | 14 |  |  |  | 81.3196 | 1
| Zone | South of Lugo | 10 | Average Weekday | SCE | 1-in-10 | 2021 | 15 |  |  |  | 82.45 | 1
| Zone | South of Lugo | 10 | Average Weekday | SCE | 1-in-10 | 2021 | 16 |  |  |  | 82.92 | 1
| Zone | South of Lugo | 10 | Average Weekday | SCE | 1-in-10 | 2021 | 17 |  |  |  | 82.7609 | 1
| Zone | South of Lugo | 10 | Average Weekday | SCE | 1-in-10 | 2021 | 18 |  |  |  | 82.0538 | 1
| Zone | South of Lugo | 10 | Average Weekday | SCE | 1-in-10 | 2021 | 19 |  |  |  | 80.0614 | 1
| Zone | South of Lugo | 10 | Average Weekday | SCE | 1-in-10 | 2021 | 20 |  |  |  | 76.8669 | 1
| Zone | South of Lugo | 10 | Average Weekday | SCE | 1-in-10 | 2021 | 21 |  |  |  | 74.5837 | 1
| Zone | South of Lugo | 10 | Average Weekday | SCE | 1-in-10 | 2021 | 22 |  |  |  | 73.102 | 1
| Zone | South of Lugo | 10 | Average Weekday | SCE | 1-in-10 | 2021 | 23 |  |  |  | 71.9026 | 1
| Zone | South of Lugo | 10 | Average Weekday | SCE | 1-in-10 | 2021 | 24 |  |  |  | 70.842 | 1
| Zone | South of Lugo | 10 | Monthly System Peak Day | SCE | 1-in-10 | 2021 | 1 |  |  |  | 81.9167 | 1
| Zone | South of Lugo | 10 | Monthly System Peak Day | SCE | 1-in-10 | 2021 | 2 |  |  |  | 81.9833 | 1
| Zone | South of Lugo | 10 | Monthly System Peak Day | SCE | 1-in-10 | 2021 | 3 |  |  |  | 81.1 | 1
| Zone | South of Lugo | 10 | Monthly System Peak Day | SCE | 1-in-10 | 2021 | 4 |  |  |  | 81.6267 | 1
| Zone | South of Lugo | 10 | Monthly System Peak Day | SCE | 1-in-10 | 2021 | 5 |  |  |  | 81.8983 | 1
| Zone | South of Lugo | 10 | Monthly System Peak Day | SCE | 1-in-10 | 2021 | 6 |  |  |  | 82.3554 | 1
| Zone | South of Lugo | 10 | Monthly System Peak Day | SCE | 1-in-10 | 2021 | 7 |  |  |  | 81.9092 | 1
| Zone | South of Lugo | 10 | Monthly System Peak Day | SCE | 1-in-10 | 2021 | 8 |  |  |  | 81.69 | 1
| Zone | South of Lugo | 10 | Monthly System Peak Day | SCE | 1-in-10 | 2021 | 9 |  |  |  | 82.0533 | 1
| Zone | South of Lugo | 10 | Monthly System Peak Day | SCE | 1-in-10 | 2021 | 10 |  |  |  | 84.6842 | 1
| Zone | South of Lugo | 10 | Monthly System Peak Day | SCE | 1-in-10 | 2021 | 11 |  |  |  | 87.9 | 1
| Zone | South of Lugo | 10 | Monthly System Peak Day | SCE | 1-in-10 | 2021 | 12 |  |  |  | 92.2042 | 1
| Zone | South of Lugo | 10 | Monthly System Peak Day | SCE | 1-in-10 | 2021 | 13 |  |  |  | 96.4208 | 1
| Zone | South of Lugo | 10 | Monthly System Peak Day | SCE | 1-in-10 | 2021 | 14 |  |  |  | 98.4792 | 1
| Zone | South of Lugo | 10 | Monthly System Peak Day | SCE | 1-in-10 | 2021 | 15 |  |  |  | 99.8958 | 1
| Zone | South of Lugo | 10 | Monthly System Peak Day | SCE | 1-in-10 | 2021 | 16 |  |  |  | 100.525 | 1
| Zone | South of Lugo | 10 | Monthly System Peak Day | SCE | 1-in-10 | 2021 | 17 |  |  |  | 100.1125 | 1
| Zone | South of Lugo | 10 | Monthly System Peak Day | SCE | 1-in-10 | 2021 | 18 |  |  |  | 99.7958 | 1
| Zone | South of Lugo | 10 | Monthly System Peak Day | SCE | 1-in-10 | 2021 | 19 |  |  |  | 98.1667 | 1
| Zone | South of Lugo | 10 | Monthly System Peak Day | SCE | 1-in-10 | 2021 | 20 |  |  |  | 94.3583 | 1
| Zone | South of Lugo | 10 | Monthly System Peak Day | SCE | 1-in-10 | 2021 | 21 |  |  |  | 90.3875 | 1
| Zone | South of Lugo | 10 | Monthly System Peak Day | SCE | 1-in-10 | 2021 | 22 |  |  |  | 88.3042 | 1
| Zone | South of Lugo | 10 | Monthly System Peak Day | SCE | 1-in-10 | 2021 | 23 |  |  |  | 86.525 | 1
| Zone | South of Lugo | 10 | Monthly System Peak Day | SCE | 1-in-10 | 2021 | 24 |  |  |  | 85.6625 | 1
| Zone | South of Lugo | 11 | Average Weekday | SCE | 1-in-10 | 2021 | 1 |  |  |  | 58.4899 | 1
| Zone | South of Lugo | 11 | Average Weekday | SCE | 1-in-10 | 2021 | 2 |  |  |  | 57.4303 | 1
| Zone | South of Lugo | 11 | Average Weekday | SCE | 1-in-10 | 2021 | 3 |  |  |  | 56.5965 | 1
| Zone | South of Lugo | 11 | Average Weekday | SCE | 1-in-10 | 2021 | 4 |  |  |  | 55.7784 | 1
| Zone | South of Lugo | 11 | Average Weekday | SCE | 1-in-10 | 2021 | 5 |  |  |  | 55.1225 | 1
| Zone | South of Lugo | 11 | Average Weekday | SCE | 1-in-10 | 2021 | 6 |  |  |  | 54.5133 | 1
| Zone | South of Lugo | 11 | Average Weekday | SCE | 1-in-10 | 2021 | 7 |  |  |  | 54.2276 | 1
| Zone | South of Lugo | 11 | Average Weekday | SCE | 1-in-10 | 2021 | 8 |  |  |  | 54.2096 | 1
| Zone | South of Lugo | 11 | Average Weekday | SCE | 1-in-10 | 2021 | 9 |  |  |  | 56.0514 | 1
| Zone | South of Lugo | 11 | Average Weekday | SCE | 1-in-10 | 2021 | 10 |  |  |  | 60.0331 | 1
| Zone | South of Lugo | 11 | Average Weekday | SCE | 1-in-10 | 2021 | 11 |  |  |  | 64.3807 | 1
| Zone | South of Lugo | 11 | Average Weekday | SCE | 1-in-10 | 2021 | 12 |  |  |  | 67.9142 | 1
| Zone | South of Lugo | 11 | Average Weekday | SCE | 1-in-10 | 2021 | 13 |  |  |  | 70.4422 | 1
| Zone | South of Lugo | 11 | Average Weekday | SCE | 1-in-10 | 2021 | 14 |  |  |  | 72.0209 | 1
| Zone | South of Lugo | 11 | Average Weekday | SCE | 1-in-10 | 2021 | 15 |  |  |  | 72.7246 | 1
| Zone | South of Lugo | 11 | Average Weekday | SCE | 1-in-10 | 2021 | 16 |  |  |  | 72.8761 | 1
| Zone | South of Lugo | 11 | Average Weekday | SCE | 1-in-10 | 2021 | 17 |  |  |  | 72.1405 | 1
| Zone | South of Lugo | 11 | Average Weekday | SCE | 1-in-10 | 2021 | 18 |  |  |  | 70.1961 | 1
| Zone | South of Lugo | 11 | Average Weekday | SCE | 1-in-10 | 2021 | 19 |  |  |  | 67.6438 | 1
| Zone | South of Lugo | 11 | Average Weekday | SCE | 1-in-10 | 2021 | 20 |  |  |  | 65.549 | 1
| Zone | South of Lugo | 11 | Average Weekday | SCE | 1-in-10 | 2021 | 21 |  |  |  | 63.8706 | 1
| Zone | South of Lugo | 11 | Average Weekday | SCE | 1-in-10 | 2021 | 22 |  |  |  | 62.2114 | 1
| Zone | South of Lugo | 11 | Average Weekday | SCE | 1-in-10 | 2021 | 23 |  |  |  | 60.8032 | 1
| Zone | South of Lugo | 11 | Average Weekday | SCE | 1-in-10 | 2021 | 24 |  |  |  | 59.5623 | 1
| Zone | South of Lugo | 11 | Monthly System Peak Day | SCE | 1-in-10 | 2021 | 1 |  |  |  | 72.1583 | 1
| Zone | South of Lugo | 11 | Monthly System Peak Day | SCE | 1-in-10 | 2021 | 2 |  |  |  | 70.2483 | 1
| Zone | South of Lugo | 11 | Monthly System Peak Day | SCE | 1-in-10 | 2021 | 3 |  |  |  | 69.6879 | 1
| Zone | South of Lugo | 11 | Monthly System Peak Day | SCE | 1-in-10 | 2021 | 4 |  |  |  | 68.1242 | 1
| Zone | South of Lugo | 11 | Monthly System Peak Day | SCE | 1-in-10 | 2021 | 5 |  |  |  | 67.2212 | 1
| Zone | South of Lugo | 11 | Monthly System Peak Day | SCE | 1-in-10 | 2021 | 6 |  |  |  | 66.5896 | 1
| Zone | South of Lugo | 11 | Monthly System Peak Day | SCE | 1-in-10 | 2021 | 7 |  |  |  | 66.7892 | 1
| Zone | South of Lugo | 11 | Monthly System Peak Day | SCE | 1-in-10 | 2021 | 8 |  |  |  | 67.9879 | 1
| Zone | South of Lugo | 11 | Monthly System Peak Day | SCE | 1-in-10 | 2021 | 9 |  |  |  | 69.6179 | 1
| Zone | South of Lugo | 11 | Monthly System Peak Day | SCE | 1-in-10 | 2021 | 10 |  |  |  | 73.6738 | 1
| Zone | South of Lugo | 11 | Monthly System Peak Day | SCE | 1-in-10 | 2021 | 11 |  |  |  | 80.8958 | 1
| Zone | South of Lugo | 11 | Monthly System Peak Day | SCE | 1-in-10 | 2021 | 12 |  |  |  | 87.0333 | 1
| Zone | South of Lugo | 11 | Monthly System Peak Day | SCE | 1-in-10 | 2021 | 13 |  |  |  | 90.2167 | 1
| Zone | South of Lugo | 11 | Monthly System Peak Day | SCE | 1-in-10 | 2021 | 14 |  |  |  | 91.8417 | 1
| Zone | South of Lugo | 11 | Monthly System Peak Day | SCE | 1-in-10 | 2021 | 15 |  |  |  | 92.325 | 1
| Zone | South of Lugo | 11 | Monthly System Peak Day | SCE | 1-in-10 | 2021 | 16 |  |  |  | 92.3417 | 1
| Zone | South of Lugo | 11 | Monthly System Peak Day | SCE | 1-in-10 | 2021 | 17 |  |  |  | 91.4417 | 1
| Zone | South of Lugo | 11 | Monthly System Peak Day | SCE | 1-in-10 | 2021 | 18 |  |  |  | 89.6292 | 1
| Zone | South of Lugo | 11 | Monthly System Peak Day | SCE | 1-in-10 | 2021 | 19 |  |  |  | 86.7167 | 1
| Zone | South of Lugo | 11 | Monthly System Peak Day | SCE | 1-in-10 | 2021 | 20 |  |  |  | 83.3458 | 1
| Zone | South of Lugo | 11 | Monthly System Peak Day | SCE | 1-in-10 | 2021 | 21 |  |  |  | 80.0625 | 1
| Zone | South of Lugo | 11 | Monthly System Peak Day | SCE | 1-in-10 | 2021 | 22 |  |  |  | 77.0746 | 1
| Zone | South of Lugo | 11 | Monthly System Peak Day | SCE | 1-in-10 | 2021 | 23 |  |  |  | 74.9146 | 1
| Zone | South of Lugo | 11 | Monthly System Peak Day | SCE | 1-in-10 | 2021 | 24 |  |  |  | 72.6104 | 1
| Zone | South of Lugo | 12 | Average Weekday | SCE | 1-in-10 | 2021 | 1 |  |  |  | 50.9441 | 1
| Zone | South of Lugo | 12 | Average Weekday | SCE | 1-in-10 | 2021 | 2 |  |  |  | 50.1429 | 1
| Zone | South of Lugo | 12 | Average Weekday | SCE | 1-in-10 | 2021 | 3 |  |  |  | 49.4806 | 1
| Zone | South of Lugo | 12 | Average Weekday | SCE | 1-in-10 | 2021 | 4 |  |  |  | 48.7859 | 1
| Zone | South of Lugo | 12 | Average Weekday | SCE | 1-in-10 | 2021 | 5 |  |  |  | 48.3115 | 1
| Zone | South of Lugo | 12 | Average Weekday | SCE | 1-in-10 | 2021 | 6 |  |  |  | 47.815 | 1
| Zone | South of Lugo | 12 | Average Weekday | SCE | 1-in-10 | 2021 | 7 |  |  |  | 47.6079 | 1
| Zone | South of Lugo | 12 | Average Weekday | SCE | 1-in-10 | 2021 | 8 |  |  |  | 47.8648 | 1
| Zone | South of Lugo | 12 | Average Weekday | SCE | 1-in-10 | 2021 | 9 |  |  |  | 48.9944 | 1
| Zone | South of Lugo | 12 | Average Weekday | SCE | 1-in-10 | 2021 | 10 |  |  |  | 52.3055 | 1
| Zone | South of Lugo | 12 | Average Weekday | SCE | 1-in-10 | 2021 | 11 |  |  |  | 55.9608 | 1
| Zone | South of Lugo | 12 | Average Weekday | SCE | 1-in-10 | 2021 | 12 |  |  |  | 59.0249 | 1
| Zone | South of Lugo | 12 | Average Weekday | SCE | 1-in-10 | 2021 | 13 |  |  |  | 61.152 | 1
| Zone | South of Lugo | 12 | Average Weekday | SCE | 1-in-10 | 2021 | 14 |  |  |  | 62.5691 | 1
| Zone | South of Lugo | 12 | Average Weekday | SCE | 1-in-10 | 2021 | 15 |  |  |  | 63.3806 | 1
| Zone | South of Lugo | 12 | Average Weekday | SCE | 1-in-10 | 2021 | 16 |  |  |  | 63.5309 | 1
| Zone | South of Lugo | 12 | Average Weekday | SCE | 1-in-10 | 2021 | 17 |  |  |  | 62.565 | 1
| Zone | South of Lugo | 12 | Average Weekday | SCE | 1-in-10 | 2021 | 18 |  |  |  | 60.3665 | 1
| Zone | South of Lugo | 12 | Average Weekday | SCE | 1-in-10 | 2021 | 19 |  |  |  | 58.0453 | 1
| Zone | South of Lugo | 12 | Average Weekday | SCE | 1-in-10 | 2021 | 20 |  |  |  | 56.6151 | 1
| Zone | South of Lugo | 12 | Average Weekday | SCE | 1-in-10 | 2021 | 21 |  |  |  | 55.3834 | 1
| Zone | South of Lugo | 12 | Average Weekday | SCE | 1-in-10 | 2021 | 22 |  |  |  | 54.1121 | 1
| Zone | South of Lugo | 12 | Average Weekday | SCE | 1-in-10 | 2021 | 23 |  |  |  | 52.9739 | 1
| Zone | South of Lugo | 12 | Average Weekday | SCE | 1-in-10 | 2021 | 24 |  |  |  | 52.0703 | 1
| Zone | South of Lugo | 12 | Monthly System Peak Day | SCE | 1-in-10 | 2021 | 1 |  |  |  | 43.1621 | 1
| Zone | South of Lugo | 12 | Monthly System Peak Day | SCE | 1-in-10 | 2021 | 2 |  |  |  | 42.165 | 1
| Zone | South of Lugo | 12 | Monthly System Peak Day | SCE | 1-in-10 | 2021 | 3 |  |  |  | 41.1825 | 1
| Zone | South of Lugo | 12 | Monthly System Peak Day | SCE | 1-in-10 | 2021 | 4 |  |  |  | 40.5287 | 1
| Zone | South of Lugo | 12 | Monthly System Peak Day | SCE | 1-in-10 | 2021 | 5 |  |  |  | 39.7692 | 1
| Zone | South of Lugo | 12 | Monthly System Peak Day | SCE | 1-in-10 | 2021 | 6 |  |  |  | 38.9567 | 1
| Zone | South of Lugo | 12 | Monthly System Peak Day | SCE | 1-in-10 | 2021 | 7 |  |  |  | 38.7854 | 1
| Zone | South of Lugo | 12 | Monthly System Peak Day | SCE | 1-in-10 | 2021 | 8 |  |  |  | 39.3121 | 1
| Zone | South of Lugo | 12 | Monthly System Peak Day | SCE | 1-in-10 | 2021 | 9 |  |  |  | 40.7854 | 1
| Zone | South of Lugo | 12 | Monthly System Peak Day | SCE | 1-in-10 | 2021 | 10 |  |  |  | 44.9875 | 1
| Zone | South of Lugo | 12 | Monthly System Peak Day | SCE | 1-in-10 | 2021 | 11 |  |  |  | 49.3725 | 1
| Zone | South of Lugo | 12 | Monthly System Peak Day | SCE | 1-in-10 | 2021 | 12 |  |  |  | 51.6942 | 1
| Zone | South of Lugo | 12 | Monthly System Peak Day | SCE | 1-in-10 | 2021 | 13 |  |  |  | 52.3162 | 1
| Zone | South of Lugo | 12 | Monthly System Peak Day | SCE | 1-in-10 | 2021 | 14 |  |  |  | 53.53 | 1
| Zone | South of Lugo | 12 | Monthly System Peak Day | SCE | 1-in-10 | 2021 | 15 |  |  |  | 54.5529 | 1
| Zone | South of Lugo | 12 | Monthly System Peak Day | SCE | 1-in-10 | 2021 | 16 |  |  |  | 54.8563 | 1
| Zone | South of Lugo | 12 | Monthly System Peak Day | SCE | 1-in-10 | 2021 | 17 |  |  |  | 54.495 | 1
| Zone | South of Lugo | 12 | Monthly System Peak Day | SCE | 1-in-10 | 2021 | 18 |  |  |  | 52.5233 | 1
| Zone | South of Lugo | 12 | Monthly System Peak Day | SCE | 1-in-10 | 2021 | 19 |  |  |  | 50.0379 | 1
| Zone | South of Lugo | 12 | Monthly System Peak Day | SCE | 1-in-10 | 2021 | 20 |  |  |  | 49.1488 | 1
| Zone | South of Lugo | 12 | Monthly System Peak Day | SCE | 1-in-10 | 2021 | 21 |  |  |  | 47.8304 | 1
| Zone | South of Lugo | 12 | Monthly System Peak Day | SCE | 1-in-10 | 2021 | 22 |  |  |  | 46.2667 | 1
| Zone | South of Lugo | 12 | Monthly System Peak Day | SCE | 1-in-10 | 2021 | 23 |  |  |  | 45.6983 | 1
| Zone | South of Lugo | 12 | Monthly System Peak Day | SCE | 1-in-10 | 2021 | 24 |  |  |  | 45.4512 | 1
| Zone | South of Lugo | 1 | Average Weekday | SCE | 1-in-10 | 2022 | 1 |  |  |  | 51.1891 | 1
| Zone | South of Lugo | 1 | Average Weekday | SCE | 1-in-10 | 2022 | 2 |  |  |  | 50.37 | 1
| Zone | South of Lugo | 1 | Average Weekday | SCE | 1-in-10 | 2022 | 3 |  |  |  | 49.6858 | 1
| Zone | South of Lugo | 1 | Average Weekday | SCE | 1-in-10 | 2022 | 4 |  |  |  | 49.0549 | 1
| Zone | South of Lugo | 1 | Average Weekday | SCE | 1-in-10 | 2022 | 5 |  |  |  | 48.5029 | 1
| Zone | South of Lugo | 1 | Average Weekday | SCE | 1-in-10 | 2022 | 6 |  |  |  | 47.9978 | 1
| Zone | South of Lugo | 1 | Average Weekday | SCE | 1-in-10 | 2022 | 7 |  |  |  | 47.6065 | 1
| Zone | South of Lugo | 1 | Average Weekday | SCE | 1-in-10 | 2022 | 8 |  |  |  | 47.4721 | 1
| Zone | South of Lugo | 1 | Average Weekday | SCE | 1-in-10 | 2022 | 9 |  |  |  | 48.2241 | 1
| Zone | South of Lugo | 1 | Average Weekday | SCE | 1-in-10 | 2022 | 10 |  |  |  | 51.032 | 1
| Zone | South of Lugo | 1 | Average Weekday | SCE | 1-in-10 | 2022 | 11 |  |  |  | 54.3859 | 1
| Zone | South of Lugo | 1 | Average Weekday | SCE | 1-in-10 | 2022 | 12 |  |  |  | 57.4064 | 1
| Zone | South of Lugo | 1 | Average Weekday | SCE | 1-in-10 | 2022 | 13 |  |  |  | 59.4629 | 1
| Zone | South of Lugo | 1 | Average Weekday | SCE | 1-in-10 | 2022 | 14 |  |  |  | 60.934 | 1
| Zone | South of Lugo | 1 | Average Weekday | SCE | 1-in-10 | 2022 | 15 |  |  |  | 61.7444 | 1
| Zone | South of Lugo | 1 | Average Weekday | SCE | 1-in-10 | 2022 | 16 |  |  |  | 62.0385 | 1
| Zone | South of Lugo | 1 | Average Weekday | SCE | 1-in-10 | 2022 | 17 |  |  |  | 61.6365 | 1
| Zone | South of Lugo | 1 | Average Weekday | SCE | 1-in-10 | 2022 | 18 |  |  |  | 60.219 | 1
| Zone | South of Lugo | 1 | Average Weekday | SCE | 1-in-10 | 2022 | 19 |  |  |  | 58.0776 | 1
| Zone | South of Lugo | 1 | Average Weekday | SCE | 1-in-10 | 2022 | 20 |  |  |  | 56.5312 | 1
| Zone | South of Lugo | 1 | Average Weekday | SCE | 1-in-10 | 2022 | 21 |  |  |  | 55.3422 | 1
| Zone | South of Lugo | 1 | Average Weekday | SCE | 1-in-10 | 2022 | 22 |  |  |  | 54.2523 | 1
| Zone | South of Lugo | 1 | Average Weekday | SCE | 1-in-10 | 2022 | 23 |  |  |  | 53.0495 | 1
| Zone | South of Lugo | 1 | Average Weekday | SCE | 1-in-10 | 2022 | 24 |  |  |  | 52.1198 | 1
| Zone | South of Lugo | 1 | Monthly System Peak Day | SCE | 1-in-10 | 2022 | 1 |  |  |  | 47.9912 | 1
| Zone | South of Lugo | 1 | Monthly System Peak Day | SCE | 1-in-10 | 2022 | 2 |  |  |  | 47.695 | 1
| Zone | South of Lugo | 1 | Monthly System Peak Day | SCE | 1-in-10 | 2022 | 3 |  |  |  | 46.8967 | 1
| Zone | South of Lugo | 1 | Monthly System Peak Day | SCE | 1-in-10 | 2022 | 4 |  |  |  | 46.2108 | 1
| Zone | South of Lugo | 1 | Monthly System Peak Day | SCE | 1-in-10 | 2022 | 5 |  |  |  | 45.7871 | 1
| Zone | South of Lugo | 1 | Monthly System Peak Day | SCE | 1-in-10 | 2022 | 6 |  |  |  | 45.3783 | 1
| Zone | South of Lugo | 1 | Monthly System Peak Day | SCE | 1-in-10 | 2022 | 7 |  |  |  | 44.8308 | 1
| Zone | South of Lugo | 1 | Monthly System Peak Day | SCE | 1-in-10 | 2022 | 8 |  |  |  | 44.3975 | 1
| Zone | South of Lugo | 1 | Monthly System Peak Day | SCE | 1-in-10 | 2022 | 9 |  |  |  | 45.0112 | 1
| Zone | South of Lugo | 1 | Monthly System Peak Day | SCE | 1-in-10 | 2022 | 10 |  |  |  | 46.8771 | 1
| Zone | South of Lugo | 1 | Monthly System Peak Day | SCE | 1-in-10 | 2022 | 11 |  |  |  | 48.9529 | 1
| Zone | South of Lugo | 1 | Monthly System Peak Day | SCE | 1-in-10 | 2022 | 12 |  |  |  | 50.1554 | 1
| Zone | South of Lugo | 1 | Monthly System Peak Day | SCE | 1-in-10 | 2022 | 13 |  |  |  | 51.0229 | 1
| Zone | South of Lugo | 1 | Monthly System Peak Day | SCE | 1-in-10 | 2022 | 14 |  |  |  | 51.4787 | 1
| Zone | South of Lugo | 1 | Monthly System Peak Day | SCE | 1-in-10 | 2022 | 15 |  |  |  | 51.8237 | 1
| Zone | South of Lugo | 1 | Monthly System Peak Day | SCE | 1-in-10 | 2022 | 16 |  |  |  | 52.2379 | 1
| Zone | South of Lugo | 1 | Monthly System Peak Day | SCE | 1-in-10 | 2022 | 17 |  |  |  | 52.1083 | 1
| Zone | South of Lugo | 1 | Monthly System Peak Day | SCE | 1-in-10 | 2022 | 18 |  |  |  | 50.7788 | 1
| Zone | South of Lugo | 1 | Monthly System Peak Day | SCE | 1-in-10 | 2022 | 19 |  |  |  | 49.5942 | 1
| Zone | South of Lugo | 1 | Monthly System Peak Day | SCE | 1-in-10 | 2022 | 20 |  |  |  | 49.2317 | 1
| Zone | South of Lugo | 1 | Monthly System Peak Day | SCE | 1-in-10 | 2022 | 21 |  |  |  | 48.7646 | 1
| Zone | South of Lugo | 1 | Monthly System Peak Day | SCE | 1-in-10 | 2022 | 22 |  |  |  | 48.625 | 1
| Zone | South of Lugo | 1 | Monthly System Peak Day | SCE | 1-in-10 | 2022 | 23 |  |  |  | 48.1971 | 1
| Zone | South of Lugo | 1 | Monthly System Peak Day | SCE | 1-in-10 | 2022 | 24 |  |  |  | 47.5454 | 1
| Zone | South of Lugo | 2 | Average Weekday | SCE | 1-in-10 | 2022 | 1 |  |  |  | 57.3372 | 1
| Zone | South of Lugo | 2 | Average Weekday | SCE | 1-in-10 | 2022 | 2 |  |  |  | 56.1771 | 1
| Zone | South of Lugo | 2 | Average Weekday | SCE | 1-in-10 | 2022 | 3 |  |  |  | 55.2175 | 1
| Zone | South of Lugo | 2 | Average Weekday | SCE | 1-in-10 | 2022 | 4 |  |  |  | 54.1537 | 1
| Zone | South of Lugo | 2 | Average Weekday | SCE | 1-in-10 | 2022 | 5 |  |  |  | 53.381 | 1
| Zone | South of Lugo | 2 | Average Weekday | SCE | 1-in-10 | 2022 | 6 |  |  |  | 52.7974 | 1
| Zone | South of Lugo | 2 | Average Weekday | SCE | 1-in-10 | 2022 | 7 |  |  |  | 52.5213 | 1
| Zone | South of Lugo | 2 | Average Weekday | SCE | 1-in-10 | 2022 | 8 |  |  |  | 52.3631 | 1
| Zone | South of Lugo | 2 | Average Weekday | SCE | 1-in-10 | 2022 | 9 |  |  |  | 54.5008 | 1
| Zone | South of Lugo | 2 | Average Weekday | SCE | 1-in-10 | 2022 | 10 |  |  |  | 58.6985 | 1
| Zone | South of Lugo | 2 | Average Weekday | SCE | 1-in-10 | 2022 | 11 |  |  |  | 63.0635 | 1
| Zone | South of Lugo | 2 | Average Weekday | SCE | 1-in-10 | 2022 | 12 |  |  |  | 66.5518 | 1
| Zone | South of Lugo | 2 | Average Weekday | SCE | 1-in-10 | 2022 | 13 |  |  |  | 69.1382 | 1
| Zone | South of Lugo | 2 | Average Weekday | SCE | 1-in-10 | 2022 | 14 |  |  |  | 70.9496 | 1
| Zone | South of Lugo | 2 | Average Weekday | SCE | 1-in-10 | 2022 | 15 |  |  |  | 71.7652 | 1
| Zone | South of Lugo | 2 | Average Weekday | SCE | 1-in-10 | 2022 | 16 |  |  |  | 72.0224 | 1
| Zone | South of Lugo | 2 | Average Weekday | SCE | 1-in-10 | 2022 | 17 |  |  |  | 71.3018 | 1
| Zone | South of Lugo | 2 | Average Weekday | SCE | 1-in-10 | 2022 | 18 |  |  |  | 69.6733 | 1
| Zone | South of Lugo | 2 | Average Weekday | SCE | 1-in-10 | 2022 | 19 |  |  |  | 66.6786 | 1
| Zone | South of Lugo | 2 | Average Weekday | SCE | 1-in-10 | 2022 | 20 |  |  |  | 63.9657 | 1
| Zone | South of Lugo | 2 | Average Weekday | SCE | 1-in-10 | 2022 | 21 |  |  |  | 62.1954 | 1
| Zone | South of Lugo | 2 | Average Weekday | SCE | 1-in-10 | 2022 | 22 |  |  |  | 60.859 | 1
| Zone | South of Lugo | 2 | Average Weekday | SCE | 1-in-10 | 2022 | 23 |  |  |  | 59.3965 | 1
| Zone | South of Lugo | 2 | Average Weekday | SCE | 1-in-10 | 2022 | 24 |  |  |  | 58.1767 | 1
| Zone | South of Lugo | 2 | Monthly System Peak Day | SCE | 1-in-10 | 2022 | 1 |  |  |  | 69.37 | 1
| Zone | South of Lugo | 2 | Monthly System Peak Day | SCE | 1-in-10 | 2022 | 2 |  |  |  | 68.2633 | 1
| Zone | South of Lugo | 2 | Monthly System Peak Day | SCE | 1-in-10 | 2022 | 3 |  |  |  | 66.6221 | 1
| Zone | South of Lugo | 2 | Monthly System Peak Day | SCE | 1-in-10 | 2022 | 4 |  |  |  | 64.9621 | 1
| Zone | South of Lugo | 2 | Monthly System Peak Day | SCE | 1-in-10 | 2022 | 5 |  |  |  | 64.3146 | 1
| Zone | South of Lugo | 2 | Monthly System Peak Day | SCE | 1-in-10 | 2022 | 6 |  |  |  | 62.3879 | 1
| Zone | South of Lugo | 2 | Monthly System Peak Day | SCE | 1-in-10 | 2022 | 7 |  |  |  | 63.2612 | 1
| Zone | South of Lugo | 2 | Monthly System Peak Day | SCE | 1-in-10 | 2022 | 8 |  |  |  | 62.0283 | 1
| Zone | South of Lugo | 2 | Monthly System Peak Day | SCE | 1-in-10 | 2022 | 9 |  |  |  | 63.9592 | 1
| Zone | South of Lugo | 2 | Monthly System Peak Day | SCE | 1-in-10 | 2022 | 10 |  |  |  | 70.3225 | 1
| Zone | South of Lugo | 2 | Monthly System Peak Day | SCE | 1-in-10 | 2022 | 11 |  |  |  | 75.9629 | 1
| Zone | South of Lugo | 2 | Monthly System Peak Day | SCE | 1-in-10 | 2022 | 12 |  |  |  | 80.0667 | 1
| Zone | South of Lugo | 2 | Monthly System Peak Day | SCE | 1-in-10 | 2022 | 13 |  |  |  | 83.0833 | 1
| Zone | South of Lugo | 2 | Monthly System Peak Day | SCE | 1-in-10 | 2022 | 14 |  |  |  | 85.4 | 1
| Zone | South of Lugo | 2 | Monthly System Peak Day | SCE | 1-in-10 | 2022 | 15 |  |  |  | 86.6208 | 1
| Zone | South of Lugo | 2 | Monthly System Peak Day | SCE | 1-in-10 | 2022 | 16 |  |  |  | 86.5292 | 1
| Zone | South of Lugo | 2 | Monthly System Peak Day | SCE | 1-in-10 | 2022 | 17 |  |  |  | 85.3375 | 1
| Zone | South of Lugo | 2 | Monthly System Peak Day | SCE | 1-in-10 | 2022 | 18 |  |  |  | 83.1625 | 1
| Zone | South of Lugo | 2 | Monthly System Peak Day | SCE | 1-in-10 | 2022 | 19 |  |  |  | 78.6708 | 1
| Zone | South of Lugo | 2 | Monthly System Peak Day | SCE | 1-in-10 | 2022 | 20 |  |  |  | 74.6375 | 1
| Zone | South of Lugo | 2 | Monthly System Peak Day | SCE | 1-in-10 | 2022 | 21 |  |  |  | 71.8962 | 1
| Zone | South of Lugo | 2 | Monthly System Peak Day | SCE | 1-in-10 | 2022 | 22 |  |  |  | 70.31 | 1
| Zone | South of Lugo | 2 | Monthly System Peak Day | SCE | 1-in-10 | 2022 | 23 |  |  |  | 67.7371 | 1
| Zone | South of Lugo | 2 | Monthly System Peak Day | SCE | 1-in-10 | 2022 | 24 |  |  |  | 65.4333 | 1
| Zone | South of Lugo | 3 | Average Weekday | SCE | 1-in-10 | 2022 | 1 |  |  |  | 60.2963 | 1
| Zone | South of Lugo | 3 | Average Weekday | SCE | 1-in-10 | 2022 | 2 |  |  |  | 59.2613 | 1
| Zone | South of Lugo | 3 | Average Weekday | SCE | 1-in-10 | 2022 | 3 |  |  |  | 58.2877 | 1
| Zone | South of Lugo | 3 | Average Weekday | SCE | 1-in-10 | 2022 | 4 |  |  |  | 57.3831 | 1
| Zone | South of Lugo | 3 | Average Weekday | SCE | 1-in-10 | 2022 | 5 |  |  |  | 56.6944 | 1
| Zone | South of Lugo | 3 | Average Weekday | SCE | 1-in-10 | 2022 | 6 |  |  |  | 56.0616 | 1
| Zone | South of Lugo | 3 | Average Weekday | SCE | 1-in-10 | 2022 | 7 |  |  |  | 55.7979 | 1
| Zone | South of Lugo | 3 | Average Weekday | SCE | 1-in-10 | 2022 | 8 |  |  |  | 55.9064 | 1
| Zone | South of Lugo | 3 | Average Weekday | SCE | 1-in-10 | 2022 | 9 |  |  |  | 57.5692 | 1
| Zone | South of Lugo | 3 | Average Weekday | SCE | 1-in-10 | 2022 | 10 |  |  |  | 61.2746 | 1
| Zone | South of Lugo | 3 | Average Weekday | SCE | 1-in-10 | 2022 | 11 |  |  |  | 65.6137 | 1
| Zone | South of Lugo | 3 | Average Weekday | SCE | 1-in-10 | 2022 | 12 |  |  |  | 69.4158 | 1
| Zone | South of Lugo | 3 | Average Weekday | SCE | 1-in-10 | 2022 | 13 |  |  |  | 72.2824 | 1
| Zone | South of Lugo | 3 | Average Weekday | SCE | 1-in-10 | 2022 | 14 |  |  |  | 74.1994 | 1
| Zone | South of Lugo | 3 | Average Weekday | SCE | 1-in-10 | 2022 | 15 |  |  |  | 75.3807 | 1
| Zone | South of Lugo | 3 | Average Weekday | SCE | 1-in-10 | 2022 | 16 |  |  |  | 75.9072 | 1
| Zone | South of Lugo | 3 | Average Weekday | SCE | 1-in-10 | 2022 | 17 |  |  |  | 75.6839 | 1
| Zone | South of Lugo | 3 | Average Weekday | SCE | 1-in-10 | 2022 | 18 |  |  |  | 74.6285 | 1
| Zone | South of Lugo | 3 | Average Weekday | SCE | 1-in-10 | 2022 | 19 |  |  |  | 72.6844 | 1
| Zone | South of Lugo | 3 | Average Weekday | SCE | 1-in-10 | 2022 | 20 |  |  |  | 69.9169 | 1
| Zone | South of Lugo | 3 | Average Weekday | SCE | 1-in-10 | 2022 | 21 |  |  |  | 67.2424 | 1
| Zone | South of Lugo | 3 | Average Weekday | SCE | 1-in-10 | 2022 | 22 |  |  |  | 65.5237 | 1
| Zone | South of Lugo | 3 | Average Weekday | SCE | 1-in-10 | 2022 | 23 |  |  |  | 64.1832 | 1
| Zone | South of Lugo | 3 | Average Weekday | SCE | 1-in-10 | 2022 | 24 |  |  |  | 62.7782 | 1
| Zone | South of Lugo | 3 | Monthly System Peak Day | SCE | 1-in-10 | 2022 | 1 |  |  |  | 69.4088 | 1
| Zone | South of Lugo | 3 | Monthly System Peak Day | SCE | 1-in-10 | 2022 | 2 |  |  |  | 67.8808 | 1
| Zone | South of Lugo | 3 | Monthly System Peak Day | SCE | 1-in-10 | 2022 | 3 |  |  |  | 65.8083 | 1
| Zone | South of Lugo | 3 | Monthly System Peak Day | SCE | 1-in-10 | 2022 | 4 |  |  |  | 64.6225 | 1
| Zone | South of Lugo | 3 | Monthly System Peak Day | SCE | 1-in-10 | 2022 | 5 |  |  |  | 64.0263 | 1
| Zone | South of Lugo | 3 | Monthly System Peak Day | SCE | 1-in-10 | 2022 | 6 |  |  |  | 63.5737 | 1
| Zone | South of Lugo | 3 | Monthly System Peak Day | SCE | 1-in-10 | 2022 | 7 |  |  |  | 64.2588 | 1
| Zone | South of Lugo | 3 | Monthly System Peak Day | SCE | 1-in-10 | 2022 | 8 |  |  |  | 64.0933 | 1
| Zone | South of Lugo | 3 | Monthly System Peak Day | SCE | 1-in-10 | 2022 | 9 |  |  |  | 65.4004 | 1
| Zone | South of Lugo | 3 | Monthly System Peak Day | SCE | 1-in-10 | 2022 | 10 |  |  |  | 69.9854 | 1
| Zone | South of Lugo | 3 | Monthly System Peak Day | SCE | 1-in-10 | 2022 | 11 |  |  |  | 75.0567 | 1
| Zone | South of Lugo | 3 | Monthly System Peak Day | SCE | 1-in-10 | 2022 | 12 |  |  |  | 79.2792 | 1
| Zone | South of Lugo | 3 | Monthly System Peak Day | SCE | 1-in-10 | 2022 | 13 |  |  |  | 83 | 1
| Zone | South of Lugo | 3 | Monthly System Peak Day | SCE | 1-in-10 | 2022 | 14 |  |  |  | 85.1458 | 1
| Zone | South of Lugo | 3 | Monthly System Peak Day | SCE | 1-in-10 | 2022 | 15 |  |  |  | 86.8292 | 1
| Zone | South of Lugo | 3 | Monthly System Peak Day | SCE | 1-in-10 | 2022 | 16 |  |  |  | 87.2917 | 1
| Zone | South of Lugo | 3 | Monthly System Peak Day | SCE | 1-in-10 | 2022 | 17 |  |  |  | 86.9417 | 1
| Zone | South of Lugo | 3 | Monthly System Peak Day | SCE | 1-in-10 | 2022 | 18 |  |  |  | 85.7458 | 1
| Zone | South of Lugo | 3 | Monthly System Peak Day | SCE | 1-in-10 | 2022 | 19 |  |  |  | 84.5792 | 1
| Zone | South of Lugo | 3 | Monthly System Peak Day | SCE | 1-in-10 | 2022 | 20 |  |  |  | 81.9208 | 1
| Zone | South of Lugo | 3 | Monthly System Peak Day | SCE | 1-in-10 | 2022 | 21 |  |  |  | 77.7542 | 1
| Zone | South of Lugo | 3 | Monthly System Peak Day | SCE | 1-in-10 | 2022 | 22 |  |  |  | 74.3004 | 1
| Zone | South of Lugo | 3 | Monthly System Peak Day | SCE | 1-in-10 | 2022 | 23 |  |  |  | 72.0462 | 1
| Zone | South of Lugo | 3 | Monthly System Peak Day | SCE | 1-in-10 | 2022 | 24 |  |  |  | 69.3133 | 1
| Zone | South of Lugo | 4 | Average Weekday | SCE | 1-in-10 | 2022 | 1 |  |  |  | 60.4942 | 1
| Zone | South of Lugo | 4 | Average Weekday | SCE | 1-in-10 | 2022 | 2 |  |  |  | 59.5069 | 1
| Zone | South of Lugo | 4 | Average Weekday | SCE | 1-in-10 | 2022 | 3 |  |  |  | 58.6222 | 1
| Zone | South of Lugo | 4 | Average Weekday | SCE | 1-in-10 | 2022 | 4 |  |  |  | 57.8236 | 1
| Zone | South of Lugo | 4 | Average Weekday | SCE | 1-in-10 | 2022 | 5 |  |  |  | 57.1561 | 1
| Zone | South of Lugo | 4 | Average Weekday | SCE | 1-in-10 | 2022 | 6 |  |  |  | 56.652 | 1
| Zone | South of Lugo | 4 | Average Weekday | SCE | 1-in-10 | 2022 | 7 |  |  |  | 56.2924 | 1
| Zone | South of Lugo | 4 | Average Weekday | SCE | 1-in-10 | 2022 | 8 |  |  |  | 56.3505 | 1
| Zone | South of Lugo | 4 | Average Weekday | SCE | 1-in-10 | 2022 | 9 |  |  |  | 58.3162 | 1
| Zone | South of Lugo | 4 | Average Weekday | SCE | 1-in-10 | 2022 | 10 |  |  |  | 61.566 | 1
| Zone | South of Lugo | 4 | Average Weekday | SCE | 1-in-10 | 2022 | 11 |  |  |  | 64.8817 | 1
| Zone | South of Lugo | 4 | Average Weekday | SCE | 1-in-10 | 2022 | 12 |  |  |  | 68.0431 | 1
| Zone | South of Lugo | 4 | Average Weekday | SCE | 1-in-10 | 2022 | 13 |  |  |  | 70.7017 | 1
| Zone | South of Lugo | 4 | Average Weekday | SCE | 1-in-10 | 2022 | 14 |  |  |  | 72.5247 | 1
| Zone | South of Lugo | 4 | Average Weekday | SCE | 1-in-10 | 2022 | 15 |  |  |  | 73.7169 | 1
| Zone | South of Lugo | 4 | Average Weekday | SCE | 1-in-10 | 2022 | 16 |  |  |  | 74.4938 | 1
| Zone | South of Lugo | 4 | Average Weekday | SCE | 1-in-10 | 2022 | 17 |  |  |  | 74.8613 | 1
| Zone | South of Lugo | 4 | Average Weekday | SCE | 1-in-10 | 2022 | 18 |  |  |  | 74.1725 | 1
| Zone | South of Lugo | 4 | Average Weekday | SCE | 1-in-10 | 2022 | 19 |  |  |  | 72.754 | 1
| Zone | South of Lugo | 4 | Average Weekday | SCE | 1-in-10 | 2022 | 20 |  |  |  | 70.5109 | 1
| Zone | South of Lugo | 4 | Average Weekday | SCE | 1-in-10 | 2022 | 21 |  |  |  | 67.483 | 1
| Zone | South of Lugo | 4 | Average Weekday | SCE | 1-in-10 | 2022 | 22 |  |  |  | 65.3444 | 1
| Zone | South of Lugo | 4 | Average Weekday | SCE | 1-in-10 | 2022 | 23 |  |  |  | 63.7484 | 1
| Zone | South of Lugo | 4 | Average Weekday | SCE | 1-in-10 | 2022 | 24 |  |  |  | 62.3534 | 1
| Zone | South of Lugo | 4 | Monthly System Peak Day | SCE | 1-in-10 | 2022 | 1 |  |  |  | 72.7513 | 1
| Zone | South of Lugo | 4 | Monthly System Peak Day | SCE | 1-in-10 | 2022 | 2 |  |  |  | 71.3629 | 1
| Zone | South of Lugo | 4 | Monthly System Peak Day | SCE | 1-in-10 | 2022 | 3 |  |  |  | 70.3804 | 1
| Zone | South of Lugo | 4 | Monthly System Peak Day | SCE | 1-in-10 | 2022 | 4 |  |  |  | 68.0883 | 1
| Zone | South of Lugo | 4 | Monthly System Peak Day | SCE | 1-in-10 | 2022 | 5 |  |  |  | 66.8875 | 1
| Zone | South of Lugo | 4 | Monthly System Peak Day | SCE | 1-in-10 | 2022 | 6 |  |  |  | 66.4575 | 1
| Zone | South of Lugo | 4 | Monthly System Peak Day | SCE | 1-in-10 | 2022 | 7 |  |  |  | 65.885 | 1
| Zone | South of Lugo | 4 | Monthly System Peak Day | SCE | 1-in-10 | 2022 | 8 |  |  |  | 65.9925 | 1
| Zone | South of Lugo | 4 | Monthly System Peak Day | SCE | 1-in-10 | 2022 | 9 |  |  |  | 69.3567 | 1
| Zone | South of Lugo | 4 | Monthly System Peak Day | SCE | 1-in-10 | 2022 | 10 |  |  |  | 74.8342 | 1
| Zone | South of Lugo | 4 | Monthly System Peak Day | SCE | 1-in-10 | 2022 | 11 |  |  |  | 79.85 | 1
| Zone | South of Lugo | 4 | Monthly System Peak Day | SCE | 1-in-10 | 2022 | 12 |  |  |  | 84.5792 | 1
| Zone | South of Lugo | 4 | Monthly System Peak Day | SCE | 1-in-10 | 2022 | 13 |  |  |  | 87.3208 | 1
| Zone | South of Lugo | 4 | Monthly System Peak Day | SCE | 1-in-10 | 2022 | 14 |  |  |  | 88.7333 | 1
| Zone | South of Lugo | 4 | Monthly System Peak Day | SCE | 1-in-10 | 2022 | 15 |  |  |  | 89.4083 | 1
| Zone | South of Lugo | 4 | Monthly System Peak Day | SCE | 1-in-10 | 2022 | 16 |  |  |  | 90.0792 | 1
| Zone | South of Lugo | 4 | Monthly System Peak Day | SCE | 1-in-10 | 2022 | 17 |  |  |  | 90.0625 | 1
| Zone | South of Lugo | 4 | Monthly System Peak Day | SCE | 1-in-10 | 2022 | 18 |  |  |  | 89.8542 | 1
| Zone | South of Lugo | 4 | Monthly System Peak Day | SCE | 1-in-10 | 2022 | 19 |  |  |  | 87.7208 | 1
| Zone | South of Lugo | 4 | Monthly System Peak Day | SCE | 1-in-10 | 2022 | 20 |  |  |  | 82.975 | 1
| Zone | South of Lugo | 4 | Monthly System Peak Day | SCE | 1-in-10 | 2022 | 21 |  |  |  | 77.045 | 1
| Zone | South of Lugo | 4 | Monthly System Peak Day | SCE | 1-in-10 | 2022 | 22 |  |  |  | 74.1288 | 1
| Zone | South of Lugo | 4 | Monthly System Peak Day | SCE | 1-in-10 | 2022 | 23 |  |  |  | 72.2787 | 1
| Zone | South of Lugo | 4 | Monthly System Peak Day | SCE | 1-in-10 | 2022 | 24 |  |  |  | 70.8858 | 1
| Zone | South of Lugo | 5 | Average Weekday | SCE | 1-in-10 | 2022 | 1 |  |  |  | 63.7261 | 1
| Zone | South of Lugo | 5 | Average Weekday | SCE | 1-in-10 | 2022 | 2 |  |  |  | 62.7364 | 1
| Zone | South of Lugo | 5 | Average Weekday | SCE | 1-in-10 | 2022 | 3 |  |  |  | 61.9172 | 1
| Zone | South of Lugo | 5 | Average Weekday | SCE | 1-in-10 | 2022 | 4 |  |  |  | 61.2504 | 1
| Zone | South of Lugo | 5 | Average Weekday | SCE | 1-in-10 | 2022 | 5 |  |  |  | 60.7132 | 1
| Zone | South of Lugo | 5 | Average Weekday | SCE | 1-in-10 | 2022 | 6 |  |  |  | 60.3703 | 1
| Zone | South of Lugo | 5 | Average Weekday | SCE | 1-in-10 | 2022 | 7 |  |  |  | 60.2288 | 1
| Zone | South of Lugo | 5 | Average Weekday | SCE | 1-in-10 | 2022 | 8 |  |  |  | 60.9294 | 1
| Zone | South of Lugo | 5 | Average Weekday | SCE | 1-in-10 | 2022 | 9 |  |  |  | 62.9482 | 1
| Zone | South of Lugo | 5 | Average Weekday | SCE | 1-in-10 | 2022 | 10 |  |  |  | 65.7554 | 1
| Zone | South of Lugo | 5 | Average Weekday | SCE | 1-in-10 | 2022 | 11 |  |  |  | 68.6938 | 1
| Zone | South of Lugo | 5 | Average Weekday | SCE | 1-in-10 | 2022 | 12 |  |  |  | 71.3639 | 1
| Zone | South of Lugo | 5 | Average Weekday | SCE | 1-in-10 | 2022 | 13 |  |  |  | 73.5492 | 1
| Zone | South of Lugo | 5 | Average Weekday | SCE | 1-in-10 | 2022 | 14 |  |  |  | 75.3789 | 1
| Zone | South of Lugo | 5 | Average Weekday | SCE | 1-in-10 | 2022 | 15 |  |  |  | 76.7811 | 1
| Zone | South of Lugo | 5 | Average Weekday | SCE | 1-in-10 | 2022 | 16 |  |  |  | 77.6 | 1
| Zone | South of Lugo | 5 | Average Weekday | SCE | 1-in-10 | 2022 | 17 |  |  |  | 77.8548 | 1
| Zone | South of Lugo | 5 | Average Weekday | SCE | 1-in-10 | 2022 | 18 |  |  |  | 77.2107 | 1
| Zone | South of Lugo | 5 | Average Weekday | SCE | 1-in-10 | 2022 | 19 |  |  |  | 75.8588 | 1
| Zone | South of Lugo | 5 | Average Weekday | SCE | 1-in-10 | 2022 | 20 |  |  |  | 73.7457 | 1
| Zone | South of Lugo | 5 | Average Weekday | SCE | 1-in-10 | 2022 | 21 |  |  |  | 70.633 | 1
| Zone | South of Lugo | 5 | Average Weekday | SCE | 1-in-10 | 2022 | 22 |  |  |  | 67.8287 | 1
| Zone | South of Lugo | 5 | Average Weekday | SCE | 1-in-10 | 2022 | 23 |  |  |  | 66.0136 | 1
| Zone | South of Lugo | 5 | Average Weekday | SCE | 1-in-10 | 2022 | 24 |  |  |  | 64.7075 | 1
| Zone | South of Lugo | 5 | Monthly System Peak Day | SCE | 1-in-10 | 2022 | 1 |  |  |  | 75.4321 | 1
| Zone | South of Lugo | 5 | Monthly System Peak Day | SCE | 1-in-10 | 2022 | 2 |  |  |  | 73.9658 | 1
| Zone | South of Lugo | 5 | Monthly System Peak Day | SCE | 1-in-10 | 2022 | 3 |  |  |  | 71.9892 | 1
| Zone | South of Lugo | 5 | Monthly System Peak Day | SCE | 1-in-10 | 2022 | 4 |  |  |  | 70.9163 | 1
| Zone | South of Lugo | 5 | Monthly System Peak Day | SCE | 1-in-10 | 2022 | 5 |  |  |  | 70.1583 | 1
| Zone | South of Lugo | 5 | Monthly System Peak Day | SCE | 1-in-10 | 2022 | 6 |  |  |  | 68.9408 | 1
| Zone | South of Lugo | 5 | Monthly System Peak Day | SCE | 1-in-10 | 2022 | 7 |  |  |  | 68.7504 | 1
| Zone | South of Lugo | 5 | Monthly System Peak Day | SCE | 1-in-10 | 2022 | 8 |  |  |  | 69.4196 | 1
| Zone | South of Lugo | 5 | Monthly System Peak Day | SCE | 1-in-10 | 2022 | 9 |  |  |  | 74.04 | 1
| Zone | South of Lugo | 5 | Monthly System Peak Day | SCE | 1-in-10 | 2022 | 10 |  |  |  | 80.7083 | 1
| Zone | South of Lugo | 5 | Monthly System Peak Day | SCE | 1-in-10 | 2022 | 11 |  |  |  | 86.8583 | 1
| Zone | South of Lugo | 5 | Monthly System Peak Day | SCE | 1-in-10 | 2022 | 12 |  |  |  | 90.5875 | 1
| Zone | South of Lugo | 5 | Monthly System Peak Day | SCE | 1-in-10 | 2022 | 13 |  |  |  | 93.1542 | 1
| Zone | South of Lugo | 5 | Monthly System Peak Day | SCE | 1-in-10 | 2022 | 14 |  |  |  | 94.5167 | 1
| Zone | South of Lugo | 5 | Monthly System Peak Day | SCE | 1-in-10 | 2022 | 15 |  |  |  | 96.05 | 1
| Zone | South of Lugo | 5 | Monthly System Peak Day | SCE | 1-in-10 | 2022 | 16 |  |  |  | 96.5375 | 1
| Zone | South of Lugo | 5 | Monthly System Peak Day | SCE | 1-in-10 | 2022 | 17 |  |  |  | 96.4417 | 1
| Zone | South of Lugo | 5 | Monthly System Peak Day | SCE | 1-in-10 | 2022 | 18 |  |  |  | 95.3792 | 1
| Zone | South of Lugo | 5 | Monthly System Peak Day | SCE | 1-in-10 | 2022 | 19 |  |  |  | 94.4625 | 1
| Zone | South of Lugo | 5 | Monthly System Peak Day | SCE | 1-in-10 | 2022 | 20 |  |  |  | 91.6125 | 1
| Zone | South of Lugo | 5 | Monthly System Peak Day | SCE | 1-in-10 | 2022 | 21 |  |  |  | 87.3083 | 1
| Zone | South of Lugo | 5 | Monthly System Peak Day | SCE | 1-in-10 | 2022 | 22 |  |  |  | 83.1583 | 1
| Zone | South of Lugo | 5 | Monthly System Peak Day | SCE | 1-in-10 | 2022 | 23 |  |  |  | 80.6958 | 1
| Zone | South of Lugo | 5 | Monthly System Peak Day | SCE | 1-in-10 | 2022 | 24 |  |  |  | 78.2358 | 1
| Zone | South of Lugo | 6 | Average Weekday | SCE | 1-in-10 | 2022 | 1 |  |  |  | 68.1974 | 1
| Zone | South of Lugo | 6 | Average Weekday | SCE | 1-in-10 | 2022 | 2 |  |  |  | 67.4474 | 1
| Zone | South of Lugo | 6 | Average Weekday | SCE | 1-in-10 | 2022 | 3 |  |  |  | 66.798 | 1
| Zone | South of Lugo | 6 | Average Weekday | SCE | 1-in-10 | 2022 | 4 |  |  |  | 66.2248 | 1
| Zone | South of Lugo | 6 | Average Weekday | SCE | 1-in-10 | 2022 | 5 |  |  |  | 65.7795 | 1
| Zone | South of Lugo | 6 | Average Weekday | SCE | 1-in-10 | 2022 | 6 |  |  |  | 65.4266 | 1
| Zone | South of Lugo | 6 | Average Weekday | SCE | 1-in-10 | 2022 | 7 |  |  |  | 65.2137 | 1
| Zone | South of Lugo | 6 | Average Weekday | SCE | 1-in-10 | 2022 | 8 |  |  |  | 65.9904 | 1
| Zone | South of Lugo | 6 | Average Weekday | SCE | 1-in-10 | 2022 | 9 |  |  |  | 67.8836 | 1
| Zone | South of Lugo | 6 | Average Weekday | SCE | 1-in-10 | 2022 | 10 |  |  |  | 70.8703 | 1
| Zone | South of Lugo | 6 | Average Weekday | SCE | 1-in-10 | 2022 | 11 |  |  |  | 74.0727 | 1
| Zone | South of Lugo | 6 | Average Weekday | SCE | 1-in-10 | 2022 | 12 |  |  |  | 77.1926 | 1
| Zone | South of Lugo | 6 | Average Weekday | SCE | 1-in-10 | 2022 | 13 |  |  |  | 79.5914 | 1
| Zone | South of Lugo | 6 | Average Weekday | SCE | 1-in-10 | 2022 | 14 |  |  |  | 81.2857 | 1
| Zone | South of Lugo | 6 | Average Weekday | SCE | 1-in-10 | 2022 | 15 |  |  |  | 82.4491 | 1
| Zone | South of Lugo | 6 | Average Weekday | SCE | 1-in-10 | 2022 | 16 |  |  |  | 83.1785 | 1
| Zone | South of Lugo | 6 | Average Weekday | SCE | 1-in-10 | 2022 | 17 |  |  |  | 83.0988 | 1
| Zone | South of Lugo | 6 | Average Weekday | SCE | 1-in-10 | 2022 | 18 |  |  |  | 82.3115 | 1
| Zone | South of Lugo | 6 | Average Weekday | SCE | 1-in-10 | 2022 | 19 |  |  |  | 80.9067 | 1
| Zone | South of Lugo | 6 | Average Weekday | SCE | 1-in-10 | 2022 | 20 |  |  |  | 78.6574 | 1
| Zone | South of Lugo | 6 | Average Weekday | SCE | 1-in-10 | 2022 | 21 |  |  |  | 75.6723 | 1
| Zone | South of Lugo | 6 | Average Weekday | SCE | 1-in-10 | 2022 | 22 |  |  |  | 72.5495 | 1
| Zone | South of Lugo | 6 | Average Weekday | SCE | 1-in-10 | 2022 | 23 |  |  |  | 70.5754 | 1
| Zone | South of Lugo | 6 | Average Weekday | SCE | 1-in-10 | 2022 | 24 |  |  |  | 69.3238 | 1
| Zone | South of Lugo | 6 | Monthly System Peak Day | SCE | 1-in-10 | 2022 | 1 |  |  |  | 77.3104 | 1
| Zone | South of Lugo | 6 | Monthly System Peak Day | SCE | 1-in-10 | 2022 | 2 |  |  |  | 75.7337 | 1
| Zone | South of Lugo | 6 | Monthly System Peak Day | SCE | 1-in-10 | 2022 | 3 |  |  |  | 74.2558 | 1
| Zone | South of Lugo | 6 | Monthly System Peak Day | SCE | 1-in-10 | 2022 | 4 |  |  |  | 73.6021 | 1
| Zone | South of Lugo | 6 | Monthly System Peak Day | SCE | 1-in-10 | 2022 | 5 |  |  |  | 72.4508 | 1
| Zone | South of Lugo | 6 | Monthly System Peak Day | SCE | 1-in-10 | 2022 | 6 |  |  |  | 71.5633 | 1
| Zone | South of Lugo | 6 | Monthly System Peak Day | SCE | 1-in-10 | 2022 | 7 |  |  |  | 70.7763 | 1
| Zone | South of Lugo | 6 | Monthly System Peak Day | SCE | 1-in-10 | 2022 | 8 |  |  |  | 72.3667 | 1
| Zone | South of Lugo | 6 | Monthly System Peak Day | SCE | 1-in-10 | 2022 | 9 |  |  |  | 76.6954 | 1
| Zone | South of Lugo | 6 | Monthly System Peak Day | SCE | 1-in-10 | 2022 | 10 |  |  |  | 82.8858 | 1
| Zone | South of Lugo | 6 | Monthly System Peak Day | SCE | 1-in-10 | 2022 | 11 |  |  |  | 87.9975 | 1
| Zone | South of Lugo | 6 | Monthly System Peak Day | SCE | 1-in-10 | 2022 | 12 |  |  |  | 91.6012 | 1
| Zone | South of Lugo | 6 | Monthly System Peak Day | SCE | 1-in-10 | 2022 | 13 |  |  |  | 92.8838 | 1
| Zone | South of Lugo | 6 | Monthly System Peak Day | SCE | 1-in-10 | 2022 | 14 |  |  |  | 94.1846 | 1
| Zone | South of Lugo | 6 | Monthly System Peak Day | SCE | 1-in-10 | 2022 | 15 |  |  |  | 95.4146 | 1
| Zone | South of Lugo | 6 | Monthly System Peak Day | SCE | 1-in-10 | 2022 | 16 |  |  |  | 96.8875 | 1
| Zone | South of Lugo | 6 | Monthly System Peak Day | SCE | 1-in-10 | 2022 | 17 |  |  |  | 97.35 | 1
| Zone | South of Lugo | 6 | Monthly System Peak Day | SCE | 1-in-10 | 2022 | 18 |  |  |  | 96.4667 | 1
| Zone | South of Lugo | 6 | Monthly System Peak Day | SCE | 1-in-10 | 2022 | 19 |  |  |  | 94.025 | 1
| Zone | South of Lugo | 6 | Monthly System Peak Day | SCE | 1-in-10 | 2022 | 20 |  |  |  | 88.8067 | 1
| Zone | South of Lugo | 6 | Monthly System Peak Day | SCE | 1-in-10 | 2022 | 21 |  |  |  | 84.6787 | 1
| Zone | South of Lugo | 6 | Monthly System Peak Day | SCE | 1-in-10 | 2022 | 22 |  |  |  | 81.0933 | 1
| Zone | South of Lugo | 6 | Monthly System Peak Day | SCE | 1-in-10 | 2022 | 23 |  |  |  | 77.7233 | 1
| Zone | South of Lugo | 6 | Monthly System Peak Day | SCE | 1-in-10 | 2022 | 24 |  |  |  | 75.3388 | 1
| Zone | South of Lugo | 7 | Average Weekday | SCE | 1-in-10 | 2022 | 1 |  |  |  | 73.2748 | 1
| Zone | South of Lugo | 7 | Average Weekday | SCE | 1-in-10 | 2022 | 2 |  |  |  | 72.448 | 1
| Zone | South of Lugo | 7 | Average Weekday | SCE | 1-in-10 | 2022 | 3 |  |  |  | 71.6747 | 1
| Zone | South of Lugo | 7 | Average Weekday | SCE | 1-in-10 | 2022 | 4 |  |  |  | 71.1028 | 1
| Zone | South of Lugo | 7 | Average Weekday | SCE | 1-in-10 | 2022 | 5 |  |  |  | 70.6155 | 1
| Zone | South of Lugo | 7 | Average Weekday | SCE | 1-in-10 | 2022 | 6 |  |  |  | 70.2457 | 1
| Zone | South of Lugo | 7 | Average Weekday | SCE | 1-in-10 | 2022 | 7 |  |  |  | 70.057 | 1
| Zone | South of Lugo | 7 | Average Weekday | SCE | 1-in-10 | 2022 | 8 |  |  |  | 70.6914 | 1
| Zone | South of Lugo | 7 | Average Weekday | SCE | 1-in-10 | 2022 | 9 |  |  |  | 73.0913 | 1
| Zone | South of Lugo | 7 | Average Weekday | SCE | 1-in-10 | 2022 | 10 |  |  |  | 76.3755 | 1
| Zone | South of Lugo | 7 | Average Weekday | SCE | 1-in-10 | 2022 | 11 |  |  |  | 79.8781 | 1
| Zone | South of Lugo | 7 | Average Weekday | SCE | 1-in-10 | 2022 | 12 |  |  |  | 83.1077 | 1
| Zone | South of Lugo | 7 | Average Weekday | SCE | 1-in-10 | 2022 | 13 |  |  |  | 85.4249 | 1
| Zone | South of Lugo | 7 | Average Weekday | SCE | 1-in-10 | 2022 | 14 |  |  |  | 87.0578 | 1
| Zone | South of Lugo | 7 | Average Weekday | SCE | 1-in-10 | 2022 | 15 |  |  |  | 88.2055 | 1
| Zone | South of Lugo | 7 | Average Weekday | SCE | 1-in-10 | 2022 | 16 |  |  |  | 88.8228 | 1
| Zone | South of Lugo | 7 | Average Weekday | SCE | 1-in-10 | 2022 | 17 |  |  |  | 88.8724 | 1
| Zone | South of Lugo | 7 | Average Weekday | SCE | 1-in-10 | 2022 | 18 |  |  |  | 88.0513 | 1
| Zone | South of Lugo | 7 | Average Weekday | SCE | 1-in-10 | 2022 | 19 |  |  |  | 86.5336 | 1
| Zone | South of Lugo | 7 | Average Weekday | SCE | 1-in-10 | 2022 | 20 |  |  |  | 84.1525 | 1
| Zone | South of Lugo | 7 | Average Weekday | SCE | 1-in-10 | 2022 | 21 |  |  |  | 80.9126 | 1
| Zone | South of Lugo | 7 | Average Weekday | SCE | 1-in-10 | 2022 | 22 |  |  |  | 77.7621 | 1
| Zone | South of Lugo | 7 | Average Weekday | SCE | 1-in-10 | 2022 | 23 |  |  |  | 75.8771 | 1
| Zone | South of Lugo | 7 | Average Weekday | SCE | 1-in-10 | 2022 | 24 |  |  |  | 74.689 | 1
| Zone | South of Lugo | 7 | Monthly System Peak Day | SCE | 1-in-10 | 2022 | 1 |  |  |  | 77.6923 | 1
| Zone | South of Lugo | 7 | Monthly System Peak Day | SCE | 1-in-10 | 2022 | 2 |  |  |  | 75.7504 | 1
| Zone | South of Lugo | 7 | Monthly System Peak Day | SCE | 1-in-10 | 2022 | 3 |  |  |  | 74.2777 | 1
| Zone | South of Lugo | 7 | Monthly System Peak Day | SCE | 1-in-10 | 2022 | 4 |  |  |  | 73.6715 | 1
| Zone | South of Lugo | 7 | Monthly System Peak Day | SCE | 1-in-10 | 2022 | 5 |  |  |  | 73.0354 | 1
| Zone | South of Lugo | 7 | Monthly System Peak Day | SCE | 1-in-10 | 2022 | 6 |  |  |  | 72.7562 | 1
| Zone | South of Lugo | 7 | Monthly System Peak Day | SCE | 1-in-10 | 2022 | 7 |  |  |  | 72.8565 | 1
| Zone | South of Lugo | 7 | Monthly System Peak Day | SCE | 1-in-10 | 2022 | 8 |  |  |  | 73.73 | 1
| Zone | South of Lugo | 7 | Monthly System Peak Day | SCE | 1-in-10 | 2022 | 9 |  |  |  | 77.7808 | 1
| Zone | South of Lugo | 7 | Monthly System Peak Day | SCE | 1-in-10 | 2022 | 10 |  |  |  | 83.1231 | 1
| Zone | South of Lugo | 7 | Monthly System Peak Day | SCE | 1-in-10 | 2022 | 11 |  |  |  | 89.0077 | 1
| Zone | South of Lugo | 7 | Monthly System Peak Day | SCE | 1-in-10 | 2022 | 12 |  |  |  | 94.2423 | 1
| Zone | South of Lugo | 7 | Monthly System Peak Day | SCE | 1-in-10 | 2022 | 13 |  |  |  | 97.8 | 1
| Zone | South of Lugo | 7 | Monthly System Peak Day | SCE | 1-in-10 | 2022 | 14 |  |  |  | 100.9 | 1
| Zone | South of Lugo | 7 | Monthly System Peak Day | SCE | 1-in-10 | 2022 | 15 |  |  |  | 104.1192 | 1
| Zone | South of Lugo | 7 | Monthly System Peak Day | SCE | 1-in-10 | 2022 | 16 |  |  |  | 105.9077 | 1
| Zone | South of Lugo | 7 | Monthly System Peak Day | SCE | 1-in-10 | 2022 | 17 |  |  |  | 106.2423 | 1
| Zone | South of Lugo | 7 | Monthly System Peak Day | SCE | 1-in-10 | 2022 | 18 |  |  |  | 105.65 | 1
| Zone | South of Lugo | 7 | Monthly System Peak Day | SCE | 1-in-10 | 2022 | 19 |  |  |  | 103.9692 | 1
| Zone | South of Lugo | 7 | Monthly System Peak Day | SCE | 1-in-10 | 2022 | 20 |  |  |  | 101.2 | 1
| Zone | South of Lugo | 7 | Monthly System Peak Day | SCE | 1-in-10 | 2022 | 21 |  |  |  | 98.1538 | 1
| Zone | South of Lugo | 7 | Monthly System Peak Day | SCE | 1-in-10 | 2022 | 22 |  |  |  | 93.2038 | 1
| Zone | South of Lugo | 7 | Monthly System Peak Day | SCE | 1-in-10 | 2022 | 23 |  |  |  | 88.0885 | 1
| Zone | South of Lugo | 7 | Monthly System Peak Day | SCE | 1-in-10 | 2022 | 24 |  |  |  | 85.6577 | 1
| Zone | South of Lugo | 8 | Average Weekday | SCE | 1-in-10 | 2022 | 1 |  |  |  | 73.7248 | 1
| Zone | South of Lugo | 8 | Average Weekday | SCE | 1-in-10 | 2022 | 2 |  |  |  | 72.8229 | 1
| Zone | South of Lugo | 8 | Average Weekday | SCE | 1-in-10 | 2022 | 3 |  |  |  | 72.0753 | 1
| Zone | South of Lugo | 8 | Average Weekday | SCE | 1-in-10 | 2022 | 4 |  |  |  | 71.4533 | 1
| Zone | South of Lugo | 8 | Average Weekday | SCE | 1-in-10 | 2022 | 5 |  |  |  | 70.9248 | 1
| Zone | South of Lugo | 8 | Average Weekday | SCE | 1-in-10 | 2022 | 6 |  |  |  | 70.4786 | 1
| Zone | South of Lugo | 8 | Average Weekday | SCE | 1-in-10 | 2022 | 7 |  |  |  | 70.2013 | 1
| Zone | South of Lugo | 8 | Average Weekday | SCE | 1-in-10 | 2022 | 8 |  |  |  | 70.2891 | 1
| Zone | South of Lugo | 8 | Average Weekday | SCE | 1-in-10 | 2022 | 9 |  |  |  | 72.2673 | 1
| Zone | South of Lugo | 8 | Average Weekday | SCE | 1-in-10 | 2022 | 10 |  |  |  | 75.3581 | 1
| Zone | South of Lugo | 8 | Average Weekday | SCE | 1-in-10 | 2022 | 11 |  |  |  | 78.8164 | 1
| Zone | South of Lugo | 8 | Average Weekday | SCE | 1-in-10 | 2022 | 12 |  |  |  | 82.3242 | 1
| Zone | South of Lugo | 8 | Average Weekday | SCE | 1-in-10 | 2022 | 13 |  |  |  | 84.8821 | 1
| Zone | South of Lugo | 8 | Average Weekday | SCE | 1-in-10 | 2022 | 14 |  |  |  | 86.7905 | 1
| Zone | South of Lugo | 8 | Average Weekday | SCE | 1-in-10 | 2022 | 15 |  |  |  | 88.0885 | 1
| Zone | South of Lugo | 8 | Average Weekday | SCE | 1-in-10 | 2022 | 16 |  |  |  | 88.4443 | 1
| Zone | South of Lugo | 8 | Average Weekday | SCE | 1-in-10 | 2022 | 17 |  |  |  | 88.2695 | 1
| Zone | South of Lugo | 8 | Average Weekday | SCE | 1-in-10 | 2022 | 18 |  |  |  | 87.4322 | 1
| Zone | South of Lugo | 8 | Average Weekday | SCE | 1-in-10 | 2022 | 19 |  |  |  | 85.7853 | 1
| Zone | South of Lugo | 8 | Average Weekday | SCE | 1-in-10 | 2022 | 20 |  |  |  | 83.1838 | 1
| Zone | South of Lugo | 8 | Average Weekday | SCE | 1-in-10 | 2022 | 21 |  |  |  | 79.75 | 1
| Zone | South of Lugo | 8 | Average Weekday | SCE | 1-in-10 | 2022 | 22 |  |  |  | 77.0841 | 1
| Zone | South of Lugo | 8 | Average Weekday | SCE | 1-in-10 | 2022 | 23 |  |  |  | 75.6476 | 1
| Zone | South of Lugo | 8 | Average Weekday | SCE | 1-in-10 | 2022 | 24 |  |  |  | 74.6572 | 1
| Zone | South of Lugo | 8 | Monthly System Peak Day | SCE | 1-in-10 | 2022 | 1 |  |  |  | 79.7023 | 1
| Zone | South of Lugo | 8 | Monthly System Peak Day | SCE | 1-in-10 | 2022 | 2 |  |  |  | 78.6038 | 1
| Zone | South of Lugo | 8 | Monthly System Peak Day | SCE | 1-in-10 | 2022 | 3 |  |  |  | 77.6408 | 1
| Zone | South of Lugo | 8 | Monthly System Peak Day | SCE | 1-in-10 | 2022 | 4 |  |  |  | 76.7208 | 1
| Zone | South of Lugo | 8 | Monthly System Peak Day | SCE | 1-in-10 | 2022 | 5 |  |  |  | 75.6773 | 1
| Zone | South of Lugo | 8 | Monthly System Peak Day | SCE | 1-in-10 | 2022 | 6 |  |  |  | 74.87 | 1
| Zone | South of Lugo | 8 | Monthly System Peak Day | SCE | 1-in-10 | 2022 | 7 |  |  |  | 74.2158 | 1
| Zone | South of Lugo | 8 | Monthly System Peak Day | SCE | 1-in-10 | 2022 | 8 |  |  |  | 74.5485 | 1
| Zone | South of Lugo | 8 | Monthly System Peak Day | SCE | 1-in-10 | 2022 | 9 |  |  |  | 77.4577 | 1
| Zone | South of Lugo | 8 | Monthly System Peak Day | SCE | 1-in-10 | 2022 | 10 |  |  |  | 82.35 | 1
| Zone | South of Lugo | 8 | Monthly System Peak Day | SCE | 1-in-10 | 2022 | 11 |  |  |  | 88.3962 | 1
| Zone | South of Lugo | 8 | Monthly System Peak Day | SCE | 1-in-10 | 2022 | 12 |  |  |  | 92.0308 | 1
| Zone | South of Lugo | 8 | Monthly System Peak Day | SCE | 1-in-10 | 2022 | 13 |  |  |  | 93.3885 | 1
| Zone | South of Lugo | 8 | Monthly System Peak Day | SCE | 1-in-10 | 2022 | 14 |  |  |  | 94.4846 | 1
| Zone | South of Lugo | 8 | Monthly System Peak Day | SCE | 1-in-10 | 2022 | 15 |  |  |  | 95.9308 | 1
| Zone | South of Lugo | 8 | Monthly System Peak Day | SCE | 1-in-10 | 2022 | 16 |  |  |  | 97.4654 | 1
| Zone | South of Lugo | 8 | Monthly System Peak Day | SCE | 1-in-10 | 2022 | 17 |  |  |  | 97.7308 | 1
| Zone | South of Lugo | 8 | Monthly System Peak Day | SCE | 1-in-10 | 2022 | 18 |  |  |  | 96.85 | 1
| Zone | South of Lugo | 8 | Monthly System Peak Day | SCE | 1-in-10 | 2022 | 19 |  |  |  | 95.1846 | 1
| Zone | South of Lugo | 8 | Monthly System Peak Day | SCE | 1-in-10 | 2022 | 20 |  |  |  | 92.1538 | 1
| Zone | South of Lugo | 8 | Monthly System Peak Day | SCE | 1-in-10 | 2022 | 21 |  |  |  | 88.5731 | 1
| Zone | South of Lugo | 8 | Monthly System Peak Day | SCE | 1-in-10 | 2022 | 22 |  |  |  | 85.1115 | 1
| Zone | South of Lugo | 8 | Monthly System Peak Day | SCE | 1-in-10 | 2022 | 23 |  |  |  | 82.8692 | 1
| Zone | South of Lugo | 8 | Monthly System Peak Day | SCE | 1-in-10 | 2022 | 24 |  |  |  | 81.6923 | 1
| Zone | South of Lugo | 8 | Typical Event Day | SCE | 1-in-10 | 2022 | 1 |  |  |  | 78.3372 | 1
| Zone | South of Lugo | 8 | Typical Event Day | SCE | 1-in-10 | 2022 | 2 |  |  |  | 76.9656 | 1
| Zone | South of Lugo | 8 | Typical Event Day | SCE | 1-in-10 | 2022 | 3 |  |  |  | 75.7092 | 1
| Zone | South of Lugo | 8 | Typical Event Day | SCE | 1-in-10 | 2022 | 4 |  |  |  | 75.1885 | 1
| Zone | South of Lugo | 8 | Typical Event Day | SCE | 1-in-10 | 2022 | 5 |  |  |  | 74.369 | 1
| Zone | South of Lugo | 8 | Typical Event Day | SCE | 1-in-10 | 2022 | 6 |  |  |  | 73.8999 | 1
| Zone | South of Lugo | 8 | Typical Event Day | SCE | 1-in-10 | 2022 | 7 |  |  |  | 73.5392 | 1
| Zone | South of Lugo | 8 | Typical Event Day | SCE | 1-in-10 | 2022 | 8 |  |  |  | 74.2582 | 1
| Zone | South of Lugo | 8 | Typical Event Day | SCE | 1-in-10 | 2022 | 9 |  |  |  | 77.5992 | 1
| Zone | South of Lugo | 8 | Typical Event Day | SCE | 1-in-10 | 2022 | 10 |  |  |  | 82.6605 | 1
| Zone | South of Lugo | 8 | Typical Event Day | SCE | 1-in-10 | 2022 | 11 |  |  |  | 88.2412 | 1
| Zone | South of Lugo | 8 | Typical Event Day | SCE | 1-in-10 | 2022 | 12 |  |  |  | 92.3743 | 1
| Zone | South of Lugo | 8 | Typical Event Day | SCE | 1-in-10 | 2022 | 13 |  |  |  | 94.8318 | 1
| Zone | South of Lugo | 8 | Typical Event Day | SCE | 1-in-10 | 2022 | 14 |  |  |  | 96.8484 | 1
| Zone | South of Lugo | 8 | Typical Event Day | SCE | 1-in-10 | 2022 | 15 |  |  |  | 98.6966 | 1
| Zone | South of Lugo | 8 | Typical Event Day | SCE | 1-in-10 | 2022 | 16 |  |  |  | 99.9769 | 1
| Zone | South of Lugo | 8 | Typical Event Day | SCE | 1-in-10 | 2022 | 17 |  |  |  | 100.3817 | 1
| Zone | South of Lugo | 8 | Typical Event Day | SCE | 1-in-10 | 2022 | 18 |  |  |  | 99.4721 | 1
| Zone | South of Lugo | 8 | Typical Event Day | SCE | 1-in-10 | 2022 | 19 |  |  |  | 97.474 | 1
| Zone | South of Lugo | 8 | Typical Event Day | SCE | 1-in-10 | 2022 | 20 |  |  |  | 93.8717 | 1
| Zone | South of Lugo | 8 | Typical Event Day | SCE | 1-in-10 | 2022 | 21 |  |  |  | 90.2264 | 1
| Zone | South of Lugo | 8 | Typical Event Day | SCE | 1-in-10 | 2022 | 22 |  |  |  | 86.9024 | 1
| Zone | South of Lugo | 8 | Typical Event Day | SCE | 1-in-10 | 2022 | 23 |  |  |  | 84.0013 | 1
| Zone | South of Lugo | 8 | Typical Event Day | SCE | 1-in-10 | 2022 | 24 |  |  |  | 82.0521 | 1
| Zone | South of Lugo | 9 | Average Weekday | SCE | 1-in-10 | 2022 | 1 |  |  |  | 73.2512 | 1
| Zone | South of Lugo | 9 | Average Weekday | SCE | 1-in-10 | 2022 | 2 |  |  |  | 72.3685 | 1
| Zone | South of Lugo | 9 | Average Weekday | SCE | 1-in-10 | 2022 | 3 |  |  |  | 71.6295 | 1
| Zone | South of Lugo | 9 | Average Weekday | SCE | 1-in-10 | 2022 | 4 |  |  |  | 70.9846 | 1
| Zone | South of Lugo | 9 | Average Weekday | SCE | 1-in-10 | 2022 | 5 |  |  |  | 70.4271 | 1
| Zone | South of Lugo | 9 | Average Weekday | SCE | 1-in-10 | 2022 | 6 |  |  |  | 69.9244 | 1
| Zone | South of Lugo | 9 | Average Weekday | SCE | 1-in-10 | 2022 | 7 |  |  |  | 69.5541 | 1
| Zone | South of Lugo | 9 | Average Weekday | SCE | 1-in-10 | 2022 | 8 |  |  |  | 69.361 | 1
| Zone | South of Lugo | 9 | Average Weekday | SCE | 1-in-10 | 2022 | 9 |  |  |  | 70.7113 | 1
| Zone | South of Lugo | 9 | Average Weekday | SCE | 1-in-10 | 2022 | 10 |  |  |  | 73.6147 | 1
| Zone | South of Lugo | 9 | Average Weekday | SCE | 1-in-10 | 2022 | 11 |  |  |  | 77.1101 | 1
| Zone | South of Lugo | 9 | Average Weekday | SCE | 1-in-10 | 2022 | 12 |  |  |  | 80.43 | 1
| Zone | South of Lugo | 9 | Average Weekday | SCE | 1-in-10 | 2022 | 13 |  |  |  | 83.0984 | 1
| Zone | South of Lugo | 9 | Average Weekday | SCE | 1-in-10 | 2022 | 14 |  |  |  | 84.9046 | 1
| Zone | South of Lugo | 9 | Average Weekday | SCE | 1-in-10 | 2022 | 15 |  |  |  | 86.2075 | 1
| Zone | South of Lugo | 9 | Average Weekday | SCE | 1-in-10 | 2022 | 16 |  |  |  | 86.7527 | 1
| Zone | South of Lugo | 9 | Average Weekday | SCE | 1-in-10 | 2022 | 17 |  |  |  | 86.7156 | 1
| Zone | South of Lugo | 9 | Average Weekday | SCE | 1-in-10 | 2022 | 18 |  |  |  | 85.846 | 1
| Zone | South of Lugo | 9 | Average Weekday | SCE | 1-in-10 | 2022 | 19 |  |  |  | 84.0648 | 1
| Zone | South of Lugo | 9 | Average Weekday | SCE | 1-in-10 | 2022 | 20 |  |  |  | 81.1436 | 1
| Zone | South of Lugo | 9 | Average Weekday | SCE | 1-in-10 | 2022 | 21 |  |  |  | 78.0516 | 1
| Zone | South of Lugo | 9 | Average Weekday | SCE | 1-in-10 | 2022 | 22 |  |  |  | 76.2339 | 1
| Zone | South of Lugo | 9 | Average Weekday | SCE | 1-in-10 | 2022 | 23 |  |  |  | 74.88 | 1
| Zone | South of Lugo | 9 | Average Weekday | SCE | 1-in-10 | 2022 | 24 |  |  |  | 73.7799 | 1
| Zone | South of Lugo | 9 | Monthly System Peak Day | SCE | 1-in-10 | 2022 | 1 |  |  |  | 79.1115 | 1
| Zone | South of Lugo | 9 | Monthly System Peak Day | SCE | 1-in-10 | 2022 | 2 |  |  |  | 78.2385 | 1
| Zone | South of Lugo | 9 | Monthly System Peak Day | SCE | 1-in-10 | 2022 | 3 |  |  |  | 77.1231 | 1
| Zone | South of Lugo | 9 | Monthly System Peak Day | SCE | 1-in-10 | 2022 | 4 |  |  |  | 77.1731 | 1
| Zone | South of Lugo | 9 | Monthly System Peak Day | SCE | 1-in-10 | 2022 | 5 |  |  |  | 76.7038 | 1
| Zone | South of Lugo | 9 | Monthly System Peak Day | SCE | 1-in-10 | 2022 | 6 |  |  |  | 76.7885 | 1
| Zone | South of Lugo | 9 | Monthly System Peak Day | SCE | 1-in-10 | 2022 | 7 |  |  |  | 76.7077 | 1
| Zone | South of Lugo | 9 | Monthly System Peak Day | SCE | 1-in-10 | 2022 | 8 |  |  |  | 76.9 | 1
| Zone | South of Lugo | 9 | Monthly System Peak Day | SCE | 1-in-10 | 2022 | 9 |  |  |  | 79.1115 | 1
| Zone | South of Lugo | 9 | Monthly System Peak Day | SCE | 1-in-10 | 2022 | 10 |  |  |  | 83.05 | 1
| Zone | South of Lugo | 9 | Monthly System Peak Day | SCE | 1-in-10 | 2022 | 11 |  |  |  | 88.3115 | 1
| Zone | South of Lugo | 9 | Monthly System Peak Day | SCE | 1-in-10 | 2022 | 12 |  |  |  | 92.3423 | 1
| Zone | South of Lugo | 9 | Monthly System Peak Day | SCE | 1-in-10 | 2022 | 13 |  |  |  | 96.1461 | 1
| Zone | South of Lugo | 9 | Monthly System Peak Day | SCE | 1-in-10 | 2022 | 14 |  |  |  | 98.7692 | 1
| Zone | South of Lugo | 9 | Monthly System Peak Day | SCE | 1-in-10 | 2022 | 15 |  |  |  | 100.2462 | 1
| Zone | South of Lugo | 9 | Monthly System Peak Day | SCE | 1-in-10 | 2022 | 16 |  |  |  | 100.45 | 1
| Zone | South of Lugo | 9 | Monthly System Peak Day | SCE | 1-in-10 | 2022 | 17 |  |  |  | 100.8692 | 1
| Zone | South of Lugo | 9 | Monthly System Peak Day | SCE | 1-in-10 | 2022 | 18 |  |  |  | 99.5692 | 1
| Zone | South of Lugo | 9 | Monthly System Peak Day | SCE | 1-in-10 | 2022 | 19 |  |  |  | 97.3731 | 1
| Zone | South of Lugo | 9 | Monthly System Peak Day | SCE | 1-in-10 | 2022 | 20 |  |  |  | 94.2192 | 1
| Zone | South of Lugo | 9 | Monthly System Peak Day | SCE | 1-in-10 | 2022 | 21 |  |  |  | 90.4231 | 1
| Zone | South of Lugo | 9 | Monthly System Peak Day | SCE | 1-in-10 | 2022 | 22 |  |  |  | 89.0269 | 1
| Zone | South of Lugo | 9 | Monthly System Peak Day | SCE | 1-in-10 | 2022 | 23 |  |  |  | 88.0077 | 1
| Zone | South of Lugo | 9 | Monthly System Peak Day | SCE | 1-in-10 | 2022 | 24 |  |  |  | 86.1 | 1
| Zone | South of Lugo | 10 | Average Weekday | SCE | 1-in-10 | 2022 | 1 |  |  |  | 69.762 | 1
| Zone | South of Lugo | 10 | Average Weekday | SCE | 1-in-10 | 2022 | 2 |  |  |  | 68.8745 | 1
| Zone | South of Lugo | 10 | Average Weekday | SCE | 1-in-10 | 2022 | 3 |  |  |  | 68.1604 | 1
| Zone | South of Lugo | 10 | Average Weekday | SCE | 1-in-10 | 2022 | 4 |  |  |  | 67.4921 | 1
| Zone | South of Lugo | 10 | Average Weekday | SCE | 1-in-10 | 2022 | 5 |  |  |  | 66.8849 | 1
| Zone | South of Lugo | 10 | Average Weekday | SCE | 1-in-10 | 2022 | 6 |  |  |  | 66.4737 | 1
| Zone | South of Lugo | 10 | Average Weekday | SCE | 1-in-10 | 2022 | 7 |  |  |  | 66.0452 | 1
| Zone | South of Lugo | 10 | Average Weekday | SCE | 1-in-10 | 2022 | 8 |  |  |  | 65.7944 | 1
| Zone | South of Lugo | 10 | Average Weekday | SCE | 1-in-10 | 2022 | 9 |  |  |  | 66.4184 | 1
| Zone | South of Lugo | 10 | Average Weekday | SCE | 1-in-10 | 2022 | 10 |  |  |  | 69.4546 | 1
| Zone | South of Lugo | 10 | Average Weekday | SCE | 1-in-10 | 2022 | 11 |  |  |  | 73.0169 | 1
| Zone | South of Lugo | 10 | Average Weekday | SCE | 1-in-10 | 2022 | 12 |  |  |  | 76.5501 | 1
| Zone | South of Lugo | 10 | Average Weekday | SCE | 1-in-10 | 2022 | 13 |  |  |  | 79.3305 | 1
| Zone | South of Lugo | 10 | Average Weekday | SCE | 1-in-10 | 2022 | 14 |  |  |  | 81.3196 | 1
| Zone | South of Lugo | 10 | Average Weekday | SCE | 1-in-10 | 2022 | 15 |  |  |  | 82.45 | 1
| Zone | South of Lugo | 10 | Average Weekday | SCE | 1-in-10 | 2022 | 16 |  |  |  | 82.92 | 1
| Zone | South of Lugo | 10 | Average Weekday | SCE | 1-in-10 | 2022 | 17 |  |  |  | 82.7609 | 1
| Zone | South of Lugo | 10 | Average Weekday | SCE | 1-in-10 | 2022 | 18 |  |  |  | 82.0538 | 1
| Zone | South of Lugo | 10 | Average Weekday | SCE | 1-in-10 | 2022 | 19 |  |  |  | 80.0614 | 1
| Zone | South of Lugo | 10 | Average Weekday | SCE | 1-in-10 | 2022 | 20 |  |  |  | 76.8669 | 1
| Zone | South of Lugo | 10 | Average Weekday | SCE | 1-in-10 | 2022 | 21 |  |  |  | 74.5837 | 1
| Zone | South of Lugo | 10 | Average Weekday | SCE | 1-in-10 | 2022 | 22 |  |  |  | 73.102 | 1
| Zone | South of Lugo | 10 | Average Weekday | SCE | 1-in-10 | 2022 | 23 |  |  |  | 71.9026 | 1
| Zone | South of Lugo | 10 | Average Weekday | SCE | 1-in-10 | 2022 | 24 |  |  |  | 70.842 | 1
| Zone | South of Lugo | 10 | Monthly System Peak Day | SCE | 1-in-10 | 2022 | 1 |  |  |  | 81.9167 | 1
| Zone | South of Lugo | 10 | Monthly System Peak Day | SCE | 1-in-10 | 2022 | 2 |  |  |  | 81.9833 | 1
| Zone | South of Lugo | 10 | Monthly System Peak Day | SCE | 1-in-10 | 2022 | 3 |  |  |  | 81.1 | 1
| Zone | South of Lugo | 10 | Monthly System Peak Day | SCE | 1-in-10 | 2022 | 4 |  |  |  | 81.6267 | 1
| Zone | South of Lugo | 10 | Monthly System Peak Day | SCE | 1-in-10 | 2022 | 5 |  |  |  | 81.8983 | 1
| Zone | South of Lugo | 10 | Monthly System Peak Day | SCE | 1-in-10 | 2022 | 6 |  |  |  | 82.3554 | 1
| Zone | South of Lugo | 10 | Monthly System Peak Day | SCE | 1-in-10 | 2022 | 7 |  |  |  | 81.9092 | 1
| Zone | South of Lugo | 10 | Monthly System Peak Day | SCE | 1-in-10 | 2022 | 8 |  |  |  | 81.69 | 1
| Zone | South of Lugo | 10 | Monthly System Peak Day | SCE | 1-in-10 | 2022 | 9 |  |  |  | 82.0533 | 1
| Zone | South of Lugo | 10 | Monthly System Peak Day | SCE | 1-in-10 | 2022 | 10 |  |  |  | 84.6842 | 1
| Zone | South of Lugo | 10 | Monthly System Peak Day | SCE | 1-in-10 | 2022 | 11 |  |  |  | 87.9 | 1
| Zone | South of Lugo | 10 | Monthly System Peak Day | SCE | 1-in-10 | 2022 | 12 |  |  |  | 92.2042 | 1
| Zone | South of Lugo | 10 | Monthly System Peak Day | SCE | 1-in-10 | 2022 | 13 |  |  |  | 96.4208 | 1
| Zone | South of Lugo | 10 | Monthly System Peak Day | SCE | 1-in-10 | 2022 | 14 |  |  |  | 98.4792 | 1
| Zone | South of Lugo | 10 | Monthly System Peak Day | SCE | 1-in-10 | 2022 | 15 |  |  |  | 99.8958 | 1
| Zone | South of Lugo | 10 | Monthly System Peak Day | SCE | 1-in-10 | 2022 | 16 |  |  |  | 100.525 | 1
| Zone | South of Lugo | 10 | Monthly System Peak Day | SCE | 1-in-10 | 2022 | 17 |  |  |  | 100.1125 | 1
| Zone | South of Lugo | 10 | Monthly System Peak Day | SCE | 1-in-10 | 2022 | 18 |  |  |  | 99.7958 | 1
| Zone | South of Lugo | 10 | Monthly System Peak Day | SCE | 1-in-10 | 2022 | 19 |  |  |  | 98.1667 | 1
| Zone | South of Lugo | 10 | Monthly System Peak Day | SCE | 1-in-10 | 2022 | 20 |  |  |  | 94.3583 | 1
| Zone | South of Lugo | 10 | Monthly System Peak Day | SCE | 1-in-10 | 2022 | 21 |  |  |  | 90.3875 | 1
| Zone | South of Lugo | 10 | Monthly System Peak Day | SCE | 1-in-10 | 2022 | 22 |  |  |  | 88.3042 | 1
| Zone | South of Lugo | 10 | Monthly System Peak Day | SCE | 1-in-10 | 2022 | 23 |  |  |  | 86.525 | 1
| Zone | South of Lugo | 10 | Monthly System Peak Day | SCE | 1-in-10 | 2022 | 24 |  |  |  | 85.6625 | 1
| Zone | South of Lugo | 11 | Average Weekday | SCE | 1-in-10 | 2022 | 1 |  |  |  | 58.4899 | 1
| Zone | South of Lugo | 11 | Average Weekday | SCE | 1-in-10 | 2022 | 2 |  |  |  | 57.4303 | 1
| Zone | South of Lugo | 11 | Average Weekday | SCE | 1-in-10 | 2022 | 3 |  |  |  | 56.5965 | 1
| Zone | South of Lugo | 11 | Average Weekday | SCE | 1-in-10 | 2022 | 4 |  |  |  | 55.7784 | 1
| Zone | South of Lugo | 11 | Average Weekday | SCE | 1-in-10 | 2022 | 5 |  |  |  | 55.1225 | 1
| Zone | South of Lugo | 11 | Average Weekday | SCE | 1-in-10 | 2022 | 6 |  |  |  | 54.5133 | 1
| Zone | South of Lugo | 11 | Average Weekday | SCE | 1-in-10 | 2022 | 7 |  |  |  | 54.2276 | 1
| Zone | South of Lugo | 11 | Average Weekday | SCE | 1-in-10 | 2022 | 8 |  |  |  | 54.2096 | 1
| Zone | South of Lugo | 11 | Average Weekday | SCE | 1-in-10 | 2022 | 9 |  |  |  | 56.0514 | 1
| Zone | South of Lugo | 11 | Average Weekday | SCE | 1-in-10 | 2022 | 10 |  |  |  | 60.0331 | 1
| Zone | South of Lugo | 11 | Average Weekday | SCE | 1-in-10 | 2022 | 11 |  |  |  | 64.3807 | 1
| Zone | South of Lugo | 11 | Average Weekday | SCE | 1-in-10 | 2022 | 12 |  |  |  | 67.9142 | 1
| Zone | South of Lugo | 11 | Average Weekday | SCE | 1-in-10 | 2022 | 13 |  |  |  | 70.4422 | 1
| Zone | South of Lugo | 11 | Average Weekday | SCE | 1-in-10 | 2022 | 14 |  |  |  | 72.0209 | 1
| Zone | South of Lugo | 11 | Average Weekday | SCE | 1-in-10 | 2022 | 15 |  |  |  | 72.7246 | 1
| Zone | South of Lugo | 11 | Average Weekday | SCE | 1-in-10 | 2022 | 16 |  |  |  | 72.8761 | 1
| Zone | South of Lugo | 11 | Average Weekday | SCE | 1-in-10 | 2022 | 17 |  |  |  | 72.1405 | 1
| Zone | South of Lugo | 11 | Average Weekday | SCE | 1-in-10 | 2022 | 18 |  |  |  | 70.1961 | 1
| Zone | South of Lugo | 11 | Average Weekday | SCE | 1-in-10 | 2022 | 19 |  |  |  | 67.6438 | 1
| Zone | South of Lugo | 11 | Average Weekday | SCE | 1-in-10 | 2022 | 20 |  |  |  | 65.549 | 1
| Zone | South of Lugo | 11 | Average Weekday | SCE | 1-in-10 | 2022 | 21 |  |  |  | 63.8706 | 1
| Zone | South of Lugo | 11 | Average Weekday | SCE | 1-in-10 | 2022 | 22 |  |  |  | 62.2114 | 1
| Zone | South of Lugo | 11 | Average Weekday | SCE | 1-in-10 | 2022 | 23 |  |  |  | 60.8032 | 1
| Zone | South of Lugo | 11 | Average Weekday | SCE | 1-in-10 | 2022 | 24 |  |  |  | 59.5623 | 1
| Zone | South of Lugo | 11 | Monthly System Peak Day | SCE | 1-in-10 | 2022 | 1 |  |  |  | 72.1583 | 1
| Zone | South of Lugo | 11 | Monthly System Peak Day | SCE | 1-in-10 | 2022 | 2 |  |  |  | 70.2483 | 1
| Zone | South of Lugo | 11 | Monthly System Peak Day | SCE | 1-in-10 | 2022 | 3 |  |  |  | 69.6879 | 1
| Zone | South of Lugo | 11 | Monthly System Peak Day | SCE | 1-in-10 | 2022 | 4 |  |  |  | 68.1242 | 1
| Zone | South of Lugo | 11 | Monthly System Peak Day | SCE | 1-in-10 | 2022 | 5 |  |  |  | 67.2212 | 1
| Zone | South of Lugo | 11 | Monthly System Peak Day | SCE | 1-in-10 | 2022 | 6 |  |  |  | 66.5896 | 1
| Zone | South of Lugo | 11 | Monthly System Peak Day | SCE | 1-in-10 | 2022 | 7 |  |  |  | 66.7892 | 1
| Zone | South of Lugo | 11 | Monthly System Peak Day | SCE | 1-in-10 | 2022 | 8 |  |  |  | 67.9879 | 1
| Zone | South of Lugo | 11 | Monthly System Peak Day | SCE | 1-in-10 | 2022 | 9 |  |  |  | 69.6179 | 1
| Zone | South of Lugo | 11 | Monthly System Peak Day | SCE | 1-in-10 | 2022 | 10 |  |  |  | 73.6738 | 1
| Zone | South of Lugo | 11 | Monthly System Peak Day | SCE | 1-in-10 | 2022 | 11 |  |  |  | 80.8958 | 1
| Zone | South of Lugo | 11 | Monthly System Peak Day | SCE | 1-in-10 | 2022 | 12 |  |  |  | 87.0333 | 1
| Zone | South of Lugo | 11 | Monthly System Peak Day | SCE | 1-in-10 | 2022 | 13 |  |  |  | 90.2167 | 1
| Zone | South of Lugo | 11 | Monthly System Peak Day | SCE | 1-in-10 | 2022 | 14 |  |  |  | 91.8417 | 1
| Zone | South of Lugo | 11 | Monthly System Peak Day | SCE | 1-in-10 | 2022 | 15 |  |  |  | 92.325 | 1
| Zone | South of Lugo | 11 | Monthly System Peak Day | SCE | 1-in-10 | 2022 | 16 |  |  |  | 92.3417 | 1
| Zone | South of Lugo | 11 | Monthly System Peak Day | SCE | 1-in-10 | 2022 | 17 |  |  |  | 91.4417 | 1
| Zone | South of Lugo | 11 | Monthly System Peak Day | SCE | 1-in-10 | 2022 | 18 |  |  |  | 89.6292 | 1
| Zone | South of Lugo | 11 | Monthly System Peak Day | SCE | 1-in-10 | 2022 | 19 |  |  |  | 86.7167 | 1
| Zone | South of Lugo | 11 | Monthly System Peak Day | SCE | 1-in-10 | 2022 | 20 |  |  |  | 83.3458 | 1
| Zone | South of Lugo | 11 | Monthly System Peak Day | SCE | 1-in-10 | 2022 | 21 |  |  |  | 80.0625 | 1
| Zone | South of Lugo | 11 | Monthly System Peak Day | SCE | 1-in-10 | 2022 | 22 |  |  |  | 77.0746 | 1
| Zone | South of Lugo | 11 | Monthly System Peak Day | SCE | 1-in-10 | 2022 | 23 |  |  |  | 74.9146 | 1
| Zone | South of Lugo | 11 | Monthly System Peak Day | SCE | 1-in-10 | 2022 | 24 |  |  |  | 72.6104 | 1
| Zone | South of Lugo | 12 | Average Weekday | SCE | 1-in-10 | 2022 | 1 |  |  |  | 50.9441 | 1
| Zone | South of Lugo | 12 | Average Weekday | SCE | 1-in-10 | 2022 | 2 |  |  |  | 50.1429 | 1
| Zone | South of Lugo | 12 | Average Weekday | SCE | 1-in-10 | 2022 | 3 |  |  |  | 49.4806 | 1
| Zone | South of Lugo | 12 | Average Weekday | SCE | 1-in-10 | 2022 | 4 |  |  |  | 48.7859 | 1
| Zone | South of Lugo | 12 | Average Weekday | SCE | 1-in-10 | 2022 | 5 |  |  |  | 48.3115 | 1
| Zone | South of Lugo | 12 | Average Weekday | SCE | 1-in-10 | 2022 | 6 |  |  |  | 47.815 | 1
| Zone | South of Lugo | 12 | Average Weekday | SCE | 1-in-10 | 2022 | 7 |  |  |  | 47.6079 | 1
| Zone | South of Lugo | 12 | Average Weekday | SCE | 1-in-10 | 2022 | 8 |  |  |  | 47.8648 | 1
| Zone | South of Lugo | 12 | Average Weekday | SCE | 1-in-10 | 2022 | 9 |  |  |  | 48.9944 | 1
| Zone | South of Lugo | 12 | Average Weekday | SCE | 1-in-10 | 2022 | 10 |  |  |  | 52.3055 | 1
| Zone | South of Lugo | 12 | Average Weekday | SCE | 1-in-10 | 2022 | 11 |  |  |  | 55.9608 | 1
| Zone | South of Lugo | 12 | Average Weekday | SCE | 1-in-10 | 2022 | 12 |  |  |  | 59.0249 | 1
| Zone | South of Lugo | 12 | Average Weekday | SCE | 1-in-10 | 2022 | 13 |  |  |  | 61.152 | 1
| Zone | South of Lugo | 12 | Average Weekday | SCE | 1-in-10 | 2022 | 14 |  |  |  | 62.5691 | 1
| Zone | South of Lugo | 12 | Average Weekday | SCE | 1-in-10 | 2022 | 15 |  |  |  | 63.3806 | 1
| Zone | South of Lugo | 12 | Average Weekday | SCE | 1-in-10 | 2022 | 16 |  |  |  | 63.5309 | 1
| Zone | South of Lugo | 12 | Average Weekday | SCE | 1-in-10 | 2022 | 17 |  |  |  | 62.565 | 1
| Zone | South of Lugo | 12 | Average Weekday | SCE | 1-in-10 | 2022 | 18 |  |  |  | 60.3665 | 1
| Zone | South of Lugo | 12 | Average Weekday | SCE | 1-in-10 | 2022 | 19 |  |  |  | 58.0453 | 1
| Zone | South of Lugo | 12 | Average Weekday | SCE | 1-in-10 | 2022 | 20 |  |  |  | 56.6151 | 1
| Zone | South of Lugo | 12 | Average Weekday | SCE | 1-in-10 | 2022 | 21 |  |  |  | 55.3834 | 1
| Zone | South of Lugo | 12 | Average Weekday | SCE | 1-in-10 | 2022 | 22 |  |  |  | 54.1121 | 1
| Zone | South of Lugo | 12 | Average Weekday | SCE | 1-in-10 | 2022 | 23 |  |  |  | 52.9739 | 1
| Zone | South of Lugo | 12 | Average Weekday | SCE | 1-in-10 | 2022 | 24 |  |  |  | 52.0703 | 1
| Zone | South of Lugo | 12 | Monthly System Peak Day | SCE | 1-in-10 | 2022 | 1 |  |  |  | 43.1621 | 1
| Zone | South of Lugo | 12 | Monthly System Peak Day | SCE | 1-in-10 | 2022 | 2 |  |  |  | 42.165 | 1
| Zone | South of Lugo | 12 | Monthly System Peak Day | SCE | 1-in-10 | 2022 | 3 |  |  |  | 41.1825 | 1
| Zone | South of Lugo | 12 | Monthly System Peak Day | SCE | 1-in-10 | 2022 | 4 |  |  |  | 40.5287 | 1
| Zone | South of Lugo | 12 | Monthly System Peak Day | SCE | 1-in-10 | 2022 | 5 |  |  |  | 39.7692 | 1
| Zone | South of Lugo | 12 | Monthly System Peak Day | SCE | 1-in-10 | 2022 | 6 |  |  |  | 38.9567 | 1
| Zone | South of Lugo | 12 | Monthly System Peak Day | SCE | 1-in-10 | 2022 | 7 |  |  |  | 38.7854 | 1
| Zone | South of Lugo | 12 | Monthly System Peak Day | SCE | 1-in-10 | 2022 | 8 |  |  |  | 39.3121 | 1
| Zone | South of Lugo | 12 | Monthly System Peak Day | SCE | 1-in-10 | 2022 | 9 |  |  |  | 40.7854 | 1
| Zone | South of Lugo | 12 | Monthly System Peak Day | SCE | 1-in-10 | 2022 | 10 |  |  |  | 44.9875 | 1
| Zone | South of Lugo | 12 | Monthly System Peak Day | SCE | 1-in-10 | 2022 | 11 |  |  |  | 49.3725 | 1
| Zone | South of Lugo | 12 | Monthly System Peak Day | SCE | 1-in-10 | 2022 | 12 |  |  |  | 51.6942 | 1
| Zone | South of Lugo | 12 | Monthly System Peak Day | SCE | 1-in-10 | 2022 | 13 |  |  |  | 52.3162 | 1
| Zone | South of Lugo | 12 | Monthly System Peak Day | SCE | 1-in-10 | 2022 | 14 |  |  |  | 53.53 | 1
| Zone | South of Lugo | 12 | Monthly System Peak Day | SCE | 1-in-10 | 2022 | 15 |  |  |  | 54.5529 | 1
| Zone | South of Lugo | 12 | Monthly System Peak Day | SCE | 1-in-10 | 2022 | 16 |  |  |  | 54.8563 | 1
| Zone | South of Lugo | 12 | Monthly System Peak Day | SCE | 1-in-10 | 2022 | 17 |  |  |  | 54.495 | 1
| Zone | South of Lugo | 12 | Monthly System Peak Day | SCE | 1-in-10 | 2022 | 18 |  |  |  | 52.5233 | 1
| Zone | South of Lugo | 12 | Monthly System Peak Day | SCE | 1-in-10 | 2022 | 19 |  |  |  | 50.0379 | 1
| Zone | South of Lugo | 12 | Monthly System Peak Day | SCE | 1-in-10 | 2022 | 20 |  |  |  | 49.1488 | 1
| Zone | South of Lugo | 12 | Monthly System Peak Day | SCE | 1-in-10 | 2022 | 21 |  |  |  | 47.8304 | 1
| Zone | South of Lugo | 12 | Monthly System Peak Day | SCE | 1-in-10 | 2022 | 22 |  |  |  | 46.2667 | 1
| Zone | South of Lugo | 12 | Monthly System Peak Day | SCE | 1-in-10 | 2022 | 23 |  |  |  | 45.6983 | 1
| Zone | South of Lugo | 12 | Monthly System Peak Day | SCE | 1-in-10 | 2022 | 24 |  |  |  | 45.4512 | 1
| Zone | South of Lugo | 1 | Average Weekday | SCE | 1-in-10 | 2023 | 1 |  |  |  | 51.1891 | 1
| Zone | South of Lugo | 1 | Average Weekday | SCE | 1-in-10 | 2023 | 2 |  |  |  | 50.37 | 1
| Zone | South of Lugo | 1 | Average Weekday | SCE | 1-in-10 | 2023 | 3 |  |  |  | 49.6858 | 1
| Zone | South of Lugo | 1 | Average Weekday | SCE | 1-in-10 | 2023 | 4 |  |  |  | 49.0549 | 1
| Zone | South of Lugo | 1 | Average Weekday | SCE | 1-in-10 | 2023 | 5 |  |  |  | 48.5029 | 1
| Zone | South of Lugo | 1 | Average Weekday | SCE | 1-in-10 | 2023 | 6 |  |  |  | 47.9978 | 1
| Zone | South of Lugo | 1 | Average Weekday | SCE | 1-in-10 | 2023 | 7 |  |  |  | 47.6065 | 1
| Zone | South of Lugo | 1 | Average Weekday | SCE | 1-in-10 | 2023 | 8 |  |  |  | 47.4721 | 1
| Zone | South of Lugo | 1 | Average Weekday | SCE | 1-in-10 | 2023 | 9 |  |  |  | 48.2241 | 1
| Zone | South of Lugo | 1 | Average Weekday | SCE | 1-in-10 | 2023 | 10 |  |  |  | 51.032 | 1
| Zone | South of Lugo | 1 | Average Weekday | SCE | 1-in-10 | 2023 | 11 |  |  |  | 54.3859 | 1
| Zone | South of Lugo | 1 | Average Weekday | SCE | 1-in-10 | 2023 | 12 |  |  |  | 57.4064 | 1
| Zone | South of Lugo | 1 | Average Weekday | SCE | 1-in-10 | 2023 | 13 |  |  |  | 59.4629 | 1
| Zone | South of Lugo | 1 | Average Weekday | SCE | 1-in-10 | 2023 | 14 |  |  |  | 60.934 | 1
| Zone | South of Lugo | 1 | Average Weekday | SCE | 1-in-10 | 2023 | 15 |  |  |  | 61.7444 | 1
| Zone | South of Lugo | 1 | Average Weekday | SCE | 1-in-10 | 2023 | 16 |  |  |  | 62.0385 | 1
| Zone | South of Lugo | 1 | Average Weekday | SCE | 1-in-10 | 2023 | 17 |  |  |  | 61.6365 | 1
| Zone | South of Lugo | 1 | Average Weekday | SCE | 1-in-10 | 2023 | 18 |  |  |  | 60.219 | 1
| Zone | South of Lugo | 1 | Average Weekday | SCE | 1-in-10 | 2023 | 19 |  |  |  | 58.0776 | 1
| Zone | South of Lugo | 1 | Average Weekday | SCE | 1-in-10 | 2023 | 20 |  |  |  | 56.5312 | 1
| Zone | South of Lugo | 1 | Average Weekday | SCE | 1-in-10 | 2023 | 21 |  |  |  | 55.3422 | 1
| Zone | South of Lugo | 1 | Average Weekday | SCE | 1-in-10 | 2023 | 22 |  |  |  | 54.2523 | 1
| Zone | South of Lugo | 1 | Average Weekday | SCE | 1-in-10 | 2023 | 23 |  |  |  | 53.0495 | 1
| Zone | South of Lugo | 1 | Average Weekday | SCE | 1-in-10 | 2023 | 24 |  |  |  | 52.1198 | 1
| Zone | South of Lugo | 1 | Monthly System Peak Day | SCE | 1-in-10 | 2023 | 1 |  |  |  | 47.9912 | 1
| Zone | South of Lugo | 1 | Monthly System Peak Day | SCE | 1-in-10 | 2023 | 2 |  |  |  | 47.695 | 1
| Zone | South of Lugo | 1 | Monthly System Peak Day | SCE | 1-in-10 | 2023 | 3 |  |  |  | 46.8967 | 1
| Zone | South of Lugo | 1 | Monthly System Peak Day | SCE | 1-in-10 | 2023 | 4 |  |  |  | 46.2108 | 1
| Zone | South of Lugo | 1 | Monthly System Peak Day | SCE | 1-in-10 | 2023 | 5 |  |  |  | 45.7871 | 1
| Zone | South of Lugo | 1 | Monthly System Peak Day | SCE | 1-in-10 | 2023 | 6 |  |  |  | 45.3783 | 1
| Zone | South of Lugo | 1 | Monthly System Peak Day | SCE | 1-in-10 | 2023 | 7 |  |  |  | 44.8308 | 1
| Zone | South of Lugo | 1 | Monthly System Peak Day | SCE | 1-in-10 | 2023 | 8 |  |  |  | 44.3975 | 1
| Zone | South of Lugo | 1 | Monthly System Peak Day | SCE | 1-in-10 | 2023 | 9 |  |  |  | 45.0112 | 1
| Zone | South of Lugo | 1 | Monthly System Peak Day | SCE | 1-in-10 | 2023 | 10 |  |  |  | 46.8771 | 1
| Zone | South of Lugo | 1 | Monthly System Peak Day | SCE | 1-in-10 | 2023 | 11 |  |  |  | 48.9529 | 1
| Zone | South of Lugo | 1 | Monthly System Peak Day | SCE | 1-in-10 | 2023 | 12 |  |  |  | 50.1554 | 1
| Zone | South of Lugo | 1 | Monthly System Peak Day | SCE | 1-in-10 | 2023 | 13 |  |  |  | 51.0229 | 1
| Zone | South of Lugo | 1 | Monthly System Peak Day | SCE | 1-in-10 | 2023 | 14 |  |  |  | 51.4787 | 1
| Zone | South of Lugo | 1 | Monthly System Peak Day | SCE | 1-in-10 | 2023 | 15 |  |  |  | 51.8237 | 1
| Zone | South of Lugo | 1 | Monthly System Peak Day | SCE | 1-in-10 | 2023 | 16 |  |  |  | 52.2379 | 1
| Zone | South of Lugo | 1 | Monthly System Peak Day | SCE | 1-in-10 | 2023 | 17 |  |  |  | 52.1083 | 1
| Zone | South of Lugo | 1 | Monthly System Peak Day | SCE | 1-in-10 | 2023 | 18 |  |  |  | 50.7788 | 1
| Zone | South of Lugo | 1 | Monthly System Peak Day | SCE | 1-in-10 | 2023 | 19 |  |  |  | 49.5942 | 1
| Zone | South of Lugo | 1 | Monthly System Peak Day | SCE | 1-in-10 | 2023 | 20 |  |  |  | 49.2317 | 1
| Zone | South of Lugo | 1 | Monthly System Peak Day | SCE | 1-in-10 | 2023 | 21 |  |  |  | 48.7646 | 1
| Zone | South of Lugo | 1 | Monthly System Peak Day | SCE | 1-in-10 | 2023 | 22 |  |  |  | 48.625 | 1
| Zone | South of Lugo | 1 | Monthly System Peak Day | SCE | 1-in-10 | 2023 | 23 |  |  |  | 48.1971 | 1
| Zone | South of Lugo | 1 | Monthly System Peak Day | SCE | 1-in-10 | 2023 | 24 |  |  |  | 47.5454 | 1
| Zone | South of Lugo | 2 | Average Weekday | SCE | 1-in-10 | 2023 | 1 |  |  |  | 57.3372 | 1
| Zone | South of Lugo | 2 | Average Weekday | SCE | 1-in-10 | 2023 | 2 |  |  |  | 56.1771 | 1
| Zone | South of Lugo | 2 | Average Weekday | SCE | 1-in-10 | 2023 | 3 |  |  |  | 55.2175 | 1
| Zone | South of Lugo | 2 | Average Weekday | SCE | 1-in-10 | 2023 | 4 |  |  |  | 54.1537 | 1
| Zone | South of Lugo | 2 | Average Weekday | SCE | 1-in-10 | 2023 | 5 |  |  |  | 53.381 | 1
| Zone | South of Lugo | 2 | Average Weekday | SCE | 1-in-10 | 2023 | 6 |  |  |  | 52.7974 | 1
| Zone | South of Lugo | 2 | Average Weekday | SCE | 1-in-10 | 2023 | 7 |  |  |  | 52.5213 | 1
| Zone | South of Lugo | 2 | Average Weekday | SCE | 1-in-10 | 2023 | 8 |  |  |  | 52.3631 | 1
| Zone | South of Lugo | 2 | Average Weekday | SCE | 1-in-10 | 2023 | 9 |  |  |  | 54.5008 | 1
| Zone | South of Lugo | 2 | Average Weekday | SCE | 1-in-10 | 2023 | 10 |  |  |  | 58.6985 | 1
| Zone | South of Lugo | 2 | Average Weekday | SCE | 1-in-10 | 2023 | 11 |  |  |  | 63.0635 | 1
| Zone | South of Lugo | 2 | Average Weekday | SCE | 1-in-10 | 2023 | 12 |  |  |  | 66.5518 | 1
| Zone | South of Lugo | 2 | Average Weekday | SCE | 1-in-10 | 2023 | 13 |  |  |  | 69.1382 | 1
| Zone | South of Lugo | 2 | Average Weekday | SCE | 1-in-10 | 2023 | 14 |  |  |  | 70.9496 | 1
| Zone | South of Lugo | 2 | Average Weekday | SCE | 1-in-10 | 2023 | 15 |  |  |  | 71.7652 | 1
| Zone | South of Lugo | 2 | Average Weekday | SCE | 1-in-10 | 2023 | 16 |  |  |  | 72.0224 | 1
| Zone | South of Lugo | 2 | Average Weekday | SCE | 1-in-10 | 2023 | 17 |  |  |  | 71.3018 | 1
| Zone | South of Lugo | 2 | Average Weekday | SCE | 1-in-10 | 2023 | 18 |  |  |  | 69.6733 | 1
| Zone | South of Lugo | 2 | Average Weekday | SCE | 1-in-10 | 2023 | 19 |  |  |  | 66.6786 | 1
| Zone | South of Lugo | 2 | Average Weekday | SCE | 1-in-10 | 2023 | 20 |  |  |  | 63.9657 | 1
| Zone | South of Lugo | 2 | Average Weekday | SCE | 1-in-10 | 2023 | 21 |  |  |  | 62.1954 | 1
| Zone | South of Lugo | 2 | Average Weekday | SCE | 1-in-10 | 2023 | 22 |  |  |  | 60.859 | 1
| Zone | South of Lugo | 2 | Average Weekday | SCE | 1-in-10 | 2023 | 23 |  |  |  | 59.3965 | 1
| Zone | South of Lugo | 2 | Average Weekday | SCE | 1-in-10 | 2023 | 24 |  |  |  | 58.1767 | 1
| Zone | South of Lugo | 2 | Monthly System Peak Day | SCE | 1-in-10 | 2023 | 1 |  |  |  | 69.37 | 1
| Zone | South of Lugo | 2 | Monthly System Peak Day | SCE | 1-in-10 | 2023 | 2 |  |  |  | 68.2633 | 1
| Zone | South of Lugo | 2 | Monthly System Peak Day | SCE | 1-in-10 | 2023 | 3 |  |  |  | 66.6221 | 1
| Zone | South of Lugo | 2 | Monthly System Peak Day | SCE | 1-in-10 | 2023 | 4 |  |  |  | 64.9621 | 1
| Zone | South of Lugo | 2 | Monthly System Peak Day | SCE | 1-in-10 | 2023 | 5 |  |  |  | 64.3146 | 1
| Zone | South of Lugo | 2 | Monthly System Peak Day | SCE | 1-in-10 | 2023 | 6 |  |  |  | 62.3879 | 1
| Zone | South of Lugo | 2 | Monthly System Peak Day | SCE | 1-in-10 | 2023 | 7 |  |  |  | 63.2612 | 1
| Zone | South of Lugo | 2 | Monthly System Peak Day | SCE | 1-in-10 | 2023 | 8 |  |  |  | 62.0283 | 1
| Zone | South of Lugo | 2 | Monthly System Peak Day | SCE | 1-in-10 | 2023 | 9 |  |  |  | 63.9592 | 1
| Zone | South of Lugo | 2 | Monthly System Peak Day | SCE | 1-in-10 | 2023 | 10 |  |  |  | 70.3225 | 1
| Zone | South of Lugo | 2 | Monthly System Peak Day | SCE | 1-in-10 | 2023 | 11 |  |  |  | 75.9629 | 1
| Zone | South of Lugo | 2 | Monthly System Peak Day | SCE | 1-in-10 | 2023 | 12 |  |  |  | 80.0667 | 1
| Zone | South of Lugo | 2 | Monthly System Peak Day | SCE | 1-in-10 | 2023 | 13 |  |  |  | 83.0833 | 1
| Zone | South of Lugo | 2 | Monthly System Peak Day | SCE | 1-in-10 | 2023 | 14 |  |  |  | 85.4 | 1
| Zone | South of Lugo | 2 | Monthly System Peak Day | SCE | 1-in-10 | 2023 | 15 |  |  |  | 86.6208 | 1
| Zone | South of Lugo | 2 | Monthly System Peak Day | SCE | 1-in-10 | 2023 | 16 |  |  |  | 86.5292 | 1
| Zone | South of Lugo | 2 | Monthly System Peak Day | SCE | 1-in-10 | 2023 | 17 |  |  |  | 85.3375 | 1
| Zone | South of Lugo | 2 | Monthly System Peak Day | SCE | 1-in-10 | 2023 | 18 |  |  |  | 83.1625 | 1
| Zone | South of Lugo | 2 | Monthly System Peak Day | SCE | 1-in-10 | 2023 | 19 |  |  |  | 78.6708 | 1
| Zone | South of Lugo | 2 | Monthly System Peak Day | SCE | 1-in-10 | 2023 | 20 |  |  |  | 74.6375 | 1
| Zone | South of Lugo | 2 | Monthly System Peak Day | SCE | 1-in-10 | 2023 | 21 |  |  |  | 71.8962 | 1
| Zone | South of Lugo | 2 | Monthly System Peak Day | SCE | 1-in-10 | 2023 | 22 |  |  |  | 70.31 | 1
| Zone | South of Lugo | 2 | Monthly System Peak Day | SCE | 1-in-10 | 2023 | 23 |  |  |  | 67.7371 | 1
| Zone | South of Lugo | 2 | Monthly System Peak Day | SCE | 1-in-10 | 2023 | 24 |  |  |  | 65.4333 | 1
| Zone | South of Lugo | 3 | Average Weekday | SCE | 1-in-10 | 2023 | 1 |  |  |  | 60.2963 | 1
| Zone | South of Lugo | 3 | Average Weekday | SCE | 1-in-10 | 2023 | 2 |  |  |  | 59.2613 | 1
| Zone | South of Lugo | 3 | Average Weekday | SCE | 1-in-10 | 2023 | 3 |  |  |  | 58.2877 | 1
| Zone | South of Lugo | 3 | Average Weekday | SCE | 1-in-10 | 2023 | 4 |  |  |  | 57.3831 | 1
| Zone | South of Lugo | 3 | Average Weekday | SCE | 1-in-10 | 2023 | 5 |  |  |  | 56.6944 | 1
| Zone | South of Lugo | 3 | Average Weekday | SCE | 1-in-10 | 2023 | 6 |  |  |  | 56.0616 | 1
| Zone | South of Lugo | 3 | Average Weekday | SCE | 1-in-10 | 2023 | 7 |  |  |  | 55.7979 | 1
| Zone | South of Lugo | 3 | Average Weekday | SCE | 1-in-10 | 2023 | 8 |  |  |  | 55.9064 | 1
| Zone | South of Lugo | 3 | Average Weekday | SCE | 1-in-10 | 2023 | 9 |  |  |  | 57.5692 | 1
| Zone | South of Lugo | 3 | Average Weekday | SCE | 1-in-10 | 2023 | 10 |  |  |  | 61.2746 | 1
| Zone | South of Lugo | 3 | Average Weekday | SCE | 1-in-10 | 2023 | 11 |  |  |  | 65.6137 | 1
| Zone | South of Lugo | 3 | Average Weekday | SCE | 1-in-10 | 2023 | 12 |  |  |  | 69.4158 | 1
| Zone | South of Lugo | 3 | Average Weekday | SCE | 1-in-10 | 2023 | 13 |  |  |  | 72.2824 | 1
| Zone | South of Lugo | 3 | Average Weekday | SCE | 1-in-10 | 2023 | 14 |  |  |  | 74.1994 | 1
| Zone | South of Lugo | 3 | Average Weekday | SCE | 1-in-10 | 2023 | 15 |  |  |  | 75.3807 | 1
| Zone | South of Lugo | 3 | Average Weekday | SCE | 1-in-10 | 2023 | 16 |  |  |  | 75.9072 | 1
| Zone | South of Lugo | 3 | Average Weekday | SCE | 1-in-10 | 2023 | 17 |  |  |  | 75.6839 | 1
| Zone | South of Lugo | 3 | Average Weekday | SCE | 1-in-10 | 2023 | 18 |  |  |  | 74.6285 | 1
| Zone | South of Lugo | 3 | Average Weekday | SCE | 1-in-10 | 2023 | 19 |  |  |  | 72.6844 | 1
| Zone | South of Lugo | 3 | Average Weekday | SCE | 1-in-10 | 2023 | 20 |  |  |  | 69.9169 | 1
| Zone | South of Lugo | 3 | Average Weekday | SCE | 1-in-10 | 2023 | 21 |  |  |  | 67.2424 | 1
| Zone | South of Lugo | 3 | Average Weekday | SCE | 1-in-10 | 2023 | 22 |  |  |  | 65.5237 | 1
| Zone | South of Lugo | 3 | Average Weekday | SCE | 1-in-10 | 2023 | 23 |  |  |  | 64.1832 | 1
| Zone | South of Lugo | 3 | Average Weekday | SCE | 1-in-10 | 2023 | 24 |  |  |  | 62.7782 | 1
| Zone | South of Lugo | 3 | Monthly System Peak Day | SCE | 1-in-10 | 2023 | 1 |  |  |  | 69.4088 | 1
| Zone | South of Lugo | 3 | Monthly System Peak Day | SCE | 1-in-10 | 2023 | 2 |  |  |  | 67.8808 | 1
| Zone | South of Lugo | 3 | Monthly System Peak Day | SCE | 1-in-10 | 2023 | 3 |  |  |  | 65.8083 | 1
| Zone | South of Lugo | 3 | Monthly System Peak Day | SCE | 1-in-10 | 2023 | 4 |  |  |  | 64.6225 | 1
| Zone | South of Lugo | 3 | Monthly System Peak Day | SCE | 1-in-10 | 2023 | 5 |  |  |  | 64.0263 | 1
| Zone | South of Lugo | 3 | Monthly System Peak Day | SCE | 1-in-10 | 2023 | 6 |  |  |  | 63.5737 | 1
| Zone | South of Lugo | 3 | Monthly System Peak Day | SCE | 1-in-10 | 2023 | 7 |  |  |  | 64.2588 | 1
| Zone | South of Lugo | 3 | Monthly System Peak Day | SCE | 1-in-10 | 2023 | 8 |  |  |  | 64.0933 | 1
| Zone | South of Lugo | 3 | Monthly System Peak Day | SCE | 1-in-10 | 2023 | 9 |  |  |  | 65.4004 | 1
| Zone | South of Lugo | 3 | Monthly System Peak Day | SCE | 1-in-10 | 2023 | 10 |  |  |  | 69.9854 | 1
| Zone | South of Lugo | 3 | Monthly System Peak Day | SCE | 1-in-10 | 2023 | 11 |  |  |  | 75.0567 | 1
| Zone | South of Lugo | 3 | Monthly System Peak Day | SCE | 1-in-10 | 2023 | 12 |  |  |  | 79.2792 | 1
| Zone | South of Lugo | 3 | Monthly System Peak Day | SCE | 1-in-10 | 2023 | 13 |  |  |  | 83 | 1
| Zone | South of Lugo | 3 | Monthly System Peak Day | SCE | 1-in-10 | 2023 | 14 |  |  |  | 85.1458 | 1
| Zone | South of Lugo | 3 | Monthly System Peak Day | SCE | 1-in-10 | 2023 | 15 |  |  |  | 86.8292 | 1
| Zone | South of Lugo | 3 | Monthly System Peak Day | SCE | 1-in-10 | 2023 | 16 |  |  |  | 87.2917 | 1
| Zone | South of Lugo | 3 | Monthly System Peak Day | SCE | 1-in-10 | 2023 | 17 |  |  |  | 86.9417 | 1
| Zone | South of Lugo | 3 | Monthly System Peak Day | SCE | 1-in-10 | 2023 | 18 |  |  |  | 85.7458 | 1
| Zone | South of Lugo | 3 | Monthly System Peak Day | SCE | 1-in-10 | 2023 | 19 |  |  |  | 84.5792 | 1
| Zone | South of Lugo | 3 | Monthly System Peak Day | SCE | 1-in-10 | 2023 | 20 |  |  |  | 81.9208 | 1
| Zone | South of Lugo | 3 | Monthly System Peak Day | SCE | 1-in-10 | 2023 | 21 |  |  |  | 77.7542 | 1
| Zone | South of Lugo | 3 | Monthly System Peak Day | SCE | 1-in-10 | 2023 | 22 |  |  |  | 74.3004 | 1
| Zone | South of Lugo | 3 | Monthly System Peak Day | SCE | 1-in-10 | 2023 | 23 |  |  |  | 72.0462 | 1
| Zone | South of Lugo | 3 | Monthly System Peak Day | SCE | 1-in-10 | 2023 | 24 |  |  |  | 69.3133 | 1
| Zone | South of Lugo | 4 | Average Weekday | SCE | 1-in-10 | 2023 | 1 |  |  |  | 60.4942 | 1
| Zone | South of Lugo | 4 | Average Weekday | SCE | 1-in-10 | 2023 | 2 |  |  |  | 59.5069 | 1
| Zone | South of Lugo | 4 | Average Weekday | SCE | 1-in-10 | 2023 | 3 |  |  |  | 58.6222 | 1
| Zone | South of Lugo | 4 | Average Weekday | SCE | 1-in-10 | 2023 | 4 |  |  |  | 57.8236 | 1
| Zone | South of Lugo | 4 | Average Weekday | SCE | 1-in-10 | 2023 | 5 |  |  |  | 57.1561 | 1
| Zone | South of Lugo | 4 | Average Weekday | SCE | 1-in-10 | 2023 | 6 |  |  |  | 56.652 | 1
| Zone | South of Lugo | 4 | Average Weekday | SCE | 1-in-10 | 2023 | 7 |  |  |  | 56.2924 | 1
| Zone | South of Lugo | 4 | Average Weekday | SCE | 1-in-10 | 2023 | 8 |  |  |  | 56.3505 | 1
| Zone | South of Lugo | 4 | Average Weekday | SCE | 1-in-10 | 2023 | 9 |  |  |  | 58.3162 | 1
| Zone | South of Lugo | 4 | Average Weekday | SCE | 1-in-10 | 2023 | 10 |  |  |  | 61.566 | 1
| Zone | South of Lugo | 4 | Average Weekday | SCE | 1-in-10 | 2023 | 11 |  |  |  | 64.8817 | 1
| Zone | South of Lugo | 4 | Average Weekday | SCE | 1-in-10 | 2023 | 12 |  |  |  | 68.0431 | 1
| Zone | South of Lugo | 4 | Average Weekday | SCE | 1-in-10 | 2023 | 13 |  |  |  | 70.7017 | 1
| Zone | South of Lugo | 4 | Average Weekday | SCE | 1-in-10 | 2023 | 14 |  |  |  | 72.5247 | 1
| Zone | South of Lugo | 4 | Average Weekday | SCE | 1-in-10 | 2023 | 15 |  |  |  | 73.7169 | 1
| Zone | South of Lugo | 4 | Average Weekday | SCE | 1-in-10 | 2023 | 16 |  |  |  | 74.4938 | 1
| Zone | South of Lugo | 4 | Average Weekday | SCE | 1-in-10 | 2023 | 17 |  |  |  | 74.8613 | 1
| Zone | South of Lugo | 4 | Average Weekday | SCE | 1-in-10 | 2023 | 18 |  |  |  | 74.1725 | 1
| Zone | South of Lugo | 4 | Average Weekday | SCE | 1-in-10 | 2023 | 19 |  |  |  | 72.754 | 1
| Zone | South of Lugo | 4 | Average Weekday | SCE | 1-in-10 | 2023 | 20 |  |  |  | 70.5109 | 1
| Zone | South of Lugo | 4 | Average Weekday | SCE | 1-in-10 | 2023 | 21 |  |  |  | 67.483 | 1
| Zone | South of Lugo | 4 | Average Weekday | SCE | 1-in-10 | 2023 | 22 |  |  |  | 65.3444 | 1
| Zone | South of Lugo | 4 | Average Weekday | SCE | 1-in-10 | 2023 | 23 |  |  |  | 63.7484 | 1
| Zone | South of Lugo | 4 | Average Weekday | SCE | 1-in-10 | 2023 | 24 |  |  |  | 62.3534 | 1
| Zone | South of Lugo | 4 | Monthly System Peak Day | SCE | 1-in-10 | 2023 | 1 |  |  |  | 72.7513 | 1
| Zone | South of Lugo | 4 | Monthly System Peak Day | SCE | 1-in-10 | 2023 | 2 |  |  |  | 71.3629 | 1
| Zone | South of Lugo | 4 | Monthly System Peak Day | SCE | 1-in-10 | 2023 | 3 |  |  |  | 70.3804 | 1
| Zone | South of Lugo | 4 | Monthly System Peak Day | SCE | 1-in-10 | 2023 | 4 |  |  |  | 68.0883 | 1
| Zone | South of Lugo | 4 | Monthly System Peak Day | SCE | 1-in-10 | 2023 | 5 |  |  |  | 66.8875 | 1
| Zone | South of Lugo | 4 | Monthly System Peak Day | SCE | 1-in-10 | 2023 | 6 |  |  |  | 66.4575 | 1
| Zone | South of Lugo | 4 | Monthly System Peak Day | SCE | 1-in-10 | 2023 | 7 |  |  |  | 65.885 | 1
| Zone | South of Lugo | 4 | Monthly System Peak Day | SCE | 1-in-10 | 2023 | 8 |  |  |  | 65.9925 | 1
| Zone | South of Lugo | 4 | Monthly System Peak Day | SCE | 1-in-10 | 2023 | 9 |  |  |  | 69.3567 | 1
| Zone | South of Lugo | 4 | Monthly System Peak Day | SCE | 1-in-10 | 2023 | 10 |  |  |  | 74.8342 | 1
| Zone | South of Lugo | 4 | Monthly System Peak Day | SCE | 1-in-10 | 2023 | 11 |  |  |  | 79.85 | 1
| Zone | South of Lugo | 4 | Monthly System Peak Day | SCE | 1-in-10 | 2023 | 12 |  |  |  | 84.5792 | 1
| Zone | South of Lugo | 4 | Monthly System Peak Day | SCE | 1-in-10 | 2023 | 13 |  |  |  | 87.3208 | 1
| Zone | South of Lugo | 4 | Monthly System Peak Day | SCE | 1-in-10 | 2023 | 14 |  |  |  | 88.7333 | 1
| Zone | South of Lugo | 4 | Monthly System Peak Day | SCE | 1-in-10 | 2023 | 15 |  |  |  | 89.4083 | 1
| Zone | South of Lugo | 4 | Monthly System Peak Day | SCE | 1-in-10 | 2023 | 16 |  |  |  | 90.0792 | 1
| Zone | South of Lugo | 4 | Monthly System Peak Day | SCE | 1-in-10 | 2023 | 17 |  |  |  | 90.0625 | 1
| Zone | South of Lugo | 4 | Monthly System Peak Day | SCE | 1-in-10 | 2023 | 18 |  |  |  | 89.8542 | 1
| Zone | South of Lugo | 4 | Monthly System Peak Day | SCE | 1-in-10 | 2023 | 19 |  |  |  | 87.7208 | 1
| Zone | South of Lugo | 4 | Monthly System Peak Day | SCE | 1-in-10 | 2023 | 20 |  |  |  | 82.975 | 1
| Zone | South of Lugo | 4 | Monthly System Peak Day | SCE | 1-in-10 | 2023 | 21 |  |  |  | 77.045 | 1
| Zone | South of Lugo | 4 | Monthly System Peak Day | SCE | 1-in-10 | 2023 | 22 |  |  |  | 74.1288 | 1
| Zone | South of Lugo | 4 | Monthly System Peak Day | SCE | 1-in-10 | 2023 | 23 |  |  |  | 72.2787 | 1
| Zone | South of Lugo | 4 | Monthly System Peak Day | SCE | 1-in-10 | 2023 | 24 |  |  |  | 70.8858 | 1
| Zone | South of Lugo | 5 | Average Weekday | SCE | 1-in-10 | 2023 | 1 |  |  |  | 63.7261 | 1
| Zone | South of Lugo | 5 | Average Weekday | SCE | 1-in-10 | 2023 | 2 |  |  |  | 62.7364 | 1
| Zone | South of Lugo | 5 | Average Weekday | SCE | 1-in-10 | 2023 | 3 |  |  |  | 61.9172 | 1
| Zone | South of Lugo | 5 | Average Weekday | SCE | 1-in-10 | 2023 | 4 |  |  |  | 61.2504 | 1
| Zone | South of Lugo | 5 | Average Weekday | SCE | 1-in-10 | 2023 | 5 |  |  |  | 60.7132 | 1
| Zone | South of Lugo | 5 | Average Weekday | SCE | 1-in-10 | 2023 | 6 |  |  |  | 60.3703 | 1
| Zone | South of Lugo | 5 | Average Weekday | SCE | 1-in-10 | 2023 | 7 |  |  |  | 60.2288 | 1
| Zone | South of Lugo | 5 | Average Weekday | SCE | 1-in-10 | 2023 | 8 |  |  |  | 60.9294 | 1
| Zone | South of Lugo | 5 | Average Weekday | SCE | 1-in-10 | 2023 | 9 |  |  |  | 62.9482 | 1
| Zone | South of Lugo | 5 | Average Weekday | SCE | 1-in-10 | 2023 | 10 |  |  |  | 65.7554 | 1
| Zone | South of Lugo | 5 | Average Weekday | SCE | 1-in-10 | 2023 | 11 |  |  |  | 68.6938 | 1
| Zone | South of Lugo | 5 | Average Weekday | SCE | 1-in-10 | 2023 | 12 |  |  |  | 71.3639 | 1
| Zone | South of Lugo | 5 | Average Weekday | SCE | 1-in-10 | 2023 | 13 |  |  |  | 73.5492 | 1
| Zone | South of Lugo | 5 | Average Weekday | SCE | 1-in-10 | 2023 | 14 |  |  |  | 75.3789 | 1
| Zone | South of Lugo | 5 | Average Weekday | SCE | 1-in-10 | 2023 | 15 |  |  |  | 76.7811 | 1
| Zone | South of Lugo | 5 | Average Weekday | SCE | 1-in-10 | 2023 | 16 |  |  |  | 77.6 | 1
| Zone | South of Lugo | 5 | Average Weekday | SCE | 1-in-10 | 2023 | 17 |  |  |  | 77.8548 | 1
| Zone | South of Lugo | 5 | Average Weekday | SCE | 1-in-10 | 2023 | 18 |  |  |  | 77.2107 | 1
| Zone | South of Lugo | 5 | Average Weekday | SCE | 1-in-10 | 2023 | 19 |  |  |  | 75.8588 | 1
| Zone | South of Lugo | 5 | Average Weekday | SCE | 1-in-10 | 2023 | 20 |  |  |  | 73.7457 | 1
| Zone | South of Lugo | 5 | Average Weekday | SCE | 1-in-10 | 2023 | 21 |  |  |  | 70.633 | 1
| Zone | South of Lugo | 5 | Average Weekday | SCE | 1-in-10 | 2023 | 22 |  |  |  | 67.8287 | 1
| Zone | South of Lugo | 5 | Average Weekday | SCE | 1-in-10 | 2023 | 23 |  |  |  | 66.0136 | 1
| Zone | South of Lugo | 5 | Average Weekday | SCE | 1-in-10 | 2023 | 24 |  |  |  | 64.7075 | 1
| Zone | South of Lugo | 5 | Monthly System Peak Day | SCE | 1-in-10 | 2023 | 1 |  |  |  | 75.4321 | 1
| Zone | South of Lugo | 5 | Monthly System Peak Day | SCE | 1-in-10 | 2023 | 2 |  |  |  | 73.9658 | 1
| Zone | South of Lugo | 5 | Monthly System Peak Day | SCE | 1-in-10 | 2023 | 3 |  |  |  | 71.9892 | 1
| Zone | South of Lugo | 5 | Monthly System Peak Day | SCE | 1-in-10 | 2023 | 4 |  |  |  | 70.9163 | 1
| Zone | South of Lugo | 5 | Monthly System Peak Day | SCE | 1-in-10 | 2023 | 5 |  |  |  | 70.1583 | 1
| Zone | South of Lugo | 5 | Monthly System Peak Day | SCE | 1-in-10 | 2023 | 6 |  |  |  | 68.9408 | 1
| Zone | South of Lugo | 5 | Monthly System Peak Day | SCE | 1-in-10 | 2023 | 7 |  |  |  | 68.7504 | 1
| Zone | South of Lugo | 5 | Monthly System Peak Day | SCE | 1-in-10 | 2023 | 8 |  |  |  | 69.4196 | 1
| Zone | South of Lugo | 5 | Monthly System Peak Day | SCE | 1-in-10 | 2023 | 9 |  |  |  | 74.04 | 1
| Zone | South of Lugo | 5 | Monthly System Peak Day | SCE | 1-in-10 | 2023 | 10 |  |  |  | 80.7083 | 1
| Zone | South of Lugo | 5 | Monthly System Peak Day | SCE | 1-in-10 | 2023 | 11 |  |  |  | 86.8583 | 1
| Zone | South of Lugo | 5 | Monthly System Peak Day | SCE | 1-in-10 | 2023 | 12 |  |  |  | 90.5875 | 1
| Zone | South of Lugo | 5 | Monthly System Peak Day | SCE | 1-in-10 | 2023 | 13 |  |  |  | 93.1542 | 1
| Zone | South of Lugo | 5 | Monthly System Peak Day | SCE | 1-in-10 | 2023 | 14 |  |  |  | 94.5167 | 1
| Zone | South of Lugo | 5 | Monthly System Peak Day | SCE | 1-in-10 | 2023 | 15 |  |  |  | 96.05 | 1
| Zone | South of Lugo | 5 | Monthly System Peak Day | SCE | 1-in-10 | 2023 | 16 |  |  |  | 96.5375 | 1
| Zone | South of Lugo | 5 | Monthly System Peak Day | SCE | 1-in-10 | 2023 | 17 |  |  |  | 96.4417 | 1
| Zone | South of Lugo | 5 | Monthly System Peak Day | SCE | 1-in-10 | 2023 | 18 |  |  |  | 95.3792 | 1
| Zone | South of Lugo | 5 | Monthly System Peak Day | SCE | 1-in-10 | 2023 | 19 |  |  |  | 94.4625 | 1
| Zone | South of Lugo | 5 | Monthly System Peak Day | SCE | 1-in-10 | 2023 | 20 |  |  |  | 91.6125 | 1
| Zone | South of Lugo | 5 | Monthly System Peak Day | SCE | 1-in-10 | 2023 | 21 |  |  |  | 87.3083 | 1
| Zone | South of Lugo | 5 | Monthly System Peak Day | SCE | 1-in-10 | 2023 | 22 |  |  |  | 83.1583 | 1
| Zone | South of Lugo | 5 | Monthly System Peak Day | SCE | 1-in-10 | 2023 | 23 |  |  |  | 80.6958 | 1
| Zone | South of Lugo | 5 | Monthly System Peak Day | SCE | 1-in-10 | 2023 | 24 |  |  |  | 78.2358 | 1
| Zone | South of Lugo | 6 | Average Weekday | SCE | 1-in-10 | 2023 | 1 |  |  |  | 68.1974 | 1
| Zone | South of Lugo | 6 | Average Weekday | SCE | 1-in-10 | 2023 | 2 |  |  |  | 67.4474 | 1
| Zone | South of Lugo | 6 | Average Weekday | SCE | 1-in-10 | 2023 | 3 |  |  |  | 66.798 | 1
| Zone | South of Lugo | 6 | Average Weekday | SCE | 1-in-10 | 2023 | 4 |  |  |  | 66.2248 | 1
| Zone | South of Lugo | 6 | Average Weekday | SCE | 1-in-10 | 2023 | 5 |  |  |  | 65.7795 | 1
| Zone | South of Lugo | 6 | Average Weekday | SCE | 1-in-10 | 2023 | 6 |  |  |  | 65.4266 | 1
| Zone | South of Lugo | 6 | Average Weekday | SCE | 1-in-10 | 2023 | 7 |  |  |  | 65.2137 | 1
| Zone | South of Lugo | 6 | Average Weekday | SCE | 1-in-10 | 2023 | 8 |  |  |  | 65.9904 | 1
| Zone | South of Lugo | 6 | Average Weekday | SCE | 1-in-10 | 2023 | 9 |  |  |  | 67.8836 | 1
| Zone | South of Lugo | 6 | Average Weekday | SCE | 1-in-10 | 2023 | 10 |  |  |  | 70.8703 | 1
| Zone | South of Lugo | 6 | Average Weekday | SCE | 1-in-10 | 2023 | 11 |  |  |  | 74.0727 | 1
| Zone | South of Lugo | 6 | Average Weekday | SCE | 1-in-10 | 2023 | 12 |  |  |  | 77.1926 | 1
| Zone | South of Lugo | 6 | Average Weekday | SCE | 1-in-10 | 2023 | 13 |  |  |  | 79.5914 | 1
| Zone | South of Lugo | 6 | Average Weekday | SCE | 1-in-10 | 2023 | 14 |  |  |  | 81.2857 | 1
| Zone | South of Lugo | 6 | Average Weekday | SCE | 1-in-10 | 2023 | 15 |  |  |  | 82.4491 | 1
| Zone | South of Lugo | 6 | Average Weekday | SCE | 1-in-10 | 2023 | 16 |  |  |  | 83.1785 | 1
| Zone | South of Lugo | 6 | Average Weekday | SCE | 1-in-10 | 2023 | 17 |  |  |  | 83.0988 | 1
| Zone | South of Lugo | 6 | Average Weekday | SCE | 1-in-10 | 2023 | 18 |  |  |  | 82.3115 | 1
| Zone | South of Lugo | 6 | Average Weekday | SCE | 1-in-10 | 2023 | 19 |  |  |  | 80.9067 | 1
| Zone | South of Lugo | 6 | Average Weekday | SCE | 1-in-10 | 2023 | 20 |  |  |  | 78.6574 | 1
| Zone | South of Lugo | 6 | Average Weekday | SCE | 1-in-10 | 2023 | 21 |  |  |  | 75.6723 | 1
| Zone | South of Lugo | 6 | Average Weekday | SCE | 1-in-10 | 2023 | 22 |  |  |  | 72.5495 | 1
| Zone | South of Lugo | 6 | Average Weekday | SCE | 1-in-10 | 2023 | 23 |  |  |  | 70.5754 | 1
| Zone | South of Lugo | 6 | Average Weekday | SCE | 1-in-10 | 2023 | 24 |  |  |  | 69.3238 | 1
| Zone | South of Lugo | 6 | Monthly System Peak Day | SCE | 1-in-10 | 2023 | 1 |  |  |  | 77.3104 | 1
| Zone | South of Lugo | 6 | Monthly System Peak Day | SCE | 1-in-10 | 2023 | 2 |  |  |  | 75.7337 | 1
| Zone | South of Lugo | 6 | Monthly System Peak Day | SCE | 1-in-10 | 2023 | 3 |  |  |  | 74.2558 | 1
| Zone | South of Lugo | 6 | Monthly System Peak Day | SCE | 1-in-10 | 2023 | 4 |  |  |  | 73.6021 | 1
| Zone | South of Lugo | 6 | Monthly System Peak Day | SCE | 1-in-10 | 2023 | 5 |  |  |  | 72.4508 | 1
| Zone | South of Lugo | 6 | Monthly System Peak Day | SCE | 1-in-10 | 2023 | 6 |  |  |  | 71.5633 | 1
| Zone | South of Lugo | 6 | Monthly System Peak Day | SCE | 1-in-10 | 2023 | 7 |  |  |  | 70.7763 | 1
| Zone | South of Lugo | 6 | Monthly System Peak Day | SCE | 1-in-10 | 2023 | 8 |  |  |  | 72.3667 | 1
| Zone | South of Lugo | 6 | Monthly System Peak Day | SCE | 1-in-10 | 2023 | 9 |  |  |  | 76.6954 | 1
| Zone | South of Lugo | 6 | Monthly System Peak Day | SCE | 1-in-10 | 2023 | 10 |  |  |  | 82.8858 | 1
| Zone | South of Lugo | 6 | Monthly System Peak Day | SCE | 1-in-10 | 2023 | 11 |  |  |  | 87.9975 | 1
| Zone | South of Lugo | 6 | Monthly System Peak Day | SCE | 1-in-10 | 2023 | 12 |  |  |  | 91.6012 | 1
| Zone | South of Lugo | 6 | Monthly System Peak Day | SCE | 1-in-10 | 2023 | 13 |  |  |  | 92.8838 | 1
| Zone | South of Lugo | 6 | Monthly System Peak Day | SCE | 1-in-10 | 2023 | 14 |  |  |  | 94.1846 | 1
| Zone | South of Lugo | 6 | Monthly System Peak Day | SCE | 1-in-10 | 2023 | 15 |  |  |  | 95.4146 | 1
| Zone | South of Lugo | 6 | Monthly System Peak Day | SCE | 1-in-10 | 2023 | 16 |  |  |  | 96.8875 | 1
| Zone | South of Lugo | 6 | Monthly System Peak Day | SCE | 1-in-10 | 2023 | 17 |  |  |  | 97.35 | 1
| Zone | South of Lugo | 6 | Monthly System Peak Day | SCE | 1-in-10 | 2023 | 18 |  |  |  | 96.4667 | 1
| Zone | South of Lugo | 6 | Monthly System Peak Day | SCE | 1-in-10 | 2023 | 19 |  |  |  | 94.025 | 1
| Zone | South of Lugo | 6 | Monthly System Peak Day | SCE | 1-in-10 | 2023 | 20 |  |  |  | 88.8067 | 1
| Zone | South of Lugo | 6 | Monthly System Peak Day | SCE | 1-in-10 | 2023 | 21 |  |  |  | 84.6787 | 1
| Zone | South of Lugo | 6 | Monthly System Peak Day | SCE | 1-in-10 | 2023 | 22 |  |  |  | 81.0933 | 1
| Zone | South of Lugo | 6 | Monthly System Peak Day | SCE | 1-in-10 | 2023 | 23 |  |  |  | 77.7233 | 1
| Zone | South of Lugo | 6 | Monthly System Peak Day | SCE | 1-in-10 | 2023 | 24 |  |  |  | 75.3388 | 1
| Zone | South of Lugo | 7 | Average Weekday | SCE | 1-in-10 | 2023 | 1 |  |  |  | 73.2748 | 1
| Zone | South of Lugo | 7 | Average Weekday | SCE | 1-in-10 | 2023 | 2 |  |  |  | 72.448 | 1
| Zone | South of Lugo | 7 | Average Weekday | SCE | 1-in-10 | 2023 | 3 |  |  |  | 71.6747 | 1
| Zone | South of Lugo | 7 | Average Weekday | SCE | 1-in-10 | 2023 | 4 |  |  |  | 71.1028 | 1
| Zone | South of Lugo | 7 | Average Weekday | SCE | 1-in-10 | 2023 | 5 |  |  |  | 70.6155 | 1
| Zone | South of Lugo | 7 | Average Weekday | SCE | 1-in-10 | 2023 | 6 |  |  |  | 70.2457 | 1
| Zone | South of Lugo | 7 | Average Weekday | SCE | 1-in-10 | 2023 | 7 |  |  |  | 70.057 | 1
| Zone | South of Lugo | 7 | Average Weekday | SCE | 1-in-10 | 2023 | 8 |  |  |  | 70.6914 | 1
| Zone | South of Lugo | 7 | Average Weekday | SCE | 1-in-10 | 2023 | 9 |  |  |  | 73.0913 | 1
| Zone | South of Lugo | 7 | Average Weekday | SCE | 1-in-10 | 2023 | 10 |  |  |  | 76.3755 | 1
| Zone | South of Lugo | 7 | Average Weekday | SCE | 1-in-10 | 2023 | 11 |  |  |  | 79.8781 | 1
| Zone | South of Lugo | 7 | Average Weekday | SCE | 1-in-10 | 2023 | 12 |  |  |  | 83.1077 | 1
| Zone | South of Lugo | 7 | Average Weekday | SCE | 1-in-10 | 2023 | 13 |  |  |  | 85.4249 | 1
| Zone | South of Lugo | 7 | Average Weekday | SCE | 1-in-10 | 2023 | 14 |  |  |  | 87.0578 | 1
| Zone | South of Lugo | 7 | Average Weekday | SCE | 1-in-10 | 2023 | 15 |  |  |  | 88.2055 | 1
| Zone | South of Lugo | 7 | Average Weekday | SCE | 1-in-10 | 2023 | 16 |  |  |  | 88.8228 | 1
| Zone | South of Lugo | 7 | Average Weekday | SCE | 1-in-10 | 2023 | 17 |  |  |  | 88.8724 | 1
| Zone | South of Lugo | 7 | Average Weekday | SCE | 1-in-10 | 2023 | 18 |  |  |  | 88.0513 | 1
| Zone | South of Lugo | 7 | Average Weekday | SCE | 1-in-10 | 2023 | 19 |  |  |  | 86.5336 | 1
| Zone | South of Lugo | 7 | Average Weekday | SCE | 1-in-10 | 2023 | 20 |  |  |  | 84.1525 | 1
| Zone | South of Lugo | 7 | Average Weekday | SCE | 1-in-10 | 2023 | 21 |  |  |  | 80.9126 | 1
| Zone | South of Lugo | 7 | Average Weekday | SCE | 1-in-10 | 2023 | 22 |  |  |  | 77.7621 | 1
| Zone | South of Lugo | 7 | Average Weekday | SCE | 1-in-10 | 2023 | 23 |  |  |  | 75.8771 | 1
| Zone | South of Lugo | 7 | Average Weekday | SCE | 1-in-10 | 2023 | 24 |  |  |  | 74.689 | 1
| Zone | South of Lugo | 7 | Monthly System Peak Day | SCE | 1-in-10 | 2023 | 1 |  |  |  | 77.6923 | 1
| Zone | South of Lugo | 7 | Monthly System Peak Day | SCE | 1-in-10 | 2023 | 2 |  |  |  | 75.7504 | 1
| Zone | South of Lugo | 7 | Monthly System Peak Day | SCE | 1-in-10 | 2023 | 3 |  |  |  | 74.2777 | 1
| Zone | South of Lugo | 7 | Monthly System Peak Day | SCE | 1-in-10 | 2023 | 4 |  |  |  | 73.6715 | 1
| Zone | South of Lugo | 7 | Monthly System Peak Day | SCE | 1-in-10 | 2023 | 5 |  |  |  | 73.0354 | 1
| Zone | South of Lugo | 7 | Monthly System Peak Day | SCE | 1-in-10 | 2023 | 6 |  |  |  | 72.7562 | 1
| Zone | South of Lugo | 7 | Monthly System Peak Day | SCE | 1-in-10 | 2023 | 7 |  |  |  | 72.8565 | 1
| Zone | South of Lugo | 7 | Monthly System Peak Day | SCE | 1-in-10 | 2023 | 8 |  |  |  | 73.73 | 1
| Zone | South of Lugo | 7 | Monthly System Peak Day | SCE | 1-in-10 | 2023 | 9 |  |  |  | 77.7808 | 1
| Zone | South of Lugo | 7 | Monthly System Peak Day | SCE | 1-in-10 | 2023 | 10 |  |  |  | 83.1231 | 1
| Zone | South of Lugo | 7 | Monthly System Peak Day | SCE | 1-in-10 | 2023 | 11 |  |  |  | 89.0077 | 1
| Zone | South of Lugo | 7 | Monthly System Peak Day | SCE | 1-in-10 | 2023 | 12 |  |  |  | 94.2423 | 1
| Zone | South of Lugo | 7 | Monthly System Peak Day | SCE | 1-in-10 | 2023 | 13 |  |  |  | 97.8 | 1
| Zone | South of Lugo | 7 | Monthly System Peak Day | SCE | 1-in-10 | 2023 | 14 |  |  |  | 100.9 | 1
| Zone | South of Lugo | 7 | Monthly System Peak Day | SCE | 1-in-10 | 2023 | 15 |  |  |  | 104.1192 | 1
| Zone | South of Lugo | 7 | Monthly System Peak Day | SCE | 1-in-10 | 2023 | 16 |  |  |  | 105.9077 | 1
| Zone | South of Lugo | 7 | Monthly System Peak Day | SCE | 1-in-10 | 2023 | 17 |  |  |  | 106.2423 | 1
| Zone | South of Lugo | 7 | Monthly System Peak Day | SCE | 1-in-10 | 2023 | 18 |  |  |  | 105.65 | 1
| Zone | South of Lugo | 7 | Monthly System Peak Day | SCE | 1-in-10 | 2023 | 19 |  |  |  | 103.9692 | 1
| Zone | South of Lugo | 7 | Monthly System Peak Day | SCE | 1-in-10 | 2023 | 20 |  |  |  | 101.2 | 1
| Zone | South of Lugo | 7 | Monthly System Peak Day | SCE | 1-in-10 | 2023 | 21 |  |  |  | 98.1538 | 1
| Zone | South of Lugo | 7 | Monthly System Peak Day | SCE | 1-in-10 | 2023 | 22 |  |  |  | 93.2038 | 1
| Zone | South of Lugo | 7 | Monthly System Peak Day | SCE | 1-in-10 | 2023 | 23 |  |  |  | 88.0885 | 1
| Zone | South of Lugo | 7 | Monthly System Peak Day | SCE | 1-in-10 | 2023 | 24 |  |  |  | 85.6577 | 1
| Zone | South of Lugo | 8 | Average Weekday | SCE | 1-in-10 | 2023 | 1 |  |  |  | 73.7248 | 1
| Zone | South of Lugo | 8 | Average Weekday | SCE | 1-in-10 | 2023 | 2 |  |  |  | 72.8229 | 1
| Zone | South of Lugo | 8 | Average Weekday | SCE | 1-in-10 | 2023 | 3 |  |  |  | 72.0753 | 1
| Zone | South of Lugo | 8 | Average Weekday | SCE | 1-in-10 | 2023 | 4 |  |  |  | 71.4533 | 1
| Zone | South of Lugo | 8 | Average Weekday | SCE | 1-in-10 | 2023 | 5 |  |  |  | 70.9248 | 1
| Zone | South of Lugo | 8 | Average Weekday | SCE | 1-in-10 | 2023 | 6 |  |  |  | 70.4786 | 1
| Zone | South of Lugo | 8 | Average Weekday | SCE | 1-in-10 | 2023 | 7 |  |  |  | 70.2013 | 1
| Zone | South of Lugo | 8 | Average Weekday | SCE | 1-in-10 | 2023 | 8 |  |  |  | 70.2891 | 1
| Zone | South of Lugo | 8 | Average Weekday | SCE | 1-in-10 | 2023 | 9 |  |  |  | 72.2673 | 1
| Zone | South of Lugo | 8 | Average Weekday | SCE | 1-in-10 | 2023 | 10 |  |  |  | 75.3581 | 1
| Zone | South of Lugo | 8 | Average Weekday | SCE | 1-in-10 | 2023 | 11 |  |  |  | 78.8164 | 1
| Zone | South of Lugo | 8 | Average Weekday | SCE | 1-in-10 | 2023 | 12 |  |  |  | 82.3242 | 1
| Zone | South of Lugo | 8 | Average Weekday | SCE | 1-in-10 | 2023 | 13 |  |  |  | 84.8821 | 1
| Zone | South of Lugo | 8 | Average Weekday | SCE | 1-in-10 | 2023 | 14 |  |  |  | 86.7905 | 1
| Zone | South of Lugo | 8 | Average Weekday | SCE | 1-in-10 | 2023 | 15 |  |  |  | 88.0885 | 1
| Zone | South of Lugo | 8 | Average Weekday | SCE | 1-in-10 | 2023 | 16 |  |  |  | 88.4443 | 1
| Zone | South of Lugo | 8 | Average Weekday | SCE | 1-in-10 | 2023 | 17 |  |  |  | 88.2695 | 1
| Zone | South of Lugo | 8 | Average Weekday | SCE | 1-in-10 | 2023 | 18 |  |  |  | 87.4322 | 1
| Zone | South of Lugo | 8 | Average Weekday | SCE | 1-in-10 | 2023 | 19 |  |  |  | 85.7853 | 1
| Zone | South of Lugo | 8 | Average Weekday | SCE | 1-in-10 | 2023 | 20 |  |  |  | 83.1838 | 1
| Zone | South of Lugo | 8 | Average Weekday | SCE | 1-in-10 | 2023 | 21 |  |  |  | 79.75 | 1
| Zone | South of Lugo | 8 | Average Weekday | SCE | 1-in-10 | 2023 | 22 |  |  |  | 77.0841 | 1
| Zone | South of Lugo | 8 | Average Weekday | SCE | 1-in-10 | 2023 | 23 |  |  |  | 75.6476 | 1
| Zone | South of Lugo | 8 | Average Weekday | SCE | 1-in-10 | 2023 | 24 |  |  |  | 74.6572 | 1
| Zone | South of Lugo | 8 | Monthly System Peak Day | SCE | 1-in-10 | 2023 | 1 |  |  |  | 79.7023 | 1
| Zone | South of Lugo | 8 | Monthly System Peak Day | SCE | 1-in-10 | 2023 | 2 |  |  |  | 78.6038 | 1
| Zone | South of Lugo | 8 | Monthly System Peak Day | SCE | 1-in-10 | 2023 | 3 |  |  |  | 77.6408 | 1
| Zone | South of Lugo | 8 | Monthly System Peak Day | SCE | 1-in-10 | 2023 | 4 |  |  |  | 76.7208 | 1
| Zone | South of Lugo | 8 | Monthly System Peak Day | SCE | 1-in-10 | 2023 | 5 |  |  |  | 75.6773 | 1
| Zone | South of Lugo | 8 | Monthly System Peak Day | SCE | 1-in-10 | 2023 | 6 |  |  |  | 74.87 | 1
| Zone | South of Lugo | 8 | Monthly System Peak Day | SCE | 1-in-10 | 2023 | 7 |  |  |  | 74.2158 | 1
| Zone | South of Lugo | 8 | Monthly System Peak Day | SCE | 1-in-10 | 2023 | 8 |  |  |  | 74.5485 | 1
| Zone | South of Lugo | 8 | Monthly System Peak Day | SCE | 1-in-10 | 2023 | 9 |  |  |  | 77.4577 | 1
| Zone | South of Lugo | 8 | Monthly System Peak Day | SCE | 1-in-10 | 2023 | 10 |  |  |  | 82.35 | 1
| Zone | South of Lugo | 8 | Monthly System Peak Day | SCE | 1-in-10 | 2023 | 11 |  |  |  | 88.3962 | 1
| Zone | South of Lugo | 8 | Monthly System Peak Day | SCE | 1-in-10 | 2023 | 12 |  |  |  | 92.0308 | 1
| Zone | South of Lugo | 8 | Monthly System Peak Day | SCE | 1-in-10 | 2023 | 13 |  |  |  | 93.3885 | 1
| Zone | South of Lugo | 8 | Monthly System Peak Day | SCE | 1-in-10 | 2023 | 14 |  |  |  | 94.4846 | 1
| Zone | South of Lugo | 8 | Monthly System Peak Day | SCE | 1-in-10 | 2023 | 15 |  |  |  | 95.9308 | 1
| Zone | South of Lugo | 8 | Monthly System Peak Day | SCE | 1-in-10 | 2023 | 16 |  |  |  | 97.4654 | 1
| Zone | South of Lugo | 8 | Monthly System Peak Day | SCE | 1-in-10 | 2023 | 17 |  |  |  | 97.7308 | 1
| Zone | South of Lugo | 8 | Monthly System Peak Day | SCE | 1-in-10 | 2023 | 18 |  |  |  | 96.85 | 1
| Zone | South of Lugo | 8 | Monthly System Peak Day | SCE | 1-in-10 | 2023 | 19 |  |  |  | 95.1846 | 1
| Zone | South of Lugo | 8 | Monthly System Peak Day | SCE | 1-in-10 | 2023 | 20 |  |  |  | 92.1538 | 1
| Zone | South of Lugo | 8 | Monthly System Peak Day | SCE | 1-in-10 | 2023 | 21 |  |  |  | 88.5731 | 1
| Zone | South of Lugo | 8 | Monthly System Peak Day | SCE | 1-in-10 | 2023 | 22 |  |  |  | 85.1115 | 1
| Zone | South of Lugo | 8 | Monthly System Peak Day | SCE | 1-in-10 | 2023 | 23 |  |  |  | 82.8692 | 1
| Zone | South of Lugo | 8 | Monthly System Peak Day | SCE | 1-in-10 | 2023 | 24 |  |  |  | 81.6923 | 1
| Zone | South of Lugo | 8 | Typical Event Day | SCE | 1-in-10 | 2023 | 1 |  |  |  | 78.3372 | 1
| Zone | South of Lugo | 8 | Typical Event Day | SCE | 1-in-10 | 2023 | 2 |  |  |  | 76.9656 | 1
| Zone | South of Lugo | 8 | Typical Event Day | SCE | 1-in-10 | 2023 | 3 |  |  |  | 75.7092 | 1
| Zone | South of Lugo | 8 | Typical Event Day | SCE | 1-in-10 | 2023 | 4 |  |  |  | 75.1885 | 1
| Zone | South of Lugo | 8 | Typical Event Day | SCE | 1-in-10 | 2023 | 5 |  |  |  | 74.369 | 1
| Zone | South of Lugo | 8 | Typical Event Day | SCE | 1-in-10 | 2023 | 6 |  |  |  | 73.8999 | 1
| Zone | South of Lugo | 8 | Typical Event Day | SCE | 1-in-10 | 2023 | 7 |  |  |  | 73.5392 | 1
| Zone | South of Lugo | 8 | Typical Event Day | SCE | 1-in-10 | 2023 | 8 |  |  |  | 74.2582 | 1
| Zone | South of Lugo | 8 | Typical Event Day | SCE | 1-in-10 | 2023 | 9 |  |  |  | 77.5992 | 1
| Zone | South of Lugo | 8 | Typical Event Day | SCE | 1-in-10 | 2023 | 10 |  |  |  | 82.6605 | 1
| Zone | South of Lugo | 8 | Typical Event Day | SCE | 1-in-10 | 2023 | 11 |  |  |  | 88.2412 | 1
| Zone | South of Lugo | 8 | Typical Event Day | SCE | 1-in-10 | 2023 | 12 |  |  |  | 92.3743 | 1
| Zone | South of Lugo | 8 | Typical Event Day | SCE | 1-in-10 | 2023 | 13 |  |  |  | 94.8318 | 1
| Zone | South of Lugo | 8 | Typical Event Day | SCE | 1-in-10 | 2023 | 14 |  |  |  | 96.8484 | 1
| Zone | South of Lugo | 8 | Typical Event Day | SCE | 1-in-10 | 2023 | 15 |  |  |  | 98.6966 | 1
| Zone | South of Lugo | 8 | Typical Event Day | SCE | 1-in-10 | 2023 | 16 |  |  |  | 99.9769 | 1
| Zone | South of Lugo | 8 | Typical Event Day | SCE | 1-in-10 | 2023 | 17 |  |  |  | 100.3817 | 1
| Zone | South of Lugo | 8 | Typical Event Day | SCE | 1-in-10 | 2023 | 18 |  |  |  | 99.4721 | 1
| Zone | South of Lugo | 8 | Typical Event Day | SCE | 1-in-10 | 2023 | 19 |  |  |  | 97.474 | 1
| Zone | South of Lugo | 8 | Typical Event Day | SCE | 1-in-10 | 2023 | 20 |  |  |  | 93.8717 | 1
| Zone | South of Lugo | 8 | Typical Event Day | SCE | 1-in-10 | 2023 | 21 |  |  |  | 90.2264 | 1
| Zone | South of Lugo | 8 | Typical Event Day | SCE | 1-in-10 | 2023 | 22 |  |  |  | 86.9024 | 1
| Zone | South of Lugo | 8 | Typical Event Day | SCE | 1-in-10 | 2023 | 23 |  |  |  | 84.0013 | 1
| Zone | South of Lugo | 8 | Typical Event Day | SCE | 1-in-10 | 2023 | 24 |  |  |  | 82.0521 | 1
| Zone | South of Lugo | 9 | Average Weekday | SCE | 1-in-10 | 2023 | 1 |  |  |  | 73.2512 | 1
| Zone | South of Lugo | 9 | Average Weekday | SCE | 1-in-10 | 2023 | 2 |  |  |  | 72.3685 | 1
| Zone | South of Lugo | 9 | Average Weekday | SCE | 1-in-10 | 2023 | 3 |  |  |  | 71.6295 | 1
| Zone | South of Lugo | 9 | Average Weekday | SCE | 1-in-10 | 2023 | 4 |  |  |  | 70.9846 | 1
| Zone | South of Lugo | 9 | Average Weekday | SCE | 1-in-10 | 2023 | 5 |  |  |  | 70.4271 | 1
| Zone | South of Lugo | 9 | Average Weekday | SCE | 1-in-10 | 2023 | 6 |  |  |  | 69.9244 | 1
| Zone | South of Lugo | 9 | Average Weekday | SCE | 1-in-10 | 2023 | 7 |  |  |  | 69.5541 | 1
| Zone | South of Lugo | 9 | Average Weekday | SCE | 1-in-10 | 2023 | 8 |  |  |  | 69.361 | 1
| Zone | South of Lugo | 9 | Average Weekday | SCE | 1-in-10 | 2023 | 9 |  |  |  | 70.7113 | 1
| Zone | South of Lugo | 9 | Average Weekday | SCE | 1-in-10 | 2023 | 10 |  |  |  | 73.6147 | 1
| Zone | South of Lugo | 9 | Average Weekday | SCE | 1-in-10 | 2023 | 11 |  |  |  | 77.1101 | 1
| Zone | South of Lugo | 9 | Average Weekday | SCE | 1-in-10 | 2023 | 12 |  |  |  | 80.43 | 1
| Zone | South of Lugo | 9 | Average Weekday | SCE | 1-in-10 | 2023 | 13 |  |  |  | 83.0984 | 1
| Zone | South of Lugo | 9 | Average Weekday | SCE | 1-in-10 | 2023 | 14 |  |  |  | 84.9046 | 1
| Zone | South of Lugo | 9 | Average Weekday | SCE | 1-in-10 | 2023 | 15 |  |  |  | 86.2075 | 1
| Zone | South of Lugo | 9 | Average Weekday | SCE | 1-in-10 | 2023 | 16 |  |  |  | 86.7527 | 1
| Zone | South of Lugo | 9 | Average Weekday | SCE | 1-in-10 | 2023 | 17 |  |  |  | 86.7156 | 1
| Zone | South of Lugo | 9 | Average Weekday | SCE | 1-in-10 | 2023 | 18 |  |  |  | 85.846 | 1
| Zone | South of Lugo | 9 | Average Weekday | SCE | 1-in-10 | 2023 | 19 |  |  |  | 84.0648 | 1
| Zone | South of Lugo | 9 | Average Weekday | SCE | 1-in-10 | 2023 | 20 |  |  |  | 81.1436 | 1
| Zone | South of Lugo | 9 | Average Weekday | SCE | 1-in-10 | 2023 | 21 |  |  |  | 78.0516 | 1
| Zone | South of Lugo | 9 | Average Weekday | SCE | 1-in-10 | 2023 | 22 |  |  |  | 76.2339 | 1
| Zone | South of Lugo | 9 | Average Weekday | SCE | 1-in-10 | 2023 | 23 |  |  |  | 74.88 | 1
| Zone | South of Lugo | 9 | Average Weekday | SCE | 1-in-10 | 2023 | 24 |  |  |  | 73.7799 | 1
| Zone | South of Lugo | 9 | Monthly System Peak Day | SCE | 1-in-10 | 2023 | 1 |  |  |  | 79.1115 | 1
| Zone | South of Lugo | 9 | Monthly System Peak Day | SCE | 1-in-10 | 2023 | 2 |  |  |  | 78.2385 | 1
| Zone | South of Lugo | 9 | Monthly System Peak Day | SCE | 1-in-10 | 2023 | 3 |  |  |  | 77.1231 | 1
| Zone | South of Lugo | 9 | Monthly System Peak Day | SCE | 1-in-10 | 2023 | 4 |  |  |  | 77.1731 | 1
| Zone | South of Lugo | 9 | Monthly System Peak Day | SCE | 1-in-10 | 2023 | 5 |  |  |  | 76.7038 | 1
| Zone | South of Lugo | 9 | Monthly System Peak Day | SCE | 1-in-10 | 2023 | 6 |  |  |  | 76.7885 | 1
| Zone | South of Lugo | 9 | Monthly System Peak Day | SCE | 1-in-10 | 2023 | 7 |  |  |  | 76.7077 | 1
| Zone | South of Lugo | 9 | Monthly System Peak Day | SCE | 1-in-10 | 2023 | 8 |  |  |  | 76.9 | 1
| Zone | South of Lugo | 9 | Monthly System Peak Day | SCE | 1-in-10 | 2023 | 9 |  |  |  | 79.1115 | 1
| Zone | South of Lugo | 9 | Monthly System Peak Day | SCE | 1-in-10 | 2023 | 10 |  |  |  | 83.05 | 1
| Zone | South of Lugo | 9 | Monthly System Peak Day | SCE | 1-in-10 | 2023 | 11 |  |  |  | 88.3115 | 1
| Zone | South of Lugo | 9 | Monthly System Peak Day | SCE | 1-in-10 | 2023 | 12 |  |  |  | 92.3423 | 1
| Zone | South of Lugo | 9 | Monthly System Peak Day | SCE | 1-in-10 | 2023 | 13 |  |  |  | 96.1461 | 1
| Zone | South of Lugo | 9 | Monthly System Peak Day | SCE | 1-in-10 | 2023 | 14 |  |  |  | 98.7692 | 1
| Zone | South of Lugo | 9 | Monthly System Peak Day | SCE | 1-in-10 | 2023 | 15 |  |  |  | 100.2462 | 1
| Zone | South of Lugo | 9 | Monthly System Peak Day | SCE | 1-in-10 | 2023 | 16 |  |  |  | 100.45 | 1
| Zone | South of Lugo | 9 | Monthly System Peak Day | SCE | 1-in-10 | 2023 | 17 |  |  |  | 100.8692 | 1
| Zone | South of Lugo | 9 | Monthly System Peak Day | SCE | 1-in-10 | 2023 | 18 |  |  |  | 99.5692 | 1
| Zone | South of Lugo | 9 | Monthly System Peak Day | SCE | 1-in-10 | 2023 | 19 |  |  |  | 97.3731 | 1
| Zone | South of Lugo | 9 | Monthly System Peak Day | SCE | 1-in-10 | 2023 | 20 |  |  |  | 94.2192 | 1
| Zone | South of Lugo | 9 | Monthly System Peak Day | SCE | 1-in-10 | 2023 | 21 |  |  |  | 90.4231 | 1
| Zone | South of Lugo | 9 | Monthly System Peak Day | SCE | 1-in-10 | 2023 | 22 |  |  |  | 89.0269 | 1
| Zone | South of Lugo | 9 | Monthly System Peak Day | SCE | 1-in-10 | 2023 | 23 |  |  |  | 88.0077 | 1
| Zone | South of Lugo | 9 | Monthly System Peak Day | SCE | 1-in-10 | 2023 | 24 |  |  |  | 86.1 | 1
| Zone | South of Lugo | 10 | Average Weekday | SCE | 1-in-10 | 2023 | 1 |  |  |  | 69.762 | 1
| Zone | South of Lugo | 10 | Average Weekday | SCE | 1-in-10 | 2023 | 2 |  |  |  | 68.8745 | 1
| Zone | South of Lugo | 10 | Average Weekday | SCE | 1-in-10 | 2023 | 3 |  |  |  | 68.1604 | 1
| Zone | South of Lugo | 10 | Average Weekday | SCE | 1-in-10 | 2023 | 4 |  |  |  | 67.4921 | 1
| Zone | South of Lugo | 10 | Average Weekday | SCE | 1-in-10 | 2023 | 5 |  |  |  | 66.8849 | 1
| Zone | South of Lugo | 10 | Average Weekday | SCE | 1-in-10 | 2023 | 6 |  |  |  | 66.4737 | 1
| Zone | South of Lugo | 10 | Average Weekday | SCE | 1-in-10 | 2023 | 7 |  |  |  | 66.0452 | 1
| Zone | South of Lugo | 10 | Average Weekday | SCE | 1-in-10 | 2023 | 8 |  |  |  | 65.7944 | 1
| Zone | South of Lugo | 10 | Average Weekday | SCE | 1-in-10 | 2023 | 9 |  |  |  | 66.4184 | 1
| Zone | South of Lugo | 10 | Average Weekday | SCE | 1-in-10 | 2023 | 10 |  |  |  | 69.4546 | 1
| Zone | South of Lugo | 10 | Average Weekday | SCE | 1-in-10 | 2023 | 11 |  |  |  | 73.0169 | 1
| Zone | South of Lugo | 10 | Average Weekday | SCE | 1-in-10 | 2023 | 12 |  |  |  | 76.5501 | 1
| Zone | South of Lugo | 10 | Average Weekday | SCE | 1-in-10 | 2023 | 13 |  |  |  | 79.3305 | 1
| Zone | South of Lugo | 10 | Average Weekday | SCE | 1-in-10 | 2023 | 14 |  |  |  | 81.3196 | 1
| Zone | South of Lugo | 10 | Average Weekday | SCE | 1-in-10 | 2023 | 15 |  |  |  | 82.45 | 1
| Zone | South of Lugo | 10 | Average Weekday | SCE | 1-in-10 | 2023 | 16 |  |  |  | 82.92 | 1
| Zone | South of Lugo | 10 | Average Weekday | SCE | 1-in-10 | 2023 | 17 |  |  |  | 82.7609 | 1
| Zone | South of Lugo | 10 | Average Weekday | SCE | 1-in-10 | 2023 | 18 |  |  |  | 82.0538 | 1
| Zone | South of Lugo | 10 | Average Weekday | SCE | 1-in-10 | 2023 | 19 |  |  |  | 80.0614 | 1
| Zone | South of Lugo | 10 | Average Weekday | SCE | 1-in-10 | 2023 | 20 |  |  |  | 76.8669 | 1
| Zone | South of Lugo | 10 | Average Weekday | SCE | 1-in-10 | 2023 | 21 |  |  |  | 74.5837 | 1
| Zone | South of Lugo | 10 | Average Weekday | SCE | 1-in-10 | 2023 | 22 |  |  |  | 73.102 | 1
| Zone | South of Lugo | 10 | Average Weekday | SCE | 1-in-10 | 2023 | 23 |  |  |  | 71.9026 | 1
| Zone | South of Lugo | 10 | Average Weekday | SCE | 1-in-10 | 2023 | 24 |  |  |  | 70.842 | 1
| Zone | South of Lugo | 10 | Monthly System Peak Day | SCE | 1-in-10 | 2023 | 1 |  |  |  | 81.9167 | 1
| Zone | South of Lugo | 10 | Monthly System Peak Day | SCE | 1-in-10 | 2023 | 2 |  |  |  | 81.9833 | 1
| Zone | South of Lugo | 10 | Monthly System Peak Day | SCE | 1-in-10 | 2023 | 3 |  |  |  | 81.1 | 1
| Zone | South of Lugo | 10 | Monthly System Peak Day | SCE | 1-in-10 | 2023 | 4 |  |  |  | 81.6267 | 1
| Zone | South of Lugo | 10 | Monthly System Peak Day | SCE | 1-in-10 | 2023 | 5 |  |  |  | 81.8983 | 1
| Zone | South of Lugo | 10 | Monthly System Peak Day | SCE | 1-in-10 | 2023 | 6 |  |  |  | 82.3554 | 1
| Zone | South of Lugo | 10 | Monthly System Peak Day | SCE | 1-in-10 | 2023 | 7 |  |  |  | 81.9092 | 1
| Zone | South of Lugo | 10 | Monthly System Peak Day | SCE | 1-in-10 | 2023 | 8 |  |  |  | 81.69 | 1
| Zone | South of Lugo | 10 | Monthly System Peak Day | SCE | 1-in-10 | 2023 | 9 |  |  |  | 82.0533 | 1
| Zone | South of Lugo | 10 | Monthly System Peak Day | SCE | 1-in-10 | 2023 | 10 |  |  |  | 84.6842 | 1
| Zone | South of Lugo | 10 | Monthly System Peak Day | SCE | 1-in-10 | 2023 | 11 |  |  |  | 87.9 | 1
| Zone | South of Lugo | 10 | Monthly System Peak Day | SCE | 1-in-10 | 2023 | 12 |  |  |  | 92.2042 | 1
| Zone | South of Lugo | 10 | Monthly System Peak Day | SCE | 1-in-10 | 2023 | 13 |  |  |  | 96.4208 | 1
| Zone | South of Lugo | 10 | Monthly System Peak Day | SCE | 1-in-10 | 2023 | 14 |  |  |  | 98.4792 | 1
| Zone | South of Lugo | 10 | Monthly System Peak Day | SCE | 1-in-10 | 2023 | 15 |  |  |  | 99.8958 | 1
| Zone | South of Lugo | 10 | Monthly System Peak Day | SCE | 1-in-10 | 2023 | 16 |  |  |  | 100.525 | 1
| Zone | South of Lugo | 10 | Monthly System Peak Day | SCE | 1-in-10 | 2023 | 17 |  |  |  | 100.1125 | 1
| Zone | South of Lugo | 10 | Monthly System Peak Day | SCE | 1-in-10 | 2023 | 18 |  |  |  | 99.7958 | 1
| Zone | South of Lugo | 10 | Monthly System Peak Day | SCE | 1-in-10 | 2023 | 19 |  |  |  | 98.1667 | 1
| Zone | South of Lugo | 10 | Monthly System Peak Day | SCE | 1-in-10 | 2023 | 20 |  |  |  | 94.3583 | 1
| Zone | South of Lugo | 10 | Monthly System Peak Day | SCE | 1-in-10 | 2023 | 21 |  |  |  | 90.3875 | 1
| Zone | South of Lugo | 10 | Monthly System Peak Day | SCE | 1-in-10 | 2023 | 22 |  |  |  | 88.3042 | 1
| Zone | South of Lugo | 10 | Monthly System Peak Day | SCE | 1-in-10 | 2023 | 23 |  |  |  | 86.525 | 1
| Zone | South of Lugo | 10 | Monthly System Peak Day | SCE | 1-in-10 | 2023 | 24 |  |  |  | 85.6625 | 1
| Zone | South of Lugo | 11 | Average Weekday | SCE | 1-in-10 | 2023 | 1 |  |  |  | 58.4899 | 1
| Zone | South of Lugo | 11 | Average Weekday | SCE | 1-in-10 | 2023 | 2 |  |  |  | 57.4303 | 1
| Zone | South of Lugo | 11 | Average Weekday | SCE | 1-in-10 | 2023 | 3 |  |  |  | 56.5965 | 1
| Zone | South of Lugo | 11 | Average Weekday | SCE | 1-in-10 | 2023 | 4 |  |  |  | 55.7784 | 1
| Zone | South of Lugo | 11 | Average Weekday | SCE | 1-in-10 | 2023 | 5 |  |  |  | 55.1225 | 1
| Zone | South of Lugo | 11 | Average Weekday | SCE | 1-in-10 | 2023 | 6 |  |  |  | 54.5133 | 1
| Zone | South of Lugo | 11 | Average Weekday | SCE | 1-in-10 | 2023 | 7 |  |  |  | 54.2276 | 1
| Zone | South of Lugo | 11 | Average Weekday | SCE | 1-in-10 | 2023 | 8 |  |  |  | 54.2096 | 1
| Zone | South of Lugo | 11 | Average Weekday | SCE | 1-in-10 | 2023 | 9 |  |  |  | 56.0514 | 1
| Zone | South of Lugo | 11 | Average Weekday | SCE | 1-in-10 | 2023 | 10 |  |  |  | 60.0331 | 1
| Zone | South of Lugo | 11 | Average Weekday | SCE | 1-in-10 | 2023 | 11 |  |  |  | 64.3807 | 1
| Zone | South of Lugo | 11 | Average Weekday | SCE | 1-in-10 | 2023 | 12 |  |  |  | 67.9142 | 1
| Zone | South of Lugo | 11 | Average Weekday | SCE | 1-in-10 | 2023 | 13 |  |  |  | 70.4422 | 1
| Zone | South of Lugo | 11 | Average Weekday | SCE | 1-in-10 | 2023 | 14 |  |  |  | 72.0209 | 1
| Zone | South of Lugo | 11 | Average Weekday | SCE | 1-in-10 | 2023 | 15 |  |  |  | 72.7246 | 1
| Zone | South of Lugo | 11 | Average Weekday | SCE | 1-in-10 | 2023 | 16 |  |  |  | 72.8761 | 1
| Zone | South of Lugo | 11 | Average Weekday | SCE | 1-in-10 | 2023 | 17 |  |  |  | 72.1405 | 1
| Zone | South of Lugo | 11 | Average Weekday | SCE | 1-in-10 | 2023 | 18 |  |  |  | 70.1961 | 1
| Zone | South of Lugo | 11 | Average Weekday | SCE | 1-in-10 | 2023 | 19 |  |  |  | 67.6438 | 1
| Zone | South of Lugo | 11 | Average Weekday | SCE | 1-in-10 | 2023 | 20 |  |  |  | 65.549 | 1
| Zone | South of Lugo | 11 | Average Weekday | SCE | 1-in-10 | 2023 | 21 |  |  |  | 63.8706 | 1
| Zone | South of Lugo | 11 | Average Weekday | SCE | 1-in-10 | 2023 | 22 |  |  |  | 62.2114 | 1
| Zone | South of Lugo | 11 | Average Weekday | SCE | 1-in-10 | 2023 | 23 |  |  |  | 60.8032 | 1
| Zone | South of Lugo | 11 | Average Weekday | SCE | 1-in-10 | 2023 | 24 |  |  |  | 59.5623 | 1
| Zone | South of Lugo | 11 | Monthly System Peak Day | SCE | 1-in-10 | 2023 | 1 |  |  |  | 72.1583 | 1
| Zone | South of Lugo | 11 | Monthly System Peak Day | SCE | 1-in-10 | 2023 | 2 |  |  |  | 70.2483 | 1
| Zone | South of Lugo | 11 | Monthly System Peak Day | SCE | 1-in-10 | 2023 | 3 |  |  |  | 69.6879 | 1
| Zone | South of Lugo | 11 | Monthly System Peak Day | SCE | 1-in-10 | 2023 | 4 |  |  |  | 68.1242 | 1
| Zone | South of Lugo | 11 | Monthly System Peak Day | SCE | 1-in-10 | 2023 | 5 |  |  |  | 67.2212 | 1
| Zone | South of Lugo | 11 | Monthly System Peak Day | SCE | 1-in-10 | 2023 | 6 |  |  |  | 66.5896 | 1
| Zone | South of Lugo | 11 | Monthly System Peak Day | SCE | 1-in-10 | 2023 | 7 |  |  |  | 66.7892 | 1
| Zone | South of Lugo | 11 | Monthly System Peak Day | SCE | 1-in-10 | 2023 | 8 |  |  |  | 67.9879 | 1
| Zone | South of Lugo | 11 | Monthly System Peak Day | SCE | 1-in-10 | 2023 | 9 |  |  |  | 69.6179 | 1
| Zone | South of Lugo | 11 | Monthly System Peak Day | SCE | 1-in-10 | 2023 | 10 |  |  |  | 73.6738 | 1
| Zone | South of Lugo | 11 | Monthly System Peak Day | SCE | 1-in-10 | 2023 | 11 |  |  |  | 80.8958 | 1
| Zone | South of Lugo | 11 | Monthly System Peak Day | SCE | 1-in-10 | 2023 | 12 |  |  |  | 87.0333 | 1
| Zone | South of Lugo | 11 | Monthly System Peak Day | SCE | 1-in-10 | 2023 | 13 |  |  |  | 90.2167 | 1
| Zone | South of Lugo | 11 | Monthly System Peak Day | SCE | 1-in-10 | 2023 | 14 |  |  |  | 91.8417 | 1
| Zone | South of Lugo | 11 | Monthly System Peak Day | SCE | 1-in-10 | 2023 | 15 |  |  |  | 92.325 | 1
| Zone | South of Lugo | 11 | Monthly System Peak Day | SCE | 1-in-10 | 2023 | 16 |  |  |  | 92.3417 | 1
| Zone | South of Lugo | 11 | Monthly System Peak Day | SCE | 1-in-10 | 2023 | 17 |  |  |  | 91.4417 | 1
| Zone | South of Lugo | 11 | Monthly System Peak Day | SCE | 1-in-10 | 2023 | 18 |  |  |  | 89.6292 | 1
| Zone | South of Lugo | 11 | Monthly System Peak Day | SCE | 1-in-10 | 2023 | 19 |  |  |  | 86.7167 | 1
| Zone | South of Lugo | 11 | Monthly System Peak Day | SCE | 1-in-10 | 2023 | 20 |  |  |  | 83.3458 | 1
| Zone | South of Lugo | 11 | Monthly System Peak Day | SCE | 1-in-10 | 2023 | 21 |  |  |  | 80.0625 | 1
| Zone | South of Lugo | 11 | Monthly System Peak Day | SCE | 1-in-10 | 2023 | 22 |  |  |  | 77.0746 | 1
| Zone | South of Lugo | 11 | Monthly System Peak Day | SCE | 1-in-10 | 2023 | 23 |  |  |  | 74.9146 | 1
| Zone | South of Lugo | 11 | Monthly System Peak Day | SCE | 1-in-10 | 2023 | 24 |  |  |  | 72.6104 | 1
| Zone | South of Lugo | 12 | Average Weekday | SCE | 1-in-10 | 2023 | 1 |  |  |  | 50.9441 | 1
| Zone | South of Lugo | 12 | Average Weekday | SCE | 1-in-10 | 2023 | 2 |  |  |  | 50.1429 | 1
| Zone | South of Lugo | 12 | Average Weekday | SCE | 1-in-10 | 2023 | 3 |  |  |  | 49.4806 | 1
| Zone | South of Lugo | 12 | Average Weekday | SCE | 1-in-10 | 2023 | 4 |  |  |  | 48.7859 | 1
| Zone | South of Lugo | 12 | Average Weekday | SCE | 1-in-10 | 2023 | 5 |  |  |  | 48.3115 | 1
| Zone | South of Lugo | 12 | Average Weekday | SCE | 1-in-10 | 2023 | 6 |  |  |  | 47.815 | 1
| Zone | South of Lugo | 12 | Average Weekday | SCE | 1-in-10 | 2023 | 7 |  |  |  | 47.6079 | 1
| Zone | South of Lugo | 12 | Average Weekday | SCE | 1-in-10 | 2023 | 8 |  |  |  | 47.8648 | 1
| Zone | South of Lugo | 12 | Average Weekday | SCE | 1-in-10 | 2023 | 9 |  |  |  | 48.9944 | 1
| Zone | South of Lugo | 12 | Average Weekday | SCE | 1-in-10 | 2023 | 10 |  |  |  | 52.3055 | 1
| Zone | South of Lugo | 12 | Average Weekday | SCE | 1-in-10 | 2023 | 11 |  |  |  | 55.9608 | 1
| Zone | South of Lugo | 12 | Average Weekday | SCE | 1-in-10 | 2023 | 12 |  |  |  | 59.0249 | 1
| Zone | South of Lugo | 12 | Average Weekday | SCE | 1-in-10 | 2023 | 13 |  |  |  | 61.152 | 1
| Zone | South of Lugo | 12 | Average Weekday | SCE | 1-in-10 | 2023 | 14 |  |  |  | 62.5691 | 1
| Zone | South of Lugo | 12 | Average Weekday | SCE | 1-in-10 | 2023 | 15 |  |  |  | 63.3806 | 1
| Zone | South of Lugo | 12 | Average Weekday | SCE | 1-in-10 | 2023 | 16 |  |  |  | 63.5309 | 1
| Zone | South of Lugo | 12 | Average Weekday | SCE | 1-in-10 | 2023 | 17 |  |  |  | 62.565 | 1
| Zone | South of Lugo | 12 | Average Weekday | SCE | 1-in-10 | 2023 | 18 |  |  |  | 60.3665 | 1
| Zone | South of Lugo | 12 | Average Weekday | SCE | 1-in-10 | 2023 | 19 |  |  |  | 58.0453 | 1
| Zone | South of Lugo | 12 | Average Weekday | SCE | 1-in-10 | 2023 | 20 |  |  |  | 56.6151 | 1
| Zone | South of Lugo | 12 | Average Weekday | SCE | 1-in-10 | 2023 | 21 |  |  |  | 55.3834 | 1
| Zone | South of Lugo | 12 | Average Weekday | SCE | 1-in-10 | 2023 | 22 |  |  |  | 54.1121 | 1
| Zone | South of Lugo | 12 | Average Weekday | SCE | 1-in-10 | 2023 | 23 |  |  |  | 52.9739 | 1
| Zone | South of Lugo | 12 | Average Weekday | SCE | 1-in-10 | 2023 | 24 |  |  |  | 52.0703 | 1
| Zone | South of Lugo | 12 | Monthly System Peak Day | SCE | 1-in-10 | 2023 | 1 |  |  |  | 43.1621 | 1
| Zone | South of Lugo | 12 | Monthly System Peak Day | SCE | 1-in-10 | 2023 | 2 |  |  |  | 42.165 | 1
| Zone | South of Lugo | 12 | Monthly System Peak Day | SCE | 1-in-10 | 2023 | 3 |  |  |  | 41.1825 | 1
| Zone | South of Lugo | 12 | Monthly System Peak Day | SCE | 1-in-10 | 2023 | 4 |  |  |  | 40.5287 | 1
| Zone | South of Lugo | 12 | Monthly System Peak Day | SCE | 1-in-10 | 2023 | 5 |  |  |  | 39.7692 | 1
| Zone | South of Lugo | 12 | Monthly System Peak Day | SCE | 1-in-10 | 2023 | 6 |  |  |  | 38.9567 | 1
| Zone | South of Lugo | 12 | Monthly System Peak Day | SCE | 1-in-10 | 2023 | 7 |  |  |  | 38.7854 | 1
| Zone | South of Lugo | 12 | Monthly System Peak Day | SCE | 1-in-10 | 2023 | 8 |  |  |  | 39.3121 | 1
| Zone | South of Lugo | 12 | Monthly System Peak Day | SCE | 1-in-10 | 2023 | 9 |  |  |  | 40.7854 | 1
| Zone | South of Lugo | 12 | Monthly System Peak Day | SCE | 1-in-10 | 2023 | 10 |  |  |  | 44.9875 | 1
| Zone | South of Lugo | 12 | Monthly System Peak Day | SCE | 1-in-10 | 2023 | 11 |  |  |  | 49.3725 | 1
| Zone | South of Lugo | 12 | Monthly System Peak Day | SCE | 1-in-10 | 2023 | 12 |  |  |  | 51.6942 | 1
| Zone | South of Lugo | 12 | Monthly System Peak Day | SCE | 1-in-10 | 2023 | 13 |  |  |  | 52.3162 | 1
| Zone | South of Lugo | 12 | Monthly System Peak Day | SCE | 1-in-10 | 2023 | 14 |  |  |  | 53.53 | 1
| Zone | South of Lugo | 12 | Monthly System Peak Day | SCE | 1-in-10 | 2023 | 15 |  |  |  | 54.5529 | 1
| Zone | South of Lugo | 12 | Monthly System Peak Day | SCE | 1-in-10 | 2023 | 16 |  |  |  | 54.8563 | 1
| Zone | South of Lugo | 12 | Monthly System Peak Day | SCE | 1-in-10 | 2023 | 17 |  |  |  | 54.495 | 1
| Zone | South of Lugo | 12 | Monthly System Peak Day | SCE | 1-in-10 | 2023 | 18 |  |  |  | 52.5233 | 1
| Zone | South of Lugo | 12 | Monthly System Peak Day | SCE | 1-in-10 | 2023 | 19 |  |  |  | 50.0379 | 1
| Zone | South of Lugo | 12 | Monthly System Peak Day | SCE | 1-in-10 | 2023 | 20 |  |  |  | 49.1488 | 1
| Zone | South of Lugo | 12 | Monthly System Peak Day | SCE | 1-in-10 | 2023 | 21 |  |  |  | 47.8304 | 1
| Zone | South of Lugo | 12 | Monthly System Peak Day | SCE | 1-in-10 | 2023 | 22 |  |  |  | 46.2667 | 1
| Zone | South of Lugo | 12 | Monthly System Peak Day | SCE | 1-in-10 | 2023 | 23 |  |  |  | 45.6983 | 1
| Zone | South of Lugo | 12 | Monthly System Peak Day | SCE | 1-in-10 | 2023 | 24 |  |  |  | 45.4512 | 1
| Zone | South of Lugo | 1 | Average Weekday | SCE | 1-in-10 | 2024 | 1 |  |  |  | 51.1891 | 1
| Zone | South of Lugo | 1 | Average Weekday | SCE | 1-in-10 | 2024 | 2 |  |  |  | 50.37 | 1
| Zone | South of Lugo | 1 | Average Weekday | SCE | 1-in-10 | 2024 | 3 |  |  |  | 49.6858 | 1
| Zone | South of Lugo | 1 | Average Weekday | SCE | 1-in-10 | 2024 | 4 |  |  |  | 49.0549 | 1
| Zone | South of Lugo | 1 | Average Weekday | SCE | 1-in-10 | 2024 | 5 |  |  |  | 48.5029 | 1
| Zone | South of Lugo | 1 | Average Weekday | SCE | 1-in-10 | 2024 | 6 |  |  |  | 47.9978 | 1
| Zone | South of Lugo | 1 | Average Weekday | SCE | 1-in-10 | 2024 | 7 |  |  |  | 47.6065 | 1
| Zone | South of Lugo | 1 | Average Weekday | SCE | 1-in-10 | 2024 | 8 |  |  |  | 47.4721 | 1
| Zone | South of Lugo | 1 | Average Weekday | SCE | 1-in-10 | 2024 | 9 |  |  |  | 48.2241 | 1
| Zone | South of Lugo | 1 | Average Weekday | SCE | 1-in-10 | 2024 | 10 |  |  |  | 51.032 | 1
| Zone | South of Lugo | 1 | Average Weekday | SCE | 1-in-10 | 2024 | 11 |  |  |  | 54.3859 | 1
| Zone | South of Lugo | 1 | Average Weekday | SCE | 1-in-10 | 2024 | 12 |  |  |  | 57.4064 | 1
| Zone | South of Lugo | 1 | Average Weekday | SCE | 1-in-10 | 2024 | 13 |  |  |  | 59.4629 | 1
| Zone | South of Lugo | 1 | Average Weekday | SCE | 1-in-10 | 2024 | 14 |  |  |  | 60.934 | 1
| Zone | South of Lugo | 1 | Average Weekday | SCE | 1-in-10 | 2024 | 15 |  |  |  | 61.7444 | 1
| Zone | South of Lugo | 1 | Average Weekday | SCE | 1-in-10 | 2024 | 16 |  |  |  | 62.0385 | 1
| Zone | South of Lugo | 1 | Average Weekday | SCE | 1-in-10 | 2024 | 17 |  |  |  | 61.6365 | 1
| Zone | South of Lugo | 1 | Average Weekday | SCE | 1-in-10 | 2024 | 18 |  |  |  | 60.219 | 1
| Zone | South of Lugo | 1 | Average Weekday | SCE | 1-in-10 | 2024 | 19 |  |  |  | 58.0776 | 1
| Zone | South of Lugo | 1 | Average Weekday | SCE | 1-in-10 | 2024 | 20 |  |  |  | 56.5312 | 1
| Zone | South of Lugo | 1 | Average Weekday | SCE | 1-in-10 | 2024 | 21 |  |  |  | 55.3422 | 1
| Zone | South of Lugo | 1 | Average Weekday | SCE | 1-in-10 | 2024 | 22 |  |  |  | 54.2523 | 1
| Zone | South of Lugo | 1 | Average Weekday | SCE | 1-in-10 | 2024 | 23 |  |  |  | 53.0495 | 1
| Zone | South of Lugo | 1 | Average Weekday | SCE | 1-in-10 | 2024 | 24 |  |  |  | 52.1198 | 1
| Zone | South of Lugo | 1 | Monthly System Peak Day | SCE | 1-in-10 | 2024 | 1 |  |  |  | 47.9912 | 1
| Zone | South of Lugo | 1 | Monthly System Peak Day | SCE | 1-in-10 | 2024 | 2 |  |  |  | 47.695 | 1
| Zone | South of Lugo | 1 | Monthly System Peak Day | SCE | 1-in-10 | 2024 | 3 |  |  |  | 46.8967 | 1
| Zone | South of Lugo | 1 | Monthly System Peak Day | SCE | 1-in-10 | 2024 | 4 |  |  |  | 46.2108 | 1
| Zone | South of Lugo | 1 | Monthly System Peak Day | SCE | 1-in-10 | 2024 | 5 |  |  |  | 45.7871 | 1
| Zone | South of Lugo | 1 | Monthly System Peak Day | SCE | 1-in-10 | 2024 | 6 |  |  |  | 45.3783 | 1
| Zone | South of Lugo | 1 | Monthly System Peak Day | SCE | 1-in-10 | 2024 | 7 |  |  |  | 44.8308 | 1
| Zone | South of Lugo | 1 | Monthly System Peak Day | SCE | 1-in-10 | 2024 | 8 |  |  |  | 44.3975 | 1
| Zone | South of Lugo | 1 | Monthly System Peak Day | SCE | 1-in-10 | 2024 | 9 |  |  |  | 45.0112 | 1
| Zone | South of Lugo | 1 | Monthly System Peak Day | SCE | 1-in-10 | 2024 | 10 |  |  |  | 46.8771 | 1
| Zone | South of Lugo | 1 | Monthly System Peak Day | SCE | 1-in-10 | 2024 | 11 |  |  |  | 48.9529 | 1
| Zone | South of Lugo | 1 | Monthly System Peak Day | SCE | 1-in-10 | 2024 | 12 |  |  |  | 50.1554 | 1
| Zone | South of Lugo | 1 | Monthly System Peak Day | SCE | 1-in-10 | 2024 | 13 |  |  |  | 51.0229 | 1
| Zone | South of Lugo | 1 | Monthly System Peak Day | SCE | 1-in-10 | 2024 | 14 |  |  |  | 51.4787 | 1
| Zone | South of Lugo | 1 | Monthly System Peak Day | SCE | 1-in-10 | 2024 | 15 |  |  |  | 51.8237 | 1
| Zone | South of Lugo | 1 | Monthly System Peak Day | SCE | 1-in-10 | 2024 | 16 |  |  |  | 52.2379 | 1
| Zone | South of Lugo | 1 | Monthly System Peak Day | SCE | 1-in-10 | 2024 | 17 |  |  |  | 52.1083 | 1
| Zone | South of Lugo | 1 | Monthly System Peak Day | SCE | 1-in-10 | 2024 | 18 |  |  |  | 50.7788 | 1
| Zone | South of Lugo | 1 | Monthly System Peak Day | SCE | 1-in-10 | 2024 | 19 |  |  |  | 49.5942 | 1
| Zone | South of Lugo | 1 | Monthly System Peak Day | SCE | 1-in-10 | 2024 | 20 |  |  |  | 49.2317 | 1
| Zone | South of Lugo | 1 | Monthly System Peak Day | SCE | 1-in-10 | 2024 | 21 |  |  |  | 48.7646 | 1
| Zone | South of Lugo | 1 | Monthly System Peak Day | SCE | 1-in-10 | 2024 | 22 |  |  |  | 48.625 | 1
| Zone | South of Lugo | 1 | Monthly System Peak Day | SCE | 1-in-10 | 2024 | 23 |  |  |  | 48.1971 | 1
| Zone | South of Lugo | 1 | Monthly System Peak Day | SCE | 1-in-10 | 2024 | 24 |  |  |  | 47.5454 | 1
| Zone | South of Lugo | 2 | Average Weekday | SCE | 1-in-10 | 2024 | 1 |  |  |  | 57.3372 | 1
| Zone | South of Lugo | 2 | Average Weekday | SCE | 1-in-10 | 2024 | 2 |  |  |  | 56.1771 | 1
| Zone | South of Lugo | 2 | Average Weekday | SCE | 1-in-10 | 2024 | 3 |  |  |  | 55.2175 | 1
| Zone | South of Lugo | 2 | Average Weekday | SCE | 1-in-10 | 2024 | 4 |  |  |  | 54.1537 | 1
| Zone | South of Lugo | 2 | Average Weekday | SCE | 1-in-10 | 2024 | 5 |  |  |  | 53.381 | 1
| Zone | South of Lugo | 2 | Average Weekday | SCE | 1-in-10 | 2024 | 6 |  |  |  | 52.7974 | 1
| Zone | South of Lugo | 2 | Average Weekday | SCE | 1-in-10 | 2024 | 7 |  |  |  | 52.5213 | 1
| Zone | South of Lugo | 2 | Average Weekday | SCE | 1-in-10 | 2024 | 8 |  |  |  | 52.3631 | 1
| Zone | South of Lugo | 2 | Average Weekday | SCE | 1-in-10 | 2024 | 9 |  |  |  | 54.5008 | 1
| Zone | South of Lugo | 2 | Average Weekday | SCE | 1-in-10 | 2024 | 10 |  |  |  | 58.6985 | 1
| Zone | South of Lugo | 2 | Average Weekday | SCE | 1-in-10 | 2024 | 11 |  |  |  | 63.0635 | 1
| Zone | South of Lugo | 2 | Average Weekday | SCE | 1-in-10 | 2024 | 12 |  |  |  | 66.5518 | 1
| Zone | South of Lugo | 2 | Average Weekday | SCE | 1-in-10 | 2024 | 13 |  |  |  | 69.1382 | 1
| Zone | South of Lugo | 2 | Average Weekday | SCE | 1-in-10 | 2024 | 14 |  |  |  | 70.9496 | 1
| Zone | South of Lugo | 2 | Average Weekday | SCE | 1-in-10 | 2024 | 15 |  |  |  | 71.7652 | 1
| Zone | South of Lugo | 2 | Average Weekday | SCE | 1-in-10 | 2024 | 16 |  |  |  | 72.0224 | 1
| Zone | South of Lugo | 2 | Average Weekday | SCE | 1-in-10 | 2024 | 17 |  |  |  | 71.3018 | 1
| Zone | South of Lugo | 2 | Average Weekday | SCE | 1-in-10 | 2024 | 18 |  |  |  | 69.6733 | 1
| Zone | South of Lugo | 2 | Average Weekday | SCE | 1-in-10 | 2024 | 19 |  |  |  | 66.6786 | 1
| Zone | South of Lugo | 2 | Average Weekday | SCE | 1-in-10 | 2024 | 20 |  |  |  | 63.9657 | 1
| Zone | South of Lugo | 2 | Average Weekday | SCE | 1-in-10 | 2024 | 21 |  |  |  | 62.1954 | 1
| Zone | South of Lugo | 2 | Average Weekday | SCE | 1-in-10 | 2024 | 22 |  |  |  | 60.859 | 1
| Zone | South of Lugo | 2 | Average Weekday | SCE | 1-in-10 | 2024 | 23 |  |  |  | 59.3965 | 1
| Zone | South of Lugo | 2 | Average Weekday | SCE | 1-in-10 | 2024 | 24 |  |  |  | 58.1767 | 1
| Zone | South of Lugo | 2 | Monthly System Peak Day | SCE | 1-in-10 | 2024 | 1 |  |  |  | 69.37 | 1
| Zone | South of Lugo | 2 | Monthly System Peak Day | SCE | 1-in-10 | 2024 | 2 |  |  |  | 68.2633 | 1
| Zone | South of Lugo | 2 | Monthly System Peak Day | SCE | 1-in-10 | 2024 | 3 |  |  |  | 66.6221 | 1
| Zone | South of Lugo | 2 | Monthly System Peak Day | SCE | 1-in-10 | 2024 | 4 |  |  |  | 64.9621 | 1
| Zone | South of Lugo | 2 | Monthly System Peak Day | SCE | 1-in-10 | 2024 | 5 |  |  |  | 64.3146 | 1
| Zone | South of Lugo | 2 | Monthly System Peak Day | SCE | 1-in-10 | 2024 | 6 |  |  |  | 62.3879 | 1
| Zone | South of Lugo | 2 | Monthly System Peak Day | SCE | 1-in-10 | 2024 | 7 |  |  |  | 63.2612 | 1
| Zone | South of Lugo | 2 | Monthly System Peak Day | SCE | 1-in-10 | 2024 | 8 |  |  |  | 62.0283 | 1
| Zone | South of Lugo | 2 | Monthly System Peak Day | SCE | 1-in-10 | 2024 | 9 |  |  |  | 63.9592 | 1
| Zone | South of Lugo | 2 | Monthly System Peak Day | SCE | 1-in-10 | 2024 | 10 |  |  |  | 70.3225 | 1
| Zone | South of Lugo | 2 | Monthly System Peak Day | SCE | 1-in-10 | 2024 | 11 |  |  |  | 75.9629 | 1
| Zone | South of Lugo | 2 | Monthly System Peak Day | SCE | 1-in-10 | 2024 | 12 |  |  |  | 80.0667 | 1
| Zone | South of Lugo | 2 | Monthly System Peak Day | SCE | 1-in-10 | 2024 | 13 |  |  |  | 83.0833 | 1
| Zone | South of Lugo | 2 | Monthly System Peak Day | SCE | 1-in-10 | 2024 | 14 |  |  |  | 85.4 | 1
| Zone | South of Lugo | 2 | Monthly System Peak Day | SCE | 1-in-10 | 2024 | 15 |  |  |  | 86.6208 | 1
| Zone | South of Lugo | 2 | Monthly System Peak Day | SCE | 1-in-10 | 2024 | 16 |  |  |  | 86.5292 | 1
| Zone | South of Lugo | 2 | Monthly System Peak Day | SCE | 1-in-10 | 2024 | 17 |  |  |  | 85.3375 | 1
| Zone | South of Lugo | 2 | Monthly System Peak Day | SCE | 1-in-10 | 2024 | 18 |  |  |  | 83.1625 | 1
| Zone | South of Lugo | 2 | Monthly System Peak Day | SCE | 1-in-10 | 2024 | 19 |  |  |  | 78.6708 | 1
| Zone | South of Lugo | 2 | Monthly System Peak Day | SCE | 1-in-10 | 2024 | 20 |  |  |  | 74.6375 | 1
| Zone | South of Lugo | 2 | Monthly System Peak Day | SCE | 1-in-10 | 2024 | 21 |  |  |  | 71.8962 | 1
| Zone | South of Lugo | 2 | Monthly System Peak Day | SCE | 1-in-10 | 2024 | 22 |  |  |  | 70.31 | 1
| Zone | South of Lugo | 2 | Monthly System Peak Day | SCE | 1-in-10 | 2024 | 23 |  |  |  | 67.7371 | 1
| Zone | South of Lugo | 2 | Monthly System Peak Day | SCE | 1-in-10 | 2024 | 24 |  |  |  | 65.4333 | 1
| Zone | South of Lugo | 3 | Average Weekday | SCE | 1-in-10 | 2024 | 1 |  |  |  | 60.2963 | 1
| Zone | South of Lugo | 3 | Average Weekday | SCE | 1-in-10 | 2024 | 2 |  |  |  | 59.2613 | 1
| Zone | South of Lugo | 3 | Average Weekday | SCE | 1-in-10 | 2024 | 3 |  |  |  | 58.2877 | 1
| Zone | South of Lugo | 3 | Average Weekday | SCE | 1-in-10 | 2024 | 4 |  |  |  | 57.3831 | 1
| Zone | South of Lugo | 3 | Average Weekday | SCE | 1-in-10 | 2024 | 5 |  |  |  | 56.6944 | 1
| Zone | South of Lugo | 3 | Average Weekday | SCE | 1-in-10 | 2024 | 6 |  |  |  | 56.0616 | 1
| Zone | South of Lugo | 3 | Average Weekday | SCE | 1-in-10 | 2024 | 7 |  |  |  | 55.7979 | 1
| Zone | South of Lugo | 3 | Average Weekday | SCE | 1-in-10 | 2024 | 8 |  |  |  | 55.9064 | 1
| Zone | South of Lugo | 3 | Average Weekday | SCE | 1-in-10 | 2024 | 9 |  |  |  | 57.5692 | 1
| Zone | South of Lugo | 3 | Average Weekday | SCE | 1-in-10 | 2024 | 10 |  |  |  | 61.2746 | 1
| Zone | South of Lugo | 3 | Average Weekday | SCE | 1-in-10 | 2024 | 11 |  |  |  | 65.6137 | 1
| Zone | South of Lugo | 3 | Average Weekday | SCE | 1-in-10 | 2024 | 12 |  |  |  | 69.4158 | 1
| Zone | South of Lugo | 3 | Average Weekday | SCE | 1-in-10 | 2024 | 13 |  |  |  | 72.2824 | 1
| Zone | South of Lugo | 3 | Average Weekday | SCE | 1-in-10 | 2024 | 14 |  |  |  | 74.1994 | 1
| Zone | South of Lugo | 3 | Average Weekday | SCE | 1-in-10 | 2024 | 15 |  |  |  | 75.3807 | 1
| Zone | South of Lugo | 3 | Average Weekday | SCE | 1-in-10 | 2024 | 16 |  |  |  | 75.9072 | 1
| Zone | South of Lugo | 3 | Average Weekday | SCE | 1-in-10 | 2024 | 17 |  |  |  | 75.6839 | 1
| Zone | South of Lugo | 3 | Average Weekday | SCE | 1-in-10 | 2024 | 18 |  |  |  | 74.6285 | 1
| Zone | South of Lugo | 3 | Average Weekday | SCE | 1-in-10 | 2024 | 19 |  |  |  | 72.6844 | 1
| Zone | South of Lugo | 3 | Average Weekday | SCE | 1-in-10 | 2024 | 20 |  |  |  | 69.9169 | 1
| Zone | South of Lugo | 3 | Average Weekday | SCE | 1-in-10 | 2024 | 21 |  |  |  | 67.2424 | 1
| Zone | South of Lugo | 3 | Average Weekday | SCE | 1-in-10 | 2024 | 22 |  |  |  | 65.5237 | 1
| Zone | South of Lugo | 3 | Average Weekday | SCE | 1-in-10 | 2024 | 23 |  |  |  | 64.1832 | 1
| Zone | South of Lugo | 3 | Average Weekday | SCE | 1-in-10 | 2024 | 24 |  |  |  | 62.7782 | 1
| Zone | South of Lugo | 3 | Monthly System Peak Day | SCE | 1-in-10 | 2024 | 1 |  |  |  | 69.4088 | 1
| Zone | South of Lugo | 3 | Monthly System Peak Day | SCE | 1-in-10 | 2024 | 2 |  |  |  | 67.8808 | 1
| Zone | South of Lugo | 3 | Monthly System Peak Day | SCE | 1-in-10 | 2024 | 3 |  |  |  | 65.8083 | 1
| Zone | South of Lugo | 3 | Monthly System Peak Day | SCE | 1-in-10 | 2024 | 4 |  |  |  | 64.6225 | 1
| Zone | South of Lugo | 3 | Monthly System Peak Day | SCE | 1-in-10 | 2024 | 5 |  |  |  | 64.0263 | 1
| Zone | South of Lugo | 3 | Monthly System Peak Day | SCE | 1-in-10 | 2024 | 6 |  |  |  | 63.5737 | 1
| Zone | South of Lugo | 3 | Monthly System Peak Day | SCE | 1-in-10 | 2024 | 7 |  |  |  | 64.2588 | 1
| Zone | South of Lugo | 3 | Monthly System Peak Day | SCE | 1-in-10 | 2024 | 8 |  |  |  | 64.0933 | 1
| Zone | South of Lugo | 3 | Monthly System Peak Day | SCE | 1-in-10 | 2024 | 9 |  |  |  | 65.4004 | 1
| Zone | South of Lugo | 3 | Monthly System Peak Day | SCE | 1-in-10 | 2024 | 10 |  |  |  | 69.9854 | 1
| Zone | South of Lugo | 3 | Monthly System Peak Day | SCE | 1-in-10 | 2024 | 11 |  |  |  | 75.0567 | 1
| Zone | South of Lugo | 3 | Monthly System Peak Day | SCE | 1-in-10 | 2024 | 12 |  |  |  | 79.2792 | 1
| Zone | South of Lugo | 3 | Monthly System Peak Day | SCE | 1-in-10 | 2024 | 13 |  |  |  | 83 | 1
| Zone | South of Lugo | 3 | Monthly System Peak Day | SCE | 1-in-10 | 2024 | 14 |  |  |  | 85.1458 | 1
| Zone | South of Lugo | 3 | Monthly System Peak Day | SCE | 1-in-10 | 2024 | 15 |  |  |  | 86.8292 | 1
| Zone | South of Lugo | 3 | Monthly System Peak Day | SCE | 1-in-10 | 2024 | 16 |  |  |  | 87.2917 | 1
| Zone | South of Lugo | 3 | Monthly System Peak Day | SCE | 1-in-10 | 2024 | 17 |  |  |  | 86.9417 | 1
| Zone | South of Lugo | 3 | Monthly System Peak Day | SCE | 1-in-10 | 2024 | 18 |  |  |  | 85.7458 | 1
| Zone | South of Lugo | 3 | Monthly System Peak Day | SCE | 1-in-10 | 2024 | 19 |  |  |  | 84.5792 | 1
| Zone | South of Lugo | 3 | Monthly System Peak Day | SCE | 1-in-10 | 2024 | 20 |  |  |  | 81.9208 | 1
| Zone | South of Lugo | 3 | Monthly System Peak Day | SCE | 1-in-10 | 2024 | 21 |  |  |  | 77.7542 | 1
| Zone | South of Lugo | 3 | Monthly System Peak Day | SCE | 1-in-10 | 2024 | 22 |  |  |  | 74.3004 | 1
| Zone | South of Lugo | 3 | Monthly System Peak Day | SCE | 1-in-10 | 2024 | 23 |  |  |  | 72.0462 | 1
| Zone | South of Lugo | 3 | Monthly System Peak Day | SCE | 1-in-10 | 2024 | 24 |  |  |  | 69.3133 | 1
| Zone | South of Lugo | 4 | Average Weekday | SCE | 1-in-10 | 2024 | 1 |  |  |  | 60.4942 | 1
| Zone | South of Lugo | 4 | Average Weekday | SCE | 1-in-10 | 2024 | 2 |  |  |  | 59.5069 | 1
| Zone | South of Lugo | 4 | Average Weekday | SCE | 1-in-10 | 2024 | 3 |  |  |  | 58.6222 | 1
| Zone | South of Lugo | 4 | Average Weekday | SCE | 1-in-10 | 2024 | 4 |  |  |  | 57.8236 | 1
| Zone | South of Lugo | 4 | Average Weekday | SCE | 1-in-10 | 2024 | 5 |  |  |  | 57.1561 | 1
| Zone | South of Lugo | 4 | Average Weekday | SCE | 1-in-10 | 2024 | 6 |  |  |  | 56.652 | 1
| Zone | South of Lugo | 4 | Average Weekday | SCE | 1-in-10 | 2024 | 7 |  |  |  | 56.2924 | 1
| Zone | South of Lugo | 4 | Average Weekday | SCE | 1-in-10 | 2024 | 8 |  |  |  | 56.3505 | 1
| Zone | South of Lugo | 4 | Average Weekday | SCE | 1-in-10 | 2024 | 9 |  |  |  | 58.3162 | 1
| Zone | South of Lugo | 4 | Average Weekday | SCE | 1-in-10 | 2024 | 10 |  |  |  | 61.566 | 1
| Zone | South of Lugo | 4 | Average Weekday | SCE | 1-in-10 | 2024 | 11 |  |  |  | 64.8817 | 1
| Zone | South of Lugo | 4 | Average Weekday | SCE | 1-in-10 | 2024 | 12 |  |  |  | 68.0431 | 1
| Zone | South of Lugo | 4 | Average Weekday | SCE | 1-in-10 | 2024 | 13 |  |  |  | 70.7017 | 1
| Zone | South of Lugo | 4 | Average Weekday | SCE | 1-in-10 | 2024 | 14 |  |  |  | 72.5247 | 1
| Zone | South of Lugo | 4 | Average Weekday | SCE | 1-in-10 | 2024 | 15 |  |  |  | 73.7169 | 1
| Zone | South of Lugo | 4 | Average Weekday | SCE | 1-in-10 | 2024 | 16 |  |  |  | 74.4938 | 1
| Zone | South of Lugo | 4 | Average Weekday | SCE | 1-in-10 | 2024 | 17 |  |  |  | 74.8613 | 1
| Zone | South of Lugo | 4 | Average Weekday | SCE | 1-in-10 | 2024 | 18 |  |  |  | 74.1725 | 1
| Zone | South of Lugo | 4 | Average Weekday | SCE | 1-in-10 | 2024 | 19 |  |  |  | 72.754 | 1
| Zone | South of Lugo | 4 | Average Weekday | SCE | 1-in-10 | 2024 | 20 |  |  |  | 70.5109 | 1
| Zone | South of Lugo | 4 | Average Weekday | SCE | 1-in-10 | 2024 | 21 |  |  |  | 67.483 | 1
| Zone | South of Lugo | 4 | Average Weekday | SCE | 1-in-10 | 2024 | 22 |  |  |  | 65.3444 | 1
| Zone | South of Lugo | 4 | Average Weekday | SCE | 1-in-10 | 2024 | 23 |  |  |  | 63.7484 | 1
| Zone | South of Lugo | 4 | Average Weekday | SCE | 1-in-10 | 2024 | 24 |  |  |  | 62.3534 | 1
| Zone | South of Lugo | 4 | Monthly System Peak Day | SCE | 1-in-10 | 2024 | 1 |  |  |  | 72.7513 | 1
| Zone | South of Lugo | 4 | Monthly System Peak Day | SCE | 1-in-10 | 2024 | 2 |  |  |  | 71.3629 | 1
| Zone | South of Lugo | 4 | Monthly System Peak Day | SCE | 1-in-10 | 2024 | 3 |  |  |  | 70.3804 | 1
| Zone | South of Lugo | 4 | Monthly System Peak Day | SCE | 1-in-10 | 2024 | 4 |  |  |  | 68.0883 | 1
| Zone | South of Lugo | 4 | Monthly System Peak Day | SCE | 1-in-10 | 2024 | 5 |  |  |  | 66.8875 | 1
| Zone | South of Lugo | 4 | Monthly System Peak Day | SCE | 1-in-10 | 2024 | 6 |  |  |  | 66.4575 | 1
| Zone | South of Lugo | 4 | Monthly System Peak Day | SCE | 1-in-10 | 2024 | 7 |  |  |  | 65.885 | 1
| Zone | South of Lugo | 4 | Monthly System Peak Day | SCE | 1-in-10 | 2024 | 8 |  |  |  | 65.9925 | 1
| Zone | South of Lugo | 4 | Monthly System Peak Day | SCE | 1-in-10 | 2024 | 9 |  |  |  | 69.3567 | 1
| Zone | South of Lugo | 4 | Monthly System Peak Day | SCE | 1-in-10 | 2024 | 10 |  |  |  | 74.8342 | 1
| Zone | South of Lugo | 4 | Monthly System Peak Day | SCE | 1-in-10 | 2024 | 11 |  |  |  | 79.85 | 1
| Zone | South of Lugo | 4 | Monthly System Peak Day | SCE | 1-in-10 | 2024 | 12 |  |  |  | 84.5792 | 1
| Zone | South of Lugo | 4 | Monthly System Peak Day | SCE | 1-in-10 | 2024 | 13 |  |  |  | 87.3208 | 1
| Zone | South of Lugo | 4 | Monthly System Peak Day | SCE | 1-in-10 | 2024 | 14 |  |  |  | 88.7333 | 1
| Zone | South of Lugo | 4 | Monthly System Peak Day | SCE | 1-in-10 | 2024 | 15 |  |  |  | 89.4083 | 1
| Zone | South of Lugo | 4 | Monthly System Peak Day | SCE | 1-in-10 | 2024 | 16 |  |  |  | 90.0792 | 1
| Zone | South of Lugo | 4 | Monthly System Peak Day | SCE | 1-in-10 | 2024 | 17 |  |  |  | 90.0625 | 1
| Zone | South of Lugo | 4 | Monthly System Peak Day | SCE | 1-in-10 | 2024 | 18 |  |  |  | 89.8542 | 1
| Zone | South of Lugo | 4 | Monthly System Peak Day | SCE | 1-in-10 | 2024 | 19 |  |  |  | 87.7208 | 1
| Zone | South of Lugo | 4 | Monthly System Peak Day | SCE | 1-in-10 | 2024 | 20 |  |  |  | 82.975 | 1
| Zone | South of Lugo | 4 | Monthly System Peak Day | SCE | 1-in-10 | 2024 | 21 |  |  |  | 77.045 | 1
| Zone | South of Lugo | 4 | Monthly System Peak Day | SCE | 1-in-10 | 2024 | 22 |  |  |  | 74.1288 | 1
| Zone | South of Lugo | 4 | Monthly System Peak Day | SCE | 1-in-10 | 2024 | 23 |  |  |  | 72.2787 | 1
| Zone | South of Lugo | 4 | Monthly System Peak Day | SCE | 1-in-10 | 2024 | 24 |  |  |  | 70.8858 | 1
| Zone | South of Lugo | 5 | Average Weekday | SCE | 1-in-10 | 2024 | 1 |  |  |  | 63.7261 | 1
| Zone | South of Lugo | 5 | Average Weekday | SCE | 1-in-10 | 2024 | 2 |  |  |  | 62.7364 | 1
| Zone | South of Lugo | 5 | Average Weekday | SCE | 1-in-10 | 2024 | 3 |  |  |  | 61.9172 | 1
| Zone | South of Lugo | 5 | Average Weekday | SCE | 1-in-10 | 2024 | 4 |  |  |  | 61.2504 | 1
| Zone | South of Lugo | 5 | Average Weekday | SCE | 1-in-10 | 2024 | 5 |  |  |  | 60.7132 | 1
| Zone | South of Lugo | 5 | Average Weekday | SCE | 1-in-10 | 2024 | 6 |  |  |  | 60.3703 | 1
| Zone | South of Lugo | 5 | Average Weekday | SCE | 1-in-10 | 2024 | 7 |  |  |  | 60.2288 | 1
| Zone | South of Lugo | 5 | Average Weekday | SCE | 1-in-10 | 2024 | 8 |  |  |  | 60.9294 | 1
| Zone | South of Lugo | 5 | Average Weekday | SCE | 1-in-10 | 2024 | 9 |  |  |  | 62.9482 | 1
| Zone | South of Lugo | 5 | Average Weekday | SCE | 1-in-10 | 2024 | 10 |  |  |  | 65.7554 | 1
| Zone | South of Lugo | 5 | Average Weekday | SCE | 1-in-10 | 2024 | 11 |  |  |  | 68.6938 | 1
| Zone | South of Lugo | 5 | Average Weekday | SCE | 1-in-10 | 2024 | 12 |  |  |  | 71.3639 | 1
| Zone | South of Lugo | 5 | Average Weekday | SCE | 1-in-10 | 2024 | 13 |  |  |  | 73.5492 | 1
| Zone | South of Lugo | 5 | Average Weekday | SCE | 1-in-10 | 2024 | 14 |  |  |  | 75.3789 | 1
| Zone | South of Lugo | 5 | Average Weekday | SCE | 1-in-10 | 2024 | 15 |  |  |  | 76.7811 | 1
| Zone | South of Lugo | 5 | Average Weekday | SCE | 1-in-10 | 2024 | 16 |  |  |  | 77.6 | 1
| Zone | South of Lugo | 5 | Average Weekday | SCE | 1-in-10 | 2024 | 17 |  |  |  | 77.8548 | 1
| Zone | South of Lugo | 5 | Average Weekday | SCE | 1-in-10 | 2024 | 18 |  |  |  | 77.2107 | 1
| Zone | South of Lugo | 5 | Average Weekday | SCE | 1-in-10 | 2024 | 19 |  |  |  | 75.8588 | 1
| Zone | South of Lugo | 5 | Average Weekday | SCE | 1-in-10 | 2024 | 20 |  |  |  | 73.7457 | 1
| Zone | South of Lugo | 5 | Average Weekday | SCE | 1-in-10 | 2024 | 21 |  |  |  | 70.633 | 1
| Zone | South of Lugo | 5 | Average Weekday | SCE | 1-in-10 | 2024 | 22 |  |  |  | 67.8287 | 1
| Zone | South of Lugo | 5 | Average Weekday | SCE | 1-in-10 | 2024 | 23 |  |  |  | 66.0136 | 1
| Zone | South of Lugo | 5 | Average Weekday | SCE | 1-in-10 | 2024 | 24 |  |  |  | 64.7075 | 1
| Zone | South of Lugo | 5 | Monthly System Peak Day | SCE | 1-in-10 | 2024 | 1 |  |  |  | 75.4321 | 1
| Zone | South of Lugo | 5 | Monthly System Peak Day | SCE | 1-in-10 | 2024 | 2 |  |  |  | 73.9658 | 1
| Zone | South of Lugo | 5 | Monthly System Peak Day | SCE | 1-in-10 | 2024 | 3 |  |  |  | 71.9892 | 1
| Zone | South of Lugo | 5 | Monthly System Peak Day | SCE | 1-in-10 | 2024 | 4 |  |  |  | 70.9163 | 1
| Zone | South of Lugo | 5 | Monthly System Peak Day | SCE | 1-in-10 | 2024 | 5 |  |  |  | 70.1583 | 1
| Zone | South of Lugo | 5 | Monthly System Peak Day | SCE | 1-in-10 | 2024 | 6 |  |  |  | 68.9408 | 1
| Zone | South of Lugo | 5 | Monthly System Peak Day | SCE | 1-in-10 | 2024 | 7 |  |  |  | 68.7504 | 1
| Zone | South of Lugo | 5 | Monthly System Peak Day | SCE | 1-in-10 | 2024 | 8 |  |  |  | 69.4196 | 1
| Zone | South of Lugo | 5 | Monthly System Peak Day | SCE | 1-in-10 | 2024 | 9 |  |  |  | 74.04 | 1
| Zone | South of Lugo | 5 | Monthly System Peak Day | SCE | 1-in-10 | 2024 | 10 |  |  |  | 80.7083 | 1
| Zone | South of Lugo | 5 | Monthly System Peak Day | SCE | 1-in-10 | 2024 | 11 |  |  |  | 86.8583 | 1
| Zone | South of Lugo | 5 | Monthly System Peak Day | SCE | 1-in-10 | 2024 | 12 |  |  |  | 90.5875 | 1
| Zone | South of Lugo | 5 | Monthly System Peak Day | SCE | 1-in-10 | 2024 | 13 |  |  |  | 93.1542 | 1
| Zone | South of Lugo | 5 | Monthly System Peak Day | SCE | 1-in-10 | 2024 | 14 |  |  |  | 94.5167 | 1
| Zone | South of Lugo | 5 | Monthly System Peak Day | SCE | 1-in-10 | 2024 | 15 |  |  |  | 96.05 | 1
| Zone | South of Lugo | 5 | Monthly System Peak Day | SCE | 1-in-10 | 2024 | 16 |  |  |  | 96.5375 | 1
| Zone | South of Lugo | 5 | Monthly System Peak Day | SCE | 1-in-10 | 2024 | 17 |  |  |  | 96.4417 | 1
| Zone | South of Lugo | 5 | Monthly System Peak Day | SCE | 1-in-10 | 2024 | 18 |  |  |  | 95.3792 | 1
| Zone | South of Lugo | 5 | Monthly System Peak Day | SCE | 1-in-10 | 2024 | 19 |  |  |  | 94.4625 | 1
| Zone | South of Lugo | 5 | Monthly System Peak Day | SCE | 1-in-10 | 2024 | 20 |  |  |  | 91.6125 | 1
| Zone | South of Lugo | 5 | Monthly System Peak Day | SCE | 1-in-10 | 2024 | 21 |  |  |  | 87.3083 | 1
| Zone | South of Lugo | 5 | Monthly System Peak Day | SCE | 1-in-10 | 2024 | 22 |  |  |  | 83.1583 | 1
| Zone | South of Lugo | 5 | Monthly System Peak Day | SCE | 1-in-10 | 2024 | 23 |  |  |  | 80.6958 | 1
| Zone | South of Lugo | 5 | Monthly System Peak Day | SCE | 1-in-10 | 2024 | 24 |  |  |  | 78.2358 | 1
| Zone | South of Lugo | 6 | Average Weekday | SCE | 1-in-10 | 2024 | 1 |  |  |  | 68.1974 | 1
| Zone | South of Lugo | 6 | Average Weekday | SCE | 1-in-10 | 2024 | 2 |  |  |  | 67.4474 | 1
| Zone | South of Lugo | 6 | Average Weekday | SCE | 1-in-10 | 2024 | 3 |  |  |  | 66.798 | 1
| Zone | South of Lugo | 6 | Average Weekday | SCE | 1-in-10 | 2024 | 4 |  |  |  | 66.2248 | 1
| Zone | South of Lugo | 6 | Average Weekday | SCE | 1-in-10 | 2024 | 5 |  |  |  | 65.7795 | 1
| Zone | South of Lugo | 6 | Average Weekday | SCE | 1-in-10 | 2024 | 6 |  |  |  | 65.4266 | 1
| Zone | South of Lugo | 6 | Average Weekday | SCE | 1-in-10 | 2024 | 7 |  |  |  | 65.2137 | 1
| Zone | South of Lugo | 6 | Average Weekday | SCE | 1-in-10 | 2024 | 8 |  |  |  | 65.9904 | 1
| Zone | South of Lugo | 6 | Average Weekday | SCE | 1-in-10 | 2024 | 9 |  |  |  | 67.8836 | 1
| Zone | South of Lugo | 6 | Average Weekday | SCE | 1-in-10 | 2024 | 10 |  |  |  | 70.8703 | 1
| Zone | South of Lugo | 6 | Average Weekday | SCE | 1-in-10 | 2024 | 11 |  |  |  | 74.0727 | 1
| Zone | South of Lugo | 6 | Average Weekday | SCE | 1-in-10 | 2024 | 12 |  |  |  | 77.1926 | 1
| Zone | South of Lugo | 6 | Average Weekday | SCE | 1-in-10 | 2024 | 13 |  |  |  | 79.5914 | 1
| Zone | South of Lugo | 6 | Average Weekday | SCE | 1-in-10 | 2024 | 14 |  |  |  | 81.2857 | 1
| Zone | South of Lugo | 6 | Average Weekday | SCE | 1-in-10 | 2024 | 15 |  |  |  | 82.4491 | 1
| Zone | South of Lugo | 6 | Average Weekday | SCE | 1-in-10 | 2024 | 16 |  |  |  | 83.1785 | 1
| Zone | South of Lugo | 6 | Average Weekday | SCE | 1-in-10 | 2024 | 17 |  |  |  | 83.0988 | 1
| Zone | South of Lugo | 6 | Average Weekday | SCE | 1-in-10 | 2024 | 18 |  |  |  | 82.3115 | 1
| Zone | South of Lugo | 6 | Average Weekday | SCE | 1-in-10 | 2024 | 19 |  |  |  | 80.9067 | 1
| Zone | South of Lugo | 6 | Average Weekday | SCE | 1-in-10 | 2024 | 20 |  |  |  | 78.6574 | 1
| Zone | South of Lugo | 6 | Average Weekday | SCE | 1-in-10 | 2024 | 21 |  |  |  | 75.6723 | 1
| Zone | South of Lugo | 6 | Average Weekday | SCE | 1-in-10 | 2024 | 22 |  |  |  | 72.5495 | 1
| Zone | South of Lugo | 6 | Average Weekday | SCE | 1-in-10 | 2024 | 23 |  |  |  | 70.5754 | 1
| Zone | South of Lugo | 6 | Average Weekday | SCE | 1-in-10 | 2024 | 24 |  |  |  | 69.3238 | 1
| Zone | South of Lugo | 6 | Monthly System Peak Day | SCE | 1-in-10 | 2024 | 1 |  |  |  | 77.3104 | 1
| Zone | South of Lugo | 6 | Monthly System Peak Day | SCE | 1-in-10 | 2024 | 2 |  |  |  | 75.7337 | 1
| Zone | South of Lugo | 6 | Monthly System Peak Day | SCE | 1-in-10 | 2024 | 3 |  |  |  | 74.2558 | 1
| Zone | South of Lugo | 6 | Monthly System Peak Day | SCE | 1-in-10 | 2024 | 4 |  |  |  | 73.6021 | 1
| Zone | South of Lugo | 6 | Monthly System Peak Day | SCE | 1-in-10 | 2024 | 5 |  |  |  | 72.4508 | 1
| Zone | South of Lugo | 6 | Monthly System Peak Day | SCE | 1-in-10 | 2024 | 6 |  |  |  | 71.5633 | 1
| Zone | South of Lugo | 6 | Monthly System Peak Day | SCE | 1-in-10 | 2024 | 7 |  |  |  | 70.7763 | 1
| Zone | South of Lugo | 6 | Monthly System Peak Day | SCE | 1-in-10 | 2024 | 8 |  |  |  | 72.3667 | 1
| Zone | South of Lugo | 6 | Monthly System Peak Day | SCE | 1-in-10 | 2024 | 9 |  |  |  | 76.6954 | 1
| Zone | South of Lugo | 6 | Monthly System Peak Day | SCE | 1-in-10 | 2024 | 10 |  |  |  | 82.8858 | 1
| Zone | South of Lugo | 6 | Monthly System Peak Day | SCE | 1-in-10 | 2024 | 11 |  |  |  | 87.9975 | 1
| Zone | South of Lugo | 6 | Monthly System Peak Day | SCE | 1-in-10 | 2024 | 12 |  |  |  | 91.6012 | 1
| Zone | South of Lugo | 6 | Monthly System Peak Day | SCE | 1-in-10 | 2024 | 13 |  |  |  | 92.8838 | 1
| Zone | South of Lugo | 6 | Monthly System Peak Day | SCE | 1-in-10 | 2024 | 14 |  |  |  | 94.1846 | 1
| Zone | South of Lugo | 6 | Monthly System Peak Day | SCE | 1-in-10 | 2024 | 15 |  |  |  | 95.4146 | 1
| Zone | South of Lugo | 6 | Monthly System Peak Day | SCE | 1-in-10 | 2024 | 16 |  |  |  | 96.8875 | 1
| Zone | South of Lugo | 6 | Monthly System Peak Day | SCE | 1-in-10 | 2024 | 17 |  |  |  | 97.35 | 1
| Zone | South of Lugo | 6 | Monthly System Peak Day | SCE | 1-in-10 | 2024 | 18 |  |  |  | 96.4667 | 1
| Zone | South of Lugo | 6 | Monthly System Peak Day | SCE | 1-in-10 | 2024 | 19 |  |  |  | 94.025 | 1
| Zone | South of Lugo | 6 | Monthly System Peak Day | SCE | 1-in-10 | 2024 | 20 |  |  |  | 88.8067 | 1
| Zone | South of Lugo | 6 | Monthly System Peak Day | SCE | 1-in-10 | 2024 | 21 |  |  |  | 84.6787 | 1
| Zone | South of Lugo | 6 | Monthly System Peak Day | SCE | 1-in-10 | 2024 | 22 |  |  |  | 81.0933 | 1
| Zone | South of Lugo | 6 | Monthly System Peak Day | SCE | 1-in-10 | 2024 | 23 |  |  |  | 77.7233 | 1
| Zone | South of Lugo | 6 | Monthly System Peak Day | SCE | 1-in-10 | 2024 | 24 |  |  |  | 75.3388 | 1
| Zone | South of Lugo | 7 | Average Weekday | SCE | 1-in-10 | 2024 | 1 |  |  |  | 73.2748 | 1
| Zone | South of Lugo | 7 | Average Weekday | SCE | 1-in-10 | 2024 | 2 |  |  |  | 72.448 | 1
| Zone | South of Lugo | 7 | Average Weekday | SCE | 1-in-10 | 2024 | 3 |  |  |  | 71.6747 | 1
| Zone | South of Lugo | 7 | Average Weekday | SCE | 1-in-10 | 2024 | 4 |  |  |  | 71.1028 | 1
| Zone | South of Lugo | 7 | Average Weekday | SCE | 1-in-10 | 2024 | 5 |  |  |  | 70.6155 | 1
| Zone | South of Lugo | 7 | Average Weekday | SCE | 1-in-10 | 2024 | 6 |  |  |  | 70.2457 | 1
| Zone | South of Lugo | 7 | Average Weekday | SCE | 1-in-10 | 2024 | 7 |  |  |  | 70.057 | 1
| Zone | South of Lugo | 7 | Average Weekday | SCE | 1-in-10 | 2024 | 8 |  |  |  | 70.6914 | 1
| Zone | South of Lugo | 7 | Average Weekday | SCE | 1-in-10 | 2024 | 9 |  |  |  | 73.0913 | 1
| Zone | South of Lugo | 7 | Average Weekday | SCE | 1-in-10 | 2024 | 10 |  |  |  | 76.3755 | 1
| Zone | South of Lugo | 7 | Average Weekday | SCE | 1-in-10 | 2024 | 11 |  |  |  | 79.8781 | 1
| Zone | South of Lugo | 7 | Average Weekday | SCE | 1-in-10 | 2024 | 12 |  |  |  | 83.1077 | 1
| Zone | South of Lugo | 7 | Average Weekday | SCE | 1-in-10 | 2024 | 13 |  |  |  | 85.4249 | 1
| Zone | South of Lugo | 7 | Average Weekday | SCE | 1-in-10 | 2024 | 14 |  |  |  | 87.0578 | 1
| Zone | South of Lugo | 7 | Average Weekday | SCE | 1-in-10 | 2024 | 15 |  |  |  | 88.2055 | 1
| Zone | South of Lugo | 7 | Average Weekday | SCE | 1-in-10 | 2024 | 16 |  |  |  | 88.8228 | 1
| Zone | South of Lugo | 7 | Average Weekday | SCE | 1-in-10 | 2024 | 17 |  |  |  | 88.8724 | 1
| Zone | South of Lugo | 7 | Average Weekday | SCE | 1-in-10 | 2024 | 18 |  |  |  | 88.0513 | 1
| Zone | South of Lugo | 7 | Average Weekday | SCE | 1-in-10 | 2024 | 19 |  |  |  | 86.5336 | 1
| Zone | South of Lugo | 7 | Average Weekday | SCE | 1-in-10 | 2024 | 20 |  |  |  | 84.1525 | 1
| Zone | South of Lugo | 7 | Average Weekday | SCE | 1-in-10 | 2024 | 21 |  |  |  | 80.9126 | 1
| Zone | South of Lugo | 7 | Average Weekday | SCE | 1-in-10 | 2024 | 22 |  |  |  | 77.7621 | 1
| Zone | South of Lugo | 7 | Average Weekday | SCE | 1-in-10 | 2024 | 23 |  |  |  | 75.8771 | 1
| Zone | South of Lugo | 7 | Average Weekday | SCE | 1-in-10 | 2024 | 24 |  |  |  | 74.689 | 1
| Zone | South of Lugo | 7 | Monthly System Peak Day | SCE | 1-in-10 | 2024 | 1 |  |  |  | 77.6923 | 1
| Zone | South of Lugo | 7 | Monthly System Peak Day | SCE | 1-in-10 | 2024 | 2 |  |  |  | 75.7504 | 1
| Zone | South of Lugo | 7 | Monthly System Peak Day | SCE | 1-in-10 | 2024 | 3 |  |  |  | 74.2777 | 1
| Zone | South of Lugo | 7 | Monthly System Peak Day | SCE | 1-in-10 | 2024 | 4 |  |  |  | 73.6715 | 1
| Zone | South of Lugo | 7 | Monthly System Peak Day | SCE | 1-in-10 | 2024 | 5 |  |  |  | 73.0354 | 1
| Zone | South of Lugo | 7 | Monthly System Peak Day | SCE | 1-in-10 | 2024 | 6 |  |  |  | 72.7562 | 1
| Zone | South of Lugo | 7 | Monthly System Peak Day | SCE | 1-in-10 | 2024 | 7 |  |  |  | 72.8565 | 1
| Zone | South of Lugo | 7 | Monthly System Peak Day | SCE | 1-in-10 | 2024 | 8 |  |  |  | 73.73 | 1
| Zone | South of Lugo | 7 | Monthly System Peak Day | SCE | 1-in-10 | 2024 | 9 |  |  |  | 77.7808 | 1
| Zone | South of Lugo | 7 | Monthly System Peak Day | SCE | 1-in-10 | 2024 | 10 |  |  |  | 83.1231 | 1
| Zone | South of Lugo | 7 | Monthly System Peak Day | SCE | 1-in-10 | 2024 | 11 |  |  |  | 89.0077 | 1
| Zone | South of Lugo | 7 | Monthly System Peak Day | SCE | 1-in-10 | 2024 | 12 |  |  |  | 94.2423 | 1
| Zone | South of Lugo | 7 | Monthly System Peak Day | SCE | 1-in-10 | 2024 | 13 |  |  |  | 97.8 | 1
| Zone | South of Lugo | 7 | Monthly System Peak Day | SCE | 1-in-10 | 2024 | 14 |  |  |  | 100.9 | 1
| Zone | South of Lugo | 7 | Monthly System Peak Day | SCE | 1-in-10 | 2024 | 15 |  |  |  | 104.1192 | 1
| Zone | South of Lugo | 7 | Monthly System Peak Day | SCE | 1-in-10 | 2024 | 16 |  |  |  | 105.9077 | 1
| Zone | South of Lugo | 7 | Monthly System Peak Day | SCE | 1-in-10 | 2024 | 17 |  |  |  | 106.2423 | 1
| Zone | South of Lugo | 7 | Monthly System Peak Day | SCE | 1-in-10 | 2024 | 18 |  |  |  | 105.65 | 1
| Zone | South of Lugo | 7 | Monthly System Peak Day | SCE | 1-in-10 | 2024 | 19 |  |  |  | 103.9692 | 1
| Zone | South of Lugo | 7 | Monthly System Peak Day | SCE | 1-in-10 | 2024 | 20 |  |  |  | 101.2 | 1
| Zone | South of Lugo | 7 | Monthly System Peak Day | SCE | 1-in-10 | 2024 | 21 |  |  |  | 98.1538 | 1
| Zone | South of Lugo | 7 | Monthly System Peak Day | SCE | 1-in-10 | 2024 | 22 |  |  |  | 93.2038 | 1
| Zone | South of Lugo | 7 | Monthly System Peak Day | SCE | 1-in-10 | 2024 | 23 |  |  |  | 88.0885 | 1
| Zone | South of Lugo | 7 | Monthly System Peak Day | SCE | 1-in-10 | 2024 | 24 |  |  |  | 85.6577 | 1
| Zone | South of Lugo | 8 | Average Weekday | SCE | 1-in-10 | 2024 | 1 |  |  |  | 73.7248 | 1
| Zone | South of Lugo | 8 | Average Weekday | SCE | 1-in-10 | 2024 | 2 |  |  |  | 72.8229 | 1
| Zone | South of Lugo | 8 | Average Weekday | SCE | 1-in-10 | 2024 | 3 |  |  |  | 72.0753 | 1
| Zone | South of Lugo | 8 | Average Weekday | SCE | 1-in-10 | 2024 | 4 |  |  |  | 71.4533 | 1
| Zone | South of Lugo | 8 | Average Weekday | SCE | 1-in-10 | 2024 | 5 |  |  |  | 70.9248 | 1
| Zone | South of Lugo | 8 | Average Weekday | SCE | 1-in-10 | 2024 | 6 |  |  |  | 70.4786 | 1
| Zone | South of Lugo | 8 | Average Weekday | SCE | 1-in-10 | 2024 | 7 |  |  |  | 70.2013 | 1
| Zone | South of Lugo | 8 | Average Weekday | SCE | 1-in-10 | 2024 | 8 |  |  |  | 70.2891 | 1
| Zone | South of Lugo | 8 | Average Weekday | SCE | 1-in-10 | 2024 | 9 |  |  |  | 72.2673 | 1
| Zone | South of Lugo | 8 | Average Weekday | SCE | 1-in-10 | 2024 | 10 |  |  |  | 75.3581 | 1
| Zone | South of Lugo | 8 | Average Weekday | SCE | 1-in-10 | 2024 | 11 |  |  |  | 78.8164 | 1
| Zone | South of Lugo | 8 | Average Weekday | SCE | 1-in-10 | 2024 | 12 |  |  |  | 82.3242 | 1
| Zone | South of Lugo | 8 | Average Weekday | SCE | 1-in-10 | 2024 | 13 |  |  |  | 84.8821 | 1
| Zone | South of Lugo | 8 | Average Weekday | SCE | 1-in-10 | 2024 | 14 |  |  |  | 86.7905 | 1
| Zone | South of Lugo | 8 | Average Weekday | SCE | 1-in-10 | 2024 | 15 |  |  |  | 88.0885 | 1
| Zone | South of Lugo | 8 | Average Weekday | SCE | 1-in-10 | 2024 | 16 |  |  |  | 88.4443 | 1
| Zone | South of Lugo | 8 | Average Weekday | SCE | 1-in-10 | 2024 | 17 |  |  |  | 88.2695 | 1
| Zone | South of Lugo | 8 | Average Weekday | SCE | 1-in-10 | 2024 | 18 |  |  |  | 87.4322 | 1
| Zone | South of Lugo | 8 | Average Weekday | SCE | 1-in-10 | 2024 | 19 |  |  |  | 85.7853 | 1
| Zone | South of Lugo | 8 | Average Weekday | SCE | 1-in-10 | 2024 | 20 |  |  |  | 83.1838 | 1
| Zone | South of Lugo | 8 | Average Weekday | SCE | 1-in-10 | 2024 | 21 |  |  |  | 79.75 | 1
| Zone | South of Lugo | 8 | Average Weekday | SCE | 1-in-10 | 2024 | 22 |  |  |  | 77.0841 | 1
| Zone | South of Lugo | 8 | Average Weekday | SCE | 1-in-10 | 2024 | 23 |  |  |  | 75.6476 | 1
| Zone | South of Lugo | 8 | Average Weekday | SCE | 1-in-10 | 2024 | 24 |  |  |  | 74.6572 | 1
| Zone | South of Lugo | 8 | Monthly System Peak Day | SCE | 1-in-10 | 2024 | 1 |  |  |  | 79.7023 | 1
| Zone | South of Lugo | 8 | Monthly System Peak Day | SCE | 1-in-10 | 2024 | 2 |  |  |  | 78.6038 | 1
| Zone | South of Lugo | 8 | Monthly System Peak Day | SCE | 1-in-10 | 2024 | 3 |  |  |  | 77.6408 | 1
| Zone | South of Lugo | 8 | Monthly System Peak Day | SCE | 1-in-10 | 2024 | 4 |  |  |  | 76.7208 | 1
| Zone | South of Lugo | 8 | Monthly System Peak Day | SCE | 1-in-10 | 2024 | 5 |  |  |  | 75.6773 | 1
| Zone | South of Lugo | 8 | Monthly System Peak Day | SCE | 1-in-10 | 2024 | 6 |  |  |  | 74.87 | 1
| Zone | South of Lugo | 8 | Monthly System Peak Day | SCE | 1-in-10 | 2024 | 7 |  |  |  | 74.2158 | 1
| Zone | South of Lugo | 8 | Monthly System Peak Day | SCE | 1-in-10 | 2024 | 8 |  |  |  | 74.5485 | 1
| Zone | South of Lugo | 8 | Monthly System Peak Day | SCE | 1-in-10 | 2024 | 9 |  |  |  | 77.4577 | 1
| Zone | South of Lugo | 8 | Monthly System Peak Day | SCE | 1-in-10 | 2024 | 10 |  |  |  | 82.35 | 1
| Zone | South of Lugo | 8 | Monthly System Peak Day | SCE | 1-in-10 | 2024 | 11 |  |  |  | 88.3962 | 1
| Zone | South of Lugo | 8 | Monthly System Peak Day | SCE | 1-in-10 | 2024 | 12 |  |  |  | 92.0308 | 1
| Zone | South of Lugo | 8 | Monthly System Peak Day | SCE | 1-in-10 | 2024 | 13 |  |  |  | 93.3885 | 1
| Zone | South of Lugo | 8 | Monthly System Peak Day | SCE | 1-in-10 | 2024 | 14 |  |  |  | 94.4846 | 1
| Zone | South of Lugo | 8 | Monthly System Peak Day | SCE | 1-in-10 | 2024 | 15 |  |  |  | 95.9308 | 1
| Zone | South of Lugo | 8 | Monthly System Peak Day | SCE | 1-in-10 | 2024 | 16 |  |  |  | 97.4654 | 1
| Zone | South of Lugo | 8 | Monthly System Peak Day | SCE | 1-in-10 | 2024 | 17 |  |  |  | 97.7308 | 1
| Zone | South of Lugo | 8 | Monthly System Peak Day | SCE | 1-in-10 | 2024 | 18 |  |  |  | 96.85 | 1
| Zone | South of Lugo | 8 | Monthly System Peak Day | SCE | 1-in-10 | 2024 | 19 |  |  |  | 95.1846 | 1
| Zone | South of Lugo | 8 | Monthly System Peak Day | SCE | 1-in-10 | 2024 | 20 |  |  |  | 92.1538 | 1
| Zone | South of Lugo | 8 | Monthly System Peak Day | SCE | 1-in-10 | 2024 | 21 |  |  |  | 88.5731 | 1
| Zone | South of Lugo | 8 | Monthly System Peak Day | SCE | 1-in-10 | 2024 | 22 |  |  |  | 85.1115 | 1
| Zone | South of Lugo | 8 | Monthly System Peak Day | SCE | 1-in-10 | 2024 | 23 |  |  |  | 82.8692 | 1
| Zone | South of Lugo | 8 | Monthly System Peak Day | SCE | 1-in-10 | 2024 | 24 |  |  |  | 81.6923 | 1
| Zone | South of Lugo | 8 | Typical Event Day | SCE | 1-in-10 | 2024 | 1 |  |  |  | 78.3372 | 1
| Zone | South of Lugo | 8 | Typical Event Day | SCE | 1-in-10 | 2024 | 2 |  |  |  | 76.9656 | 1
| Zone | South of Lugo | 8 | Typical Event Day | SCE | 1-in-10 | 2024 | 3 |  |  |  | 75.7092 | 1
| Zone | South of Lugo | 8 | Typical Event Day | SCE | 1-in-10 | 2024 | 4 |  |  |  | 75.1885 | 1
| Zone | South of Lugo | 8 | Typical Event Day | SCE | 1-in-10 | 2024 | 5 |  |  |  | 74.369 | 1
| Zone | South of Lugo | 8 | Typical Event Day | SCE | 1-in-10 | 2024 | 6 |  |  |  | 73.8999 | 1
| Zone | South of Lugo | 8 | Typical Event Day | SCE | 1-in-10 | 2024 | 7 |  |  |  | 73.5392 | 1
| Zone | South of Lugo | 8 | Typical Event Day | SCE | 1-in-10 | 2024 | 8 |  |  |  | 74.2582 | 1
| Zone | South of Lugo | 8 | Typical Event Day | SCE | 1-in-10 | 2024 | 9 |  |  |  | 77.5992 | 1
| Zone | South of Lugo | 8 | Typical Event Day | SCE | 1-in-10 | 2024 | 10 |  |  |  | 82.6605 | 1
| Zone | South of Lugo | 8 | Typical Event Day | SCE | 1-in-10 | 2024 | 11 |  |  |  | 88.2412 | 1
| Zone | South of Lugo | 8 | Typical Event Day | SCE | 1-in-10 | 2024 | 12 |  |  |  | 92.3743 | 1
| Zone | South of Lugo | 8 | Typical Event Day | SCE | 1-in-10 | 2024 | 13 |  |  |  | 94.8318 | 1
| Zone | South of Lugo | 8 | Typical Event Day | SCE | 1-in-10 | 2024 | 14 |  |  |  | 96.8484 | 1
| Zone | South of Lugo | 8 | Typical Event Day | SCE | 1-in-10 | 2024 | 15 |  |  |  | 98.6966 | 1
| Zone | South of Lugo | 8 | Typical Event Day | SCE | 1-in-10 | 2024 | 16 |  |  |  | 99.9769 | 1
| Zone | South of Lugo | 8 | Typical Event Day | SCE | 1-in-10 | 2024 | 17 |  |  |  | 100.3817 | 1
| Zone | South of Lugo | 8 | Typical Event Day | SCE | 1-in-10 | 2024 | 18 |  |  |  | 99.4721 | 1
| Zone | South of Lugo | 8 | Typical Event Day | SCE | 1-in-10 | 2024 | 19 |  |  |  | 97.474 | 1
| Zone | South of Lugo | 8 | Typical Event Day | SCE | 1-in-10 | 2024 | 20 |  |  |  | 93.8717 | 1
| Zone | South of Lugo | 8 | Typical Event Day | SCE | 1-in-10 | 2024 | 21 |  |  |  | 90.2264 | 1
| Zone | South of Lugo | 8 | Typical Event Day | SCE | 1-in-10 | 2024 | 22 |  |  |  | 86.9024 | 1
| Zone | South of Lugo | 8 | Typical Event Day | SCE | 1-in-10 | 2024 | 23 |  |  |  | 84.0013 | 1
| Zone | South of Lugo | 8 | Typical Event Day | SCE | 1-in-10 | 2024 | 24 |  |  |  | 82.0521 | 1
| Zone | South of Lugo | 9 | Average Weekday | SCE | 1-in-10 | 2024 | 1 |  |  |  | 73.2512 | 1
| Zone | South of Lugo | 9 | Average Weekday | SCE | 1-in-10 | 2024 | 2 |  |  |  | 72.3685 | 1
| Zone | South of Lugo | 9 | Average Weekday | SCE | 1-in-10 | 2024 | 3 |  |  |  | 71.6295 | 1
| Zone | South of Lugo | 9 | Average Weekday | SCE | 1-in-10 | 2024 | 4 |  |  |  | 70.9846 | 1
| Zone | South of Lugo | 9 | Average Weekday | SCE | 1-in-10 | 2024 | 5 |  |  |  | 70.4271 | 1
| Zone | South of Lugo | 9 | Average Weekday | SCE | 1-in-10 | 2024 | 6 |  |  |  | 69.9244 | 1
| Zone | South of Lugo | 9 | Average Weekday | SCE | 1-in-10 | 2024 | 7 |  |  |  | 69.5541 | 1
| Zone | South of Lugo | 9 | Average Weekday | SCE | 1-in-10 | 2024 | 8 |  |  |  | 69.361 | 1
| Zone | South of Lugo | 9 | Average Weekday | SCE | 1-in-10 | 2024 | 9 |  |  |  | 70.7113 | 1
| Zone | South of Lugo | 9 | Average Weekday | SCE | 1-in-10 | 2024 | 10 |  |  |  | 73.6147 | 1
| Zone | South of Lugo | 9 | Average Weekday | SCE | 1-in-10 | 2024 | 11 |  |  |  | 77.1101 | 1
| Zone | South of Lugo | 9 | Average Weekday | SCE | 1-in-10 | 2024 | 12 |  |  |  | 80.43 | 1
| Zone | South of Lugo | 9 | Average Weekday | SCE | 1-in-10 | 2024 | 13 |  |  |  | 83.0984 | 1
| Zone | South of Lugo | 9 | Average Weekday | SCE | 1-in-10 | 2024 | 14 |  |  |  | 84.9046 | 1
| Zone | South of Lugo | 9 | Average Weekday | SCE | 1-in-10 | 2024 | 15 |  |  |  | 86.2075 | 1
| Zone | South of Lugo | 9 | Average Weekday | SCE | 1-in-10 | 2024 | 16 |  |  |  | 86.7527 | 1
| Zone | South of Lugo | 9 | Average Weekday | SCE | 1-in-10 | 2024 | 17 |  |  |  | 86.7156 | 1
| Zone | South of Lugo | 9 | Average Weekday | SCE | 1-in-10 | 2024 | 18 |  |  |  | 85.846 | 1
| Zone | South of Lugo | 9 | Average Weekday | SCE | 1-in-10 | 2024 | 19 |  |  |  | 84.0648 | 1
| Zone | South of Lugo | 9 | Average Weekday | SCE | 1-in-10 | 2024 | 20 |  |  |  | 81.1436 | 1
| Zone | South of Lugo | 9 | Average Weekday | SCE | 1-in-10 | 2024 | 21 |  |  |  | 78.0516 | 1
| Zone | South of Lugo | 9 | Average Weekday | SCE | 1-in-10 | 2024 | 22 |  |  |  | 76.2339 | 1
| Zone | South of Lugo | 9 | Average Weekday | SCE | 1-in-10 | 2024 | 23 |  |  |  | 74.88 | 1
| Zone | South of Lugo | 9 | Average Weekday | SCE | 1-in-10 | 2024 | 24 |  |  |  | 73.7799 | 1
| Zone | South of Lugo | 9 | Monthly System Peak Day | SCE | 1-in-10 | 2024 | 1 |  |  |  | 79.1115 | 1
| Zone | South of Lugo | 9 | Monthly System Peak Day | SCE | 1-in-10 | 2024 | 2 |  |  |  | 78.2385 | 1
| Zone | South of Lugo | 9 | Monthly System Peak Day | SCE | 1-in-10 | 2024 | 3 |  |  |  | 77.1231 | 1
| Zone | South of Lugo | 9 | Monthly System Peak Day | SCE | 1-in-10 | 2024 | 4 |  |  |  | 77.1731 | 1
| Zone | South of Lugo | 9 | Monthly System Peak Day | SCE | 1-in-10 | 2024 | 5 |  |  |  | 76.7038 | 1
| Zone | South of Lugo | 9 | Monthly System Peak Day | SCE | 1-in-10 | 2024 | 6 |  |  |  | 76.7885 | 1
| Zone | South of Lugo | 9 | Monthly System Peak Day | SCE | 1-in-10 | 2024 | 7 |  |  |  | 76.7077 | 1
| Zone | South of Lugo | 9 | Monthly System Peak Day | SCE | 1-in-10 | 2024 | 8 |  |  |  | 76.9 | 1
| Zone | South of Lugo | 9 | Monthly System Peak Day | SCE | 1-in-10 | 2024 | 9 |  |  |  | 79.1115 | 1
| Zone | South of Lugo | 9 | Monthly System Peak Day | SCE | 1-in-10 | 2024 | 10 |  |  |  | 83.05 | 1
| Zone | South of Lugo | 9 | Monthly System Peak Day | SCE | 1-in-10 | 2024 | 11 |  |  |  | 88.3115 | 1
| Zone | South of Lugo | 9 | Monthly System Peak Day | SCE | 1-in-10 | 2024 | 12 |  |  |  | 92.3423 | 1
| Zone | South of Lugo | 9 | Monthly System Peak Day | SCE | 1-in-10 | 2024 | 13 |  |  |  | 96.1461 | 1
| Zone | South of Lugo | 9 | Monthly System Peak Day | SCE | 1-in-10 | 2024 | 14 |  |  |  | 98.7692 | 1
| Zone | South of Lugo | 9 | Monthly System Peak Day | SCE | 1-in-10 | 2024 | 15 |  |  |  | 100.2462 | 1
| Zone | South of Lugo | 9 | Monthly System Peak Day | SCE | 1-in-10 | 2024 | 16 |  |  |  | 100.45 | 1
| Zone | South of Lugo | 9 | Monthly System Peak Day | SCE | 1-in-10 | 2024 | 17 |  |  |  | 100.8692 | 1
| Zone | South of Lugo | 9 | Monthly System Peak Day | SCE | 1-in-10 | 2024 | 18 |  |  |  | 99.5692 | 1
| Zone | South of Lugo | 9 | Monthly System Peak Day | SCE | 1-in-10 | 2024 | 19 |  |  |  | 97.3731 | 1
| Zone | South of Lugo | 9 | Monthly System Peak Day | SCE | 1-in-10 | 2024 | 20 |  |  |  | 94.2192 | 1
| Zone | South of Lugo | 9 | Monthly System Peak Day | SCE | 1-in-10 | 2024 | 21 |  |  |  | 90.4231 | 1
| Zone | South of Lugo | 9 | Monthly System Peak Day | SCE | 1-in-10 | 2024 | 22 |  |  |  | 89.0269 | 1
| Zone | South of Lugo | 9 | Monthly System Peak Day | SCE | 1-in-10 | 2024 | 23 |  |  |  | 88.0077 | 1
| Zone | South of Lugo | 9 | Monthly System Peak Day | SCE | 1-in-10 | 2024 | 24 |  |  |  | 86.1 | 1
| Zone | South of Lugo | 10 | Average Weekday | SCE | 1-in-10 | 2024 | 1 |  |  |  | 69.762 | 1
| Zone | South of Lugo | 10 | Average Weekday | SCE | 1-in-10 | 2024 | 2 |  |  |  | 68.8745 | 1
| Zone | South of Lugo | 10 | Average Weekday | SCE | 1-in-10 | 2024 | 3 |  |  |  | 68.1604 | 1
| Zone | South of Lugo | 10 | Average Weekday | SCE | 1-in-10 | 2024 | 4 |  |  |  | 67.4921 | 1
| Zone | South of Lugo | 10 | Average Weekday | SCE | 1-in-10 | 2024 | 5 |  |  |  | 66.8849 | 1
| Zone | South of Lugo | 10 | Average Weekday | SCE | 1-in-10 | 2024 | 6 |  |  |  | 66.4737 | 1
| Zone | South of Lugo | 10 | Average Weekday | SCE | 1-in-10 | 2024 | 7 |  |  |  | 66.0452 | 1
| Zone | South of Lugo | 10 | Average Weekday | SCE | 1-in-10 | 2024 | 8 |  |  |  | 65.7944 | 1
| Zone | South of Lugo | 10 | Average Weekday | SCE | 1-in-10 | 2024 | 9 |  |  |  | 66.4184 | 1
| Zone | South of Lugo | 10 | Average Weekday | SCE | 1-in-10 | 2024 | 10 |  |  |  | 69.4546 | 1
| Zone | South of Lugo | 10 | Average Weekday | SCE | 1-in-10 | 2024 | 11 |  |  |  | 73.0169 | 1
| Zone | South of Lugo | 10 | Average Weekday | SCE | 1-in-10 | 2024 | 12 |  |  |  | 76.5501 | 1
| Zone | South of Lugo | 10 | Average Weekday | SCE | 1-in-10 | 2024 | 13 |  |  |  | 79.3305 | 1
| Zone | South of Lugo | 10 | Average Weekday | SCE | 1-in-10 | 2024 | 14 |  |  |  | 81.3196 | 1
| Zone | South of Lugo | 10 | Average Weekday | SCE | 1-in-10 | 2024 | 15 |  |  |  | 82.45 | 1
| Zone | South of Lugo | 10 | Average Weekday | SCE | 1-in-10 | 2024 | 16 |  |  |  | 82.92 | 1
| Zone | South of Lugo | 10 | Average Weekday | SCE | 1-in-10 | 2024 | 17 |  |  |  | 82.7609 | 1
| Zone | South of Lugo | 10 | Average Weekday | SCE | 1-in-10 | 2024 | 18 |  |  |  | 82.0538 | 1
| Zone | South of Lugo | 10 | Average Weekday | SCE | 1-in-10 | 2024 | 19 |  |  |  | 80.0614 | 1
| Zone | South of Lugo | 10 | Average Weekday | SCE | 1-in-10 | 2024 | 20 |  |  |  | 76.8669 | 1
| Zone | South of Lugo | 10 | Average Weekday | SCE | 1-in-10 | 2024 | 21 |  |  |  | 74.5837 | 1
| Zone | South of Lugo | 10 | Average Weekday | SCE | 1-in-10 | 2024 | 22 |  |  |  | 73.102 | 1
| Zone | South of Lugo | 10 | Average Weekday | SCE | 1-in-10 | 2024 | 23 |  |  |  | 71.9026 | 1
| Zone | South of Lugo | 10 | Average Weekday | SCE | 1-in-10 | 2024 | 24 |  |  |  | 70.842 | 1
| Zone | South of Lugo | 10 | Monthly System Peak Day | SCE | 1-in-10 | 2024 | 1 |  |  |  | 81.9167 | 1
| Zone | South of Lugo | 10 | Monthly System Peak Day | SCE | 1-in-10 | 2024 | 2 |  |  |  | 81.9833 | 1
| Zone | South of Lugo | 10 | Monthly System Peak Day | SCE | 1-in-10 | 2024 | 3 |  |  |  | 81.1 | 1
| Zone | South of Lugo | 10 | Monthly System Peak Day | SCE | 1-in-10 | 2024 | 4 |  |  |  | 81.6267 | 1
| Zone | South of Lugo | 10 | Monthly System Peak Day | SCE | 1-in-10 | 2024 | 5 |  |  |  | 81.8983 | 1
| Zone | South of Lugo | 10 | Monthly System Peak Day | SCE | 1-in-10 | 2024 | 6 |  |  |  | 82.3554 | 1
| Zone | South of Lugo | 10 | Monthly System Peak Day | SCE | 1-in-10 | 2024 | 7 |  |  |  | 81.9092 | 1
| Zone | South of Lugo | 10 | Monthly System Peak Day | SCE | 1-in-10 | 2024 | 8 |  |  |  | 81.69 | 1
| Zone | South of Lugo | 10 | Monthly System Peak Day | SCE | 1-in-10 | 2024 | 9 |  |  |  | 82.0533 | 1
| Zone | South of Lugo | 10 | Monthly System Peak Day | SCE | 1-in-10 | 2024 | 10 |  |  |  | 84.6842 | 1
| Zone | South of Lugo | 10 | Monthly System Peak Day | SCE | 1-in-10 | 2024 | 11 |  |  |  | 87.9 | 1
| Zone | South of Lugo | 10 | Monthly System Peak Day | SCE | 1-in-10 | 2024 | 12 |  |  |  | 92.2042 | 1
| Zone | South of Lugo | 10 | Monthly System Peak Day | SCE | 1-in-10 | 2024 | 13 |  |  |  | 96.4208 | 1
| Zone | South of Lugo | 10 | Monthly System Peak Day | SCE | 1-in-10 | 2024 | 14 |  |  |  | 98.4792 | 1
| Zone | South of Lugo | 10 | Monthly System Peak Day | SCE | 1-in-10 | 2024 | 15 |  |  |  | 99.8958 | 1
| Zone | South of Lugo | 10 | Monthly System Peak Day | SCE | 1-in-10 | 2024 | 16 |  |  |  | 100.525 | 1
| Zone | South of Lugo | 10 | Monthly System Peak Day | SCE | 1-in-10 | 2024 | 17 |  |  |  | 100.1125 | 1
| Zone | South of Lugo | 10 | Monthly System Peak Day | SCE | 1-in-10 | 2024 | 18 |  |  |  | 99.7958 | 1
| Zone | South of Lugo | 10 | Monthly System Peak Day | SCE | 1-in-10 | 2024 | 19 |  |  |  | 98.1667 | 1
| Zone | South of Lugo | 10 | Monthly System Peak Day | SCE | 1-in-10 | 2024 | 20 |  |  |  | 94.3583 | 1
| Zone | South of Lugo | 10 | Monthly System Peak Day | SCE | 1-in-10 | 2024 | 21 |  |  |  | 90.3875 | 1
| Zone | South of Lugo | 10 | Monthly System Peak Day | SCE | 1-in-10 | 2024 | 22 |  |  |  | 88.3042 | 1
| Zone | South of Lugo | 10 | Monthly System Peak Day | SCE | 1-in-10 | 2024 | 23 |  |  |  | 86.525 | 1
| Zone | South of Lugo | 10 | Monthly System Peak Day | SCE | 1-in-10 | 2024 | 24 |  |  |  | 85.6625 | 1
| Zone | South of Lugo | 11 | Average Weekday | SCE | 1-in-10 | 2024 | 1 |  |  |  | 58.4899 | 1
| Zone | South of Lugo | 11 | Average Weekday | SCE | 1-in-10 | 2024 | 2 |  |  |  | 57.4303 | 1
| Zone | South of Lugo | 11 | Average Weekday | SCE | 1-in-10 | 2024 | 3 |  |  |  | 56.5965 | 1
| Zone | South of Lugo | 11 | Average Weekday | SCE | 1-in-10 | 2024 | 4 |  |  |  | 55.7784 | 1
| Zone | South of Lugo | 11 | Average Weekday | SCE | 1-in-10 | 2024 | 5 |  |  |  | 55.1225 | 1
| Zone | South of Lugo | 11 | Average Weekday | SCE | 1-in-10 | 2024 | 6 |  |  |  | 54.5133 | 1
| Zone | South of Lugo | 11 | Average Weekday | SCE | 1-in-10 | 2024 | 7 |  |  |  | 54.2276 | 1
| Zone | South of Lugo | 11 | Average Weekday | SCE | 1-in-10 | 2024 | 8 |  |  |  | 54.2096 | 1
| Zone | South of Lugo | 11 | Average Weekday | SCE | 1-in-10 | 2024 | 9 |  |  |  | 56.0514 | 1
| Zone | South of Lugo | 11 | Average Weekday | SCE | 1-in-10 | 2024 | 10 |  |  |  | 60.0331 | 1
| Zone | South of Lugo | 11 | Average Weekday | SCE | 1-in-10 | 2024 | 11 |  |  |  | 64.3807 | 1
| Zone | South of Lugo | 11 | Average Weekday | SCE | 1-in-10 | 2024 | 12 |  |  |  | 67.9142 | 1
| Zone | South of Lugo | 11 | Average Weekday | SCE | 1-in-10 | 2024 | 13 |  |  |  | 70.4422 | 1
| Zone | South of Lugo | 11 | Average Weekday | SCE | 1-in-10 | 2024 | 14 |  |  |  | 72.0209 | 1
| Zone | South of Lugo | 11 | Average Weekday | SCE | 1-in-10 | 2024 | 15 |  |  |  | 72.7246 | 1
| Zone | South of Lugo | 11 | Average Weekday | SCE | 1-in-10 | 2024 | 16 |  |  |  | 72.8761 | 1
| Zone | South of Lugo | 11 | Average Weekday | SCE | 1-in-10 | 2024 | 17 |  |  |  | 72.1405 | 1
| Zone | South of Lugo | 11 | Average Weekday | SCE | 1-in-10 | 2024 | 18 |  |  |  | 70.1961 | 1
| Zone | South of Lugo | 11 | Average Weekday | SCE | 1-in-10 | 2024 | 19 |  |  |  | 67.6438 | 1
| Zone | South of Lugo | 11 | Average Weekday | SCE | 1-in-10 | 2024 | 20 |  |  |  | 65.549 | 1
| Zone | South of Lugo | 11 | Average Weekday | SCE | 1-in-10 | 2024 | 21 |  |  |  | 63.8706 | 1
| Zone | South of Lugo | 11 | Average Weekday | SCE | 1-in-10 | 2024 | 22 |  |  |  | 62.2114 | 1
| Zone | South of Lugo | 11 | Average Weekday | SCE | 1-in-10 | 2024 | 23 |  |  |  | 60.8032 | 1
| Zone | South of Lugo | 11 | Average Weekday | SCE | 1-in-10 | 2024 | 24 |  |  |  | 59.5623 | 1
| Zone | South of Lugo | 11 | Monthly System Peak Day | SCE | 1-in-10 | 2024 | 1 |  |  |  | 72.1583 | 1
| Zone | South of Lugo | 11 | Monthly System Peak Day | SCE | 1-in-10 | 2024 | 2 |  |  |  | 70.2483 | 1
| Zone | South of Lugo | 11 | Monthly System Peak Day | SCE | 1-in-10 | 2024 | 3 |  |  |  | 69.6879 | 1
| Zone | South of Lugo | 11 | Monthly System Peak Day | SCE | 1-in-10 | 2024 | 4 |  |  |  | 68.1242 | 1
| Zone | South of Lugo | 11 | Monthly System Peak Day | SCE | 1-in-10 | 2024 | 5 |  |  |  | 67.2212 | 1
| Zone | South of Lugo | 11 | Monthly System Peak Day | SCE | 1-in-10 | 2024 | 6 |  |  |  | 66.5896 | 1
| Zone | South of Lugo | 11 | Monthly System Peak Day | SCE | 1-in-10 | 2024 | 7 |  |  |  | 66.7892 | 1
| Zone | South of Lugo | 11 | Monthly System Peak Day | SCE | 1-in-10 | 2024 | 8 |  |  |  | 67.9879 | 1
| Zone | South of Lugo | 11 | Monthly System Peak Day | SCE | 1-in-10 | 2024 | 9 |  |  |  | 69.6179 | 1
| Zone | South of Lugo | 11 | Monthly System Peak Day | SCE | 1-in-10 | 2024 | 10 |  |  |  | 73.6738 | 1
| Zone | South of Lugo | 11 | Monthly System Peak Day | SCE | 1-in-10 | 2024 | 11 |  |  |  | 80.8958 | 1
| Zone | South of Lugo | 11 | Monthly System Peak Day | SCE | 1-in-10 | 2024 | 12 |  |  |  | 87.0333 | 1
| Zone | South of Lugo | 11 | Monthly System Peak Day | SCE | 1-in-10 | 2024 | 13 |  |  |  | 90.2167 | 1
| Zone | South of Lugo | 11 | Monthly System Peak Day | SCE | 1-in-10 | 2024 | 14 |  |  |  | 91.8417 | 1
| Zone | South of Lugo | 11 | Monthly System Peak Day | SCE | 1-in-10 | 2024 | 15 |  |  |  | 92.325 | 1
| Zone | South of Lugo | 11 | Monthly System Peak Day | SCE | 1-in-10 | 2024 | 16 |  |  |  | 92.3417 | 1
| Zone | South of Lugo | 11 | Monthly System Peak Day | SCE | 1-in-10 | 2024 | 17 |  |  |  | 91.4417 | 1
| Zone | South of Lugo | 11 | Monthly System Peak Day | SCE | 1-in-10 | 2024 | 18 |  |  |  | 89.6292 | 1
| Zone | South of Lugo | 11 | Monthly System Peak Day | SCE | 1-in-10 | 2024 | 19 |  |  |  | 86.7167 | 1
| Zone | South of Lugo | 11 | Monthly System Peak Day | SCE | 1-in-10 | 2024 | 20 |  |  |  | 83.3458 | 1
| Zone | South of Lugo | 11 | Monthly System Peak Day | SCE | 1-in-10 | 2024 | 21 |  |  |  | 80.0625 | 1
| Zone | South of Lugo | 11 | Monthly System Peak Day | SCE | 1-in-10 | 2024 | 22 |  |  |  | 77.0746 | 1
| Zone | South of Lugo | 11 | Monthly System Peak Day | SCE | 1-in-10 | 2024 | 23 |  |  |  | 74.9146 | 1
| Zone | South of Lugo | 11 | Monthly System Peak Day | SCE | 1-in-10 | 2024 | 24 |  |  |  | 72.6104 | 1
| Zone | South of Lugo | 12 | Average Weekday | SCE | 1-in-10 | 2024 | 1 |  |  |  | 50.9441 | 1
| Zone | South of Lugo | 12 | Average Weekday | SCE | 1-in-10 | 2024 | 2 |  |  |  | 50.1429 | 1
| Zone | South of Lugo | 12 | Average Weekday | SCE | 1-in-10 | 2024 | 3 |  |  |  | 49.4806 | 1
| Zone | South of Lugo | 12 | Average Weekday | SCE | 1-in-10 | 2024 | 4 |  |  |  | 48.7859 | 1
| Zone | South of Lugo | 12 | Average Weekday | SCE | 1-in-10 | 2024 | 5 |  |  |  | 48.3115 | 1
| Zone | South of Lugo | 12 | Average Weekday | SCE | 1-in-10 | 2024 | 6 |  |  |  | 47.815 | 1
| Zone | South of Lugo | 12 | Average Weekday | SCE | 1-in-10 | 2024 | 7 |  |  |  | 47.6079 | 1
| Zone | South of Lugo | 12 | Average Weekday | SCE | 1-in-10 | 2024 | 8 |  |  |  | 47.8648 | 1
| Zone | South of Lugo | 12 | Average Weekday | SCE | 1-in-10 | 2024 | 9 |  |  |  | 48.9944 | 1
| Zone | South of Lugo | 12 | Average Weekday | SCE | 1-in-10 | 2024 | 10 |  |  |  | 52.3055 | 1
| Zone | South of Lugo | 12 | Average Weekday | SCE | 1-in-10 | 2024 | 11 |  |  |  | 55.9608 | 1
| Zone | South of Lugo | 12 | Average Weekday | SCE | 1-in-10 | 2024 | 12 |  |  |  | 59.0249 | 1
| Zone | South of Lugo | 12 | Average Weekday | SCE | 1-in-10 | 2024 | 13 |  |  |  | 61.152 | 1
| Zone | South of Lugo | 12 | Average Weekday | SCE | 1-in-10 | 2024 | 14 |  |  |  | 62.5691 | 1
| Zone | South of Lugo | 12 | Average Weekday | SCE | 1-in-10 | 2024 | 15 |  |  |  | 63.3806 | 1
| Zone | South of Lugo | 12 | Average Weekday | SCE | 1-in-10 | 2024 | 16 |  |  |  | 63.5309 | 1
| Zone | South of Lugo | 12 | Average Weekday | SCE | 1-in-10 | 2024 | 17 |  |  |  | 62.565 | 1
| Zone | South of Lugo | 12 | Average Weekday | SCE | 1-in-10 | 2024 | 18 |  |  |  | 60.3665 | 1
| Zone | South of Lugo | 12 | Average Weekday | SCE | 1-in-10 | 2024 | 19 |  |  |  | 58.0453 | 1
| Zone | South of Lugo | 12 | Average Weekday | SCE | 1-in-10 | 2024 | 20 |  |  |  | 56.6151 | 1
| Zone | South of Lugo | 12 | Average Weekday | SCE | 1-in-10 | 2024 | 21 |  |  |  | 55.3834 | 1
| Zone | South of Lugo | 12 | Average Weekday | SCE | 1-in-10 | 2024 | 22 |  |  |  | 54.1121 | 1
| Zone | South of Lugo | 12 | Average Weekday | SCE | 1-in-10 | 2024 | 23 |  |  |  | 52.9739 | 1
| Zone | South of Lugo | 12 | Average Weekday | SCE | 1-in-10 | 2024 | 24 |  |  |  | 52.0703 | 1
| Zone | South of Lugo | 12 | Monthly System Peak Day | SCE | 1-in-10 | 2024 | 1 |  |  |  | 43.1621 | 1
| Zone | South of Lugo | 12 | Monthly System Peak Day | SCE | 1-in-10 | 2024 | 2 |  |  |  | 42.165 | 1
| Zone | South of Lugo | 12 | Monthly System Peak Day | SCE | 1-in-10 | 2024 | 3 |  |  |  | 41.1825 | 1
| Zone | South of Lugo | 12 | Monthly System Peak Day | SCE | 1-in-10 | 2024 | 4 |  |  |  | 40.5287 | 1
| Zone | South of Lugo | 12 | Monthly System Peak Day | SCE | 1-in-10 | 2024 | 5 |  |  |  | 39.7692 | 1
| Zone | South of Lugo | 12 | Monthly System Peak Day | SCE | 1-in-10 | 2024 | 6 |  |  |  | 38.9567 | 1
| Zone | South of Lugo | 12 | Monthly System Peak Day | SCE | 1-in-10 | 2024 | 7 |  |  |  | 38.7854 | 1
| Zone | South of Lugo | 12 | Monthly System Peak Day | SCE | 1-in-10 | 2024 | 8 |  |  |  | 39.3121 | 1
| Zone | South of Lugo | 12 | Monthly System Peak Day | SCE | 1-in-10 | 2024 | 9 |  |  |  | 40.7854 | 1
| Zone | South of Lugo | 12 | Monthly System Peak Day | SCE | 1-in-10 | 2024 | 10 |  |  |  | 44.9875 | 1
| Zone | South of Lugo | 12 | Monthly System Peak Day | SCE | 1-in-10 | 2024 | 11 |  |  |  | 49.3725 | 1
| Zone | South of Lugo | 12 | Monthly System Peak Day | SCE | 1-in-10 | 2024 | 12 |  |  |  | 51.6942 | 1
| Zone | South of Lugo | 12 | Monthly System Peak Day | SCE | 1-in-10 | 2024 | 13 |  |  |  | 52.3162 | 1
| Zone | South of Lugo | 12 | Monthly System Peak Day | SCE | 1-in-10 | 2024 | 14 |  |  |  | 53.53 | 1
| Zone | South of Lugo | 12 | Monthly System Peak Day | SCE | 1-in-10 | 2024 | 15 |  |  |  | 54.5529 | 1
| Zone | South of Lugo | 12 | Monthly System Peak Day | SCE | 1-in-10 | 2024 | 16 |  |  |  | 54.8563 | 1
| Zone | South of Lugo | 12 | Monthly System Peak Day | SCE | 1-in-10 | 2024 | 17 |  |  |  | 54.495 | 1
| Zone | South of Lugo | 12 | Monthly System Peak Day | SCE | 1-in-10 | 2024 | 18 |  |  |  | 52.5233 | 1
| Zone | South of Lugo | 12 | Monthly System Peak Day | SCE | 1-in-10 | 2024 | 19 |  |  |  | 50.0379 | 1
| Zone | South of Lugo | 12 | Monthly System Peak Day | SCE | 1-in-10 | 2024 | 20 |  |  |  | 49.1488 | 1
| Zone | South of Lugo | 12 | Monthly System Peak Day | SCE | 1-in-10 | 2024 | 21 |  |  |  | 47.8304 | 1
| Zone | South of Lugo | 12 | Monthly System Peak Day | SCE | 1-in-10 | 2024 | 22 |  |  |  | 46.2667 | 1
| Zone | South of Lugo | 12 | Monthly System Peak Day | SCE | 1-in-10 | 2024 | 23 |  |  |  | 45.6983 | 1
| Zone | South of Lugo | 12 | Monthly System Peak Day | SCE | 1-in-10 | 2024 | 24 |  |  |  | 45.4512 | 1
| Zone | South of Lugo | 1 | Average Weekday | SCE | 1-in-10 | 2025 | 1 |  |  |  | 51.1891 | 1
| Zone | South of Lugo | 1 | Average Weekday | SCE | 1-in-10 | 2025 | 2 |  |  |  | 50.37 | 1
| Zone | South of Lugo | 1 | Average Weekday | SCE | 1-in-10 | 2025 | 3 |  |  |  | 49.6858 | 1
| Zone | South of Lugo | 1 | Average Weekday | SCE | 1-in-10 | 2025 | 4 |  |  |  | 49.0549 | 1
| Zone | South of Lugo | 1 | Average Weekday | SCE | 1-in-10 | 2025 | 5 |  |  |  | 48.5029 | 1
| Zone | South of Lugo | 1 | Average Weekday | SCE | 1-in-10 | 2025 | 6 |  |  |  | 47.9978 | 1
| Zone | South of Lugo | 1 | Average Weekday | SCE | 1-in-10 | 2025 | 7 |  |  |  | 47.6065 | 1
| Zone | South of Lugo | 1 | Average Weekday | SCE | 1-in-10 | 2025 | 8 |  |  |  | 47.4721 | 1
| Zone | South of Lugo | 1 | Average Weekday | SCE | 1-in-10 | 2025 | 9 |  |  |  | 48.2241 | 1
| Zone | South of Lugo | 1 | Average Weekday | SCE | 1-in-10 | 2025 | 10 |  |  |  | 51.032 | 1
| Zone | South of Lugo | 1 | Average Weekday | SCE | 1-in-10 | 2025 | 11 |  |  |  | 54.3859 | 1
| Zone | South of Lugo | 1 | Average Weekday | SCE | 1-in-10 | 2025 | 12 |  |  |  | 57.4064 | 1
| Zone | South of Lugo | 1 | Average Weekday | SCE | 1-in-10 | 2025 | 13 |  |  |  | 59.4629 | 1
| Zone | South of Lugo | 1 | Average Weekday | SCE | 1-in-10 | 2025 | 14 |  |  |  | 60.934 | 1
| Zone | South of Lugo | 1 | Average Weekday | SCE | 1-in-10 | 2025 | 15 |  |  |  | 61.7444 | 1
| Zone | South of Lugo | 1 | Average Weekday | SCE | 1-in-10 | 2025 | 16 |  |  |  | 62.0385 | 1
| Zone | South of Lugo | 1 | Average Weekday | SCE | 1-in-10 | 2025 | 17 |  |  |  | 61.6365 | 1
| Zone | South of Lugo | 1 | Average Weekday | SCE | 1-in-10 | 2025 | 18 |  |  |  | 60.219 | 1
| Zone | South of Lugo | 1 | Average Weekday | SCE | 1-in-10 | 2025 | 19 |  |  |  | 58.0776 | 1
| Zone | South of Lugo | 1 | Average Weekday | SCE | 1-in-10 | 2025 | 20 |  |  |  | 56.5312 | 1
| Zone | South of Lugo | 1 | Average Weekday | SCE | 1-in-10 | 2025 | 21 |  |  |  | 55.3422 | 1
| Zone | South of Lugo | 1 | Average Weekday | SCE | 1-in-10 | 2025 | 22 |  |  |  | 54.2523 | 1
| Zone | South of Lugo | 1 | Average Weekday | SCE | 1-in-10 | 2025 | 23 |  |  |  | 53.0495 | 1
| Zone | South of Lugo | 1 | Average Weekday | SCE | 1-in-10 | 2025 | 24 |  |  |  | 52.1198 | 1
| Zone | South of Lugo | 1 | Monthly System Peak Day | SCE | 1-in-10 | 2025 | 1 |  |  |  | 47.9912 | 1
| Zone | South of Lugo | 1 | Monthly System Peak Day | SCE | 1-in-10 | 2025 | 2 |  |  |  | 47.695 | 1
| Zone | South of Lugo | 1 | Monthly System Peak Day | SCE | 1-in-10 | 2025 | 3 |  |  |  | 46.8967 | 1
| Zone | South of Lugo | 1 | Monthly System Peak Day | SCE | 1-in-10 | 2025 | 4 |  |  |  | 46.2108 | 1
| Zone | South of Lugo | 1 | Monthly System Peak Day | SCE | 1-in-10 | 2025 | 5 |  |  |  | 45.7871 | 1
| Zone | South of Lugo | 1 | Monthly System Peak Day | SCE | 1-in-10 | 2025 | 6 |  |  |  | 45.3783 | 1
| Zone | South of Lugo | 1 | Monthly System Peak Day | SCE | 1-in-10 | 2025 | 7 |  |  |  | 44.8308 | 1
| Zone | South of Lugo | 1 | Monthly System Peak Day | SCE | 1-in-10 | 2025 | 8 |  |  |  | 44.3975 | 1
| Zone | South of Lugo | 1 | Monthly System Peak Day | SCE | 1-in-10 | 2025 | 9 |  |  |  | 45.0112 | 1
| Zone | South of Lugo | 1 | Monthly System Peak Day | SCE | 1-in-10 | 2025 | 10 |  |  |  | 46.8771 | 1
| Zone | South of Lugo | 1 | Monthly System Peak Day | SCE | 1-in-10 | 2025 | 11 |  |  |  | 48.9529 | 1
| Zone | South of Lugo | 1 | Monthly System Peak Day | SCE | 1-in-10 | 2025 | 12 |  |  |  | 50.1554 | 1
| Zone | South of Lugo | 1 | Monthly System Peak Day | SCE | 1-in-10 | 2025 | 13 |  |  |  | 51.0229 | 1
| Zone | South of Lugo | 1 | Monthly System Peak Day | SCE | 1-in-10 | 2025 | 14 |  |  |  | 51.4787 | 1
| Zone | South of Lugo | 1 | Monthly System Peak Day | SCE | 1-in-10 | 2025 | 15 |  |  |  | 51.8237 | 1
| Zone | South of Lugo | 1 | Monthly System Peak Day | SCE | 1-in-10 | 2025 | 16 |  |  |  | 52.2379 | 1
| Zone | South of Lugo | 1 | Monthly System Peak Day | SCE | 1-in-10 | 2025 | 17 |  |  |  | 52.1083 | 1
| Zone | South of Lugo | 1 | Monthly System Peak Day | SCE | 1-in-10 | 2025 | 18 |  |  |  | 50.7788 | 1
| Zone | South of Lugo | 1 | Monthly System Peak Day | SCE | 1-in-10 | 2025 | 19 |  |  |  | 49.5942 | 1
| Zone | South of Lugo | 1 | Monthly System Peak Day | SCE | 1-in-10 | 2025 | 20 |  |  |  | 49.2317 | 1
| Zone | South of Lugo | 1 | Monthly System Peak Day | SCE | 1-in-10 | 2025 | 21 |  |  |  | 48.7646 | 1
| Zone | South of Lugo | 1 | Monthly System Peak Day | SCE | 1-in-10 | 2025 | 22 |  |  |  | 48.625 | 1
| Zone | South of Lugo | 1 | Monthly System Peak Day | SCE | 1-in-10 | 2025 | 23 |  |  |  | 48.1971 | 1
| Zone | South of Lugo | 1 | Monthly System Peak Day | SCE | 1-in-10 | 2025 | 24 |  |  |  | 47.5454 | 1
| Zone | South of Lugo | 2 | Average Weekday | SCE | 1-in-10 | 2025 | 1 |  |  |  | 57.3372 | 1
| Zone | South of Lugo | 2 | Average Weekday | SCE | 1-in-10 | 2025 | 2 |  |  |  | 56.1771 | 1
| Zone | South of Lugo | 2 | Average Weekday | SCE | 1-in-10 | 2025 | 3 |  |  |  | 55.2175 | 1
| Zone | South of Lugo | 2 | Average Weekday | SCE | 1-in-10 | 2025 | 4 |  |  |  | 54.1537 | 1
| Zone | South of Lugo | 2 | Average Weekday | SCE | 1-in-10 | 2025 | 5 |  |  |  | 53.381 | 1
| Zone | South of Lugo | 2 | Average Weekday | SCE | 1-in-10 | 2025 | 6 |  |  |  | 52.7974 | 1
| Zone | South of Lugo | 2 | Average Weekday | SCE | 1-in-10 | 2025 | 7 |  |  |  | 52.5213 | 1
| Zone | South of Lugo | 2 | Average Weekday | SCE | 1-in-10 | 2025 | 8 |  |  |  | 52.3631 | 1
| Zone | South of Lugo | 2 | Average Weekday | SCE | 1-in-10 | 2025 | 9 |  |  |  | 54.5008 | 1
| Zone | South of Lugo | 2 | Average Weekday | SCE | 1-in-10 | 2025 | 10 |  |  |  | 58.6985 | 1
| Zone | South of Lugo | 2 | Average Weekday | SCE | 1-in-10 | 2025 | 11 |  |  |  | 63.0635 | 1
| Zone | South of Lugo | 2 | Average Weekday | SCE | 1-in-10 | 2025 | 12 |  |  |  | 66.5518 | 1
| Zone | South of Lugo | 2 | Average Weekday | SCE | 1-in-10 | 2025 | 13 |  |  |  | 69.1382 | 1
| Zone | South of Lugo | 2 | Average Weekday | SCE | 1-in-10 | 2025 | 14 |  |  |  | 70.9496 | 1
| Zone | South of Lugo | 2 | Average Weekday | SCE | 1-in-10 | 2025 | 15 |  |  |  | 71.7652 | 1
| Zone | South of Lugo | 2 | Average Weekday | SCE | 1-in-10 | 2025 | 16 |  |  |  | 72.0224 | 1
| Zone | South of Lugo | 2 | Average Weekday | SCE | 1-in-10 | 2025 | 17 |  |  |  | 71.3018 | 1
| Zone | South of Lugo | 2 | Average Weekday | SCE | 1-in-10 | 2025 | 18 |  |  |  | 69.6733 | 1
| Zone | South of Lugo | 2 | Average Weekday | SCE | 1-in-10 | 2025 | 19 |  |  |  | 66.6786 | 1
| Zone | South of Lugo | 2 | Average Weekday | SCE | 1-in-10 | 2025 | 20 |  |  |  | 63.9657 | 1
| Zone | South of Lugo | 2 | Average Weekday | SCE | 1-in-10 | 2025 | 21 |  |  |  | 62.1954 | 1
| Zone | South of Lugo | 2 | Average Weekday | SCE | 1-in-10 | 2025 | 22 |  |  |  | 60.859 | 1
| Zone | South of Lugo | 2 | Average Weekday | SCE | 1-in-10 | 2025 | 23 |  |  |  | 59.3965 | 1
| Zone | South of Lugo | 2 | Average Weekday | SCE | 1-in-10 | 2025 | 24 |  |  |  | 58.1767 | 1
| Zone | South of Lugo | 2 | Monthly System Peak Day | SCE | 1-in-10 | 2025 | 1 |  |  |  | 69.37 | 1
| Zone | South of Lugo | 2 | Monthly System Peak Day | SCE | 1-in-10 | 2025 | 2 |  |  |  | 68.2633 | 1
| Zone | South of Lugo | 2 | Monthly System Peak Day | SCE | 1-in-10 | 2025 | 3 |  |  |  | 66.6221 | 1
| Zone | South of Lugo | 2 | Monthly System Peak Day | SCE | 1-in-10 | 2025 | 4 |  |  |  | 64.9621 | 1
| Zone | South of Lugo | 2 | Monthly System Peak Day | SCE | 1-in-10 | 2025 | 5 |  |  |  | 64.3146 | 1
| Zone | South of Lugo | 2 | Monthly System Peak Day | SCE | 1-in-10 | 2025 | 6 |  |  |  | 62.3879 | 1
| Zone | South of Lugo | 2 | Monthly System Peak Day | SCE | 1-in-10 | 2025 | 7 |  |  |  | 63.2612 | 1
| Zone | South of Lugo | 2 | Monthly System Peak Day | SCE | 1-in-10 | 2025 | 8 |  |  |  | 62.0283 | 1
| Zone | South of Lugo | 2 | Monthly System Peak Day | SCE | 1-in-10 | 2025 | 9 |  |  |  | 63.9592 | 1
| Zone | South of Lugo | 2 | Monthly System Peak Day | SCE | 1-in-10 | 2025 | 10 |  |  |  | 70.3225 | 1
| Zone | South of Lugo | 2 | Monthly System Peak Day | SCE | 1-in-10 | 2025 | 11 |  |  |  | 75.9629 | 1
| Zone | South of Lugo | 2 | Monthly System Peak Day | SCE | 1-in-10 | 2025 | 12 |  |  |  | 80.0667 | 1
| Zone | South of Lugo | 2 | Monthly System Peak Day | SCE | 1-in-10 | 2025 | 13 |  |  |  | 83.0833 | 1
| Zone | South of Lugo | 2 | Monthly System Peak Day | SCE | 1-in-10 | 2025 | 14 |  |  |  | 85.4 | 1
| Zone | South of Lugo | 2 | Monthly System Peak Day | SCE | 1-in-10 | 2025 | 15 |  |  |  | 86.6208 | 1
| Zone | South of Lugo | 2 | Monthly System Peak Day | SCE | 1-in-10 | 2025 | 16 |  |  |  | 86.5292 | 1
| Zone | South of Lugo | 2 | Monthly System Peak Day | SCE | 1-in-10 | 2025 | 17 |  |  |  | 85.3375 | 1
| Zone | South of Lugo | 2 | Monthly System Peak Day | SCE | 1-in-10 | 2025 | 18 |  |  |  | 83.1625 | 1
| Zone | South of Lugo | 2 | Monthly System Peak Day | SCE | 1-in-10 | 2025 | 19 |  |  |  | 78.6708 | 1
| Zone | South of Lugo | 2 | Monthly System Peak Day | SCE | 1-in-10 | 2025 | 20 |  |  |  | 74.6375 | 1
| Zone | South of Lugo | 2 | Monthly System Peak Day | SCE | 1-in-10 | 2025 | 21 |  |  |  | 71.8962 | 1
| Zone | South of Lugo | 2 | Monthly System Peak Day | SCE | 1-in-10 | 2025 | 22 |  |  |  | 70.31 | 1
| Zone | South of Lugo | 2 | Monthly System Peak Day | SCE | 1-in-10 | 2025 | 23 |  |  |  | 67.7371 | 1
| Zone | South of Lugo | 2 | Monthly System Peak Day | SCE | 1-in-10 | 2025 | 24 |  |  |  | 65.4333 | 1
| Zone | South of Lugo | 3 | Average Weekday | SCE | 1-in-10 | 2025 | 1 |  |  |  | 60.2963 | 1
| Zone | South of Lugo | 3 | Average Weekday | SCE | 1-in-10 | 2025 | 2 |  |  |  | 59.2613 | 1
| Zone | South of Lugo | 3 | Average Weekday | SCE | 1-in-10 | 2025 | 3 |  |  |  | 58.2877 | 1
| Zone | South of Lugo | 3 | Average Weekday | SCE | 1-in-10 | 2025 | 4 |  |  |  | 57.3831 | 1
| Zone | South of Lugo | 3 | Average Weekday | SCE | 1-in-10 | 2025 | 5 |  |  |  | 56.6944 | 1
| Zone | South of Lugo | 3 | Average Weekday | SCE | 1-in-10 | 2025 | 6 |  |  |  | 56.0616 | 1
| Zone | South of Lugo | 3 | Average Weekday | SCE | 1-in-10 | 2025 | 7 |  |  |  | 55.7979 | 1
| Zone | South of Lugo | 3 | Average Weekday | SCE | 1-in-10 | 2025 | 8 |  |  |  | 55.9064 | 1
| Zone | South of Lugo | 3 | Average Weekday | SCE | 1-in-10 | 2025 | 9 |  |  |  | 57.5692 | 1
| Zone | South of Lugo | 3 | Average Weekday | SCE | 1-in-10 | 2025 | 10 |  |  |  | 61.2746 | 1
| Zone | South of Lugo | 3 | Average Weekday | SCE | 1-in-10 | 2025 | 11 |  |  |  | 65.6137 | 1
| Zone | South of Lugo | 3 | Average Weekday | SCE | 1-in-10 | 2025 | 12 |  |  |  | 69.4158 | 1
| Zone | South of Lugo | 3 | Average Weekday | SCE | 1-in-10 | 2025 | 13 |  |  |  | 72.2824 | 1
| Zone | South of Lugo | 3 | Average Weekday | SCE | 1-in-10 | 2025 | 14 |  |  |  | 74.1994 | 1
| Zone | South of Lugo | 3 | Average Weekday | SCE | 1-in-10 | 2025 | 15 |  |  |  | 75.3807 | 1
| Zone | South of Lugo | 3 | Average Weekday | SCE | 1-in-10 | 2025 | 16 |  |  |  | 75.9072 | 1
| Zone | South of Lugo | 3 | Average Weekday | SCE | 1-in-10 | 2025 | 17 |  |  |  | 75.6839 | 1
| Zone | South of Lugo | 3 | Average Weekday | SCE | 1-in-10 | 2025 | 18 |  |  |  | 74.6285 | 1
| Zone | South of Lugo | 3 | Average Weekday | SCE | 1-in-10 | 2025 | 19 |  |  |  | 72.6844 | 1
| Zone | South of Lugo | 3 | Average Weekday | SCE | 1-in-10 | 2025 | 20 |  |  |  | 69.9169 | 1
| Zone | South of Lugo | 3 | Average Weekday | SCE | 1-in-10 | 2025 | 21 |  |  |  | 67.2424 | 1
| Zone | South of Lugo | 3 | Average Weekday | SCE | 1-in-10 | 2025 | 22 |  |  |  | 65.5237 | 1
| Zone | South of Lugo | 3 | Average Weekday | SCE | 1-in-10 | 2025 | 23 |  |  |  | 64.1832 | 1
| Zone | South of Lugo | 3 | Average Weekday | SCE | 1-in-10 | 2025 | 24 |  |  |  | 62.7782 | 1
| Zone | South of Lugo | 3 | Monthly System Peak Day | SCE | 1-in-10 | 2025 | 1 |  |  |  | 69.4088 | 1
| Zone | South of Lugo | 3 | Monthly System Peak Day | SCE | 1-in-10 | 2025 | 2 |  |  |  | 67.8808 | 1
| Zone | South of Lugo | 3 | Monthly System Peak Day | SCE | 1-in-10 | 2025 | 3 |  |  |  | 65.8083 | 1
| Zone | South of Lugo | 3 | Monthly System Peak Day | SCE | 1-in-10 | 2025 | 4 |  |  |  | 64.6225 | 1
| Zone | South of Lugo | 3 | Monthly System Peak Day | SCE | 1-in-10 | 2025 | 5 |  |  |  | 64.0263 | 1
| Zone | South of Lugo | 3 | Monthly System Peak Day | SCE | 1-in-10 | 2025 | 6 |  |  |  | 63.5737 | 1
| Zone | South of Lugo | 3 | Monthly System Peak Day | SCE | 1-in-10 | 2025 | 7 |  |  |  | 64.2588 | 1
| Zone | South of Lugo | 3 | Monthly System Peak Day | SCE | 1-in-10 | 2025 | 8 |  |  |  | 64.0933 | 1
| Zone | South of Lugo | 3 | Monthly System Peak Day | SCE | 1-in-10 | 2025 | 9 |  |  |  | 65.4004 | 1
| Zone | South of Lugo | 3 | Monthly System Peak Day | SCE | 1-in-10 | 2025 | 10 |  |  |  | 69.9854 | 1
| Zone | South of Lugo | 3 | Monthly System Peak Day | SCE | 1-in-10 | 2025 | 11 |  |  |  | 75.0567 | 1
| Zone | South of Lugo | 3 | Monthly System Peak Day | SCE | 1-in-10 | 2025 | 12 |  |  |  | 79.2792 | 1
| Zone | South of Lugo | 3 | Monthly System Peak Day | SCE | 1-in-10 | 2025 | 13 |  |  |  | 83 | 1
| Zone | South of Lugo | 3 | Monthly System Peak Day | SCE | 1-in-10 | 2025 | 14 |  |  |  | 85.1458 | 1
| Zone | South of Lugo | 3 | Monthly System Peak Day | SCE | 1-in-10 | 2025 | 15 |  |  |  | 86.8292 | 1
| Zone | South of Lugo | 3 | Monthly System Peak Day | SCE | 1-in-10 | 2025 | 16 |  |  |  | 87.2917 | 1
| Zone | South of Lugo | 3 | Monthly System Peak Day | SCE | 1-in-10 | 2025 | 17 |  |  |  | 86.9417 | 1
| Zone | South of Lugo | 3 | Monthly System Peak Day | SCE | 1-in-10 | 2025 | 18 |  |  |  | 85.7458 | 1
| Zone | South of Lugo | 3 | Monthly System Peak Day | SCE | 1-in-10 | 2025 | 19 |  |  |  | 84.5792 | 1
| Zone | South of Lugo | 3 | Monthly System Peak Day | SCE | 1-in-10 | 2025 | 20 |  |  |  | 81.9208 | 1
| Zone | South of Lugo | 3 | Monthly System Peak Day | SCE | 1-in-10 | 2025 | 21 |  |  |  | 77.7542 | 1
| Zone | South of Lugo | 3 | Monthly System Peak Day | SCE | 1-in-10 | 2025 | 22 |  |  |  | 74.3004 | 1
| Zone | South of Lugo | 3 | Monthly System Peak Day | SCE | 1-in-10 | 2025 | 23 |  |  |  | 72.0462 | 1
| Zone | South of Lugo | 3 | Monthly System Peak Day | SCE | 1-in-10 | 2025 | 24 |  |  |  | 69.3133 | 1
| Zone | South of Lugo | 4 | Average Weekday | SCE | 1-in-10 | 2025 | 1 |  |  |  | 60.4942 | 1
| Zone | South of Lugo | 4 | Average Weekday | SCE | 1-in-10 | 2025 | 2 |  |  |  | 59.5069 | 1
| Zone | South of Lugo | 4 | Average Weekday | SCE | 1-in-10 | 2025 | 3 |  |  |  | 58.6222 | 1
| Zone | South of Lugo | 4 | Average Weekday | SCE | 1-in-10 | 2025 | 4 |  |  |  | 57.8236 | 1
| Zone | South of Lugo | 4 | Average Weekday | SCE | 1-in-10 | 2025 | 5 |  |  |  | 57.1561 | 1
| Zone | South of Lugo | 4 | Average Weekday | SCE | 1-in-10 | 2025 | 6 |  |  |  | 56.652 | 1
| Zone | South of Lugo | 4 | Average Weekday | SCE | 1-in-10 | 2025 | 7 |  |  |  | 56.2924 | 1
| Zone | South of Lugo | 4 | Average Weekday | SCE | 1-in-10 | 2025 | 8 |  |  |  | 56.3505 | 1
| Zone | South of Lugo | 4 | Average Weekday | SCE | 1-in-10 | 2025 | 9 |  |  |  | 58.3162 | 1
| Zone | South of Lugo | 4 | Average Weekday | SCE | 1-in-10 | 2025 | 10 |  |  |  | 61.566 | 1
| Zone | South of Lugo | 4 | Average Weekday | SCE | 1-in-10 | 2025 | 11 |  |  |  | 64.8817 | 1
| Zone | South of Lugo | 4 | Average Weekday | SCE | 1-in-10 | 2025 | 12 |  |  |  | 68.0431 | 1
| Zone | South of Lugo | 4 | Average Weekday | SCE | 1-in-10 | 2025 | 13 |  |  |  | 70.7017 | 1
| Zone | South of Lugo | 4 | Average Weekday | SCE | 1-in-10 | 2025 | 14 |  |  |  | 72.5247 | 1
| Zone | South of Lugo | 4 | Average Weekday | SCE | 1-in-10 | 2025 | 15 |  |  |  | 73.7169 | 1
| Zone | South of Lugo | 4 | Average Weekday | SCE | 1-in-10 | 2025 | 16 |  |  |  | 74.4938 | 1
| Zone | South of Lugo | 4 | Average Weekday | SCE | 1-in-10 | 2025 | 17 |  |  |  | 74.8613 | 1
| Zone | South of Lugo | 4 | Average Weekday | SCE | 1-in-10 | 2025 | 18 |  |  |  | 74.1725 | 1
| Zone | South of Lugo | 4 | Average Weekday | SCE | 1-in-10 | 2025 | 19 |  |  |  | 72.754 | 1
| Zone | South of Lugo | 4 | Average Weekday | SCE | 1-in-10 | 2025 | 20 |  |  |  | 70.5109 | 1
| Zone | South of Lugo | 4 | Average Weekday | SCE | 1-in-10 | 2025 | 21 |  |  |  | 67.483 | 1
| Zone | South of Lugo | 4 | Average Weekday | SCE | 1-in-10 | 2025 | 22 |  |  |  | 65.3444 | 1
| Zone | South of Lugo | 4 | Average Weekday | SCE | 1-in-10 | 2025 | 23 |  |  |  | 63.7484 | 1
| Zone | South of Lugo | 4 | Average Weekday | SCE | 1-in-10 | 2025 | 24 |  |  |  | 62.3534 | 1
| Zone | South of Lugo | 4 | Monthly System Peak Day | SCE | 1-in-10 | 2025 | 1 |  |  |  | 72.7513 | 1
| Zone | South of Lugo | 4 | Monthly System Peak Day | SCE | 1-in-10 | 2025 | 2 |  |  |  | 71.3629 | 1
| Zone | South of Lugo | 4 | Monthly System Peak Day | SCE | 1-in-10 | 2025 | 3 |  |  |  | 70.3804 | 1
| Zone | South of Lugo | 4 | Monthly System Peak Day | SCE | 1-in-10 | 2025 | 4 |  |  |  | 68.0883 | 1
| Zone | South of Lugo | 4 | Monthly System Peak Day | SCE | 1-in-10 | 2025 | 5 |  |  |  | 66.8875 | 1
| Zone | South of Lugo | 4 | Monthly System Peak Day | SCE | 1-in-10 | 2025 | 6 |  |  |  | 66.4575 | 1
| Zone | South of Lugo | 4 | Monthly System Peak Day | SCE | 1-in-10 | 2025 | 7 |  |  |  | 65.885 | 1
| Zone | South of Lugo | 4 | Monthly System Peak Day | SCE | 1-in-10 | 2025 | 8 |  |  |  | 65.9925 | 1
| Zone | South of Lugo | 4 | Monthly System Peak Day | SCE | 1-in-10 | 2025 | 9 |  |  |  | 69.3567 | 1
| Zone | South of Lugo | 4 | Monthly System Peak Day | SCE | 1-in-10 | 2025 | 10 |  |  |  | 74.8342 | 1
| Zone | South of Lugo | 4 | Monthly System Peak Day | SCE | 1-in-10 | 2025 | 11 |  |  |  | 79.85 | 1
| Zone | South of Lugo | 4 | Monthly System Peak Day | SCE | 1-in-10 | 2025 | 12 |  |  |  | 84.5792 | 1
| Zone | South of Lugo | 4 | Monthly System Peak Day | SCE | 1-in-10 | 2025 | 13 |  |  |  | 87.3208 | 1
| Zone | South of Lugo | 4 | Monthly System Peak Day | SCE | 1-in-10 | 2025 | 14 |  |  |  | 88.7333 | 1
| Zone | South of Lugo | 4 | Monthly System Peak Day | SCE | 1-in-10 | 2025 | 15 |  |  |  | 89.4083 | 1
| Zone | South of Lugo | 4 | Monthly System Peak Day | SCE | 1-in-10 | 2025 | 16 |  |  |  | 90.0792 | 1
| Zone | South of Lugo | 4 | Monthly System Peak Day | SCE | 1-in-10 | 2025 | 17 |  |  |  | 90.0625 | 1
| Zone | South of Lugo | 4 | Monthly System Peak Day | SCE | 1-in-10 | 2025 | 18 |  |  |  | 89.8542 | 1
| Zone | South of Lugo | 4 | Monthly System Peak Day | SCE | 1-in-10 | 2025 | 19 |  |  |  | 87.7208 | 1
| Zone | South of Lugo | 4 | Monthly System Peak Day | SCE | 1-in-10 | 2025 | 20 |  |  |  | 82.975 | 1
| Zone | South of Lugo | 4 | Monthly System Peak Day | SCE | 1-in-10 | 2025 | 21 |  |  |  | 77.045 | 1
| Zone | South of Lugo | 4 | Monthly System Peak Day | SCE | 1-in-10 | 2025 | 22 |  |  |  | 74.1288 | 1
| Zone | South of Lugo | 4 | Monthly System Peak Day | SCE | 1-in-10 | 2025 | 23 |  |  |  | 72.2787 | 1
| Zone | South of Lugo | 4 | Monthly System Peak Day | SCE | 1-in-10 | 2025 | 24 |  |  |  | 70.8858 | 1
| Zone | South of Lugo | 5 | Average Weekday | SCE | 1-in-10 | 2025 | 1 |  |  |  | 63.7261 | 1
| Zone | South of Lugo | 5 | Average Weekday | SCE | 1-in-10 | 2025 | 2 |  |  |  | 62.7364 | 1
| Zone | South of Lugo | 5 | Average Weekday | SCE | 1-in-10 | 2025 | 3 |  |  |  | 61.9172 | 1
| Zone | South of Lugo | 5 | Average Weekday | SCE | 1-in-10 | 2025 | 4 |  |  |  | 61.2504 | 1
| Zone | South of Lugo | 5 | Average Weekday | SCE | 1-in-10 | 2025 | 5 |  |  |  | 60.7132 | 1
| Zone | South of Lugo | 5 | Average Weekday | SCE | 1-in-10 | 2025 | 6 |  |  |  | 60.3703 | 1
| Zone | South of Lugo | 5 | Average Weekday | SCE | 1-in-10 | 2025 | 7 |  |  |  | 60.2288 | 1
| Zone | South of Lugo | 5 | Average Weekday | SCE | 1-in-10 | 2025 | 8 |  |  |  | 60.9294 | 1
| Zone | South of Lugo | 5 | Average Weekday | SCE | 1-in-10 | 2025 | 9 |  |  |  | 62.9482 | 1
| Zone | South of Lugo | 5 | Average Weekday | SCE | 1-in-10 | 2025 | 10 |  |  |  | 65.7554 | 1
| Zone | South of Lugo | 5 | Average Weekday | SCE | 1-in-10 | 2025 | 11 |  |  |  | 68.6938 | 1
| Zone | South of Lugo | 5 | Average Weekday | SCE | 1-in-10 | 2025 | 12 |  |  |  | 71.3639 | 1
| Zone | South of Lugo | 5 | Average Weekday | SCE | 1-in-10 | 2025 | 13 |  |  |  | 73.5492 | 1
| Zone | South of Lugo | 5 | Average Weekday | SCE | 1-in-10 | 2025 | 14 |  |  |  | 75.3789 | 1
| Zone | South of Lugo | 5 | Average Weekday | SCE | 1-in-10 | 2025 | 15 |  |  |  | 76.7811 | 1
| Zone | South of Lugo | 5 | Average Weekday | SCE | 1-in-10 | 2025 | 16 |  |  |  | 77.6 | 1
| Zone | South of Lugo | 5 | Average Weekday | SCE | 1-in-10 | 2025 | 17 |  |  |  | 77.8548 | 1
| Zone | South of Lugo | 5 | Average Weekday | SCE | 1-in-10 | 2025 | 18 |  |  |  | 77.2107 | 1
| Zone | South of Lugo | 5 | Average Weekday | SCE | 1-in-10 | 2025 | 19 |  |  |  | 75.8588 | 1
| Zone | South of Lugo | 5 | Average Weekday | SCE | 1-in-10 | 2025 | 20 |  |  |  | 73.7457 | 1
| Zone | South of Lugo | 5 | Average Weekday | SCE | 1-in-10 | 2025 | 21 |  |  |  | 70.633 | 1
| Zone | South of Lugo | 5 | Average Weekday | SCE | 1-in-10 | 2025 | 22 |  |  |  | 67.8287 | 1
| Zone | South of Lugo | 5 | Average Weekday | SCE | 1-in-10 | 2025 | 23 |  |  |  | 66.0136 | 1
| Zone | South of Lugo | 5 | Average Weekday | SCE | 1-in-10 | 2025 | 24 |  |  |  | 64.7075 | 1
| Zone | South of Lugo | 5 | Monthly System Peak Day | SCE | 1-in-10 | 2025 | 1 |  |  |  | 75.4321 | 1
| Zone | South of Lugo | 5 | Monthly System Peak Day | SCE | 1-in-10 | 2025 | 2 |  |  |  | 73.9658 | 1
| Zone | South of Lugo | 5 | Monthly System Peak Day | SCE | 1-in-10 | 2025 | 3 |  |  |  | 71.9892 | 1
| Zone | South of Lugo | 5 | Monthly System Peak Day | SCE | 1-in-10 | 2025 | 4 |  |  |  | 70.9163 | 1
| Zone | South of Lugo | 5 | Monthly System Peak Day | SCE | 1-in-10 | 2025 | 5 |  |  |  | 70.1583 | 1
| Zone | South of Lugo | 5 | Monthly System Peak Day | SCE | 1-in-10 | 2025 | 6 |  |  |  | 68.9408 | 1
| Zone | South of Lugo | 5 | Monthly System Peak Day | SCE | 1-in-10 | 2025 | 7 |  |  |  | 68.7504 | 1
| Zone | South of Lugo | 5 | Monthly System Peak Day | SCE | 1-in-10 | 2025 | 8 |  |  |  | 69.4196 | 1
| Zone | South of Lugo | 5 | Monthly System Peak Day | SCE | 1-in-10 | 2025 | 9 |  |  |  | 74.04 | 1
| Zone | South of Lugo | 5 | Monthly System Peak Day | SCE | 1-in-10 | 2025 | 10 |  |  |  | 80.7083 | 1
| Zone | South of Lugo | 5 | Monthly System Peak Day | SCE | 1-in-10 | 2025 | 11 |  |  |  | 86.8583 | 1
| Zone | South of Lugo | 5 | Monthly System Peak Day | SCE | 1-in-10 | 2025 | 12 |  |  |  | 90.5875 | 1
| Zone | South of Lugo | 5 | Monthly System Peak Day | SCE | 1-in-10 | 2025 | 13 |  |  |  | 93.1542 | 1
| Zone | South of Lugo | 5 | Monthly System Peak Day | SCE | 1-in-10 | 2025 | 14 |  |  |  | 94.5167 | 1
| Zone | South of Lugo | 5 | Monthly System Peak Day | SCE | 1-in-10 | 2025 | 15 |  |  |  | 96.05 | 1
| Zone | South of Lugo | 5 | Monthly System Peak Day | SCE | 1-in-10 | 2025 | 16 |  |  |  | 96.5375 | 1
| Zone | South of Lugo | 5 | Monthly System Peak Day | SCE | 1-in-10 | 2025 | 17 |  |  |  | 96.4417 | 1
| Zone | South of Lugo | 5 | Monthly System Peak Day | SCE | 1-in-10 | 2025 | 18 |  |  |  | 95.3792 | 1
| Zone | South of Lugo | 5 | Monthly System Peak Day | SCE | 1-in-10 | 2025 | 19 |  |  |  | 94.4625 | 1
| Zone | South of Lugo | 5 | Monthly System Peak Day | SCE | 1-in-10 | 2025 | 20 |  |  |  | 91.6125 | 1
| Zone | South of Lugo | 5 | Monthly System Peak Day | SCE | 1-in-10 | 2025 | 21 |  |  |  | 87.3083 | 1
| Zone | South of Lugo | 5 | Monthly System Peak Day | SCE | 1-in-10 | 2025 | 22 |  |  |  | 83.1583 | 1
| Zone | South of Lugo | 5 | Monthly System Peak Day | SCE | 1-in-10 | 2025 | 23 |  |  |  | 80.6958 | 1
| Zone | South of Lugo | 5 | Monthly System Peak Day | SCE | 1-in-10 | 2025 | 24 |  |  |  | 78.2358 | 1
| Zone | South of Lugo | 6 | Average Weekday | SCE | 1-in-10 | 2025 | 1 |  |  |  | 68.1974 | 1
| Zone | South of Lugo | 6 | Average Weekday | SCE | 1-in-10 | 2025 | 2 |  |  |  | 67.4474 | 1
| Zone | South of Lugo | 6 | Average Weekday | SCE | 1-in-10 | 2025 | 3 |  |  |  | 66.798 | 1
| Zone | South of Lugo | 6 | Average Weekday | SCE | 1-in-10 | 2025 | 4 |  |  |  | 66.2248 | 1
| Zone | South of Lugo | 6 | Average Weekday | SCE | 1-in-10 | 2025 | 5 |  |  |  | 65.7795 | 1
| Zone | South of Lugo | 6 | Average Weekday | SCE | 1-in-10 | 2025 | 6 |  |  |  | 65.4266 | 1
| Zone | South of Lugo | 6 | Average Weekday | SCE | 1-in-10 | 2025 | 7 |  |  |  | 65.2137 | 1
| Zone | South of Lugo | 6 | Average Weekday | SCE | 1-in-10 | 2025 | 8 |  |  |  | 65.9904 | 1
| Zone | South of Lugo | 6 | Average Weekday | SCE | 1-in-10 | 2025 | 9 |  |  |  | 67.8836 | 1
| Zone | South of Lugo | 6 | Average Weekday | SCE | 1-in-10 | 2025 | 10 |  |  |  | 70.8703 | 1
| Zone | South of Lugo | 6 | Average Weekday | SCE | 1-in-10 | 2025 | 11 |  |  |  | 74.0727 | 1
| Zone | South of Lugo | 6 | Average Weekday | SCE | 1-in-10 | 2025 | 12 |  |  |  | 77.1926 | 1
| Zone | South of Lugo | 6 | Average Weekday | SCE | 1-in-10 | 2025 | 13 |  |  |  | 79.5914 | 1
| Zone | South of Lugo | 6 | Average Weekday | SCE | 1-in-10 | 2025 | 14 |  |  |  | 81.2857 | 1
| Zone | South of Lugo | 6 | Average Weekday | SCE | 1-in-10 | 2025 | 15 |  |  |  | 82.4491 | 1
| Zone | South of Lugo | 6 | Average Weekday | SCE | 1-in-10 | 2025 | 16 |  |  |  | 83.1785 | 1
| Zone | South of Lugo | 6 | Average Weekday | SCE | 1-in-10 | 2025 | 17 |  |  |  | 83.0988 | 1
| Zone | South of Lugo | 6 | Average Weekday | SCE | 1-in-10 | 2025 | 18 |  |  |  | 82.3115 | 1
| Zone | South of Lugo | 6 | Average Weekday | SCE | 1-in-10 | 2025 | 19 |  |  |  | 80.9067 | 1
| Zone | South of Lugo | 6 | Average Weekday | SCE | 1-in-10 | 2025 | 20 |  |  |  | 78.6574 | 1
| Zone | South of Lugo | 6 | Average Weekday | SCE | 1-in-10 | 2025 | 21 |  |  |  | 75.6723 | 1
| Zone | South of Lugo | 6 | Average Weekday | SCE | 1-in-10 | 2025 | 22 |  |  |  | 72.5495 | 1
| Zone | South of Lugo | 6 | Average Weekday | SCE | 1-in-10 | 2025 | 23 |  |  |  | 70.5754 | 1
| Zone | South of Lugo | 6 | Average Weekday | SCE | 1-in-10 | 2025 | 24 |  |  |  | 69.3238 | 1
| Zone | South of Lugo | 6 | Monthly System Peak Day | SCE | 1-in-10 | 2025 | 1 |  |  |  | 77.3104 | 1
| Zone | South of Lugo | 6 | Monthly System Peak Day | SCE | 1-in-10 | 2025 | 2 |  |  |  | 75.7337 | 1
| Zone | South of Lugo | 6 | Monthly System Peak Day | SCE | 1-in-10 | 2025 | 3 |  |  |  | 74.2558 | 1
| Zone | South of Lugo | 6 | Monthly System Peak Day | SCE | 1-in-10 | 2025 | 4 |  |  |  | 73.6021 | 1
| Zone | South of Lugo | 6 | Monthly System Peak Day | SCE | 1-in-10 | 2025 | 5 |  |  |  | 72.4508 | 1
| Zone | South of Lugo | 6 | Monthly System Peak Day | SCE | 1-in-10 | 2025 | 6 |  |  |  | 71.5633 | 1
| Zone | South of Lugo | 6 | Monthly System Peak Day | SCE | 1-in-10 | 2025 | 7 |  |  |  | 70.7763 | 1
| Zone | South of Lugo | 6 | Monthly System Peak Day | SCE | 1-in-10 | 2025 | 8 |  |  |  | 72.3667 | 1
| Zone | South of Lugo | 6 | Monthly System Peak Day | SCE | 1-in-10 | 2025 | 9 |  |  |  | 76.6954 | 1
| Zone | South of Lugo | 6 | Monthly System Peak Day | SCE | 1-in-10 | 2025 | 10 |  |  |  | 82.8858 | 1
| Zone | South of Lugo | 6 | Monthly System Peak Day | SCE | 1-in-10 | 2025 | 11 |  |  |  | 87.9975 | 1
| Zone | South of Lugo | 6 | Monthly System Peak Day | SCE | 1-in-10 | 2025 | 12 |  |  |  | 91.6012 | 1
| Zone | South of Lugo | 6 | Monthly System Peak Day | SCE | 1-in-10 | 2025 | 13 |  |  |  | 92.8838 | 1
| Zone | South of Lugo | 6 | Monthly System Peak Day | SCE | 1-in-10 | 2025 | 14 |  |  |  | 94.1846 | 1
| Zone | South of Lugo | 6 | Monthly System Peak Day | SCE | 1-in-10 | 2025 | 15 |  |  |  | 95.4146 | 1
| Zone | South of Lugo | 6 | Monthly System Peak Day | SCE | 1-in-10 | 2025 | 16 |  |  |  | 96.8875 | 1
| Zone | South of Lugo | 6 | Monthly System Peak Day | SCE | 1-in-10 | 2025 | 17 |  |  |  | 97.35 | 1
| Zone | South of Lugo | 6 | Monthly System Peak Day | SCE | 1-in-10 | 2025 | 18 |  |  |  | 96.4667 | 1
| Zone | South of Lugo | 6 | Monthly System Peak Day | SCE | 1-in-10 | 2025 | 19 |  |  |  | 94.025 | 1
| Zone | South of Lugo | 6 | Monthly System Peak Day | SCE | 1-in-10 | 2025 | 20 |  |  |  | 88.8067 | 1
| Zone | South of Lugo | 6 | Monthly System Peak Day | SCE | 1-in-10 | 2025 | 21 |  |  |  | 84.6787 | 1
| Zone | South of Lugo | 6 | Monthly System Peak Day | SCE | 1-in-10 | 2025 | 22 |  |  |  | 81.0933 | 1
| Zone | South of Lugo | 6 | Monthly System Peak Day | SCE | 1-in-10 | 2025 | 23 |  |  |  | 77.7233 | 1
| Zone | South of Lugo | 6 | Monthly System Peak Day | SCE | 1-in-10 | 2025 | 24 |  |  |  | 75.3388 | 1
| Zone | South of Lugo | 7 | Average Weekday | SCE | 1-in-10 | 2025 | 1 |  |  |  | 73.2748 | 1
| Zone | South of Lugo | 7 | Average Weekday | SCE | 1-in-10 | 2025 | 2 |  |  |  | 72.448 | 1
| Zone | South of Lugo | 7 | Average Weekday | SCE | 1-in-10 | 2025 | 3 |  |  |  | 71.6747 | 1
| Zone | South of Lugo | 7 | Average Weekday | SCE | 1-in-10 | 2025 | 4 |  |  |  | 71.1028 | 1
| Zone | South of Lugo | 7 | Average Weekday | SCE | 1-in-10 | 2025 | 5 |  |  |  | 70.6155 | 1
| Zone | South of Lugo | 7 | Average Weekday | SCE | 1-in-10 | 2025 | 6 |  |  |  | 70.2457 | 1
| Zone | South of Lugo | 7 | Average Weekday | SCE | 1-in-10 | 2025 | 7 |  |  |  | 70.057 | 1
| Zone | South of Lugo | 7 | Average Weekday | SCE | 1-in-10 | 2025 | 8 |  |  |  | 70.6914 | 1
| Zone | South of Lugo | 7 | Average Weekday | SCE | 1-in-10 | 2025 | 9 |  |  |  | 73.0913 | 1
| Zone | South of Lugo | 7 | Average Weekday | SCE | 1-in-10 | 2025 | 10 |  |  |  | 76.3755 | 1
| Zone | South of Lugo | 7 | Average Weekday | SCE | 1-in-10 | 2025 | 11 |  |  |  | 79.8781 | 1
| Zone | South of Lugo | 7 | Average Weekday | SCE | 1-in-10 | 2025 | 12 |  |  |  | 83.1077 | 1
| Zone | South of Lugo | 7 | Average Weekday | SCE | 1-in-10 | 2025 | 13 |  |  |  | 85.4249 | 1
| Zone | South of Lugo | 7 | Average Weekday | SCE | 1-in-10 | 2025 | 14 |  |  |  | 87.0578 | 1
| Zone | South of Lugo | 7 | Average Weekday | SCE | 1-in-10 | 2025 | 15 |  |  |  | 88.2055 | 1
| Zone | South of Lugo | 7 | Average Weekday | SCE | 1-in-10 | 2025 | 16 |  |  |  | 88.8228 | 1
| Zone | South of Lugo | 7 | Average Weekday | SCE | 1-in-10 | 2025 | 17 |  |  |  | 88.8724 | 1
| Zone | South of Lugo | 7 | Average Weekday | SCE | 1-in-10 | 2025 | 18 |  |  |  | 88.0513 | 1
| Zone | South of Lugo | 7 | Average Weekday | SCE | 1-in-10 | 2025 | 19 |  |  |  | 86.5336 | 1
| Zone | South of Lugo | 7 | Average Weekday | SCE | 1-in-10 | 2025 | 20 |  |  |  | 84.1525 | 1
| Zone | South of Lugo | 7 | Average Weekday | SCE | 1-in-10 | 2025 | 21 |  |  |  | 80.9126 | 1
| Zone | South of Lugo | 7 | Average Weekday | SCE | 1-in-10 | 2025 | 22 |  |  |  | 77.7621 | 1
| Zone | South of Lugo | 7 | Average Weekday | SCE | 1-in-10 | 2025 | 23 |  |  |  | 75.8771 | 1
| Zone | South of Lugo | 7 | Average Weekday | SCE | 1-in-10 | 2025 | 24 |  |  |  | 74.689 | 1
| Zone | South of Lugo | 7 | Monthly System Peak Day | SCE | 1-in-10 | 2025 | 1 |  |  |  | 77.6923 | 1
| Zone | South of Lugo | 7 | Monthly System Peak Day | SCE | 1-in-10 | 2025 | 2 |  |  |  | 75.7504 | 1
| Zone | South of Lugo | 7 | Monthly System Peak Day | SCE | 1-in-10 | 2025 | 3 |  |  |  | 74.2777 | 1
| Zone | South of Lugo | 7 | Monthly System Peak Day | SCE | 1-in-10 | 2025 | 4 |  |  |  | 73.6715 | 1
| Zone | South of Lugo | 7 | Monthly System Peak Day | SCE | 1-in-10 | 2025 | 5 |  |  |  | 73.0354 | 1
| Zone | South of Lugo | 7 | Monthly System Peak Day | SCE | 1-in-10 | 2025 | 6 |  |  |  | 72.7562 | 1
| Zone | South of Lugo | 7 | Monthly System Peak Day | SCE | 1-in-10 | 2025 | 7 |  |  |  | 72.8565 | 1
| Zone | South of Lugo | 7 | Monthly System Peak Day | SCE | 1-in-10 | 2025 | 8 |  |  |  | 73.73 | 1
| Zone | South of Lugo | 7 | Monthly System Peak Day | SCE | 1-in-10 | 2025 | 9 |  |  |  | 77.7808 | 1
| Zone | South of Lugo | 7 | Monthly System Peak Day | SCE | 1-in-10 | 2025 | 10 |  |  |  | 83.1231 | 1
| Zone | South of Lugo | 7 | Monthly System Peak Day | SCE | 1-in-10 | 2025 | 11 |  |  |  | 89.0077 | 1
| Zone | South of Lugo | 7 | Monthly System Peak Day | SCE | 1-in-10 | 2025 | 12 |  |  |  | 94.2423 | 1
| Zone | South of Lugo | 7 | Monthly System Peak Day | SCE | 1-in-10 | 2025 | 13 |  |  |  | 97.8 | 1
| Zone | South of Lugo | 7 | Monthly System Peak Day | SCE | 1-in-10 | 2025 | 14 |  |  |  | 100.9 | 1
| Zone | South of Lugo | 7 | Monthly System Peak Day | SCE | 1-in-10 | 2025 | 15 |  |  |  | 104.1192 | 1
| Zone | South of Lugo | 7 | Monthly System Peak Day | SCE | 1-in-10 | 2025 | 16 |  |  |  | 105.9077 | 1
| Zone | South of Lugo | 7 | Monthly System Peak Day | SCE | 1-in-10 | 2025 | 17 |  |  |  | 106.2423 | 1
| Zone | South of Lugo | 7 | Monthly System Peak Day | SCE | 1-in-10 | 2025 | 18 |  |  |  | 105.65 | 1
| Zone | South of Lugo | 7 | Monthly System Peak Day | SCE | 1-in-10 | 2025 | 19 |  |  |  | 103.9692 | 1
| Zone | South of Lugo | 7 | Monthly System Peak Day | SCE | 1-in-10 | 2025 | 20 |  |  |  | 101.2 | 1
| Zone | South of Lugo | 7 | Monthly System Peak Day | SCE | 1-in-10 | 2025 | 21 |  |  |  | 98.1538 | 1
| Zone | South of Lugo | 7 | Monthly System Peak Day | SCE | 1-in-10 | 2025 | 22 |  |  |  | 93.2038 | 1
| Zone | South of Lugo | 7 | Monthly System Peak Day | SCE | 1-in-10 | 2025 | 23 |  |  |  | 88.0885 | 1
| Zone | South of Lugo | 7 | Monthly System Peak Day | SCE | 1-in-10 | 2025 | 24 |  |  |  | 85.6577 | 1
| Zone | South of Lugo | 8 | Average Weekday | SCE | 1-in-10 | 2025 | 1 |  |  |  | 73.7248 | 1
| Zone | South of Lugo | 8 | Average Weekday | SCE | 1-in-10 | 2025 | 2 |  |  |  | 72.8229 | 1
| Zone | South of Lugo | 8 | Average Weekday | SCE | 1-in-10 | 2025 | 3 |  |  |  | 72.0753 | 1
| Zone | South of Lugo | 8 | Average Weekday | SCE | 1-in-10 | 2025 | 4 |  |  |  | 71.4533 | 1
| Zone | South of Lugo | 8 | Average Weekday | SCE | 1-in-10 | 2025 | 5 |  |  |  | 70.9248 | 1
| Zone | South of Lugo | 8 | Average Weekday | SCE | 1-in-10 | 2025 | 6 |  |  |  | 70.4786 | 1
| Zone | South of Lugo | 8 | Average Weekday | SCE | 1-in-10 | 2025 | 7 |  |  |  | 70.2013 | 1
| Zone | South of Lugo | 8 | Average Weekday | SCE | 1-in-10 | 2025 | 8 |  |  |  | 70.2891 | 1
| Zone | South of Lugo | 8 | Average Weekday | SCE | 1-in-10 | 2025 | 9 |  |  |  | 72.2673 | 1
| Zone | South of Lugo | 8 | Average Weekday | SCE | 1-in-10 | 2025 | 10 |  |  |  | 75.3581 | 1
| Zone | South of Lugo | 8 | Average Weekday | SCE | 1-in-10 | 2025 | 11 |  |  |  | 78.8164 | 1
| Zone | South of Lugo | 8 | Average Weekday | SCE | 1-in-10 | 2025 | 12 |  |  |  | 82.3242 | 1
| Zone | South of Lugo | 8 | Average Weekday | SCE | 1-in-10 | 2025 | 13 |  |  |  | 84.8821 | 1
| Zone | South of Lugo | 8 | Average Weekday | SCE | 1-in-10 | 2025 | 14 |  |  |  | 86.7905 | 1
| Zone | South of Lugo | 8 | Average Weekday | SCE | 1-in-10 | 2025 | 15 |  |  |  | 88.0885 | 1
| Zone | South of Lugo | 8 | Average Weekday | SCE | 1-in-10 | 2025 | 16 |  |  |  | 88.4443 | 1
| Zone | South of Lugo | 8 | Average Weekday | SCE | 1-in-10 | 2025 | 17 |  |  |  | 88.2695 | 1
| Zone | South of Lugo | 8 | Average Weekday | SCE | 1-in-10 | 2025 | 18 |  |  |  | 87.4322 | 1
| Zone | South of Lugo | 8 | Average Weekday | SCE | 1-in-10 | 2025 | 19 |  |  |  | 85.7853 | 1
| Zone | South of Lugo | 8 | Average Weekday | SCE | 1-in-10 | 2025 | 20 |  |  |  | 83.1838 | 1
| Zone | South of Lugo | 8 | Average Weekday | SCE | 1-in-10 | 2025 | 21 |  |  |  | 79.75 | 1
| Zone | South of Lugo | 8 | Average Weekday | SCE | 1-in-10 | 2025 | 22 |  |  |  | 77.0841 | 1
| Zone | South of Lugo | 8 | Average Weekday | SCE | 1-in-10 | 2025 | 23 |  |  |  | 75.6476 | 1
| Zone | South of Lugo | 8 | Average Weekday | SCE | 1-in-10 | 2025 | 24 |  |  |  | 74.6572 | 1
| Zone | South of Lugo | 8 | Monthly System Peak Day | SCE | 1-in-10 | 2025 | 1 |  |  |  | 79.7023 | 1
| Zone | South of Lugo | 8 | Monthly System Peak Day | SCE | 1-in-10 | 2025 | 2 |  |  |  | 78.6038 | 1
| Zone | South of Lugo | 8 | Monthly System Peak Day | SCE | 1-in-10 | 2025 | 3 |  |  |  | 77.6408 | 1
| Zone | South of Lugo | 8 | Monthly System Peak Day | SCE | 1-in-10 | 2025 | 4 |  |  |  | 76.7208 | 1
| Zone | South of Lugo | 8 | Monthly System Peak Day | SCE | 1-in-10 | 2025 | 5 |  |  |  | 75.6773 | 1
| Zone | South of Lugo | 8 | Monthly System Peak Day | SCE | 1-in-10 | 2025 | 6 |  |  |  | 74.87 | 1
| Zone | South of Lugo | 8 | Monthly System Peak Day | SCE | 1-in-10 | 2025 | 7 |  |  |  | 74.2158 | 1
| Zone | South of Lugo | 8 | Monthly System Peak Day | SCE | 1-in-10 | 2025 | 8 |  |  |  | 74.5485 | 1
| Zone | South of Lugo | 8 | Monthly System Peak Day | SCE | 1-in-10 | 2025 | 9 |  |  |  | 77.4577 | 1
| Zone | South of Lugo | 8 | Monthly System Peak Day | SCE | 1-in-10 | 2025 | 10 |  |  |  | 82.35 | 1
| Zone | South of Lugo | 8 | Monthly System Peak Day | SCE | 1-in-10 | 2025 | 11 |  |  |  | 88.3962 | 1
| Zone | South of Lugo | 8 | Monthly System Peak Day | SCE | 1-in-10 | 2025 | 12 |  |  |  | 92.0308 | 1
| Zone | South of Lugo | 8 | Monthly System Peak Day | SCE | 1-in-10 | 2025 | 13 |  |  |  | 93.3885 | 1
| Zone | South of Lugo | 8 | Monthly System Peak Day | SCE | 1-in-10 | 2025 | 14 |  |  |  | 94.4846 | 1
| Zone | South of Lugo | 8 | Monthly System Peak Day | SCE | 1-in-10 | 2025 | 15 |  |  |  | 95.9308 | 1
| Zone | South of Lugo | 8 | Monthly System Peak Day | SCE | 1-in-10 | 2025 | 16 |  |  |  | 97.4654 | 1
| Zone | South of Lugo | 8 | Monthly System Peak Day | SCE | 1-in-10 | 2025 | 17 |  |  |  | 97.7308 | 1
| Zone | South of Lugo | 8 | Monthly System Peak Day | SCE | 1-in-10 | 2025 | 18 |  |  |  | 96.85 | 1
| Zone | South of Lugo | 8 | Monthly System Peak Day | SCE | 1-in-10 | 2025 | 19 |  |  |  | 95.1846 | 1
| Zone | South of Lugo | 8 | Monthly System Peak Day | SCE | 1-in-10 | 2025 | 20 |  |  |  | 92.1538 | 1
| Zone | South of Lugo | 8 | Monthly System Peak Day | SCE | 1-in-10 | 2025 | 21 |  |  |  | 88.5731 | 1
| Zone | South of Lugo | 8 | Monthly System Peak Day | SCE | 1-in-10 | 2025 | 22 |  |  |  | 85.1115 | 1
| Zone | South of Lugo | 8 | Monthly System Peak Day | SCE | 1-in-10 | 2025 | 23 |  |  |  | 82.8692 | 1
| Zone | South of Lugo | 8 | Monthly System Peak Day | SCE | 1-in-10 | 2025 | 24 |  |  |  | 81.6923 | 1
| Zone | South of Lugo | 8 | Typical Event Day | SCE | 1-in-10 | 2025 | 1 |  |  |  | 78.3372 | 1
| Zone | South of Lugo | 8 | Typical Event Day | SCE | 1-in-10 | 2025 | 2 |  |  |  | 76.9656 | 1
| Zone | South of Lugo | 8 | Typical Event Day | SCE | 1-in-10 | 2025 | 3 |  |  |  | 75.7092 | 1
| Zone | South of Lugo | 8 | Typical Event Day | SCE | 1-in-10 | 2025 | 4 |  |  |  | 75.1885 | 1
| Zone | South of Lugo | 8 | Typical Event Day | SCE | 1-in-10 | 2025 | 5 |  |  |  | 74.369 | 1
| Zone | South of Lugo | 8 | Typical Event Day | SCE | 1-in-10 | 2025 | 6 |  |  |  | 73.8999 | 1
| Zone | South of Lugo | 8 | Typical Event Day | SCE | 1-in-10 | 2025 | 7 |  |  |  | 73.5392 | 1
| Zone | South of Lugo | 8 | Typical Event Day | SCE | 1-in-10 | 2025 | 8 |  |  |  | 74.2582 | 1
| Zone | South of Lugo | 8 | Typical Event Day | SCE | 1-in-10 | 2025 | 9 |  |  |  | 77.5992 | 1
| Zone | South of Lugo | 8 | Typical Event Day | SCE | 1-in-10 | 2025 | 10 |  |  |  | 82.6605 | 1
| Zone | South of Lugo | 8 | Typical Event Day | SCE | 1-in-10 | 2025 | 11 |  |  |  | 88.2412 | 1
| Zone | South of Lugo | 8 | Typical Event Day | SCE | 1-in-10 | 2025 | 12 |  |  |  | 92.3743 | 1
| Zone | South of Lugo | 8 | Typical Event Day | SCE | 1-in-10 | 2025 | 13 |  |  |  | 94.8318 | 1
| Zone | South of Lugo | 8 | Typical Event Day | SCE | 1-in-10 | 2025 | 14 |  |  |  | 96.8484 | 1
| Zone | South of Lugo | 8 | Typical Event Day | SCE | 1-in-10 | 2025 | 15 |  |  |  | 98.6966 | 1
| Zone | South of Lugo | 8 | Typical Event Day | SCE | 1-in-10 | 2025 | 16 |  |  |  | 99.9769 | 1
| Zone | South of Lugo | 8 | Typical Event Day | SCE | 1-in-10 | 2025 | 17 |  |  |  | 100.3817 | 1
| Zone | South of Lugo | 8 | Typical Event Day | SCE | 1-in-10 | 2025 | 18 |  |  |  | 99.4721 | 1
| Zone | South of Lugo | 8 | Typical Event Day | SCE | 1-in-10 | 2025 | 19 |  |  |  | 97.474 | 1
| Zone | South of Lugo | 8 | Typical Event Day | SCE | 1-in-10 | 2025 | 20 |  |  |  | 93.8717 | 1
| Zone | South of Lugo | 8 | Typical Event Day | SCE | 1-in-10 | 2025 | 21 |  |  |  | 90.2264 | 1
| Zone | South of Lugo | 8 | Typical Event Day | SCE | 1-in-10 | 2025 | 22 |  |  |  | 86.9024 | 1
| Zone | South of Lugo | 8 | Typical Event Day | SCE | 1-in-10 | 2025 | 23 |  |  |  | 84.0013 | 1
| Zone | South of Lugo | 8 | Typical Event Day | SCE | 1-in-10 | 2025 | 24 |  |  |  | 82.0521 | 1
| Zone | South of Lugo | 9 | Average Weekday | SCE | 1-in-10 | 2025 | 1 |  |  |  | 73.2512 | 1
| Zone | South of Lugo | 9 | Average Weekday | SCE | 1-in-10 | 2025 | 2 |  |  |  | 72.3685 | 1
| Zone | South of Lugo | 9 | Average Weekday | SCE | 1-in-10 | 2025 | 3 |  |  |  | 71.6295 | 1
| Zone | South of Lugo | 9 | Average Weekday | SCE | 1-in-10 | 2025 | 4 |  |  |  | 70.9846 | 1
| Zone | South of Lugo | 9 | Average Weekday | SCE | 1-in-10 | 2025 | 5 |  |  |  | 70.4271 | 1
| Zone | South of Lugo | 9 | Average Weekday | SCE | 1-in-10 | 2025 | 6 |  |  |  | 69.9244 | 1
| Zone | South of Lugo | 9 | Average Weekday | SCE | 1-in-10 | 2025 | 7 |  |  |  | 69.5541 | 1
| Zone | South of Lugo | 9 | Average Weekday | SCE | 1-in-10 | 2025 | 8 |  |  |  | 69.361 | 1
| Zone | South of Lugo | 9 | Average Weekday | SCE | 1-in-10 | 2025 | 9 |  |  |  | 70.7113 | 1
| Zone | South of Lugo | 9 | Average Weekday | SCE | 1-in-10 | 2025 | 10 |  |  |  | 73.6147 | 1
| Zone | South of Lugo | 9 | Average Weekday | SCE | 1-in-10 | 2025 | 11 |  |  |  | 77.1101 | 1
| Zone | South of Lugo | 9 | Average Weekday | SCE | 1-in-10 | 2025 | 12 |  |  |  | 80.43 | 1
| Zone | South of Lugo | 9 | Average Weekday | SCE | 1-in-10 | 2025 | 13 |  |  |  | 83.0984 | 1
| Zone | South of Lugo | 9 | Average Weekday | SCE | 1-in-10 | 2025 | 14 |  |  |  | 84.9046 | 1
| Zone | South of Lugo | 9 | Average Weekday | SCE | 1-in-10 | 2025 | 15 |  |  |  | 86.2075 | 1
| Zone | South of Lugo | 9 | Average Weekday | SCE | 1-in-10 | 2025 | 16 |  |  |  | 86.7527 | 1
| Zone | South of Lugo | 9 | Average Weekday | SCE | 1-in-10 | 2025 | 17 |  |  |  | 86.7156 | 1
| Zone | South of Lugo | 9 | Average Weekday | SCE | 1-in-10 | 2025 | 18 |  |  |  | 85.846 | 1
| Zone | South of Lugo | 9 | Average Weekday | SCE | 1-in-10 | 2025 | 19 |  |  |  | 84.0648 | 1
| Zone | South of Lugo | 9 | Average Weekday | SCE | 1-in-10 | 2025 | 20 |  |  |  | 81.1436 | 1
| Zone | South of Lugo | 9 | Average Weekday | SCE | 1-in-10 | 2025 | 21 |  |  |  | 78.0516 | 1
| Zone | South of Lugo | 9 | Average Weekday | SCE | 1-in-10 | 2025 | 22 |  |  |  | 76.2339 | 1
| Zone | South of Lugo | 9 | Average Weekday | SCE | 1-in-10 | 2025 | 23 |  |  |  | 74.88 | 1
| Zone | South of Lugo | 9 | Average Weekday | SCE | 1-in-10 | 2025 | 24 |  |  |  | 73.7799 | 1
| Zone | South of Lugo | 9 | Monthly System Peak Day | SCE | 1-in-10 | 2025 | 1 |  |  |  | 79.1115 | 1
| Zone | South of Lugo | 9 | Monthly System Peak Day | SCE | 1-in-10 | 2025 | 2 |  |  |  | 78.2385 | 1
| Zone | South of Lugo | 9 | Monthly System Peak Day | SCE | 1-in-10 | 2025 | 3 |  |  |  | 77.1231 | 1
| Zone | South of Lugo | 9 | Monthly System Peak Day | SCE | 1-in-10 | 2025 | 4 |  |  |  | 77.1731 | 1
| Zone | South of Lugo | 9 | Monthly System Peak Day | SCE | 1-in-10 | 2025 | 5 |  |  |  | 76.7038 | 1
| Zone | South of Lugo | 9 | Monthly System Peak Day | SCE | 1-in-10 | 2025 | 6 |  |  |  | 76.7885 | 1
| Zone | South of Lugo | 9 | Monthly System Peak Day | SCE | 1-in-10 | 2025 | 7 |  |  |  | 76.7077 | 1
| Zone | South of Lugo | 9 | Monthly System Peak Day | SCE | 1-in-10 | 2025 | 8 |  |  |  | 76.9 | 1
| Zone | South of Lugo | 9 | Monthly System Peak Day | SCE | 1-in-10 | 2025 | 9 |  |  |  | 79.1115 | 1
| Zone | South of Lugo | 9 | Monthly System Peak Day | SCE | 1-in-10 | 2025 | 10 |  |  |  | 83.05 | 1
| Zone | South of Lugo | 9 | Monthly System Peak Day | SCE | 1-in-10 | 2025 | 11 |  |  |  | 88.3115 | 1
| Zone | South of Lugo | 9 | Monthly System Peak Day | SCE | 1-in-10 | 2025 | 12 |  |  |  | 92.3423 | 1
| Zone | South of Lugo | 9 | Monthly System Peak Day | SCE | 1-in-10 | 2025 | 13 |  |  |  | 96.1461 | 1
| Zone | South of Lugo | 9 | Monthly System Peak Day | SCE | 1-in-10 | 2025 | 14 |  |  |  | 98.7692 | 1
| Zone | South of Lugo | 9 | Monthly System Peak Day | SCE | 1-in-10 | 2025 | 15 |  |  |  | 100.2462 | 1
| Zone | South of Lugo | 9 | Monthly System Peak Day | SCE | 1-in-10 | 2025 | 16 |  |  |  | 100.45 | 1
| Zone | South of Lugo | 9 | Monthly System Peak Day | SCE | 1-in-10 | 2025 | 17 |  |  |  | 100.8692 | 1
| Zone | South of Lugo | 9 | Monthly System Peak Day | SCE | 1-in-10 | 2025 | 18 |  |  |  | 99.5692 | 1
| Zone | South of Lugo | 9 | Monthly System Peak Day | SCE | 1-in-10 | 2025 | 19 |  |  |  | 97.3731 | 1
| Zone | South of Lugo | 9 | Monthly System Peak Day | SCE | 1-in-10 | 2025 | 20 |  |  |  | 94.2192 | 1
| Zone | South of Lugo | 9 | Monthly System Peak Day | SCE | 1-in-10 | 2025 | 21 |  |  |  | 90.4231 | 1
| Zone | South of Lugo | 9 | Monthly System Peak Day | SCE | 1-in-10 | 2025 | 22 |  |  |  | 89.0269 | 1
| Zone | South of Lugo | 9 | Monthly System Peak Day | SCE | 1-in-10 | 2025 | 23 |  |  |  | 88.0077 | 1
| Zone | South of Lugo | 9 | Monthly System Peak Day | SCE | 1-in-10 | 2025 | 24 |  |  |  | 86.1 | 1
| Zone | South of Lugo | 10 | Average Weekday | SCE | 1-in-10 | 2025 | 1 |  |  |  | 69.762 | 1
| Zone | South of Lugo | 10 | Average Weekday | SCE | 1-in-10 | 2025 | 2 |  |  |  | 68.8745 | 1
| Zone | South of Lugo | 10 | Average Weekday | SCE | 1-in-10 | 2025 | 3 |  |  |  | 68.1604 | 1
| Zone | South of Lugo | 10 | Average Weekday | SCE | 1-in-10 | 2025 | 4 |  |  |  | 67.4921 | 1
| Zone | South of Lugo | 10 | Average Weekday | SCE | 1-in-10 | 2025 | 5 |  |  |  | 66.8849 | 1
| Zone | South of Lugo | 10 | Average Weekday | SCE | 1-in-10 | 2025 | 6 |  |  |  | 66.4737 | 1
| Zone | South of Lugo | 10 | Average Weekday | SCE | 1-in-10 | 2025 | 7 |  |  |  | 66.0452 | 1
| Zone | South of Lugo | 10 | Average Weekday | SCE | 1-in-10 | 2025 | 8 |  |  |  | 65.7944 | 1
| Zone | South of Lugo | 10 | Average Weekday | SCE | 1-in-10 | 2025 | 9 |  |  |  | 66.4184 | 1
| Zone | South of Lugo | 10 | Average Weekday | SCE | 1-in-10 | 2025 | 10 |  |  |  | 69.4546 | 1
| Zone | South of Lugo | 10 | Average Weekday | SCE | 1-in-10 | 2025 | 11 |  |  |  | 73.0169 | 1
| Zone | South of Lugo | 10 | Average Weekday | SCE | 1-in-10 | 2025 | 12 |  |  |  | 76.5501 | 1
| Zone | South of Lugo | 10 | Average Weekday | SCE | 1-in-10 | 2025 | 13 |  |  |  | 79.3305 | 1
| Zone | South of Lugo | 10 | Average Weekday | SCE | 1-in-10 | 2025 | 14 |  |  |  | 81.3196 | 1
| Zone | South of Lugo | 10 | Average Weekday | SCE | 1-in-10 | 2025 | 15 |  |  |  | 82.45 | 1
| Zone | South of Lugo | 10 | Average Weekday | SCE | 1-in-10 | 2025 | 16 |  |  |  | 82.92 | 1
| Zone | South of Lugo | 10 | Average Weekday | SCE | 1-in-10 | 2025 | 17 |  |  |  | 82.7609 | 1
| Zone | South of Lugo | 10 | Average Weekday | SCE | 1-in-10 | 2025 | 18 |  |  |  | 82.0538 | 1
| Zone | South of Lugo | 10 | Average Weekday | SCE | 1-in-10 | 2025 | 19 |  |  |  | 80.0614 | 1
| Zone | South of Lugo | 10 | Average Weekday | SCE | 1-in-10 | 2025 | 20 |  |  |  | 76.8669 | 1
| Zone | South of Lugo | 10 | Average Weekday | SCE | 1-in-10 | 2025 | 21 |  |  |  | 74.5837 | 1
| Zone | South of Lugo | 10 | Average Weekday | SCE | 1-in-10 | 2025 | 22 |  |  |  | 73.102 | 1
| Zone | South of Lugo | 10 | Average Weekday | SCE | 1-in-10 | 2025 | 23 |  |  |  | 71.9026 | 1
| Zone | South of Lugo | 10 | Average Weekday | SCE | 1-in-10 | 2025 | 24 |  |  |  | 70.842 | 1
| Zone | South of Lugo | 10 | Monthly System Peak Day | SCE | 1-in-10 | 2025 | 1 |  |  |  | 81.9167 | 1
| Zone | South of Lugo | 10 | Monthly System Peak Day | SCE | 1-in-10 | 2025 | 2 |  |  |  | 81.9833 | 1
| Zone | South of Lugo | 10 | Monthly System Peak Day | SCE | 1-in-10 | 2025 | 3 |  |  |  | 81.1 | 1
| Zone | South of Lugo | 10 | Monthly System Peak Day | SCE | 1-in-10 | 2025 | 4 |  |  |  | 81.6267 | 1
| Zone | South of Lugo | 10 | Monthly System Peak Day | SCE | 1-in-10 | 2025 | 5 |  |  |  | 81.8983 | 1
| Zone | South of Lugo | 10 | Monthly System Peak Day | SCE | 1-in-10 | 2025 | 6 |  |  |  | 82.3554 | 1
| Zone | South of Lugo | 10 | Monthly System Peak Day | SCE | 1-in-10 | 2025 | 7 |  |  |  | 81.9092 | 1
| Zone | South of Lugo | 10 | Monthly System Peak Day | SCE | 1-in-10 | 2025 | 8 |  |  |  | 81.69 | 1
| Zone | South of Lugo | 10 | Monthly System Peak Day | SCE | 1-in-10 | 2025 | 9 |  |  |  | 82.0533 | 1
| Zone | South of Lugo | 10 | Monthly System Peak Day | SCE | 1-in-10 | 2025 | 10 |  |  |  | 84.6842 | 1
| Zone | South of Lugo | 10 | Monthly System Peak Day | SCE | 1-in-10 | 2025 | 11 |  |  |  | 87.9 | 1
| Zone | South of Lugo | 10 | Monthly System Peak Day | SCE | 1-in-10 | 2025 | 12 |  |  |  | 92.2042 | 1
| Zone | South of Lugo | 10 | Monthly System Peak Day | SCE | 1-in-10 | 2025 | 13 |  |  |  | 96.4208 | 1
| Zone | South of Lugo | 10 | Monthly System Peak Day | SCE | 1-in-10 | 2025 | 14 |  |  |  | 98.4792 | 1
| Zone | South of Lugo | 10 | Monthly System Peak Day | SCE | 1-in-10 | 2025 | 15 |  |  |  | 99.8958 | 1
| Zone | South of Lugo | 10 | Monthly System Peak Day | SCE | 1-in-10 | 2025 | 16 |  |  |  | 100.525 | 1
| Zone | South of Lugo | 10 | Monthly System Peak Day | SCE | 1-in-10 | 2025 | 17 |  |  |  | 100.1125 | 1
| Zone | South of Lugo | 10 | Monthly System Peak Day | SCE | 1-in-10 | 2025 | 18 |  |  |  | 99.7958 | 1
| Zone | South of Lugo | 10 | Monthly System Peak Day | SCE | 1-in-10 | 2025 | 19 |  |  |  | 98.1667 | 1
| Zone | South of Lugo | 10 | Monthly System Peak Day | SCE | 1-in-10 | 2025 | 20 |  |  |  | 94.3583 | 1
| Zone | South of Lugo | 10 | Monthly System Peak Day | SCE | 1-in-10 | 2025 | 21 |  |  |  | 90.3875 | 1
| Zone | South of Lugo | 10 | Monthly System Peak Day | SCE | 1-in-10 | 2025 | 22 |  |  |  | 88.3042 | 1
| Zone | South of Lugo | 10 | Monthly System Peak Day | SCE | 1-in-10 | 2025 | 23 |  |  |  | 86.525 | 1
| Zone | South of Lugo | 10 | Monthly System Peak Day | SCE | 1-in-10 | 2025 | 24 |  |  |  | 85.6625 | 1
| Zone | South of Lugo | 11 | Average Weekday | SCE | 1-in-10 | 2025 | 1 |  |  |  | 58.4899 | 1
| Zone | South of Lugo | 11 | Average Weekday | SCE | 1-in-10 | 2025 | 2 |  |  |  | 57.4303 | 1
| Zone | South of Lugo | 11 | Average Weekday | SCE | 1-in-10 | 2025 | 3 |  |  |  | 56.5965 | 1
| Zone | South of Lugo | 11 | Average Weekday | SCE | 1-in-10 | 2025 | 4 |  |  |  | 55.7784 | 1
| Zone | South of Lugo | 11 | Average Weekday | SCE | 1-in-10 | 2025 | 5 |  |  |  | 55.1225 | 1
| Zone | South of Lugo | 11 | Average Weekday | SCE | 1-in-10 | 2025 | 6 |  |  |  | 54.5133 | 1
| Zone | South of Lugo | 11 | Average Weekday | SCE | 1-in-10 | 2025 | 7 |  |  |  | 54.2276 | 1
| Zone | South of Lugo | 11 | Average Weekday | SCE | 1-in-10 | 2025 | 8 |  |  |  | 54.2096 | 1
| Zone | South of Lugo | 11 | Average Weekday | SCE | 1-in-10 | 2025 | 9 |  |  |  | 56.0514 | 1
| Zone | South of Lugo | 11 | Average Weekday | SCE | 1-in-10 | 2025 | 10 |  |  |  | 60.0331 | 1
| Zone | South of Lugo | 11 | Average Weekday | SCE | 1-in-10 | 2025 | 11 |  |  |  | 64.3807 | 1
| Zone | South of Lugo | 11 | Average Weekday | SCE | 1-in-10 | 2025 | 12 |  |  |  | 67.9142 | 1
| Zone | South of Lugo | 11 | Average Weekday | SCE | 1-in-10 | 2025 | 13 |  |  |  | 70.4422 | 1
| Zone | South of Lugo | 11 | Average Weekday | SCE | 1-in-10 | 2025 | 14 |  |  |  | 72.0209 | 1
| Zone | South of Lugo | 11 | Average Weekday | SCE | 1-in-10 | 2025 | 15 |  |  |  | 72.7246 | 1
| Zone | South of Lugo | 11 | Average Weekday | SCE | 1-in-10 | 2025 | 16 |  |  |  | 72.8761 | 1
| Zone | South of Lugo | 11 | Average Weekday | SCE | 1-in-10 | 2025 | 17 |  |  |  | 72.1405 | 1
| Zone | South of Lugo | 11 | Average Weekday | SCE | 1-in-10 | 2025 | 18 |  |  |  | 70.1961 | 1
| Zone | South of Lugo | 11 | Average Weekday | SCE | 1-in-10 | 2025 | 19 |  |  |  | 67.6438 | 1
| Zone | South of Lugo | 11 | Average Weekday | SCE | 1-in-10 | 2025 | 20 |  |  |  | 65.549 | 1
| Zone | South of Lugo | 11 | Average Weekday | SCE | 1-in-10 | 2025 | 21 |  |  |  | 63.8706 | 1
| Zone | South of Lugo | 11 | Average Weekday | SCE | 1-in-10 | 2025 | 22 |  |  |  | 62.2114 | 1
| Zone | South of Lugo | 11 | Average Weekday | SCE | 1-in-10 | 2025 | 23 |  |  |  | 60.8032 | 1
| Zone | South of Lugo | 11 | Average Weekday | SCE | 1-in-10 | 2025 | 24 |  |  |  | 59.5623 | 1
| Zone | South of Lugo | 11 | Monthly System Peak Day | SCE | 1-in-10 | 2025 | 1 |  |  |  | 72.1583 | 1
| Zone | South of Lugo | 11 | Monthly System Peak Day | SCE | 1-in-10 | 2025 | 2 |  |  |  | 70.2483 | 1
| Zone | South of Lugo | 11 | Monthly System Peak Day | SCE | 1-in-10 | 2025 | 3 |  |  |  | 69.6879 | 1
| Zone | South of Lugo | 11 | Monthly System Peak Day | SCE | 1-in-10 | 2025 | 4 |  |  |  | 68.1242 | 1
| Zone | South of Lugo | 11 | Monthly System Peak Day | SCE | 1-in-10 | 2025 | 5 |  |  |  | 67.2212 | 1
| Zone | South of Lugo | 11 | Monthly System Peak Day | SCE | 1-in-10 | 2025 | 6 |  |  |  | 66.5896 | 1
| Zone | South of Lugo | 11 | Monthly System Peak Day | SCE | 1-in-10 | 2025 | 7 |  |  |  | 66.7892 | 1
| Zone | South of Lugo | 11 | Monthly System Peak Day | SCE | 1-in-10 | 2025 | 8 |  |  |  | 67.9879 | 1
| Zone | South of Lugo | 11 | Monthly System Peak Day | SCE | 1-in-10 | 2025 | 9 |  |  |  | 69.6179 | 1
| Zone | South of Lugo | 11 | Monthly System Peak Day | SCE | 1-in-10 | 2025 | 10 |  |  |  | 73.6738 | 1
| Zone | South of Lugo | 11 | Monthly System Peak Day | SCE | 1-in-10 | 2025 | 11 |  |  |  | 80.8958 | 1
| Zone | South of Lugo | 11 | Monthly System Peak Day | SCE | 1-in-10 | 2025 | 12 |  |  |  | 87.0333 | 1
| Zone | South of Lugo | 11 | Monthly System Peak Day | SCE | 1-in-10 | 2025 | 13 |  |  |  | 90.2167 | 1
| Zone | South of Lugo | 11 | Monthly System Peak Day | SCE | 1-in-10 | 2025 | 14 |  |  |  | 91.8417 | 1
| Zone | South of Lugo | 11 | Monthly System Peak Day | SCE | 1-in-10 | 2025 | 15 |  |  |  | 92.325 | 1
| Zone | South of Lugo | 11 | Monthly System Peak Day | SCE | 1-in-10 | 2025 | 16 |  |  |  | 92.3417 | 1
| Zone | South of Lugo | 11 | Monthly System Peak Day | SCE | 1-in-10 | 2025 | 17 |  |  |  | 91.4417 | 1
| Zone | South of Lugo | 11 | Monthly System Peak Day | SCE | 1-in-10 | 2025 | 18 |  |  |  | 89.6292 | 1
| Zone | South of Lugo | 11 | Monthly System Peak Day | SCE | 1-in-10 | 2025 | 19 |  |  |  | 86.7167 | 1
| Zone | South of Lugo | 11 | Monthly System Peak Day | SCE | 1-in-10 | 2025 | 20 |  |  |  | 83.3458 | 1
| Zone | South of Lugo | 11 | Monthly System Peak Day | SCE | 1-in-10 | 2025 | 21 |  |  |  | 80.0625 | 1
| Zone | South of Lugo | 11 | Monthly System Peak Day | SCE | 1-in-10 | 2025 | 22 |  |  |  | 77.0746 | 1
| Zone | South of Lugo | 11 | Monthly System Peak Day | SCE | 1-in-10 | 2025 | 23 |  |  |  | 74.9146 | 1
| Zone | South of Lugo | 11 | Monthly System Peak Day | SCE | 1-in-10 | 2025 | 24 |  |  |  | 72.6104 | 1
| Zone | South of Lugo | 12 | Average Weekday | SCE | 1-in-10 | 2025 | 1 |  |  |  | 50.9441 | 1
| Zone | South of Lugo | 12 | Average Weekday | SCE | 1-in-10 | 2025 | 2 |  |  |  | 50.1429 | 1
| Zone | South of Lugo | 12 | Average Weekday | SCE | 1-in-10 | 2025 | 3 |  |  |  | 49.4806 | 1
| Zone | South of Lugo | 12 | Average Weekday | SCE | 1-in-10 | 2025 | 4 |  |  |  | 48.7859 | 1
| Zone | South of Lugo | 12 | Average Weekday | SCE | 1-in-10 | 2025 | 5 |  |  |  | 48.3115 | 1
| Zone | South of Lugo | 12 | Average Weekday | SCE | 1-in-10 | 2025 | 6 |  |  |  | 47.815 | 1
| Zone | South of Lugo | 12 | Average Weekday | SCE | 1-in-10 | 2025 | 7 |  |  |  | 47.6079 | 1
| Zone | South of Lugo | 12 | Average Weekday | SCE | 1-in-10 | 2025 | 8 |  |  |  | 47.8648 | 1
| Zone | South of Lugo | 12 | Average Weekday | SCE | 1-in-10 | 2025 | 9 |  |  |  | 48.9944 | 1
| Zone | South of Lugo | 12 | Average Weekday | SCE | 1-in-10 | 2025 | 10 |  |  |  | 52.3055 | 1
| Zone | South of Lugo | 12 | Average Weekday | SCE | 1-in-10 | 2025 | 11 |  |  |  | 55.9608 | 1
| Zone | South of Lugo | 12 | Average Weekday | SCE | 1-in-10 | 2025 | 12 |  |  |  | 59.0249 | 1
| Zone | South of Lugo | 12 | Average Weekday | SCE | 1-in-10 | 2025 | 13 |  |  |  | 61.152 | 1
| Zone | South of Lugo | 12 | Average Weekday | SCE | 1-in-10 | 2025 | 14 |  |  |  | 62.5691 | 1
| Zone | South of Lugo | 12 | Average Weekday | SCE | 1-in-10 | 2025 | 15 |  |  |  | 63.3806 | 1
| Zone | South of Lugo | 12 | Average Weekday | SCE | 1-in-10 | 2025 | 16 |  |  |  | 63.5309 | 1
| Zone | South of Lugo | 12 | Average Weekday | SCE | 1-in-10 | 2025 | 17 |  |  |  | 62.565 | 1
| Zone | South of Lugo | 12 | Average Weekday | SCE | 1-in-10 | 2025 | 18 |  |  |  | 60.3665 | 1
| Zone | South of Lugo | 12 | Average Weekday | SCE | 1-in-10 | 2025 | 19 |  |  |  | 58.0453 | 1
| Zone | South of Lugo | 12 | Average Weekday | SCE | 1-in-10 | 2025 | 20 |  |  |  | 56.6151 | 1
| Zone | South of Lugo | 12 | Average Weekday | SCE | 1-in-10 | 2025 | 21 |  |  |  | 55.3834 | 1
| Zone | South of Lugo | 12 | Average Weekday | SCE | 1-in-10 | 2025 | 22 |  |  |  | 54.1121 | 1
| Zone | South of Lugo | 12 | Average Weekday | SCE | 1-in-10 | 2025 | 23 |  |  |  | 52.9739 | 1
| Zone | South of Lugo | 12 | Average Weekday | SCE | 1-in-10 | 2025 | 24 |  |  |  | 52.0703 | 1
| Zone | South of Lugo | 12 | Monthly System Peak Day | SCE | 1-in-10 | 2025 | 1 |  |  |  | 43.1621 | 1
| Zone | South of Lugo | 12 | Monthly System Peak Day | SCE | 1-in-10 | 2025 | 2 |  |  |  | 42.165 | 1
| Zone | South of Lugo | 12 | Monthly System Peak Day | SCE | 1-in-10 | 2025 | 3 |  |  |  | 41.1825 | 1
| Zone | South of Lugo | 12 | Monthly System Peak Day | SCE | 1-in-10 | 2025 | 4 |  |  |  | 40.5287 | 1
| Zone | South of Lugo | 12 | Monthly System Peak Day | SCE | 1-in-10 | 2025 | 5 |  |  |  | 39.7692 | 1
| Zone | South of Lugo | 12 | Monthly System Peak Day | SCE | 1-in-10 | 2025 | 6 |  |  |  | 38.9567 | 1
| Zone | South of Lugo | 12 | Monthly System Peak Day | SCE | 1-in-10 | 2025 | 7 |  |  |  | 38.7854 | 1
| Zone | South of Lugo | 12 | Monthly System Peak Day | SCE | 1-in-10 | 2025 | 8 |  |  |  | 39.3121 | 1
| Zone | South of Lugo | 12 | Monthly System Peak Day | SCE | 1-in-10 | 2025 | 9 |  |  |  | 40.7854 | 1
| Zone | South of Lugo | 12 | Monthly System Peak Day | SCE | 1-in-10 | 2025 | 10 |  |  |  | 44.9875 | 1
| Zone | South of Lugo | 12 | Monthly System Peak Day | SCE | 1-in-10 | 2025 | 11 |  |  |  | 49.3725 | 1
| Zone | South of Lugo | 12 | Monthly System Peak Day | SCE | 1-in-10 | 2025 | 12 |  |  |  | 51.6942 | 1
| Zone | South of Lugo | 12 | Monthly System Peak Day | SCE | 1-in-10 | 2025 | 13 |  |  |  | 52.3162 | 1
| Zone | South of Lugo | 12 | Monthly System Peak Day | SCE | 1-in-10 | 2025 | 14 |  |  |  | 53.53 | 1
| Zone | South of Lugo | 12 | Monthly System Peak Day | SCE | 1-in-10 | 2025 | 15 |  |  |  | 54.5529 | 1
| Zone | South of Lugo | 12 | Monthly System Peak Day | SCE | 1-in-10 | 2025 | 16 |  |  |  | 54.8563 | 1
| Zone | South of Lugo | 12 | Monthly System Peak Day | SCE | 1-in-10 | 2025 | 17 |  |  |  | 54.495 | 1
| Zone | South of Lugo | 12 | Monthly System Peak Day | SCE | 1-in-10 | 2025 | 18 |  |  |  | 52.5233 | 1
| Zone | South of Lugo | 12 | Monthly System Peak Day | SCE | 1-in-10 | 2025 | 19 |  |  |  | 50.0379 | 1
| Zone | South of Lugo | 12 | Monthly System Peak Day | SCE | 1-in-10 | 2025 | 20 |  |  |  | 49.1488 | 1
| Zone | South of Lugo | 12 | Monthly System Peak Day | SCE | 1-in-10 | 2025 | 21 |  |  |  | 47.8304 | 1
| Zone | South of Lugo | 12 | Monthly System Peak Day | SCE | 1-in-10 | 2025 | 22 |  |  |  | 46.2667 | 1
| Zone | South of Lugo | 12 | Monthly System Peak Day | SCE | 1-in-10 | 2025 | 23 |  |  |  | 45.6983 | 1
| Zone | South of Lugo | 12 | Monthly System Peak Day | SCE | 1-in-10 | 2025 | 24 |  |  |  | 45.4512 | 1
| Zone | South of Lugo | 1 | Average Weekday | SCE | 1-in-10 | 2026 | 1 |  |  |  | 51.1891 | 1
| Zone | South of Lugo | 1 | Average Weekday | SCE | 1-in-10 | 2026 | 2 |  |  |  | 50.37 | 1
| Zone | South of Lugo | 1 | Average Weekday | SCE | 1-in-10 | 2026 | 3 |  |  |  | 49.6858 | 1
| Zone | South of Lugo | 1 | Average Weekday | SCE | 1-in-10 | 2026 | 4 |  |  |  | 49.0549 | 1
| Zone | South of Lugo | 1 | Average Weekday | SCE | 1-in-10 | 2026 | 5 |  |  |  | 48.5029 | 1
| Zone | South of Lugo | 1 | Average Weekday | SCE | 1-in-10 | 2026 | 6 |  |  |  | 47.9978 | 1
| Zone | South of Lugo | 1 | Average Weekday | SCE | 1-in-10 | 2026 | 7 |  |  |  | 47.6065 | 1
| Zone | South of Lugo | 1 | Average Weekday | SCE | 1-in-10 | 2026 | 8 |  |  |  | 47.4721 | 1
| Zone | South of Lugo | 1 | Average Weekday | SCE | 1-in-10 | 2026 | 9 |  |  |  | 48.2241 | 1
| Zone | South of Lugo | 1 | Average Weekday | SCE | 1-in-10 | 2026 | 10 |  |  |  | 51.032 | 1
| Zone | South of Lugo | 1 | Average Weekday | SCE | 1-in-10 | 2026 | 11 |  |  |  | 54.3859 | 1
| Zone | South of Lugo | 1 | Average Weekday | SCE | 1-in-10 | 2026 | 12 |  |  |  | 57.4064 | 1
| Zone | South of Lugo | 1 | Average Weekday | SCE | 1-in-10 | 2026 | 13 |  |  |  | 59.4629 | 1
| Zone | South of Lugo | 1 | Average Weekday | SCE | 1-in-10 | 2026 | 14 |  |  |  | 60.934 | 1
| Zone | South of Lugo | 1 | Average Weekday | SCE | 1-in-10 | 2026 | 15 |  |  |  | 61.7444 | 1
| Zone | South of Lugo | 1 | Average Weekday | SCE | 1-in-10 | 2026 | 16 |  |  |  | 62.0385 | 1
| Zone | South of Lugo | 1 | Average Weekday | SCE | 1-in-10 | 2026 | 17 |  |  |  | 61.6365 | 1
| Zone | South of Lugo | 1 | Average Weekday | SCE | 1-in-10 | 2026 | 18 |  |  |  | 60.219 | 1
| Zone | South of Lugo | 1 | Average Weekday | SCE | 1-in-10 | 2026 | 19 |  |  |  | 58.0776 | 1
| Zone | South of Lugo | 1 | Average Weekday | SCE | 1-in-10 | 2026 | 20 |  |  |  | 56.5312 | 1
| Zone | South of Lugo | 1 | Average Weekday | SCE | 1-in-10 | 2026 | 21 |  |  |  | 55.3422 | 1
| Zone | South of Lugo | 1 | Average Weekday | SCE | 1-in-10 | 2026 | 22 |  |  |  | 54.2523 | 1
| Zone | South of Lugo | 1 | Average Weekday | SCE | 1-in-10 | 2026 | 23 |  |  |  | 53.0495 | 1
| Zone | South of Lugo | 1 | Average Weekday | SCE | 1-in-10 | 2026 | 24 |  |  |  | 52.1198 | 1
| Zone | South of Lugo | 1 | Monthly System Peak Day | SCE | 1-in-10 | 2026 | 1 |  |  |  | 47.9912 | 1
| Zone | South of Lugo | 1 | Monthly System Peak Day | SCE | 1-in-10 | 2026 | 2 |  |  |  | 47.695 | 1
| Zone | South of Lugo | 1 | Monthly System Peak Day | SCE | 1-in-10 | 2026 | 3 |  |  |  | 46.8967 | 1
| Zone | South of Lugo | 1 | Monthly System Peak Day | SCE | 1-in-10 | 2026 | 4 |  |  |  | 46.2108 | 1
| Zone | South of Lugo | 1 | Monthly System Peak Day | SCE | 1-in-10 | 2026 | 5 |  |  |  | 45.7871 | 1
| Zone | South of Lugo | 1 | Monthly System Peak Day | SCE | 1-in-10 | 2026 | 6 |  |  |  | 45.3783 | 1
| Zone | South of Lugo | 1 | Monthly System Peak Day | SCE | 1-in-10 | 2026 | 7 |  |  |  | 44.8308 | 1
| Zone | South of Lugo | 1 | Monthly System Peak Day | SCE | 1-in-10 | 2026 | 8 |  |  |  | 44.3975 | 1
| Zone | South of Lugo | 1 | Monthly System Peak Day | SCE | 1-in-10 | 2026 | 9 |  |  |  | 45.0112 | 1
| Zone | South of Lugo | 1 | Monthly System Peak Day | SCE | 1-in-10 | 2026 | 10 |  |  |  | 46.8771 | 1
| Zone | South of Lugo | 1 | Monthly System Peak Day | SCE | 1-in-10 | 2026 | 11 |  |  |  | 48.9529 | 1
| Zone | South of Lugo | 1 | Monthly System Peak Day | SCE | 1-in-10 | 2026 | 12 |  |  |  | 50.1554 | 1
| Zone | South of Lugo | 1 | Monthly System Peak Day | SCE | 1-in-10 | 2026 | 13 |  |  |  | 51.0229 | 1
| Zone | South of Lugo | 1 | Monthly System Peak Day | SCE | 1-in-10 | 2026 | 14 |  |  |  | 51.4787 | 1
| Zone | South of Lugo | 1 | Monthly System Peak Day | SCE | 1-in-10 | 2026 | 15 |  |  |  | 51.8237 | 1
| Zone | South of Lugo | 1 | Monthly System Peak Day | SCE | 1-in-10 | 2026 | 16 |  |  |  | 52.2379 | 1
| Zone | South of Lugo | 1 | Monthly System Peak Day | SCE | 1-in-10 | 2026 | 17 |  |  |  | 52.1083 | 1
| Zone | South of Lugo | 1 | Monthly System Peak Day | SCE | 1-in-10 | 2026 | 18 |  |  |  | 50.7788 | 1
| Zone | South of Lugo | 1 | Monthly System Peak Day | SCE | 1-in-10 | 2026 | 19 |  |  |  | 49.5942 | 1
| Zone | South of Lugo | 1 | Monthly System Peak Day | SCE | 1-in-10 | 2026 | 20 |  |  |  | 49.2317 | 1
| Zone | South of Lugo | 1 | Monthly System Peak Day | SCE | 1-in-10 | 2026 | 21 |  |  |  | 48.7646 | 1
| Zone | South of Lugo | 1 | Monthly System Peak Day | SCE | 1-in-10 | 2026 | 22 |  |  |  | 48.625 | 1
| Zone | South of Lugo | 1 | Monthly System Peak Day | SCE | 1-in-10 | 2026 | 23 |  |  |  | 48.1971 | 1
| Zone | South of Lugo | 1 | Monthly System Peak Day | SCE | 1-in-10 | 2026 | 24 |  |  |  | 47.5454 | 1
| Zone | South of Lugo | 2 | Average Weekday | SCE | 1-in-10 | 2026 | 1 |  |  |  | 57.3372 | 1
| Zone | South of Lugo | 2 | Average Weekday | SCE | 1-in-10 | 2026 | 2 |  |  |  | 56.1771 | 1
| Zone | South of Lugo | 2 | Average Weekday | SCE | 1-in-10 | 2026 | 3 |  |  |  | 55.2175 | 1
| Zone | South of Lugo | 2 | Average Weekday | SCE | 1-in-10 | 2026 | 4 |  |  |  | 54.1537 | 1
| Zone | South of Lugo | 2 | Average Weekday | SCE | 1-in-10 | 2026 | 5 |  |  |  | 53.381 | 1
| Zone | South of Lugo | 2 | Average Weekday | SCE | 1-in-10 | 2026 | 6 |  |  |  | 52.7974 | 1
| Zone | South of Lugo | 2 | Average Weekday | SCE | 1-in-10 | 2026 | 7 |  |  |  | 52.5213 | 1
| Zone | South of Lugo | 2 | Average Weekday | SCE | 1-in-10 | 2026 | 8 |  |  |  | 52.3631 | 1
| Zone | South of Lugo | 2 | Average Weekday | SCE | 1-in-10 | 2026 | 9 |  |  |  | 54.5008 | 1
| Zone | South of Lugo | 2 | Average Weekday | SCE | 1-in-10 | 2026 | 10 |  |  |  | 58.6985 | 1
| Zone | South of Lugo | 2 | Average Weekday | SCE | 1-in-10 | 2026 | 11 |  |  |  | 63.0635 | 1
| Zone | South of Lugo | 2 | Average Weekday | SCE | 1-in-10 | 2026 | 12 |  |  |  | 66.5518 | 1
| Zone | South of Lugo | 2 | Average Weekday | SCE | 1-in-10 | 2026 | 13 |  |  |  | 69.1382 | 1
| Zone | South of Lugo | 2 | Average Weekday | SCE | 1-in-10 | 2026 | 14 |  |  |  | 70.9496 | 1
| Zone | South of Lugo | 2 | Average Weekday | SCE | 1-in-10 | 2026 | 15 |  |  |  | 71.7652 | 1
| Zone | South of Lugo | 2 | Average Weekday | SCE | 1-in-10 | 2026 | 16 |  |  |  | 72.0224 | 1
| Zone | South of Lugo | 2 | Average Weekday | SCE | 1-in-10 | 2026 | 17 |  |  |  | 71.3018 | 1
| Zone | South of Lugo | 2 | Average Weekday | SCE | 1-in-10 | 2026 | 18 |  |  |  | 69.6733 | 1
| Zone | South of Lugo | 2 | Average Weekday | SCE | 1-in-10 | 2026 | 19 |  |  |  | 66.6786 | 1
| Zone | South of Lugo | 2 | Average Weekday | SCE | 1-in-10 | 2026 | 20 |  |  |  | 63.9657 | 1
| Zone | South of Lugo | 2 | Average Weekday | SCE | 1-in-10 | 2026 | 21 |  |  |  | 62.1954 | 1
| Zone | South of Lugo | 2 | Average Weekday | SCE | 1-in-10 | 2026 | 22 |  |  |  | 60.859 | 1
| Zone | South of Lugo | 2 | Average Weekday | SCE | 1-in-10 | 2026 | 23 |  |  |  | 59.3965 | 1
| Zone | South of Lugo | 2 | Average Weekday | SCE | 1-in-10 | 2026 | 24 |  |  |  | 58.1767 | 1
| Zone | South of Lugo | 2 | Monthly System Peak Day | SCE | 1-in-10 | 2026 | 1 |  |  |  | 69.37 | 1
| Zone | South of Lugo | 2 | Monthly System Peak Day | SCE | 1-in-10 | 2026 | 2 |  |  |  | 68.2633 | 1
| Zone | South of Lugo | 2 | Monthly System Peak Day | SCE | 1-in-10 | 2026 | 3 |  |  |  | 66.6221 | 1
| Zone | South of Lugo | 2 | Monthly System Peak Day | SCE | 1-in-10 | 2026 | 4 |  |  |  | 64.9621 | 1
| Zone | South of Lugo | 2 | Monthly System Peak Day | SCE | 1-in-10 | 2026 | 5 |  |  |  | 64.3146 | 1
| Zone | South of Lugo | 2 | Monthly System Peak Day | SCE | 1-in-10 | 2026 | 6 |  |  |  | 62.3879 | 1
| Zone | South of Lugo | 2 | Monthly System Peak Day | SCE | 1-in-10 | 2026 | 7 |  |  |  | 63.2612 | 1
| Zone | South of Lugo | 2 | Monthly System Peak Day | SCE | 1-in-10 | 2026 | 8 |  |  |  | 62.0283 | 1
| Zone | South of Lugo | 2 | Monthly System Peak Day | SCE | 1-in-10 | 2026 | 9 |  |  |  | 63.9592 | 1
| Zone | South of Lugo | 2 | Monthly System Peak Day | SCE | 1-in-10 | 2026 | 10 |  |  |  | 70.3225 | 1
| Zone | South of Lugo | 2 | Monthly System Peak Day | SCE | 1-in-10 | 2026 | 11 |  |  |  | 75.9629 | 1
| Zone | South of Lugo | 2 | Monthly System Peak Day | SCE | 1-in-10 | 2026 | 12 |  |  |  | 80.0667 | 1
| Zone | South of Lugo | 2 | Monthly System Peak Day | SCE | 1-in-10 | 2026 | 13 |  |  |  | 83.0833 | 1
| Zone | South of Lugo | 2 | Monthly System Peak Day | SCE | 1-in-10 | 2026 | 14 |  |  |  | 85.4 | 1
| Zone | South of Lugo | 2 | Monthly System Peak Day | SCE | 1-in-10 | 2026 | 15 |  |  |  | 86.6208 | 1
| Zone | South of Lugo | 2 | Monthly System Peak Day | SCE | 1-in-10 | 2026 | 16 |  |  |  | 86.5292 | 1
| Zone | South of Lugo | 2 | Monthly System Peak Day | SCE | 1-in-10 | 2026 | 17 |  |  |  | 85.3375 | 1
| Zone | South of Lugo | 2 | Monthly System Peak Day | SCE | 1-in-10 | 2026 | 18 |  |  |  | 83.1625 | 1
| Zone | South of Lugo | 2 | Monthly System Peak Day | SCE | 1-in-10 | 2026 | 19 |  |  |  | 78.6708 | 1
| Zone | South of Lugo | 2 | Monthly System Peak Day | SCE | 1-in-10 | 2026 | 20 |  |  |  | 74.6375 | 1
| Zone | South of Lugo | 2 | Monthly System Peak Day | SCE | 1-in-10 | 2026 | 21 |  |  |  | 71.8962 | 1
| Zone | South of Lugo | 2 | Monthly System Peak Day | SCE | 1-in-10 | 2026 | 22 |  |  |  | 70.31 | 1
| Zone | South of Lugo | 2 | Monthly System Peak Day | SCE | 1-in-10 | 2026 | 23 |  |  |  | 67.7371 | 1
| Zone | South of Lugo | 2 | Monthly System Peak Day | SCE | 1-in-10 | 2026 | 24 |  |  |  | 65.4333 | 1
| Zone | South of Lugo | 3 | Average Weekday | SCE | 1-in-10 | 2026 | 1 |  |  |  | 60.2963 | 1
| Zone | South of Lugo | 3 | Average Weekday | SCE | 1-in-10 | 2026 | 2 |  |  |  | 59.2613 | 1
| Zone | South of Lugo | 3 | Average Weekday | SCE | 1-in-10 | 2026 | 3 |  |  |  | 58.2877 | 1
| Zone | South of Lugo | 3 | Average Weekday | SCE | 1-in-10 | 2026 | 4 |  |  |  | 57.3831 | 1
| Zone | South of Lugo | 3 | Average Weekday | SCE | 1-in-10 | 2026 | 5 |  |  |  | 56.6944 | 1
| Zone | South of Lugo | 3 | Average Weekday | SCE | 1-in-10 | 2026 | 6 |  |  |  | 56.0616 | 1
| Zone | South of Lugo | 3 | Average Weekday | SCE | 1-in-10 | 2026 | 7 |  |  |  | 55.7979 | 1
| Zone | South of Lugo | 3 | Average Weekday | SCE | 1-in-10 | 2026 | 8 |  |  |  | 55.9064 | 1
| Zone | South of Lugo | 3 | Average Weekday | SCE | 1-in-10 | 2026 | 9 |  |  |  | 57.5692 | 1
| Zone | South of Lugo | 3 | Average Weekday | SCE | 1-in-10 | 2026 | 10 |  |  |  | 61.2746 | 1
| Zone | South of Lugo | 3 | Average Weekday | SCE | 1-in-10 | 2026 | 11 |  |  |  | 65.6137 | 1
| Zone | South of Lugo | 3 | Average Weekday | SCE | 1-in-10 | 2026 | 12 |  |  |  | 69.4158 | 1
| Zone | South of Lugo | 3 | Average Weekday | SCE | 1-in-10 | 2026 | 13 |  |  |  | 72.2824 | 1
| Zone | South of Lugo | 3 | Average Weekday | SCE | 1-in-10 | 2026 | 14 |  |  |  | 74.1994 | 1
| Zone | South of Lugo | 3 | Average Weekday | SCE | 1-in-10 | 2026 | 15 |  |  |  | 75.3807 | 1
| Zone | South of Lugo | 3 | Average Weekday | SCE | 1-in-10 | 2026 | 16 |  |  |  | 75.9072 | 1
| Zone | South of Lugo | 3 | Average Weekday | SCE | 1-in-10 | 2026 | 17 |  |  |  | 75.6839 | 1
| Zone | South of Lugo | 3 | Average Weekday | SCE | 1-in-10 | 2026 | 18 |  |  |  | 74.6285 | 1
| Zone | South of Lugo | 3 | Average Weekday | SCE | 1-in-10 | 2026 | 19 |  |  |  | 72.6844 | 1
| Zone | South of Lugo | 3 | Average Weekday | SCE | 1-in-10 | 2026 | 20 |  |  |  | 69.9169 | 1
| Zone | South of Lugo | 3 | Average Weekday | SCE | 1-in-10 | 2026 | 21 |  |  |  | 67.2424 | 1
| Zone | South of Lugo | 3 | Average Weekday | SCE | 1-in-10 | 2026 | 22 |  |  |  | 65.5237 | 1
| Zone | South of Lugo | 3 | Average Weekday | SCE | 1-in-10 | 2026 | 23 |  |  |  | 64.1832 | 1
| Zone | South of Lugo | 3 | Average Weekday | SCE | 1-in-10 | 2026 | 24 |  |  |  | 62.7782 | 1
| Zone | South of Lugo | 3 | Monthly System Peak Day | SCE | 1-in-10 | 2026 | 1 |  |  |  | 69.4088 | 1
| Zone | South of Lugo | 3 | Monthly System Peak Day | SCE | 1-in-10 | 2026 | 2 |  |  |  | 67.8808 | 1
| Zone | South of Lugo | 3 | Monthly System Peak Day | SCE | 1-in-10 | 2026 | 3 |  |  |  | 65.8083 | 1
| Zone | South of Lugo | 3 | Monthly System Peak Day | SCE | 1-in-10 | 2026 | 4 |  |  |  | 64.6225 | 1
| Zone | South of Lugo | 3 | Monthly System Peak Day | SCE | 1-in-10 | 2026 | 5 |  |  |  | 64.0263 | 1
| Zone | South of Lugo | 3 | Monthly System Peak Day | SCE | 1-in-10 | 2026 | 6 |  |  |  | 63.5737 | 1
| Zone | South of Lugo | 3 | Monthly System Peak Day | SCE | 1-in-10 | 2026 | 7 |  |  |  | 64.2588 | 1
| Zone | South of Lugo | 3 | Monthly System Peak Day | SCE | 1-in-10 | 2026 | 8 |  |  |  | 64.0933 | 1
| Zone | South of Lugo | 3 | Monthly System Peak Day | SCE | 1-in-10 | 2026 | 9 |  |  |  | 65.4004 | 1
| Zone | South of Lugo | 3 | Monthly System Peak Day | SCE | 1-in-10 | 2026 | 10 |  |  |  | 69.9854 | 1
| Zone | South of Lugo | 3 | Monthly System Peak Day | SCE | 1-in-10 | 2026 | 11 |  |  |  | 75.0567 | 1
| Zone | South of Lugo | 3 | Monthly System Peak Day | SCE | 1-in-10 | 2026 | 12 |  |  |  | 79.2792 | 1
| Zone | South of Lugo | 3 | Monthly System Peak Day | SCE | 1-in-10 | 2026 | 13 |  |  |  | 83 | 1
| Zone | South of Lugo | 3 | Monthly System Peak Day | SCE | 1-in-10 | 2026 | 14 |  |  |  | 85.1458 | 1
| Zone | South of Lugo | 3 | Monthly System Peak Day | SCE | 1-in-10 | 2026 | 15 |  |  |  | 86.8292 | 1
| Zone | South of Lugo | 3 | Monthly System Peak Day | SCE | 1-in-10 | 2026 | 16 |  |  |  | 87.2917 | 1
| Zone | South of Lugo | 3 | Monthly System Peak Day | SCE | 1-in-10 | 2026 | 17 |  |  |  | 86.9417 | 1
| Zone | South of Lugo | 3 | Monthly System Peak Day | SCE | 1-in-10 | 2026 | 18 |  |  |  | 85.7458 | 1
| Zone | South of Lugo | 3 | Monthly System Peak Day | SCE | 1-in-10 | 2026 | 19 |  |  |  | 84.5792 | 1
| Zone | South of Lugo | 3 | Monthly System Peak Day | SCE | 1-in-10 | 2026 | 20 |  |  |  | 81.9208 | 1
| Zone | South of Lugo | 3 | Monthly System Peak Day | SCE | 1-in-10 | 2026 | 21 |  |  |  | 77.7542 | 1
| Zone | South of Lugo | 3 | Monthly System Peak Day | SCE | 1-in-10 | 2026 | 22 |  |  |  | 74.3004 | 1
| Zone | South of Lugo | 3 | Monthly System Peak Day | SCE | 1-in-10 | 2026 | 23 |  |  |  | 72.0462 | 1
| Zone | South of Lugo | 3 | Monthly System Peak Day | SCE | 1-in-10 | 2026 | 24 |  |  |  | 69.3133 | 1
| Zone | South of Lugo | 4 | Average Weekday | SCE | 1-in-10 | 2026 | 1 |  |  |  | 60.4942 | 1
| Zone | South of Lugo | 4 | Average Weekday | SCE | 1-in-10 | 2026 | 2 |  |  |  | 59.5069 | 1
| Zone | South of Lugo | 4 | Average Weekday | SCE | 1-in-10 | 2026 | 3 |  |  |  | 58.6222 | 1
| Zone | South of Lugo | 4 | Average Weekday | SCE | 1-in-10 | 2026 | 4 |  |  |  | 57.8236 | 1
| Zone | South of Lugo | 4 | Average Weekday | SCE | 1-in-10 | 2026 | 5 |  |  |  | 57.1561 | 1
| Zone | South of Lugo | 4 | Average Weekday | SCE | 1-in-10 | 2026 | 6 |  |  |  | 56.652 | 1
| Zone | South of Lugo | 4 | Average Weekday | SCE | 1-in-10 | 2026 | 7 |  |  |  | 56.2924 | 1
| Zone | South of Lugo | 4 | Average Weekday | SCE | 1-in-10 | 2026 | 8 |  |  |  | 56.3505 | 1
| Zone | South of Lugo | 4 | Average Weekday | SCE | 1-in-10 | 2026 | 9 |  |  |  | 58.3162 | 1
| Zone | South of Lugo | 4 | Average Weekday | SCE | 1-in-10 | 2026 | 10 |  |  |  | 61.566 | 1
| Zone | South of Lugo | 4 | Average Weekday | SCE | 1-in-10 | 2026 | 11 |  |  |  | 64.8817 | 1
| Zone | South of Lugo | 4 | Average Weekday | SCE | 1-in-10 | 2026 | 12 |  |  |  | 68.0431 | 1
| Zone | South of Lugo | 4 | Average Weekday | SCE | 1-in-10 | 2026 | 13 |  |  |  | 70.7017 | 1
| Zone | South of Lugo | 4 | Average Weekday | SCE | 1-in-10 | 2026 | 14 |  |  |  | 72.5247 | 1
| Zone | South of Lugo | 4 | Average Weekday | SCE | 1-in-10 | 2026 | 15 |  |  |  | 73.7169 | 1
| Zone | South of Lugo | 4 | Average Weekday | SCE | 1-in-10 | 2026 | 16 |  |  |  | 74.4938 | 1
| Zone | South of Lugo | 4 | Average Weekday | SCE | 1-in-10 | 2026 | 17 |  |  |  | 74.8613 | 1
| Zone | South of Lugo | 4 | Average Weekday | SCE | 1-in-10 | 2026 | 18 |  |  |  | 74.1725 | 1
| Zone | South of Lugo | 4 | Average Weekday | SCE | 1-in-10 | 2026 | 19 |  |  |  | 72.754 | 1
| Zone | South of Lugo | 4 | Average Weekday | SCE | 1-in-10 | 2026 | 20 |  |  |  | 70.5109 | 1
| Zone | South of Lugo | 4 | Average Weekday | SCE | 1-in-10 | 2026 | 21 |  |  |  | 67.483 | 1
| Zone | South of Lugo | 4 | Average Weekday | SCE | 1-in-10 | 2026 | 22 |  |  |  | 65.3444 | 1
| Zone | South of Lugo | 4 | Average Weekday | SCE | 1-in-10 | 2026 | 23 |  |  |  | 63.7484 | 1
| Zone | South of Lugo | 4 | Average Weekday | SCE | 1-in-10 | 2026 | 24 |  |  |  | 62.3534 | 1
| Zone | South of Lugo | 4 | Monthly System Peak Day | SCE | 1-in-10 | 2026 | 1 |  |  |  | 72.7513 | 1
| Zone | South of Lugo | 4 | Monthly System Peak Day | SCE | 1-in-10 | 2026 | 2 |  |  |  | 71.3629 | 1
| Zone | South of Lugo | 4 | Monthly System Peak Day | SCE | 1-in-10 | 2026 | 3 |  |  |  | 70.3804 | 1
| Zone | South of Lugo | 4 | Monthly System Peak Day | SCE | 1-in-10 | 2026 | 4 |  |  |  | 68.0883 | 1
| Zone | South of Lugo | 4 | Monthly System Peak Day | SCE | 1-in-10 | 2026 | 5 |  |  |  | 66.8875 | 1
| Zone | South of Lugo | 4 | Monthly System Peak Day | SCE | 1-in-10 | 2026 | 6 |  |  |  | 66.4575 | 1
| Zone | South of Lugo | 4 | Monthly System Peak Day | SCE | 1-in-10 | 2026 | 7 |  |  |  | 65.885 | 1
| Zone | South of Lugo | 4 | Monthly System Peak Day | SCE | 1-in-10 | 2026 | 8 |  |  |  | 65.9925 | 1
| Zone | South of Lugo | 4 | Monthly System Peak Day | SCE | 1-in-10 | 2026 | 9 |  |  |  | 69.3567 | 1
| Zone | South of Lugo | 4 | Monthly System Peak Day | SCE | 1-in-10 | 2026 | 10 |  |  |  | 74.8342 | 1
| Zone | South of Lugo | 4 | Monthly System Peak Day | SCE | 1-in-10 | 2026 | 11 |  |  |  | 79.85 | 1
| Zone | South of Lugo | 4 | Monthly System Peak Day | SCE | 1-in-10 | 2026 | 12 |  |  |  | 84.5792 | 1
| Zone | South of Lugo | 4 | Monthly System Peak Day | SCE | 1-in-10 | 2026 | 13 |  |  |  | 87.3208 | 1
| Zone | South of Lugo | 4 | Monthly System Peak Day | SCE | 1-in-10 | 2026 | 14 |  |  |  | 88.7333 | 1
| Zone | South of Lugo | 4 | Monthly System Peak Day | SCE | 1-in-10 | 2026 | 15 |  |  |  | 89.4083 | 1
| Zone | South of Lugo | 4 | Monthly System Peak Day | SCE | 1-in-10 | 2026 | 16 |  |  |  | 90.0792 | 1
| Zone | South of Lugo | 4 | Monthly System Peak Day | SCE | 1-in-10 | 2026 | 17 |  |  |  | 90.0625 | 1
| Zone | South of Lugo | 4 | Monthly System Peak Day | SCE | 1-in-10 | 2026 | 18 |  |  |  | 89.8542 | 1
| Zone | South of Lugo | 4 | Monthly System Peak Day | SCE | 1-in-10 | 2026 | 19 |  |  |  | 87.7208 | 1
| Zone | South of Lugo | 4 | Monthly System Peak Day | SCE | 1-in-10 | 2026 | 20 |  |  |  | 82.975 | 1
| Zone | South of Lugo | 4 | Monthly System Peak Day | SCE | 1-in-10 | 2026 | 21 |  |  |  | 77.045 | 1
| Zone | South of Lugo | 4 | Monthly System Peak Day | SCE | 1-in-10 | 2026 | 22 |  |  |  | 74.1288 | 1
| Zone | South of Lugo | 4 | Monthly System Peak Day | SCE | 1-in-10 | 2026 | 23 |  |  |  | 72.2787 | 1
| Zone | South of Lugo | 4 | Monthly System Peak Day | SCE | 1-in-10 | 2026 | 24 |  |  |  | 70.8858 | 1
| Zone | South of Lugo | 5 | Average Weekday | SCE | 1-in-10 | 2026 | 1 |  |  |  | 63.7261 | 1
| Zone | South of Lugo | 5 | Average Weekday | SCE | 1-in-10 | 2026 | 2 |  |  |  | 62.7364 | 1
| Zone | South of Lugo | 5 | Average Weekday | SCE | 1-in-10 | 2026 | 3 |  |  |  | 61.9172 | 1
| Zone | South of Lugo | 5 | Average Weekday | SCE | 1-in-10 | 2026 | 4 |  |  |  | 61.2504 | 1
| Zone | South of Lugo | 5 | Average Weekday | SCE | 1-in-10 | 2026 | 5 |  |  |  | 60.7132 | 1
| Zone | South of Lugo | 5 | Average Weekday | SCE | 1-in-10 | 2026 | 6 |  |  |  | 60.3703 | 1
| Zone | South of Lugo | 5 | Average Weekday | SCE | 1-in-10 | 2026 | 7 |  |  |  | 60.2288 | 1
| Zone | South of Lugo | 5 | Average Weekday | SCE | 1-in-10 | 2026 | 8 |  |  |  | 60.9294 | 1
| Zone | South of Lugo | 5 | Average Weekday | SCE | 1-in-10 | 2026 | 9 |  |  |  | 62.9482 | 1
| Zone | South of Lugo | 5 | Average Weekday | SCE | 1-in-10 | 2026 | 10 |  |  |  | 65.7554 | 1
| Zone | South of Lugo | 5 | Average Weekday | SCE | 1-in-10 | 2026 | 11 |  |  |  | 68.6938 | 1
| Zone | South of Lugo | 5 | Average Weekday | SCE | 1-in-10 | 2026 | 12 |  |  |  | 71.3639 | 1
| Zone | South of Lugo | 5 | Average Weekday | SCE | 1-in-10 | 2026 | 13 |  |  |  | 73.5492 | 1
| Zone | South of Lugo | 5 | Average Weekday | SCE | 1-in-10 | 2026 | 14 |  |  |  | 75.3789 | 1
| Zone | South of Lugo | 5 | Average Weekday | SCE | 1-in-10 | 2026 | 15 |  |  |  | 76.7811 | 1
| Zone | South of Lugo | 5 | Average Weekday | SCE | 1-in-10 | 2026 | 16 |  |  |  | 77.6 | 1
| Zone | South of Lugo | 5 | Average Weekday | SCE | 1-in-10 | 2026 | 17 |  |  |  | 77.8548 | 1
| Zone | South of Lugo | 5 | Average Weekday | SCE | 1-in-10 | 2026 | 18 |  |  |  | 77.2107 | 1
| Zone | South of Lugo | 5 | Average Weekday | SCE | 1-in-10 | 2026 | 19 |  |  |  | 75.8588 | 1
| Zone | South of Lugo | 5 | Average Weekday | SCE | 1-in-10 | 2026 | 20 |  |  |  | 73.7457 | 1
| Zone | South of Lugo | 5 | Average Weekday | SCE | 1-in-10 | 2026 | 21 |  |  |  | 70.633 | 1
| Zone | South of Lugo | 5 | Average Weekday | SCE | 1-in-10 | 2026 | 22 |  |  |  | 67.8287 | 1
| Zone | South of Lugo | 5 | Average Weekday | SCE | 1-in-10 | 2026 | 23 |  |  |  | 66.0136 | 1
| Zone | South of Lugo | 5 | Average Weekday | SCE | 1-in-10 | 2026 | 24 |  |  |  | 64.7075 | 1
| Zone | South of Lugo | 5 | Monthly System Peak Day | SCE | 1-in-10 | 2026 | 1 |  |  |  | 75.4321 | 1
| Zone | South of Lugo | 5 | Monthly System Peak Day | SCE | 1-in-10 | 2026 | 2 |  |  |  | 73.9658 | 1
| Zone | South of Lugo | 5 | Monthly System Peak Day | SCE | 1-in-10 | 2026 | 3 |  |  |  | 71.9892 | 1
| Zone | South of Lugo | 5 | Monthly System Peak Day | SCE | 1-in-10 | 2026 | 4 |  |  |  | 70.9163 | 1
| Zone | South of Lugo | 5 | Monthly System Peak Day | SCE | 1-in-10 | 2026 | 5 |  |  |  | 70.1583 | 1
| Zone | South of Lugo | 5 | Monthly System Peak Day | SCE | 1-in-10 | 2026 | 6 |  |  |  | 68.9408 | 1
| Zone | South of Lugo | 5 | Monthly System Peak Day | SCE | 1-in-10 | 2026 | 7 |  |  |  | 68.7504 | 1
| Zone | South of Lugo | 5 | Monthly System Peak Day | SCE | 1-in-10 | 2026 | 8 |  |  |  | 69.4196 | 1
| Zone | South of Lugo | 5 | Monthly System Peak Day | SCE | 1-in-10 | 2026 | 9 |  |  |  | 74.04 | 1
| Zone | South of Lugo | 5 | Monthly System Peak Day | SCE | 1-in-10 | 2026 | 10 |  |  |  | 80.7083 | 1
| Zone | South of Lugo | 5 | Monthly System Peak Day | SCE | 1-in-10 | 2026 | 11 |  |  |  | 86.8583 | 1
| Zone | South of Lugo | 5 | Monthly System Peak Day | SCE | 1-in-10 | 2026 | 12 |  |  |  | 90.5875 | 1
| Zone | South of Lugo | 5 | Monthly System Peak Day | SCE | 1-in-10 | 2026 | 13 |  |  |  | 93.1542 | 1
| Zone | South of Lugo | 5 | Monthly System Peak Day | SCE | 1-in-10 | 2026 | 14 |  |  |  | 94.5167 | 1
| Zone | South of Lugo | 5 | Monthly System Peak Day | SCE | 1-in-10 | 2026 | 15 |  |  |  | 96.05 | 1
| Zone | South of Lugo | 5 | Monthly System Peak Day | SCE | 1-in-10 | 2026 | 16 |  |  |  | 96.5375 | 1
| Zone | South of Lugo | 5 | Monthly System Peak Day | SCE | 1-in-10 | 2026 | 17 |  |  |  | 96.4417 | 1
| Zone | South of Lugo | 5 | Monthly System Peak Day | SCE | 1-in-10 | 2026 | 18 |  |  |  | 95.3792 | 1
| Zone | South of Lugo | 5 | Monthly System Peak Day | SCE | 1-in-10 | 2026 | 19 |  |  |  | 94.4625 | 1
| Zone | South of Lugo | 5 | Monthly System Peak Day | SCE | 1-in-10 | 2026 | 20 |  |  |  | 91.6125 | 1
| Zone | South of Lugo | 5 | Monthly System Peak Day | SCE | 1-in-10 | 2026 | 21 |  |  |  | 87.3083 | 1
| Zone | South of Lugo | 5 | Monthly System Peak Day | SCE | 1-in-10 | 2026 | 22 |  |  |  | 83.1583 | 1
| Zone | South of Lugo | 5 | Monthly System Peak Day | SCE | 1-in-10 | 2026 | 23 |  |  |  | 80.6958 | 1
| Zone | South of Lugo | 5 | Monthly System Peak Day | SCE | 1-in-10 | 2026 | 24 |  |  |  | 78.2358 | 1
| Zone | South of Lugo | 6 | Average Weekday | SCE | 1-in-10 | 2026 | 1 |  |  |  | 68.1974 | 1
| Zone | South of Lugo | 6 | Average Weekday | SCE | 1-in-10 | 2026 | 2 |  |  |  | 67.4474 | 1
| Zone | South of Lugo | 6 | Average Weekday | SCE | 1-in-10 | 2026 | 3 |  |  |  | 66.798 | 1
| Zone | South of Lugo | 6 | Average Weekday | SCE | 1-in-10 | 2026 | 4 |  |  |  | 66.2248 | 1
| Zone | South of Lugo | 6 | Average Weekday | SCE | 1-in-10 | 2026 | 5 |  |  |  | 65.7795 | 1
| Zone | South of Lugo | 6 | Average Weekday | SCE | 1-in-10 | 2026 | 6 |  |  |  | 65.4266 | 1
| Zone | South of Lugo | 6 | Average Weekday | SCE | 1-in-10 | 2026 | 7 |  |  |  | 65.2137 | 1
| Zone | South of Lugo | 6 | Average Weekday | SCE | 1-in-10 | 2026 | 8 |  |  |  | 65.9904 | 1
| Zone | South of Lugo | 6 | Average Weekday | SCE | 1-in-10 | 2026 | 9 |  |  |  | 67.8836 | 1
| Zone | South of Lugo | 6 | Average Weekday | SCE | 1-in-10 | 2026 | 10 |  |  |  | 70.8703 | 1
| Zone | South of Lugo | 6 | Average Weekday | SCE | 1-in-10 | 2026 | 11 |  |  |  | 74.0727 | 1
| Zone | South of Lugo | 6 | Average Weekday | SCE | 1-in-10 | 2026 | 12 |  |  |  | 77.1926 | 1
| Zone | South of Lugo | 6 | Average Weekday | SCE | 1-in-10 | 2026 | 13 |  |  |  | 79.5914 | 1
| Zone | South of Lugo | 6 | Average Weekday | SCE | 1-in-10 | 2026 | 14 |  |  |  | 81.2857 | 1
| Zone | South of Lugo | 6 | Average Weekday | SCE | 1-in-10 | 2026 | 15 |  |  |  | 82.4491 | 1
| Zone | South of Lugo | 6 | Average Weekday | SCE | 1-in-10 | 2026 | 16 |  |  |  | 83.1785 | 1
| Zone | South of Lugo | 6 | Average Weekday | SCE | 1-in-10 | 2026 | 17 |  |  |  | 83.0988 | 1
| Zone | South of Lugo | 6 | Average Weekday | SCE | 1-in-10 | 2026 | 18 |  |  |  | 82.3115 | 1
| Zone | South of Lugo | 6 | Average Weekday | SCE | 1-in-10 | 2026 | 19 |  |  |  | 80.9067 | 1
| Zone | South of Lugo | 6 | Average Weekday | SCE | 1-in-10 | 2026 | 20 |  |  |  | 78.6574 | 1
| Zone | South of Lugo | 6 | Average Weekday | SCE | 1-in-10 | 2026 | 21 |  |  |  | 75.6723 | 1
| Zone | South of Lugo | 6 | Average Weekday | SCE | 1-in-10 | 2026 | 22 |  |  |  | 72.5495 | 1
| Zone | South of Lugo | 6 | Average Weekday | SCE | 1-in-10 | 2026 | 23 |  |  |  | 70.5754 | 1
| Zone | South of Lugo | 6 | Average Weekday | SCE | 1-in-10 | 2026 | 24 |  |  |  | 69.3238 | 1
| Zone | South of Lugo | 6 | Monthly System Peak Day | SCE | 1-in-10 | 2026 | 1 |  |  |  | 77.3104 | 1
| Zone | South of Lugo | 6 | Monthly System Peak Day | SCE | 1-in-10 | 2026 | 2 |  |  |  | 75.7337 | 1
| Zone | South of Lugo | 6 | Monthly System Peak Day | SCE | 1-in-10 | 2026 | 3 |  |  |  | 74.2558 | 1
| Zone | South of Lugo | 6 | Monthly System Peak Day | SCE | 1-in-10 | 2026 | 4 |  |  |  | 73.6021 | 1
| Zone | South of Lugo | 6 | Monthly System Peak Day | SCE | 1-in-10 | 2026 | 5 |  |  |  | 72.4508 | 1
| Zone | South of Lugo | 6 | Monthly System Peak Day | SCE | 1-in-10 | 2026 | 6 |  |  |  | 71.5633 | 1
| Zone | South of Lugo | 6 | Monthly System Peak Day | SCE | 1-in-10 | 2026 | 7 |  |  |  | 70.7763 | 1
| Zone | South of Lugo | 6 | Monthly System Peak Day | SCE | 1-in-10 | 2026 | 8 |  |  |  | 72.3667 | 1
| Zone | South of Lugo | 6 | Monthly System Peak Day | SCE | 1-in-10 | 2026 | 9 |  |  |  | 76.6954 | 1
| Zone | South of Lugo | 6 | Monthly System Peak Day | SCE | 1-in-10 | 2026 | 10 |  |  |  | 82.8858 | 1
| Zone | South of Lugo | 6 | Monthly System Peak Day | SCE | 1-in-10 | 2026 | 11 |  |  |  | 87.9975 | 1
| Zone | South of Lugo | 6 | Monthly System Peak Day | SCE | 1-in-10 | 2026 | 12 |  |  |  | 91.6012 | 1
| Zone | South of Lugo | 6 | Monthly System Peak Day | SCE | 1-in-10 | 2026 | 13 |  |  |  | 92.8838 | 1
| Zone | South of Lugo | 6 | Monthly System Peak Day | SCE | 1-in-10 | 2026 | 14 |  |  |  | 94.1846 | 1
| Zone | South of Lugo | 6 | Monthly System Peak Day | SCE | 1-in-10 | 2026 | 15 |  |  |  | 95.4146 | 1
| Zone | South of Lugo | 6 | Monthly System Peak Day | SCE | 1-in-10 | 2026 | 16 |  |  |  | 96.8875 | 1
| Zone | South of Lugo | 6 | Monthly System Peak Day | SCE | 1-in-10 | 2026 | 17 |  |  |  | 97.35 | 1
| Zone | South of Lugo | 6 | Monthly System Peak Day | SCE | 1-in-10 | 2026 | 18 |  |  |  | 96.4667 | 1
| Zone | South of Lugo | 6 | Monthly System Peak Day | SCE | 1-in-10 | 2026 | 19 |  |  |  | 94.025 | 1
| Zone | South of Lugo | 6 | Monthly System Peak Day | SCE | 1-in-10 | 2026 | 20 |  |  |  | 88.8067 | 1
| Zone | South of Lugo | 6 | Monthly System Peak Day | SCE | 1-in-10 | 2026 | 21 |  |  |  | 84.6787 | 1
| Zone | South of Lugo | 6 | Monthly System Peak Day | SCE | 1-in-10 | 2026 | 22 |  |  |  | 81.0933 | 1
| Zone | South of Lugo | 6 | Monthly System Peak Day | SCE | 1-in-10 | 2026 | 23 |  |  |  | 77.7233 | 1
| Zone | South of Lugo | 6 | Monthly System Peak Day | SCE | 1-in-10 | 2026 | 24 |  |  |  | 75.3388 | 1
| Zone | South of Lugo | 7 | Average Weekday | SCE | 1-in-10 | 2026 | 1 |  |  |  | 73.2748 | 1
| Zone | South of Lugo | 7 | Average Weekday | SCE | 1-in-10 | 2026 | 2 |  |  |  | 72.448 | 1
| Zone | South of Lugo | 7 | Average Weekday | SCE | 1-in-10 | 2026 | 3 |  |  |  | 71.6747 | 1
| Zone | South of Lugo | 7 | Average Weekday | SCE | 1-in-10 | 2026 | 4 |  |  |  | 71.1028 | 1
| Zone | South of Lugo | 7 | Average Weekday | SCE | 1-in-10 | 2026 | 5 |  |  |  | 70.6155 | 1
| Zone | South of Lugo | 7 | Average Weekday | SCE | 1-in-10 | 2026 | 6 |  |  |  | 70.2457 | 1
| Zone | South of Lugo | 7 | Average Weekday | SCE | 1-in-10 | 2026 | 7 |  |  |  | 70.057 | 1
| Zone | South of Lugo | 7 | Average Weekday | SCE | 1-in-10 | 2026 | 8 |  |  |  | 70.6914 | 1
| Zone | South of Lugo | 7 | Average Weekday | SCE | 1-in-10 | 2026 | 9 |  |  |  | 73.0913 | 1
| Zone | South of Lugo | 7 | Average Weekday | SCE | 1-in-10 | 2026 | 10 |  |  |  | 76.3755 | 1
| Zone | South of Lugo | 7 | Average Weekday | SCE | 1-in-10 | 2026 | 11 |  |  |  | 79.8781 | 1
| Zone | South of Lugo | 7 | Average Weekday | SCE | 1-in-10 | 2026 | 12 |  |  |  | 83.1077 | 1
| Zone | South of Lugo | 7 | Average Weekday | SCE | 1-in-10 | 2026 | 13 |  |  |  | 85.4249 | 1
| Zone | South of Lugo | 7 | Average Weekday | SCE | 1-in-10 | 2026 | 14 |  |  |  | 87.0578 | 1
| Zone | South of Lugo | 7 | Average Weekday | SCE | 1-in-10 | 2026 | 15 |  |  |  | 88.2055 | 1
| Zone | South of Lugo | 7 | Average Weekday | SCE | 1-in-10 | 2026 | 16 |  |  |  | 88.8228 | 1
| Zone | South of Lugo | 7 | Average Weekday | SCE | 1-in-10 | 2026 | 17 |  |  |  | 88.8724 | 1
| Zone | South of Lugo | 7 | Average Weekday | SCE | 1-in-10 | 2026 | 18 |  |  |  | 88.0513 | 1
| Zone | South of Lugo | 7 | Average Weekday | SCE | 1-in-10 | 2026 | 19 |  |  |  | 86.5336 | 1
| Zone | South of Lugo | 7 | Average Weekday | SCE | 1-in-10 | 2026 | 20 |  |  |  | 84.1525 | 1
| Zone | South of Lugo | 7 | Average Weekday | SCE | 1-in-10 | 2026 | 21 |  |  |  | 80.9126 | 1
| Zone | South of Lugo | 7 | Average Weekday | SCE | 1-in-10 | 2026 | 22 |  |  |  | 77.7621 | 1
| Zone | South of Lugo | 7 | Average Weekday | SCE | 1-in-10 | 2026 | 23 |  |  |  | 75.8771 | 1
| Zone | South of Lugo | 7 | Average Weekday | SCE | 1-in-10 | 2026 | 24 |  |  |  | 74.689 | 1
| Zone | South of Lugo | 7 | Monthly System Peak Day | SCE | 1-in-10 | 2026 | 1 |  |  |  | 77.6923 | 1
| Zone | South of Lugo | 7 | Monthly System Peak Day | SCE | 1-in-10 | 2026 | 2 |  |  |  | 75.7504 | 1
| Zone | South of Lugo | 7 | Monthly System Peak Day | SCE | 1-in-10 | 2026 | 3 |  |  |  | 74.2777 | 1
| Zone | South of Lugo | 7 | Monthly System Peak Day | SCE | 1-in-10 | 2026 | 4 |  |  |  | 73.6715 | 1
| Zone | South of Lugo | 7 | Monthly System Peak Day | SCE | 1-in-10 | 2026 | 5 |  |  |  | 73.0354 | 1
| Zone | South of Lugo | 7 | Monthly System Peak Day | SCE | 1-in-10 | 2026 | 6 |  |  |  | 72.7562 | 1
| Zone | South of Lugo | 7 | Monthly System Peak Day | SCE | 1-in-10 | 2026 | 7 |  |  |  | 72.8565 | 1
| Zone | South of Lugo | 7 | Monthly System Peak Day | SCE | 1-in-10 | 2026 | 8 |  |  |  | 73.73 | 1
| Zone | South of Lugo | 7 | Monthly System Peak Day | SCE | 1-in-10 | 2026 | 9 |  |  |  | 77.7808 | 1
| Zone | South of Lugo | 7 | Monthly System Peak Day | SCE | 1-in-10 | 2026 | 10 |  |  |  | 83.1231 | 1
| Zone | South of Lugo | 7 | Monthly System Peak Day | SCE | 1-in-10 | 2026 | 11 |  |  |  | 89.0077 | 1
| Zone | South of Lugo | 7 | Monthly System Peak Day | SCE | 1-in-10 | 2026 | 12 |  |  |  | 94.2423 | 1
| Zone | South of Lugo | 7 | Monthly System Peak Day | SCE | 1-in-10 | 2026 | 13 |  |  |  | 97.8 | 1
| Zone | South of Lugo | 7 | Monthly System Peak Day | SCE | 1-in-10 | 2026 | 14 |  |  |  | 100.9 | 1
| Zone | South of Lugo | 7 | Monthly System Peak Day | SCE | 1-in-10 | 2026 | 15 |  |  |  | 104.1192 | 1
| Zone | South of Lugo | 7 | Monthly System Peak Day | SCE | 1-in-10 | 2026 | 16 |  |  |  | 105.9077 | 1
| Zone | South of Lugo | 7 | Monthly System Peak Day | SCE | 1-in-10 | 2026 | 17 |  |  |  | 106.2423 | 1
| Zone | South of Lugo | 7 | Monthly System Peak Day | SCE | 1-in-10 | 2026 | 18 |  |  |  | 105.65 | 1
| Zone | South of Lugo | 7 | Monthly System Peak Day | SCE | 1-in-10 | 2026 | 19 |  |  |  | 103.9692 | 1
| Zone | South of Lugo | 7 | Monthly System Peak Day | SCE | 1-in-10 | 2026 | 20 |  |  |  | 101.2 | 1
| Zone | South of Lugo | 7 | Monthly System Peak Day | SCE | 1-in-10 | 2026 | 21 |  |  |  | 98.1538 | 1
| Zone | South of Lugo | 7 | Monthly System Peak Day | SCE | 1-in-10 | 2026 | 22 |  |  |  | 93.2038 | 1
| Zone | South of Lugo | 7 | Monthly System Peak Day | SCE | 1-in-10 | 2026 | 23 |  |  |  | 88.0885 | 1
| Zone | South of Lugo | 7 | Monthly System Peak Day | SCE | 1-in-10 | 2026 | 24 |  |  |  | 85.6577 | 1
| Zone | South of Lugo | 8 | Average Weekday | SCE | 1-in-10 | 2026 | 1 |  |  |  | 73.7248 | 1
| Zone | South of Lugo | 8 | Average Weekday | SCE | 1-in-10 | 2026 | 2 |  |  |  | 72.8229 | 1
| Zone | South of Lugo | 8 | Average Weekday | SCE | 1-in-10 | 2026 | 3 |  |  |  | 72.0753 | 1
| Zone | South of Lugo | 8 | Average Weekday | SCE | 1-in-10 | 2026 | 4 |  |  |  | 71.4533 | 1
| Zone | South of Lugo | 8 | Average Weekday | SCE | 1-in-10 | 2026 | 5 |  |  |  | 70.9248 | 1
| Zone | South of Lugo | 8 | Average Weekday | SCE | 1-in-10 | 2026 | 6 |  |  |  | 70.4786 | 1
| Zone | South of Lugo | 8 | Average Weekday | SCE | 1-in-10 | 2026 | 7 |  |  |  | 70.2013 | 1
| Zone | South of Lugo | 8 | Average Weekday | SCE | 1-in-10 | 2026 | 8 |  |  |  | 70.2891 | 1
| Zone | South of Lugo | 8 | Average Weekday | SCE | 1-in-10 | 2026 | 9 |  |  |  | 72.2673 | 1
| Zone | South of Lugo | 8 | Average Weekday | SCE | 1-in-10 | 2026 | 10 |  |  |  | 75.3581 | 1
| Zone | South of Lugo | 8 | Average Weekday | SCE | 1-in-10 | 2026 | 11 |  |  |  | 78.8164 | 1
| Zone | South of Lugo | 8 | Average Weekday | SCE | 1-in-10 | 2026 | 12 |  |  |  | 82.3242 | 1
| Zone | South of Lugo | 8 | Average Weekday | SCE | 1-in-10 | 2026 | 13 |  |  |  | 84.8821 | 1
| Zone | South of Lugo | 8 | Average Weekday | SCE | 1-in-10 | 2026 | 14 |  |  |  | 86.7905 | 1
| Zone | South of Lugo | 8 | Average Weekday | SCE | 1-in-10 | 2026 | 15 |  |  |  | 88.0885 | 1
| Zone | South of Lugo | 8 | Average Weekday | SCE | 1-in-10 | 2026 | 16 |  |  |  | 88.4443 | 1
| Zone | South of Lugo | 8 | Average Weekday | SCE | 1-in-10 | 2026 | 17 |  |  |  | 88.2695 | 1
| Zone | South of Lugo | 8 | Average Weekday | SCE | 1-in-10 | 2026 | 18 |  |  |  | 87.4322 | 1
| Zone | South of Lugo | 8 | Average Weekday | SCE | 1-in-10 | 2026 | 19 |  |  |  | 85.7853 | 1
| Zone | South of Lugo | 8 | Average Weekday | SCE | 1-in-10 | 2026 | 20 |  |  |  | 83.1838 | 1
| Zone | South of Lugo | 8 | Average Weekday | SCE | 1-in-10 | 2026 | 21 |  |  |  | 79.75 | 1
| Zone | South of Lugo | 8 | Average Weekday | SCE | 1-in-10 | 2026 | 22 |  |  |  | 77.0841 | 1
| Zone | South of Lugo | 8 | Average Weekday | SCE | 1-in-10 | 2026 | 23 |  |  |  | 75.6476 | 1
| Zone | South of Lugo | 8 | Average Weekday | SCE | 1-in-10 | 2026 | 24 |  |  |  | 74.6572 | 1
| Zone | South of Lugo | 8 | Monthly System Peak Day | SCE | 1-in-10 | 2026 | 1 |  |  |  | 79.7023 | 1
| Zone | South of Lugo | 8 | Monthly System Peak Day | SCE | 1-in-10 | 2026 | 2 |  |  |  | 78.6038 | 1
| Zone | South of Lugo | 8 | Monthly System Peak Day | SCE | 1-in-10 | 2026 | 3 |  |  |  | 77.6408 | 1
| Zone | South of Lugo | 8 | Monthly System Peak Day | SCE | 1-in-10 | 2026 | 4 |  |  |  | 76.7208 | 1
| Zone | South of Lugo | 8 | Monthly System Peak Day | SCE | 1-in-10 | 2026 | 5 |  |  |  | 75.6773 | 1
| Zone | South of Lugo | 8 | Monthly System Peak Day | SCE | 1-in-10 | 2026 | 6 |  |  |  | 74.87 | 1
| Zone | South of Lugo | 8 | Monthly System Peak Day | SCE | 1-in-10 | 2026 | 7 |  |  |  | 74.2158 | 1
| Zone | South of Lugo | 8 | Monthly System Peak Day | SCE | 1-in-10 | 2026 | 8 |  |  |  | 74.5485 | 1
| Zone | South of Lugo | 8 | Monthly System Peak Day | SCE | 1-in-10 | 2026 | 9 |  |  |  | 77.4577 | 1
| Zone | South of Lugo | 8 | Monthly System Peak Day | SCE | 1-in-10 | 2026 | 10 |  |  |  | 82.35 | 1
| Zone | South of Lugo | 8 | Monthly System Peak Day | SCE | 1-in-10 | 2026 | 11 |  |  |  | 88.3962 | 1
| Zone | South of Lugo | 8 | Monthly System Peak Day | SCE | 1-in-10 | 2026 | 12 |  |  |  | 92.0308 | 1
| Zone | South of Lugo | 8 | Monthly System Peak Day | SCE | 1-in-10 | 2026 | 13 |  |  |  | 93.3885 | 1
| Zone | South of Lugo | 8 | Monthly System Peak Day | SCE | 1-in-10 | 2026 | 14 |  |  |  | 94.4846 | 1
| Zone | South of Lugo | 8 | Monthly System Peak Day | SCE | 1-in-10 | 2026 | 15 |  |  |  | 95.9308 | 1
| Zone | South of Lugo | 8 | Monthly System Peak Day | SCE | 1-in-10 | 2026 | 16 |  |  |  | 97.4654 | 1
| Zone | South of Lugo | 8 | Monthly System Peak Day | SCE | 1-in-10 | 2026 | 17 |  |  |  | 97.7308 | 1
| Zone | South of Lugo | 8 | Monthly System Peak Day | SCE | 1-in-10 | 2026 | 18 |  |  |  | 96.85 | 1
| Zone | South of Lugo | 8 | Monthly System Peak Day | SCE | 1-in-10 | 2026 | 19 |  |  |  | 95.1846 | 1
| Zone | South of Lugo | 8 | Monthly System Peak Day | SCE | 1-in-10 | 2026 | 20 |  |  |  | 92.1538 | 1
| Zone | South of Lugo | 8 | Monthly System Peak Day | SCE | 1-in-10 | 2026 | 21 |  |  |  | 88.5731 | 1
| Zone | South of Lugo | 8 | Monthly System Peak Day | SCE | 1-in-10 | 2026 | 22 |  |  |  | 85.1115 | 1
| Zone | South of Lugo | 8 | Monthly System Peak Day | SCE | 1-in-10 | 2026 | 23 |  |  |  | 82.8692 | 1
| Zone | South of Lugo | 8 | Monthly System Peak Day | SCE | 1-in-10 | 2026 | 24 |  |  |  | 81.6923 | 1
| Zone | South of Lugo | 8 | Typical Event Day | SCE | 1-in-10 | 2026 | 1 |  |  |  | 78.3372 | 1
| Zone | South of Lugo | 8 | Typical Event Day | SCE | 1-in-10 | 2026 | 2 |  |  |  | 76.9656 | 1
| Zone | South of Lugo | 8 | Typical Event Day | SCE | 1-in-10 | 2026 | 3 |  |  |  | 75.7092 | 1
| Zone | South of Lugo | 8 | Typical Event Day | SCE | 1-in-10 | 2026 | 4 |  |  |  | 75.1885 | 1
| Zone | South of Lugo | 8 | Typical Event Day | SCE | 1-in-10 | 2026 | 5 |  |  |  | 74.369 | 1
| Zone | South of Lugo | 8 | Typical Event Day | SCE | 1-in-10 | 2026 | 6 |  |  |  | 73.8999 | 1
| Zone | South of Lugo | 8 | Typical Event Day | SCE | 1-in-10 | 2026 | 7 |  |  |  | 73.5392 | 1
| Zone | South of Lugo | 8 | Typical Event Day | SCE | 1-in-10 | 2026 | 8 |  |  |  | 74.2582 | 1
| Zone | South of Lugo | 8 | Typical Event Day | SCE | 1-in-10 | 2026 | 9 |  |  |  | 77.5992 | 1
| Zone | South of Lugo | 8 | Typical Event Day | SCE | 1-in-10 | 2026 | 10 |  |  |  | 82.6605 | 1
| Zone | South of Lugo | 8 | Typical Event Day | SCE | 1-in-10 | 2026 | 11 |  |  |  | 88.2412 | 1
| Zone | South of Lugo | 8 | Typical Event Day | SCE | 1-in-10 | 2026 | 12 |  |  |  | 92.3743 | 1
| Zone | South of Lugo | 8 | Typical Event Day | SCE | 1-in-10 | 2026 | 13 |  |  |  | 94.8318 | 1
| Zone | South of Lugo | 8 | Typical Event Day | SCE | 1-in-10 | 2026 | 14 |  |  |  | 96.8484 | 1
| Zone | South of Lugo | 8 | Typical Event Day | SCE | 1-in-10 | 2026 | 15 |  |  |  | 98.6966 | 1
| Zone | South of Lugo | 8 | Typical Event Day | SCE | 1-in-10 | 2026 | 16 |  |  |  | 99.9769 | 1
| Zone | South of Lugo | 8 | Typical Event Day | SCE | 1-in-10 | 2026 | 17 |  |  |  | 100.3817 | 1
| Zone | South of Lugo | 8 | Typical Event Day | SCE | 1-in-10 | 2026 | 18 |  |  |  | 99.4721 | 1
| Zone | South of Lugo | 8 | Typical Event Day | SCE | 1-in-10 | 2026 | 19 |  |  |  | 97.474 | 1
| Zone | South of Lugo | 8 | Typical Event Day | SCE | 1-in-10 | 2026 | 20 |  |  |  | 93.8717 | 1
| Zone | South of Lugo | 8 | Typical Event Day | SCE | 1-in-10 | 2026 | 21 |  |  |  | 90.2264 | 1
| Zone | South of Lugo | 8 | Typical Event Day | SCE | 1-in-10 | 2026 | 22 |  |  |  | 86.9024 | 1
| Zone | South of Lugo | 8 | Typical Event Day | SCE | 1-in-10 | 2026 | 23 |  |  |  | 84.0013 | 1
| Zone | South of Lugo | 8 | Typical Event Day | SCE | 1-in-10 | 2026 | 24 |  |  |  | 82.0521 | 1
| Zone | South of Lugo | 9 | Average Weekday | SCE | 1-in-10 | 2026 | 1 |  |  |  | 73.2512 | 1
| Zone | South of Lugo | 9 | Average Weekday | SCE | 1-in-10 | 2026 | 2 |  |  |  | 72.3685 | 1
| Zone | South of Lugo | 9 | Average Weekday | SCE | 1-in-10 | 2026 | 3 |  |  |  | 71.6295 | 1
| Zone | South of Lugo | 9 | Average Weekday | SCE | 1-in-10 | 2026 | 4 |  |  |  | 70.9846 | 1
| Zone | South of Lugo | 9 | Average Weekday | SCE | 1-in-10 | 2026 | 5 |  |  |  | 70.4271 | 1
| Zone | South of Lugo | 9 | Average Weekday | SCE | 1-in-10 | 2026 | 6 |  |  |  | 69.9244 | 1
| Zone | South of Lugo | 9 | Average Weekday | SCE | 1-in-10 | 2026 | 7 |  |  |  | 69.5541 | 1
| Zone | South of Lugo | 9 | Average Weekday | SCE | 1-in-10 | 2026 | 8 |  |  |  | 69.361 | 1
| Zone | South of Lugo | 9 | Average Weekday | SCE | 1-in-10 | 2026 | 9 |  |  |  | 70.7113 | 1
| Zone | South of Lugo | 9 | Average Weekday | SCE | 1-in-10 | 2026 | 10 |  |  |  | 73.6147 | 1
| Zone | South of Lugo | 9 | Average Weekday | SCE | 1-in-10 | 2026 | 11 |  |  |  | 77.1101 | 1
| Zone | South of Lugo | 9 | Average Weekday | SCE | 1-in-10 | 2026 | 12 |  |  |  | 80.43 | 1
| Zone | South of Lugo | 9 | Average Weekday | SCE | 1-in-10 | 2026 | 13 |  |  |  | 83.0984 | 1
| Zone | South of Lugo | 9 | Average Weekday | SCE | 1-in-10 | 2026 | 14 |  |  |  | 84.9046 | 1
| Zone | South of Lugo | 9 | Average Weekday | SCE | 1-in-10 | 2026 | 15 |  |  |  | 86.2075 | 1
| Zone | South of Lugo | 9 | Average Weekday | SCE | 1-in-10 | 2026 | 16 |  |  |  | 86.7527 | 1
| Zone | South of Lugo | 9 | Average Weekday | SCE | 1-in-10 | 2026 | 17 |  |  |  | 86.7156 | 1
| Zone | South of Lugo | 9 | Average Weekday | SCE | 1-in-10 | 2026 | 18 |  |  |  | 85.846 | 1
| Zone | South of Lugo | 9 | Average Weekday | SCE | 1-in-10 | 2026 | 19 |  |  |  | 84.0648 | 1
| Zone | South of Lugo | 9 | Average Weekday | SCE | 1-in-10 | 2026 | 20 |  |  |  | 81.1436 | 1
| Zone | South of Lugo | 9 | Average Weekday | SCE | 1-in-10 | 2026 | 21 |  |  |  | 78.0516 | 1
| Zone | South of Lugo | 9 | Average Weekday | SCE | 1-in-10 | 2026 | 22 |  |  |  | 76.2339 | 1
| Zone | South of Lugo | 9 | Average Weekday | SCE | 1-in-10 | 2026 | 23 |  |  |  | 74.88 | 1
| Zone | South of Lugo | 9 | Average Weekday | SCE | 1-in-10 | 2026 | 24 |  |  |  | 73.7799 | 1
| Zone | South of Lugo | 9 | Monthly System Peak Day | SCE | 1-in-10 | 2026 | 1 |  |  |  | 79.1115 | 1
| Zone | South of Lugo | 9 | Monthly System Peak Day | SCE | 1-in-10 | 2026 | 2 |  |  |  | 78.2385 | 1
| Zone | South of Lugo | 9 | Monthly System Peak Day | SCE | 1-in-10 | 2026 | 3 |  |  |  | 77.1231 | 1
| Zone | South of Lugo | 9 | Monthly System Peak Day | SCE | 1-in-10 | 2026 | 4 |  |  |  | 77.1731 | 1
| Zone | South of Lugo | 9 | Monthly System Peak Day | SCE | 1-in-10 | 2026 | 5 |  |  |  | 76.7038 | 1
| Zone | South of Lugo | 9 | Monthly System Peak Day | SCE | 1-in-10 | 2026 | 6 |  |  |  | 76.7885 | 1
| Zone | South of Lugo | 9 | Monthly System Peak Day | SCE | 1-in-10 | 2026 | 7 |  |  |  | 76.7077 | 1
| Zone | South of Lugo | 9 | Monthly System Peak Day | SCE | 1-in-10 | 2026 | 8 |  |  |  | 76.9 | 1
| Zone | South of Lugo | 9 | Monthly System Peak Day | SCE | 1-in-10 | 2026 | 9 |  |  |  | 79.1115 | 1
| Zone | South of Lugo | 9 | Monthly System Peak Day | SCE | 1-in-10 | 2026 | 10 |  |  |  | 83.05 | 1
| Zone | South of Lugo | 9 | Monthly System Peak Day | SCE | 1-in-10 | 2026 | 11 |  |  |  | 88.3115 | 1
| Zone | South of Lugo | 9 | Monthly System Peak Day | SCE | 1-in-10 | 2026 | 12 |  |  |  | 92.3423 | 1
| Zone | South of Lugo | 9 | Monthly System Peak Day | SCE | 1-in-10 | 2026 | 13 |  |  |  | 96.1461 | 1
| Zone | South of Lugo | 9 | Monthly System Peak Day | SCE | 1-in-10 | 2026 | 14 |  |  |  | 98.7692 | 1
| Zone | South of Lugo | 9 | Monthly System Peak Day | SCE | 1-in-10 | 2026 | 15 |  |  |  | 100.2462 | 1
| Zone | South of Lugo | 9 | Monthly System Peak Day | SCE | 1-in-10 | 2026 | 16 |  |  |  | 100.45 | 1
| Zone | South of Lugo | 9 | Monthly System Peak Day | SCE | 1-in-10 | 2026 | 17 |  |  |  | 100.8692 | 1
| Zone | South of Lugo | 9 | Monthly System Peak Day | SCE | 1-in-10 | 2026 | 18 |  |  |  | 99.5692 | 1
| Zone | South of Lugo | 9 | Monthly System Peak Day | SCE | 1-in-10 | 2026 | 19 |  |  |  | 97.3731 | 1
| Zone | South of Lugo | 9 | Monthly System Peak Day | SCE | 1-in-10 | 2026 | 20 |  |  |  | 94.2192 | 1
| Zone | South of Lugo | 9 | Monthly System Peak Day | SCE | 1-in-10 | 2026 | 21 |  |  |  | 90.4231 | 1
| Zone | South of Lugo | 9 | Monthly System Peak Day | SCE | 1-in-10 | 2026 | 22 |  |  |  | 89.0269 | 1
| Zone | South of Lugo | 9 | Monthly System Peak Day | SCE | 1-in-10 | 2026 | 23 |  |  |  | 88.0077 | 1
| Zone | South of Lugo | 9 | Monthly System Peak Day | SCE | 1-in-10 | 2026 | 24 |  |  |  | 86.1 | 1
| Zone | South of Lugo | 10 | Average Weekday | SCE | 1-in-10 | 2026 | 1 |  |  |  | 69.762 | 1
| Zone | South of Lugo | 10 | Average Weekday | SCE | 1-in-10 | 2026 | 2 |  |  |  | 68.8745 | 1
| Zone | South of Lugo | 10 | Average Weekday | SCE | 1-in-10 | 2026 | 3 |  |  |  | 68.1604 | 1
| Zone | South of Lugo | 10 | Average Weekday | SCE | 1-in-10 | 2026 | 4 |  |  |  | 67.4921 | 1
| Zone | South of Lugo | 10 | Average Weekday | SCE | 1-in-10 | 2026 | 5 |  |  |  | 66.8849 | 1
| Zone | South of Lugo | 10 | Average Weekday | SCE | 1-in-10 | 2026 | 6 |  |  |  | 66.4737 | 1
| Zone | South of Lugo | 10 | Average Weekday | SCE | 1-in-10 | 2026 | 7 |  |  |  | 66.0452 | 1
| Zone | South of Lugo | 10 | Average Weekday | SCE | 1-in-10 | 2026 | 8 |  |  |  | 65.7944 | 1
| Zone | South of Lugo | 10 | Average Weekday | SCE | 1-in-10 | 2026 | 9 |  |  |  | 66.4184 | 1
| Zone | South of Lugo | 10 | Average Weekday | SCE | 1-in-10 | 2026 | 10 |  |  |  | 69.4546 | 1
| Zone | South of Lugo | 10 | Average Weekday | SCE | 1-in-10 | 2026 | 11 |  |  |  | 73.0169 | 1
| Zone | South of Lugo | 10 | Average Weekday | SCE | 1-in-10 | 2026 | 12 |  |  |  | 76.5501 | 1
| Zone | South of Lugo | 10 | Average Weekday | SCE | 1-in-10 | 2026 | 13 |  |  |  | 79.3305 | 1
| Zone | South of Lugo | 10 | Average Weekday | SCE | 1-in-10 | 2026 | 14 |  |  |  | 81.3196 | 1
| Zone | South of Lugo | 10 | Average Weekday | SCE | 1-in-10 | 2026 | 15 |  |  |  | 82.45 | 1
| Zone | South of Lugo | 10 | Average Weekday | SCE | 1-in-10 | 2026 | 16 |  |  |  | 82.92 | 1
| Zone | South of Lugo | 10 | Average Weekday | SCE | 1-in-10 | 2026 | 17 |  |  |  | 82.7609 | 1
| Zone | South of Lugo | 10 | Average Weekday | SCE | 1-in-10 | 2026 | 18 |  |  |  | 82.0538 | 1
| Zone | South of Lugo | 10 | Average Weekday | SCE | 1-in-10 | 2026 | 19 |  |  |  | 80.0614 | 1
| Zone | South of Lugo | 10 | Average Weekday | SCE | 1-in-10 | 2026 | 20 |  |  |  | 76.8669 | 1
| Zone | South of Lugo | 10 | Average Weekday | SCE | 1-in-10 | 2026 | 21 |  |  |  | 74.5837 | 1
| Zone | South of Lugo | 10 | Average Weekday | SCE | 1-in-10 | 2026 | 22 |  |  |  | 73.102 | 1
| Zone | South of Lugo | 10 | Average Weekday | SCE | 1-in-10 | 2026 | 23 |  |  |  | 71.9026 | 1
| Zone | South of Lugo | 10 | Average Weekday | SCE | 1-in-10 | 2026 | 24 |  |  |  | 70.842 | 1
| Zone | South of Lugo | 10 | Monthly System Peak Day | SCE | 1-in-10 | 2026 | 1 |  |  |  | 81.9167 | 1
| Zone | South of Lugo | 10 | Monthly System Peak Day | SCE | 1-in-10 | 2026 | 2 |  |  |  | 81.9833 | 1
| Zone | South of Lugo | 10 | Monthly System Peak Day | SCE | 1-in-10 | 2026 | 3 |  |  |  | 81.1 | 1
| Zone | South of Lugo | 10 | Monthly System Peak Day | SCE | 1-in-10 | 2026 | 4 |  |  |  | 81.6267 | 1
| Zone | South of Lugo | 10 | Monthly System Peak Day | SCE | 1-in-10 | 2026 | 5 |  |  |  | 81.8983 | 1
| Zone | South of Lugo | 10 | Monthly System Peak Day | SCE | 1-in-10 | 2026 | 6 |  |  |  | 82.3554 | 1
| Zone | South of Lugo | 10 | Monthly System Peak Day | SCE | 1-in-10 | 2026 | 7 |  |  |  | 81.9092 | 1
| Zone | South of Lugo | 10 | Monthly System Peak Day | SCE | 1-in-10 | 2026 | 8 |  |  |  | 81.69 | 1
| Zone | South of Lugo | 10 | Monthly System Peak Day | SCE | 1-in-10 | 2026 | 9 |  |  |  | 82.0533 | 1
| Zone | South of Lugo | 10 | Monthly System Peak Day | SCE | 1-in-10 | 2026 | 10 |  |  |  | 84.6842 | 1
| Zone | South of Lugo | 10 | Monthly System Peak Day | SCE | 1-in-10 | 2026 | 11 |  |  |  | 87.9 | 1
| Zone | South of Lugo | 10 | Monthly System Peak Day | SCE | 1-in-10 | 2026 | 12 |  |  |  | 92.2042 | 1
| Zone | South of Lugo | 10 | Monthly System Peak Day | SCE | 1-in-10 | 2026 | 13 |  |  |  | 96.4208 | 1
| Zone | South of Lugo | 10 | Monthly System Peak Day | SCE | 1-in-10 | 2026 | 14 |  |  |  | 98.4792 | 1
| Zone | South of Lugo | 10 | Monthly System Peak Day | SCE | 1-in-10 | 2026 | 15 |  |  |  | 99.8958 | 1
| Zone | South of Lugo | 10 | Monthly System Peak Day | SCE | 1-in-10 | 2026 | 16 |  |  |  | 100.525 | 1
| Zone | South of Lugo | 10 | Monthly System Peak Day | SCE | 1-in-10 | 2026 | 17 |  |  |  | 100.1125 | 1
| Zone | South of Lugo | 10 | Monthly System Peak Day | SCE | 1-in-10 | 2026 | 18 |  |  |  | 99.7958 | 1
| Zone | South of Lugo | 10 | Monthly System Peak Day | SCE | 1-in-10 | 2026 | 19 |  |  |  | 98.1667 | 1
| Zone | South of Lugo | 10 | Monthly System Peak Day | SCE | 1-in-10 | 2026 | 20 |  |  |  | 94.3583 | 1
| Zone | South of Lugo | 10 | Monthly System Peak Day | SCE | 1-in-10 | 2026 | 21 |  |  |  | 90.3875 | 1
| Zone | South of Lugo | 10 | Monthly System Peak Day | SCE | 1-in-10 | 2026 | 22 |  |  |  | 88.3042 | 1
| Zone | South of Lugo | 10 | Monthly System Peak Day | SCE | 1-in-10 | 2026 | 23 |  |  |  | 86.525 | 1
| Zone | South of Lugo | 10 | Monthly System Peak Day | SCE | 1-in-10 | 2026 | 24 |  |  |  | 85.6625 | 1
| Zone | South of Lugo | 11 | Average Weekday | SCE | 1-in-10 | 2026 | 1 |  |  |  | 58.4899 | 1
| Zone | South of Lugo | 11 | Average Weekday | SCE | 1-in-10 | 2026 | 2 |  |  |  | 57.4303 | 1
| Zone | South of Lugo | 11 | Average Weekday | SCE | 1-in-10 | 2026 | 3 |  |  |  | 56.5965 | 1
| Zone | South of Lugo | 11 | Average Weekday | SCE | 1-in-10 | 2026 | 4 |  |  |  | 55.7784 | 1
| Zone | South of Lugo | 11 | Average Weekday | SCE | 1-in-10 | 2026 | 5 |  |  |  | 55.1225 | 1
| Zone | South of Lugo | 11 | Average Weekday | SCE | 1-in-10 | 2026 | 6 |  |  |  | 54.5133 | 1
| Zone | South of Lugo | 11 | Average Weekday | SCE | 1-in-10 | 2026 | 7 |  |  |  | 54.2276 | 1
| Zone | South of Lugo | 11 | Average Weekday | SCE | 1-in-10 | 2026 | 8 |  |  |  | 54.2096 | 1
| Zone | South of Lugo | 11 | Average Weekday | SCE | 1-in-10 | 2026 | 9 |  |  |  | 56.0514 | 1
| Zone | South of Lugo | 11 | Average Weekday | SCE | 1-in-10 | 2026 | 10 |  |  |  | 60.0331 | 1
| Zone | South of Lugo | 11 | Average Weekday | SCE | 1-in-10 | 2026 | 11 |  |  |  | 64.3807 | 1
| Zone | South of Lugo | 11 | Average Weekday | SCE | 1-in-10 | 2026 | 12 |  |  |  | 67.9142 | 1
| Zone | South of Lugo | 11 | Average Weekday | SCE | 1-in-10 | 2026 | 13 |  |  |  | 70.4422 | 1
| Zone | South of Lugo | 11 | Average Weekday | SCE | 1-in-10 | 2026 | 14 |  |  |  | 72.0209 | 1
| Zone | South of Lugo | 11 | Average Weekday | SCE | 1-in-10 | 2026 | 15 |  |  |  | 72.7246 | 1
| Zone | South of Lugo | 11 | Average Weekday | SCE | 1-in-10 | 2026 | 16 |  |  |  | 72.8761 | 1
| Zone | South of Lugo | 11 | Average Weekday | SCE | 1-in-10 | 2026 | 17 |  |  |  | 72.1405 | 1
| Zone | South of Lugo | 11 | Average Weekday | SCE | 1-in-10 | 2026 | 18 |  |  |  | 70.1961 | 1
| Zone | South of Lugo | 11 | Average Weekday | SCE | 1-in-10 | 2026 | 19 |  |  |  | 67.6438 | 1
| Zone | South of Lugo | 11 | Average Weekday | SCE | 1-in-10 | 2026 | 20 |  |  |  | 65.549 | 1
| Zone | South of Lugo | 11 | Average Weekday | SCE | 1-in-10 | 2026 | 21 |  |  |  | 63.8706 | 1
| Zone | South of Lugo | 11 | Average Weekday | SCE | 1-in-10 | 2026 | 22 |  |  |  | 62.2114 | 1
| Zone | South of Lugo | 11 | Average Weekday | SCE | 1-in-10 | 2026 | 23 |  |  |  | 60.8032 | 1
| Zone | South of Lugo | 11 | Average Weekday | SCE | 1-in-10 | 2026 | 24 |  |  |  | 59.5623 | 1
| Zone | South of Lugo | 11 | Monthly System Peak Day | SCE | 1-in-10 | 2026 | 1 |  |  |  | 72.1583 | 1
| Zone | South of Lugo | 11 | Monthly System Peak Day | SCE | 1-in-10 | 2026 | 2 |  |  |  | 70.2483 | 1
| Zone | South of Lugo | 11 | Monthly System Peak Day | SCE | 1-in-10 | 2026 | 3 |  |  |  | 69.6879 | 1
| Zone | South of Lugo | 11 | Monthly System Peak Day | SCE | 1-in-10 | 2026 | 4 |  |  |  | 68.1242 | 1
| Zone | South of Lugo | 11 | Monthly System Peak Day | SCE | 1-in-10 | 2026 | 5 |  |  |  | 67.2212 | 1
| Zone | South of Lugo | 11 | Monthly System Peak Day | SCE | 1-in-10 | 2026 | 6 |  |  |  | 66.5896 | 1
| Zone | South of Lugo | 11 | Monthly System Peak Day | SCE | 1-in-10 | 2026 | 7 |  |  |  | 66.7892 | 1
| Zone | South of Lugo | 11 | Monthly System Peak Day | SCE | 1-in-10 | 2026 | 8 |  |  |  | 67.9879 | 1
| Zone | South of Lugo | 11 | Monthly System Peak Day | SCE | 1-in-10 | 2026 | 9 |  |  |  | 69.6179 | 1
| Zone | South of Lugo | 11 | Monthly System Peak Day | SCE | 1-in-10 | 2026 | 10 |  |  |  | 73.6738 | 1
| Zone | South of Lugo | 11 | Monthly System Peak Day | SCE | 1-in-10 | 2026 | 11 |  |  |  | 80.8958 | 1
| Zone | South of Lugo | 11 | Monthly System Peak Day | SCE | 1-in-10 | 2026 | 12 |  |  |  | 87.0333 | 1
| Zone | South of Lugo | 11 | Monthly System Peak Day | SCE | 1-in-10 | 2026 | 13 |  |  |  | 90.2167 | 1
| Zone | South of Lugo | 11 | Monthly System Peak Day | SCE | 1-in-10 | 2026 | 14 |  |  |  | 91.8417 | 1
| Zone | South of Lugo | 11 | Monthly System Peak Day | SCE | 1-in-10 | 2026 | 15 |  |  |  | 92.325 | 1
| Zone | South of Lugo | 11 | Monthly System Peak Day | SCE | 1-in-10 | 2026 | 16 |  |  |  | 92.3417 | 1
| Zone | South of Lugo | 11 | Monthly System Peak Day | SCE | 1-in-10 | 2026 | 17 |  |  |  | 91.4417 | 1
| Zone | South of Lugo | 11 | Monthly System Peak Day | SCE | 1-in-10 | 2026 | 18 |  |  |  | 89.6292 | 1
| Zone | South of Lugo | 11 | Monthly System Peak Day | SCE | 1-in-10 | 2026 | 19 |  |  |  | 86.7167 | 1
| Zone | South of Lugo | 11 | Monthly System Peak Day | SCE | 1-in-10 | 2026 | 20 |  |  |  | 83.3458 | 1
| Zone | South of Lugo | 11 | Monthly System Peak Day | SCE | 1-in-10 | 2026 | 21 |  |  |  | 80.0625 | 1
| Zone | South of Lugo | 11 | Monthly System Peak Day | SCE | 1-in-10 | 2026 | 22 |  |  |  | 77.0746 | 1
| Zone | South of Lugo | 11 | Monthly System Peak Day | SCE | 1-in-10 | 2026 | 23 |  |  |  | 74.9146 | 1
| Zone | South of Lugo | 11 | Monthly System Peak Day | SCE | 1-in-10 | 2026 | 24 |  |  |  | 72.6104 | 1
| Zone | South of Lugo | 12 | Average Weekday | SCE | 1-in-10 | 2026 | 1 |  |  |  | 50.9441 | 1
| Zone | South of Lugo | 12 | Average Weekday | SCE | 1-in-10 | 2026 | 2 |  |  |  | 50.1429 | 1
| Zone | South of Lugo | 12 | Average Weekday | SCE | 1-in-10 | 2026 | 3 |  |  |  | 49.4806 | 1
| Zone | South of Lugo | 12 | Average Weekday | SCE | 1-in-10 | 2026 | 4 |  |  |  | 48.7859 | 1
| Zone | South of Lugo | 12 | Average Weekday | SCE | 1-in-10 | 2026 | 5 |  |  |  | 48.3115 | 1
| Zone | South of Lugo | 12 | Average Weekday | SCE | 1-in-10 | 2026 | 6 |  |  |  | 47.815 | 1
| Zone | South of Lugo | 12 | Average Weekday | SCE | 1-in-10 | 2026 | 7 |  |  |  | 47.6079 | 1
| Zone | South of Lugo | 12 | Average Weekday | SCE | 1-in-10 | 2026 | 8 |  |  |  | 47.8648 | 1
| Zone | South of Lugo | 12 | Average Weekday | SCE | 1-in-10 | 2026 | 9 |  |  |  | 48.9944 | 1
| Zone | South of Lugo | 12 | Average Weekday | SCE | 1-in-10 | 2026 | 10 |  |  |  | 52.3055 | 1
| Zone | South of Lugo | 12 | Average Weekday | SCE | 1-in-10 | 2026 | 11 |  |  |  | 55.9608 | 1
| Zone | South of Lugo | 12 | Average Weekday | SCE | 1-in-10 | 2026 | 12 |  |  |  | 59.0249 | 1
| Zone | South of Lugo | 12 | Average Weekday | SCE | 1-in-10 | 2026 | 13 |  |  |  | 61.152 | 1
| Zone | South of Lugo | 12 | Average Weekday | SCE | 1-in-10 | 2026 | 14 |  |  |  | 62.5691 | 1
| Zone | South of Lugo | 12 | Average Weekday | SCE | 1-in-10 | 2026 | 15 |  |  |  | 63.3806 | 1
| Zone | South of Lugo | 12 | Average Weekday | SCE | 1-in-10 | 2026 | 16 |  |  |  | 63.5309 | 1
| Zone | South of Lugo | 12 | Average Weekday | SCE | 1-in-10 | 2026 | 17 |  |  |  | 62.565 | 1
| Zone | South of Lugo | 12 | Average Weekday | SCE | 1-in-10 | 2026 | 18 |  |  |  | 60.3665 | 1
| Zone | South of Lugo | 12 | Average Weekday | SCE | 1-in-10 | 2026 | 19 |  |  |  | 58.0453 | 1
| Zone | South of Lugo | 12 | Average Weekday | SCE | 1-in-10 | 2026 | 20 |  |  |  | 56.6151 | 1
| Zone | South of Lugo | 12 | Average Weekday | SCE | 1-in-10 | 2026 | 21 |  |  |  | 55.3834 | 1
| Zone | South of Lugo | 12 | Average Weekday | SCE | 1-in-10 | 2026 | 22 |  |  |  | 54.1121 | 1
| Zone | South of Lugo | 12 | Average Weekday | SCE | 1-in-10 | 2026 | 23 |  |  |  | 52.9739 | 1
| Zone | South of Lugo | 12 | Average Weekday | SCE | 1-in-10 | 2026 | 24 |  |  |  | 52.0703 | 1
| Zone | South of Lugo | 12 | Monthly System Peak Day | SCE | 1-in-10 | 2026 | 1 |  |  |  | 43.1621 | 1
| Zone | South of Lugo | 12 | Monthly System Peak Day | SCE | 1-in-10 | 2026 | 2 |  |  |  | 42.165 | 1
| Zone | South of Lugo | 12 | Monthly System Peak Day | SCE | 1-in-10 | 2026 | 3 |  |  |  | 41.1825 | 1
| Zone | South of Lugo | 12 | Monthly System Peak Day | SCE | 1-in-10 | 2026 | 4 |  |  |  | 40.5287 | 1
| Zone | South of Lugo | 12 | Monthly System Peak Day | SCE | 1-in-10 | 2026 | 5 |  |  |  | 39.7692 | 1
| Zone | South of Lugo | 12 | Monthly System Peak Day | SCE | 1-in-10 | 2026 | 6 |  |  |  | 38.9567 | 1
| Zone | South of Lugo | 12 | Monthly System Peak Day | SCE | 1-in-10 | 2026 | 7 |  |  |  | 38.7854 | 1
| Zone | South of Lugo | 12 | Monthly System Peak Day | SCE | 1-in-10 | 2026 | 8 |  |  |  | 39.3121 | 1
| Zone | South of Lugo | 12 | Monthly System Peak Day | SCE | 1-in-10 | 2026 | 9 |  |  |  | 40.7854 | 1
| Zone | South of Lugo | 12 | Monthly System Peak Day | SCE | 1-in-10 | 2026 | 10 |  |  |  | 44.9875 | 1
| Zone | South of Lugo | 12 | Monthly System Peak Day | SCE | 1-in-10 | 2026 | 11 |  |  |  | 49.3725 | 1
| Zone | South of Lugo | 12 | Monthly System Peak Day | SCE | 1-in-10 | 2026 | 12 |  |  |  | 51.6942 | 1
| Zone | South of Lugo | 12 | Monthly System Peak Day | SCE | 1-in-10 | 2026 | 13 |  |  |  | 52.3162 | 1
| Zone | South of Lugo | 12 | Monthly System Peak Day | SCE | 1-in-10 | 2026 | 14 |  |  |  | 53.53 | 1
| Zone | South of Lugo | 12 | Monthly System Peak Day | SCE | 1-in-10 | 2026 | 15 |  |  |  | 54.5529 | 1
| Zone | South of Lugo | 12 | Monthly System Peak Day | SCE | 1-in-10 | 2026 | 16 |  |  |  | 54.8563 | 1
| Zone | South of Lugo | 12 | Monthly System Peak Day | SCE | 1-in-10 | 2026 | 17 |  |  |  | 54.495 | 1
| Zone | South of Lugo | 12 | Monthly System Peak Day | SCE | 1-in-10 | 2026 | 18 |  |  |  | 52.5233 | 1
| Zone | South of Lugo | 12 | Monthly System Peak Day | SCE | 1-in-10 | 2026 | 19 |  |  |  | 50.0379 | 1
| Zone | South of Lugo | 12 | Monthly System Peak Day | SCE | 1-in-10 | 2026 | 20 |  |  |  | 49.1488 | 1
| Zone | South of Lugo | 12 | Monthly System Peak Day | SCE | 1-in-10 | 2026 | 21 |  |  |  | 47.8304 | 1
| Zone | South of Lugo | 12 | Monthly System Peak Day | SCE | 1-in-10 | 2026 | 22 |  |  |  | 46.2667 | 1
| Zone | South of Lugo | 12 | Monthly System Peak Day | SCE | 1-in-10 | 2026 | 23 |  |  |  | 45.6983 | 1
| Zone | South of Lugo | 12 | Monthly System Peak Day | SCE | 1-in-10 | 2026 | 24 |  |  |  | 45.4512 | 1
| Zone | South of Lugo | 1 | Average Weekday | SCE | 1-in-10 | 2027 | 1 |  |  |  | 51.1891 | 1
| Zone | South of Lugo | 1 | Average Weekday | SCE | 1-in-10 | 2027 | 2 |  |  |  | 50.37 | 1
| Zone | South of Lugo | 1 | Average Weekday | SCE | 1-in-10 | 2027 | 3 |  |  |  | 49.6858 | 1
| Zone | South of Lugo | 1 | Average Weekday | SCE | 1-in-10 | 2027 | 4 |  |  |  | 49.0549 | 1
| Zone | South of Lugo | 1 | Average Weekday | SCE | 1-in-10 | 2027 | 5 |  |  |  | 48.5029 | 1
| Zone | South of Lugo | 1 | Average Weekday | SCE | 1-in-10 | 2027 | 6 |  |  |  | 47.9978 | 1
| Zone | South of Lugo | 1 | Average Weekday | SCE | 1-in-10 | 2027 | 7 |  |  |  | 47.6065 | 1
| Zone | South of Lugo | 1 | Average Weekday | SCE | 1-in-10 | 2027 | 8 |  |  |  | 47.4721 | 1
| Zone | South of Lugo | 1 | Average Weekday | SCE | 1-in-10 | 2027 | 9 |  |  |  | 48.2241 | 1
| Zone | South of Lugo | 1 | Average Weekday | SCE | 1-in-10 | 2027 | 10 |  |  |  | 51.032 | 1
| Zone | South of Lugo | 1 | Average Weekday | SCE | 1-in-10 | 2027 | 11 |  |  |  | 54.3859 | 1
| Zone | South of Lugo | 1 | Average Weekday | SCE | 1-in-10 | 2027 | 12 |  |  |  | 57.4064 | 1
| Zone | South of Lugo | 1 | Average Weekday | SCE | 1-in-10 | 2027 | 13 |  |  |  | 59.4629 | 1
| Zone | South of Lugo | 1 | Average Weekday | SCE | 1-in-10 | 2027 | 14 |  |  |  | 60.934 | 1
| Zone | South of Lugo | 1 | Average Weekday | SCE | 1-in-10 | 2027 | 15 |  |  |  | 61.7444 | 1
| Zone | South of Lugo | 1 | Average Weekday | SCE | 1-in-10 | 2027 | 16 |  |  |  | 62.0385 | 1
| Zone | South of Lugo | 1 | Average Weekday | SCE | 1-in-10 | 2027 | 17 |  |  |  | 61.6365 | 1
| Zone | South of Lugo | 1 | Average Weekday | SCE | 1-in-10 | 2027 | 18 |  |  |  | 60.219 | 1
| Zone | South of Lugo | 1 | Average Weekday | SCE | 1-in-10 | 2027 | 19 |  |  |  | 58.0776 | 1
| Zone | South of Lugo | 1 | Average Weekday | SCE | 1-in-10 | 2027 | 20 |  |  |  | 56.5312 | 1
| Zone | South of Lugo | 1 | Average Weekday | SCE | 1-in-10 | 2027 | 21 |  |  |  | 55.3422 | 1
| Zone | South of Lugo | 1 | Average Weekday | SCE | 1-in-10 | 2027 | 22 |  |  |  | 54.2523 | 1
| Zone | South of Lugo | 1 | Average Weekday | SCE | 1-in-10 | 2027 | 23 |  |  |  | 53.0495 | 1
| Zone | South of Lugo | 1 | Average Weekday | SCE | 1-in-10 | 2027 | 24 |  |  |  | 52.1198 | 1
| Zone | South of Lugo | 1 | Monthly System Peak Day | SCE | 1-in-10 | 2027 | 1 |  |  |  | 47.9912 | 1
| Zone | South of Lugo | 1 | Monthly System Peak Day | SCE | 1-in-10 | 2027 | 2 |  |  |  | 47.695 | 1
| Zone | South of Lugo | 1 | Monthly System Peak Day | SCE | 1-in-10 | 2027 | 3 |  |  |  | 46.8967 | 1
| Zone | South of Lugo | 1 | Monthly System Peak Day | SCE | 1-in-10 | 2027 | 4 |  |  |  | 46.2108 | 1
| Zone | South of Lugo | 1 | Monthly System Peak Day | SCE | 1-in-10 | 2027 | 5 |  |  |  | 45.7871 | 1
| Zone | South of Lugo | 1 | Monthly System Peak Day | SCE | 1-in-10 | 2027 | 6 |  |  |  | 45.3783 | 1
| Zone | South of Lugo | 1 | Monthly System Peak Day | SCE | 1-in-10 | 2027 | 7 |  |  |  | 44.8308 | 1
| Zone | South of Lugo | 1 | Monthly System Peak Day | SCE | 1-in-10 | 2027 | 8 |  |  |  | 44.3975 | 1
| Zone | South of Lugo | 1 | Monthly System Peak Day | SCE | 1-in-10 | 2027 | 9 |  |  |  | 45.0112 | 1
| Zone | South of Lugo | 1 | Monthly System Peak Day | SCE | 1-in-10 | 2027 | 10 |  |  |  | 46.8771 | 1
| Zone | South of Lugo | 1 | Monthly System Peak Day | SCE | 1-in-10 | 2027 | 11 |  |  |  | 48.9529 | 1
| Zone | South of Lugo | 1 | Monthly System Peak Day | SCE | 1-in-10 | 2027 | 12 |  |  |  | 50.1554 | 1
| Zone | South of Lugo | 1 | Monthly System Peak Day | SCE | 1-in-10 | 2027 | 13 |  |  |  | 51.0229 | 1
| Zone | South of Lugo | 1 | Monthly System Peak Day | SCE | 1-in-10 | 2027 | 14 |  |  |  | 51.4787 | 1
| Zone | South of Lugo | 1 | Monthly System Peak Day | SCE | 1-in-10 | 2027 | 15 |  |  |  | 51.8237 | 1
| Zone | South of Lugo | 1 | Monthly System Peak Day | SCE | 1-in-10 | 2027 | 16 |  |  |  | 52.2379 | 1
| Zone | South of Lugo | 1 | Monthly System Peak Day | SCE | 1-in-10 | 2027 | 17 |  |  |  | 52.1083 | 1
| Zone | South of Lugo | 1 | Monthly System Peak Day | SCE | 1-in-10 | 2027 | 18 |  |  |  | 50.7788 | 1
| Zone | South of Lugo | 1 | Monthly System Peak Day | SCE | 1-in-10 | 2027 | 19 |  |  |  | 49.5942 | 1
| Zone | South of Lugo | 1 | Monthly System Peak Day | SCE | 1-in-10 | 2027 | 20 |  |  |  | 49.2317 | 1
| Zone | South of Lugo | 1 | Monthly System Peak Day | SCE | 1-in-10 | 2027 | 21 |  |  |  | 48.7646 | 1
| Zone | South of Lugo | 1 | Monthly System Peak Day | SCE | 1-in-10 | 2027 | 22 |  |  |  | 48.625 | 1
| Zone | South of Lugo | 1 | Monthly System Peak Day | SCE | 1-in-10 | 2027 | 23 |  |  |  | 48.1971 | 1
| Zone | South of Lugo | 1 | Monthly System Peak Day | SCE | 1-in-10 | 2027 | 24 |  |  |  | 47.5454 | 1
| Zone | South of Lugo | 2 | Average Weekday | SCE | 1-in-10 | 2027 | 1 |  |  |  | 57.3372 | 1
| Zone | South of Lugo | 2 | Average Weekday | SCE | 1-in-10 | 2027 | 2 |  |  |  | 56.1771 | 1
| Zone | South of Lugo | 2 | Average Weekday | SCE | 1-in-10 | 2027 | 3 |  |  |  | 55.2175 | 1
| Zone | South of Lugo | 2 | Average Weekday | SCE | 1-in-10 | 2027 | 4 |  |  |  | 54.1537 | 1
| Zone | South of Lugo | 2 | Average Weekday | SCE | 1-in-10 | 2027 | 5 |  |  |  | 53.381 | 1
| Zone | South of Lugo | 2 | Average Weekday | SCE | 1-in-10 | 2027 | 6 |  |  |  | 52.7974 | 1
| Zone | South of Lugo | 2 | Average Weekday | SCE | 1-in-10 | 2027 | 7 |  |  |  | 52.5213 | 1
| Zone | South of Lugo | 2 | Average Weekday | SCE | 1-in-10 | 2027 | 8 |  |  |  | 52.3631 | 1
| Zone | South of Lugo | 2 | Average Weekday | SCE | 1-in-10 | 2027 | 9 |  |  |  | 54.5008 | 1
| Zone | South of Lugo | 2 | Average Weekday | SCE | 1-in-10 | 2027 | 10 |  |  |  | 58.6985 | 1
| Zone | South of Lugo | 2 | Average Weekday | SCE | 1-in-10 | 2027 | 11 |  |  |  | 63.0635 | 1
| Zone | South of Lugo | 2 | Average Weekday | SCE | 1-in-10 | 2027 | 12 |  |  |  | 66.5518 | 1
| Zone | South of Lugo | 2 | Average Weekday | SCE | 1-in-10 | 2027 | 13 |  |  |  | 69.1382 | 1
| Zone | South of Lugo | 2 | Average Weekday | SCE | 1-in-10 | 2027 | 14 |  |  |  | 70.9496 | 1
| Zone | South of Lugo | 2 | Average Weekday | SCE | 1-in-10 | 2027 | 15 |  |  |  | 71.7652 | 1
| Zone | South of Lugo | 2 | Average Weekday | SCE | 1-in-10 | 2027 | 16 |  |  |  | 72.0224 | 1
| Zone | South of Lugo | 2 | Average Weekday | SCE | 1-in-10 | 2027 | 17 |  |  |  | 71.3018 | 1
| Zone | South of Lugo | 2 | Average Weekday | SCE | 1-in-10 | 2027 | 18 |  |  |  | 69.6733 | 1
| Zone | South of Lugo | 2 | Average Weekday | SCE | 1-in-10 | 2027 | 19 |  |  |  | 66.6786 | 1
| Zone | South of Lugo | 2 | Average Weekday | SCE | 1-in-10 | 2027 | 20 |  |  |  | 63.9657 | 1
| Zone | South of Lugo | 2 | Average Weekday | SCE | 1-in-10 | 2027 | 21 |  |  |  | 62.1954 | 1
| Zone | South of Lugo | 2 | Average Weekday | SCE | 1-in-10 | 2027 | 22 |  |  |  | 60.859 | 1
| Zone | South of Lugo | 2 | Average Weekday | SCE | 1-in-10 | 2027 | 23 |  |  |  | 59.3965 | 1
| Zone | South of Lugo | 2 | Average Weekday | SCE | 1-in-10 | 2027 | 24 |  |  |  | 58.1767 | 1
| Zone | South of Lugo | 2 | Monthly System Peak Day | SCE | 1-in-10 | 2027 | 1 |  |  |  | 69.37 | 1
| Zone | South of Lugo | 2 | Monthly System Peak Day | SCE | 1-in-10 | 2027 | 2 |  |  |  | 68.2633 | 1
| Zone | South of Lugo | 2 | Monthly System Peak Day | SCE | 1-in-10 | 2027 | 3 |  |  |  | 66.6221 | 1
| Zone | South of Lugo | 2 | Monthly System Peak Day | SCE | 1-in-10 | 2027 | 4 |  |  |  | 64.9621 | 1
| Zone | South of Lugo | 2 | Monthly System Peak Day | SCE | 1-in-10 | 2027 | 5 |  |  |  | 64.3146 | 1
| Zone | South of Lugo | 2 | Monthly System Peak Day | SCE | 1-in-10 | 2027 | 6 |  |  |  | 62.3879 | 1
| Zone | South of Lugo | 2 | Monthly System Peak Day | SCE | 1-in-10 | 2027 | 7 |  |  |  | 63.2612 | 1
| Zone | South of Lugo | 2 | Monthly System Peak Day | SCE | 1-in-10 | 2027 | 8 |  |  |  | 62.0283 | 1
| Zone | South of Lugo | 2 | Monthly System Peak Day | SCE | 1-in-10 | 2027 | 9 |  |  |  | 63.9592 | 1
| Zone | South of Lugo | 2 | Monthly System Peak Day | SCE | 1-in-10 | 2027 | 10 |  |  |  | 70.3225 | 1
| Zone | South of Lugo | 2 | Monthly System Peak Day | SCE | 1-in-10 | 2027 | 11 |  |  |  | 75.9629 | 1
| Zone | South of Lugo | 2 | Monthly System Peak Day | SCE | 1-in-10 | 2027 | 12 |  |  |  | 80.0667 | 1
| Zone | South of Lugo | 2 | Monthly System Peak Day | SCE | 1-in-10 | 2027 | 13 |  |  |  | 83.0833 | 1
| Zone | South of Lugo | 2 | Monthly System Peak Day | SCE | 1-in-10 | 2027 | 14 |  |  |  | 85.4 | 1
| Zone | South of Lugo | 2 | Monthly System Peak Day | SCE | 1-in-10 | 2027 | 15 |  |  |  | 86.6208 | 1
| Zone | South of Lugo | 2 | Monthly System Peak Day | SCE | 1-in-10 | 2027 | 16 |  |  |  | 86.5292 | 1
| Zone | South of Lugo | 2 | Monthly System Peak Day | SCE | 1-in-10 | 2027 | 17 |  |  |  | 85.3375 | 1
| Zone | South of Lugo | 2 | Monthly System Peak Day | SCE | 1-in-10 | 2027 | 18 |  |  |  | 83.1625 | 1
| Zone | South of Lugo | 2 | Monthly System Peak Day | SCE | 1-in-10 | 2027 | 19 |  |  |  | 78.6708 | 1
| Zone | South of Lugo | 2 | Monthly System Peak Day | SCE | 1-in-10 | 2027 | 20 |  |  |  | 74.6375 | 1
| Zone | South of Lugo | 2 | Monthly System Peak Day | SCE | 1-in-10 | 2027 | 21 |  |  |  | 71.8962 | 1
| Zone | South of Lugo | 2 | Monthly System Peak Day | SCE | 1-in-10 | 2027 | 22 |  |  |  | 70.31 | 1
| Zone | South of Lugo | 2 | Monthly System Peak Day | SCE | 1-in-10 | 2027 | 23 |  |  |  | 67.7371 | 1
| Zone | South of Lugo | 2 | Monthly System Peak Day | SCE | 1-in-10 | 2027 | 24 |  |  |  | 65.4333 | 1
| Zone | South of Lugo | 3 | Average Weekday | SCE | 1-in-10 | 2027 | 1 |  |  |  | 60.2963 | 1
| Zone | South of Lugo | 3 | Average Weekday | SCE | 1-in-10 | 2027 | 2 |  |  |  | 59.2613 | 1
| Zone | South of Lugo | 3 | Average Weekday | SCE | 1-in-10 | 2027 | 3 |  |  |  | 58.2877 | 1
| Zone | South of Lugo | 3 | Average Weekday | SCE | 1-in-10 | 2027 | 4 |  |  |  | 57.3831 | 1
| Zone | South of Lugo | 3 | Average Weekday | SCE | 1-in-10 | 2027 | 5 |  |  |  | 56.6944 | 1
| Zone | South of Lugo | 3 | Average Weekday | SCE | 1-in-10 | 2027 | 6 |  |  |  | 56.0616 | 1
| Zone | South of Lugo | 3 | Average Weekday | SCE | 1-in-10 | 2027 | 7 |  |  |  | 55.7979 | 1
| Zone | South of Lugo | 3 | Average Weekday | SCE | 1-in-10 | 2027 | 8 |  |  |  | 55.9064 | 1
| Zone | South of Lugo | 3 | Average Weekday | SCE | 1-in-10 | 2027 | 9 |  |  |  | 57.5692 | 1
| Zone | South of Lugo | 3 | Average Weekday | SCE | 1-in-10 | 2027 | 10 |  |  |  | 61.2746 | 1
| Zone | South of Lugo | 3 | Average Weekday | SCE | 1-in-10 | 2027 | 11 |  |  |  | 65.6137 | 1
| Zone | South of Lugo | 3 | Average Weekday | SCE | 1-in-10 | 2027 | 12 |  |  |  | 69.4158 | 1
| Zone | South of Lugo | 3 | Average Weekday | SCE | 1-in-10 | 2027 | 13 |  |  |  | 72.2824 | 1
| Zone | South of Lugo | 3 | Average Weekday | SCE | 1-in-10 | 2027 | 14 |  |  |  | 74.1994 | 1
| Zone | South of Lugo | 3 | Average Weekday | SCE | 1-in-10 | 2027 | 15 |  |  |  | 75.3807 | 1
| Zone | South of Lugo | 3 | Average Weekday | SCE | 1-in-10 | 2027 | 16 |  |  |  | 75.9072 | 1
| Zone | South of Lugo | 3 | Average Weekday | SCE | 1-in-10 | 2027 | 17 |  |  |  | 75.6839 | 1
| Zone | South of Lugo | 3 | Average Weekday | SCE | 1-in-10 | 2027 | 18 |  |  |  | 74.6285 | 1
| Zone | South of Lugo | 3 | Average Weekday | SCE | 1-in-10 | 2027 | 19 |  |  |  | 72.6844 | 1
| Zone | South of Lugo | 3 | Average Weekday | SCE | 1-in-10 | 2027 | 20 |  |  |  | 69.9169 | 1
| Zone | South of Lugo | 3 | Average Weekday | SCE | 1-in-10 | 2027 | 21 |  |  |  | 67.2424 | 1
| Zone | South of Lugo | 3 | Average Weekday | SCE | 1-in-10 | 2027 | 22 |  |  |  | 65.5237 | 1
| Zone | South of Lugo | 3 | Average Weekday | SCE | 1-in-10 | 2027 | 23 |  |  |  | 64.1832 | 1
| Zone | South of Lugo | 3 | Average Weekday | SCE | 1-in-10 | 2027 | 24 |  |  |  | 62.7782 | 1
| Zone | South of Lugo | 3 | Monthly System Peak Day | SCE | 1-in-10 | 2027 | 1 |  |  |  | 69.4088 | 1
| Zone | South of Lugo | 3 | Monthly System Peak Day | SCE | 1-in-10 | 2027 | 2 |  |  |  | 67.8808 | 1
| Zone | South of Lugo | 3 | Monthly System Peak Day | SCE | 1-in-10 | 2027 | 3 |  |  |  | 65.8083 | 1
| Zone | South of Lugo | 3 | Monthly System Peak Day | SCE | 1-in-10 | 2027 | 4 |  |  |  | 64.6225 | 1
| Zone | South of Lugo | 3 | Monthly System Peak Day | SCE | 1-in-10 | 2027 | 5 |  |  |  | 64.0263 | 1
| Zone | South of Lugo | 3 | Monthly System Peak Day | SCE | 1-in-10 | 2027 | 6 |  |  |  | 63.5737 | 1
| Zone | South of Lugo | 3 | Monthly System Peak Day | SCE | 1-in-10 | 2027 | 7 |  |  |  | 64.2588 | 1
| Zone | South of Lugo | 3 | Monthly System Peak Day | SCE | 1-in-10 | 2027 | 8 |  |  |  | 64.0933 | 1
| Zone | South of Lugo | 3 | Monthly System Peak Day | SCE | 1-in-10 | 2027 | 9 |  |  |  | 65.4004 | 1
| Zone | South of Lugo | 3 | Monthly System Peak Day | SCE | 1-in-10 | 2027 | 10 |  |  |  | 69.9854 | 1
| Zone | South of Lugo | 3 | Monthly System Peak Day | SCE | 1-in-10 | 2027 | 11 |  |  |  | 75.0567 | 1
| Zone | South of Lugo | 3 | Monthly System Peak Day | SCE | 1-in-10 | 2027 | 12 |  |  |  | 79.2792 | 1
| Zone | South of Lugo | 3 | Monthly System Peak Day | SCE | 1-in-10 | 2027 | 13 |  |  |  | 83 | 1
| Zone | South of Lugo | 3 | Monthly System Peak Day | SCE | 1-in-10 | 2027 | 14 |  |  |  | 85.1458 | 1
| Zone | South of Lugo | 3 | Monthly System Peak Day | SCE | 1-in-10 | 2027 | 15 |  |  |  | 86.8292 | 1
| Zone | South of Lugo | 3 | Monthly System Peak Day | SCE | 1-in-10 | 2027 | 16 |  |  |  | 87.2917 | 1
| Zone | South of Lugo | 3 | Monthly System Peak Day | SCE | 1-in-10 | 2027 | 17 |  |  |  | 86.9417 | 1
| Zone | South of Lugo | 3 | Monthly System Peak Day | SCE | 1-in-10 | 2027 | 18 |  |  |  | 85.7458 | 1
| Zone | South of Lugo | 3 | Monthly System Peak Day | SCE | 1-in-10 | 2027 | 19 |  |  |  | 84.5792 | 1
| Zone | South of Lugo | 3 | Monthly System Peak Day | SCE | 1-in-10 | 2027 | 20 |  |  |  | 81.9208 | 1
| Zone | South of Lugo | 3 | Monthly System Peak Day | SCE | 1-in-10 | 2027 | 21 |  |  |  | 77.7542 | 1
| Zone | South of Lugo | 3 | Monthly System Peak Day | SCE | 1-in-10 | 2027 | 22 |  |  |  | 74.3004 | 1
| Zone | South of Lugo | 3 | Monthly System Peak Day | SCE | 1-in-10 | 2027 | 23 |  |  |  | 72.0462 | 1
| Zone | South of Lugo | 3 | Monthly System Peak Day | SCE | 1-in-10 | 2027 | 24 |  |  |  | 69.3133 | 1
| Zone | South of Lugo | 4 | Average Weekday | SCE | 1-in-10 | 2027 | 1 |  |  |  | 60.4942 | 1
| Zone | South of Lugo | 4 | Average Weekday | SCE | 1-in-10 | 2027 | 2 |  |  |  | 59.5069 | 1
| Zone | South of Lugo | 4 | Average Weekday | SCE | 1-in-10 | 2027 | 3 |  |  |  | 58.6222 | 1
| Zone | South of Lugo | 4 | Average Weekday | SCE | 1-in-10 | 2027 | 4 |  |  |  | 57.8236 | 1
| Zone | South of Lugo | 4 | Average Weekday | SCE | 1-in-10 | 2027 | 5 |  |  |  | 57.1561 | 1
| Zone | South of Lugo | 4 | Average Weekday | SCE | 1-in-10 | 2027 | 6 |  |  |  | 56.652 | 1
| Zone | South of Lugo | 4 | Average Weekday | SCE | 1-in-10 | 2027 | 7 |  |  |  | 56.2924 | 1
| Zone | South of Lugo | 4 | Average Weekday | SCE | 1-in-10 | 2027 | 8 |  |  |  | 56.3505 | 1
| Zone | South of Lugo | 4 | Average Weekday | SCE | 1-in-10 | 2027 | 9 |  |  |  | 58.3162 | 1
| Zone | South of Lugo | 4 | Average Weekday | SCE | 1-in-10 | 2027 | 10 |  |  |  | 61.566 | 1
| Zone | South of Lugo | 4 | Average Weekday | SCE | 1-in-10 | 2027 | 11 |  |  |  | 64.8817 | 1
| Zone | South of Lugo | 4 | Average Weekday | SCE | 1-in-10 | 2027 | 12 |  |  |  | 68.0431 | 1
| Zone | South of Lugo | 4 | Average Weekday | SCE | 1-in-10 | 2027 | 13 |  |  |  | 70.7017 | 1
| Zone | South of Lugo | 4 | Average Weekday | SCE | 1-in-10 | 2027 | 14 |  |  |  | 72.5247 | 1
| Zone | South of Lugo | 4 | Average Weekday | SCE | 1-in-10 | 2027 | 15 |  |  |  | 73.7169 | 1
| Zone | South of Lugo | 4 | Average Weekday | SCE | 1-in-10 | 2027 | 16 |  |  |  | 74.4938 | 1
| Zone | South of Lugo | 4 | Average Weekday | SCE | 1-in-10 | 2027 | 17 |  |  |  | 74.8613 | 1
| Zone | South of Lugo | 4 | Average Weekday | SCE | 1-in-10 | 2027 | 18 |  |  |  | 74.1725 | 1
| Zone | South of Lugo | 4 | Average Weekday | SCE | 1-in-10 | 2027 | 19 |  |  |  | 72.754 | 1
| Zone | South of Lugo | 4 | Average Weekday | SCE | 1-in-10 | 2027 | 20 |  |  |  | 70.5109 | 1
| Zone | South of Lugo | 4 | Average Weekday | SCE | 1-in-10 | 2027 | 21 |  |  |  | 67.483 | 1
| Zone | South of Lugo | 4 | Average Weekday | SCE | 1-in-10 | 2027 | 22 |  |  |  | 65.3444 | 1
| Zone | South of Lugo | 4 | Average Weekday | SCE | 1-in-10 | 2027 | 23 |  |  |  | 63.7484 | 1
| Zone | South of Lugo | 4 | Average Weekday | SCE | 1-in-10 | 2027 | 24 |  |  |  | 62.3534 | 1
| Zone | South of Lugo | 4 | Monthly System Peak Day | SCE | 1-in-10 | 2027 | 1 |  |  |  | 72.7513 | 1
| Zone | South of Lugo | 4 | Monthly System Peak Day | SCE | 1-in-10 | 2027 | 2 |  |  |  | 71.3629 | 1
| Zone | South of Lugo | 4 | Monthly System Peak Day | SCE | 1-in-10 | 2027 | 3 |  |  |  | 70.3804 | 1
| Zone | South of Lugo | 4 | Monthly System Peak Day | SCE | 1-in-10 | 2027 | 4 |  |  |  | 68.0883 | 1
| Zone | South of Lugo | 4 | Monthly System Peak Day | SCE | 1-in-10 | 2027 | 5 |  |  |  | 66.8875 | 1
| Zone | South of Lugo | 4 | Monthly System Peak Day | SCE | 1-in-10 | 2027 | 6 |  |  |  | 66.4575 | 1
| Zone | South of Lugo | 4 | Monthly System Peak Day | SCE | 1-in-10 | 2027 | 7 |  |  |  | 65.885 | 1
| Zone | South of Lugo | 4 | Monthly System Peak Day | SCE | 1-in-10 | 2027 | 8 |  |  |  | 65.9925 | 1
| Zone | South of Lugo | 4 | Monthly System Peak Day | SCE | 1-in-10 | 2027 | 9 |  |  |  | 69.3567 | 1
| Zone | South of Lugo | 4 | Monthly System Peak Day | SCE | 1-in-10 | 2027 | 10 |  |  |  | 74.8342 | 1
| Zone | South of Lugo | 4 | Monthly System Peak Day | SCE | 1-in-10 | 2027 | 11 |  |  |  | 79.85 | 1
| Zone | South of Lugo | 4 | Monthly System Peak Day | SCE | 1-in-10 | 2027 | 12 |  |  |  | 84.5792 | 1
| Zone | South of Lugo | 4 | Monthly System Peak Day | SCE | 1-in-10 | 2027 | 13 |  |  |  | 87.3208 | 1
| Zone | South of Lugo | 4 | Monthly System Peak Day | SCE | 1-in-10 | 2027 | 14 |  |  |  | 88.7333 | 1
| Zone | South of Lugo | 4 | Monthly System Peak Day | SCE | 1-in-10 | 2027 | 15 |  |  |  | 89.4083 | 1
| Zone | South of Lugo | 4 | Monthly System Peak Day | SCE | 1-in-10 | 2027 | 16 |  |  |  | 90.0792 | 1
| Zone | South of Lugo | 4 | Monthly System Peak Day | SCE | 1-in-10 | 2027 | 17 |  |  |  | 90.0625 | 1
| Zone | South of Lugo | 4 | Monthly System Peak Day | SCE | 1-in-10 | 2027 | 18 |  |  |  | 89.8542 | 1
| Zone | South of Lugo | 4 | Monthly System Peak Day | SCE | 1-in-10 | 2027 | 19 |  |  |  | 87.7208 | 1
| Zone | South of Lugo | 4 | Monthly System Peak Day | SCE | 1-in-10 | 2027 | 20 |  |  |  | 82.975 | 1
| Zone | South of Lugo | 4 | Monthly System Peak Day | SCE | 1-in-10 | 2027 | 21 |  |  |  | 77.045 | 1
| Zone | South of Lugo | 4 | Monthly System Peak Day | SCE | 1-in-10 | 2027 | 22 |  |  |  | 74.1288 | 1
| Zone | South of Lugo | 4 | Monthly System Peak Day | SCE | 1-in-10 | 2027 | 23 |  |  |  | 72.2787 | 1
| Zone | South of Lugo | 4 | Monthly System Peak Day | SCE | 1-in-10 | 2027 | 24 |  |  |  | 70.8858 | 1
| Zone | South of Lugo | 5 | Average Weekday | SCE | 1-in-10 | 2027 | 1 |  |  |  | 63.7261 | 1
| Zone | South of Lugo | 5 | Average Weekday | SCE | 1-in-10 | 2027 | 2 |  |  |  | 62.7364 | 1
| Zone | South of Lugo | 5 | Average Weekday | SCE | 1-in-10 | 2027 | 3 |  |  |  | 61.9172 | 1
| Zone | South of Lugo | 5 | Average Weekday | SCE | 1-in-10 | 2027 | 4 |  |  |  | 61.2504 | 1
| Zone | South of Lugo | 5 | Average Weekday | SCE | 1-in-10 | 2027 | 5 |  |  |  | 60.7132 | 1
| Zone | South of Lugo | 5 | Average Weekday | SCE | 1-in-10 | 2027 | 6 |  |  |  | 60.3703 | 1
| Zone | South of Lugo | 5 | Average Weekday | SCE | 1-in-10 | 2027 | 7 |  |  |  | 60.2288 | 1
| Zone | South of Lugo | 5 | Average Weekday | SCE | 1-in-10 | 2027 | 8 |  |  |  | 60.9294 | 1
| Zone | South of Lugo | 5 | Average Weekday | SCE | 1-in-10 | 2027 | 9 |  |  |  | 62.9482 | 1
| Zone | South of Lugo | 5 | Average Weekday | SCE | 1-in-10 | 2027 | 10 |  |  |  | 65.7554 | 1
| Zone | South of Lugo | 5 | Average Weekday | SCE | 1-in-10 | 2027 | 11 |  |  |  | 68.6938 | 1
| Zone | South of Lugo | 5 | Average Weekday | SCE | 1-in-10 | 2027 | 12 |  |  |  | 71.3639 | 1
| Zone | South of Lugo | 5 | Average Weekday | SCE | 1-in-10 | 2027 | 13 |  |  |  | 73.5492 | 1
| Zone | South of Lugo | 5 | Average Weekday | SCE | 1-in-10 | 2027 | 14 |  |  |  | 75.3789 | 1
| Zone | South of Lugo | 5 | Average Weekday | SCE | 1-in-10 | 2027 | 15 |  |  |  | 76.7811 | 1
| Zone | South of Lugo | 5 | Average Weekday | SCE | 1-in-10 | 2027 | 16 |  |  |  | 77.6 | 1
| Zone | South of Lugo | 5 | Average Weekday | SCE | 1-in-10 | 2027 | 17 |  |  |  | 77.8548 | 1
| Zone | South of Lugo | 5 | Average Weekday | SCE | 1-in-10 | 2027 | 18 |  |  |  | 77.2107 | 1
| Zone | South of Lugo | 5 | Average Weekday | SCE | 1-in-10 | 2027 | 19 |  |  |  | 75.8588 | 1
| Zone | South of Lugo | 5 | Average Weekday | SCE | 1-in-10 | 2027 | 20 |  |  |  | 73.7457 | 1
| Zone | South of Lugo | 5 | Average Weekday | SCE | 1-in-10 | 2027 | 21 |  |  |  | 70.633 | 1
| Zone | South of Lugo | 5 | Average Weekday | SCE | 1-in-10 | 2027 | 22 |  |  |  | 67.8287 | 1
| Zone | South of Lugo | 5 | Average Weekday | SCE | 1-in-10 | 2027 | 23 |  |  |  | 66.0136 | 1
| Zone | South of Lugo | 5 | Average Weekday | SCE | 1-in-10 | 2027 | 24 |  |  |  | 64.7075 | 1
| Zone | South of Lugo | 5 | Monthly System Peak Day | SCE | 1-in-10 | 2027 | 1 |  |  |  | 75.4321 | 1
| Zone | South of Lugo | 5 | Monthly System Peak Day | SCE | 1-in-10 | 2027 | 2 |  |  |  | 73.9658 | 1
| Zone | South of Lugo | 5 | Monthly System Peak Day | SCE | 1-in-10 | 2027 | 3 |  |  |  | 71.9892 | 1
| Zone | South of Lugo | 5 | Monthly System Peak Day | SCE | 1-in-10 | 2027 | 4 |  |  |  | 70.9163 | 1
| Zone | South of Lugo | 5 | Monthly System Peak Day | SCE | 1-in-10 | 2027 | 5 |  |  |  | 70.1583 | 1
| Zone | South of Lugo | 5 | Monthly System Peak Day | SCE | 1-in-10 | 2027 | 6 |  |  |  | 68.9408 | 1
| Zone | South of Lugo | 5 | Monthly System Peak Day | SCE | 1-in-10 | 2027 | 7 |  |  |  | 68.7504 | 1
| Zone | South of Lugo | 5 | Monthly System Peak Day | SCE | 1-in-10 | 2027 | 8 |  |  |  | 69.4196 | 1
| Zone | South of Lugo | 5 | Monthly System Peak Day | SCE | 1-in-10 | 2027 | 9 |  |  |  | 74.04 | 1
| Zone | South of Lugo | 5 | Monthly System Peak Day | SCE | 1-in-10 | 2027 | 10 |  |  |  | 80.7083 | 1
| Zone | South of Lugo | 5 | Monthly System Peak Day | SCE | 1-in-10 | 2027 | 11 |  |  |  | 86.8583 | 1
| Zone | South of Lugo | 5 | Monthly System Peak Day | SCE | 1-in-10 | 2027 | 12 |  |  |  | 90.5875 | 1
| Zone | South of Lugo | 5 | Monthly System Peak Day | SCE | 1-in-10 | 2027 | 13 |  |  |  | 93.1542 | 1
| Zone | South of Lugo | 5 | Monthly System Peak Day | SCE | 1-in-10 | 2027 | 14 |  |  |  | 94.5167 | 1
| Zone | South of Lugo | 5 | Monthly System Peak Day | SCE | 1-in-10 | 2027 | 15 |  |  |  | 96.05 | 1
| Zone | South of Lugo | 5 | Monthly System Peak Day | SCE | 1-in-10 | 2027 | 16 |  |  |  | 96.5375 | 1
| Zone | South of Lugo | 5 | Monthly System Peak Day | SCE | 1-in-10 | 2027 | 17 |  |  |  | 96.4417 | 1
| Zone | South of Lugo | 5 | Monthly System Peak Day | SCE | 1-in-10 | 2027 | 18 |  |  |  | 95.3792 | 1
| Zone | South of Lugo | 5 | Monthly System Peak Day | SCE | 1-in-10 | 2027 | 19 |  |  |  | 94.4625 | 1
| Zone | South of Lugo | 5 | Monthly System Peak Day | SCE | 1-in-10 | 2027 | 20 |  |  |  | 91.6125 | 1
| Zone | South of Lugo | 5 | Monthly System Peak Day | SCE | 1-in-10 | 2027 | 21 |  |  |  | 87.3083 | 1
| Zone | South of Lugo | 5 | Monthly System Peak Day | SCE | 1-in-10 | 2027 | 22 |  |  |  | 83.1583 | 1
| Zone | South of Lugo | 5 | Monthly System Peak Day | SCE | 1-in-10 | 2027 | 23 |  |  |  | 80.6958 | 1
| Zone | South of Lugo | 5 | Monthly System Peak Day | SCE | 1-in-10 | 2027 | 24 |  |  |  | 78.2358 | 1
| Zone | South of Lugo | 6 | Average Weekday | SCE | 1-in-10 | 2027 | 1 |  |  |  | 68.1974 | 1
| Zone | South of Lugo | 6 | Average Weekday | SCE | 1-in-10 | 2027 | 2 |  |  |  | 67.4474 | 1
| Zone | South of Lugo | 6 | Average Weekday | SCE | 1-in-10 | 2027 | 3 |  |  |  | 66.798 | 1
| Zone | South of Lugo | 6 | Average Weekday | SCE | 1-in-10 | 2027 | 4 |  |  |  | 66.2248 | 1
| Zone | South of Lugo | 6 | Average Weekday | SCE | 1-in-10 | 2027 | 5 |  |  |  | 65.7795 | 1
| Zone | South of Lugo | 6 | Average Weekday | SCE | 1-in-10 | 2027 | 6 |  |  |  | 65.4266 | 1
| Zone | South of Lugo | 6 | Average Weekday | SCE | 1-in-10 | 2027 | 7 |  |  |  | 65.2137 | 1
| Zone | South of Lugo | 6 | Average Weekday | SCE | 1-in-10 | 2027 | 8 |  |  |  | 65.9904 | 1
| Zone | South of Lugo | 6 | Average Weekday | SCE | 1-in-10 | 2027 | 9 |  |  |  | 67.8836 | 1
| Zone | South of Lugo | 6 | Average Weekday | SCE | 1-in-10 | 2027 | 10 |  |  |  | 70.8703 | 1
| Zone | South of Lugo | 6 | Average Weekday | SCE | 1-in-10 | 2027 | 11 |  |  |  | 74.0727 | 1
| Zone | South of Lugo | 6 | Average Weekday | SCE | 1-in-10 | 2027 | 12 |  |  |  | 77.1926 | 1
| Zone | South of Lugo | 6 | Average Weekday | SCE | 1-in-10 | 2027 | 13 |  |  |  | 79.5914 | 1
| Zone | South of Lugo | 6 | Average Weekday | SCE | 1-in-10 | 2027 | 14 |  |  |  | 81.2857 | 1
| Zone | South of Lugo | 6 | Average Weekday | SCE | 1-in-10 | 2027 | 15 |  |  |  | 82.4491 | 1
| Zone | South of Lugo | 6 | Average Weekday | SCE | 1-in-10 | 2027 | 16 |  |  |  | 83.1785 | 1
| Zone | South of Lugo | 6 | Average Weekday | SCE | 1-in-10 | 2027 | 17 |  |  |  | 83.0988 | 1
| Zone | South of Lugo | 6 | Average Weekday | SCE | 1-in-10 | 2027 | 18 |  |  |  | 82.3115 | 1
| Zone | South of Lugo | 6 | Average Weekday | SCE | 1-in-10 | 2027 | 19 |  |  |  | 80.9067 | 1
| Zone | South of Lugo | 6 | Average Weekday | SCE | 1-in-10 | 2027 | 20 |  |  |  | 78.6574 | 1
| Zone | South of Lugo | 6 | Average Weekday | SCE | 1-in-10 | 2027 | 21 |  |  |  | 75.6723 | 1
| Zone | South of Lugo | 6 | Average Weekday | SCE | 1-in-10 | 2027 | 22 |  |  |  | 72.5495 | 1
| Zone | South of Lugo | 6 | Average Weekday | SCE | 1-in-10 | 2027 | 23 |  |  |  | 70.5754 | 1
| Zone | South of Lugo | 6 | Average Weekday | SCE | 1-in-10 | 2027 | 24 |  |  |  | 69.3238 | 1
| Zone | South of Lugo | 6 | Monthly System Peak Day | SCE | 1-in-10 | 2027 | 1 |  |  |  | 77.3104 | 1
| Zone | South of Lugo | 6 | Monthly System Peak Day | SCE | 1-in-10 | 2027 | 2 |  |  |  | 75.7337 | 1
| Zone | South of Lugo | 6 | Monthly System Peak Day | SCE | 1-in-10 | 2027 | 3 |  |  |  | 74.2558 | 1
| Zone | South of Lugo | 6 | Monthly System Peak Day | SCE | 1-in-10 | 2027 | 4 |  |  |  | 73.6021 | 1
| Zone | South of Lugo | 6 | Monthly System Peak Day | SCE | 1-in-10 | 2027 | 5 |  |  |  | 72.4508 | 1
| Zone | South of Lugo | 6 | Monthly System Peak Day | SCE | 1-in-10 | 2027 | 6 |  |  |  | 71.5633 | 1
| Zone | South of Lugo | 6 | Monthly System Peak Day | SCE | 1-in-10 | 2027 | 7 |  |  |  | 70.7763 | 1
| Zone | South of Lugo | 6 | Monthly System Peak Day | SCE | 1-in-10 | 2027 | 8 |  |  |  | 72.3667 | 1
| Zone | South of Lugo | 6 | Monthly System Peak Day | SCE | 1-in-10 | 2027 | 9 |  |  |  | 76.6954 | 1
| Zone | South of Lugo | 6 | Monthly System Peak Day | SCE | 1-in-10 | 2027 | 10 |  |  |  | 82.8858 | 1
| Zone | South of Lugo | 6 | Monthly System Peak Day | SCE | 1-in-10 | 2027 | 11 |  |  |  | 87.9975 | 1
| Zone | South of Lugo | 6 | Monthly System Peak Day | SCE | 1-in-10 | 2027 | 12 |  |  |  | 91.6012 | 1
| Zone | South of Lugo | 6 | Monthly System Peak Day | SCE | 1-in-10 | 2027 | 13 |  |  |  | 92.8838 | 1
| Zone | South of Lugo | 6 | Monthly System Peak Day | SCE | 1-in-10 | 2027 | 14 |  |  |  | 94.1846 | 1
| Zone | South of Lugo | 6 | Monthly System Peak Day | SCE | 1-in-10 | 2027 | 15 |  |  |  | 95.4146 | 1
| Zone | South of Lugo | 6 | Monthly System Peak Day | SCE | 1-in-10 | 2027 | 16 |  |  |  | 96.8875 | 1
| Zone | South of Lugo | 6 | Monthly System Peak Day | SCE | 1-in-10 | 2027 | 17 |  |  |  | 97.35 | 1
| Zone | South of Lugo | 6 | Monthly System Peak Day | SCE | 1-in-10 | 2027 | 18 |  |  |  | 96.4667 | 1
| Zone | South of Lugo | 6 | Monthly System Peak Day | SCE | 1-in-10 | 2027 | 19 |  |  |  | 94.025 | 1
| Zone | South of Lugo | 6 | Monthly System Peak Day | SCE | 1-in-10 | 2027 | 20 |  |  |  | 88.8067 | 1
| Zone | South of Lugo | 6 | Monthly System Peak Day | SCE | 1-in-10 | 2027 | 21 |  |  |  | 84.6787 | 1
| Zone | South of Lugo | 6 | Monthly System Peak Day | SCE | 1-in-10 | 2027 | 22 |  |  |  | 81.0933 | 1
| Zone | South of Lugo | 6 | Monthly System Peak Day | SCE | 1-in-10 | 2027 | 23 |  |  |  | 77.7233 | 1
| Zone | South of Lugo | 6 | Monthly System Peak Day | SCE | 1-in-10 | 2027 | 24 |  |  |  | 75.3388 | 1
| Zone | South of Lugo | 7 | Average Weekday | SCE | 1-in-10 | 2027 | 1 |  |  |  | 73.2748 | 1
| Zone | South of Lugo | 7 | Average Weekday | SCE | 1-in-10 | 2027 | 2 |  |  |  | 72.448 | 1
| Zone | South of Lugo | 7 | Average Weekday | SCE | 1-in-10 | 2027 | 3 |  |  |  | 71.6747 | 1
| Zone | South of Lugo | 7 | Average Weekday | SCE | 1-in-10 | 2027 | 4 |  |  |  | 71.1028 | 1
| Zone | South of Lugo | 7 | Average Weekday | SCE | 1-in-10 | 2027 | 5 |  |  |  | 70.6155 | 1
| Zone | South of Lugo | 7 | Average Weekday | SCE | 1-in-10 | 2027 | 6 |  |  |  | 70.2457 | 1
| Zone | South of Lugo | 7 | Average Weekday | SCE | 1-in-10 | 2027 | 7 |  |  |  | 70.057 | 1
| Zone | South of Lugo | 7 | Average Weekday | SCE | 1-in-10 | 2027 | 8 |  |  |  | 70.6914 | 1
| Zone | South of Lugo | 7 | Average Weekday | SCE | 1-in-10 | 2027 | 9 |  |  |  | 73.0913 | 1
| Zone | South of Lugo | 7 | Average Weekday | SCE | 1-in-10 | 2027 | 10 |  |  |  | 76.3755 | 1
| Zone | South of Lugo | 7 | Average Weekday | SCE | 1-in-10 | 2027 | 11 |  |  |  | 79.8781 | 1
| Zone | South of Lugo | 7 | Average Weekday | SCE | 1-in-10 | 2027 | 12 |  |  |  | 83.1077 | 1
| Zone | South of Lugo | 7 | Average Weekday | SCE | 1-in-10 | 2027 | 13 |  |  |  | 85.4249 | 1
| Zone | South of Lugo | 7 | Average Weekday | SCE | 1-in-10 | 2027 | 14 |  |  |  | 87.0578 | 1
| Zone | South of Lugo | 7 | Average Weekday | SCE | 1-in-10 | 2027 | 15 |  |  |  | 88.2055 | 1
| Zone | South of Lugo | 7 | Average Weekday | SCE | 1-in-10 | 2027 | 16 |  |  |  | 88.8228 | 1
| Zone | South of Lugo | 7 | Average Weekday | SCE | 1-in-10 | 2027 | 17 |  |  |  | 88.8724 | 1
| Zone | South of Lugo | 7 | Average Weekday | SCE | 1-in-10 | 2027 | 18 |  |  |  | 88.0513 | 1
| Zone | South of Lugo | 7 | Average Weekday | SCE | 1-in-10 | 2027 | 19 |  |  |  | 86.5336 | 1
| Zone | South of Lugo | 7 | Average Weekday | SCE | 1-in-10 | 2027 | 20 |  |  |  | 84.1525 | 1
| Zone | South of Lugo | 7 | Average Weekday | SCE | 1-in-10 | 2027 | 21 |  |  |  | 80.9126 | 1
| Zone | South of Lugo | 7 | Average Weekday | SCE | 1-in-10 | 2027 | 22 |  |  |  | 77.7621 | 1
| Zone | South of Lugo | 7 | Average Weekday | SCE | 1-in-10 | 2027 | 23 |  |  |  | 75.8771 | 1
| Zone | South of Lugo | 7 | Average Weekday | SCE | 1-in-10 | 2027 | 24 |  |  |  | 74.689 | 1
| Zone | South of Lugo | 7 | Monthly System Peak Day | SCE | 1-in-10 | 2027 | 1 |  |  |  | 77.6923 | 1
| Zone | South of Lugo | 7 | Monthly System Peak Day | SCE | 1-in-10 | 2027 | 2 |  |  |  | 75.7504 | 1
| Zone | South of Lugo | 7 | Monthly System Peak Day | SCE | 1-in-10 | 2027 | 3 |  |  |  | 74.2777 | 1
| Zone | South of Lugo | 7 | Monthly System Peak Day | SCE | 1-in-10 | 2027 | 4 |  |  |  | 73.6715 | 1
| Zone | South of Lugo | 7 | Monthly System Peak Day | SCE | 1-in-10 | 2027 | 5 |  |  |  | 73.0354 | 1
| Zone | South of Lugo | 7 | Monthly System Peak Day | SCE | 1-in-10 | 2027 | 6 |  |  |  | 72.7562 | 1
| Zone | South of Lugo | 7 | Monthly System Peak Day | SCE | 1-in-10 | 2027 | 7 |  |  |  | 72.8565 | 1
| Zone | South of Lugo | 7 | Monthly System Peak Day | SCE | 1-in-10 | 2027 | 8 |  |  |  | 73.73 | 1
| Zone | South of Lugo | 7 | Monthly System Peak Day | SCE | 1-in-10 | 2027 | 9 |  |  |  | 77.7808 | 1
| Zone | South of Lugo | 7 | Monthly System Peak Day | SCE | 1-in-10 | 2027 | 10 |  |  |  | 83.1231 | 1
| Zone | South of Lugo | 7 | Monthly System Peak Day | SCE | 1-in-10 | 2027 | 11 |  |  |  | 89.0077 | 1
| Zone | South of Lugo | 7 | Monthly System Peak Day | SCE | 1-in-10 | 2027 | 12 |  |  |  | 94.2423 | 1
| Zone | South of Lugo | 7 | Monthly System Peak Day | SCE | 1-in-10 | 2027 | 13 |  |  |  | 97.8 | 1
| Zone | South of Lugo | 7 | Monthly System Peak Day | SCE | 1-in-10 | 2027 | 14 |  |  |  | 100.9 | 1
| Zone | South of Lugo | 7 | Monthly System Peak Day | SCE | 1-in-10 | 2027 | 15 |  |  |  | 104.1192 | 1
| Zone | South of Lugo | 7 | Monthly System Peak Day | SCE | 1-in-10 | 2027 | 16 |  |  |  | 105.9077 | 1
| Zone | South of Lugo | 7 | Monthly System Peak Day | SCE | 1-in-10 | 2027 | 17 |  |  |  | 106.2423 | 1
| Zone | South of Lugo | 7 | Monthly System Peak Day | SCE | 1-in-10 | 2027 | 18 |  |  |  | 105.65 | 1
| Zone | South of Lugo | 7 | Monthly System Peak Day | SCE | 1-in-10 | 2027 | 19 |  |  |  | 103.9692 | 1
| Zone | South of Lugo | 7 | Monthly System Peak Day | SCE | 1-in-10 | 2027 | 20 |  |  |  | 101.2 | 1
| Zone | South of Lugo | 7 | Monthly System Peak Day | SCE | 1-in-10 | 2027 | 21 |  |  |  | 98.1538 | 1
| Zone | South of Lugo | 7 | Monthly System Peak Day | SCE | 1-in-10 | 2027 | 22 |  |  |  | 93.2038 | 1
| Zone | South of Lugo | 7 | Monthly System Peak Day | SCE | 1-in-10 | 2027 | 23 |  |  |  | 88.0885 | 1
| Zone | South of Lugo | 7 | Monthly System Peak Day | SCE | 1-in-10 | 2027 | 24 |  |  |  | 85.6577 | 1
| Zone | South of Lugo | 8 | Average Weekday | SCE | 1-in-10 | 2027 | 1 |  |  |  | 73.7248 | 1
| Zone | South of Lugo | 8 | Average Weekday | SCE | 1-in-10 | 2027 | 2 |  |  |  | 72.8229 | 1
| Zone | South of Lugo | 8 | Average Weekday | SCE | 1-in-10 | 2027 | 3 |  |  |  | 72.0753 | 1
| Zone | South of Lugo | 8 | Average Weekday | SCE | 1-in-10 | 2027 | 4 |  |  |  | 71.4533 | 1
| Zone | South of Lugo | 8 | Average Weekday | SCE | 1-in-10 | 2027 | 5 |  |  |  | 70.9248 | 1
| Zone | South of Lugo | 8 | Average Weekday | SCE | 1-in-10 | 2027 | 6 |  |  |  | 70.4786 | 1
| Zone | South of Lugo | 8 | Average Weekday | SCE | 1-in-10 | 2027 | 7 |  |  |  | 70.2013 | 1
| Zone | South of Lugo | 8 | Average Weekday | SCE | 1-in-10 | 2027 | 8 |  |  |  | 70.2891 | 1
| Zone | South of Lugo | 8 | Average Weekday | SCE | 1-in-10 | 2027 | 9 |  |  |  | 72.2673 | 1
| Zone | South of Lugo | 8 | Average Weekday | SCE | 1-in-10 | 2027 | 10 |  |  |  | 75.3581 | 1
| Zone | South of Lugo | 8 | Average Weekday | SCE | 1-in-10 | 2027 | 11 |  |  |  | 78.8164 | 1
| Zone | South of Lugo | 8 | Average Weekday | SCE | 1-in-10 | 2027 | 12 |  |  |  | 82.3242 | 1
| Zone | South of Lugo | 8 | Average Weekday | SCE | 1-in-10 | 2027 | 13 |  |  |  | 84.8821 | 1
| Zone | South of Lugo | 8 | Average Weekday | SCE | 1-in-10 | 2027 | 14 |  |  |  | 86.7905 | 1
| Zone | South of Lugo | 8 | Average Weekday | SCE | 1-in-10 | 2027 | 15 |  |  |  | 88.0885 | 1
| Zone | South of Lugo | 8 | Average Weekday | SCE | 1-in-10 | 2027 | 16 |  |  |  | 88.4443 | 1
| Zone | South of Lugo | 8 | Average Weekday | SCE | 1-in-10 | 2027 | 17 |  |  |  | 88.2695 | 1
| Zone | South of Lugo | 8 | Average Weekday | SCE | 1-in-10 | 2027 | 18 |  |  |  | 87.4322 | 1
| Zone | South of Lugo | 8 | Average Weekday | SCE | 1-in-10 | 2027 | 19 |  |  |  | 85.7853 | 1
| Zone | South of Lugo | 8 | Average Weekday | SCE | 1-in-10 | 2027 | 20 |  |  |  | 83.1838 | 1
| Zone | South of Lugo | 8 | Average Weekday | SCE | 1-in-10 | 2027 | 21 |  |  |  | 79.75 | 1
| Zone | South of Lugo | 8 | Average Weekday | SCE | 1-in-10 | 2027 | 22 |  |  |  | 77.0841 | 1
| Zone | South of Lugo | 8 | Average Weekday | SCE | 1-in-10 | 2027 | 23 |  |  |  | 75.6476 | 1
| Zone | South of Lugo | 8 | Average Weekday | SCE | 1-in-10 | 2027 | 24 |  |  |  | 74.6572 | 1
| Zone | South of Lugo | 8 | Monthly System Peak Day | SCE | 1-in-10 | 2027 | 1 |  |  |  | 79.7023 | 1
| Zone | South of Lugo | 8 | Monthly System Peak Day | SCE | 1-in-10 | 2027 | 2 |  |  |  | 78.6038 | 1
| Zone | South of Lugo | 8 | Monthly System Peak Day | SCE | 1-in-10 | 2027 | 3 |  |  |  | 77.6408 | 1
| Zone | South of Lugo | 8 | Monthly System Peak Day | SCE | 1-in-10 | 2027 | 4 |  |  |  | 76.7208 | 1
| Zone | South of Lugo | 8 | Monthly System Peak Day | SCE | 1-in-10 | 2027 | 5 |  |  |  | 75.6773 | 1
| Zone | South of Lugo | 8 | Monthly System Peak Day | SCE | 1-in-10 | 2027 | 6 |  |  |  | 74.87 | 1
| Zone | South of Lugo | 8 | Monthly System Peak Day | SCE | 1-in-10 | 2027 | 7 |  |  |  | 74.2158 | 1
| Zone | South of Lugo | 8 | Monthly System Peak Day | SCE | 1-in-10 | 2027 | 8 |  |  |  | 74.5485 | 1
| Zone | South of Lugo | 8 | Monthly System Peak Day | SCE | 1-in-10 | 2027 | 9 |  |  |  | 77.4577 | 1
| Zone | South of Lugo | 8 | Monthly System Peak Day | SCE | 1-in-10 | 2027 | 10 |  |  |  | 82.35 | 1
| Zone | South of Lugo | 8 | Monthly System Peak Day | SCE | 1-in-10 | 2027 | 11 |  |  |  | 88.3962 | 1
| Zone | South of Lugo | 8 | Monthly System Peak Day | SCE | 1-in-10 | 2027 | 12 |  |  |  | 92.0308 | 1
| Zone | South of Lugo | 8 | Monthly System Peak Day | SCE | 1-in-10 | 2027 | 13 |  |  |  | 93.3885 | 1
| Zone | South of Lugo | 8 | Monthly System Peak Day | SCE | 1-in-10 | 2027 | 14 |  |  |  | 94.4846 | 1
| Zone | South of Lugo | 8 | Monthly System Peak Day | SCE | 1-in-10 | 2027 | 15 |  |  |  | 95.9308 | 1
| Zone | South of Lugo | 8 | Monthly System Peak Day | SCE | 1-in-10 | 2027 | 16 |  |  |  | 97.4654 | 1
| Zone | South of Lugo | 8 | Monthly System Peak Day | SCE | 1-in-10 | 2027 | 17 |  |  |  | 97.7308 | 1
| Zone | South of Lugo | 8 | Monthly System Peak Day | SCE | 1-in-10 | 2027 | 18 |  |  |  | 96.85 | 1
| Zone | South of Lugo | 8 | Monthly System Peak Day | SCE | 1-in-10 | 2027 | 19 |  |  |  | 95.1846 | 1
| Zone | South of Lugo | 8 | Monthly System Peak Day | SCE | 1-in-10 | 2027 | 20 |  |  |  | 92.1538 | 1
| Zone | South of Lugo | 8 | Monthly System Peak Day | SCE | 1-in-10 | 2027 | 21 |  |  |  | 88.5731 | 1
| Zone | South of Lugo | 8 | Monthly System Peak Day | SCE | 1-in-10 | 2027 | 22 |  |  |  | 85.1115 | 1
| Zone | South of Lugo | 8 | Monthly System Peak Day | SCE | 1-in-10 | 2027 | 23 |  |  |  | 82.8692 | 1
| Zone | South of Lugo | 8 | Monthly System Peak Day | SCE | 1-in-10 | 2027 | 24 |  |  |  | 81.6923 | 1
| Zone | South of Lugo | 8 | Typical Event Day | SCE | 1-in-10 | 2027 | 1 |  |  |  | 78.3372 | 1
| Zone | South of Lugo | 8 | Typical Event Day | SCE | 1-in-10 | 2027 | 2 |  |  |  | 76.9656 | 1
| Zone | South of Lugo | 8 | Typical Event Day | SCE | 1-in-10 | 2027 | 3 |  |  |  | 75.7092 | 1
| Zone | South of Lugo | 8 | Typical Event Day | SCE | 1-in-10 | 2027 | 4 |  |  |  | 75.1885 | 1
| Zone | South of Lugo | 8 | Typical Event Day | SCE | 1-in-10 | 2027 | 5 |  |  |  | 74.369 | 1
| Zone | South of Lugo | 8 | Typical Event Day | SCE | 1-in-10 | 2027 | 6 |  |  |  | 73.8999 | 1
| Zone | South of Lugo | 8 | Typical Event Day | SCE | 1-in-10 | 2027 | 7 |  |  |  | 73.5392 | 1
| Zone | South of Lugo | 8 | Typical Event Day | SCE | 1-in-10 | 2027 | 8 |  |  |  | 74.2582 | 1
| Zone | South of Lugo | 8 | Typical Event Day | SCE | 1-in-10 | 2027 | 9 |  |  |  | 77.5992 | 1
| Zone | South of Lugo | 8 | Typical Event Day | SCE | 1-in-10 | 2027 | 10 |  |  |  | 82.6605 | 1
| Zone | South of Lugo | 8 | Typical Event Day | SCE | 1-in-10 | 2027 | 11 |  |  |  | 88.2412 | 1
| Zone | South of Lugo | 8 | Typical Event Day | SCE | 1-in-10 | 2027 | 12 |  |  |  | 92.3743 | 1
| Zone | South of Lugo | 8 | Typical Event Day | SCE | 1-in-10 | 2027 | 13 |  |  |  | 94.8318 | 1
| Zone | South of Lugo | 8 | Typical Event Day | SCE | 1-in-10 | 2027 | 14 |  |  |  | 96.8484 | 1
| Zone | South of Lugo | 8 | Typical Event Day | SCE | 1-in-10 | 2027 | 15 |  |  |  | 98.6966 | 1
| Zone | South of Lugo | 8 | Typical Event Day | SCE | 1-in-10 | 2027 | 16 |  |  |  | 99.9769 | 1
| Zone | South of Lugo | 8 | Typical Event Day | SCE | 1-in-10 | 2027 | 17 |  |  |  | 100.3817 | 1
| Zone | South of Lugo | 8 | Typical Event Day | SCE | 1-in-10 | 2027 | 18 |  |  |  | 99.4721 | 1
| Zone | South of Lugo | 8 | Typical Event Day | SCE | 1-in-10 | 2027 | 19 |  |  |  | 97.474 | 1
| Zone | South of Lugo | 8 | Typical Event Day | SCE | 1-in-10 | 2027 | 20 |  |  |  | 93.8717 | 1
| Zone | South of Lugo | 8 | Typical Event Day | SCE | 1-in-10 | 2027 | 21 |  |  |  | 90.2264 | 1
| Zone | South of Lugo | 8 | Typical Event Day | SCE | 1-in-10 | 2027 | 22 |  |  |  | 86.9024 | 1
| Zone | South of Lugo | 8 | Typical Event Day | SCE | 1-in-10 | 2027 | 23 |  |  |  | 84.0013 | 1
| Zone | South of Lugo | 8 | Typical Event Day | SCE | 1-in-10 | 2027 | 24 |  |  |  | 82.0521 | 1
| Zone | South of Lugo | 9 | Average Weekday | SCE | 1-in-10 | 2027 | 1 |  |  |  | 73.2512 | 1
| Zone | South of Lugo | 9 | Average Weekday | SCE | 1-in-10 | 2027 | 2 |  |  |  | 72.3685 | 1
| Zone | South of Lugo | 9 | Average Weekday | SCE | 1-in-10 | 2027 | 3 |  |  |  | 71.6295 | 1
| Zone | South of Lugo | 9 | Average Weekday | SCE | 1-in-10 | 2027 | 4 |  |  |  | 70.9846 | 1
| Zone | South of Lugo | 9 | Average Weekday | SCE | 1-in-10 | 2027 | 5 |  |  |  | 70.4271 | 1
| Zone | South of Lugo | 9 | Average Weekday | SCE | 1-in-10 | 2027 | 6 |  |  |  | 69.9244 | 1
| Zone | South of Lugo | 9 | Average Weekday | SCE | 1-in-10 | 2027 | 7 |  |  |  | 69.5541 | 1
| Zone | South of Lugo | 9 | Average Weekday | SCE | 1-in-10 | 2027 | 8 |  |  |  | 69.361 | 1
| Zone | South of Lugo | 9 | Average Weekday | SCE | 1-in-10 | 2027 | 9 |  |  |  | 70.7113 | 1
| Zone | South of Lugo | 9 | Average Weekday | SCE | 1-in-10 | 2027 | 10 |  |  |  | 73.6147 | 1
| Zone | South of Lugo | 9 | Average Weekday | SCE | 1-in-10 | 2027 | 11 |  |  |  | 77.1101 | 1
| Zone | South of Lugo | 9 | Average Weekday | SCE | 1-in-10 | 2027 | 12 |  |  |  | 80.43 | 1
| Zone | South of Lugo | 9 | Average Weekday | SCE | 1-in-10 | 2027 | 13 |  |  |  | 83.0984 | 1
| Zone | South of Lugo | 9 | Average Weekday | SCE | 1-in-10 | 2027 | 14 |  |  |  | 84.9046 | 1
| Zone | South of Lugo | 9 | Average Weekday | SCE | 1-in-10 | 2027 | 15 |  |  |  | 86.2075 | 1
| Zone | South of Lugo | 9 | Average Weekday | SCE | 1-in-10 | 2027 | 16 |  |  |  | 86.7527 | 1
| Zone | South of Lugo | 9 | Average Weekday | SCE | 1-in-10 | 2027 | 17 |  |  |  | 86.7156 | 1
| Zone | South of Lugo | 9 | Average Weekday | SCE | 1-in-10 | 2027 | 18 |  |  |  | 85.846 | 1
| Zone | South of Lugo | 9 | Average Weekday | SCE | 1-in-10 | 2027 | 19 |  |  |  | 84.0648 | 1
| Zone | South of Lugo | 9 | Average Weekday | SCE | 1-in-10 | 2027 | 20 |  |  |  | 81.1436 | 1
| Zone | South of Lugo | 9 | Average Weekday | SCE | 1-in-10 | 2027 | 21 |  |  |  | 78.0516 | 1
| Zone | South of Lugo | 9 | Average Weekday | SCE | 1-in-10 | 2027 | 22 |  |  |  | 76.2339 | 1
| Zone | South of Lugo | 9 | Average Weekday | SCE | 1-in-10 | 2027 | 23 |  |  |  | 74.88 | 1
| Zone | South of Lugo | 9 | Average Weekday | SCE | 1-in-10 | 2027 | 24 |  |  |  | 73.7799 | 1
| Zone | South of Lugo | 9 | Monthly System Peak Day | SCE | 1-in-10 | 2027 | 1 |  |  |  | 79.1115 | 1
| Zone | South of Lugo | 9 | Monthly System Peak Day | SCE | 1-in-10 | 2027 | 2 |  |  |  | 78.2385 | 1
| Zone | South of Lugo | 9 | Monthly System Peak Day | SCE | 1-in-10 | 2027 | 3 |  |  |  | 77.1231 | 1
| Zone | South of Lugo | 9 | Monthly System Peak Day | SCE | 1-in-10 | 2027 | 4 |  |  |  | 77.1731 | 1
| Zone | South of Lugo | 9 | Monthly System Peak Day | SCE | 1-in-10 | 2027 | 5 |  |  |  | 76.7038 | 1
| Zone | South of Lugo | 9 | Monthly System Peak Day | SCE | 1-in-10 | 2027 | 6 |  |  |  | 76.7885 | 1
| Zone | South of Lugo | 9 | Monthly System Peak Day | SCE | 1-in-10 | 2027 | 7 |  |  |  | 76.7077 | 1
| Zone | South of Lugo | 9 | Monthly System Peak Day | SCE | 1-in-10 | 2027 | 8 |  |  |  | 76.9 | 1
| Zone | South of Lugo | 9 | Monthly System Peak Day | SCE | 1-in-10 | 2027 | 9 |  |  |  | 79.1115 | 1
| Zone | South of Lugo | 9 | Monthly System Peak Day | SCE | 1-in-10 | 2027 | 10 |  |  |  | 83.05 | 1
| Zone | South of Lugo | 9 | Monthly System Peak Day | SCE | 1-in-10 | 2027 | 11 |  |  |  | 88.3115 | 1
| Zone | South of Lugo | 9 | Monthly System Peak Day | SCE | 1-in-10 | 2027 | 12 |  |  |  | 92.3423 | 1
| Zone | South of Lugo | 9 | Monthly System Peak Day | SCE | 1-in-10 | 2027 | 13 |  |  |  | 96.1461 | 1
| Zone | South of Lugo | 9 | Monthly System Peak Day | SCE | 1-in-10 | 2027 | 14 |  |  |  | 98.7692 | 1
| Zone | South of Lugo | 9 | Monthly System Peak Day | SCE | 1-in-10 | 2027 | 15 |  |  |  | 100.2462 | 1
| Zone | South of Lugo | 9 | Monthly System Peak Day | SCE | 1-in-10 | 2027 | 16 |  |  |  | 100.45 | 1
| Zone | South of Lugo | 9 | Monthly System Peak Day | SCE | 1-in-10 | 2027 | 17 |  |  |  | 100.8692 | 1
| Zone | South of Lugo | 9 | Monthly System Peak Day | SCE | 1-in-10 | 2027 | 18 |  |  |  | 99.5692 | 1
| Zone | South of Lugo | 9 | Monthly System Peak Day | SCE | 1-in-10 | 2027 | 19 |  |  |  | 97.3731 | 1
| Zone | South of Lugo | 9 | Monthly System Peak Day | SCE | 1-in-10 | 2027 | 20 |  |  |  | 94.2192 | 1
| Zone | South of Lugo | 9 | Monthly System Peak Day | SCE | 1-in-10 | 2027 | 21 |  |  |  | 90.4231 | 1
| Zone | South of Lugo | 9 | Monthly System Peak Day | SCE | 1-in-10 | 2027 | 22 |  |  |  | 89.0269 | 1
| Zone | South of Lugo | 9 | Monthly System Peak Day | SCE | 1-in-10 | 2027 | 23 |  |  |  | 88.0077 | 1
| Zone | South of Lugo | 9 | Monthly System Peak Day | SCE | 1-in-10 | 2027 | 24 |  |  |  | 86.1 | 1
| Zone | South of Lugo | 10 | Average Weekday | SCE | 1-in-10 | 2027 | 1 |  |  |  | 69.762 | 1
| Zone | South of Lugo | 10 | Average Weekday | SCE | 1-in-10 | 2027 | 2 |  |  |  | 68.8745 | 1
| Zone | South of Lugo | 10 | Average Weekday | SCE | 1-in-10 | 2027 | 3 |  |  |  | 68.1604 | 1
| Zone | South of Lugo | 10 | Average Weekday | SCE | 1-in-10 | 2027 | 4 |  |  |  | 67.4921 | 1
| Zone | South of Lugo | 10 | Average Weekday | SCE | 1-in-10 | 2027 | 5 |  |  |  | 66.8849 | 1
| Zone | South of Lugo | 10 | Average Weekday | SCE | 1-in-10 | 2027 | 6 |  |  |  | 66.4737 | 1
| Zone | South of Lugo | 10 | Average Weekday | SCE | 1-in-10 | 2027 | 7 |  |  |  | 66.0452 | 1
| Zone | South of Lugo | 10 | Average Weekday | SCE | 1-in-10 | 2027 | 8 |  |  |  | 65.7944 | 1
| Zone | South of Lugo | 10 | Average Weekday | SCE | 1-in-10 | 2027 | 9 |  |  |  | 66.4184 | 1
| Zone | South of Lugo | 10 | Average Weekday | SCE | 1-in-10 | 2027 | 10 |  |  |  | 69.4546 | 1
| Zone | South of Lugo | 10 | Average Weekday | SCE | 1-in-10 | 2027 | 11 |  |  |  | 73.0169 | 1
| Zone | South of Lugo | 10 | Average Weekday | SCE | 1-in-10 | 2027 | 12 |  |  |  | 76.5501 | 1
| Zone | South of Lugo | 10 | Average Weekday | SCE | 1-in-10 | 2027 | 13 |  |  |  | 79.3305 | 1
| Zone | South of Lugo | 10 | Average Weekday | SCE | 1-in-10 | 2027 | 14 |  |  |  | 81.3196 | 1
| Zone | South of Lugo | 10 | Average Weekday | SCE | 1-in-10 | 2027 | 15 |  |  |  | 82.45 | 1
| Zone | South of Lugo | 10 | Average Weekday | SCE | 1-in-10 | 2027 | 16 |  |  |  | 82.92 | 1
| Zone | South of Lugo | 10 | Average Weekday | SCE | 1-in-10 | 2027 | 17 |  |  |  | 82.7609 | 1
| Zone | South of Lugo | 10 | Average Weekday | SCE | 1-in-10 | 2027 | 18 |  |  |  | 82.0538 | 1
| Zone | South of Lugo | 10 | Average Weekday | SCE | 1-in-10 | 2027 | 19 |  |  |  | 80.0614 | 1
| Zone | South of Lugo | 10 | Average Weekday | SCE | 1-in-10 | 2027 | 20 |  |  |  | 76.8669 | 1
| Zone | South of Lugo | 10 | Average Weekday | SCE | 1-in-10 | 2027 | 21 |  |  |  | 74.5837 | 1
| Zone | South of Lugo | 10 | Average Weekday | SCE | 1-in-10 | 2027 | 22 |  |  |  | 73.102 | 1
| Zone | South of Lugo | 10 | Average Weekday | SCE | 1-in-10 | 2027 | 23 |  |  |  | 71.9026 | 1
| Zone | South of Lugo | 10 | Average Weekday | SCE | 1-in-10 | 2027 | 24 |  |  |  | 70.842 | 1
| Zone | South of Lugo | 10 | Monthly System Peak Day | SCE | 1-in-10 | 2027 | 1 |  |  |  | 81.9167 | 1
| Zone | South of Lugo | 10 | Monthly System Peak Day | SCE | 1-in-10 | 2027 | 2 |  |  |  | 81.9833 | 1
| Zone | South of Lugo | 10 | Monthly System Peak Day | SCE | 1-in-10 | 2027 | 3 |  |  |  | 81.1 | 1
| Zone | South of Lugo | 10 | Monthly System Peak Day | SCE | 1-in-10 | 2027 | 4 |  |  |  | 81.6267 | 1
| Zone | South of Lugo | 10 | Monthly System Peak Day | SCE | 1-in-10 | 2027 | 5 |  |  |  | 81.8983 | 1
| Zone | South of Lugo | 10 | Monthly System Peak Day | SCE | 1-in-10 | 2027 | 6 |  |  |  | 82.3554 | 1
| Zone | South of Lugo | 10 | Monthly System Peak Day | SCE | 1-in-10 | 2027 | 7 |  |  |  | 81.9092 | 1
| Zone | South of Lugo | 10 | Monthly System Peak Day | SCE | 1-in-10 | 2027 | 8 |  |  |  | 81.69 | 1
| Zone | South of Lugo | 10 | Monthly System Peak Day | SCE | 1-in-10 | 2027 | 9 |  |  |  | 82.0533 | 1
| Zone | South of Lugo | 10 | Monthly System Peak Day | SCE | 1-in-10 | 2027 | 10 |  |  |  | 84.6842 | 1
| Zone | South of Lugo | 10 | Monthly System Peak Day | SCE | 1-in-10 | 2027 | 11 |  |  |  | 87.9 | 1
| Zone | South of Lugo | 10 | Monthly System Peak Day | SCE | 1-in-10 | 2027 | 12 |  |  |  | 92.2042 | 1
| Zone | South of Lugo | 10 | Monthly System Peak Day | SCE | 1-in-10 | 2027 | 13 |  |  |  | 96.4208 | 1
| Zone | South of Lugo | 10 | Monthly System Peak Day | SCE | 1-in-10 | 2027 | 14 |  |  |  | 98.4792 | 1
| Zone | South of Lugo | 10 | Monthly System Peak Day | SCE | 1-in-10 | 2027 | 15 |  |  |  | 99.8958 | 1
| Zone | South of Lugo | 10 | Monthly System Peak Day | SCE | 1-in-10 | 2027 | 16 |  |  |  | 100.525 | 1
| Zone | South of Lugo | 10 | Monthly System Peak Day | SCE | 1-in-10 | 2027 | 17 |  |  |  | 100.1125 | 1
| Zone | South of Lugo | 10 | Monthly System Peak Day | SCE | 1-in-10 | 2027 | 18 |  |  |  | 99.7958 | 1
| Zone | South of Lugo | 10 | Monthly System Peak Day | SCE | 1-in-10 | 2027 | 19 |  |  |  | 98.1667 | 1
| Zone | South of Lugo | 10 | Monthly System Peak Day | SCE | 1-in-10 | 2027 | 20 |  |  |  | 94.3583 | 1
| Zone | South of Lugo | 10 | Monthly System Peak Day | SCE | 1-in-10 | 2027 | 21 |  |  |  | 90.3875 | 1
| Zone | South of Lugo | 10 | Monthly System Peak Day | SCE | 1-in-10 | 2027 | 22 |  |  |  | 88.3042 | 1
| Zone | South of Lugo | 10 | Monthly System Peak Day | SCE | 1-in-10 | 2027 | 23 |  |  |  | 86.525 | 1
| Zone | South of Lugo | 10 | Monthly System Peak Day | SCE | 1-in-10 | 2027 | 24 |  |  |  | 85.6625 | 1
| Zone | South of Lugo | 11 | Average Weekday | SCE | 1-in-10 | 2027 | 1 |  |  |  | 58.4899 | 1
| Zone | South of Lugo | 11 | Average Weekday | SCE | 1-in-10 | 2027 | 2 |  |  |  | 57.4303 | 1
| Zone | South of Lugo | 11 | Average Weekday | SCE | 1-in-10 | 2027 | 3 |  |  |  | 56.5965 | 1
| Zone | South of Lugo | 11 | Average Weekday | SCE | 1-in-10 | 2027 | 4 |  |  |  | 55.7784 | 1
| Zone | South of Lugo | 11 | Average Weekday | SCE | 1-in-10 | 2027 | 5 |  |  |  | 55.1225 | 1
| Zone | South of Lugo | 11 | Average Weekday | SCE | 1-in-10 | 2027 | 6 |  |  |  | 54.5133 | 1
| Zone | South of Lugo | 11 | Average Weekday | SCE | 1-in-10 | 2027 | 7 |  |  |  | 54.2276 | 1
| Zone | South of Lugo | 11 | Average Weekday | SCE | 1-in-10 | 2027 | 8 |  |  |  | 54.2096 | 1
| Zone | South of Lugo | 11 | Average Weekday | SCE | 1-in-10 | 2027 | 9 |  |  |  | 56.0514 | 1
| Zone | South of Lugo | 11 | Average Weekday | SCE | 1-in-10 | 2027 | 10 |  |  |  | 60.0331 | 1
| Zone | South of Lugo | 11 | Average Weekday | SCE | 1-in-10 | 2027 | 11 |  |  |  | 64.3807 | 1
| Zone | South of Lugo | 11 | Average Weekday | SCE | 1-in-10 | 2027 | 12 |  |  |  | 67.9142 | 1
| Zone | South of Lugo | 11 | Average Weekday | SCE | 1-in-10 | 2027 | 13 |  |  |  | 70.4422 | 1
| Zone | South of Lugo | 11 | Average Weekday | SCE | 1-in-10 | 2027 | 14 |  |  |  | 72.0209 | 1
| Zone | South of Lugo | 11 | Average Weekday | SCE | 1-in-10 | 2027 | 15 |  |  |  | 72.7246 | 1
| Zone | South of Lugo | 11 | Average Weekday | SCE | 1-in-10 | 2027 | 16 |  |  |  | 72.8761 | 1
| Zone | South of Lugo | 11 | Average Weekday | SCE | 1-in-10 | 2027 | 17 |  |  |  | 72.1405 | 1
| Zone | South of Lugo | 11 | Average Weekday | SCE | 1-in-10 | 2027 | 18 |  |  |  | 70.1961 | 1
| Zone | South of Lugo | 11 | Average Weekday | SCE | 1-in-10 | 2027 | 19 |  |  |  | 67.6438 | 1
| Zone | South of Lugo | 11 | Average Weekday | SCE | 1-in-10 | 2027 | 20 |  |  |  | 65.549 | 1
| Zone | South of Lugo | 11 | Average Weekday | SCE | 1-in-10 | 2027 | 21 |  |  |  | 63.8706 | 1
| Zone | South of Lugo | 11 | Average Weekday | SCE | 1-in-10 | 2027 | 22 |  |  |  | 62.2114 | 1
| Zone | South of Lugo | 11 | Average Weekday | SCE | 1-in-10 | 2027 | 23 |  |  |  | 60.8032 | 1
| Zone | South of Lugo | 11 | Average Weekday | SCE | 1-in-10 | 2027 | 24 |  |  |  | 59.5623 | 1
| Zone | South of Lugo | 11 | Monthly System Peak Day | SCE | 1-in-10 | 2027 | 1 |  |  |  | 72.1583 | 1
| Zone | South of Lugo | 11 | Monthly System Peak Day | SCE | 1-in-10 | 2027 | 2 |  |  |  | 70.2483 | 1
| Zone | South of Lugo | 11 | Monthly System Peak Day | SCE | 1-in-10 | 2027 | 3 |  |  |  | 69.6879 | 1
| Zone | South of Lugo | 11 | Monthly System Peak Day | SCE | 1-in-10 | 2027 | 4 |  |  |  | 68.1242 | 1
| Zone | South of Lugo | 11 | Monthly System Peak Day | SCE | 1-in-10 | 2027 | 5 |  |  |  | 67.2212 | 1
| Zone | South of Lugo | 11 | Monthly System Peak Day | SCE | 1-in-10 | 2027 | 6 |  |  |  | 66.5896 | 1
| Zone | South of Lugo | 11 | Monthly System Peak Day | SCE | 1-in-10 | 2027 | 7 |  |  |  | 66.7892 | 1
| Zone | South of Lugo | 11 | Monthly System Peak Day | SCE | 1-in-10 | 2027 | 8 |  |  |  | 67.9879 | 1
| Zone | South of Lugo | 11 | Monthly System Peak Day | SCE | 1-in-10 | 2027 | 9 |  |  |  | 69.6179 | 1
| Zone | South of Lugo | 11 | Monthly System Peak Day | SCE | 1-in-10 | 2027 | 10 |  |  |  | 73.6738 | 1
| Zone | South of Lugo | 11 | Monthly System Peak Day | SCE | 1-in-10 | 2027 | 11 |  |  |  | 80.8958 | 1
| Zone | South of Lugo | 11 | Monthly System Peak Day | SCE | 1-in-10 | 2027 | 12 |  |  |  | 87.0333 | 1
| Zone | South of Lugo | 11 | Monthly System Peak Day | SCE | 1-in-10 | 2027 | 13 |  |  |  | 90.2167 | 1
| Zone | South of Lugo | 11 | Monthly System Peak Day | SCE | 1-in-10 | 2027 | 14 |  |  |  | 91.8417 | 1
| Zone | South of Lugo | 11 | Monthly System Peak Day | SCE | 1-in-10 | 2027 | 15 |  |  |  | 92.325 | 1
| Zone | South of Lugo | 11 | Monthly System Peak Day | SCE | 1-in-10 | 2027 | 16 |  |  |  | 92.3417 | 1
| Zone | South of Lugo | 11 | Monthly System Peak Day | SCE | 1-in-10 | 2027 | 17 |  |  |  | 91.4417 | 1
| Zone | South of Lugo | 11 | Monthly System Peak Day | SCE | 1-in-10 | 2027 | 18 |  |  |  | 89.6292 | 1
| Zone | South of Lugo | 11 | Monthly System Peak Day | SCE | 1-in-10 | 2027 | 19 |  |  |  | 86.7167 | 1
| Zone | South of Lugo | 11 | Monthly System Peak Day | SCE | 1-in-10 | 2027 | 20 |  |  |  | 83.3458 | 1
| Zone | South of Lugo | 11 | Monthly System Peak Day | SCE | 1-in-10 | 2027 | 21 |  |  |  | 80.0625 | 1
| Zone | South of Lugo | 11 | Monthly System Peak Day | SCE | 1-in-10 | 2027 | 22 |  |  |  | 77.0746 | 1
| Zone | South of Lugo | 11 | Monthly System Peak Day | SCE | 1-in-10 | 2027 | 23 |  |  |  | 74.9146 | 1
| Zone | South of Lugo | 11 | Monthly System Peak Day | SCE | 1-in-10 | 2027 | 24 |  |  |  | 72.6104 | 1
| Zone | South of Lugo | 12 | Average Weekday | SCE | 1-in-10 | 2027 | 1 |  |  |  | 50.9441 | 1
| Zone | South of Lugo | 12 | Average Weekday | SCE | 1-in-10 | 2027 | 2 |  |  |  | 50.1429 | 1
| Zone | South of Lugo | 12 | Average Weekday | SCE | 1-in-10 | 2027 | 3 |  |  |  | 49.4806 | 1
| Zone | South of Lugo | 12 | Average Weekday | SCE | 1-in-10 | 2027 | 4 |  |  |  | 48.7859 | 1
| Zone | South of Lugo | 12 | Average Weekday | SCE | 1-in-10 | 2027 | 5 |  |  |  | 48.3115 | 1
| Zone | South of Lugo | 12 | Average Weekday | SCE | 1-in-10 | 2027 | 6 |  |  |  | 47.815 | 1
| Zone | South of Lugo | 12 | Average Weekday | SCE | 1-in-10 | 2027 | 7 |  |  |  | 47.6079 | 1
| Zone | South of Lugo | 12 | Average Weekday | SCE | 1-in-10 | 2027 | 8 |  |  |  | 47.8648 | 1
| Zone | South of Lugo | 12 | Average Weekday | SCE | 1-in-10 | 2027 | 9 |  |  |  | 48.9944 | 1
| Zone | South of Lugo | 12 | Average Weekday | SCE | 1-in-10 | 2027 | 10 |  |  |  | 52.3055 | 1
| Zone | South of Lugo | 12 | Average Weekday | SCE | 1-in-10 | 2027 | 11 |  |  |  | 55.9608 | 1
| Zone | South of Lugo | 12 | Average Weekday | SCE | 1-in-10 | 2027 | 12 |  |  |  | 59.0249 | 1
| Zone | South of Lugo | 12 | Average Weekday | SCE | 1-in-10 | 2027 | 13 |  |  |  | 61.152 | 1
| Zone | South of Lugo | 12 | Average Weekday | SCE | 1-in-10 | 2027 | 14 |  |  |  | 62.5691 | 1
| Zone | South of Lugo | 12 | Average Weekday | SCE | 1-in-10 | 2027 | 15 |  |  |  | 63.3806 | 1
| Zone | South of Lugo | 12 | Average Weekday | SCE | 1-in-10 | 2027 | 16 |  |  |  | 63.5309 | 1
| Zone | South of Lugo | 12 | Average Weekday | SCE | 1-in-10 | 2027 | 17 |  |  |  | 62.565 | 1
| Zone | South of Lugo | 12 | Average Weekday | SCE | 1-in-10 | 2027 | 18 |  |  |  | 60.3665 | 1
| Zone | South of Lugo | 12 | Average Weekday | SCE | 1-in-10 | 2027 | 19 |  |  |  | 58.0453 | 1
| Zone | South of Lugo | 12 | Average Weekday | SCE | 1-in-10 | 2027 | 20 |  |  |  | 56.6151 | 1
| Zone | South of Lugo | 12 | Average Weekday | SCE | 1-in-10 | 2027 | 21 |  |  |  | 55.3834 | 1
| Zone | South of Lugo | 12 | Average Weekday | SCE | 1-in-10 | 2027 | 22 |  |  |  | 54.1121 | 1
| Zone | South of Lugo | 12 | Average Weekday | SCE | 1-in-10 | 2027 | 23 |  |  |  | 52.9739 | 1
| Zone | South of Lugo | 12 | Average Weekday | SCE | 1-in-10 | 2027 | 24 |  |  |  | 52.0703 | 1
| Zone | South of Lugo | 12 | Monthly System Peak Day | SCE | 1-in-10 | 2027 | 1 |  |  |  | 43.1621 | 1
| Zone | South of Lugo | 12 | Monthly System Peak Day | SCE | 1-in-10 | 2027 | 2 |  |  |  | 42.165 | 1
| Zone | South of Lugo | 12 | Monthly System Peak Day | SCE | 1-in-10 | 2027 | 3 |  |  |  | 41.1825 | 1
| Zone | South of Lugo | 12 | Monthly System Peak Day | SCE | 1-in-10 | 2027 | 4 |  |  |  | 40.5287 | 1
| Zone | South of Lugo | 12 | Monthly System Peak Day | SCE | 1-in-10 | 2027 | 5 |  |  |  | 39.7692 | 1
| Zone | South of Lugo | 12 | Monthly System Peak Day | SCE | 1-in-10 | 2027 | 6 |  |  |  | 38.9567 | 1
| Zone | South of Lugo | 12 | Monthly System Peak Day | SCE | 1-in-10 | 2027 | 7 |  |  |  | 38.7854 | 1
| Zone | South of Lugo | 12 | Monthly System Peak Day | SCE | 1-in-10 | 2027 | 8 |  |  |  | 39.3121 | 1
| Zone | South of Lugo | 12 | Monthly System Peak Day | SCE | 1-in-10 | 2027 | 9 |  |  |  | 40.7854 | 1
| Zone | South of Lugo | 12 | Monthly System Peak Day | SCE | 1-in-10 | 2027 | 10 |  |  |  | 44.9875 | 1
| Zone | South of Lugo | 12 | Monthly System Peak Day | SCE | 1-in-10 | 2027 | 11 |  |  |  | 49.3725 | 1
| Zone | South of Lugo | 12 | Monthly System Peak Day | SCE | 1-in-10 | 2027 | 12 |  |  |  | 51.6942 | 1
| Zone | South of Lugo | 12 | Monthly System Peak Day | SCE | 1-in-10 | 2027 | 13 |  |  |  | 52.3162 | 1
| Zone | South of Lugo | 12 | Monthly System Peak Day | SCE | 1-in-10 | 2027 | 14 |  |  |  | 53.53 | 1
| Zone | South of Lugo | 12 | Monthly System Peak Day | SCE | 1-in-10 | 2027 | 15 |  |  |  | 54.5529 | 1
| Zone | South of Lugo | 12 | Monthly System Peak Day | SCE | 1-in-10 | 2027 | 16 |  |  |  | 54.8563 | 1
| Zone | South of Lugo | 12 | Monthly System Peak Day | SCE | 1-in-10 | 2027 | 17 |  |  |  | 54.495 | 1
| Zone | South of Lugo | 12 | Monthly System Peak Day | SCE | 1-in-10 | 2027 | 18 |  |  |  | 52.5233 | 1
| Zone | South of Lugo | 12 | Monthly System Peak Day | SCE | 1-in-10 | 2027 | 19 |  |  |  | 50.0379 | 1
| Zone | South of Lugo | 12 | Monthly System Peak Day | SCE | 1-in-10 | 2027 | 20 |  |  |  | 49.1488 | 1
| Zone | South of Lugo | 12 | Monthly System Peak Day | SCE | 1-in-10 | 2027 | 21 |  |  |  | 47.8304 | 1
| Zone | South of Lugo | 12 | Monthly System Peak Day | SCE | 1-in-10 | 2027 | 22 |  |  |  | 46.2667 | 1
| Zone | South of Lugo | 12 | Monthly System Peak Day | SCE | 1-in-10 | 2027 | 23 |  |  |  | 45.6983 | 1
| Zone | South of Lugo | 12 | Monthly System Peak Day | SCE | 1-in-10 | 2027 | 24 |  |  |  | 45.4512 | 1
| Zone | South of Lugo | 1 | Average Weekday | SCE | 1-in-10 | 2028 | 1 |  |  |  | 51.1891 | 1
| Zone | South of Lugo | 1 | Average Weekday | SCE | 1-in-10 | 2028 | 2 |  |  |  | 50.37 | 1
| Zone | South of Lugo | 1 | Average Weekday | SCE | 1-in-10 | 2028 | 3 |  |  |  | 49.6858 | 1
| Zone | South of Lugo | 1 | Average Weekday | SCE | 1-in-10 | 2028 | 4 |  |  |  | 49.0549 | 1
| Zone | South of Lugo | 1 | Average Weekday | SCE | 1-in-10 | 2028 | 5 |  |  |  | 48.5029 | 1
| Zone | South of Lugo | 1 | Average Weekday | SCE | 1-in-10 | 2028 | 6 |  |  |  | 47.9978 | 1
| Zone | South of Lugo | 1 | Average Weekday | SCE | 1-in-10 | 2028 | 7 |  |  |  | 47.6065 | 1
| Zone | South of Lugo | 1 | Average Weekday | SCE | 1-in-10 | 2028 | 8 |  |  |  | 47.4721 | 1
| Zone | South of Lugo | 1 | Average Weekday | SCE | 1-in-10 | 2028 | 9 |  |  |  | 48.2241 | 1
| Zone | South of Lugo | 1 | Average Weekday | SCE | 1-in-10 | 2028 | 10 |  |  |  | 51.032 | 1
| Zone | South of Lugo | 1 | Average Weekday | SCE | 1-in-10 | 2028 | 11 |  |  |  | 54.3859 | 1
| Zone | South of Lugo | 1 | Average Weekday | SCE | 1-in-10 | 2028 | 12 |  |  |  | 57.4064 | 1
| Zone | South of Lugo | 1 | Average Weekday | SCE | 1-in-10 | 2028 | 13 |  |  |  | 59.4629 | 1
| Zone | South of Lugo | 1 | Average Weekday | SCE | 1-in-10 | 2028 | 14 |  |  |  | 60.934 | 1
| Zone | South of Lugo | 1 | Average Weekday | SCE | 1-in-10 | 2028 | 15 |  |  |  | 61.7444 | 1
| Zone | South of Lugo | 1 | Average Weekday | SCE | 1-in-10 | 2028 | 16 |  |  |  | 62.0385 | 1
| Zone | South of Lugo | 1 | Average Weekday | SCE | 1-in-10 | 2028 | 17 |  |  |  | 61.6365 | 1
| Zone | South of Lugo | 1 | Average Weekday | SCE | 1-in-10 | 2028 | 18 |  |  |  | 60.219 | 1
| Zone | South of Lugo | 1 | Average Weekday | SCE | 1-in-10 | 2028 | 19 |  |  |  | 58.0776 | 1
| Zone | South of Lugo | 1 | Average Weekday | SCE | 1-in-10 | 2028 | 20 |  |  |  | 56.5312 | 1
| Zone | South of Lugo | 1 | Average Weekday | SCE | 1-in-10 | 2028 | 21 |  |  |  | 55.3422 | 1
| Zone | South of Lugo | 1 | Average Weekday | SCE | 1-in-10 | 2028 | 22 |  |  |  | 54.2523 | 1
| Zone | South of Lugo | 1 | Average Weekday | SCE | 1-in-10 | 2028 | 23 |  |  |  | 53.0495 | 1
| Zone | South of Lugo | 1 | Average Weekday | SCE | 1-in-10 | 2028 | 24 |  |  |  | 52.1198 | 1
| Zone | South of Lugo | 1 | Monthly System Peak Day | SCE | 1-in-10 | 2028 | 1 |  |  |  | 47.9912 | 1
| Zone | South of Lugo | 1 | Monthly System Peak Day | SCE | 1-in-10 | 2028 | 2 |  |  |  | 47.695 | 1
| Zone | South of Lugo | 1 | Monthly System Peak Day | SCE | 1-in-10 | 2028 | 3 |  |  |  | 46.8967 | 1
| Zone | South of Lugo | 1 | Monthly System Peak Day | SCE | 1-in-10 | 2028 | 4 |  |  |  | 46.2108 | 1
| Zone | South of Lugo | 1 | Monthly System Peak Day | SCE | 1-in-10 | 2028 | 5 |  |  |  | 45.7871 | 1
| Zone | South of Lugo | 1 | Monthly System Peak Day | SCE | 1-in-10 | 2028 | 6 |  |  |  | 45.3783 | 1
| Zone | South of Lugo | 1 | Monthly System Peak Day | SCE | 1-in-10 | 2028 | 7 |  |  |  | 44.8308 | 1
| Zone | South of Lugo | 1 | Monthly System Peak Day | SCE | 1-in-10 | 2028 | 8 |  |  |  | 44.3975 | 1
| Zone | South of Lugo | 1 | Monthly System Peak Day | SCE | 1-in-10 | 2028 | 9 |  |  |  | 45.0112 | 1
| Zone | South of Lugo | 1 | Monthly System Peak Day | SCE | 1-in-10 | 2028 | 10 |  |  |  | 46.8771 | 1
| Zone | South of Lugo | 1 | Monthly System Peak Day | SCE | 1-in-10 | 2028 | 11 |  |  |  | 48.9529 | 1
| Zone | South of Lugo | 1 | Monthly System Peak Day | SCE | 1-in-10 | 2028 | 12 |  |  |  | 50.1554 | 1
| Zone | South of Lugo | 1 | Monthly System Peak Day | SCE | 1-in-10 | 2028 | 13 |  |  |  | 51.0229 | 1
| Zone | South of Lugo | 1 | Monthly System Peak Day | SCE | 1-in-10 | 2028 | 14 |  |  |  | 51.4787 | 1
| Zone | South of Lugo | 1 | Monthly System Peak Day | SCE | 1-in-10 | 2028 | 15 |  |  |  | 51.8237 | 1
| Zone | South of Lugo | 1 | Monthly System Peak Day | SCE | 1-in-10 | 2028 | 16 |  |  |  | 52.2379 | 1
| Zone | South of Lugo | 1 | Monthly System Peak Day | SCE | 1-in-10 | 2028 | 17 |  |  |  | 52.1083 | 1
| Zone | South of Lugo | 1 | Monthly System Peak Day | SCE | 1-in-10 | 2028 | 18 |  |  |  | 50.7788 | 1
| Zone | South of Lugo | 1 | Monthly System Peak Day | SCE | 1-in-10 | 2028 | 19 |  |  |  | 49.5942 | 1
| Zone | South of Lugo | 1 | Monthly System Peak Day | SCE | 1-in-10 | 2028 | 20 |  |  |  | 49.2317 | 1
| Zone | South of Lugo | 1 | Monthly System Peak Day | SCE | 1-in-10 | 2028 | 21 |  |  |  | 48.7646 | 1
| Zone | South of Lugo | 1 | Monthly System Peak Day | SCE | 1-in-10 | 2028 | 22 |  |  |  | 48.625 | 1
| Zone | South of Lugo | 1 | Monthly System Peak Day | SCE | 1-in-10 | 2028 | 23 |  |  |  | 48.1971 | 1
| Zone | South of Lugo | 1 | Monthly System Peak Day | SCE | 1-in-10 | 2028 | 24 |  |  |  | 47.5454 | 1
| Zone | South of Lugo | 2 | Average Weekday | SCE | 1-in-10 | 2028 | 1 |  |  |  | 57.3372 | 1
| Zone | South of Lugo | 2 | Average Weekday | SCE | 1-in-10 | 2028 | 2 |  |  |  | 56.1771 | 1
| Zone | South of Lugo | 2 | Average Weekday | SCE | 1-in-10 | 2028 | 3 |  |  |  | 55.2175 | 1
| Zone | South of Lugo | 2 | Average Weekday | SCE | 1-in-10 | 2028 | 4 |  |  |  | 54.1537 | 1
| Zone | South of Lugo | 2 | Average Weekday | SCE | 1-in-10 | 2028 | 5 |  |  |  | 53.381 | 1
| Zone | South of Lugo | 2 | Average Weekday | SCE | 1-in-10 | 2028 | 6 |  |  |  | 52.7974 | 1
| Zone | South of Lugo | 2 | Average Weekday | SCE | 1-in-10 | 2028 | 7 |  |  |  | 52.5213 | 1
| Zone | South of Lugo | 2 | Average Weekday | SCE | 1-in-10 | 2028 | 8 |  |  |  | 52.3631 | 1
| Zone | South of Lugo | 2 | Average Weekday | SCE | 1-in-10 | 2028 | 9 |  |  |  | 54.5008 | 1
| Zone | South of Lugo | 2 | Average Weekday | SCE | 1-in-10 | 2028 | 10 |  |  |  | 58.6985 | 1
| Zone | South of Lugo | 2 | Average Weekday | SCE | 1-in-10 | 2028 | 11 |  |  |  | 63.0635 | 1
| Zone | South of Lugo | 2 | Average Weekday | SCE | 1-in-10 | 2028 | 12 |  |  |  | 66.5518 | 1
| Zone | South of Lugo | 2 | Average Weekday | SCE | 1-in-10 | 2028 | 13 |  |  |  | 69.1382 | 1
| Zone | South of Lugo | 2 | Average Weekday | SCE | 1-in-10 | 2028 | 14 |  |  |  | 70.9496 | 1
| Zone | South of Lugo | 2 | Average Weekday | SCE | 1-in-10 | 2028 | 15 |  |  |  | 71.7652 | 1
| Zone | South of Lugo | 2 | Average Weekday | SCE | 1-in-10 | 2028 | 16 |  |  |  | 72.0224 | 1
| Zone | South of Lugo | 2 | Average Weekday | SCE | 1-in-10 | 2028 | 17 |  |  |  | 71.3018 | 1
| Zone | South of Lugo | 2 | Average Weekday | SCE | 1-in-10 | 2028 | 18 |  |  |  | 69.6733 | 1
| Zone | South of Lugo | 2 | Average Weekday | SCE | 1-in-10 | 2028 | 19 |  |  |  | 66.6786 | 1
| Zone | South of Lugo | 2 | Average Weekday | SCE | 1-in-10 | 2028 | 20 |  |  |  | 63.9657 | 1
| Zone | South of Lugo | 2 | Average Weekday | SCE | 1-in-10 | 2028 | 21 |  |  |  | 62.1954 | 1
| Zone | South of Lugo | 2 | Average Weekday | SCE | 1-in-10 | 2028 | 22 |  |  |  | 60.859 | 1
| Zone | South of Lugo | 2 | Average Weekday | SCE | 1-in-10 | 2028 | 23 |  |  |  | 59.3965 | 1
| Zone | South of Lugo | 2 | Average Weekday | SCE | 1-in-10 | 2028 | 24 |  |  |  | 58.1767 | 1
| Zone | South of Lugo | 2 | Monthly System Peak Day | SCE | 1-in-10 | 2028 | 1 |  |  |  | 69.37 | 1
| Zone | South of Lugo | 2 | Monthly System Peak Day | SCE | 1-in-10 | 2028 | 2 |  |  |  | 68.2633 | 1
| Zone | South of Lugo | 2 | Monthly System Peak Day | SCE | 1-in-10 | 2028 | 3 |  |  |  | 66.6221 | 1
| Zone | South of Lugo | 2 | Monthly System Peak Day | SCE | 1-in-10 | 2028 | 4 |  |  |  | 64.9621 | 1
| Zone | South of Lugo | 2 | Monthly System Peak Day | SCE | 1-in-10 | 2028 | 5 |  |  |  | 64.3146 | 1
| Zone | South of Lugo | 2 | Monthly System Peak Day | SCE | 1-in-10 | 2028 | 6 |  |  |  | 62.3879 | 1
| Zone | South of Lugo | 2 | Monthly System Peak Day | SCE | 1-in-10 | 2028 | 7 |  |  |  | 63.2612 | 1
| Zone | South of Lugo | 2 | Monthly System Peak Day | SCE | 1-in-10 | 2028 | 8 |  |  |  | 62.0283 | 1
| Zone | South of Lugo | 2 | Monthly System Peak Day | SCE | 1-in-10 | 2028 | 9 |  |  |  | 63.9592 | 1
| Zone | South of Lugo | 2 | Monthly System Peak Day | SCE | 1-in-10 | 2028 | 10 |  |  |  | 70.3225 | 1
| Zone | South of Lugo | 2 | Monthly System Peak Day | SCE | 1-in-10 | 2028 | 11 |  |  |  | 75.9629 | 1
| Zone | South of Lugo | 2 | Monthly System Peak Day | SCE | 1-in-10 | 2028 | 12 |  |  |  | 80.0667 | 1
| Zone | South of Lugo | 2 | Monthly System Peak Day | SCE | 1-in-10 | 2028 | 13 |  |  |  | 83.0833 | 1
| Zone | South of Lugo | 2 | Monthly System Peak Day | SCE | 1-in-10 | 2028 | 14 |  |  |  | 85.4 | 1
| Zone | South of Lugo | 2 | Monthly System Peak Day | SCE | 1-in-10 | 2028 | 15 |  |  |  | 86.6208 | 1
| Zone | South of Lugo | 2 | Monthly System Peak Day | SCE | 1-in-10 | 2028 | 16 |  |  |  | 86.5292 | 1
| Zone | South of Lugo | 2 | Monthly System Peak Day | SCE | 1-in-10 | 2028 | 17 |  |  |  | 85.3375 | 1
| Zone | South of Lugo | 2 | Monthly System Peak Day | SCE | 1-in-10 | 2028 | 18 |  |  |  | 83.1625 | 1
| Zone | South of Lugo | 2 | Monthly System Peak Day | SCE | 1-in-10 | 2028 | 19 |  |  |  | 78.6708 | 1
| Zone | South of Lugo | 2 | Monthly System Peak Day | SCE | 1-in-10 | 2028 | 20 |  |  |  | 74.6375 | 1
| Zone | South of Lugo | 2 | Monthly System Peak Day | SCE | 1-in-10 | 2028 | 21 |  |  |  | 71.8962 | 1
| Zone | South of Lugo | 2 | Monthly System Peak Day | SCE | 1-in-10 | 2028 | 22 |  |  |  | 70.31 | 1
| Zone | South of Lugo | 2 | Monthly System Peak Day | SCE | 1-in-10 | 2028 | 23 |  |  |  | 67.7371 | 1
| Zone | South of Lugo | 2 | Monthly System Peak Day | SCE | 1-in-10 | 2028 | 24 |  |  |  | 65.4333 | 1
| Zone | South of Lugo | 3 | Average Weekday | SCE | 1-in-10 | 2028 | 1 |  |  |  | 60.2963 | 1
| Zone | South of Lugo | 3 | Average Weekday | SCE | 1-in-10 | 2028 | 2 |  |  |  | 59.2613 | 1
| Zone | South of Lugo | 3 | Average Weekday | SCE | 1-in-10 | 2028 | 3 |  |  |  | 58.2877 | 1
| Zone | South of Lugo | 3 | Average Weekday | SCE | 1-in-10 | 2028 | 4 |  |  |  | 57.3831 | 1
| Zone | South of Lugo | 3 | Average Weekday | SCE | 1-in-10 | 2028 | 5 |  |  |  | 56.6944 | 1
| Zone | South of Lugo | 3 | Average Weekday | SCE | 1-in-10 | 2028 | 6 |  |  |  | 56.0616 | 1
| Zone | South of Lugo | 3 | Average Weekday | SCE | 1-in-10 | 2028 | 7 |  |  |  | 55.7979 | 1
| Zone | South of Lugo | 3 | Average Weekday | SCE | 1-in-10 | 2028 | 8 |  |  |  | 55.9064 | 1
| Zone | South of Lugo | 3 | Average Weekday | SCE | 1-in-10 | 2028 | 9 |  |  |  | 57.5692 | 1
| Zone | South of Lugo | 3 | Average Weekday | SCE | 1-in-10 | 2028 | 10 |  |  |  | 61.2746 | 1
| Zone | South of Lugo | 3 | Average Weekday | SCE | 1-in-10 | 2028 | 11 |  |  |  | 65.6137 | 1
| Zone | South of Lugo | 3 | Average Weekday | SCE | 1-in-10 | 2028 | 12 |  |  |  | 69.4158 | 1
| Zone | South of Lugo | 3 | Average Weekday | SCE | 1-in-10 | 2028 | 13 |  |  |  | 72.2824 | 1
| Zone | South of Lugo | 3 | Average Weekday | SCE | 1-in-10 | 2028 | 14 |  |  |  | 74.1994 | 1
| Zone | South of Lugo | 3 | Average Weekday | SCE | 1-in-10 | 2028 | 15 |  |  |  | 75.3807 | 1
| Zone | South of Lugo | 3 | Average Weekday | SCE | 1-in-10 | 2028 | 16 |  |  |  | 75.9072 | 1
| Zone | South of Lugo | 3 | Average Weekday | SCE | 1-in-10 | 2028 | 17 |  |  |  | 75.6839 | 1
| Zone | South of Lugo | 3 | Average Weekday | SCE | 1-in-10 | 2028 | 18 |  |  |  | 74.6285 | 1
| Zone | South of Lugo | 3 | Average Weekday | SCE | 1-in-10 | 2028 | 19 |  |  |  | 72.6844 | 1
| Zone | South of Lugo | 3 | Average Weekday | SCE | 1-in-10 | 2028 | 20 |  |  |  | 69.9169 | 1
| Zone | South of Lugo | 3 | Average Weekday | SCE | 1-in-10 | 2028 | 21 |  |  |  | 67.2424 | 1
| Zone | South of Lugo | 3 | Average Weekday | SCE | 1-in-10 | 2028 | 22 |  |  |  | 65.5237 | 1
| Zone | South of Lugo | 3 | Average Weekday | SCE | 1-in-10 | 2028 | 23 |  |  |  | 64.1832 | 1
| Zone | South of Lugo | 3 | Average Weekday | SCE | 1-in-10 | 2028 | 24 |  |  |  | 62.7782 | 1
| Zone | South of Lugo | 3 | Monthly System Peak Day | SCE | 1-in-10 | 2028 | 1 |  |  |  | 69.4088 | 1
| Zone | South of Lugo | 3 | Monthly System Peak Day | SCE | 1-in-10 | 2028 | 2 |  |  |  | 67.8808 | 1
| Zone | South of Lugo | 3 | Monthly System Peak Day | SCE | 1-in-10 | 2028 | 3 |  |  |  | 65.8083 | 1
| Zone | South of Lugo | 3 | Monthly System Peak Day | SCE | 1-in-10 | 2028 | 4 |  |  |  | 64.6225 | 1
| Zone | South of Lugo | 3 | Monthly System Peak Day | SCE | 1-in-10 | 2028 | 5 |  |  |  | 64.0263 | 1
| Zone | South of Lugo | 3 | Monthly System Peak Day | SCE | 1-in-10 | 2028 | 6 |  |  |  | 63.5737 | 1
| Zone | South of Lugo | 3 | Monthly System Peak Day | SCE | 1-in-10 | 2028 | 7 |  |  |  | 64.2588 | 1
| Zone | South of Lugo | 3 | Monthly System Peak Day | SCE | 1-in-10 | 2028 | 8 |  |  |  | 64.0933 | 1
| Zone | South of Lugo | 3 | Monthly System Peak Day | SCE | 1-in-10 | 2028 | 9 |  |  |  | 65.4004 | 1
| Zone | South of Lugo | 3 | Monthly System Peak Day | SCE | 1-in-10 | 2028 | 10 |  |  |  | 69.9854 | 1
| Zone | South of Lugo | 3 | Monthly System Peak Day | SCE | 1-in-10 | 2028 | 11 |  |  |  | 75.0567 | 1
| Zone | South of Lugo | 3 | Monthly System Peak Day | SCE | 1-in-10 | 2028 | 12 |  |  |  | 79.2792 | 1
| Zone | South of Lugo | 3 | Monthly System Peak Day | SCE | 1-in-10 | 2028 | 13 |  |  |  | 83 | 1
| Zone | South of Lugo | 3 | Monthly System Peak Day | SCE | 1-in-10 | 2028 | 14 |  |  |  | 85.1458 | 1
| Zone | South of Lugo | 3 | Monthly System Peak Day | SCE | 1-in-10 | 2028 | 15 |  |  |  | 86.8292 | 1
| Zone | South of Lugo | 3 | Monthly System Peak Day | SCE | 1-in-10 | 2028 | 16 |  |  |  | 87.2917 | 1
| Zone | South of Lugo | 3 | Monthly System Peak Day | SCE | 1-in-10 | 2028 | 17 |  |  |  | 86.9417 | 1
| Zone | South of Lugo | 3 | Monthly System Peak Day | SCE | 1-in-10 | 2028 | 18 |  |  |  | 85.7458 | 1
| Zone | South of Lugo | 3 | Monthly System Peak Day | SCE | 1-in-10 | 2028 | 19 |  |  |  | 84.5792 | 1
| Zone | South of Lugo | 3 | Monthly System Peak Day | SCE | 1-in-10 | 2028 | 20 |  |  |  | 81.9208 | 1
| Zone | South of Lugo | 3 | Monthly System Peak Day | SCE | 1-in-10 | 2028 | 21 |  |  |  | 77.7542 | 1
| Zone | South of Lugo | 3 | Monthly System Peak Day | SCE | 1-in-10 | 2028 | 22 |  |  |  | 74.3004 | 1
| Zone | South of Lugo | 3 | Monthly System Peak Day | SCE | 1-in-10 | 2028 | 23 |  |  |  | 72.0462 | 1
| Zone | South of Lugo | 3 | Monthly System Peak Day | SCE | 1-in-10 | 2028 | 24 |  |  |  | 69.3133 | 1
| Zone | South of Lugo | 4 | Average Weekday | SCE | 1-in-10 | 2028 | 1 |  |  |  | 60.4942 | 1
| Zone | South of Lugo | 4 | Average Weekday | SCE | 1-in-10 | 2028 | 2 |  |  |  | 59.5069 | 1
| Zone | South of Lugo | 4 | Average Weekday | SCE | 1-in-10 | 2028 | 3 |  |  |  | 58.6222 | 1
| Zone | South of Lugo | 4 | Average Weekday | SCE | 1-in-10 | 2028 | 4 |  |  |  | 57.8236 | 1
| Zone | South of Lugo | 4 | Average Weekday | SCE | 1-in-10 | 2028 | 5 |  |  |  | 57.1561 | 1
| Zone | South of Lugo | 4 | Average Weekday | SCE | 1-in-10 | 2028 | 6 |  |  |  | 56.652 | 1
| Zone | South of Lugo | 4 | Average Weekday | SCE | 1-in-10 | 2028 | 7 |  |  |  | 56.2924 | 1
| Zone | South of Lugo | 4 | Average Weekday | SCE | 1-in-10 | 2028 | 8 |  |  |  | 56.3505 | 1
| Zone | South of Lugo | 4 | Average Weekday | SCE | 1-in-10 | 2028 | 9 |  |  |  | 58.3162 | 1
| Zone | South of Lugo | 4 | Average Weekday | SCE | 1-in-10 | 2028 | 10 |  |  |  | 61.566 | 1
| Zone | South of Lugo | 4 | Average Weekday | SCE | 1-in-10 | 2028 | 11 |  |  |  | 64.8817 | 1
| Zone | South of Lugo | 4 | Average Weekday | SCE | 1-in-10 | 2028 | 12 |  |  |  | 68.0431 | 1
| Zone | South of Lugo | 4 | Average Weekday | SCE | 1-in-10 | 2028 | 13 |  |  |  | 70.7017 | 1
| Zone | South of Lugo | 4 | Average Weekday | SCE | 1-in-10 | 2028 | 14 |  |  |  | 72.5247 | 1
| Zone | South of Lugo | 4 | Average Weekday | SCE | 1-in-10 | 2028 | 15 |  |  |  | 73.7169 | 1
| Zone | South of Lugo | 4 | Average Weekday | SCE | 1-in-10 | 2028 | 16 |  |  |  | 74.4938 | 1
| Zone | South of Lugo | 4 | Average Weekday | SCE | 1-in-10 | 2028 | 17 |  |  |  | 74.8613 | 1
| Zone | South of Lugo | 4 | Average Weekday | SCE | 1-in-10 | 2028 | 18 |  |  |  | 74.1725 | 1
| Zone | South of Lugo | 4 | Average Weekday | SCE | 1-in-10 | 2028 | 19 |  |  |  | 72.754 | 1
| Zone | South of Lugo | 4 | Average Weekday | SCE | 1-in-10 | 2028 | 20 |  |  |  | 70.5109 | 1
| Zone | South of Lugo | 4 | Average Weekday | SCE | 1-in-10 | 2028 | 21 |  |  |  | 67.483 | 1
| Zone | South of Lugo | 4 | Average Weekday | SCE | 1-in-10 | 2028 | 22 |  |  |  | 65.3444 | 1
| Zone | South of Lugo | 4 | Average Weekday | SCE | 1-in-10 | 2028 | 23 |  |  |  | 63.7484 | 1
| Zone | South of Lugo | 4 | Average Weekday | SCE | 1-in-10 | 2028 | 24 |  |  |  | 62.3534 | 1
| Zone | South of Lugo | 4 | Monthly System Peak Day | SCE | 1-in-10 | 2028 | 1 |  |  |  | 72.7513 | 1
| Zone | South of Lugo | 4 | Monthly System Peak Day | SCE | 1-in-10 | 2028 | 2 |  |  |  | 71.3629 | 1
| Zone | South of Lugo | 4 | Monthly System Peak Day | SCE | 1-in-10 | 2028 | 3 |  |  |  | 70.3804 | 1
| Zone | South of Lugo | 4 | Monthly System Peak Day | SCE | 1-in-10 | 2028 | 4 |  |  |  | 68.0883 | 1
| Zone | South of Lugo | 4 | Monthly System Peak Day | SCE | 1-in-10 | 2028 | 5 |  |  |  | 66.8875 | 1
| Zone | South of Lugo | 4 | Monthly System Peak Day | SCE | 1-in-10 | 2028 | 6 |  |  |  | 66.4575 | 1
| Zone | South of Lugo | 4 | Monthly System Peak Day | SCE | 1-in-10 | 2028 | 7 |  |  |  | 65.885 | 1
| Zone | South of Lugo | 4 | Monthly System Peak Day | SCE | 1-in-10 | 2028 | 8 |  |  |  | 65.9925 | 1
| Zone | South of Lugo | 4 | Monthly System Peak Day | SCE | 1-in-10 | 2028 | 9 |  |  |  | 69.3567 | 1
| Zone | South of Lugo | 4 | Monthly System Peak Day | SCE | 1-in-10 | 2028 | 10 |  |  |  | 74.8342 | 1
| Zone | South of Lugo | 4 | Monthly System Peak Day | SCE | 1-in-10 | 2028 | 11 |  |  |  | 79.85 | 1
| Zone | South of Lugo | 4 | Monthly System Peak Day | SCE | 1-in-10 | 2028 | 12 |  |  |  | 84.5792 | 1
| Zone | South of Lugo | 4 | Monthly System Peak Day | SCE | 1-in-10 | 2028 | 13 |  |  |  | 87.3208 | 1
| Zone | South of Lugo | 4 | Monthly System Peak Day | SCE | 1-in-10 | 2028 | 14 |  |  |  | 88.7333 | 1
| Zone | South of Lugo | 4 | Monthly System Peak Day | SCE | 1-in-10 | 2028 | 15 |  |  |  | 89.4083 | 1
| Zone | South of Lugo | 4 | Monthly System Peak Day | SCE | 1-in-10 | 2028 | 16 |  |  |  | 90.0792 | 1
| Zone | South of Lugo | 4 | Monthly System Peak Day | SCE | 1-in-10 | 2028 | 17 |  |  |  | 90.0625 | 1
| Zone | South of Lugo | 4 | Monthly System Peak Day | SCE | 1-in-10 | 2028 | 18 |  |  |  | 89.8542 | 1
| Zone | South of Lugo | 4 | Monthly System Peak Day | SCE | 1-in-10 | 2028 | 19 |  |  |  | 87.7208 | 1
| Zone | South of Lugo | 4 | Monthly System Peak Day | SCE | 1-in-10 | 2028 | 20 |  |  |  | 82.975 | 1
| Zone | South of Lugo | 4 | Monthly System Peak Day | SCE | 1-in-10 | 2028 | 21 |  |  |  | 77.045 | 1
| Zone | South of Lugo | 4 | Monthly System Peak Day | SCE | 1-in-10 | 2028 | 22 |  |  |  | 74.1288 | 1
| Zone | South of Lugo | 4 | Monthly System Peak Day | SCE | 1-in-10 | 2028 | 23 |  |  |  | 72.2787 | 1
| Zone | South of Lugo | 4 | Monthly System Peak Day | SCE | 1-in-10 | 2028 | 24 |  |  |  | 70.8858 | 1
| Zone | South of Lugo | 5 | Average Weekday | SCE | 1-in-10 | 2028 | 1 |  |  |  | 63.7261 | 1
| Zone | South of Lugo | 5 | Average Weekday | SCE | 1-in-10 | 2028 | 2 |  |  |  | 62.7364 | 1
| Zone | South of Lugo | 5 | Average Weekday | SCE | 1-in-10 | 2028 | 3 |  |  |  | 61.9172 | 1
| Zone | South of Lugo | 5 | Average Weekday | SCE | 1-in-10 | 2028 | 4 |  |  |  | 61.2504 | 1
| Zone | South of Lugo | 5 | Average Weekday | SCE | 1-in-10 | 2028 | 5 |  |  |  | 60.7132 | 1
| Zone | South of Lugo | 5 | Average Weekday | SCE | 1-in-10 | 2028 | 6 |  |  |  | 60.3703 | 1
| Zone | South of Lugo | 5 | Average Weekday | SCE | 1-in-10 | 2028 | 7 |  |  |  | 60.2288 | 1
| Zone | South of Lugo | 5 | Average Weekday | SCE | 1-in-10 | 2028 | 8 |  |  |  | 60.9294 | 1
| Zone | South of Lugo | 5 | Average Weekday | SCE | 1-in-10 | 2028 | 9 |  |  |  | 62.9482 | 1
| Zone | South of Lugo | 5 | Average Weekday | SCE | 1-in-10 | 2028 | 10 |  |  |  | 65.7554 | 1
| Zone | South of Lugo | 5 | Average Weekday | SCE | 1-in-10 | 2028 | 11 |  |  |  | 68.6938 | 1
| Zone | South of Lugo | 5 | Average Weekday | SCE | 1-in-10 | 2028 | 12 |  |  |  | 71.3639 | 1
| Zone | South of Lugo | 5 | Average Weekday | SCE | 1-in-10 | 2028 | 13 |  |  |  | 73.5492 | 1
| Zone | South of Lugo | 5 | Average Weekday | SCE | 1-in-10 | 2028 | 14 |  |  |  | 75.3789 | 1
| Zone | South of Lugo | 5 | Average Weekday | SCE | 1-in-10 | 2028 | 15 |  |  |  | 76.7811 | 1
| Zone | South of Lugo | 5 | Average Weekday | SCE | 1-in-10 | 2028 | 16 |  |  |  | 77.6 | 1
| Zone | South of Lugo | 5 | Average Weekday | SCE | 1-in-10 | 2028 | 17 |  |  |  | 77.8548 | 1
| Zone | South of Lugo | 5 | Average Weekday | SCE | 1-in-10 | 2028 | 18 |  |  |  | 77.2107 | 1
| Zone | South of Lugo | 5 | Average Weekday | SCE | 1-in-10 | 2028 | 19 |  |  |  | 75.8588 | 1
| Zone | South of Lugo | 5 | Average Weekday | SCE | 1-in-10 | 2028 | 20 |  |  |  | 73.7457 | 1
| Zone | South of Lugo | 5 | Average Weekday | SCE | 1-in-10 | 2028 | 21 |  |  |  | 70.633 | 1
| Zone | South of Lugo | 5 | Average Weekday | SCE | 1-in-10 | 2028 | 22 |  |  |  | 67.8287 | 1
| Zone | South of Lugo | 5 | Average Weekday | SCE | 1-in-10 | 2028 | 23 |  |  |  | 66.0136 | 1
| Zone | South of Lugo | 5 | Average Weekday | SCE | 1-in-10 | 2028 | 24 |  |  |  | 64.7075 | 1
| Zone | South of Lugo | 5 | Monthly System Peak Day | SCE | 1-in-10 | 2028 | 1 |  |  |  | 75.4321 | 1
| Zone | South of Lugo | 5 | Monthly System Peak Day | SCE | 1-in-10 | 2028 | 2 |  |  |  | 73.9658 | 1
| Zone | South of Lugo | 5 | Monthly System Peak Day | SCE | 1-in-10 | 2028 | 3 |  |  |  | 71.9892 | 1
| Zone | South of Lugo | 5 | Monthly System Peak Day | SCE | 1-in-10 | 2028 | 4 |  |  |  | 70.9163 | 1
| Zone | South of Lugo | 5 | Monthly System Peak Day | SCE | 1-in-10 | 2028 | 5 |  |  |  | 70.1583 | 1
| Zone | South of Lugo | 5 | Monthly System Peak Day | SCE | 1-in-10 | 2028 | 6 |  |  |  | 68.9408 | 1
| Zone | South of Lugo | 5 | Monthly System Peak Day | SCE | 1-in-10 | 2028 | 7 |  |  |  | 68.7504 | 1
| Zone | South of Lugo | 5 | Monthly System Peak Day | SCE | 1-in-10 | 2028 | 8 |  |  |  | 69.4196 | 1
| Zone | South of Lugo | 5 | Monthly System Peak Day | SCE | 1-in-10 | 2028 | 9 |  |  |  | 74.04 | 1
| Zone | South of Lugo | 5 | Monthly System Peak Day | SCE | 1-in-10 | 2028 | 10 |  |  |  | 80.7083 | 1
| Zone | South of Lugo | 5 | Monthly System Peak Day | SCE | 1-in-10 | 2028 | 11 |  |  |  | 86.8583 | 1
| Zone | South of Lugo | 5 | Monthly System Peak Day | SCE | 1-in-10 | 2028 | 12 |  |  |  | 90.5875 | 1
| Zone | South of Lugo | 5 | Monthly System Peak Day | SCE | 1-in-10 | 2028 | 13 |  |  |  | 93.1542 | 1
| Zone | South of Lugo | 5 | Monthly System Peak Day | SCE | 1-in-10 | 2028 | 14 |  |  |  | 94.5167 | 1
| Zone | South of Lugo | 5 | Monthly System Peak Day | SCE | 1-in-10 | 2028 | 15 |  |  |  | 96.05 | 1
| Zone | South of Lugo | 5 | Monthly System Peak Day | SCE | 1-in-10 | 2028 | 16 |  |  |  | 96.5375 | 1
| Zone | South of Lugo | 5 | Monthly System Peak Day | SCE | 1-in-10 | 2028 | 17 |  |  |  | 96.4417 | 1
| Zone | South of Lugo | 5 | Monthly System Peak Day | SCE | 1-in-10 | 2028 | 18 |  |  |  | 95.3792 | 1
| Zone | South of Lugo | 5 | Monthly System Peak Day | SCE | 1-in-10 | 2028 | 19 |  |  |  | 94.4625 | 1
| Zone | South of Lugo | 5 | Monthly System Peak Day | SCE | 1-in-10 | 2028 | 20 |  |  |  | 91.6125 | 1
| Zone | South of Lugo | 5 | Monthly System Peak Day | SCE | 1-in-10 | 2028 | 21 |  |  |  | 87.3083 | 1
| Zone | South of Lugo | 5 | Monthly System Peak Day | SCE | 1-in-10 | 2028 | 22 |  |  |  | 83.1583 | 1
| Zone | South of Lugo | 5 | Monthly System Peak Day | SCE | 1-in-10 | 2028 | 23 |  |  |  | 80.6958 | 1
| Zone | South of Lugo | 5 | Monthly System Peak Day | SCE | 1-in-10 | 2028 | 24 |  |  |  | 78.2358 | 1
| Zone | South of Lugo | 6 | Average Weekday | SCE | 1-in-10 | 2028 | 1 |  |  |  | 68.1974 | 1
| Zone | South of Lugo | 6 | Average Weekday | SCE | 1-in-10 | 2028 | 2 |  |  |  | 67.4474 | 1
| Zone | South of Lugo | 6 | Average Weekday | SCE | 1-in-10 | 2028 | 3 |  |  |  | 66.798 | 1
| Zone | South of Lugo | 6 | Average Weekday | SCE | 1-in-10 | 2028 | 4 |  |  |  | 66.2248 | 1
| Zone | South of Lugo | 6 | Average Weekday | SCE | 1-in-10 | 2028 | 5 |  |  |  | 65.7795 | 1
| Zone | South of Lugo | 6 | Average Weekday | SCE | 1-in-10 | 2028 | 6 |  |  |  | 65.4266 | 1
| Zone | South of Lugo | 6 | Average Weekday | SCE | 1-in-10 | 2028 | 7 |  |  |  | 65.2137 | 1
| Zone | South of Lugo | 6 | Average Weekday | SCE | 1-in-10 | 2028 | 8 |  |  |  | 65.9904 | 1
| Zone | South of Lugo | 6 | Average Weekday | SCE | 1-in-10 | 2028 | 9 |  |  |  | 67.8836 | 1
| Zone | South of Lugo | 6 | Average Weekday | SCE | 1-in-10 | 2028 | 10 |  |  |  | 70.8703 | 1
| Zone | South of Lugo | 6 | Average Weekday | SCE | 1-in-10 | 2028 | 11 |  |  |  | 74.0727 | 1
| Zone | South of Lugo | 6 | Average Weekday | SCE | 1-in-10 | 2028 | 12 |  |  |  | 77.1926 | 1
| Zone | South of Lugo | 6 | Average Weekday | SCE | 1-in-10 | 2028 | 13 |  |  |  | 79.5914 | 1
| Zone | South of Lugo | 6 | Average Weekday | SCE | 1-in-10 | 2028 | 14 |  |  |  | 81.2857 | 1
| Zone | South of Lugo | 6 | Average Weekday | SCE | 1-in-10 | 2028 | 15 |  |  |  | 82.4491 | 1
| Zone | South of Lugo | 6 | Average Weekday | SCE | 1-in-10 | 2028 | 16 |  |  |  | 83.1785 | 1
| Zone | South of Lugo | 6 | Average Weekday | SCE | 1-in-10 | 2028 | 17 |  |  |  | 83.0988 | 1
| Zone | South of Lugo | 6 | Average Weekday | SCE | 1-in-10 | 2028 | 18 |  |  |  | 82.3115 | 1
| Zone | South of Lugo | 6 | Average Weekday | SCE | 1-in-10 | 2028 | 19 |  |  |  | 80.9067 | 1
| Zone | South of Lugo | 6 | Average Weekday | SCE | 1-in-10 | 2028 | 20 |  |  |  | 78.6574 | 1
| Zone | South of Lugo | 6 | Average Weekday | SCE | 1-in-10 | 2028 | 21 |  |  |  | 75.6723 | 1
| Zone | South of Lugo | 6 | Average Weekday | SCE | 1-in-10 | 2028 | 22 |  |  |  | 72.5495 | 1
| Zone | South of Lugo | 6 | Average Weekday | SCE | 1-in-10 | 2028 | 23 |  |  |  | 70.5754 | 1
| Zone | South of Lugo | 6 | Average Weekday | SCE | 1-in-10 | 2028 | 24 |  |  |  | 69.3238 | 1
| Zone | South of Lugo | 6 | Monthly System Peak Day | SCE | 1-in-10 | 2028 | 1 |  |  |  | 77.3104 | 1
| Zone | South of Lugo | 6 | Monthly System Peak Day | SCE | 1-in-10 | 2028 | 2 |  |  |  | 75.7337 | 1
| Zone | South of Lugo | 6 | Monthly System Peak Day | SCE | 1-in-10 | 2028 | 3 |  |  |  | 74.2558 | 1
| Zone | South of Lugo | 6 | Monthly System Peak Day | SCE | 1-in-10 | 2028 | 4 |  |  |  | 73.6021 | 1
| Zone | South of Lugo | 6 | Monthly System Peak Day | SCE | 1-in-10 | 2028 | 5 |  |  |  | 72.4508 | 1
| Zone | South of Lugo | 6 | Monthly System Peak Day | SCE | 1-in-10 | 2028 | 6 |  |  |  | 71.5633 | 1
| Zone | South of Lugo | 6 | Monthly System Peak Day | SCE | 1-in-10 | 2028 | 7 |  |  |  | 70.7763 | 1
| Zone | South of Lugo | 6 | Monthly System Peak Day | SCE | 1-in-10 | 2028 | 8 |  |  |  | 72.3667 | 1
| Zone | South of Lugo | 6 | Monthly System Peak Day | SCE | 1-in-10 | 2028 | 9 |  |  |  | 76.6954 | 1
| Zone | South of Lugo | 6 | Monthly System Peak Day | SCE | 1-in-10 | 2028 | 10 |  |  |  | 82.8858 | 1
| Zone | South of Lugo | 6 | Monthly System Peak Day | SCE | 1-in-10 | 2028 | 11 |  |  |  | 87.9975 | 1
| Zone | South of Lugo | 6 | Monthly System Peak Day | SCE | 1-in-10 | 2028 | 12 |  |  |  | 91.6012 | 1
| Zone | South of Lugo | 6 | Monthly System Peak Day | SCE | 1-in-10 | 2028 | 13 |  |  |  | 92.8838 | 1
| Zone | South of Lugo | 6 | Monthly System Peak Day | SCE | 1-in-10 | 2028 | 14 |  |  |  | 94.1846 | 1
| Zone | South of Lugo | 6 | Monthly System Peak Day | SCE | 1-in-10 | 2028 | 15 |  |  |  | 95.4146 | 1
| Zone | South of Lugo | 6 | Monthly System Peak Day | SCE | 1-in-10 | 2028 | 16 |  |  |  | 96.8875 | 1
| Zone | South of Lugo | 6 | Monthly System Peak Day | SCE | 1-in-10 | 2028 | 17 |  |  |  | 97.35 | 1
| Zone | South of Lugo | 6 | Monthly System Peak Day | SCE | 1-in-10 | 2028 | 18 |  |  |  | 96.4667 | 1
| Zone | South of Lugo | 6 | Monthly System Peak Day | SCE | 1-in-10 | 2028 | 19 |  |  |  | 94.025 | 1
| Zone | South of Lugo | 6 | Monthly System Peak Day | SCE | 1-in-10 | 2028 | 20 |  |  |  | 88.8067 | 1
| Zone | South of Lugo | 6 | Monthly System Peak Day | SCE | 1-in-10 | 2028 | 21 |  |  |  | 84.6787 | 1
| Zone | South of Lugo | 6 | Monthly System Peak Day | SCE | 1-in-10 | 2028 | 22 |  |  |  | 81.0933 | 1
| Zone | South of Lugo | 6 | Monthly System Peak Day | SCE | 1-in-10 | 2028 | 23 |  |  |  | 77.7233 | 1
| Zone | South of Lugo | 6 | Monthly System Peak Day | SCE | 1-in-10 | 2028 | 24 |  |  |  | 75.3388 | 1
| Zone | South of Lugo | 7 | Average Weekday | SCE | 1-in-10 | 2028 | 1 |  |  |  | 73.2748 | 1
| Zone | South of Lugo | 7 | Average Weekday | SCE | 1-in-10 | 2028 | 2 |  |  |  | 72.448 | 1
| Zone | South of Lugo | 7 | Average Weekday | SCE | 1-in-10 | 2028 | 3 |  |  |  | 71.6747 | 1
| Zone | South of Lugo | 7 | Average Weekday | SCE | 1-in-10 | 2028 | 4 |  |  |  | 71.1028 | 1
| Zone | South of Lugo | 7 | Average Weekday | SCE | 1-in-10 | 2028 | 5 |  |  |  | 70.6155 | 1
| Zone | South of Lugo | 7 | Average Weekday | SCE | 1-in-10 | 2028 | 6 |  |  |  | 70.2457 | 1
| Zone | South of Lugo | 7 | Average Weekday | SCE | 1-in-10 | 2028 | 7 |  |  |  | 70.057 | 1
| Zone | South of Lugo | 7 | Average Weekday | SCE | 1-in-10 | 2028 | 8 |  |  |  | 70.6914 | 1
| Zone | South of Lugo | 7 | Average Weekday | SCE | 1-in-10 | 2028 | 9 |  |  |  | 73.0913 | 1
| Zone | South of Lugo | 7 | Average Weekday | SCE | 1-in-10 | 2028 | 10 |  |  |  | 76.3755 | 1
| Zone | South of Lugo | 7 | Average Weekday | SCE | 1-in-10 | 2028 | 11 |  |  |  | 79.8781 | 1
| Zone | South of Lugo | 7 | Average Weekday | SCE | 1-in-10 | 2028 | 12 |  |  |  | 83.1077 | 1
| Zone | South of Lugo | 7 | Average Weekday | SCE | 1-in-10 | 2028 | 13 |  |  |  | 85.4249 | 1
| Zone | South of Lugo | 7 | Average Weekday | SCE | 1-in-10 | 2028 | 14 |  |  |  | 87.0578 | 1
| Zone | South of Lugo | 7 | Average Weekday | SCE | 1-in-10 | 2028 | 15 |  |  |  | 88.2055 | 1
| Zone | South of Lugo | 7 | Average Weekday | SCE | 1-in-10 | 2028 | 16 |  |  |  | 88.8228 | 1
| Zone | South of Lugo | 7 | Average Weekday | SCE | 1-in-10 | 2028 | 17 |  |  |  | 88.8724 | 1
| Zone | South of Lugo | 7 | Average Weekday | SCE | 1-in-10 | 2028 | 18 |  |  |  | 88.0513 | 1
| Zone | South of Lugo | 7 | Average Weekday | SCE | 1-in-10 | 2028 | 19 |  |  |  | 86.5336 | 1
| Zone | South of Lugo | 7 | Average Weekday | SCE | 1-in-10 | 2028 | 20 |  |  |  | 84.1525 | 1
| Zone | South of Lugo | 7 | Average Weekday | SCE | 1-in-10 | 2028 | 21 |  |  |  | 80.9126 | 1
| Zone | South of Lugo | 7 | Average Weekday | SCE | 1-in-10 | 2028 | 22 |  |  |  | 77.7621 | 1
| Zone | South of Lugo | 7 | Average Weekday | SCE | 1-in-10 | 2028 | 23 |  |  |  | 75.8771 | 1
| Zone | South of Lugo | 7 | Average Weekday | SCE | 1-in-10 | 2028 | 24 |  |  |  | 74.689 | 1
| Zone | South of Lugo | 7 | Monthly System Peak Day | SCE | 1-in-10 | 2028 | 1 |  |  |  | 77.6923 | 1
| Zone | South of Lugo | 7 | Monthly System Peak Day | SCE | 1-in-10 | 2028 | 2 |  |  |  | 75.7504 | 1
| Zone | South of Lugo | 7 | Monthly System Peak Day | SCE | 1-in-10 | 2028 | 3 |  |  |  | 74.2777 | 1
| Zone | South of Lugo | 7 | Monthly System Peak Day | SCE | 1-in-10 | 2028 | 4 |  |  |  | 73.6715 | 1
| Zone | South of Lugo | 7 | Monthly System Peak Day | SCE | 1-in-10 | 2028 | 5 |  |  |  | 73.0354 | 1
| Zone | South of Lugo | 7 | Monthly System Peak Day | SCE | 1-in-10 | 2028 | 6 |  |  |  | 72.7562 | 1
| Zone | South of Lugo | 7 | Monthly System Peak Day | SCE | 1-in-10 | 2028 | 7 |  |  |  | 72.8565 | 1
| Zone | South of Lugo | 7 | Monthly System Peak Day | SCE | 1-in-10 | 2028 | 8 |  |  |  | 73.73 | 1
| Zone | South of Lugo | 7 | Monthly System Peak Day | SCE | 1-in-10 | 2028 | 9 |  |  |  | 77.7808 | 1
| Zone | South of Lugo | 7 | Monthly System Peak Day | SCE | 1-in-10 | 2028 | 10 |  |  |  | 83.1231 | 1
| Zone | South of Lugo | 7 | Monthly System Peak Day | SCE | 1-in-10 | 2028 | 11 |  |  |  | 89.0077 | 1
| Zone | South of Lugo | 7 | Monthly System Peak Day | SCE | 1-in-10 | 2028 | 12 |  |  |  | 94.2423 | 1
| Zone | South of Lugo | 7 | Monthly System Peak Day | SCE | 1-in-10 | 2028 | 13 |  |  |  | 97.8 | 1
| Zone | South of Lugo | 7 | Monthly System Peak Day | SCE | 1-in-10 | 2028 | 14 |  |  |  | 100.9 | 1
| Zone | South of Lugo | 7 | Monthly System Peak Day | SCE | 1-in-10 | 2028 | 15 |  |  |  | 104.1192 | 1
| Zone | South of Lugo | 7 | Monthly System Peak Day | SCE | 1-in-10 | 2028 | 16 |  |  |  | 105.9077 | 1
| Zone | South of Lugo | 7 | Monthly System Peak Day | SCE | 1-in-10 | 2028 | 17 |  |  |  | 106.2423 | 1
| Zone | South of Lugo | 7 | Monthly System Peak Day | SCE | 1-in-10 | 2028 | 18 |  |  |  | 105.65 | 1
| Zone | South of Lugo | 7 | Monthly System Peak Day | SCE | 1-in-10 | 2028 | 19 |  |  |  | 103.9692 | 1
| Zone | South of Lugo | 7 | Monthly System Peak Day | SCE | 1-in-10 | 2028 | 20 |  |  |  | 101.2 | 1
| Zone | South of Lugo | 7 | Monthly System Peak Day | SCE | 1-in-10 | 2028 | 21 |  |  |  | 98.1538 | 1
| Zone | South of Lugo | 7 | Monthly System Peak Day | SCE | 1-in-10 | 2028 | 22 |  |  |  | 93.2038 | 1
| Zone | South of Lugo | 7 | Monthly System Peak Day | SCE | 1-in-10 | 2028 | 23 |  |  |  | 88.0885 | 1
| Zone | South of Lugo | 7 | Monthly System Peak Day | SCE | 1-in-10 | 2028 | 24 |  |  |  | 85.6577 | 1
| Zone | South of Lugo | 8 | Average Weekday | SCE | 1-in-10 | 2028 | 1 |  |  |  | 73.7248 | 1
| Zone | South of Lugo | 8 | Average Weekday | SCE | 1-in-10 | 2028 | 2 |  |  |  | 72.8229 | 1
| Zone | South of Lugo | 8 | Average Weekday | SCE | 1-in-10 | 2028 | 3 |  |  |  | 72.0753 | 1
| Zone | South of Lugo | 8 | Average Weekday | SCE | 1-in-10 | 2028 | 4 |  |  |  | 71.4533 | 1
| Zone | South of Lugo | 8 | Average Weekday | SCE | 1-in-10 | 2028 | 5 |  |  |  | 70.9248 | 1
| Zone | South of Lugo | 8 | Average Weekday | SCE | 1-in-10 | 2028 | 6 |  |  |  | 70.4786 | 1
| Zone | South of Lugo | 8 | Average Weekday | SCE | 1-in-10 | 2028 | 7 |  |  |  | 70.2013 | 1
| Zone | South of Lugo | 8 | Average Weekday | SCE | 1-in-10 | 2028 | 8 |  |  |  | 70.2891 | 1
| Zone | South of Lugo | 8 | Average Weekday | SCE | 1-in-10 | 2028 | 9 |  |  |  | 72.2673 | 1
| Zone | South of Lugo | 8 | Average Weekday | SCE | 1-in-10 | 2028 | 10 |  |  |  | 75.3581 | 1
| Zone | South of Lugo | 8 | Average Weekday | SCE | 1-in-10 | 2028 | 11 |  |  |  | 78.8164 | 1
| Zone | South of Lugo | 8 | Average Weekday | SCE | 1-in-10 | 2028 | 12 |  |  |  | 82.3242 | 1
| Zone | South of Lugo | 8 | Average Weekday | SCE | 1-in-10 | 2028 | 13 |  |  |  | 84.8821 | 1
| Zone | South of Lugo | 8 | Average Weekday | SCE | 1-in-10 | 2028 | 14 |  |  |  | 86.7905 | 1
| Zone | South of Lugo | 8 | Average Weekday | SCE | 1-in-10 | 2028 | 15 |  |  |  | 88.0885 | 1
| Zone | South of Lugo | 8 | Average Weekday | SCE | 1-in-10 | 2028 | 16 |  |  |  | 88.4443 | 1
| Zone | South of Lugo | 8 | Average Weekday | SCE | 1-in-10 | 2028 | 17 |  |  |  | 88.2695 | 1
| Zone | South of Lugo | 8 | Average Weekday | SCE | 1-in-10 | 2028 | 18 |  |  |  | 87.4322 | 1
| Zone | South of Lugo | 8 | Average Weekday | SCE | 1-in-10 | 2028 | 19 |  |  |  | 85.7853 | 1
| Zone | South of Lugo | 8 | Average Weekday | SCE | 1-in-10 | 2028 | 20 |  |  |  | 83.1838 | 1
| Zone | South of Lugo | 8 | Average Weekday | SCE | 1-in-10 | 2028 | 21 |  |  |  | 79.75 | 1
| Zone | South of Lugo | 8 | Average Weekday | SCE | 1-in-10 | 2028 | 22 |  |  |  | 77.0841 | 1
| Zone | South of Lugo | 8 | Average Weekday | SCE | 1-in-10 | 2028 | 23 |  |  |  | 75.6476 | 1
| Zone | South of Lugo | 8 | Average Weekday | SCE | 1-in-10 | 2028 | 24 |  |  |  | 74.6572 | 1
| Zone | South of Lugo | 8 | Monthly System Peak Day | SCE | 1-in-10 | 2028 | 1 |  |  |  | 79.7023 | 1
| Zone | South of Lugo | 8 | Monthly System Peak Day | SCE | 1-in-10 | 2028 | 2 |  |  |  | 78.6038 | 1
| Zone | South of Lugo | 8 | Monthly System Peak Day | SCE | 1-in-10 | 2028 | 3 |  |  |  | 77.6408 | 1
| Zone | South of Lugo | 8 | Monthly System Peak Day | SCE | 1-in-10 | 2028 | 4 |  |  |  | 76.7208 | 1
| Zone | South of Lugo | 8 | Monthly System Peak Day | SCE | 1-in-10 | 2028 | 5 |  |  |  | 75.6773 | 1
| Zone | South of Lugo | 8 | Monthly System Peak Day | SCE | 1-in-10 | 2028 | 6 |  |  |  | 74.87 | 1
| Zone | South of Lugo | 8 | Monthly System Peak Day | SCE | 1-in-10 | 2028 | 7 |  |  |  | 74.2158 | 1
| Zone | South of Lugo | 8 | Monthly System Peak Day | SCE | 1-in-10 | 2028 | 8 |  |  |  | 74.5485 | 1
| Zone | South of Lugo | 8 | Monthly System Peak Day | SCE | 1-in-10 | 2028 | 9 |  |  |  | 77.4577 | 1
| Zone | South of Lugo | 8 | Monthly System Peak Day | SCE | 1-in-10 | 2028 | 10 |  |  |  | 82.35 | 1
| Zone | South of Lugo | 8 | Monthly System Peak Day | SCE | 1-in-10 | 2028 | 11 |  |  |  | 88.3962 | 1
| Zone | South of Lugo | 8 | Monthly System Peak Day | SCE | 1-in-10 | 2028 | 12 |  |  |  | 92.0308 | 1
| Zone | South of Lugo | 8 | Monthly System Peak Day | SCE | 1-in-10 | 2028 | 13 |  |  |  | 93.3885 | 1
| Zone | South of Lugo | 8 | Monthly System Peak Day | SCE | 1-in-10 | 2028 | 14 |  |  |  | 94.4846 | 1
| Zone | South of Lugo | 8 | Monthly System Peak Day | SCE | 1-in-10 | 2028 | 15 |  |  |  | 95.9308 | 1
| Zone | South of Lugo | 8 | Monthly System Peak Day | SCE | 1-in-10 | 2028 | 16 |  |  |  | 97.4654 | 1
| Zone | South of Lugo | 8 | Monthly System Peak Day | SCE | 1-in-10 | 2028 | 17 |  |  |  | 97.7308 | 1
| Zone | South of Lugo | 8 | Monthly System Peak Day | SCE | 1-in-10 | 2028 | 18 |  |  |  | 96.85 | 1
| Zone | South of Lugo | 8 | Monthly System Peak Day | SCE | 1-in-10 | 2028 | 19 |  |  |  | 95.1846 | 1
| Zone | South of Lugo | 8 | Monthly System Peak Day | SCE | 1-in-10 | 2028 | 20 |  |  |  | 92.1538 | 1
| Zone | South of Lugo | 8 | Monthly System Peak Day | SCE | 1-in-10 | 2028 | 21 |  |  |  | 88.5731 | 1
| Zone | South of Lugo | 8 | Monthly System Peak Day | SCE | 1-in-10 | 2028 | 22 |  |  |  | 85.1115 | 1
| Zone | South of Lugo | 8 | Monthly System Peak Day | SCE | 1-in-10 | 2028 | 23 |  |  |  | 82.8692 | 1
| Zone | South of Lugo | 8 | Monthly System Peak Day | SCE | 1-in-10 | 2028 | 24 |  |  |  | 81.6923 | 1
| Zone | South of Lugo | 8 | Typical Event Day | SCE | 1-in-10 | 2028 | 1 |  |  |  | 78.3372 | 1
| Zone | South of Lugo | 8 | Typical Event Day | SCE | 1-in-10 | 2028 | 2 |  |  |  | 76.9656 | 1
| Zone | South of Lugo | 8 | Typical Event Day | SCE | 1-in-10 | 2028 | 3 |  |  |  | 75.7092 | 1
| Zone | South of Lugo | 8 | Typical Event Day | SCE | 1-in-10 | 2028 | 4 |  |  |  | 75.1885 | 1
| Zone | South of Lugo | 8 | Typical Event Day | SCE | 1-in-10 | 2028 | 5 |  |  |  | 74.369 | 1
| Zone | South of Lugo | 8 | Typical Event Day | SCE | 1-in-10 | 2028 | 6 |  |  |  | 73.8999 | 1
| Zone | South of Lugo | 8 | Typical Event Day | SCE | 1-in-10 | 2028 | 7 |  |  |  | 73.5392 | 1
| Zone | South of Lugo | 8 | Typical Event Day | SCE | 1-in-10 | 2028 | 8 |  |  |  | 74.2582 | 1
| Zone | South of Lugo | 8 | Typical Event Day | SCE | 1-in-10 | 2028 | 9 |  |  |  | 77.5992 | 1
| Zone | South of Lugo | 8 | Typical Event Day | SCE | 1-in-10 | 2028 | 10 |  |  |  | 82.6605 | 1
| Zone | South of Lugo | 8 | Typical Event Day | SCE | 1-in-10 | 2028 | 11 |  |  |  | 88.2412 | 1
| Zone | South of Lugo | 8 | Typical Event Day | SCE | 1-in-10 | 2028 | 12 |  |  |  | 92.3743 | 1
| Zone | South of Lugo | 8 | Typical Event Day | SCE | 1-in-10 | 2028 | 13 |  |  |  | 94.8318 | 1
| Zone | South of Lugo | 8 | Typical Event Day | SCE | 1-in-10 | 2028 | 14 |  |  |  | 96.8484 | 1
| Zone | South of Lugo | 8 | Typical Event Day | SCE | 1-in-10 | 2028 | 15 |  |  |  | 98.6966 | 1
| Zone | South of Lugo | 8 | Typical Event Day | SCE | 1-in-10 | 2028 | 16 |  |  |  | 99.9769 | 1
| Zone | South of Lugo | 8 | Typical Event Day | SCE | 1-in-10 | 2028 | 17 |  |  |  | 100.3817 | 1
| Zone | South of Lugo | 8 | Typical Event Day | SCE | 1-in-10 | 2028 | 18 |  |  |  | 99.4721 | 1
| Zone | South of Lugo | 8 | Typical Event Day | SCE | 1-in-10 | 2028 | 19 |  |  |  | 97.474 | 1
| Zone | South of Lugo | 8 | Typical Event Day | SCE | 1-in-10 | 2028 | 20 |  |  |  | 93.8717 | 1
| Zone | South of Lugo | 8 | Typical Event Day | SCE | 1-in-10 | 2028 | 21 |  |  |  | 90.2264 | 1
| Zone | South of Lugo | 8 | Typical Event Day | SCE | 1-in-10 | 2028 | 22 |  |  |  | 86.9024 | 1
| Zone | South of Lugo | 8 | Typical Event Day | SCE | 1-in-10 | 2028 | 23 |  |  |  | 84.0013 | 1
| Zone | South of Lugo | 8 | Typical Event Day | SCE | 1-in-10 | 2028 | 24 |  |  |  | 82.0521 | 1
| Zone | South of Lugo | 9 | Average Weekday | SCE | 1-in-10 | 2028 | 1 |  |  |  | 73.2512 | 1
| Zone | South of Lugo | 9 | Average Weekday | SCE | 1-in-10 | 2028 | 2 |  |  |  | 72.3685 | 1
| Zone | South of Lugo | 9 | Average Weekday | SCE | 1-in-10 | 2028 | 3 |  |  |  | 71.6295 | 1
| Zone | South of Lugo | 9 | Average Weekday | SCE | 1-in-10 | 2028 | 4 |  |  |  | 70.9846 | 1
| Zone | South of Lugo | 9 | Average Weekday | SCE | 1-in-10 | 2028 | 5 |  |  |  | 70.4271 | 1
| Zone | South of Lugo | 9 | Average Weekday | SCE | 1-in-10 | 2028 | 6 |  |  |  | 69.9244 | 1
| Zone | South of Lugo | 9 | Average Weekday | SCE | 1-in-10 | 2028 | 7 |  |  |  | 69.5541 | 1
| Zone | South of Lugo | 9 | Average Weekday | SCE | 1-in-10 | 2028 | 8 |  |  |  | 69.361 | 1
| Zone | South of Lugo | 9 | Average Weekday | SCE | 1-in-10 | 2028 | 9 |  |  |  | 70.7113 | 1
| Zone | South of Lugo | 9 | Average Weekday | SCE | 1-in-10 | 2028 | 10 |  |  |  | 73.6147 | 1
| Zone | South of Lugo | 9 | Average Weekday | SCE | 1-in-10 | 2028 | 11 |  |  |  | 77.1101 | 1
| Zone | South of Lugo | 9 | Average Weekday | SCE | 1-in-10 | 2028 | 12 |  |  |  | 80.43 | 1
| Zone | South of Lugo | 9 | Average Weekday | SCE | 1-in-10 | 2028 | 13 |  |  |  | 83.0984 | 1
| Zone | South of Lugo | 9 | Average Weekday | SCE | 1-in-10 | 2028 | 14 |  |  |  | 84.9046 | 1
| Zone | South of Lugo | 9 | Average Weekday | SCE | 1-in-10 | 2028 | 15 |  |  |  | 86.2075 | 1
| Zone | South of Lugo | 9 | Average Weekday | SCE | 1-in-10 | 2028 | 16 |  |  |  | 86.7527 | 1
| Zone | South of Lugo | 9 | Average Weekday | SCE | 1-in-10 | 2028 | 17 |  |  |  | 86.7156 | 1
| Zone | South of Lugo | 9 | Average Weekday | SCE | 1-in-10 | 2028 | 18 |  |  |  | 85.846 | 1
| Zone | South of Lugo | 9 | Average Weekday | SCE | 1-in-10 | 2028 | 19 |  |  |  | 84.0648 | 1
| Zone | South of Lugo | 9 | Average Weekday | SCE | 1-in-10 | 2028 | 20 |  |  |  | 81.1436 | 1
| Zone | South of Lugo | 9 | Average Weekday | SCE | 1-in-10 | 2028 | 21 |  |  |  | 78.0516 | 1
| Zone | South of Lugo | 9 | Average Weekday | SCE | 1-in-10 | 2028 | 22 |  |  |  | 76.2339 | 1
| Zone | South of Lugo | 9 | Average Weekday | SCE | 1-in-10 | 2028 | 23 |  |  |  | 74.88 | 1
| Zone | South of Lugo | 9 | Average Weekday | SCE | 1-in-10 | 2028 | 24 |  |  |  | 73.7799 | 1
| Zone | South of Lugo | 9 | Monthly System Peak Day | SCE | 1-in-10 | 2028 | 1 |  |  |  | 79.1115 | 1
| Zone | South of Lugo | 9 | Monthly System Peak Day | SCE | 1-in-10 | 2028 | 2 |  |  |  | 78.2385 | 1
| Zone | South of Lugo | 9 | Monthly System Peak Day | SCE | 1-in-10 | 2028 | 3 |  |  |  | 77.1231 | 1
| Zone | South of Lugo | 9 | Monthly System Peak Day | SCE | 1-in-10 | 2028 | 4 |  |  |  | 77.1731 | 1
| Zone | South of Lugo | 9 | Monthly System Peak Day | SCE | 1-in-10 | 2028 | 5 |  |  |  | 76.7038 | 1
| Zone | South of Lugo | 9 | Monthly System Peak Day | SCE | 1-in-10 | 2028 | 6 |  |  |  | 76.7885 | 1
| Zone | South of Lugo | 9 | Monthly System Peak Day | SCE | 1-in-10 | 2028 | 7 |  |  |  | 76.7077 | 1
| Zone | South of Lugo | 9 | Monthly System Peak Day | SCE | 1-in-10 | 2028 | 8 |  |  |  | 76.9 | 1
| Zone | South of Lugo | 9 | Monthly System Peak Day | SCE | 1-in-10 | 2028 | 9 |  |  |  | 79.1115 | 1
| Zone | South of Lugo | 9 | Monthly System Peak Day | SCE | 1-in-10 | 2028 | 10 |  |  |  | 83.05 | 1
| Zone | South of Lugo | 9 | Monthly System Peak Day | SCE | 1-in-10 | 2028 | 11 |  |  |  | 88.3115 | 1
| Zone | South of Lugo | 9 | Monthly System Peak Day | SCE | 1-in-10 | 2028 | 12 |  |  |  | 92.3423 | 1
| Zone | South of Lugo | 9 | Monthly System Peak Day | SCE | 1-in-10 | 2028 | 13 |  |  |  | 96.1461 | 1
| Zone | South of Lugo | 9 | Monthly System Peak Day | SCE | 1-in-10 | 2028 | 14 |  |  |  | 98.7692 | 1
| Zone | South of Lugo | 9 | Monthly System Peak Day | SCE | 1-in-10 | 2028 | 15 |  |  |  | 100.2462 | 1
| Zone | South of Lugo | 9 | Monthly System Peak Day | SCE | 1-in-10 | 2028 | 16 |  |  |  | 100.45 | 1
| Zone | South of Lugo | 9 | Monthly System Peak Day | SCE | 1-in-10 | 2028 | 17 |  |  |  | 100.8692 | 1
| Zone | South of Lugo | 9 | Monthly System Peak Day | SCE | 1-in-10 | 2028 | 18 |  |  |  | 99.5692 | 1
| Zone | South of Lugo | 9 | Monthly System Peak Day | SCE | 1-in-10 | 2028 | 19 |  |  |  | 97.3731 | 1
| Zone | South of Lugo | 9 | Monthly System Peak Day | SCE | 1-in-10 | 2028 | 20 |  |  |  | 94.2192 | 1
| Zone | South of Lugo | 9 | Monthly System Peak Day | SCE | 1-in-10 | 2028 | 21 |  |  |  | 90.4231 | 1
| Zone | South of Lugo | 9 | Monthly System Peak Day | SCE | 1-in-10 | 2028 | 22 |  |  |  | 89.0269 | 1
| Zone | South of Lugo | 9 | Monthly System Peak Day | SCE | 1-in-10 | 2028 | 23 |  |  |  | 88.0077 | 1
| Zone | South of Lugo | 9 | Monthly System Peak Day | SCE | 1-in-10 | 2028 | 24 |  |  |  | 86.1 | 1
| Zone | South of Lugo | 10 | Average Weekday | SCE | 1-in-10 | 2028 | 1 |  |  |  | 69.762 | 1
| Zone | South of Lugo | 10 | Average Weekday | SCE | 1-in-10 | 2028 | 2 |  |  |  | 68.8745 | 1
| Zone | South of Lugo | 10 | Average Weekday | SCE | 1-in-10 | 2028 | 3 |  |  |  | 68.1604 | 1
| Zone | South of Lugo | 10 | Average Weekday | SCE | 1-in-10 | 2028 | 4 |  |  |  | 67.4921 | 1
| Zone | South of Lugo | 10 | Average Weekday | SCE | 1-in-10 | 2028 | 5 |  |  |  | 66.8849 | 1
| Zone | South of Lugo | 10 | Average Weekday | SCE | 1-in-10 | 2028 | 6 |  |  |  | 66.4737 | 1
| Zone | South of Lugo | 10 | Average Weekday | SCE | 1-in-10 | 2028 | 7 |  |  |  | 66.0452 | 1
| Zone | South of Lugo | 10 | Average Weekday | SCE | 1-in-10 | 2028 | 8 |  |  |  | 65.7944 | 1
| Zone | South of Lugo | 10 | Average Weekday | SCE | 1-in-10 | 2028 | 9 |  |  |  | 66.4184 | 1
| Zone | South of Lugo | 10 | Average Weekday | SCE | 1-in-10 | 2028 | 10 |  |  |  | 69.4546 | 1
| Zone | South of Lugo | 10 | Average Weekday | SCE | 1-in-10 | 2028 | 11 |  |  |  | 73.0169 | 1
| Zone | South of Lugo | 10 | Average Weekday | SCE | 1-in-10 | 2028 | 12 |  |  |  | 76.5501 | 1
| Zone | South of Lugo | 10 | Average Weekday | SCE | 1-in-10 | 2028 | 13 |  |  |  | 79.3305 | 1
| Zone | South of Lugo | 10 | Average Weekday | SCE | 1-in-10 | 2028 | 14 |  |  |  | 81.3196 | 1
| Zone | South of Lugo | 10 | Average Weekday | SCE | 1-in-10 | 2028 | 15 |  |  |  | 82.45 | 1
| Zone | South of Lugo | 10 | Average Weekday | SCE | 1-in-10 | 2028 | 16 |  |  |  | 82.92 | 1
| Zone | South of Lugo | 10 | Average Weekday | SCE | 1-in-10 | 2028 | 17 |  |  |  | 82.7609 | 1
| Zone | South of Lugo | 10 | Average Weekday | SCE | 1-in-10 | 2028 | 18 |  |  |  | 82.0538 | 1
| Zone | South of Lugo | 10 | Average Weekday | SCE | 1-in-10 | 2028 | 19 |  |  |  | 80.0614 | 1
| Zone | South of Lugo | 10 | Average Weekday | SCE | 1-in-10 | 2028 | 20 |  |  |  | 76.8669 | 1
| Zone | South of Lugo | 10 | Average Weekday | SCE | 1-in-10 | 2028 | 21 |  |  |  | 74.5837 | 1
| Zone | South of Lugo | 10 | Average Weekday | SCE | 1-in-10 | 2028 | 22 |  |  |  | 73.102 | 1
| Zone | South of Lugo | 10 | Average Weekday | SCE | 1-in-10 | 2028 | 23 |  |  |  | 71.9026 | 1
| Zone | South of Lugo | 10 | Average Weekday | SCE | 1-in-10 | 2028 | 24 |  |  |  | 70.842 | 1
| Zone | South of Lugo | 10 | Monthly System Peak Day | SCE | 1-in-10 | 2028 | 1 |  |  |  | 81.9167 | 1
| Zone | South of Lugo | 10 | Monthly System Peak Day | SCE | 1-in-10 | 2028 | 2 |  |  |  | 81.9833 | 1
| Zone | South of Lugo | 10 | Monthly System Peak Day | SCE | 1-in-10 | 2028 | 3 |  |  |  | 81.1 | 1
| Zone | South of Lugo | 10 | Monthly System Peak Day | SCE | 1-in-10 | 2028 | 4 |  |  |  | 81.6267 | 1
| Zone | South of Lugo | 10 | Monthly System Peak Day | SCE | 1-in-10 | 2028 | 5 |  |  |  | 81.8983 | 1
| Zone | South of Lugo | 10 | Monthly System Peak Day | SCE | 1-in-10 | 2028 | 6 |  |  |  | 82.3554 | 1
| Zone | South of Lugo | 10 | Monthly System Peak Day | SCE | 1-in-10 | 2028 | 7 |  |  |  | 81.9092 | 1
| Zone | South of Lugo | 10 | Monthly System Peak Day | SCE | 1-in-10 | 2028 | 8 |  |  |  | 81.69 | 1
| Zone | South of Lugo | 10 | Monthly System Peak Day | SCE | 1-in-10 | 2028 | 9 |  |  |  | 82.0533 | 1
| Zone | South of Lugo | 10 | Monthly System Peak Day | SCE | 1-in-10 | 2028 | 10 |  |  |  | 84.6842 | 1
| Zone | South of Lugo | 10 | Monthly System Peak Day | SCE | 1-in-10 | 2028 | 11 |  |  |  | 87.9 | 1
| Zone | South of Lugo | 10 | Monthly System Peak Day | SCE | 1-in-10 | 2028 | 12 |  |  |  | 92.2042 | 1
| Zone | South of Lugo | 10 | Monthly System Peak Day | SCE | 1-in-10 | 2028 | 13 |  |  |  | 96.4208 | 1
| Zone | South of Lugo | 10 | Monthly System Peak Day | SCE | 1-in-10 | 2028 | 14 |  |  |  | 98.4792 | 1
| Zone | South of Lugo | 10 | Monthly System Peak Day | SCE | 1-in-10 | 2028 | 15 |  |  |  | 99.8958 | 1
| Zone | South of Lugo | 10 | Monthly System Peak Day | SCE | 1-in-10 | 2028 | 16 |  |  |  | 100.525 | 1
| Zone | South of Lugo | 10 | Monthly System Peak Day | SCE | 1-in-10 | 2028 | 17 |  |  |  | 100.1125 | 1
| Zone | South of Lugo | 10 | Monthly System Peak Day | SCE | 1-in-10 | 2028 | 18 |  |  |  | 99.7958 | 1
| Zone | South of Lugo | 10 | Monthly System Peak Day | SCE | 1-in-10 | 2028 | 19 |  |  |  | 98.1667 | 1
| Zone | South of Lugo | 10 | Monthly System Peak Day | SCE | 1-in-10 | 2028 | 20 |  |  |  | 94.3583 | 1
| Zone | South of Lugo | 10 | Monthly System Peak Day | SCE | 1-in-10 | 2028 | 21 |  |  |  | 90.3875 | 1
| Zone | South of Lugo | 10 | Monthly System Peak Day | SCE | 1-in-10 | 2028 | 22 |  |  |  | 88.3042 | 1
| Zone | South of Lugo | 10 | Monthly System Peak Day | SCE | 1-in-10 | 2028 | 23 |  |  |  | 86.525 | 1
| Zone | South of Lugo | 10 | Monthly System Peak Day | SCE | 1-in-10 | 2028 | 24 |  |  |  | 85.6625 | 1
| Zone | South of Lugo | 11 | Average Weekday | SCE | 1-in-10 | 2028 | 1 |  |  |  | 58.4899 | 1
| Zone | South of Lugo | 11 | Average Weekday | SCE | 1-in-10 | 2028 | 2 |  |  |  | 57.4303 | 1
| Zone | South of Lugo | 11 | Average Weekday | SCE | 1-in-10 | 2028 | 3 |  |  |  | 56.5965 | 1
| Zone | South of Lugo | 11 | Average Weekday | SCE | 1-in-10 | 2028 | 4 |  |  |  | 55.7784 | 1
| Zone | South of Lugo | 11 | Average Weekday | SCE | 1-in-10 | 2028 | 5 |  |  |  | 55.1225 | 1
| Zone | South of Lugo | 11 | Average Weekday | SCE | 1-in-10 | 2028 | 6 |  |  |  | 54.5133 | 1
| Zone | South of Lugo | 11 | Average Weekday | SCE | 1-in-10 | 2028 | 7 |  |  |  | 54.2276 | 1
| Zone | South of Lugo | 11 | Average Weekday | SCE | 1-in-10 | 2028 | 8 |  |  |  | 54.2096 | 1
| Zone | South of Lugo | 11 | Average Weekday | SCE | 1-in-10 | 2028 | 9 |  |  |  | 56.0514 | 1
| Zone | South of Lugo | 11 | Average Weekday | SCE | 1-in-10 | 2028 | 10 |  |  |  | 60.0331 | 1
| Zone | South of Lugo | 11 | Average Weekday | SCE | 1-in-10 | 2028 | 11 |  |  |  | 64.3807 | 1
| Zone | South of Lugo | 11 | Average Weekday | SCE | 1-in-10 | 2028 | 12 |  |  |  | 67.9142 | 1
| Zone | South of Lugo | 11 | Average Weekday | SCE | 1-in-10 | 2028 | 13 |  |  |  | 70.4422 | 1
| Zone | South of Lugo | 11 | Average Weekday | SCE | 1-in-10 | 2028 | 14 |  |  |  | 72.0209 | 1
| Zone | South of Lugo | 11 | Average Weekday | SCE | 1-in-10 | 2028 | 15 |  |  |  | 72.7246 | 1
| Zone | South of Lugo | 11 | Average Weekday | SCE | 1-in-10 | 2028 | 16 |  |  |  | 72.8761 | 1
| Zone | South of Lugo | 11 | Average Weekday | SCE | 1-in-10 | 2028 | 17 |  |  |  | 72.1405 | 1
| Zone | South of Lugo | 11 | Average Weekday | SCE | 1-in-10 | 2028 | 18 |  |  |  | 70.1961 | 1
| Zone | South of Lugo | 11 | Average Weekday | SCE | 1-in-10 | 2028 | 19 |  |  |  | 67.6438 | 1
| Zone | South of Lugo | 11 | Average Weekday | SCE | 1-in-10 | 2028 | 20 |  |  |  | 65.549 | 1
| Zone | South of Lugo | 11 | Average Weekday | SCE | 1-in-10 | 2028 | 21 |  |  |  | 63.8706 | 1
| Zone | South of Lugo | 11 | Average Weekday | SCE | 1-in-10 | 2028 | 22 |  |  |  | 62.2114 | 1
| Zone | South of Lugo | 11 | Average Weekday | SCE | 1-in-10 | 2028 | 23 |  |  |  | 60.8032 | 1
| Zone | South of Lugo | 11 | Average Weekday | SCE | 1-in-10 | 2028 | 24 |  |  |  | 59.5623 | 1
| Zone | South of Lugo | 11 | Monthly System Peak Day | SCE | 1-in-10 | 2028 | 1 |  |  |  | 72.1583 | 1
| Zone | South of Lugo | 11 | Monthly System Peak Day | SCE | 1-in-10 | 2028 | 2 |  |  |  | 70.2483 | 1
| Zone | South of Lugo | 11 | Monthly System Peak Day | SCE | 1-in-10 | 2028 | 3 |  |  |  | 69.6879 | 1
| Zone | South of Lugo | 11 | Monthly System Peak Day | SCE | 1-in-10 | 2028 | 4 |  |  |  | 68.1242 | 1
| Zone | South of Lugo | 11 | Monthly System Peak Day | SCE | 1-in-10 | 2028 | 5 |  |  |  | 67.2212 | 1
| Zone | South of Lugo | 11 | Monthly System Peak Day | SCE | 1-in-10 | 2028 | 6 |  |  |  | 66.5896 | 1
| Zone | South of Lugo | 11 | Monthly System Peak Day | SCE | 1-in-10 | 2028 | 7 |  |  |  | 66.7892 | 1
| Zone | South of Lugo | 11 | Monthly System Peak Day | SCE | 1-in-10 | 2028 | 8 |  |  |  | 67.9879 | 1
| Zone | South of Lugo | 11 | Monthly System Peak Day | SCE | 1-in-10 | 2028 | 9 |  |  |  | 69.6179 | 1
| Zone | South of Lugo | 11 | Monthly System Peak Day | SCE | 1-in-10 | 2028 | 10 |  |  |  | 73.6738 | 1
| Zone | South of Lugo | 11 | Monthly System Peak Day | SCE | 1-in-10 | 2028 | 11 |  |  |  | 80.8958 | 1
| Zone | South of Lugo | 11 | Monthly System Peak Day | SCE | 1-in-10 | 2028 | 12 |  |  |  | 87.0333 | 1
| Zone | South of Lugo | 11 | Monthly System Peak Day | SCE | 1-in-10 | 2028 | 13 |  |  |  | 90.2167 | 1
| Zone | South of Lugo | 11 | Monthly System Peak Day | SCE | 1-in-10 | 2028 | 14 |  |  |  | 91.8417 | 1
| Zone | South of Lugo | 11 | Monthly System Peak Day | SCE | 1-in-10 | 2028 | 15 |  |  |  | 92.325 | 1
| Zone | South of Lugo | 11 | Monthly System Peak Day | SCE | 1-in-10 | 2028 | 16 |  |  |  | 92.3417 | 1
| Zone | South of Lugo | 11 | Monthly System Peak Day | SCE | 1-in-10 | 2028 | 17 |  |  |  | 91.4417 | 1
| Zone | South of Lugo | 11 | Monthly System Peak Day | SCE | 1-in-10 | 2028 | 18 |  |  |  | 89.6292 | 1
| Zone | South of Lugo | 11 | Monthly System Peak Day | SCE | 1-in-10 | 2028 | 19 |  |  |  | 86.7167 | 1
| Zone | South of Lugo | 11 | Monthly System Peak Day | SCE | 1-in-10 | 2028 | 20 |  |  |  | 83.3458 | 1
| Zone | South of Lugo | 11 | Monthly System Peak Day | SCE | 1-in-10 | 2028 | 21 |  |  |  | 80.0625 | 1
| Zone | South of Lugo | 11 | Monthly System Peak Day | SCE | 1-in-10 | 2028 | 22 |  |  |  | 77.0746 | 1
| Zone | South of Lugo | 11 | Monthly System Peak Day | SCE | 1-in-10 | 2028 | 23 |  |  |  | 74.9146 | 1
| Zone | South of Lugo | 11 | Monthly System Peak Day | SCE | 1-in-10 | 2028 | 24 |  |  |  | 72.6104 | 1
| Zone | South of Lugo | 12 | Average Weekday | SCE | 1-in-10 | 2028 | 1 |  |  |  | 50.9441 | 1
| Zone | South of Lugo | 12 | Average Weekday | SCE | 1-in-10 | 2028 | 2 |  |  |  | 50.1429 | 1
| Zone | South of Lugo | 12 | Average Weekday | SCE | 1-in-10 | 2028 | 3 |  |  |  | 49.4806 | 1
| Zone | South of Lugo | 12 | Average Weekday | SCE | 1-in-10 | 2028 | 4 |  |  |  | 48.7859 | 1
| Zone | South of Lugo | 12 | Average Weekday | SCE | 1-in-10 | 2028 | 5 |  |  |  | 48.3115 | 1
| Zone | South of Lugo | 12 | Average Weekday | SCE | 1-in-10 | 2028 | 6 |  |  |  | 47.815 | 1
| Zone | South of Lugo | 12 | Average Weekday | SCE | 1-in-10 | 2028 | 7 |  |  |  | 47.6079 | 1
| Zone | South of Lugo | 12 | Average Weekday | SCE | 1-in-10 | 2028 | 8 |  |  |  | 47.8648 | 1
| Zone | South of Lugo | 12 | Average Weekday | SCE | 1-in-10 | 2028 | 9 |  |  |  | 48.9944 | 1
| Zone | South of Lugo | 12 | Average Weekday | SCE | 1-in-10 | 2028 | 10 |  |  |  | 52.3055 | 1
| Zone | South of Lugo | 12 | Average Weekday | SCE | 1-in-10 | 2028 | 11 |  |  |  | 55.9608 | 1
| Zone | South of Lugo | 12 | Average Weekday | SCE | 1-in-10 | 2028 | 12 |  |  |  | 59.0249 | 1
| Zone | South of Lugo | 12 | Average Weekday | SCE | 1-in-10 | 2028 | 13 |  |  |  | 61.152 | 1
| Zone | South of Lugo | 12 | Average Weekday | SCE | 1-in-10 | 2028 | 14 |  |  |  | 62.5691 | 1
| Zone | South of Lugo | 12 | Average Weekday | SCE | 1-in-10 | 2028 | 15 |  |  |  | 63.3806 | 1
| Zone | South of Lugo | 12 | Average Weekday | SCE | 1-in-10 | 2028 | 16 |  |  |  | 63.5309 | 1
| Zone | South of Lugo | 12 | Average Weekday | SCE | 1-in-10 | 2028 | 17 |  |  |  | 62.565 | 1
| Zone | South of Lugo | 12 | Average Weekday | SCE | 1-in-10 | 2028 | 18 |  |  |  | 60.3665 | 1
| Zone | South of Lugo | 12 | Average Weekday | SCE | 1-in-10 | 2028 | 19 |  |  |  | 58.0453 | 1
| Zone | South of Lugo | 12 | Average Weekday | SCE | 1-in-10 | 2028 | 20 |  |  |  | 56.6151 | 1
| Zone | South of Lugo | 12 | Average Weekday | SCE | 1-in-10 | 2028 | 21 |  |  |  | 55.3834 | 1
| Zone | South of Lugo | 12 | Average Weekday | SCE | 1-in-10 | 2028 | 22 |  |  |  | 54.1121 | 1
| Zone | South of Lugo | 12 | Average Weekday | SCE | 1-in-10 | 2028 | 23 |  |  |  | 52.9739 | 1
| Zone | South of Lugo | 12 | Average Weekday | SCE | 1-in-10 | 2028 | 24 |  |  |  | 52.0703 | 1
| Zone | South of Lugo | 12 | Monthly System Peak Day | SCE | 1-in-10 | 2028 | 1 |  |  |  | 43.1621 | 1
| Zone | South of Lugo | 12 | Monthly System Peak Day | SCE | 1-in-10 | 2028 | 2 |  |  |  | 42.165 | 1
| Zone | South of Lugo | 12 | Monthly System Peak Day | SCE | 1-in-10 | 2028 | 3 |  |  |  | 41.1825 | 1
| Zone | South of Lugo | 12 | Monthly System Peak Day | SCE | 1-in-10 | 2028 | 4 |  |  |  | 40.5287 | 1
| Zone | South of Lugo | 12 | Monthly System Peak Day | SCE | 1-in-10 | 2028 | 5 |  |  |  | 39.7692 | 1
| Zone | South of Lugo | 12 | Monthly System Peak Day | SCE | 1-in-10 | 2028 | 6 |  |  |  | 38.9567 | 1
| Zone | South of Lugo | 12 | Monthly System Peak Day | SCE | 1-in-10 | 2028 | 7 |  |  |  | 38.7854 | 1
| Zone | South of Lugo | 12 | Monthly System Peak Day | SCE | 1-in-10 | 2028 | 8 |  |  |  | 39.3121 | 1
| Zone | South of Lugo | 12 | Monthly System Peak Day | SCE | 1-in-10 | 2028 | 9 |  |  |  | 40.7854 | 1
| Zone | South of Lugo | 12 | Monthly System Peak Day | SCE | 1-in-10 | 2028 | 10 |  |  |  | 44.9875 | 1
| Zone | South of Lugo | 12 | Monthly System Peak Day | SCE | 1-in-10 | 2028 | 11 |  |  |  | 49.3725 | 1
| Zone | South of Lugo | 12 | Monthly System Peak Day | SCE | 1-in-10 | 2028 | 12 |  |  |  | 51.6942 | 1
| Zone | South of Lugo | 12 | Monthly System Peak Day | SCE | 1-in-10 | 2028 | 13 |  |  |  | 52.3162 | 1
| Zone | South of Lugo | 12 | Monthly System Peak Day | SCE | 1-in-10 | 2028 | 14 |  |  |  | 53.53 | 1
| Zone | South of Lugo | 12 | Monthly System Peak Day | SCE | 1-in-10 | 2028 | 15 |  |  |  | 54.5529 | 1
| Zone | South of Lugo | 12 | Monthly System Peak Day | SCE | 1-in-10 | 2028 | 16 |  |  |  | 54.8563 | 1
| Zone | South of Lugo | 12 | Monthly System Peak Day | SCE | 1-in-10 | 2028 | 17 |  |  |  | 54.495 | 1
| Zone | South of Lugo | 12 | Monthly System Peak Day | SCE | 1-in-10 | 2028 | 18 |  |  |  | 52.5233 | 1
| Zone | South of Lugo | 12 | Monthly System Peak Day | SCE | 1-in-10 | 2028 | 19 |  |  |  | 50.0379 | 1
| Zone | South of Lugo | 12 | Monthly System Peak Day | SCE | 1-in-10 | 2028 | 20 |  |  |  | 49.1488 | 1
| Zone | South of Lugo | 12 | Monthly System Peak Day | SCE | 1-in-10 | 2028 | 21 |  |  |  | 47.8304 | 1
| Zone | South of Lugo | 12 | Monthly System Peak Day | SCE | 1-in-10 | 2028 | 22 |  |  |  | 46.2667 | 1
| Zone | South of Lugo | 12 | Monthly System Peak Day | SCE | 1-in-10 | 2028 | 23 |  |  |  | 45.6983 | 1
| Zone | South of Lugo | 12 | Monthly System Peak Day | SCE | 1-in-10 | 2028 | 24 |  |  |  | 45.4512 | 1
| Zone | South of Lugo | 1 | Average Weekday | SCE | 1-in-10 | 2029 | 1 |  |  |  | 51.1891 | 1
| Zone | South of Lugo | 1 | Average Weekday | SCE | 1-in-10 | 2029 | 2 |  |  |  | 50.37 | 1
| Zone | South of Lugo | 1 | Average Weekday | SCE | 1-in-10 | 2029 | 3 |  |  |  | 49.6858 | 1
| Zone | South of Lugo | 1 | Average Weekday | SCE | 1-in-10 | 2029 | 4 |  |  |  | 49.0549 | 1
| Zone | South of Lugo | 1 | Average Weekday | SCE | 1-in-10 | 2029 | 5 |  |  |  | 48.5029 | 1
| Zone | South of Lugo | 1 | Average Weekday | SCE | 1-in-10 | 2029 | 6 |  |  |  | 47.9978 | 1
| Zone | South of Lugo | 1 | Average Weekday | SCE | 1-in-10 | 2029 | 7 |  |  |  | 47.6065 | 1
| Zone | South of Lugo | 1 | Average Weekday | SCE | 1-in-10 | 2029 | 8 |  |  |  | 47.4721 | 1
| Zone | South of Lugo | 1 | Average Weekday | SCE | 1-in-10 | 2029 | 9 |  |  |  | 48.2241 | 1
| Zone | South of Lugo | 1 | Average Weekday | SCE | 1-in-10 | 2029 | 10 |  |  |  | 51.032 | 1
| Zone | South of Lugo | 1 | Average Weekday | SCE | 1-in-10 | 2029 | 11 |  |  |  | 54.3859 | 1
| Zone | South of Lugo | 1 | Average Weekday | SCE | 1-in-10 | 2029 | 12 |  |  |  | 57.4064 | 1
| Zone | South of Lugo | 1 | Average Weekday | SCE | 1-in-10 | 2029 | 13 |  |  |  | 59.4629 | 1
| Zone | South of Lugo | 1 | Average Weekday | SCE | 1-in-10 | 2029 | 14 |  |  |  | 60.934 | 1
| Zone | South of Lugo | 1 | Average Weekday | SCE | 1-in-10 | 2029 | 15 |  |  |  | 61.7444 | 1
| Zone | South of Lugo | 1 | Average Weekday | SCE | 1-in-10 | 2029 | 16 |  |  |  | 62.0385 | 1
| Zone | South of Lugo | 1 | Average Weekday | SCE | 1-in-10 | 2029 | 17 |  |  |  | 61.6365 | 1
| Zone | South of Lugo | 1 | Average Weekday | SCE | 1-in-10 | 2029 | 18 |  |  |  | 60.219 | 1
| Zone | South of Lugo | 1 | Average Weekday | SCE | 1-in-10 | 2029 | 19 |  |  |  | 58.0776 | 1
| Zone | South of Lugo | 1 | Average Weekday | SCE | 1-in-10 | 2029 | 20 |  |  |  | 56.5312 | 1
| Zone | South of Lugo | 1 | Average Weekday | SCE | 1-in-10 | 2029 | 21 |  |  |  | 55.3422 | 1
| Zone | South of Lugo | 1 | Average Weekday | SCE | 1-in-10 | 2029 | 22 |  |  |  | 54.2523 | 1
| Zone | South of Lugo | 1 | Average Weekday | SCE | 1-in-10 | 2029 | 23 |  |  |  | 53.0495 | 1
| Zone | South of Lugo | 1 | Average Weekday | SCE | 1-in-10 | 2029 | 24 |  |  |  | 52.1198 | 1
| Zone | South of Lugo | 1 | Monthly System Peak Day | SCE | 1-in-10 | 2029 | 1 |  |  |  | 47.9912 | 1
| Zone | South of Lugo | 1 | Monthly System Peak Day | SCE | 1-in-10 | 2029 | 2 |  |  |  | 47.695 | 1
| Zone | South of Lugo | 1 | Monthly System Peak Day | SCE | 1-in-10 | 2029 | 3 |  |  |  | 46.8967 | 1
| Zone | South of Lugo | 1 | Monthly System Peak Day | SCE | 1-in-10 | 2029 | 4 |  |  |  | 46.2108 | 1
| Zone | South of Lugo | 1 | Monthly System Peak Day | SCE | 1-in-10 | 2029 | 5 |  |  |  | 45.7871 | 1
| Zone | South of Lugo | 1 | Monthly System Peak Day | SCE | 1-in-10 | 2029 | 6 |  |  |  | 45.3783 | 1
| Zone | South of Lugo | 1 | Monthly System Peak Day | SCE | 1-in-10 | 2029 | 7 |  |  |  | 44.8308 | 1
| Zone | South of Lugo | 1 | Monthly System Peak Day | SCE | 1-in-10 | 2029 | 8 |  |  |  | 44.3975 | 1
| Zone | South of Lugo | 1 | Monthly System Peak Day | SCE | 1-in-10 | 2029 | 9 |  |  |  | 45.0112 | 1
| Zone | South of Lugo | 1 | Monthly System Peak Day | SCE | 1-in-10 | 2029 | 10 |  |  |  | 46.8771 | 1
| Zone | South of Lugo | 1 | Monthly System Peak Day | SCE | 1-in-10 | 2029 | 11 |  |  |  | 48.9529 | 1
| Zone | South of Lugo | 1 | Monthly System Peak Day | SCE | 1-in-10 | 2029 | 12 |  |  |  | 50.1554 | 1
| Zone | South of Lugo | 1 | Monthly System Peak Day | SCE | 1-in-10 | 2029 | 13 |  |  |  | 51.0229 | 1
| Zone | South of Lugo | 1 | Monthly System Peak Day | SCE | 1-in-10 | 2029 | 14 |  |  |  | 51.4787 | 1
| Zone | South of Lugo | 1 | Monthly System Peak Day | SCE | 1-in-10 | 2029 | 15 |  |  |  | 51.8237 | 1
| Zone | South of Lugo | 1 | Monthly System Peak Day | SCE | 1-in-10 | 2029 | 16 |  |  |  | 52.2379 | 1
| Zone | South of Lugo | 1 | Monthly System Peak Day | SCE | 1-in-10 | 2029 | 17 |  |  |  | 52.1083 | 1
| Zone | South of Lugo | 1 | Monthly System Peak Day | SCE | 1-in-10 | 2029 | 18 |  |  |  | 50.7788 | 1
| Zone | South of Lugo | 1 | Monthly System Peak Day | SCE | 1-in-10 | 2029 | 19 |  |  |  | 49.5942 | 1
| Zone | South of Lugo | 1 | Monthly System Peak Day | SCE | 1-in-10 | 2029 | 20 |  |  |  | 49.2317 | 1
| Zone | South of Lugo | 1 | Monthly System Peak Day | SCE | 1-in-10 | 2029 | 21 |  |  |  | 48.7646 | 1
| Zone | South of Lugo | 1 | Monthly System Peak Day | SCE | 1-in-10 | 2029 | 22 |  |  |  | 48.625 | 1
| Zone | South of Lugo | 1 | Monthly System Peak Day | SCE | 1-in-10 | 2029 | 23 |  |  |  | 48.1971 | 1
| Zone | South of Lugo | 1 | Monthly System Peak Day | SCE | 1-in-10 | 2029 | 24 |  |  |  | 47.5454 | 1
| Zone | South of Lugo | 2 | Average Weekday | SCE | 1-in-10 | 2029 | 1 |  |  |  | 57.3372 | 1
| Zone | South of Lugo | 2 | Average Weekday | SCE | 1-in-10 | 2029 | 2 |  |  |  | 56.1771 | 1
| Zone | South of Lugo | 2 | Average Weekday | SCE | 1-in-10 | 2029 | 3 |  |  |  | 55.2175 | 1
| Zone | South of Lugo | 2 | Average Weekday | SCE | 1-in-10 | 2029 | 4 |  |  |  | 54.1537 | 1
| Zone | South of Lugo | 2 | Average Weekday | SCE | 1-in-10 | 2029 | 5 |  |  |  | 53.381 | 1
| Zone | South of Lugo | 2 | Average Weekday | SCE | 1-in-10 | 2029 | 6 |  |  |  | 52.7974 | 1
| Zone | South of Lugo | 2 | Average Weekday | SCE | 1-in-10 | 2029 | 7 |  |  |  | 52.5213 | 1
| Zone | South of Lugo | 2 | Average Weekday | SCE | 1-in-10 | 2029 | 8 |  |  |  | 52.3631 | 1
| Zone | South of Lugo | 2 | Average Weekday | SCE | 1-in-10 | 2029 | 9 |  |  |  | 54.5008 | 1
| Zone | South of Lugo | 2 | Average Weekday | SCE | 1-in-10 | 2029 | 10 |  |  |  | 58.6985 | 1
| Zone | South of Lugo | 2 | Average Weekday | SCE | 1-in-10 | 2029 | 11 |  |  |  | 63.0635 | 1
| Zone | South of Lugo | 2 | Average Weekday | SCE | 1-in-10 | 2029 | 12 |  |  |  | 66.5518 | 1
| Zone | South of Lugo | 2 | Average Weekday | SCE | 1-in-10 | 2029 | 13 |  |  |  | 69.1382 | 1
| Zone | South of Lugo | 2 | Average Weekday | SCE | 1-in-10 | 2029 | 14 |  |  |  | 70.9496 | 1
| Zone | South of Lugo | 2 | Average Weekday | SCE | 1-in-10 | 2029 | 15 |  |  |  | 71.7652 | 1
| Zone | South of Lugo | 2 | Average Weekday | SCE | 1-in-10 | 2029 | 16 |  |  |  | 72.0224 | 1
| Zone | South of Lugo | 2 | Average Weekday | SCE | 1-in-10 | 2029 | 17 |  |  |  | 71.3018 | 1
| Zone | South of Lugo | 2 | Average Weekday | SCE | 1-in-10 | 2029 | 18 |  |  |  | 69.6733 | 1
| Zone | South of Lugo | 2 | Average Weekday | SCE | 1-in-10 | 2029 | 19 |  |  |  | 66.6786 | 1
| Zone | South of Lugo | 2 | Average Weekday | SCE | 1-in-10 | 2029 | 20 |  |  |  | 63.9657 | 1
| Zone | South of Lugo | 2 | Average Weekday | SCE | 1-in-10 | 2029 | 21 |  |  |  | 62.1954 | 1
| Zone | South of Lugo | 2 | Average Weekday | SCE | 1-in-10 | 2029 | 22 |  |  |  | 60.859 | 1
| Zone | South of Lugo | 2 | Average Weekday | SCE | 1-in-10 | 2029 | 23 |  |  |  | 59.3965 | 1
| Zone | South of Lugo | 2 | Average Weekday | SCE | 1-in-10 | 2029 | 24 |  |  |  | 58.1767 | 1
| Zone | South of Lugo | 2 | Monthly System Peak Day | SCE | 1-in-10 | 2029 | 1 |  |  |  | 69.37 | 1
| Zone | South of Lugo | 2 | Monthly System Peak Day | SCE | 1-in-10 | 2029 | 2 |  |  |  | 68.2633 | 1
| Zone | South of Lugo | 2 | Monthly System Peak Day | SCE | 1-in-10 | 2029 | 3 |  |  |  | 66.6221 | 1
| Zone | South of Lugo | 2 | Monthly System Peak Day | SCE | 1-in-10 | 2029 | 4 |  |  |  | 64.9621 | 1
| Zone | South of Lugo | 2 | Monthly System Peak Day | SCE | 1-in-10 | 2029 | 5 |  |  |  | 64.3146 | 1
| Zone | South of Lugo | 2 | Monthly System Peak Day | SCE | 1-in-10 | 2029 | 6 |  |  |  | 62.3879 | 1
| Zone | South of Lugo | 2 | Monthly System Peak Day | SCE | 1-in-10 | 2029 | 7 |  |  |  | 63.2612 | 1
| Zone | South of Lugo | 2 | Monthly System Peak Day | SCE | 1-in-10 | 2029 | 8 |  |  |  | 62.0283 | 1
| Zone | South of Lugo | 2 | Monthly System Peak Day | SCE | 1-in-10 | 2029 | 9 |  |  |  | 63.9592 | 1
| Zone | South of Lugo | 2 | Monthly System Peak Day | SCE | 1-in-10 | 2029 | 10 |  |  |  | 70.3225 | 1
| Zone | South of Lugo | 2 | Monthly System Peak Day | SCE | 1-in-10 | 2029 | 11 |  |  |  | 75.9629 | 1
| Zone | South of Lugo | 2 | Monthly System Peak Day | SCE | 1-in-10 | 2029 | 12 |  |  |  | 80.0667 | 1
| Zone | South of Lugo | 2 | Monthly System Peak Day | SCE | 1-in-10 | 2029 | 13 |  |  |  | 83.0833 | 1
| Zone | South of Lugo | 2 | Monthly System Peak Day | SCE | 1-in-10 | 2029 | 14 |  |  |  | 85.4 | 1
| Zone | South of Lugo | 2 | Monthly System Peak Day | SCE | 1-in-10 | 2029 | 15 |  |  |  | 86.6208 | 1
| Zone | South of Lugo | 2 | Monthly System Peak Day | SCE | 1-in-10 | 2029 | 16 |  |  |  | 86.5292 | 1
| Zone | South of Lugo | 2 | Monthly System Peak Day | SCE | 1-in-10 | 2029 | 17 |  |  |  | 85.3375 | 1
| Zone | South of Lugo | 2 | Monthly System Peak Day | SCE | 1-in-10 | 2029 | 18 |  |  |  | 83.1625 | 1
| Zone | South of Lugo | 2 | Monthly System Peak Day | SCE | 1-in-10 | 2029 | 19 |  |  |  | 78.6708 | 1
| Zone | South of Lugo | 2 | Monthly System Peak Day | SCE | 1-in-10 | 2029 | 20 |  |  |  | 74.6375 | 1
| Zone | South of Lugo | 2 | Monthly System Peak Day | SCE | 1-in-10 | 2029 | 21 |  |  |  | 71.8962 | 1
| Zone | South of Lugo | 2 | Monthly System Peak Day | SCE | 1-in-10 | 2029 | 22 |  |  |  | 70.31 | 1
| Zone | South of Lugo | 2 | Monthly System Peak Day | SCE | 1-in-10 | 2029 | 23 |  |  |  | 67.7371 | 1
| Zone | South of Lugo | 2 | Monthly System Peak Day | SCE | 1-in-10 | 2029 | 24 |  |  |  | 65.4333 | 1
| Zone | South of Lugo | 3 | Average Weekday | SCE | 1-in-10 | 2029 | 1 |  |  |  | 60.2963 | 1
| Zone | South of Lugo | 3 | Average Weekday | SCE | 1-in-10 | 2029 | 2 |  |  |  | 59.2613 | 1
| Zone | South of Lugo | 3 | Average Weekday | SCE | 1-in-10 | 2029 | 3 |  |  |  | 58.2877 | 1
| Zone | South of Lugo | 3 | Average Weekday | SCE | 1-in-10 | 2029 | 4 |  |  |  | 57.3831 | 1
| Zone | South of Lugo | 3 | Average Weekday | SCE | 1-in-10 | 2029 | 5 |  |  |  | 56.6944 | 1
| Zone | South of Lugo | 3 | Average Weekday | SCE | 1-in-10 | 2029 | 6 |  |  |  | 56.0616 | 1
| Zone | South of Lugo | 3 | Average Weekday | SCE | 1-in-10 | 2029 | 7 |  |  |  | 55.7979 | 1
| Zone | South of Lugo | 3 | Average Weekday | SCE | 1-in-10 | 2029 | 8 |  |  |  | 55.9064 | 1
| Zone | South of Lugo | 3 | Average Weekday | SCE | 1-in-10 | 2029 | 9 |  |  |  | 57.5692 | 1
| Zone | South of Lugo | 3 | Average Weekday | SCE | 1-in-10 | 2029 | 10 |  |  |  | 61.2746 | 1
| Zone | South of Lugo | 3 | Average Weekday | SCE | 1-in-10 | 2029 | 11 |  |  |  | 65.6137 | 1
| Zone | South of Lugo | 3 | Average Weekday | SCE | 1-in-10 | 2029 | 12 |  |  |  | 69.4158 | 1
| Zone | South of Lugo | 3 | Average Weekday | SCE | 1-in-10 | 2029 | 13 |  |  |  | 72.2824 | 1
| Zone | South of Lugo | 3 | Average Weekday | SCE | 1-in-10 | 2029 | 14 |  |  |  | 74.1994 | 1
| Zone | South of Lugo | 3 | Average Weekday | SCE | 1-in-10 | 2029 | 15 |  |  |  | 75.3807 | 1
| Zone | South of Lugo | 3 | Average Weekday | SCE | 1-in-10 | 2029 | 16 |  |  |  | 75.9072 | 1
| Zone | South of Lugo | 3 | Average Weekday | SCE | 1-in-10 | 2029 | 17 |  |  |  | 75.6839 | 1
| Zone | South of Lugo | 3 | Average Weekday | SCE | 1-in-10 | 2029 | 18 |  |  |  | 74.6285 | 1
| Zone | South of Lugo | 3 | Average Weekday | SCE | 1-in-10 | 2029 | 19 |  |  |  | 72.6844 | 1
| Zone | South of Lugo | 3 | Average Weekday | SCE | 1-in-10 | 2029 | 20 |  |  |  | 69.9169 | 1
| Zone | South of Lugo | 3 | Average Weekday | SCE | 1-in-10 | 2029 | 21 |  |  |  | 67.2424 | 1
| Zone | South of Lugo | 3 | Average Weekday | SCE | 1-in-10 | 2029 | 22 |  |  |  | 65.5237 | 1
| Zone | South of Lugo | 3 | Average Weekday | SCE | 1-in-10 | 2029 | 23 |  |  |  | 64.1832 | 1
| Zone | South of Lugo | 3 | Average Weekday | SCE | 1-in-10 | 2029 | 24 |  |  |  | 62.7782 | 1
| Zone | South of Lugo | 3 | Monthly System Peak Day | SCE | 1-in-10 | 2029 | 1 |  |  |  | 69.4088 | 1
| Zone | South of Lugo | 3 | Monthly System Peak Day | SCE | 1-in-10 | 2029 | 2 |  |  |  | 67.8808 | 1
| Zone | South of Lugo | 3 | Monthly System Peak Day | SCE | 1-in-10 | 2029 | 3 |  |  |  | 65.8083 | 1
| Zone | South of Lugo | 3 | Monthly System Peak Day | SCE | 1-in-10 | 2029 | 4 |  |  |  | 64.6225 | 1
| Zone | South of Lugo | 3 | Monthly System Peak Day | SCE | 1-in-10 | 2029 | 5 |  |  |  | 64.0263 | 1
| Zone | South of Lugo | 3 | Monthly System Peak Day | SCE | 1-in-10 | 2029 | 6 |  |  |  | 63.5737 | 1
| Zone | South of Lugo | 3 | Monthly System Peak Day | SCE | 1-in-10 | 2029 | 7 |  |  |  | 64.2588 | 1
| Zone | South of Lugo | 3 | Monthly System Peak Day | SCE | 1-in-10 | 2029 | 8 |  |  |  | 64.0933 | 1
| Zone | South of Lugo | 3 | Monthly System Peak Day | SCE | 1-in-10 | 2029 | 9 |  |  |  | 65.4004 | 1
| Zone | South of Lugo | 3 | Monthly System Peak Day | SCE | 1-in-10 | 2029 | 10 |  |  |  | 69.9854 | 1
| Zone | South of Lugo | 3 | Monthly System Peak Day | SCE | 1-in-10 | 2029 | 11 |  |  |  | 75.0567 | 1
| Zone | South of Lugo | 3 | Monthly System Peak Day | SCE | 1-in-10 | 2029 | 12 |  |  |  | 79.2792 | 1
| Zone | South of Lugo | 3 | Monthly System Peak Day | SCE | 1-in-10 | 2029 | 13 |  |  |  | 83 | 1
| Zone | South of Lugo | 3 | Monthly System Peak Day | SCE | 1-in-10 | 2029 | 14 |  |  |  | 85.1458 | 1
| Zone | South of Lugo | 3 | Monthly System Peak Day | SCE | 1-in-10 | 2029 | 15 |  |  |  | 86.8292 | 1
| Zone | South of Lugo | 3 | Monthly System Peak Day | SCE | 1-in-10 | 2029 | 16 |  |  |  | 87.2917 | 1
| Zone | South of Lugo | 3 | Monthly System Peak Day | SCE | 1-in-10 | 2029 | 17 |  |  |  | 86.9417 | 1
| Zone | South of Lugo | 3 | Monthly System Peak Day | SCE | 1-in-10 | 2029 | 18 |  |  |  | 85.7458 | 1
| Zone | South of Lugo | 3 | Monthly System Peak Day | SCE | 1-in-10 | 2029 | 19 |  |  |  | 84.5792 | 1
| Zone | South of Lugo | 3 | Monthly System Peak Day | SCE | 1-in-10 | 2029 | 20 |  |  |  | 81.9208 | 1
| Zone | South of Lugo | 3 | Monthly System Peak Day | SCE | 1-in-10 | 2029 | 21 |  |  |  | 77.7542 | 1
| Zone | South of Lugo | 3 | Monthly System Peak Day | SCE | 1-in-10 | 2029 | 22 |  |  |  | 74.3004 | 1
| Zone | South of Lugo | 3 | Monthly System Peak Day | SCE | 1-in-10 | 2029 | 23 |  |  |  | 72.0462 | 1
| Zone | South of Lugo | 3 | Monthly System Peak Day | SCE | 1-in-10 | 2029 | 24 |  |  |  | 69.3133 | 1
| Zone | South of Lugo | 4 | Average Weekday | SCE | 1-in-10 | 2029 | 1 |  |  |  | 60.4942 | 1
| Zone | South of Lugo | 4 | Average Weekday | SCE | 1-in-10 | 2029 | 2 |  |  |  | 59.5069 | 1
| Zone | South of Lugo | 4 | Average Weekday | SCE | 1-in-10 | 2029 | 3 |  |  |  | 58.6222 | 1
| Zone | South of Lugo | 4 | Average Weekday | SCE | 1-in-10 | 2029 | 4 |  |  |  | 57.8236 | 1
| Zone | South of Lugo | 4 | Average Weekday | SCE | 1-in-10 | 2029 | 5 |  |  |  | 57.1561 | 1
| Zone | South of Lugo | 4 | Average Weekday | SCE | 1-in-10 | 2029 | 6 |  |  |  | 56.652 | 1
| Zone | South of Lugo | 4 | Average Weekday | SCE | 1-in-10 | 2029 | 7 |  |  |  | 56.2924 | 1
| Zone | South of Lugo | 4 | Average Weekday | SCE | 1-in-10 | 2029 | 8 |  |  |  | 56.3505 | 1
| Zone | South of Lugo | 4 | Average Weekday | SCE | 1-in-10 | 2029 | 9 |  |  |  | 58.3162 | 1
| Zone | South of Lugo | 4 | Average Weekday | SCE | 1-in-10 | 2029 | 10 |  |  |  | 61.566 | 1
| Zone | South of Lugo | 4 | Average Weekday | SCE | 1-in-10 | 2029 | 11 |  |  |  | 64.8817 | 1
| Zone | South of Lugo | 4 | Average Weekday | SCE | 1-in-10 | 2029 | 12 |  |  |  | 68.0431 | 1
| Zone | South of Lugo | 4 | Average Weekday | SCE | 1-in-10 | 2029 | 13 |  |  |  | 70.7017 | 1
| Zone | South of Lugo | 4 | Average Weekday | SCE | 1-in-10 | 2029 | 14 |  |  |  | 72.5247 | 1
| Zone | South of Lugo | 4 | Average Weekday | SCE | 1-in-10 | 2029 | 15 |  |  |  | 73.7169 | 1
| Zone | South of Lugo | 4 | Average Weekday | SCE | 1-in-10 | 2029 | 16 |  |  |  | 74.4938 | 1
| Zone | South of Lugo | 4 | Average Weekday | SCE | 1-in-10 | 2029 | 17 |  |  |  | 74.8613 | 1
| Zone | South of Lugo | 4 | Average Weekday | SCE | 1-in-10 | 2029 | 18 |  |  |  | 74.1725 | 1
| Zone | South of Lugo | 4 | Average Weekday | SCE | 1-in-10 | 2029 | 19 |  |  |  | 72.754 | 1
| Zone | South of Lugo | 4 | Average Weekday | SCE | 1-in-10 | 2029 | 20 |  |  |  | 70.5109 | 1
| Zone | South of Lugo | 4 | Average Weekday | SCE | 1-in-10 | 2029 | 21 |  |  |  | 67.483 | 1
| Zone | South of Lugo | 4 | Average Weekday | SCE | 1-in-10 | 2029 | 22 |  |  |  | 65.3444 | 1
| Zone | South of Lugo | 4 | Average Weekday | SCE | 1-in-10 | 2029 | 23 |  |  |  | 63.7484 | 1
| Zone | South of Lugo | 4 | Average Weekday | SCE | 1-in-10 | 2029 | 24 |  |  |  | 62.3534 | 1
| Zone | South of Lugo | 4 | Monthly System Peak Day | SCE | 1-in-10 | 2029 | 1 |  |  |  | 72.7513 | 1
| Zone | South of Lugo | 4 | Monthly System Peak Day | SCE | 1-in-10 | 2029 | 2 |  |  |  | 71.3629 | 1
| Zone | South of Lugo | 4 | Monthly System Peak Day | SCE | 1-in-10 | 2029 | 3 |  |  |  | 70.3804 | 1
| Zone | South of Lugo | 4 | Monthly System Peak Day | SCE | 1-in-10 | 2029 | 4 |  |  |  | 68.0883 | 1
| Zone | South of Lugo | 4 | Monthly System Peak Day | SCE | 1-in-10 | 2029 | 5 |  |  |  | 66.8875 | 1
| Zone | South of Lugo | 4 | Monthly System Peak Day | SCE | 1-in-10 | 2029 | 6 |  |  |  | 66.4575 | 1
| Zone | South of Lugo | 4 | Monthly System Peak Day | SCE | 1-in-10 | 2029 | 7 |  |  |  | 65.885 | 1
| Zone | South of Lugo | 4 | Monthly System Peak Day | SCE | 1-in-10 | 2029 | 8 |  |  |  | 65.9925 | 1
| Zone | South of Lugo | 4 | Monthly System Peak Day | SCE | 1-in-10 | 2029 | 9 |  |  |  | 69.3567 | 1
| Zone | South of Lugo | 4 | Monthly System Peak Day | SCE | 1-in-10 | 2029 | 10 |  |  |  | 74.8342 | 1
| Zone | South of Lugo | 4 | Monthly System Peak Day | SCE | 1-in-10 | 2029 | 11 |  |  |  | 79.85 | 1
| Zone | South of Lugo | 4 | Monthly System Peak Day | SCE | 1-in-10 | 2029 | 12 |  |  |  | 84.5792 | 1
| Zone | South of Lugo | 4 | Monthly System Peak Day | SCE | 1-in-10 | 2029 | 13 |  |  |  | 87.3208 | 1
| Zone | South of Lugo | 4 | Monthly System Peak Day | SCE | 1-in-10 | 2029 | 14 |  |  |  | 88.7333 | 1
| Zone | South of Lugo | 4 | Monthly System Peak Day | SCE | 1-in-10 | 2029 | 15 |  |  |  | 89.4083 | 1
| Zone | South of Lugo | 4 | Monthly System Peak Day | SCE | 1-in-10 | 2029 | 16 |  |  |  | 90.0792 | 1
| Zone | South of Lugo | 4 | Monthly System Peak Day | SCE | 1-in-10 | 2029 | 17 |  |  |  | 90.0625 | 1
| Zone | South of Lugo | 4 | Monthly System Peak Day | SCE | 1-in-10 | 2029 | 18 |  |  |  | 89.8542 | 1
| Zone | South of Lugo | 4 | Monthly System Peak Day | SCE | 1-in-10 | 2029 | 19 |  |  |  | 87.7208 | 1
| Zone | South of Lugo | 4 | Monthly System Peak Day | SCE | 1-in-10 | 2029 | 20 |  |  |  | 82.975 | 1
| Zone | South of Lugo | 4 | Monthly System Peak Day | SCE | 1-in-10 | 2029 | 21 |  |  |  | 77.045 | 1
| Zone | South of Lugo | 4 | Monthly System Peak Day | SCE | 1-in-10 | 2029 | 22 |  |  |  | 74.1288 | 1
| Zone | South of Lugo | 4 | Monthly System Peak Day | SCE | 1-in-10 | 2029 | 23 |  |  |  | 72.2787 | 1
| Zone | South of Lugo | 4 | Monthly System Peak Day | SCE | 1-in-10 | 2029 | 24 |  |  |  | 70.8858 | 1
| Zone | South of Lugo | 5 | Average Weekday | SCE | 1-in-10 | 2029 | 1 |  |  |  | 63.7261 | 1
| Zone | South of Lugo | 5 | Average Weekday | SCE | 1-in-10 | 2029 | 2 |  |  |  | 62.7364 | 1
| Zone | South of Lugo | 5 | Average Weekday | SCE | 1-in-10 | 2029 | 3 |  |  |  | 61.9172 | 1
| Zone | South of Lugo | 5 | Average Weekday | SCE | 1-in-10 | 2029 | 4 |  |  |  | 61.2504 | 1
| Zone | South of Lugo | 5 | Average Weekday | SCE | 1-in-10 | 2029 | 5 |  |  |  | 60.7132 | 1
| Zone | South of Lugo | 5 | Average Weekday | SCE | 1-in-10 | 2029 | 6 |  |  |  | 60.3703 | 1
| Zone | South of Lugo | 5 | Average Weekday | SCE | 1-in-10 | 2029 | 7 |  |  |  | 60.2288 | 1
| Zone | South of Lugo | 5 | Average Weekday | SCE | 1-in-10 | 2029 | 8 |  |  |  | 60.9294 | 1
| Zone | South of Lugo | 5 | Average Weekday | SCE | 1-in-10 | 2029 | 9 |  |  |  | 62.9482 | 1
| Zone | South of Lugo | 5 | Average Weekday | SCE | 1-in-10 | 2029 | 10 |  |  |  | 65.7554 | 1
| Zone | South of Lugo | 5 | Average Weekday | SCE | 1-in-10 | 2029 | 11 |  |  |  | 68.6938 | 1
| Zone | South of Lugo | 5 | Average Weekday | SCE | 1-in-10 | 2029 | 12 |  |  |  | 71.3639 | 1
| Zone | South of Lugo | 5 | Average Weekday | SCE | 1-in-10 | 2029 | 13 |  |  |  | 73.5492 | 1
| Zone | South of Lugo | 5 | Average Weekday | SCE | 1-in-10 | 2029 | 14 |  |  |  | 75.3789 | 1
| Zone | South of Lugo | 5 | Average Weekday | SCE | 1-in-10 | 2029 | 15 |  |  |  | 76.7811 | 1
| Zone | South of Lugo | 5 | Average Weekday | SCE | 1-in-10 | 2029 | 16 |  |  |  | 77.6 | 1
| Zone | South of Lugo | 5 | Average Weekday | SCE | 1-in-10 | 2029 | 17 |  |  |  | 77.8548 | 1
| Zone | South of Lugo | 5 | Average Weekday | SCE | 1-in-10 | 2029 | 18 |  |  |  | 77.2107 | 1
| Zone | South of Lugo | 5 | Average Weekday | SCE | 1-in-10 | 2029 | 19 |  |  |  | 75.8588 | 1
| Zone | South of Lugo | 5 | Average Weekday | SCE | 1-in-10 | 2029 | 20 |  |  |  | 73.7457 | 1
| Zone | South of Lugo | 5 | Average Weekday | SCE | 1-in-10 | 2029 | 21 |  |  |  | 70.633 | 1
| Zone | South of Lugo | 5 | Average Weekday | SCE | 1-in-10 | 2029 | 22 |  |  |  | 67.8287 | 1
| Zone | South of Lugo | 5 | Average Weekday | SCE | 1-in-10 | 2029 | 23 |  |  |  | 66.0136 | 1
| Zone | South of Lugo | 5 | Average Weekday | SCE | 1-in-10 | 2029 | 24 |  |  |  | 64.7075 | 1
| Zone | South of Lugo | 5 | Monthly System Peak Day | SCE | 1-in-10 | 2029 | 1 |  |  |  | 75.4321 | 1
| Zone | South of Lugo | 5 | Monthly System Peak Day | SCE | 1-in-10 | 2029 | 2 |  |  |  | 73.9658 | 1
| Zone | South of Lugo | 5 | Monthly System Peak Day | SCE | 1-in-10 | 2029 | 3 |  |  |  | 71.9892 | 1
| Zone | South of Lugo | 5 | Monthly System Peak Day | SCE | 1-in-10 | 2029 | 4 |  |  |  | 70.9163 | 1
| Zone | South of Lugo | 5 | Monthly System Peak Day | SCE | 1-in-10 | 2029 | 5 |  |  |  | 70.1583 | 1
| Zone | South of Lugo | 5 | Monthly System Peak Day | SCE | 1-in-10 | 2029 | 6 |  |  |  | 68.9408 | 1
| Zone | South of Lugo | 5 | Monthly System Peak Day | SCE | 1-in-10 | 2029 | 7 |  |  |  | 68.7504 | 1
| Zone | South of Lugo | 5 | Monthly System Peak Day | SCE | 1-in-10 | 2029 | 8 |  |  |  | 69.4196 | 1
| Zone | South of Lugo | 5 | Monthly System Peak Day | SCE | 1-in-10 | 2029 | 9 |  |  |  | 74.04 | 1
| Zone | South of Lugo | 5 | Monthly System Peak Day | SCE | 1-in-10 | 2029 | 10 |  |  |  | 80.7083 | 1
| Zone | South of Lugo | 5 | Monthly System Peak Day | SCE | 1-in-10 | 2029 | 11 |  |  |  | 86.8583 | 1
| Zone | South of Lugo | 5 | Monthly System Peak Day | SCE | 1-in-10 | 2029 | 12 |  |  |  | 90.5875 | 1
| Zone | South of Lugo | 5 | Monthly System Peak Day | SCE | 1-in-10 | 2029 | 13 |  |  |  | 93.1542 | 1
| Zone | South of Lugo | 5 | Monthly System Peak Day | SCE | 1-in-10 | 2029 | 14 |  |  |  | 94.5167 | 1
| Zone | South of Lugo | 5 | Monthly System Peak Day | SCE | 1-in-10 | 2029 | 15 |  |  |  | 96.05 | 1
| Zone | South of Lugo | 5 | Monthly System Peak Day | SCE | 1-in-10 | 2029 | 16 |  |  |  | 96.5375 | 1
| Zone | South of Lugo | 5 | Monthly System Peak Day | SCE | 1-in-10 | 2029 | 17 |  |  |  | 96.4417 | 1
| Zone | South of Lugo | 5 | Monthly System Peak Day | SCE | 1-in-10 | 2029 | 18 |  |  |  | 95.3792 | 1
| Zone | South of Lugo | 5 | Monthly System Peak Day | SCE | 1-in-10 | 2029 | 19 |  |  |  | 94.4625 | 1
| Zone | South of Lugo | 5 | Monthly System Peak Day | SCE | 1-in-10 | 2029 | 20 |  |  |  | 91.6125 | 1
| Zone | South of Lugo | 5 | Monthly System Peak Day | SCE | 1-in-10 | 2029 | 21 |  |  |  | 87.3083 | 1
| Zone | South of Lugo | 5 | Monthly System Peak Day | SCE | 1-in-10 | 2029 | 22 |  |  |  | 83.1583 | 1
| Zone | South of Lugo | 5 | Monthly System Peak Day | SCE | 1-in-10 | 2029 | 23 |  |  |  | 80.6958 | 1
| Zone | South of Lugo | 5 | Monthly System Peak Day | SCE | 1-in-10 | 2029 | 24 |  |  |  | 78.2358 | 1
| Zone | South of Lugo | 6 | Average Weekday | SCE | 1-in-10 | 2029 | 1 |  |  |  | 68.1974 | 1
| Zone | South of Lugo | 6 | Average Weekday | SCE | 1-in-10 | 2029 | 2 |  |  |  | 67.4474 | 1
| Zone | South of Lugo | 6 | Average Weekday | SCE | 1-in-10 | 2029 | 3 |  |  |  | 66.798 | 1
| Zone | South of Lugo | 6 | Average Weekday | SCE | 1-in-10 | 2029 | 4 |  |  |  | 66.2248 | 1
| Zone | South of Lugo | 6 | Average Weekday | SCE | 1-in-10 | 2029 | 5 |  |  |  | 65.7795 | 1
| Zone | South of Lugo | 6 | Average Weekday | SCE | 1-in-10 | 2029 | 6 |  |  |  | 65.4266 | 1
| Zone | South of Lugo | 6 | Average Weekday | SCE | 1-in-10 | 2029 | 7 |  |  |  | 65.2137 | 1
| Zone | South of Lugo | 6 | Average Weekday | SCE | 1-in-10 | 2029 | 8 |  |  |  | 65.9904 | 1
| Zone | South of Lugo | 6 | Average Weekday | SCE | 1-in-10 | 2029 | 9 |  |  |  | 67.8836 | 1
| Zone | South of Lugo | 6 | Average Weekday | SCE | 1-in-10 | 2029 | 10 |  |  |  | 70.8703 | 1
| Zone | South of Lugo | 6 | Average Weekday | SCE | 1-in-10 | 2029 | 11 |  |  |  | 74.0727 | 1
| Zone | South of Lugo | 6 | Average Weekday | SCE | 1-in-10 | 2029 | 12 |  |  |  | 77.1926 | 1
| Zone | South of Lugo | 6 | Average Weekday | SCE | 1-in-10 | 2029 | 13 |  |  |  | 79.5914 | 1
| Zone | South of Lugo | 6 | Average Weekday | SCE | 1-in-10 | 2029 | 14 |  |  |  | 81.2857 | 1
| Zone | South of Lugo | 6 | Average Weekday | SCE | 1-in-10 | 2029 | 15 |  |  |  | 82.4491 | 1
| Zone | South of Lugo | 6 | Average Weekday | SCE | 1-in-10 | 2029 | 16 |  |  |  | 83.1785 | 1
| Zone | South of Lugo | 6 | Average Weekday | SCE | 1-in-10 | 2029 | 17 |  |  |  | 83.0988 | 1
| Zone | South of Lugo | 6 | Average Weekday | SCE | 1-in-10 | 2029 | 18 |  |  |  | 82.3115 | 1
| Zone | South of Lugo | 6 | Average Weekday | SCE | 1-in-10 | 2029 | 19 |  |  |  | 80.9067 | 1
| Zone | South of Lugo | 6 | Average Weekday | SCE | 1-in-10 | 2029 | 20 |  |  |  | 78.6574 | 1
| Zone | South of Lugo | 6 | Average Weekday | SCE | 1-in-10 | 2029 | 21 |  |  |  | 75.6723 | 1
| Zone | South of Lugo | 6 | Average Weekday | SCE | 1-in-10 | 2029 | 22 |  |  |  | 72.5495 | 1
| Zone | South of Lugo | 6 | Average Weekday | SCE | 1-in-10 | 2029 | 23 |  |  |  | 70.5754 | 1
| Zone | South of Lugo | 6 | Average Weekday | SCE | 1-in-10 | 2029 | 24 |  |  |  | 69.3238 | 1
| Zone | South of Lugo | 6 | Monthly System Peak Day | SCE | 1-in-10 | 2029 | 1 |  |  |  | 77.3104 | 1
| Zone | South of Lugo | 6 | Monthly System Peak Day | SCE | 1-in-10 | 2029 | 2 |  |  |  | 75.7337 | 1
| Zone | South of Lugo | 6 | Monthly System Peak Day | SCE | 1-in-10 | 2029 | 3 |  |  |  | 74.2558 | 1
| Zone | South of Lugo | 6 | Monthly System Peak Day | SCE | 1-in-10 | 2029 | 4 |  |  |  | 73.6021 | 1
| Zone | South of Lugo | 6 | Monthly System Peak Day | SCE | 1-in-10 | 2029 | 5 |  |  |  | 72.4508 | 1
| Zone | South of Lugo | 6 | Monthly System Peak Day | SCE | 1-in-10 | 2029 | 6 |  |  |  | 71.5633 | 1
| Zone | South of Lugo | 6 | Monthly System Peak Day | SCE | 1-in-10 | 2029 | 7 |  |  |  | 70.7763 | 1
| Zone | South of Lugo | 6 | Monthly System Peak Day | SCE | 1-in-10 | 2029 | 8 |  |  |  | 72.3667 | 1
| Zone | South of Lugo | 6 | Monthly System Peak Day | SCE | 1-in-10 | 2029 | 9 |  |  |  | 76.6954 | 1
| Zone | South of Lugo | 6 | Monthly System Peak Day | SCE | 1-in-10 | 2029 | 10 |  |  |  | 82.8858 | 1
| Zone | South of Lugo | 6 | Monthly System Peak Day | SCE | 1-in-10 | 2029 | 11 |  |  |  | 87.9975 | 1
| Zone | South of Lugo | 6 | Monthly System Peak Day | SCE | 1-in-10 | 2029 | 12 |  |  |  | 91.6012 | 1
| Zone | South of Lugo | 6 | Monthly System Peak Day | SCE | 1-in-10 | 2029 | 13 |  |  |  | 92.8838 | 1
| Zone | South of Lugo | 6 | Monthly System Peak Day | SCE | 1-in-10 | 2029 | 14 |  |  |  | 94.1846 | 1
| Zone | South of Lugo | 6 | Monthly System Peak Day | SCE | 1-in-10 | 2029 | 15 |  |  |  | 95.4146 | 1
| Zone | South of Lugo | 6 | Monthly System Peak Day | SCE | 1-in-10 | 2029 | 16 |  |  |  | 96.8875 | 1
| Zone | South of Lugo | 6 | Monthly System Peak Day | SCE | 1-in-10 | 2029 | 17 |  |  |  | 97.35 | 1
| Zone | South of Lugo | 6 | Monthly System Peak Day | SCE | 1-in-10 | 2029 | 18 |  |  |  | 96.4667 | 1
| Zone | South of Lugo | 6 | Monthly System Peak Day | SCE | 1-in-10 | 2029 | 19 |  |  |  | 94.025 | 1
| Zone | South of Lugo | 6 | Monthly System Peak Day | SCE | 1-in-10 | 2029 | 20 |  |  |  | 88.8067 | 1
| Zone | South of Lugo | 6 | Monthly System Peak Day | SCE | 1-in-10 | 2029 | 21 |  |  |  | 84.6787 | 1
| Zone | South of Lugo | 6 | Monthly System Peak Day | SCE | 1-in-10 | 2029 | 22 |  |  |  | 81.0933 | 1
| Zone | South of Lugo | 6 | Monthly System Peak Day | SCE | 1-in-10 | 2029 | 23 |  |  |  | 77.7233 | 1
| Zone | South of Lugo | 6 | Monthly System Peak Day | SCE | 1-in-10 | 2029 | 24 |  |  |  | 75.3388 | 1
| Zone | South of Lugo | 7 | Average Weekday | SCE | 1-in-10 | 2029 | 1 |  |  |  | 73.2748 | 1
| Zone | South of Lugo | 7 | Average Weekday | SCE | 1-in-10 | 2029 | 2 |  |  |  | 72.448 | 1
| Zone | South of Lugo | 7 | Average Weekday | SCE | 1-in-10 | 2029 | 3 |  |  |  | 71.6747 | 1
| Zone | South of Lugo | 7 | Average Weekday | SCE | 1-in-10 | 2029 | 4 |  |  |  | 71.1028 | 1
| Zone | South of Lugo | 7 | Average Weekday | SCE | 1-in-10 | 2029 | 5 |  |  |  | 70.6155 | 1
| Zone | South of Lugo | 7 | Average Weekday | SCE | 1-in-10 | 2029 | 6 |  |  |  | 70.2457 | 1
| Zone | South of Lugo | 7 | Average Weekday | SCE | 1-in-10 | 2029 | 7 |  |  |  | 70.057 | 1
| Zone | South of Lugo | 7 | Average Weekday | SCE | 1-in-10 | 2029 | 8 |  |  |  | 70.6914 | 1
| Zone | South of Lugo | 7 | Average Weekday | SCE | 1-in-10 | 2029 | 9 |  |  |  | 73.0913 | 1
| Zone | South of Lugo | 7 | Average Weekday | SCE | 1-in-10 | 2029 | 10 |  |  |  | 76.3755 | 1
| Zone | South of Lugo | 7 | Average Weekday | SCE | 1-in-10 | 2029 | 11 |  |  |  | 79.8781 | 1
| Zone | South of Lugo | 7 | Average Weekday | SCE | 1-in-10 | 2029 | 12 |  |  |  | 83.1077 | 1
| Zone | South of Lugo | 7 | Average Weekday | SCE | 1-in-10 | 2029 | 13 |  |  |  | 85.4249 | 1
| Zone | South of Lugo | 7 | Average Weekday | SCE | 1-in-10 | 2029 | 14 |  |  |  | 87.0578 | 1
| Zone | South of Lugo | 7 | Average Weekday | SCE | 1-in-10 | 2029 | 15 |  |  |  | 88.2055 | 1
| Zone | South of Lugo | 7 | Average Weekday | SCE | 1-in-10 | 2029 | 16 |  |  |  | 88.8228 | 1
| Zone | South of Lugo | 7 | Average Weekday | SCE | 1-in-10 | 2029 | 17 |  |  |  | 88.8724 | 1
| Zone | South of Lugo | 7 | Average Weekday | SCE | 1-in-10 | 2029 | 18 |  |  |  | 88.0513 | 1
| Zone | South of Lugo | 7 | Average Weekday | SCE | 1-in-10 | 2029 | 19 |  |  |  | 86.5336 | 1
| Zone | South of Lugo | 7 | Average Weekday | SCE | 1-in-10 | 2029 | 20 |  |  |  | 84.1525 | 1
| Zone | South of Lugo | 7 | Average Weekday | SCE | 1-in-10 | 2029 | 21 |  |  |  | 80.9126 | 1
| Zone | South of Lugo | 7 | Average Weekday | SCE | 1-in-10 | 2029 | 22 |  |  |  | 77.7621 | 1
| Zone | South of Lugo | 7 | Average Weekday | SCE | 1-in-10 | 2029 | 23 |  |  |  | 75.8771 | 1
| Zone | South of Lugo | 7 | Average Weekday | SCE | 1-in-10 | 2029 | 24 |  |  |  | 74.689 | 1
| Zone | South of Lugo | 7 | Monthly System Peak Day | SCE | 1-in-10 | 2029 | 1 |  |  |  | 77.6923 | 1
| Zone | South of Lugo | 7 | Monthly System Peak Day | SCE | 1-in-10 | 2029 | 2 |  |  |  | 75.7504 | 1
| Zone | South of Lugo | 7 | Monthly System Peak Day | SCE | 1-in-10 | 2029 | 3 |  |  |  | 74.2777 | 1
| Zone | South of Lugo | 7 | Monthly System Peak Day | SCE | 1-in-10 | 2029 | 4 |  |  |  | 73.6715 | 1
| Zone | South of Lugo | 7 | Monthly System Peak Day | SCE | 1-in-10 | 2029 | 5 |  |  |  | 73.0354 | 1
| Zone | South of Lugo | 7 | Monthly System Peak Day | SCE | 1-in-10 | 2029 | 6 |  |  |  | 72.7562 | 1
| Zone | South of Lugo | 7 | Monthly System Peak Day | SCE | 1-in-10 | 2029 | 7 |  |  |  | 72.8565 | 1
| Zone | South of Lugo | 7 | Monthly System Peak Day | SCE | 1-in-10 | 2029 | 8 |  |  |  | 73.73 | 1
| Zone | South of Lugo | 7 | Monthly System Peak Day | SCE | 1-in-10 | 2029 | 9 |  |  |  | 77.7808 | 1
| Zone | South of Lugo | 7 | Monthly System Peak Day | SCE | 1-in-10 | 2029 | 10 |  |  |  | 83.1231 | 1
| Zone | South of Lugo | 7 | Monthly System Peak Day | SCE | 1-in-10 | 2029 | 11 |  |  |  | 89.0077 | 1
| Zone | South of Lugo | 7 | Monthly System Peak Day | SCE | 1-in-10 | 2029 | 12 |  |  |  | 94.2423 | 1
| Zone | South of Lugo | 7 | Monthly System Peak Day | SCE | 1-in-10 | 2029 | 13 |  |  |  | 97.8 | 1
| Zone | South of Lugo | 7 | Monthly System Peak Day | SCE | 1-in-10 | 2029 | 14 |  |  |  | 100.9 | 1
| Zone | South of Lugo | 7 | Monthly System Peak Day | SCE | 1-in-10 | 2029 | 15 |  |  |  | 104.1192 | 1
| Zone | South of Lugo | 7 | Monthly System Peak Day | SCE | 1-in-10 | 2029 | 16 |  |  |  | 105.9077 | 1
| Zone | South of Lugo | 7 | Monthly System Peak Day | SCE | 1-in-10 | 2029 | 17 |  |  |  | 106.2423 | 1
| Zone | South of Lugo | 7 | Monthly System Peak Day | SCE | 1-in-10 | 2029 | 18 |  |  |  | 105.65 | 1
| Zone | South of Lugo | 7 | Monthly System Peak Day | SCE | 1-in-10 | 2029 | 19 |  |  |  | 103.9692 | 1
| Zone | South of Lugo | 7 | Monthly System Peak Day | SCE | 1-in-10 | 2029 | 20 |  |  |  | 101.2 | 1
| Zone | South of Lugo | 7 | Monthly System Peak Day | SCE | 1-in-10 | 2029 | 21 |  |  |  | 98.1538 | 1
| Zone | South of Lugo | 7 | Monthly System Peak Day | SCE | 1-in-10 | 2029 | 22 |  |  |  | 93.2038 | 1
| Zone | South of Lugo | 7 | Monthly System Peak Day | SCE | 1-in-10 | 2029 | 23 |  |  |  | 88.0885 | 1
| Zone | South of Lugo | 7 | Monthly System Peak Day | SCE | 1-in-10 | 2029 | 24 |  |  |  | 85.6577 | 1
| Zone | South of Lugo | 8 | Average Weekday | SCE | 1-in-10 | 2029 | 1 |  |  |  | 73.7248 | 1
| Zone | South of Lugo | 8 | Average Weekday | SCE | 1-in-10 | 2029 | 2 |  |  |  | 72.8229 | 1
| Zone | South of Lugo | 8 | Average Weekday | SCE | 1-in-10 | 2029 | 3 |  |  |  | 72.0753 | 1
| Zone | South of Lugo | 8 | Average Weekday | SCE | 1-in-10 | 2029 | 4 |  |  |  | 71.4533 | 1
| Zone | South of Lugo | 8 | Average Weekday | SCE | 1-in-10 | 2029 | 5 |  |  |  | 70.9248 | 1
| Zone | South of Lugo | 8 | Average Weekday | SCE | 1-in-10 | 2029 | 6 |  |  |  | 70.4786 | 1
| Zone | South of Lugo | 8 | Average Weekday | SCE | 1-in-10 | 2029 | 7 |  |  |  | 70.2013 | 1
| Zone | South of Lugo | 8 | Average Weekday | SCE | 1-in-10 | 2029 | 8 |  |  |  | 70.2891 | 1
| Zone | South of Lugo | 8 | Average Weekday | SCE | 1-in-10 | 2029 | 9 |  |  |  | 72.2673 | 1
| Zone | South of Lugo | 8 | Average Weekday | SCE | 1-in-10 | 2029 | 10 |  |  |  | 75.3581 | 1
| Zone | South of Lugo | 8 | Average Weekday | SCE | 1-in-10 | 2029 | 11 |  |  |  | 78.8164 | 1
| Zone | South of Lugo | 8 | Average Weekday | SCE | 1-in-10 | 2029 | 12 |  |  |  | 82.3242 | 1
| Zone | South of Lugo | 8 | Average Weekday | SCE | 1-in-10 | 2029 | 13 |  |  |  | 84.8821 | 1
| Zone | South of Lugo | 8 | Average Weekday | SCE | 1-in-10 | 2029 | 14 |  |  |  | 86.7905 | 1
| Zone | South of Lugo | 8 | Average Weekday | SCE | 1-in-10 | 2029 | 15 |  |  |  | 88.0885 | 1
| Zone | South of Lugo | 8 | Average Weekday | SCE | 1-in-10 | 2029 | 16 |  |  |  | 88.4443 | 1
| Zone | South of Lugo | 8 | Average Weekday | SCE | 1-in-10 | 2029 | 17 |  |  |  | 88.2695 | 1
| Zone | South of Lugo | 8 | Average Weekday | SCE | 1-in-10 | 2029 | 18 |  |  |  | 87.4322 | 1
| Zone | South of Lugo | 8 | Average Weekday | SCE | 1-in-10 | 2029 | 19 |  |  |  | 85.7853 | 1
| Zone | South of Lugo | 8 | Average Weekday | SCE | 1-in-10 | 2029 | 20 |  |  |  | 83.1838 | 1
| Zone | South of Lugo | 8 | Average Weekday | SCE | 1-in-10 | 2029 | 21 |  |  |  | 79.75 | 1
| Zone | South of Lugo | 8 | Average Weekday | SCE | 1-in-10 | 2029 | 22 |  |  |  | 77.0841 | 1
| Zone | South of Lugo | 8 | Average Weekday | SCE | 1-in-10 | 2029 | 23 |  |  |  | 75.6476 | 1
| Zone | South of Lugo | 8 | Average Weekday | SCE | 1-in-10 | 2029 | 24 |  |  |  | 74.6572 | 1
| Zone | South of Lugo | 8 | Monthly System Peak Day | SCE | 1-in-10 | 2029 | 1 |  |  |  | 79.7023 | 1
| Zone | South of Lugo | 8 | Monthly System Peak Day | SCE | 1-in-10 | 2029 | 2 |  |  |  | 78.6038 | 1
| Zone | South of Lugo | 8 | Monthly System Peak Day | SCE | 1-in-10 | 2029 | 3 |  |  |  | 77.6408 | 1
| Zone | South of Lugo | 8 | Monthly System Peak Day | SCE | 1-in-10 | 2029 | 4 |  |  |  | 76.7208 | 1
| Zone | South of Lugo | 8 | Monthly System Peak Day | SCE | 1-in-10 | 2029 | 5 |  |  |  | 75.6773 | 1
| Zone | South of Lugo | 8 | Monthly System Peak Day | SCE | 1-in-10 | 2029 | 6 |  |  |  | 74.87 | 1
| Zone | South of Lugo | 8 | Monthly System Peak Day | SCE | 1-in-10 | 2029 | 7 |  |  |  | 74.2158 | 1
| Zone | South of Lugo | 8 | Monthly System Peak Day | SCE | 1-in-10 | 2029 | 8 |  |  |  | 74.5485 | 1
| Zone | South of Lugo | 8 | Monthly System Peak Day | SCE | 1-in-10 | 2029 | 9 |  |  |  | 77.4577 | 1
| Zone | South of Lugo | 8 | Monthly System Peak Day | SCE | 1-in-10 | 2029 | 10 |  |  |  | 82.35 | 1
| Zone | South of Lugo | 8 | Monthly System Peak Day | SCE | 1-in-10 | 2029 | 11 |  |  |  | 88.3962 | 1
| Zone | South of Lugo | 8 | Monthly System Peak Day | SCE | 1-in-10 | 2029 | 12 |  |  |  | 92.0308 | 1
| Zone | South of Lugo | 8 | Monthly System Peak Day | SCE | 1-in-10 | 2029 | 13 |  |  |  | 93.3885 | 1
| Zone | South of Lugo | 8 | Monthly System Peak Day | SCE | 1-in-10 | 2029 | 14 |  |  |  | 94.4846 | 1
| Zone | South of Lugo | 8 | Monthly System Peak Day | SCE | 1-in-10 | 2029 | 15 |  |  |  | 95.9308 | 1
| Zone | South of Lugo | 8 | Monthly System Peak Day | SCE | 1-in-10 | 2029 | 16 |  |  |  | 97.4654 | 1
| Zone | South of Lugo | 8 | Monthly System Peak Day | SCE | 1-in-10 | 2029 | 17 |  |  |  | 97.7308 | 1
| Zone | South of Lugo | 8 | Monthly System Peak Day | SCE | 1-in-10 | 2029 | 18 |  |  |  | 96.85 | 1
| Zone | South of Lugo | 8 | Monthly System Peak Day | SCE | 1-in-10 | 2029 | 19 |  |  |  | 95.1846 | 1
| Zone | South of Lugo | 8 | Monthly System Peak Day | SCE | 1-in-10 | 2029 | 20 |  |  |  | 92.1538 | 1
| Zone | South of Lugo | 8 | Monthly System Peak Day | SCE | 1-in-10 | 2029 | 21 |  |  |  | 88.5731 | 1
| Zone | South of Lugo | 8 | Monthly System Peak Day | SCE | 1-in-10 | 2029 | 22 |  |  |  | 85.1115 | 1
| Zone | South of Lugo | 8 | Monthly System Peak Day | SCE | 1-in-10 | 2029 | 23 |  |  |  | 82.8692 | 1
| Zone | South of Lugo | 8 | Monthly System Peak Day | SCE | 1-in-10 | 2029 | 24 |  |  |  | 81.6923 | 1
| Zone | South of Lugo | 8 | Typical Event Day | SCE | 1-in-10 | 2029 | 1 |  |  |  | 78.3372 | 1
| Zone | South of Lugo | 8 | Typical Event Day | SCE | 1-in-10 | 2029 | 2 |  |  |  | 76.9656 | 1
| Zone | South of Lugo | 8 | Typical Event Day | SCE | 1-in-10 | 2029 | 3 |  |  |  | 75.7092 | 1
| Zone | South of Lugo | 8 | Typical Event Day | SCE | 1-in-10 | 2029 | 4 |  |  |  | 75.1885 | 1
| Zone | South of Lugo | 8 | Typical Event Day | SCE | 1-in-10 | 2029 | 5 |  |  |  | 74.369 | 1
| Zone | South of Lugo | 8 | Typical Event Day | SCE | 1-in-10 | 2029 | 6 |  |  |  | 73.8999 | 1
| Zone | South of Lugo | 8 | Typical Event Day | SCE | 1-in-10 | 2029 | 7 |  |  |  | 73.5392 | 1
| Zone | South of Lugo | 8 | Typical Event Day | SCE | 1-in-10 | 2029 | 8 |  |  |  | 74.2582 | 1
| Zone | South of Lugo | 8 | Typical Event Day | SCE | 1-in-10 | 2029 | 9 |  |  |  | 77.5992 | 1
| Zone | South of Lugo | 8 | Typical Event Day | SCE | 1-in-10 | 2029 | 10 |  |  |  | 82.6605 | 1
| Zone | South of Lugo | 8 | Typical Event Day | SCE | 1-in-10 | 2029 | 11 |  |  |  | 88.2412 | 1
| Zone | South of Lugo | 8 | Typical Event Day | SCE | 1-in-10 | 2029 | 12 |  |  |  | 92.3743 | 1
| Zone | South of Lugo | 8 | Typical Event Day | SCE | 1-in-10 | 2029 | 13 |  |  |  | 94.8318 | 1
| Zone | South of Lugo | 8 | Typical Event Day | SCE | 1-in-10 | 2029 | 14 |  |  |  | 96.8484 | 1
| Zone | South of Lugo | 8 | Typical Event Day | SCE | 1-in-10 | 2029 | 15 |  |  |  | 98.6966 | 1
| Zone | South of Lugo | 8 | Typical Event Day | SCE | 1-in-10 | 2029 | 16 |  |  |  | 99.9769 | 1
| Zone | South of Lugo | 8 | Typical Event Day | SCE | 1-in-10 | 2029 | 17 |  |  |  | 100.3817 | 1
| Zone | South of Lugo | 8 | Typical Event Day | SCE | 1-in-10 | 2029 | 18 |  |  |  | 99.4721 | 1
| Zone | South of Lugo | 8 | Typical Event Day | SCE | 1-in-10 | 2029 | 19 |  |  |  | 97.474 | 1
| Zone | South of Lugo | 8 | Typical Event Day | SCE | 1-in-10 | 2029 | 20 |  |  |  | 93.8717 | 1
| Zone | South of Lugo | 8 | Typical Event Day | SCE | 1-in-10 | 2029 | 21 |  |  |  | 90.2264 | 1
| Zone | South of Lugo | 8 | Typical Event Day | SCE | 1-in-10 | 2029 | 22 |  |  |  | 86.9024 | 1
| Zone | South of Lugo | 8 | Typical Event Day | SCE | 1-in-10 | 2029 | 23 |  |  |  | 84.0013 | 1
| Zone | South of Lugo | 8 | Typical Event Day | SCE | 1-in-10 | 2029 | 24 |  |  |  | 82.0521 | 1
| Zone | South of Lugo | 9 | Average Weekday | SCE | 1-in-10 | 2029 | 1 |  |  |  | 73.2512 | 1
| Zone | South of Lugo | 9 | Average Weekday | SCE | 1-in-10 | 2029 | 2 |  |  |  | 72.3685 | 1
| Zone | South of Lugo | 9 | Average Weekday | SCE | 1-in-10 | 2029 | 3 |  |  |  | 71.6295 | 1
| Zone | South of Lugo | 9 | Average Weekday | SCE | 1-in-10 | 2029 | 4 |  |  |  | 70.9846 | 1
| Zone | South of Lugo | 9 | Average Weekday | SCE | 1-in-10 | 2029 | 5 |  |  |  | 70.4271 | 1
| Zone | South of Lugo | 9 | Average Weekday | SCE | 1-in-10 | 2029 | 6 |  |  |  | 69.9244 | 1
| Zone | South of Lugo | 9 | Average Weekday | SCE | 1-in-10 | 2029 | 7 |  |  |  | 69.5541 | 1
| Zone | South of Lugo | 9 | Average Weekday | SCE | 1-in-10 | 2029 | 8 |  |  |  | 69.361 | 1
| Zone | South of Lugo | 9 | Average Weekday | SCE | 1-in-10 | 2029 | 9 |  |  |  | 70.7113 | 1
| Zone | South of Lugo | 9 | Average Weekday | SCE | 1-in-10 | 2029 | 10 |  |  |  | 73.6147 | 1
| Zone | South of Lugo | 9 | Average Weekday | SCE | 1-in-10 | 2029 | 11 |  |  |  | 77.1101 | 1
| Zone | South of Lugo | 9 | Average Weekday | SCE | 1-in-10 | 2029 | 12 |  |  |  | 80.43 | 1
| Zone | South of Lugo | 9 | Average Weekday | SCE | 1-in-10 | 2029 | 13 |  |  |  | 83.0984 | 1
| Zone | South of Lugo | 9 | Average Weekday | SCE | 1-in-10 | 2029 | 14 |  |  |  | 84.9046 | 1
| Zone | South of Lugo | 9 | Average Weekday | SCE | 1-in-10 | 2029 | 15 |  |  |  | 86.2075 | 1
| Zone | South of Lugo | 9 | Average Weekday | SCE | 1-in-10 | 2029 | 16 |  |  |  | 86.7527 | 1
| Zone | South of Lugo | 9 | Average Weekday | SCE | 1-in-10 | 2029 | 17 |  |  |  | 86.7156 | 1
| Zone | South of Lugo | 9 | Average Weekday | SCE | 1-in-10 | 2029 | 18 |  |  |  | 85.846 | 1
| Zone | South of Lugo | 9 | Average Weekday | SCE | 1-in-10 | 2029 | 19 |  |  |  | 84.0648 | 1
| Zone | South of Lugo | 9 | Average Weekday | SCE | 1-in-10 | 2029 | 20 |  |  |  | 81.1436 | 1
| Zone | South of Lugo | 9 | Average Weekday | SCE | 1-in-10 | 2029 | 21 |  |  |  | 78.0516 | 1
| Zone | South of Lugo | 9 | Average Weekday | SCE | 1-in-10 | 2029 | 22 |  |  |  | 76.2339 | 1
| Zone | South of Lugo | 9 | Average Weekday | SCE | 1-in-10 | 2029 | 23 |  |  |  | 74.88 | 1
| Zone | South of Lugo | 9 | Average Weekday | SCE | 1-in-10 | 2029 | 24 |  |  |  | 73.7799 | 1
| Zone | South of Lugo | 9 | Monthly System Peak Day | SCE | 1-in-10 | 2029 | 1 |  |  |  | 79.1115 | 1
| Zone | South of Lugo | 9 | Monthly System Peak Day | SCE | 1-in-10 | 2029 | 2 |  |  |  | 78.2385 | 1
| Zone | South of Lugo | 9 | Monthly System Peak Day | SCE | 1-in-10 | 2029 | 3 |  |  |  | 77.1231 | 1
| Zone | South of Lugo | 9 | Monthly System Peak Day | SCE | 1-in-10 | 2029 | 4 |  |  |  | 77.1731 | 1
| Zone | South of Lugo | 9 | Monthly System Peak Day | SCE | 1-in-10 | 2029 | 5 |  |  |  | 76.7038 | 1
| Zone | South of Lugo | 9 | Monthly System Peak Day | SCE | 1-in-10 | 2029 | 6 |  |  |  | 76.7885 | 1
| Zone | South of Lugo | 9 | Monthly System Peak Day | SCE | 1-in-10 | 2029 | 7 |  |  |  | 76.7077 | 1
| Zone | South of Lugo | 9 | Monthly System Peak Day | SCE | 1-in-10 | 2029 | 8 |  |  |  | 76.9 | 1
| Zone | South of Lugo | 9 | Monthly System Peak Day | SCE | 1-in-10 | 2029 | 9 |  |  |  | 79.1115 | 1
| Zone | South of Lugo | 9 | Monthly System Peak Day | SCE | 1-in-10 | 2029 | 10 |  |  |  | 83.05 | 1
| Zone | South of Lugo | 9 | Monthly System Peak Day | SCE | 1-in-10 | 2029 | 11 |  |  |  | 88.3115 | 1
| Zone | South of Lugo | 9 | Monthly System Peak Day | SCE | 1-in-10 | 2029 | 12 |  |  |  | 92.3423 | 1
| Zone | South of Lugo | 9 | Monthly System Peak Day | SCE | 1-in-10 | 2029 | 13 |  |  |  | 96.1461 | 1
| Zone | South of Lugo | 9 | Monthly System Peak Day | SCE | 1-in-10 | 2029 | 14 |  |  |  | 98.7692 | 1
| Zone | South of Lugo | 9 | Monthly System Peak Day | SCE | 1-in-10 | 2029 | 15 |  |  |  | 100.2462 | 1
| Zone | South of Lugo | 9 | Monthly System Peak Day | SCE | 1-in-10 | 2029 | 16 |  |  |  | 100.45 | 1
| Zone | South of Lugo | 9 | Monthly System Peak Day | SCE | 1-in-10 | 2029 | 17 |  |  |  | 100.8692 | 1
| Zone | South of Lugo | 9 | Monthly System Peak Day | SCE | 1-in-10 | 2029 | 18 |  |  |  | 99.5692 | 1
| Zone | South of Lugo | 9 | Monthly System Peak Day | SCE | 1-in-10 | 2029 | 19 |  |  |  | 97.3731 | 1
| Zone | South of Lugo | 9 | Monthly System Peak Day | SCE | 1-in-10 | 2029 | 20 |  |  |  | 94.2192 | 1
| Zone | South of Lugo | 9 | Monthly System Peak Day | SCE | 1-in-10 | 2029 | 21 |  |  |  | 90.4231 | 1
| Zone | South of Lugo | 9 | Monthly System Peak Day | SCE | 1-in-10 | 2029 | 22 |  |  |  | 89.0269 | 1
| Zone | South of Lugo | 9 | Monthly System Peak Day | SCE | 1-in-10 | 2029 | 23 |  |  |  | 88.0077 | 1
| Zone | South of Lugo | 9 | Monthly System Peak Day | SCE | 1-in-10 | 2029 | 24 |  |  |  | 86.1 | 1
| Zone | South of Lugo | 10 | Average Weekday | SCE | 1-in-10 | 2029 | 1 |  |  |  | 69.762 | 1
| Zone | South of Lugo | 10 | Average Weekday | SCE | 1-in-10 | 2029 | 2 |  |  |  | 68.8745 | 1
| Zone | South of Lugo | 10 | Average Weekday | SCE | 1-in-10 | 2029 | 3 |  |  |  | 68.1604 | 1
| Zone | South of Lugo | 10 | Average Weekday | SCE | 1-in-10 | 2029 | 4 |  |  |  | 67.4921 | 1
| Zone | South of Lugo | 10 | Average Weekday | SCE | 1-in-10 | 2029 | 5 |  |  |  | 66.8849 | 1
| Zone | South of Lugo | 10 | Average Weekday | SCE | 1-in-10 | 2029 | 6 |  |  |  | 66.4737 | 1
| Zone | South of Lugo | 10 | Average Weekday | SCE | 1-in-10 | 2029 | 7 |  |  |  | 66.0452 | 1
| Zone | South of Lugo | 10 | Average Weekday | SCE | 1-in-10 | 2029 | 8 |  |  |  | 65.7944 | 1
| Zone | South of Lugo | 10 | Average Weekday | SCE | 1-in-10 | 2029 | 9 |  |  |  | 66.4184 | 1
| Zone | South of Lugo | 10 | Average Weekday | SCE | 1-in-10 | 2029 | 10 |  |  |  | 69.4546 | 1
| Zone | South of Lugo | 10 | Average Weekday | SCE | 1-in-10 | 2029 | 11 |  |  |  | 73.0169 | 1
| Zone | South of Lugo | 10 | Average Weekday | SCE | 1-in-10 | 2029 | 12 |  |  |  | 76.5501 | 1
| Zone | South of Lugo | 10 | Average Weekday | SCE | 1-in-10 | 2029 | 13 |  |  |  | 79.3305 | 1
| Zone | South of Lugo | 10 | Average Weekday | SCE | 1-in-10 | 2029 | 14 |  |  |  | 81.3196 | 1
| Zone | South of Lugo | 10 | Average Weekday | SCE | 1-in-10 | 2029 | 15 |  |  |  | 82.45 | 1
| Zone | South of Lugo | 10 | Average Weekday | SCE | 1-in-10 | 2029 | 16 |  |  |  | 82.92 | 1
| Zone | South of Lugo | 10 | Average Weekday | SCE | 1-in-10 | 2029 | 17 |  |  |  | 82.7609 | 1
| Zone | South of Lugo | 10 | Average Weekday | SCE | 1-in-10 | 2029 | 18 |  |  |  | 82.0538 | 1
| Zone | South of Lugo | 10 | Average Weekday | SCE | 1-in-10 | 2029 | 19 |  |  |  | 80.0614 | 1
| Zone | South of Lugo | 10 | Average Weekday | SCE | 1-in-10 | 2029 | 20 |  |  |  | 76.8669 | 1
| Zone | South of Lugo | 10 | Average Weekday | SCE | 1-in-10 | 2029 | 21 |  |  |  | 74.5837 | 1
| Zone | South of Lugo | 10 | Average Weekday | SCE | 1-in-10 | 2029 | 22 |  |  |  | 73.102 | 1
| Zone | South of Lugo | 10 | Average Weekday | SCE | 1-in-10 | 2029 | 23 |  |  |  | 71.9026 | 1
| Zone | South of Lugo | 10 | Average Weekday | SCE | 1-in-10 | 2029 | 24 |  |  |  | 70.842 | 1
| Zone | South of Lugo | 10 | Monthly System Peak Day | SCE | 1-in-10 | 2029 | 1 |  |  |  | 81.9167 | 1
| Zone | South of Lugo | 10 | Monthly System Peak Day | SCE | 1-in-10 | 2029 | 2 |  |  |  | 81.9833 | 1
| Zone | South of Lugo | 10 | Monthly System Peak Day | SCE | 1-in-10 | 2029 | 3 |  |  |  | 81.1 | 1
| Zone | South of Lugo | 10 | Monthly System Peak Day | SCE | 1-in-10 | 2029 | 4 |  |  |  | 81.6267 | 1
| Zone | South of Lugo | 10 | Monthly System Peak Day | SCE | 1-in-10 | 2029 | 5 |  |  |  | 81.8983 | 1
| Zone | South of Lugo | 10 | Monthly System Peak Day | SCE | 1-in-10 | 2029 | 6 |  |  |  | 82.3554 | 1
| Zone | South of Lugo | 10 | Monthly System Peak Day | SCE | 1-in-10 | 2029 | 7 |  |  |  | 81.9092 | 1
| Zone | South of Lugo | 10 | Monthly System Peak Day | SCE | 1-in-10 | 2029 | 8 |  |  |  | 81.69 | 1
| Zone | South of Lugo | 10 | Monthly System Peak Day | SCE | 1-in-10 | 2029 | 9 |  |  |  | 82.0533 | 1
| Zone | South of Lugo | 10 | Monthly System Peak Day | SCE | 1-in-10 | 2029 | 10 |  |  |  | 84.6842 | 1
| Zone | South of Lugo | 10 | Monthly System Peak Day | SCE | 1-in-10 | 2029 | 11 |  |  |  | 87.9 | 1
| Zone | South of Lugo | 10 | Monthly System Peak Day | SCE | 1-in-10 | 2029 | 12 |  |  |  | 92.2042 | 1
| Zone | South of Lugo | 10 | Monthly System Peak Day | SCE | 1-in-10 | 2029 | 13 |  |  |  | 96.4208 | 1
| Zone | South of Lugo | 10 | Monthly System Peak Day | SCE | 1-in-10 | 2029 | 14 |  |  |  | 98.4792 | 1
| Zone | South of Lugo | 10 | Monthly System Peak Day | SCE | 1-in-10 | 2029 | 15 |  |  |  | 99.8958 | 1
| Zone | South of Lugo | 10 | Monthly System Peak Day | SCE | 1-in-10 | 2029 | 16 |  |  |  | 100.525 | 1
| Zone | South of Lugo | 10 | Monthly System Peak Day | SCE | 1-in-10 | 2029 | 17 |  |  |  | 100.1125 | 1
| Zone | South of Lugo | 10 | Monthly System Peak Day | SCE | 1-in-10 | 2029 | 18 |  |  |  | 99.7958 | 1
| Zone | South of Lugo | 10 | Monthly System Peak Day | SCE | 1-in-10 | 2029 | 19 |  |  |  | 98.1667 | 1
| Zone | South of Lugo | 10 | Monthly System Peak Day | SCE | 1-in-10 | 2029 | 20 |  |  |  | 94.3583 | 1
| Zone | South of Lugo | 10 | Monthly System Peak Day | SCE | 1-in-10 | 2029 | 21 |  |  |  | 90.3875 | 1
| Zone | South of Lugo | 10 | Monthly System Peak Day | SCE | 1-in-10 | 2029 | 22 |  |  |  | 88.3042 | 1
| Zone | South of Lugo | 10 | Monthly System Peak Day | SCE | 1-in-10 | 2029 | 23 |  |  |  | 86.525 | 1
| Zone | South of Lugo | 10 | Monthly System Peak Day | SCE | 1-in-10 | 2029 | 24 |  |  |  | 85.6625 | 1
| Zone | South of Lugo | 11 | Average Weekday | SCE | 1-in-10 | 2029 | 1 |  |  |  | 58.4899 | 1
| Zone | South of Lugo | 11 | Average Weekday | SCE | 1-in-10 | 2029 | 2 |  |  |  | 57.4303 | 1
| Zone | South of Lugo | 11 | Average Weekday | SCE | 1-in-10 | 2029 | 3 |  |  |  | 56.5965 | 1
| Zone | South of Lugo | 11 | Average Weekday | SCE | 1-in-10 | 2029 | 4 |  |  |  | 55.7784 | 1
| Zone | South of Lugo | 11 | Average Weekday | SCE | 1-in-10 | 2029 | 5 |  |  |  | 55.1225 | 1
| Zone | South of Lugo | 11 | Average Weekday | SCE | 1-in-10 | 2029 | 6 |  |  |  | 54.5133 | 1
| Zone | South of Lugo | 11 | Average Weekday | SCE | 1-in-10 | 2029 | 7 |  |  |  | 54.2276 | 1
| Zone | South of Lugo | 11 | Average Weekday | SCE | 1-in-10 | 2029 | 8 |  |  |  | 54.2096 | 1
| Zone | South of Lugo | 11 | Average Weekday | SCE | 1-in-10 | 2029 | 9 |  |  |  | 56.0514 | 1
| Zone | South of Lugo | 11 | Average Weekday | SCE | 1-in-10 | 2029 | 10 |  |  |  | 60.0331 | 1
| Zone | South of Lugo | 11 | Average Weekday | SCE | 1-in-10 | 2029 | 11 |  |  |  | 64.3807 | 1
| Zone | South of Lugo | 11 | Average Weekday | SCE | 1-in-10 | 2029 | 12 |  |  |  | 67.9142 | 1
| Zone | South of Lugo | 11 | Average Weekday | SCE | 1-in-10 | 2029 | 13 |  |  |  | 70.4422 | 1
| Zone | South of Lugo | 11 | Average Weekday | SCE | 1-in-10 | 2029 | 14 |  |  |  | 72.0209 | 1
| Zone | South of Lugo | 11 | Average Weekday | SCE | 1-in-10 | 2029 | 15 |  |  |  | 72.7246 | 1
| Zone | South of Lugo | 11 | Average Weekday | SCE | 1-in-10 | 2029 | 16 |  |  |  | 72.8761 | 1
| Zone | South of Lugo | 11 | Average Weekday | SCE | 1-in-10 | 2029 | 17 |  |  |  | 72.1405 | 1
| Zone | South of Lugo | 11 | Average Weekday | SCE | 1-in-10 | 2029 | 18 |  |  |  | 70.1961 | 1
| Zone | South of Lugo | 11 | Average Weekday | SCE | 1-in-10 | 2029 | 19 |  |  |  | 67.6438 | 1
| Zone | South of Lugo | 11 | Average Weekday | SCE | 1-in-10 | 2029 | 20 |  |  |  | 65.549 | 1
| Zone | South of Lugo | 11 | Average Weekday | SCE | 1-in-10 | 2029 | 21 |  |  |  | 63.8706 | 1
| Zone | South of Lugo | 11 | Average Weekday | SCE | 1-in-10 | 2029 | 22 |  |  |  | 62.2114 | 1
| Zone | South of Lugo | 11 | Average Weekday | SCE | 1-in-10 | 2029 | 23 |  |  |  | 60.8032 | 1
| Zone | South of Lugo | 11 | Average Weekday | SCE | 1-in-10 | 2029 | 24 |  |  |  | 59.5623 | 1
| Zone | South of Lugo | 11 | Monthly System Peak Day | SCE | 1-in-10 | 2029 | 1 |  |  |  | 72.1583 | 1
| Zone | South of Lugo | 11 | Monthly System Peak Day | SCE | 1-in-10 | 2029 | 2 |  |  |  | 70.2483 | 1
| Zone | South of Lugo | 11 | Monthly System Peak Day | SCE | 1-in-10 | 2029 | 3 |  |  |  | 69.6879 | 1
| Zone | South of Lugo | 11 | Monthly System Peak Day | SCE | 1-in-10 | 2029 | 4 |  |  |  | 68.1242 | 1
| Zone | South of Lugo | 11 | Monthly System Peak Day | SCE | 1-in-10 | 2029 | 5 |  |  |  | 67.2212 | 1
| Zone | South of Lugo | 11 | Monthly System Peak Day | SCE | 1-in-10 | 2029 | 6 |  |  |  | 66.5896 | 1
| Zone | South of Lugo | 11 | Monthly System Peak Day | SCE | 1-in-10 | 2029 | 7 |  |  |  | 66.7892 | 1
| Zone | South of Lugo | 11 | Monthly System Peak Day | SCE | 1-in-10 | 2029 | 8 |  |  |  | 67.9879 | 1
| Zone | South of Lugo | 11 | Monthly System Peak Day | SCE | 1-in-10 | 2029 | 9 |  |  |  | 69.6179 | 1
| Zone | South of Lugo | 11 | Monthly System Peak Day | SCE | 1-in-10 | 2029 | 10 |  |  |  | 73.6738 | 1
| Zone | South of Lugo | 11 | Monthly System Peak Day | SCE | 1-in-10 | 2029 | 11 |  |  |  | 80.8958 | 1
| Zone | South of Lugo | 11 | Monthly System Peak Day | SCE | 1-in-10 | 2029 | 12 |  |  |  | 87.0333 | 1
| Zone | South of Lugo | 11 | Monthly System Peak Day | SCE | 1-in-10 | 2029 | 13 |  |  |  | 90.2167 | 1
| Zone | South of Lugo | 11 | Monthly System Peak Day | SCE | 1-in-10 | 2029 | 14 |  |  |  | 91.8417 | 1
| Zone | South of Lugo | 11 | Monthly System Peak Day | SCE | 1-in-10 | 2029 | 15 |  |  |  | 92.325 | 1
| Zone | South of Lugo | 11 | Monthly System Peak Day | SCE | 1-in-10 | 2029 | 16 |  |  |  | 92.3417 | 1
| Zone | South of Lugo | 11 | Monthly System Peak Day | SCE | 1-in-10 | 2029 | 17 |  |  |  | 91.4417 | 1
| Zone | South of Lugo | 11 | Monthly System Peak Day | SCE | 1-in-10 | 2029 | 18 |  |  |  | 89.6292 | 1
| Zone | South of Lugo | 11 | Monthly System Peak Day | SCE | 1-in-10 | 2029 | 19 |  |  |  | 86.7167 | 1
| Zone | South of Lugo | 11 | Monthly System Peak Day | SCE | 1-in-10 | 2029 | 20 |  |  |  | 83.3458 | 1
| Zone | South of Lugo | 11 | Monthly System Peak Day | SCE | 1-in-10 | 2029 | 21 |  |  |  | 80.0625 | 1
| Zone | South of Lugo | 11 | Monthly System Peak Day | SCE | 1-in-10 | 2029 | 22 |  |  |  | 77.0746 | 1
| Zone | South of Lugo | 11 | Monthly System Peak Day | SCE | 1-in-10 | 2029 | 23 |  |  |  | 74.9146 | 1
| Zone | South of Lugo | 11 | Monthly System Peak Day | SCE | 1-in-10 | 2029 | 24 |  |  |  | 72.6104 | 1
| Zone | South of Lugo | 12 | Average Weekday | SCE | 1-in-10 | 2029 | 1 |  |  |  | 50.9441 | 1
| Zone | South of Lugo | 12 | Average Weekday | SCE | 1-in-10 | 2029 | 2 |  |  |  | 50.1429 | 1
| Zone | South of Lugo | 12 | Average Weekday | SCE | 1-in-10 | 2029 | 3 |  |  |  | 49.4806 | 1
| Zone | South of Lugo | 12 | Average Weekday | SCE | 1-in-10 | 2029 | 4 |  |  |  | 48.7859 | 1
| Zone | South of Lugo | 12 | Average Weekday | SCE | 1-in-10 | 2029 | 5 |  |  |  | 48.3115 | 1
| Zone | South of Lugo | 12 | Average Weekday | SCE | 1-in-10 | 2029 | 6 |  |  |  | 47.815 | 1
| Zone | South of Lugo | 12 | Average Weekday | SCE | 1-in-10 | 2029 | 7 |  |  |  | 47.6079 | 1
| Zone | South of Lugo | 12 | Average Weekday | SCE | 1-in-10 | 2029 | 8 |  |  |  | 47.8648 | 1
| Zone | South of Lugo | 12 | Average Weekday | SCE | 1-in-10 | 2029 | 9 |  |  |  | 48.9944 | 1
| Zone | South of Lugo | 12 | Average Weekday | SCE | 1-in-10 | 2029 | 10 |  |  |  | 52.3055 | 1
| Zone | South of Lugo | 12 | Average Weekday | SCE | 1-in-10 | 2029 | 11 |  |  |  | 55.9608 | 1
| Zone | South of Lugo | 12 | Average Weekday | SCE | 1-in-10 | 2029 | 12 |  |  |  | 59.0249 | 1
| Zone | South of Lugo | 12 | Average Weekday | SCE | 1-in-10 | 2029 | 13 |  |  |  | 61.152 | 1
| Zone | South of Lugo | 12 | Average Weekday | SCE | 1-in-10 | 2029 | 14 |  |  |  | 62.5691 | 1
| Zone | South of Lugo | 12 | Average Weekday | SCE | 1-in-10 | 2029 | 15 |  |  |  | 63.3806 | 1
| Zone | South of Lugo | 12 | Average Weekday | SCE | 1-in-10 | 2029 | 16 |  |  |  | 63.5309 | 1
| Zone | South of Lugo | 12 | Average Weekday | SCE | 1-in-10 | 2029 | 17 |  |  |  | 62.565 | 1
| Zone | South of Lugo | 12 | Average Weekday | SCE | 1-in-10 | 2029 | 18 |  |  |  | 60.3665 | 1
| Zone | South of Lugo | 12 | Average Weekday | SCE | 1-in-10 | 2029 | 19 |  |  |  | 58.0453 | 1
| Zone | South of Lugo | 12 | Average Weekday | SCE | 1-in-10 | 2029 | 20 |  |  |  | 56.6151 | 1
| Zone | South of Lugo | 12 | Average Weekday | SCE | 1-in-10 | 2029 | 21 |  |  |  | 55.3834 | 1
| Zone | South of Lugo | 12 | Average Weekday | SCE | 1-in-10 | 2029 | 22 |  |  |  | 54.1121 | 1
| Zone | South of Lugo | 12 | Average Weekday | SCE | 1-in-10 | 2029 | 23 |  |  |  | 52.9739 | 1
| Zone | South of Lugo | 12 | Average Weekday | SCE | 1-in-10 | 2029 | 24 |  |  |  | 52.0703 | 1
| Zone | South of Lugo | 12 | Monthly System Peak Day | SCE | 1-in-10 | 2029 | 1 |  |  |  | 43.1621 | 1
| Zone | South of Lugo | 12 | Monthly System Peak Day | SCE | 1-in-10 | 2029 | 2 |  |  |  | 42.165 | 1
| Zone | South of Lugo | 12 | Monthly System Peak Day | SCE | 1-in-10 | 2029 | 3 |  |  |  | 41.1825 | 1
| Zone | South of Lugo | 12 | Monthly System Peak Day | SCE | 1-in-10 | 2029 | 4 |  |  |  | 40.5287 | 1
| Zone | South of Lugo | 12 | Monthly System Peak Day | SCE | 1-in-10 | 2029 | 5 |  |  |  | 39.7692 | 1
| Zone | South of Lugo | 12 | Monthly System Peak Day | SCE | 1-in-10 | 2029 | 6 |  |  |  | 38.9567 | 1
| Zone | South of Lugo | 12 | Monthly System Peak Day | SCE | 1-in-10 | 2029 | 7 |  |  |  | 38.7854 | 1
| Zone | South of Lugo | 12 | Monthly System Peak Day | SCE | 1-in-10 | 2029 | 8 |  |  |  | 39.3121 | 1
| Zone | South of Lugo | 12 | Monthly System Peak Day | SCE | 1-in-10 | 2029 | 9 |  |  |  | 40.7854 | 1
| Zone | South of Lugo | 12 | Monthly System Peak Day | SCE | 1-in-10 | 2029 | 10 |  |  |  | 44.9875 | 1
| Zone | South of Lugo | 12 | Monthly System Peak Day | SCE | 1-in-10 | 2029 | 11 |  |  |  | 49.3725 | 1
| Zone | South of Lugo | 12 | Monthly System Peak Day | SCE | 1-in-10 | 2029 | 12 |  |  |  | 51.6942 | 1
| Zone | South of Lugo | 12 | Monthly System Peak Day | SCE | 1-in-10 | 2029 | 13 |  |  |  | 52.3162 | 1
| Zone | South of Lugo | 12 | Monthly System Peak Day | SCE | 1-in-10 | 2029 | 14 |  |  |  | 53.53 | 1
| Zone | South of Lugo | 12 | Monthly System Peak Day | SCE | 1-in-10 | 2029 | 15 |  |  |  | 54.5529 | 1
| Zone | South of Lugo | 12 | Monthly System Peak Day | SCE | 1-in-10 | 2029 | 16 |  |  |  | 54.8563 | 1
| Zone | South of Lugo | 12 | Monthly System Peak Day | SCE | 1-in-10 | 2029 | 17 |  |  |  | 54.495 | 1
| Zone | South of Lugo | 12 | Monthly System Peak Day | SCE | 1-in-10 | 2029 | 18 |  |  |  | 52.5233 | 1
| Zone | South of Lugo | 12 | Monthly System Peak Day | SCE | 1-in-10 | 2029 | 19 |  |  |  | 50.0379 | 1
| Zone | South of Lugo | 12 | Monthly System Peak Day | SCE | 1-in-10 | 2029 | 20 |  |  |  | 49.1488 | 1
| Zone | South of Lugo | 12 | Monthly System Peak Day | SCE | 1-in-10 | 2029 | 21 |  |  |  | 47.8304 | 1
| Zone | South of Lugo | 12 | Monthly System Peak Day | SCE | 1-in-10 | 2029 | 22 |  |  |  | 46.2667 | 1
| Zone | South of Lugo | 12 | Monthly System Peak Day | SCE | 1-in-10 | 2029 | 23 |  |  |  | 45.6983 | 1
| Zone | South of Lugo | 12 | Monthly System Peak Day | SCE | 1-in-10 | 2029 | 24 |  |  |  | 45.4512 | 1
| Zone | South of Lugo | 1 | Average Weekday | SCE | 1-in-10 | 2030 | 1 |  |  |  | 51.1891 | 1
| Zone | South of Lugo | 1 | Average Weekday | SCE | 1-in-10 | 2030 | 2 |  |  |  | 50.37 | 1
| Zone | South of Lugo | 1 | Average Weekday | SCE | 1-in-10 | 2030 | 3 |  |  |  | 49.6858 | 1
| Zone | South of Lugo | 1 | Average Weekday | SCE | 1-in-10 | 2030 | 4 |  |  |  | 49.0549 | 1
| Zone | South of Lugo | 1 | Average Weekday | SCE | 1-in-10 | 2030 | 5 |  |  |  | 48.5029 | 1
| Zone | South of Lugo | 1 | Average Weekday | SCE | 1-in-10 | 2030 | 6 |  |  |  | 47.9978 | 1
| Zone | South of Lugo | 1 | Average Weekday | SCE | 1-in-10 | 2030 | 7 |  |  |  | 47.6065 | 1
| Zone | South of Lugo | 1 | Average Weekday | SCE | 1-in-10 | 2030 | 8 |  |  |  | 47.4721 | 1
| Zone | South of Lugo | 1 | Average Weekday | SCE | 1-in-10 | 2030 | 9 |  |  |  | 48.2241 | 1
| Zone | South of Lugo | 1 | Average Weekday | SCE | 1-in-10 | 2030 | 10 |  |  |  | 51.032 | 1
| Zone | South of Lugo | 1 | Average Weekday | SCE | 1-in-10 | 2030 | 11 |  |  |  | 54.3859 | 1
| Zone | South of Lugo | 1 | Average Weekday | SCE | 1-in-10 | 2030 | 12 |  |  |  | 57.4064 | 1
| Zone | South of Lugo | 1 | Average Weekday | SCE | 1-in-10 | 2030 | 13 |  |  |  | 59.4629 | 1
| Zone | South of Lugo | 1 | Average Weekday | SCE | 1-in-10 | 2030 | 14 |  |  |  | 60.934 | 1
| Zone | South of Lugo | 1 | Average Weekday | SCE | 1-in-10 | 2030 | 15 |  |  |  | 61.7444 | 1
| Zone | South of Lugo | 1 | Average Weekday | SCE | 1-in-10 | 2030 | 16 |  |  |  | 62.0385 | 1
| Zone | South of Lugo | 1 | Average Weekday | SCE | 1-in-10 | 2030 | 17 |  |  |  | 61.6365 | 1
| Zone | South of Lugo | 1 | Average Weekday | SCE | 1-in-10 | 2030 | 18 |  |  |  | 60.219 | 1
| Zone | South of Lugo | 1 | Average Weekday | SCE | 1-in-10 | 2030 | 19 |  |  |  | 58.0776 | 1
| Zone | South of Lugo | 1 | Average Weekday | SCE | 1-in-10 | 2030 | 20 |  |  |  | 56.5312 | 1
| Zone | South of Lugo | 1 | Average Weekday | SCE | 1-in-10 | 2030 | 21 |  |  |  | 55.3422 | 1
| Zone | South of Lugo | 1 | Average Weekday | SCE | 1-in-10 | 2030 | 22 |  |  |  | 54.2523 | 1
| Zone | South of Lugo | 1 | Average Weekday | SCE | 1-in-10 | 2030 | 23 |  |  |  | 53.0495 | 1
| Zone | South of Lugo | 1 | Average Weekday | SCE | 1-in-10 | 2030 | 24 |  |  |  | 52.1198 | 1
| Zone | South of Lugo | 1 | Monthly System Peak Day | SCE | 1-in-10 | 2030 | 1 |  |  |  | 47.9912 | 1
| Zone | South of Lugo | 1 | Monthly System Peak Day | SCE | 1-in-10 | 2030 | 2 |  |  |  | 47.695 | 1
| Zone | South of Lugo | 1 | Monthly System Peak Day | SCE | 1-in-10 | 2030 | 3 |  |  |  | 46.8967 | 1
| Zone | South of Lugo | 1 | Monthly System Peak Day | SCE | 1-in-10 | 2030 | 4 |  |  |  | 46.2108 | 1
| Zone | South of Lugo | 1 | Monthly System Peak Day | SCE | 1-in-10 | 2030 | 5 |  |  |  | 45.7871 | 1
| Zone | South of Lugo | 1 | Monthly System Peak Day | SCE | 1-in-10 | 2030 | 6 |  |  |  | 45.3783 | 1
| Zone | South of Lugo | 1 | Monthly System Peak Day | SCE | 1-in-10 | 2030 | 7 |  |  |  | 44.8308 | 1
| Zone | South of Lugo | 1 | Monthly System Peak Day | SCE | 1-in-10 | 2030 | 8 |  |  |  | 44.3975 | 1
| Zone | South of Lugo | 1 | Monthly System Peak Day | SCE | 1-in-10 | 2030 | 9 |  |  |  | 45.0112 | 1
| Zone | South of Lugo | 1 | Monthly System Peak Day | SCE | 1-in-10 | 2030 | 10 |  |  |  | 46.8771 | 1
| Zone | South of Lugo | 1 | Monthly System Peak Day | SCE | 1-in-10 | 2030 | 11 |  |  |  | 48.9529 | 1
| Zone | South of Lugo | 1 | Monthly System Peak Day | SCE | 1-in-10 | 2030 | 12 |  |  |  | 50.1554 | 1
| Zone | South of Lugo | 1 | Monthly System Peak Day | SCE | 1-in-10 | 2030 | 13 |  |  |  | 51.0229 | 1
| Zone | South of Lugo | 1 | Monthly System Peak Day | SCE | 1-in-10 | 2030 | 14 |  |  |  | 51.4787 | 1
| Zone | South of Lugo | 1 | Monthly System Peak Day | SCE | 1-in-10 | 2030 | 15 |  |  |  | 51.8237 | 1
| Zone | South of Lugo | 1 | Monthly System Peak Day | SCE | 1-in-10 | 2030 | 16 |  |  |  | 52.2379 | 1
| Zone | South of Lugo | 1 | Monthly System Peak Day | SCE | 1-in-10 | 2030 | 17 |  |  |  | 52.1083 | 1
| Zone | South of Lugo | 1 | Monthly System Peak Day | SCE | 1-in-10 | 2030 | 18 |  |  |  | 50.7788 | 1
| Zone | South of Lugo | 1 | Monthly System Peak Day | SCE | 1-in-10 | 2030 | 19 |  |  |  | 49.5942 | 1
| Zone | South of Lugo | 1 | Monthly System Peak Day | SCE | 1-in-10 | 2030 | 20 |  |  |  | 49.2317 | 1
| Zone | South of Lugo | 1 | Monthly System Peak Day | SCE | 1-in-10 | 2030 | 21 |  |  |  | 48.7646 | 1
| Zone | South of Lugo | 1 | Monthly System Peak Day | SCE | 1-in-10 | 2030 | 22 |  |  |  | 48.625 | 1
| Zone | South of Lugo | 1 | Monthly System Peak Day | SCE | 1-in-10 | 2030 | 23 |  |  |  | 48.1971 | 1
| Zone | South of Lugo | 1 | Monthly System Peak Day | SCE | 1-in-10 | 2030 | 24 |  |  |  | 47.5454 | 1
| Zone | South of Lugo | 2 | Average Weekday | SCE | 1-in-10 | 2030 | 1 |  |  |  | 57.3372 | 1
| Zone | South of Lugo | 2 | Average Weekday | SCE | 1-in-10 | 2030 | 2 |  |  |  | 56.1771 | 1
| Zone | South of Lugo | 2 | Average Weekday | SCE | 1-in-10 | 2030 | 3 |  |  |  | 55.2175 | 1
| Zone | South of Lugo | 2 | Average Weekday | SCE | 1-in-10 | 2030 | 4 |  |  |  | 54.1537 | 1
| Zone | South of Lugo | 2 | Average Weekday | SCE | 1-in-10 | 2030 | 5 |  |  |  | 53.381 | 1
| Zone | South of Lugo | 2 | Average Weekday | SCE | 1-in-10 | 2030 | 6 |  |  |  | 52.7974 | 1
| Zone | South of Lugo | 2 | Average Weekday | SCE | 1-in-10 | 2030 | 7 |  |  |  | 52.5213 | 1
| Zone | South of Lugo | 2 | Average Weekday | SCE | 1-in-10 | 2030 | 8 |  |  |  | 52.3631 | 1
| Zone | South of Lugo | 2 | Average Weekday | SCE | 1-in-10 | 2030 | 9 |  |  |  | 54.5008 | 1
| Zone | South of Lugo | 2 | Average Weekday | SCE | 1-in-10 | 2030 | 10 |  |  |  | 58.6985 | 1
| Zone | South of Lugo | 2 | Average Weekday | SCE | 1-in-10 | 2030 | 11 |  |  |  | 63.0635 | 1
| Zone | South of Lugo | 2 | Average Weekday | SCE | 1-in-10 | 2030 | 12 |  |  |  | 66.5518 | 1
| Zone | South of Lugo | 2 | Average Weekday | SCE | 1-in-10 | 2030 | 13 |  |  |  | 69.1382 | 1
| Zone | South of Lugo | 2 | Average Weekday | SCE | 1-in-10 | 2030 | 14 |  |  |  | 70.9496 | 1
| Zone | South of Lugo | 2 | Average Weekday | SCE | 1-in-10 | 2030 | 15 |  |  |  | 71.7652 | 1
| Zone | South of Lugo | 2 | Average Weekday | SCE | 1-in-10 | 2030 | 16 |  |  |  | 72.0224 | 1
| Zone | South of Lugo | 2 | Average Weekday | SCE | 1-in-10 | 2030 | 17 |  |  |  | 71.3018 | 1
| Zone | South of Lugo | 2 | Average Weekday | SCE | 1-in-10 | 2030 | 18 |  |  |  | 69.6733 | 1
| Zone | South of Lugo | 2 | Average Weekday | SCE | 1-in-10 | 2030 | 19 |  |  |  | 66.6786 | 1
| Zone | South of Lugo | 2 | Average Weekday | SCE | 1-in-10 | 2030 | 20 |  |  |  | 63.9657 | 1
| Zone | South of Lugo | 2 | Average Weekday | SCE | 1-in-10 | 2030 | 21 |  |  |  | 62.1954 | 1
| Zone | South of Lugo | 2 | Average Weekday | SCE | 1-in-10 | 2030 | 22 |  |  |  | 60.859 | 1
| Zone | South of Lugo | 2 | Average Weekday | SCE | 1-in-10 | 2030 | 23 |  |  |  | 59.3965 | 1
| Zone | South of Lugo | 2 | Average Weekday | SCE | 1-in-10 | 2030 | 24 |  |  |  | 58.1767 | 1
| Zone | South of Lugo | 2 | Monthly System Peak Day | SCE | 1-in-10 | 2030 | 1 |  |  |  | 69.37 | 1
| Zone | South of Lugo | 2 | Monthly System Peak Day | SCE | 1-in-10 | 2030 | 2 |  |  |  | 68.2633 | 1
| Zone | South of Lugo | 2 | Monthly System Peak Day | SCE | 1-in-10 | 2030 | 3 |  |  |  | 66.6221 | 1
| Zone | South of Lugo | 2 | Monthly System Peak Day | SCE | 1-in-10 | 2030 | 4 |  |  |  | 64.9621 | 1
| Zone | South of Lugo | 2 | Monthly System Peak Day | SCE | 1-in-10 | 2030 | 5 |  |  |  | 64.3146 | 1
| Zone | South of Lugo | 2 | Monthly System Peak Day | SCE | 1-in-10 | 2030 | 6 |  |  |  | 62.3879 | 1
| Zone | South of Lugo | 2 | Monthly System Peak Day | SCE | 1-in-10 | 2030 | 7 |  |  |  | 63.2612 | 1
| Zone | South of Lugo | 2 | Monthly System Peak Day | SCE | 1-in-10 | 2030 | 8 |  |  |  | 62.0283 | 1
| Zone | South of Lugo | 2 | Monthly System Peak Day | SCE | 1-in-10 | 2030 | 9 |  |  |  | 63.9592 | 1
| Zone | South of Lugo | 2 | Monthly System Peak Day | SCE | 1-in-10 | 2030 | 10 |  |  |  | 70.3225 | 1
| Zone | South of Lugo | 2 | Monthly System Peak Day | SCE | 1-in-10 | 2030 | 11 |  |  |  | 75.9629 | 1
| Zone | South of Lugo | 2 | Monthly System Peak Day | SCE | 1-in-10 | 2030 | 12 |  |  |  | 80.0667 | 1
| Zone | South of Lugo | 2 | Monthly System Peak Day | SCE | 1-in-10 | 2030 | 13 |  |  |  | 83.0833 | 1
| Zone | South of Lugo | 2 | Monthly System Peak Day | SCE | 1-in-10 | 2030 | 14 |  |  |  | 85.4 | 1
| Zone | South of Lugo | 2 | Monthly System Peak Day | SCE | 1-in-10 | 2030 | 15 |  |  |  | 86.6208 | 1
| Zone | South of Lugo | 2 | Monthly System Peak Day | SCE | 1-in-10 | 2030 | 16 |  |  |  | 86.5292 | 1
| Zone | South of Lugo | 2 | Monthly System Peak Day | SCE | 1-in-10 | 2030 | 17 |  |  |  | 85.3375 | 1
| Zone | South of Lugo | 2 | Monthly System Peak Day | SCE | 1-in-10 | 2030 | 18 |  |  |  | 83.1625 | 1
| Zone | South of Lugo | 2 | Monthly System Peak Day | SCE | 1-in-10 | 2030 | 19 |  |  |  | 78.6708 | 1
| Zone | South of Lugo | 2 | Monthly System Peak Day | SCE | 1-in-10 | 2030 | 20 |  |  |  | 74.6375 | 1
| Zone | South of Lugo | 2 | Monthly System Peak Day | SCE | 1-in-10 | 2030 | 21 |  |  |  | 71.8962 | 1
| Zone | South of Lugo | 2 | Monthly System Peak Day | SCE | 1-in-10 | 2030 | 22 |  |  |  | 70.31 | 1
| Zone | South of Lugo | 2 | Monthly System Peak Day | SCE | 1-in-10 | 2030 | 23 |  |  |  | 67.7371 | 1
| Zone | South of Lugo | 2 | Monthly System Peak Day | SCE | 1-in-10 | 2030 | 24 |  |  |  | 65.4333 | 1
| Zone | South of Lugo | 3 | Average Weekday | SCE | 1-in-10 | 2030 | 1 |  |  |  | 60.2963 | 1
| Zone | South of Lugo | 3 | Average Weekday | SCE | 1-in-10 | 2030 | 2 |  |  |  | 59.2613 | 1
| Zone | South of Lugo | 3 | Average Weekday | SCE | 1-in-10 | 2030 | 3 |  |  |  | 58.2877 | 1
| Zone | South of Lugo | 3 | Average Weekday | SCE | 1-in-10 | 2030 | 4 |  |  |  | 57.3831 | 1
| Zone | South of Lugo | 3 | Average Weekday | SCE | 1-in-10 | 2030 | 5 |  |  |  | 56.6944 | 1
| Zone | South of Lugo | 3 | Average Weekday | SCE | 1-in-10 | 2030 | 6 |  |  |  | 56.0616 | 1
| Zone | South of Lugo | 3 | Average Weekday | SCE | 1-in-10 | 2030 | 7 |  |  |  | 55.7979 | 1
| Zone | South of Lugo | 3 | Average Weekday | SCE | 1-in-10 | 2030 | 8 |  |  |  | 55.9064 | 1
| Zone | South of Lugo | 3 | Average Weekday | SCE | 1-in-10 | 2030 | 9 |  |  |  | 57.5692 | 1
| Zone | South of Lugo | 3 | Average Weekday | SCE | 1-in-10 | 2030 | 10 |  |  |  | 61.2746 | 1
| Zone | South of Lugo | 3 | Average Weekday | SCE | 1-in-10 | 2030 | 11 |  |  |  | 65.6137 | 1
| Zone | South of Lugo | 3 | Average Weekday | SCE | 1-in-10 | 2030 | 12 |  |  |  | 69.4158 | 1
| Zone | South of Lugo | 3 | Average Weekday | SCE | 1-in-10 | 2030 | 13 |  |  |  | 72.2824 | 1
| Zone | South of Lugo | 3 | Average Weekday | SCE | 1-in-10 | 2030 | 14 |  |  |  | 74.1994 | 1
| Zone | South of Lugo | 3 | Average Weekday | SCE | 1-in-10 | 2030 | 15 |  |  |  | 75.3807 | 1
| Zone | South of Lugo | 3 | Average Weekday | SCE | 1-in-10 | 2030 | 16 |  |  |  | 75.9072 | 1
| Zone | South of Lugo | 3 | Average Weekday | SCE | 1-in-10 | 2030 | 17 |  |  |  | 75.6839 | 1
| Zone | South of Lugo | 3 | Average Weekday | SCE | 1-in-10 | 2030 | 18 |  |  |  | 74.6285 | 1
| Zone | South of Lugo | 3 | Average Weekday | SCE | 1-in-10 | 2030 | 19 |  |  |  | 72.6844 | 1
| Zone | South of Lugo | 3 | Average Weekday | SCE | 1-in-10 | 2030 | 20 |  |  |  | 69.9169 | 1
| Zone | South of Lugo | 3 | Average Weekday | SCE | 1-in-10 | 2030 | 21 |  |  |  | 67.2424 | 1
| Zone | South of Lugo | 3 | Average Weekday | SCE | 1-in-10 | 2030 | 22 |  |  |  | 65.5237 | 1
| Zone | South of Lugo | 3 | Average Weekday | SCE | 1-in-10 | 2030 | 23 |  |  |  | 64.1832 | 1
| Zone | South of Lugo | 3 | Average Weekday | SCE | 1-in-10 | 2030 | 24 |  |  |  | 62.7782 | 1
| Zone | South of Lugo | 3 | Monthly System Peak Day | SCE | 1-in-10 | 2030 | 1 |  |  |  | 69.4088 | 1
| Zone | South of Lugo | 3 | Monthly System Peak Day | SCE | 1-in-10 | 2030 | 2 |  |  |  | 67.8808 | 1
| Zone | South of Lugo | 3 | Monthly System Peak Day | SCE | 1-in-10 | 2030 | 3 |  |  |  | 65.8083 | 1
| Zone | South of Lugo | 3 | Monthly System Peak Day | SCE | 1-in-10 | 2030 | 4 |  |  |  | 64.6225 | 1
| Zone | South of Lugo | 3 | Monthly System Peak Day | SCE | 1-in-10 | 2030 | 5 |  |  |  | 64.0263 | 1
| Zone | South of Lugo | 3 | Monthly System Peak Day | SCE | 1-in-10 | 2030 | 6 |  |  |  | 63.5737 | 1
| Zone | South of Lugo | 3 | Monthly System Peak Day | SCE | 1-in-10 | 2030 | 7 |  |  |  | 64.2588 | 1
| Zone | South of Lugo | 3 | Monthly System Peak Day | SCE | 1-in-10 | 2030 | 8 |  |  |  | 64.0933 | 1
| Zone | South of Lugo | 3 | Monthly System Peak Day | SCE | 1-in-10 | 2030 | 9 |  |  |  | 65.4004 | 1
| Zone | South of Lugo | 3 | Monthly System Peak Day | SCE | 1-in-10 | 2030 | 10 |  |  |  | 69.9854 | 1
| Zone | South of Lugo | 3 | Monthly System Peak Day | SCE | 1-in-10 | 2030 | 11 |  |  |  | 75.0567 | 1
| Zone | South of Lugo | 3 | Monthly System Peak Day | SCE | 1-in-10 | 2030 | 12 |  |  |  | 79.2792 | 1
| Zone | South of Lugo | 3 | Monthly System Peak Day | SCE | 1-in-10 | 2030 | 13 |  |  |  | 83 | 1
| Zone | South of Lugo | 3 | Monthly System Peak Day | SCE | 1-in-10 | 2030 | 14 |  |  |  | 85.1458 | 1
| Zone | South of Lugo | 3 | Monthly System Peak Day | SCE | 1-in-10 | 2030 | 15 |  |  |  | 86.8292 | 1
| Zone | South of Lugo | 3 | Monthly System Peak Day | SCE | 1-in-10 | 2030 | 16 |  |  |  | 87.2917 | 1
| Zone | South of Lugo | 3 | Monthly System Peak Day | SCE | 1-in-10 | 2030 | 17 |  |  |  | 86.9417 | 1
| Zone | South of Lugo | 3 | Monthly System Peak Day | SCE | 1-in-10 | 2030 | 18 |  |  |  | 85.7458 | 1
| Zone | South of Lugo | 3 | Monthly System Peak Day | SCE | 1-in-10 | 2030 | 19 |  |  |  | 84.5792 | 1
| Zone | South of Lugo | 3 | Monthly System Peak Day | SCE | 1-in-10 | 2030 | 20 |  |  |  | 81.9208 | 1
| Zone | South of Lugo | 3 | Monthly System Peak Day | SCE | 1-in-10 | 2030 | 21 |  |  |  | 77.7542 | 1
| Zone | South of Lugo | 3 | Monthly System Peak Day | SCE | 1-in-10 | 2030 | 22 |  |  |  | 74.3004 | 1
| Zone | South of Lugo | 3 | Monthly System Peak Day | SCE | 1-in-10 | 2030 | 23 |  |  |  | 72.0462 | 1
| Zone | South of Lugo | 3 | Monthly System Peak Day | SCE | 1-in-10 | 2030 | 24 |  |  |  | 69.3133 | 1
| Zone | South of Lugo | 4 | Average Weekday | SCE | 1-in-10 | 2030 | 1 |  |  |  | 60.4942 | 1
| Zone | South of Lugo | 4 | Average Weekday | SCE | 1-in-10 | 2030 | 2 |  |  |  | 59.5069 | 1
| Zone | South of Lugo | 4 | Average Weekday | SCE | 1-in-10 | 2030 | 3 |  |  |  | 58.6222 | 1
| Zone | South of Lugo | 4 | Average Weekday | SCE | 1-in-10 | 2030 | 4 |  |  |  | 57.8236 | 1
| Zone | South of Lugo | 4 | Average Weekday | SCE | 1-in-10 | 2030 | 5 |  |  |  | 57.1561 | 1
| Zone | South of Lugo | 4 | Average Weekday | SCE | 1-in-10 | 2030 | 6 |  |  |  | 56.652 | 1
| Zone | South of Lugo | 4 | Average Weekday | SCE | 1-in-10 | 2030 | 7 |  |  |  | 56.2924 | 1
| Zone | South of Lugo | 4 | Average Weekday | SCE | 1-in-10 | 2030 | 8 |  |  |  | 56.3505 | 1
| Zone | South of Lugo | 4 | Average Weekday | SCE | 1-in-10 | 2030 | 9 |  |  |  | 58.3162 | 1
| Zone | South of Lugo | 4 | Average Weekday | SCE | 1-in-10 | 2030 | 10 |  |  |  | 61.566 | 1
| Zone | South of Lugo | 4 | Average Weekday | SCE | 1-in-10 | 2030 | 11 |  |  |  | 64.8817 | 1
| Zone | South of Lugo | 4 | Average Weekday | SCE | 1-in-10 | 2030 | 12 |  |  |  | 68.0431 | 1
| Zone | South of Lugo | 4 | Average Weekday | SCE | 1-in-10 | 2030 | 13 |  |  |  | 70.7017 | 1
| Zone | South of Lugo | 4 | Average Weekday | SCE | 1-in-10 | 2030 | 14 |  |  |  | 72.5247 | 1
| Zone | South of Lugo | 4 | Average Weekday | SCE | 1-in-10 | 2030 | 15 |  |  |  | 73.7169 | 1
| Zone | South of Lugo | 4 | Average Weekday | SCE | 1-in-10 | 2030 | 16 |  |  |  | 74.4938 | 1
| Zone | South of Lugo | 4 | Average Weekday | SCE | 1-in-10 | 2030 | 17 |  |  |  | 74.8613 | 1
| Zone | South of Lugo | 4 | Average Weekday | SCE | 1-in-10 | 2030 | 18 |  |  |  | 74.1725 | 1
| Zone | South of Lugo | 4 | Average Weekday | SCE | 1-in-10 | 2030 | 19 |  |  |  | 72.754 | 1
| Zone | South of Lugo | 4 | Average Weekday | SCE | 1-in-10 | 2030 | 20 |  |  |  | 70.5109 | 1
| Zone | South of Lugo | 4 | Average Weekday | SCE | 1-in-10 | 2030 | 21 |  |  |  | 67.483 | 1
| Zone | South of Lugo | 4 | Average Weekday | SCE | 1-in-10 | 2030 | 22 |  |  |  | 65.3444 | 1
| Zone | South of Lugo | 4 | Average Weekday | SCE | 1-in-10 | 2030 | 23 |  |  |  | 63.7484 | 1
| Zone | South of Lugo | 4 | Average Weekday | SCE | 1-in-10 | 2030 | 24 |  |  |  | 62.3534 | 1
| Zone | South of Lugo | 4 | Monthly System Peak Day | SCE | 1-in-10 | 2030 | 1 |  |  |  | 72.7513 | 1
| Zone | South of Lugo | 4 | Monthly System Peak Day | SCE | 1-in-10 | 2030 | 2 |  |  |  | 71.3629 | 1
| Zone | South of Lugo | 4 | Monthly System Peak Day | SCE | 1-in-10 | 2030 | 3 |  |  |  | 70.3804 | 1
| Zone | South of Lugo | 4 | Monthly System Peak Day | SCE | 1-in-10 | 2030 | 4 |  |  |  | 68.0883 | 1
| Zone | South of Lugo | 4 | Monthly System Peak Day | SCE | 1-in-10 | 2030 | 5 |  |  |  | 66.8875 | 1
| Zone | South of Lugo | 4 | Monthly System Peak Day | SCE | 1-in-10 | 2030 | 6 |  |  |  | 66.4575 | 1
| Zone | South of Lugo | 4 | Monthly System Peak Day | SCE | 1-in-10 | 2030 | 7 |  |  |  | 65.885 | 1
| Zone | South of Lugo | 4 | Monthly System Peak Day | SCE | 1-in-10 | 2030 | 8 |  |  |  | 65.9925 | 1
| Zone | South of Lugo | 4 | Monthly System Peak Day | SCE | 1-in-10 | 2030 | 9 |  |  |  | 69.3567 | 1
| Zone | South of Lugo | 4 | Monthly System Peak Day | SCE | 1-in-10 | 2030 | 10 |  |  |  | 74.8342 | 1
| Zone | South of Lugo | 4 | Monthly System Peak Day | SCE | 1-in-10 | 2030 | 11 |  |  |  | 79.85 | 1
| Zone | South of Lugo | 4 | Monthly System Peak Day | SCE | 1-in-10 | 2030 | 12 |  |  |  | 84.5792 | 1
| Zone | South of Lugo | 4 | Monthly System Peak Day | SCE | 1-in-10 | 2030 | 13 |  |  |  | 87.3208 | 1
| Zone | South of Lugo | 4 | Monthly System Peak Day | SCE | 1-in-10 | 2030 | 14 |  |  |  | 88.7333 | 1
| Zone | South of Lugo | 4 | Monthly System Peak Day | SCE | 1-in-10 | 2030 | 15 |  |  |  | 89.4083 | 1
| Zone | South of Lugo | 4 | Monthly System Peak Day | SCE | 1-in-10 | 2030 | 16 |  |  |  | 90.0792 | 1
| Zone | South of Lugo | 4 | Monthly System Peak Day | SCE | 1-in-10 | 2030 | 17 |  |  |  | 90.0625 | 1
| Zone | South of Lugo | 4 | Monthly System Peak Day | SCE | 1-in-10 | 2030 | 18 |  |  |  | 89.8542 | 1
| Zone | South of Lugo | 4 | Monthly System Peak Day | SCE | 1-in-10 | 2030 | 19 |  |  |  | 87.7208 | 1
| Zone | South of Lugo | 4 | Monthly System Peak Day | SCE | 1-in-10 | 2030 | 20 |  |  |  | 82.975 | 1
| Zone | South of Lugo | 4 | Monthly System Peak Day | SCE | 1-in-10 | 2030 | 21 |  |  |  | 77.045 | 1
| Zone | South of Lugo | 4 | Monthly System Peak Day | SCE | 1-in-10 | 2030 | 22 |  |  |  | 74.1288 | 1
| Zone | South of Lugo | 4 | Monthly System Peak Day | SCE | 1-in-10 | 2030 | 23 |  |  |  | 72.2787 | 1
| Zone | South of Lugo | 4 | Monthly System Peak Day | SCE | 1-in-10 | 2030 | 24 |  |  |  | 70.8858 | 1
| Zone | South of Lugo | 5 | Average Weekday | SCE | 1-in-10 | 2030 | 1 |  |  |  | 63.7261 | 1
| Zone | South of Lugo | 5 | Average Weekday | SCE | 1-in-10 | 2030 | 2 |  |  |  | 62.7364 | 1
| Zone | South of Lugo | 5 | Average Weekday | SCE | 1-in-10 | 2030 | 3 |  |  |  | 61.9172 | 1
| Zone | South of Lugo | 5 | Average Weekday | SCE | 1-in-10 | 2030 | 4 |  |  |  | 61.2504 | 1
| Zone | South of Lugo | 5 | Average Weekday | SCE | 1-in-10 | 2030 | 5 |  |  |  | 60.7132 | 1
| Zone | South of Lugo | 5 | Average Weekday | SCE | 1-in-10 | 2030 | 6 |  |  |  | 60.3703 | 1
| Zone | South of Lugo | 5 | Average Weekday | SCE | 1-in-10 | 2030 | 7 |  |  |  | 60.2288 | 1
| Zone | South of Lugo | 5 | Average Weekday | SCE | 1-in-10 | 2030 | 8 |  |  |  | 60.9294 | 1
| Zone | South of Lugo | 5 | Average Weekday | SCE | 1-in-10 | 2030 | 9 |  |  |  | 62.9482 | 1
| Zone | South of Lugo | 5 | Average Weekday | SCE | 1-in-10 | 2030 | 10 |  |  |  | 65.7554 | 1
| Zone | South of Lugo | 5 | Average Weekday | SCE | 1-in-10 | 2030 | 11 |  |  |  | 68.6938 | 1
| Zone | South of Lugo | 5 | Average Weekday | SCE | 1-in-10 | 2030 | 12 |  |  |  | 71.3639 | 1
| Zone | South of Lugo | 5 | Average Weekday | SCE | 1-in-10 | 2030 | 13 |  |  |  | 73.5492 | 1
| Zone | South of Lugo | 5 | Average Weekday | SCE | 1-in-10 | 2030 | 14 |  |  |  | 75.3789 | 1
| Zone | South of Lugo | 5 | Average Weekday | SCE | 1-in-10 | 2030 | 15 |  |  |  | 76.7811 | 1
| Zone | South of Lugo | 5 | Average Weekday | SCE | 1-in-10 | 2030 | 16 |  |  |  | 77.6 | 1
| Zone | South of Lugo | 5 | Average Weekday | SCE | 1-in-10 | 2030 | 17 |  |  |  | 77.8548 | 1
| Zone | South of Lugo | 5 | Average Weekday | SCE | 1-in-10 | 2030 | 18 |  |  |  | 77.2107 | 1
| Zone | South of Lugo | 5 | Average Weekday | SCE | 1-in-10 | 2030 | 19 |  |  |  | 75.8588 | 1
| Zone | South of Lugo | 5 | Average Weekday | SCE | 1-in-10 | 2030 | 20 |  |  |  | 73.7457 | 1
| Zone | South of Lugo | 5 | Average Weekday | SCE | 1-in-10 | 2030 | 21 |  |  |  | 70.633 | 1
| Zone | South of Lugo | 5 | Average Weekday | SCE | 1-in-10 | 2030 | 22 |  |  |  | 67.8287 | 1
| Zone | South of Lugo | 5 | Average Weekday | SCE | 1-in-10 | 2030 | 23 |  |  |  | 66.0136 | 1
| Zone | South of Lugo | 5 | Average Weekday | SCE | 1-in-10 | 2030 | 24 |  |  |  | 64.7075 | 1
| Zone | South of Lugo | 5 | Monthly System Peak Day | SCE | 1-in-10 | 2030 | 1 |  |  |  | 75.4321 | 1
| Zone | South of Lugo | 5 | Monthly System Peak Day | SCE | 1-in-10 | 2030 | 2 |  |  |  | 73.9658 | 1
| Zone | South of Lugo | 5 | Monthly System Peak Day | SCE | 1-in-10 | 2030 | 3 |  |  |  | 71.9892 | 1
| Zone | South of Lugo | 5 | Monthly System Peak Day | SCE | 1-in-10 | 2030 | 4 |  |  |  | 70.9163 | 1
| Zone | South of Lugo | 5 | Monthly System Peak Day | SCE | 1-in-10 | 2030 | 5 |  |  |  | 70.1583 | 1
| Zone | South of Lugo | 5 | Monthly System Peak Day | SCE | 1-in-10 | 2030 | 6 |  |  |  | 68.9408 | 1
| Zone | South of Lugo | 5 | Monthly System Peak Day | SCE | 1-in-10 | 2030 | 7 |  |  |  | 68.7504 | 1
| Zone | South of Lugo | 5 | Monthly System Peak Day | SCE | 1-in-10 | 2030 | 8 |  |  |  | 69.4196 | 1
| Zone | South of Lugo | 5 | Monthly System Peak Day | SCE | 1-in-10 | 2030 | 9 |  |  |  | 74.04 | 1
| Zone | South of Lugo | 5 | Monthly System Peak Day | SCE | 1-in-10 | 2030 | 10 |  |  |  | 80.7083 | 1
| Zone | South of Lugo | 5 | Monthly System Peak Day | SCE | 1-in-10 | 2030 | 11 |  |  |  | 86.8583 | 1
| Zone | South of Lugo | 5 | Monthly System Peak Day | SCE | 1-in-10 | 2030 | 12 |  |  |  | 90.5875 | 1
| Zone | South of Lugo | 5 | Monthly System Peak Day | SCE | 1-in-10 | 2030 | 13 |  |  |  | 93.1542 | 1
| Zone | South of Lugo | 5 | Monthly System Peak Day | SCE | 1-in-10 | 2030 | 14 |  |  |  | 94.5167 | 1
| Zone | South of Lugo | 5 | Monthly System Peak Day | SCE | 1-in-10 | 2030 | 15 |  |  |  | 96.05 | 1
| Zone | South of Lugo | 5 | Monthly System Peak Day | SCE | 1-in-10 | 2030 | 16 |  |  |  | 96.5375 | 1
| Zone | South of Lugo | 5 | Monthly System Peak Day | SCE | 1-in-10 | 2030 | 17 |  |  |  | 96.4417 | 1
| Zone | South of Lugo | 5 | Monthly System Peak Day | SCE | 1-in-10 | 2030 | 18 |  |  |  | 95.3792 | 1
| Zone | South of Lugo | 5 | Monthly System Peak Day | SCE | 1-in-10 | 2030 | 19 |  |  |  | 94.4625 | 1
| Zone | South of Lugo | 5 | Monthly System Peak Day | SCE | 1-in-10 | 2030 | 20 |  |  |  | 91.6125 | 1
| Zone | South of Lugo | 5 | Monthly System Peak Day | SCE | 1-in-10 | 2030 | 21 |  |  |  | 87.3083 | 1
| Zone | South of Lugo | 5 | Monthly System Peak Day | SCE | 1-in-10 | 2030 | 22 |  |  |  | 83.1583 | 1
| Zone | South of Lugo | 5 | Monthly System Peak Day | SCE | 1-in-10 | 2030 | 23 |  |  |  | 80.6958 | 1
| Zone | South of Lugo | 5 | Monthly System Peak Day | SCE | 1-in-10 | 2030 | 24 |  |  |  | 78.2358 | 1
| Zone | South of Lugo | 6 | Average Weekday | SCE | 1-in-10 | 2030 | 1 |  |  |  | 68.1974 | 1
| Zone | South of Lugo | 6 | Average Weekday | SCE | 1-in-10 | 2030 | 2 |  |  |  | 67.4474 | 1
| Zone | South of Lugo | 6 | Average Weekday | SCE | 1-in-10 | 2030 | 3 |  |  |  | 66.798 | 1
| Zone | South of Lugo | 6 | Average Weekday | SCE | 1-in-10 | 2030 | 4 |  |  |  | 66.2248 | 1
| Zone | South of Lugo | 6 | Average Weekday | SCE | 1-in-10 | 2030 | 5 |  |  |  | 65.7795 | 1
| Zone | South of Lugo | 6 | Average Weekday | SCE | 1-in-10 | 2030 | 6 |  |  |  | 65.4266 | 1
| Zone | South of Lugo | 6 | Average Weekday | SCE | 1-in-10 | 2030 | 7 |  |  |  | 65.2137 | 1
| Zone | South of Lugo | 6 | Average Weekday | SCE | 1-in-10 | 2030 | 8 |  |  |  | 65.9904 | 1
| Zone | South of Lugo | 6 | Average Weekday | SCE | 1-in-10 | 2030 | 9 |  |  |  | 67.8836 | 1
| Zone | South of Lugo | 6 | Average Weekday | SCE | 1-in-10 | 2030 | 10 |  |  |  | 70.8703 | 1
| Zone | South of Lugo | 6 | Average Weekday | SCE | 1-in-10 | 2030 | 11 |  |  |  | 74.0727 | 1
| Zone | South of Lugo | 6 | Average Weekday | SCE | 1-in-10 | 2030 | 12 |  |  |  | 77.1926 | 1
| Zone | South of Lugo | 6 | Average Weekday | SCE | 1-in-10 | 2030 | 13 |  |  |  | 79.5914 | 1
| Zone | South of Lugo | 6 | Average Weekday | SCE | 1-in-10 | 2030 | 14 |  |  |  | 81.2857 | 1
| Zone | South of Lugo | 6 | Average Weekday | SCE | 1-in-10 | 2030 | 15 |  |  |  | 82.4491 | 1
| Zone | South of Lugo | 6 | Average Weekday | SCE | 1-in-10 | 2030 | 16 |  |  |  | 83.1785 | 1
| Zone | South of Lugo | 6 | Average Weekday | SCE | 1-in-10 | 2030 | 17 |  |  |  | 83.0988 | 1
| Zone | South of Lugo | 6 | Average Weekday | SCE | 1-in-10 | 2030 | 18 |  |  |  | 82.3115 | 1
| Zone | South of Lugo | 6 | Average Weekday | SCE | 1-in-10 | 2030 | 19 |  |  |  | 80.9067 | 1
| Zone | South of Lugo | 6 | Average Weekday | SCE | 1-in-10 | 2030 | 20 |  |  |  | 78.6574 | 1
| Zone | South of Lugo | 6 | Average Weekday | SCE | 1-in-10 | 2030 | 21 |  |  |  | 75.6723 | 1
| Zone | South of Lugo | 6 | Average Weekday | SCE | 1-in-10 | 2030 | 22 |  |  |  | 72.5495 | 1
| Zone | South of Lugo | 6 | Average Weekday | SCE | 1-in-10 | 2030 | 23 |  |  |  | 70.5754 | 1
| Zone | South of Lugo | 6 | Average Weekday | SCE | 1-in-10 | 2030 | 24 |  |  |  | 69.3238 | 1
| Zone | South of Lugo | 6 | Monthly System Peak Day | SCE | 1-in-10 | 2030 | 1 |  |  |  | 77.3104 | 1
| Zone | South of Lugo | 6 | Monthly System Peak Day | SCE | 1-in-10 | 2030 | 2 |  |  |  | 75.7337 | 1
| Zone | South of Lugo | 6 | Monthly System Peak Day | SCE | 1-in-10 | 2030 | 3 |  |  |  | 74.2558 | 1
| Zone | South of Lugo | 6 | Monthly System Peak Day | SCE | 1-in-10 | 2030 | 4 |  |  |  | 73.6021 | 1
| Zone | South of Lugo | 6 | Monthly System Peak Day | SCE | 1-in-10 | 2030 | 5 |  |  |  | 72.4508 | 1
| Zone | South of Lugo | 6 | Monthly System Peak Day | SCE | 1-in-10 | 2030 | 6 |  |  |  | 71.5633 | 1
| Zone | South of Lugo | 6 | Monthly System Peak Day | SCE | 1-in-10 | 2030 | 7 |  |  |  | 70.7763 | 1
| Zone | South of Lugo | 6 | Monthly System Peak Day | SCE | 1-in-10 | 2030 | 8 |  |  |  | 72.3667 | 1
| Zone | South of Lugo | 6 | Monthly System Peak Day | SCE | 1-in-10 | 2030 | 9 |  |  |  | 76.6954 | 1
| Zone | South of Lugo | 6 | Monthly System Peak Day | SCE | 1-in-10 | 2030 | 10 |  |  |  | 82.8858 | 1
| Zone | South of Lugo | 6 | Monthly System Peak Day | SCE | 1-in-10 | 2030 | 11 |  |  |  | 87.9975 | 1
| Zone | South of Lugo | 6 | Monthly System Peak Day | SCE | 1-in-10 | 2030 | 12 |  |  |  | 91.6012 | 1
| Zone | South of Lugo | 6 | Monthly System Peak Day | SCE | 1-in-10 | 2030 | 13 |  |  |  | 92.8838 | 1
| Zone | South of Lugo | 6 | Monthly System Peak Day | SCE | 1-in-10 | 2030 | 14 |  |  |  | 94.1846 | 1
| Zone | South of Lugo | 6 | Monthly System Peak Day | SCE | 1-in-10 | 2030 | 15 |  |  |  | 95.4146 | 1
| Zone | South of Lugo | 6 | Monthly System Peak Day | SCE | 1-in-10 | 2030 | 16 |  |  |  | 96.8875 | 1
| Zone | South of Lugo | 6 | Monthly System Peak Day | SCE | 1-in-10 | 2030 | 17 |  |  |  | 97.35 | 1
| Zone | South of Lugo | 6 | Monthly System Peak Day | SCE | 1-in-10 | 2030 | 18 |  |  |  | 96.4667 | 1
| Zone | South of Lugo | 6 | Monthly System Peak Day | SCE | 1-in-10 | 2030 | 19 |  |  |  | 94.025 | 1
| Zone | South of Lugo | 6 | Monthly System Peak Day | SCE | 1-in-10 | 2030 | 20 |  |  |  | 88.8067 | 1
| Zone | South of Lugo | 6 | Monthly System Peak Day | SCE | 1-in-10 | 2030 | 21 |  |  |  | 84.6787 | 1
| Zone | South of Lugo | 6 | Monthly System Peak Day | SCE | 1-in-10 | 2030 | 22 |  |  |  | 81.0933 | 1
| Zone | South of Lugo | 6 | Monthly System Peak Day | SCE | 1-in-10 | 2030 | 23 |  |  |  | 77.7233 | 1
| Zone | South of Lugo | 6 | Monthly System Peak Day | SCE | 1-in-10 | 2030 | 24 |  |  |  | 75.3388 | 1
| Zone | South of Lugo | 7 | Average Weekday | SCE | 1-in-10 | 2030 | 1 |  |  |  | 73.2748 | 1
| Zone | South of Lugo | 7 | Average Weekday | SCE | 1-in-10 | 2030 | 2 |  |  |  | 72.448 | 1
| Zone | South of Lugo | 7 | Average Weekday | SCE | 1-in-10 | 2030 | 3 |  |  |  | 71.6747 | 1
| Zone | South of Lugo | 7 | Average Weekday | SCE | 1-in-10 | 2030 | 4 |  |  |  | 71.1028 | 1
| Zone | South of Lugo | 7 | Average Weekday | SCE | 1-in-10 | 2030 | 5 |  |  |  | 70.6155 | 1
| Zone | South of Lugo | 7 | Average Weekday | SCE | 1-in-10 | 2030 | 6 |  |  |  | 70.2457 | 1
| Zone | South of Lugo | 7 | Average Weekday | SCE | 1-in-10 | 2030 | 7 |  |  |  | 70.057 | 1
| Zone | South of Lugo | 7 | Average Weekday | SCE | 1-in-10 | 2030 | 8 |  |  |  | 70.6914 | 1
| Zone | South of Lugo | 7 | Average Weekday | SCE | 1-in-10 | 2030 | 9 |  |  |  | 73.0913 | 1
| Zone | South of Lugo | 7 | Average Weekday | SCE | 1-in-10 | 2030 | 10 |  |  |  | 76.3755 | 1
| Zone | South of Lugo | 7 | Average Weekday | SCE | 1-in-10 | 2030 | 11 |  |  |  | 79.8781 | 1
| Zone | South of Lugo | 7 | Average Weekday | SCE | 1-in-10 | 2030 | 12 |  |  |  | 83.1077 | 1
| Zone | South of Lugo | 7 | Average Weekday | SCE | 1-in-10 | 2030 | 13 |  |  |  | 85.4249 | 1
| Zone | South of Lugo | 7 | Average Weekday | SCE | 1-in-10 | 2030 | 14 |  |  |  | 87.0578 | 1
| Zone | South of Lugo | 7 | Average Weekday | SCE | 1-in-10 | 2030 | 15 |  |  |  | 88.2055 | 1
| Zone | South of Lugo | 7 | Average Weekday | SCE | 1-in-10 | 2030 | 16 |  |  |  | 88.8228 | 1
| Zone | South of Lugo | 7 | Average Weekday | SCE | 1-in-10 | 2030 | 17 |  |  |  | 88.8724 | 1
| Zone | South of Lugo | 7 | Average Weekday | SCE | 1-in-10 | 2030 | 18 |  |  |  | 88.0513 | 1
| Zone | South of Lugo | 7 | Average Weekday | SCE | 1-in-10 | 2030 | 19 |  |  |  | 86.5336 | 1
| Zone | South of Lugo | 7 | Average Weekday | SCE | 1-in-10 | 2030 | 20 |  |  |  | 84.1525 | 1
| Zone | South of Lugo | 7 | Average Weekday | SCE | 1-in-10 | 2030 | 21 |  |  |  | 80.9126 | 1
| Zone | South of Lugo | 7 | Average Weekday | SCE | 1-in-10 | 2030 | 22 |  |  |  | 77.7621 | 1
| Zone | South of Lugo | 7 | Average Weekday | SCE | 1-in-10 | 2030 | 23 |  |  |  | 75.8771 | 1
| Zone | South of Lugo | 7 | Average Weekday | SCE | 1-in-10 | 2030 | 24 |  |  |  | 74.689 | 1
| Zone | South of Lugo | 7 | Monthly System Peak Day | SCE | 1-in-10 | 2030 | 1 |  |  |  | 77.6923 | 1
| Zone | South of Lugo | 7 | Monthly System Peak Day | SCE | 1-in-10 | 2030 | 2 |  |  |  | 75.7504 | 1
| Zone | South of Lugo | 7 | Monthly System Peak Day | SCE | 1-in-10 | 2030 | 3 |  |  |  | 74.2777 | 1
| Zone | South of Lugo | 7 | Monthly System Peak Day | SCE | 1-in-10 | 2030 | 4 |  |  |  | 73.6715 | 1
| Zone | South of Lugo | 7 | Monthly System Peak Day | SCE | 1-in-10 | 2030 | 5 |  |  |  | 73.0354 | 1
| Zone | South of Lugo | 7 | Monthly System Peak Day | SCE | 1-in-10 | 2030 | 6 |  |  |  | 72.7562 | 1
| Zone | South of Lugo | 7 | Monthly System Peak Day | SCE | 1-in-10 | 2030 | 7 |  |  |  | 72.8565 | 1
| Zone | South of Lugo | 7 | Monthly System Peak Day | SCE | 1-in-10 | 2030 | 8 |  |  |  | 73.73 | 1
| Zone | South of Lugo | 7 | Monthly System Peak Day | SCE | 1-in-10 | 2030 | 9 |  |  |  | 77.7808 | 1
| Zone | South of Lugo | 7 | Monthly System Peak Day | SCE | 1-in-10 | 2030 | 10 |  |  |  | 83.1231 | 1
| Zone | South of Lugo | 7 | Monthly System Peak Day | SCE | 1-in-10 | 2030 | 11 |  |  |  | 89.0077 | 1
| Zone | South of Lugo | 7 | Monthly System Peak Day | SCE | 1-in-10 | 2030 | 12 |  |  |  | 94.2423 | 1
| Zone | South of Lugo | 7 | Monthly System Peak Day | SCE | 1-in-10 | 2030 | 13 |  |  |  | 97.8 | 1
| Zone | South of Lugo | 7 | Monthly System Peak Day | SCE | 1-in-10 | 2030 | 14 |  |  |  | 100.9 | 1
| Zone | South of Lugo | 7 | Monthly System Peak Day | SCE | 1-in-10 | 2030 | 15 |  |  |  | 104.1192 | 1
| Zone | South of Lugo | 7 | Monthly System Peak Day | SCE | 1-in-10 | 2030 | 16 |  |  |  | 105.9077 | 1
| Zone | South of Lugo | 7 | Monthly System Peak Day | SCE | 1-in-10 | 2030 | 17 |  |  |  | 106.2423 | 1
| Zone | South of Lugo | 7 | Monthly System Peak Day | SCE | 1-in-10 | 2030 | 18 |  |  |  | 105.65 | 1
| Zone | South of Lugo | 7 | Monthly System Peak Day | SCE | 1-in-10 | 2030 | 19 |  |  |  | 103.9692 | 1
| Zone | South of Lugo | 7 | Monthly System Peak Day | SCE | 1-in-10 | 2030 | 20 |  |  |  | 101.2 | 1
| Zone | South of Lugo | 7 | Monthly System Peak Day | SCE | 1-in-10 | 2030 | 21 |  |  |  | 98.1538 | 1
| Zone | South of Lugo | 7 | Monthly System Peak Day | SCE | 1-in-10 | 2030 | 22 |  |  |  | 93.2038 | 1
| Zone | South of Lugo | 7 | Monthly System Peak Day | SCE | 1-in-10 | 2030 | 23 |  |  |  | 88.0885 | 1
| Zone | South of Lugo | 7 | Monthly System Peak Day | SCE | 1-in-10 | 2030 | 24 |  |  |  | 85.6577 | 1
| Zone | South of Lugo | 8 | Average Weekday | SCE | 1-in-10 | 2030 | 1 |  |  |  | 73.7248 | 1
| Zone | South of Lugo | 8 | Average Weekday | SCE | 1-in-10 | 2030 | 2 |  |  |  | 72.8229 | 1
| Zone | South of Lugo | 8 | Average Weekday | SCE | 1-in-10 | 2030 | 3 |  |  |  | 72.0753 | 1
| Zone | South of Lugo | 8 | Average Weekday | SCE | 1-in-10 | 2030 | 4 |  |  |  | 71.4533 | 1
| Zone | South of Lugo | 8 | Average Weekday | SCE | 1-in-10 | 2030 | 5 |  |  |  | 70.9248 | 1
| Zone | South of Lugo | 8 | Average Weekday | SCE | 1-in-10 | 2030 | 6 |  |  |  | 70.4786 | 1
| Zone | South of Lugo | 8 | Average Weekday | SCE | 1-in-10 | 2030 | 7 |  |  |  | 70.2013 | 1
| Zone | South of Lugo | 8 | Average Weekday | SCE | 1-in-10 | 2030 | 8 |  |  |  | 70.2891 | 1
| Zone | South of Lugo | 8 | Average Weekday | SCE | 1-in-10 | 2030 | 9 |  |  |  | 72.2673 | 1
| Zone | South of Lugo | 8 | Average Weekday | SCE | 1-in-10 | 2030 | 10 |  |  |  | 75.3581 | 1
| Zone | South of Lugo | 8 | Average Weekday | SCE | 1-in-10 | 2030 | 11 |  |  |  | 78.8164 | 1
| Zone | South of Lugo | 8 | Average Weekday | SCE | 1-in-10 | 2030 | 12 |  |  |  | 82.3242 | 1
| Zone | South of Lugo | 8 | Average Weekday | SCE | 1-in-10 | 2030 | 13 |  |  |  | 84.8821 | 1
| Zone | South of Lugo | 8 | Average Weekday | SCE | 1-in-10 | 2030 | 14 |  |  |  | 86.7905 | 1
| Zone | South of Lugo | 8 | Average Weekday | SCE | 1-in-10 | 2030 | 15 |  |  |  | 88.0885 | 1
| Zone | South of Lugo | 8 | Average Weekday | SCE | 1-in-10 | 2030 | 16 |  |  |  | 88.4443 | 1
| Zone | South of Lugo | 8 | Average Weekday | SCE | 1-in-10 | 2030 | 17 |  |  |  | 88.2695 | 1
| Zone | South of Lugo | 8 | Average Weekday | SCE | 1-in-10 | 2030 | 18 |  |  |  | 87.4322 | 1
| Zone | South of Lugo | 8 | Average Weekday | SCE | 1-in-10 | 2030 | 19 |  |  |  | 85.7853 | 1
| Zone | South of Lugo | 8 | Average Weekday | SCE | 1-in-10 | 2030 | 20 |  |  |  | 83.1838 | 1
| Zone | South of Lugo | 8 | Average Weekday | SCE | 1-in-10 | 2030 | 21 |  |  |  | 79.75 | 1
| Zone | South of Lugo | 8 | Average Weekday | SCE | 1-in-10 | 2030 | 22 |  |  |  | 77.0841 | 1
| Zone | South of Lugo | 8 | Average Weekday | SCE | 1-in-10 | 2030 | 23 |  |  |  | 75.6476 | 1
| Zone | South of Lugo | 8 | Average Weekday | SCE | 1-in-10 | 2030 | 24 |  |  |  | 74.6572 | 1
| Zone | South of Lugo | 8 | Monthly System Peak Day | SCE | 1-in-10 | 2030 | 1 |  |  |  | 79.7023 | 1
| Zone | South of Lugo | 8 | Monthly System Peak Day | SCE | 1-in-10 | 2030 | 2 |  |  |  | 78.6038 | 1
| Zone | South of Lugo | 8 | Monthly System Peak Day | SCE | 1-in-10 | 2030 | 3 |  |  |  | 77.6408 | 1
| Zone | South of Lugo | 8 | Monthly System Peak Day | SCE | 1-in-10 | 2030 | 4 |  |  |  | 76.7208 | 1
| Zone | South of Lugo | 8 | Monthly System Peak Day | SCE | 1-in-10 | 2030 | 5 |  |  |  | 75.6773 | 1
| Zone | South of Lugo | 8 | Monthly System Peak Day | SCE | 1-in-10 | 2030 | 6 |  |  |  | 74.87 | 1
| Zone | South of Lugo | 8 | Monthly System Peak Day | SCE | 1-in-10 | 2030 | 7 |  |  |  | 74.2158 | 1
| Zone | South of Lugo | 8 | Monthly System Peak Day | SCE | 1-in-10 | 2030 | 8 |  |  |  | 74.5485 | 1
| Zone | South of Lugo | 8 | Monthly System Peak Day | SCE | 1-in-10 | 2030 | 9 |  |  |  | 77.4577 | 1
| Zone | South of Lugo | 8 | Monthly System Peak Day | SCE | 1-in-10 | 2030 | 10 |  |  |  | 82.35 | 1
| Zone | South of Lugo | 8 | Monthly System Peak Day | SCE | 1-in-10 | 2030 | 11 |  |  |  | 88.3962 | 1
| Zone | South of Lugo | 8 | Monthly System Peak Day | SCE | 1-in-10 | 2030 | 12 |  |  |  | 92.0308 | 1
| Zone | South of Lugo | 8 | Monthly System Peak Day | SCE | 1-in-10 | 2030 | 13 |  |  |  | 93.3885 | 1
| Zone | South of Lugo | 8 | Monthly System Peak Day | SCE | 1-in-10 | 2030 | 14 |  |  |  | 94.4846 | 1
| Zone | South of Lugo | 8 | Monthly System Peak Day | SCE | 1-in-10 | 2030 | 15 |  |  |  | 95.9308 | 1
| Zone | South of Lugo | 8 | Monthly System Peak Day | SCE | 1-in-10 | 2030 | 16 |  |  |  | 97.4654 | 1
| Zone | South of Lugo | 8 | Monthly System Peak Day | SCE | 1-in-10 | 2030 | 17 |  |  |  | 97.7308 | 1
| Zone | South of Lugo | 8 | Monthly System Peak Day | SCE | 1-in-10 | 2030 | 18 |  |  |  | 96.85 | 1
| Zone | South of Lugo | 8 | Monthly System Peak Day | SCE | 1-in-10 | 2030 | 19 |  |  |  | 95.1846 | 1
| Zone | South of Lugo | 8 | Monthly System Peak Day | SCE | 1-in-10 | 2030 | 20 |  |  |  | 92.1538 | 1
| Zone | South of Lugo | 8 | Monthly System Peak Day | SCE | 1-in-10 | 2030 | 21 |  |  |  | 88.5731 | 1
| Zone | South of Lugo | 8 | Monthly System Peak Day | SCE | 1-in-10 | 2030 | 22 |  |  |  | 85.1115 | 1
| Zone | South of Lugo | 8 | Monthly System Peak Day | SCE | 1-in-10 | 2030 | 23 |  |  |  | 82.8692 | 1
| Zone | South of Lugo | 8 | Monthly System Peak Day | SCE | 1-in-10 | 2030 | 24 |  |  |  | 81.6923 | 1
| Zone | South of Lugo | 8 | Typical Event Day | SCE | 1-in-10 | 2030 | 1 |  |  |  | 78.3372 | 1
| Zone | South of Lugo | 8 | Typical Event Day | SCE | 1-in-10 | 2030 | 2 |  |  |  | 76.9656 | 1
| Zone | South of Lugo | 8 | Typical Event Day | SCE | 1-in-10 | 2030 | 3 |  |  |  | 75.7092 | 1
| Zone | South of Lugo | 8 | Typical Event Day | SCE | 1-in-10 | 2030 | 4 |  |  |  | 75.1885 | 1
| Zone | South of Lugo | 8 | Typical Event Day | SCE | 1-in-10 | 2030 | 5 |  |  |  | 74.369 | 1
| Zone | South of Lugo | 8 | Typical Event Day | SCE | 1-in-10 | 2030 | 6 |  |  |  | 73.8999 | 1
| Zone | South of Lugo | 8 | Typical Event Day | SCE | 1-in-10 | 2030 | 7 |  |  |  | 73.5392 | 1
| Zone | South of Lugo | 8 | Typical Event Day | SCE | 1-in-10 | 2030 | 8 |  |  |  | 74.2582 | 1
| Zone | South of Lugo | 8 | Typical Event Day | SCE | 1-in-10 | 2030 | 9 |  |  |  | 77.5992 | 1
| Zone | South of Lugo | 8 | Typical Event Day | SCE | 1-in-10 | 2030 | 10 |  |  |  | 82.6605 | 1
| Zone | South of Lugo | 8 | Typical Event Day | SCE | 1-in-10 | 2030 | 11 |  |  |  | 88.2412 | 1
| Zone | South of Lugo | 8 | Typical Event Day | SCE | 1-in-10 | 2030 | 12 |  |  |  | 92.3743 | 1
| Zone | South of Lugo | 8 | Typical Event Day | SCE | 1-in-10 | 2030 | 13 |  |  |  | 94.8318 | 1
| Zone | South of Lugo | 8 | Typical Event Day | SCE | 1-in-10 | 2030 | 14 |  |  |  | 96.8484 | 1
| Zone | South of Lugo | 8 | Typical Event Day | SCE | 1-in-10 | 2030 | 15 |  |  |  | 98.6966 | 1
| Zone | South of Lugo | 8 | Typical Event Day | SCE | 1-in-10 | 2030 | 16 |  |  |  | 99.9769 | 1
| Zone | South of Lugo | 8 | Typical Event Day | SCE | 1-in-10 | 2030 | 17 |  |  |  | 100.3817 | 1
| Zone | South of Lugo | 8 | Typical Event Day | SCE | 1-in-10 | 2030 | 18 |  |  |  | 99.4721 | 1
| Zone | South of Lugo | 8 | Typical Event Day | SCE | 1-in-10 | 2030 | 19 |  |  |  | 97.474 | 1
| Zone | South of Lugo | 8 | Typical Event Day | SCE | 1-in-10 | 2030 | 20 |  |  |  | 93.8717 | 1
| Zone | South of Lugo | 8 | Typical Event Day | SCE | 1-in-10 | 2030 | 21 |  |  |  | 90.2264 | 1
| Zone | South of Lugo | 8 | Typical Event Day | SCE | 1-in-10 | 2030 | 22 |  |  |  | 86.9024 | 1
| Zone | South of Lugo | 8 | Typical Event Day | SCE | 1-in-10 | 2030 | 23 |  |  |  | 84.0013 | 1
| Zone | South of Lugo | 8 | Typical Event Day | SCE | 1-in-10 | 2030 | 24 |  |  |  | 82.0521 | 1
| Zone | South of Lugo | 9 | Average Weekday | SCE | 1-in-10 | 2030 | 1 |  |  |  | 73.2512 | 1
| Zone | South of Lugo | 9 | Average Weekday | SCE | 1-in-10 | 2030 | 2 |  |  |  | 72.3685 | 1
| Zone | South of Lugo | 9 | Average Weekday | SCE | 1-in-10 | 2030 | 3 |  |  |  | 71.6295 | 1
| Zone | South of Lugo | 9 | Average Weekday | SCE | 1-in-10 | 2030 | 4 |  |  |  | 70.9846 | 1
| Zone | South of Lugo | 9 | Average Weekday | SCE | 1-in-10 | 2030 | 5 |  |  |  | 70.4271 | 1
| Zone | South of Lugo | 9 | Average Weekday | SCE | 1-in-10 | 2030 | 6 |  |  |  | 69.9244 | 1
| Zone | South of Lugo | 9 | Average Weekday | SCE | 1-in-10 | 2030 | 7 |  |  |  | 69.5541 | 1
| Zone | South of Lugo | 9 | Average Weekday | SCE | 1-in-10 | 2030 | 8 |  |  |  | 69.361 | 1
| Zone | South of Lugo | 9 | Average Weekday | SCE | 1-in-10 | 2030 | 9 |  |  |  | 70.7113 | 1
| Zone | South of Lugo | 9 | Average Weekday | SCE | 1-in-10 | 2030 | 10 |  |  |  | 73.6147 | 1
| Zone | South of Lugo | 9 | Average Weekday | SCE | 1-in-10 | 2030 | 11 |  |  |  | 77.1101 | 1
| Zone | South of Lugo | 9 | Average Weekday | SCE | 1-in-10 | 2030 | 12 |  |  |  | 80.43 | 1
| Zone | South of Lugo | 9 | Average Weekday | SCE | 1-in-10 | 2030 | 13 |  |  |  | 83.0984 | 1
| Zone | South of Lugo | 9 | Average Weekday | SCE | 1-in-10 | 2030 | 14 |  |  |  | 84.9046 | 1
| Zone | South of Lugo | 9 | Average Weekday | SCE | 1-in-10 | 2030 | 15 |  |  |  | 86.2075 | 1
| Zone | South of Lugo | 9 | Average Weekday | SCE | 1-in-10 | 2030 | 16 |  |  |  | 86.7527 | 1
| Zone | South of Lugo | 9 | Average Weekday | SCE | 1-in-10 | 2030 | 17 |  |  |  | 86.7156 | 1
| Zone | South of Lugo | 9 | Average Weekday | SCE | 1-in-10 | 2030 | 18 |  |  |  | 85.846 | 1
| Zone | South of Lugo | 9 | Average Weekday | SCE | 1-in-10 | 2030 | 19 |  |  |  | 84.0648 | 1
| Zone | South of Lugo | 9 | Average Weekday | SCE | 1-in-10 | 2030 | 20 |  |  |  | 81.1436 | 1
| Zone | South of Lugo | 9 | Average Weekday | SCE | 1-in-10 | 2030 | 21 |  |  |  | 78.0516 | 1
| Zone | South of Lugo | 9 | Average Weekday | SCE | 1-in-10 | 2030 | 22 |  |  |  | 76.2339 | 1
| Zone | South of Lugo | 9 | Average Weekday | SCE | 1-in-10 | 2030 | 23 |  |  |  | 74.88 | 1
| Zone | South of Lugo | 9 | Average Weekday | SCE | 1-in-10 | 2030 | 24 |  |  |  | 73.7799 | 1
| Zone | South of Lugo | 9 | Monthly System Peak Day | SCE | 1-in-10 | 2030 | 1 |  |  |  | 79.1115 | 1
| Zone | South of Lugo | 9 | Monthly System Peak Day | SCE | 1-in-10 | 2030 | 2 |  |  |  | 78.2385 | 1
| Zone | South of Lugo | 9 | Monthly System Peak Day | SCE | 1-in-10 | 2030 | 3 |  |  |  | 77.1231 | 1
| Zone | South of Lugo | 9 | Monthly System Peak Day | SCE | 1-in-10 | 2030 | 4 |  |  |  | 77.1731 | 1
| Zone | South of Lugo | 9 | Monthly System Peak Day | SCE | 1-in-10 | 2030 | 5 |  |  |  | 76.7038 | 1
| Zone | South of Lugo | 9 | Monthly System Peak Day | SCE | 1-in-10 | 2030 | 6 |  |  |  | 76.7885 | 1
| Zone | South of Lugo | 9 | Monthly System Peak Day | SCE | 1-in-10 | 2030 | 7 |  |  |  | 76.7077 | 1
| Zone | South of Lugo | 9 | Monthly System Peak Day | SCE | 1-in-10 | 2030 | 8 |  |  |  | 76.9 | 1
| Zone | South of Lugo | 9 | Monthly System Peak Day | SCE | 1-in-10 | 2030 | 9 |  |  |  | 79.1115 | 1
| Zone | South of Lugo | 9 | Monthly System Peak Day | SCE | 1-in-10 | 2030 | 10 |  |  |  | 83.05 | 1
| Zone | South of Lugo | 9 | Monthly System Peak Day | SCE | 1-in-10 | 2030 | 11 |  |  |  | 88.3115 | 1
| Zone | South of Lugo | 9 | Monthly System Peak Day | SCE | 1-in-10 | 2030 | 12 |  |  |  | 92.3423 | 1
| Zone | South of Lugo | 9 | Monthly System Peak Day | SCE | 1-in-10 | 2030 | 13 |  |  |  | 96.1461 | 1
| Zone | South of Lugo | 9 | Monthly System Peak Day | SCE | 1-in-10 | 2030 | 14 |  |  |  | 98.7692 | 1
| Zone | South of Lugo | 9 | Monthly System Peak Day | SCE | 1-in-10 | 2030 | 15 |  |  |  | 100.2462 | 1
| Zone | South of Lugo | 9 | Monthly System Peak Day | SCE | 1-in-10 | 2030 | 16 |  |  |  | 100.45 | 1
| Zone | South of Lugo | 9 | Monthly System Peak Day | SCE | 1-in-10 | 2030 | 17 |  |  |  | 100.8692 | 1
| Zone | South of Lugo | 9 | Monthly System Peak Day | SCE | 1-in-10 | 2030 | 18 |  |  |  | 99.5692 | 1
| Zone | South of Lugo | 9 | Monthly System Peak Day | SCE | 1-in-10 | 2030 | 19 |  |  |  | 97.3731 | 1
| Zone | South of Lugo | 9 | Monthly System Peak Day | SCE | 1-in-10 | 2030 | 20 |  |  |  | 94.2192 | 1
| Zone | South of Lugo | 9 | Monthly System Peak Day | SCE | 1-in-10 | 2030 | 21 |  |  |  | 90.4231 | 1
| Zone | South of Lugo | 9 | Monthly System Peak Day | SCE | 1-in-10 | 2030 | 22 |  |  |  | 89.0269 | 1
| Zone | South of Lugo | 9 | Monthly System Peak Day | SCE | 1-in-10 | 2030 | 23 |  |  |  | 88.0077 | 1
| Zone | South of Lugo | 9 | Monthly System Peak Day | SCE | 1-in-10 | 2030 | 24 |  |  |  | 86.1 | 1
| Zone | South of Lugo | 10 | Average Weekday | SCE | 1-in-10 | 2030 | 1 |  |  |  | 69.762 | 1
| Zone | South of Lugo | 10 | Average Weekday | SCE | 1-in-10 | 2030 | 2 |  |  |  | 68.8745 | 1
| Zone | South of Lugo | 10 | Average Weekday | SCE | 1-in-10 | 2030 | 3 |  |  |  | 68.1604 | 1
| Zone | South of Lugo | 10 | Average Weekday | SCE | 1-in-10 | 2030 | 4 |  |  |  | 67.4921 | 1
| Zone | South of Lugo | 10 | Average Weekday | SCE | 1-in-10 | 2030 | 5 |  |  |  | 66.8849 | 1
| Zone | South of Lugo | 10 | Average Weekday | SCE | 1-in-10 | 2030 | 6 |  |  |  | 66.4737 | 1
| Zone | South of Lugo | 10 | Average Weekday | SCE | 1-in-10 | 2030 | 7 |  |  |  | 66.0452 | 1
| Zone | South of Lugo | 10 | Average Weekday | SCE | 1-in-10 | 2030 | 8 |  |  |  | 65.7944 | 1
| Zone | South of Lugo | 10 | Average Weekday | SCE | 1-in-10 | 2030 | 9 |  |  |  | 66.4184 | 1
| Zone | South of Lugo | 10 | Average Weekday | SCE | 1-in-10 | 2030 | 10 |  |  |  | 69.4546 | 1
| Zone | South of Lugo | 10 | Average Weekday | SCE | 1-in-10 | 2030 | 11 |  |  |  | 73.0169 | 1
| Zone | South of Lugo | 10 | Average Weekday | SCE | 1-in-10 | 2030 | 12 |  |  |  | 76.5501 | 1
| Zone | South of Lugo | 10 | Average Weekday | SCE | 1-in-10 | 2030 | 13 |  |  |  | 79.3305 | 1
| Zone | South of Lugo | 10 | Average Weekday | SCE | 1-in-10 | 2030 | 14 |  |  |  | 81.3196 | 1
| Zone | South of Lugo | 10 | Average Weekday | SCE | 1-in-10 | 2030 | 15 |  |  |  | 82.45 | 1
| Zone | South of Lugo | 10 | Average Weekday | SCE | 1-in-10 | 2030 | 16 |  |  |  | 82.92 | 1
| Zone | South of Lugo | 10 | Average Weekday | SCE | 1-in-10 | 2030 | 17 |  |  |  | 82.7609 | 1
| Zone | South of Lugo | 10 | Average Weekday | SCE | 1-in-10 | 2030 | 18 |  |  |  | 82.0538 | 1
| Zone | South of Lugo | 10 | Average Weekday | SCE | 1-in-10 | 2030 | 19 |  |  |  | 80.0614 | 1
| Zone | South of Lugo | 10 | Average Weekday | SCE | 1-in-10 | 2030 | 20 |  |  |  | 76.8669 | 1
| Zone | South of Lugo | 10 | Average Weekday | SCE | 1-in-10 | 2030 | 21 |  |  |  | 74.5837 | 1
| Zone | South of Lugo | 10 | Average Weekday | SCE | 1-in-10 | 2030 | 22 |  |  |  | 73.102 | 1
| Zone | South of Lugo | 10 | Average Weekday | SCE | 1-in-10 | 2030 | 23 |  |  |  | 71.9026 | 1
| Zone | South of Lugo | 10 | Average Weekday | SCE | 1-in-10 | 2030 | 24 |  |  |  | 70.842 | 1
| Zone | South of Lugo | 10 | Monthly System Peak Day | SCE | 1-in-10 | 2030 | 1 |  |  |  | 81.9167 | 1
| Zone | South of Lugo | 10 | Monthly System Peak Day | SCE | 1-in-10 | 2030 | 2 |  |  |  | 81.9833 | 1
| Zone | South of Lugo | 10 | Monthly System Peak Day | SCE | 1-in-10 | 2030 | 3 |  |  |  | 81.1 | 1
| Zone | South of Lugo | 10 | Monthly System Peak Day | SCE | 1-in-10 | 2030 | 4 |  |  |  | 81.6267 | 1
| Zone | South of Lugo | 10 | Monthly System Peak Day | SCE | 1-in-10 | 2030 | 5 |  |  |  | 81.8983 | 1
| Zone | South of Lugo | 10 | Monthly System Peak Day | SCE | 1-in-10 | 2030 | 6 |  |  |  | 82.3554 | 1
| Zone | South of Lugo | 10 | Monthly System Peak Day | SCE | 1-in-10 | 2030 | 7 |  |  |  | 81.9092 | 1
| Zone | South of Lugo | 10 | Monthly System Peak Day | SCE | 1-in-10 | 2030 | 8 |  |  |  | 81.69 | 1
| Zone | South of Lugo | 10 | Monthly System Peak Day | SCE | 1-in-10 | 2030 | 9 |  |  |  | 82.0533 | 1
| Zone | South of Lugo | 10 | Monthly System Peak Day | SCE | 1-in-10 | 2030 | 10 |  |  |  | 84.6842 | 1
| Zone | South of Lugo | 10 | Monthly System Peak Day | SCE | 1-in-10 | 2030 | 11 |  |  |  | 87.9 | 1
| Zone | South of Lugo | 10 | Monthly System Peak Day | SCE | 1-in-10 | 2030 | 12 |  |  |  | 92.2042 | 1
| Zone | South of Lugo | 10 | Monthly System Peak Day | SCE | 1-in-10 | 2030 | 13 |  |  |  | 96.4208 | 1
| Zone | South of Lugo | 10 | Monthly System Peak Day | SCE | 1-in-10 | 2030 | 14 |  |  |  | 98.4792 | 1
| Zone | South of Lugo | 10 | Monthly System Peak Day | SCE | 1-in-10 | 2030 | 15 |  |  |  | 99.8958 | 1
| Zone | South of Lugo | 10 | Monthly System Peak Day | SCE | 1-in-10 | 2030 | 16 |  |  |  | 100.525 | 1
| Zone | South of Lugo | 10 | Monthly System Peak Day | SCE | 1-in-10 | 2030 | 17 |  |  |  | 100.1125 | 1
| Zone | South of Lugo | 10 | Monthly System Peak Day | SCE | 1-in-10 | 2030 | 18 |  |  |  | 99.7958 | 1
| Zone | South of Lugo | 10 | Monthly System Peak Day | SCE | 1-in-10 | 2030 | 19 |  |  |  | 98.1667 | 1
| Zone | South of Lugo | 10 | Monthly System Peak Day | SCE | 1-in-10 | 2030 | 20 |  |  |  | 94.3583 | 1
| Zone | South of Lugo | 10 | Monthly System Peak Day | SCE | 1-in-10 | 2030 | 21 |  |  |  | 90.3875 | 1
| Zone | South of Lugo | 10 | Monthly System Peak Day | SCE | 1-in-10 | 2030 | 22 |  |  |  | 88.3042 | 1
| Zone | South of Lugo | 10 | Monthly System Peak Day | SCE | 1-in-10 | 2030 | 23 |  |  |  | 86.525 | 1
| Zone | South of Lugo | 10 | Monthly System Peak Day | SCE | 1-in-10 | 2030 | 24 |  |  |  | 85.6625 | 1
| Zone | South of Lugo | 11 | Average Weekday | SCE | 1-in-10 | 2030 | 1 |  |  |  | 58.4899 | 1
| Zone | South of Lugo | 11 | Average Weekday | SCE | 1-in-10 | 2030 | 2 |  |  |  | 57.4303 | 1
| Zone | South of Lugo | 11 | Average Weekday | SCE | 1-in-10 | 2030 | 3 |  |  |  | 56.5965 | 1
| Zone | South of Lugo | 11 | Average Weekday | SCE | 1-in-10 | 2030 | 4 |  |  |  | 55.7784 | 1
| Zone | South of Lugo | 11 | Average Weekday | SCE | 1-in-10 | 2030 | 5 |  |  |  | 55.1225 | 1
| Zone | South of Lugo | 11 | Average Weekday | SCE | 1-in-10 | 2030 | 6 |  |  |  | 54.5133 | 1
| Zone | South of Lugo | 11 | Average Weekday | SCE | 1-in-10 | 2030 | 7 |  |  |  | 54.2276 | 1
| Zone | South of Lugo | 11 | Average Weekday | SCE | 1-in-10 | 2030 | 8 |  |  |  | 54.2096 | 1
| Zone | South of Lugo | 11 | Average Weekday | SCE | 1-in-10 | 2030 | 9 |  |  |  | 56.0514 | 1
| Zone | South of Lugo | 11 | Average Weekday | SCE | 1-in-10 | 2030 | 10 |  |  |  | 60.0331 | 1
| Zone | South of Lugo | 11 | Average Weekday | SCE | 1-in-10 | 2030 | 11 |  |  |  | 64.3807 | 1
| Zone | South of Lugo | 11 | Average Weekday | SCE | 1-in-10 | 2030 | 12 |  |  |  | 67.9142 | 1
| Zone | South of Lugo | 11 | Average Weekday | SCE | 1-in-10 | 2030 | 13 |  |  |  | 70.4422 | 1
| Zone | South of Lugo | 11 | Average Weekday | SCE | 1-in-10 | 2030 | 14 |  |  |  | 72.0209 | 1
| Zone | South of Lugo | 11 | Average Weekday | SCE | 1-in-10 | 2030 | 15 |  |  |  | 72.7246 | 1
| Zone | South of Lugo | 11 | Average Weekday | SCE | 1-in-10 | 2030 | 16 |  |  |  | 72.8761 | 1
| Zone | South of Lugo | 11 | Average Weekday | SCE | 1-in-10 | 2030 | 17 |  |  |  | 72.1405 | 1
| Zone | South of Lugo | 11 | Average Weekday | SCE | 1-in-10 | 2030 | 18 |  |  |  | 70.1961 | 1
| Zone | South of Lugo | 11 | Average Weekday | SCE | 1-in-10 | 2030 | 19 |  |  |  | 67.6438 | 1
| Zone | South of Lugo | 11 | Average Weekday | SCE | 1-in-10 | 2030 | 20 |  |  |  | 65.549 | 1
| Zone | South of Lugo | 11 | Average Weekday | SCE | 1-in-10 | 2030 | 21 |  |  |  | 63.8706 | 1
| Zone | South of Lugo | 11 | Average Weekday | SCE | 1-in-10 | 2030 | 22 |  |  |  | 62.2114 | 1
| Zone | South of Lugo | 11 | Average Weekday | SCE | 1-in-10 | 2030 | 23 |  |  |  | 60.8032 | 1
| Zone | South of Lugo | 11 | Average Weekday | SCE | 1-in-10 | 2030 | 24 |  |  |  | 59.5623 | 1
| Zone | South of Lugo | 11 | Monthly System Peak Day | SCE | 1-in-10 | 2030 | 1 |  |  |  | 72.1583 | 1
| Zone | South of Lugo | 11 | Monthly System Peak Day | SCE | 1-in-10 | 2030 | 2 |  |  |  | 70.2483 | 1
| Zone | South of Lugo | 11 | Monthly System Peak Day | SCE | 1-in-10 | 2030 | 3 |  |  |  | 69.6879 | 1
| Zone | South of Lugo | 11 | Monthly System Peak Day | SCE | 1-in-10 | 2030 | 4 |  |  |  | 68.1242 | 1
| Zone | South of Lugo | 11 | Monthly System Peak Day | SCE | 1-in-10 | 2030 | 5 |  |  |  | 67.2212 | 1
| Zone | South of Lugo | 11 | Monthly System Peak Day | SCE | 1-in-10 | 2030 | 6 |  |  |  | 66.5896 | 1
| Zone | South of Lugo | 11 | Monthly System Peak Day | SCE | 1-in-10 | 2030 | 7 |  |  |  | 66.7892 | 1
| Zone | South of Lugo | 11 | Monthly System Peak Day | SCE | 1-in-10 | 2030 | 8 |  |  |  | 67.9879 | 1
| Zone | South of Lugo | 11 | Monthly System Peak Day | SCE | 1-in-10 | 2030 | 9 |  |  |  | 69.6179 | 1
| Zone | South of Lugo | 11 | Monthly System Peak Day | SCE | 1-in-10 | 2030 | 10 |  |  |  | 73.6738 | 1
| Zone | South of Lugo | 11 | Monthly System Peak Day | SCE | 1-in-10 | 2030 | 11 |  |  |  | 80.8958 | 1
| Zone | South of Lugo | 11 | Monthly System Peak Day | SCE | 1-in-10 | 2030 | 12 |  |  |  | 87.0333 | 1
| Zone | South of Lugo | 11 | Monthly System Peak Day | SCE | 1-in-10 | 2030 | 13 |  |  |  | 90.2167 | 1
| Zone | South of Lugo | 11 | Monthly System Peak Day | SCE | 1-in-10 | 2030 | 14 |  |  |  | 91.8417 | 1
| Zone | South of Lugo | 11 | Monthly System Peak Day | SCE | 1-in-10 | 2030 | 15 |  |  |  | 92.325 | 1
| Zone | South of Lugo | 11 | Monthly System Peak Day | SCE | 1-in-10 | 2030 | 16 |  |  |  | 92.3417 | 1
| Zone | South of Lugo | 11 | Monthly System Peak Day | SCE | 1-in-10 | 2030 | 17 |  |  |  | 91.4417 | 1
| Zone | South of Lugo | 11 | Monthly System Peak Day | SCE | 1-in-10 | 2030 | 18 |  |  |  | 89.6292 | 1
| Zone | South of Lugo | 11 | Monthly System Peak Day | SCE | 1-in-10 | 2030 | 19 |  |  |  | 86.7167 | 1
| Zone | South of Lugo | 11 | Monthly System Peak Day | SCE | 1-in-10 | 2030 | 20 |  |  |  | 83.3458 | 1
| Zone | South of Lugo | 11 | Monthly System Peak Day | SCE | 1-in-10 | 2030 | 21 |  |  |  | 80.0625 | 1
| Zone | South of Lugo | 11 | Monthly System Peak Day | SCE | 1-in-10 | 2030 | 22 |  |  |  | 77.0746 | 1
| Zone | South of Lugo | 11 | Monthly System Peak Day | SCE | 1-in-10 | 2030 | 23 |  |  |  | 74.9146 | 1
| Zone | South of Lugo | 11 | Monthly System Peak Day | SCE | 1-in-10 | 2030 | 24 |  |  |  | 72.6104 | 1
| Zone | South of Lugo | 12 | Average Weekday | SCE | 1-in-10 | 2030 | 1 |  |  |  | 50.9441 | 1
| Zone | South of Lugo | 12 | Average Weekday | SCE | 1-in-10 | 2030 | 2 |  |  |  | 50.1429 | 1
| Zone | South of Lugo | 12 | Average Weekday | SCE | 1-in-10 | 2030 | 3 |  |  |  | 49.4806 | 1
| Zone | South of Lugo | 12 | Average Weekday | SCE | 1-in-10 | 2030 | 4 |  |  |  | 48.7859 | 1
| Zone | South of Lugo | 12 | Average Weekday | SCE | 1-in-10 | 2030 | 5 |  |  |  | 48.3115 | 1
| Zone | South of Lugo | 12 | Average Weekday | SCE | 1-in-10 | 2030 | 6 |  |  |  | 47.815 | 1
| Zone | South of Lugo | 12 | Average Weekday | SCE | 1-in-10 | 2030 | 7 |  |  |  | 47.6079 | 1
| Zone | South of Lugo | 12 | Average Weekday | SCE | 1-in-10 | 2030 | 8 |  |  |  | 47.8648 | 1
| Zone | South of Lugo | 12 | Average Weekday | SCE | 1-in-10 | 2030 | 9 |  |  |  | 48.9944 | 1
| Zone | South of Lugo | 12 | Average Weekday | SCE | 1-in-10 | 2030 | 10 |  |  |  | 52.3055 | 1
| Zone | South of Lugo | 12 | Average Weekday | SCE | 1-in-10 | 2030 | 11 |  |  |  | 55.9608 | 1
| Zone | South of Lugo | 12 | Average Weekday | SCE | 1-in-10 | 2030 | 12 |  |  |  | 59.0249 | 1
| Zone | South of Lugo | 12 | Average Weekday | SCE | 1-in-10 | 2030 | 13 |  |  |  | 61.152 | 1
| Zone | South of Lugo | 12 | Average Weekday | SCE | 1-in-10 | 2030 | 14 |  |  |  | 62.5691 | 1
| Zone | South of Lugo | 12 | Average Weekday | SCE | 1-in-10 | 2030 | 15 |  |  |  | 63.3806 | 1
| Zone | South of Lugo | 12 | Average Weekday | SCE | 1-in-10 | 2030 | 16 |  |  |  | 63.5309 | 1
| Zone | South of Lugo | 12 | Average Weekday | SCE | 1-in-10 | 2030 | 17 |  |  |  | 62.565 | 1
| Zone | South of Lugo | 12 | Average Weekday | SCE | 1-in-10 | 2030 | 18 |  |  |  | 60.3665 | 1
| Zone | South of Lugo | 12 | Average Weekday | SCE | 1-in-10 | 2030 | 19 |  |  |  | 58.0453 | 1
| Zone | South of Lugo | 12 | Average Weekday | SCE | 1-in-10 | 2030 | 20 |  |  |  | 56.6151 | 1
| Zone | South of Lugo | 12 | Average Weekday | SCE | 1-in-10 | 2030 | 21 |  |  |  | 55.3834 | 1
| Zone | South of Lugo | 12 | Average Weekday | SCE | 1-in-10 | 2030 | 22 |  |  |  | 54.1121 | 1
| Zone | South of Lugo | 12 | Average Weekday | SCE | 1-in-10 | 2030 | 23 |  |  |  | 52.9739 | 1
| Zone | South of Lugo | 12 | Average Weekday | SCE | 1-in-10 | 2030 | 24 |  |  |  | 52.0703 | 1
| Zone | South of Lugo | 12 | Monthly System Peak Day | SCE | 1-in-10 | 2030 | 1 |  |  |  | 43.1621 | 1
| Zone | South of Lugo | 12 | Monthly System Peak Day | SCE | 1-in-10 | 2030 | 2 |  |  |  | 42.165 | 1
| Zone | South of Lugo | 12 | Monthly System Peak Day | SCE | 1-in-10 | 2030 | 3 |  |  |  | 41.1825 | 1
| Zone | South of Lugo | 12 | Monthly System Peak Day | SCE | 1-in-10 | 2030 | 4 |  |  |  | 40.5287 | 1
| Zone | South of Lugo | 12 | Monthly System Peak Day | SCE | 1-in-10 | 2030 | 5 |  |  |  | 39.7692 | 1
| Zone | South of Lugo | 12 | Monthly System Peak Day | SCE | 1-in-10 | 2030 | 6 |  |  |  | 38.9567 | 1
| Zone | South of Lugo | 12 | Monthly System Peak Day | SCE | 1-in-10 | 2030 | 7 |  |  |  | 38.7854 | 1
| Zone | South of Lugo | 12 | Monthly System Peak Day | SCE | 1-in-10 | 2030 | 8 |  |  |  | 39.3121 | 1
| Zone | South of Lugo | 12 | Monthly System Peak Day | SCE | 1-in-10 | 2030 | 9 |  |  |  | 40.7854 | 1
| Zone | South of Lugo | 12 | Monthly System Peak Day | SCE | 1-in-10 | 2030 | 10 |  |  |  | 44.9875 | 1
| Zone | South of Lugo | 12 | Monthly System Peak Day | SCE | 1-in-10 | 2030 | 11 |  |  |  | 49.3725 | 1
| Zone | South of Lugo | 12 | Monthly System Peak Day | SCE | 1-in-10 | 2030 | 12 |  |  |  | 51.6942 | 1
| Zone | South of Lugo | 12 | Monthly System Peak Day | SCE | 1-in-10 | 2030 | 13 |  |  |  | 52.3162 | 1
| Zone | South of Lugo | 12 | Monthly System Peak Day | SCE | 1-in-10 | 2030 | 14 |  |  |  | 53.53 | 1
| Zone | South of Lugo | 12 | Monthly System Peak Day | SCE | 1-in-10 | 2030 | 15 |  |  |  | 54.5529 | 1
| Zone | South of Lugo | 12 | Monthly System Peak Day | SCE | 1-in-10 | 2030 | 16 |  |  |  | 54.8563 | 1
| Zone | South of Lugo | 12 | Monthly System Peak Day | SCE | 1-in-10 | 2030 | 17 |  |  |  | 54.495 | 1
| Zone | South of Lugo | 12 | Monthly System Peak Day | SCE | 1-in-10 | 2030 | 18 |  |  |  | 52.5233 | 1
| Zone | South of Lugo | 12 | Monthly System Peak Day | SCE | 1-in-10 | 2030 | 19 |  |  |  | 50.0379 | 1
| Zone | South of Lugo | 12 | Monthly System Peak Day | SCE | 1-in-10 | 2030 | 20 |  |  |  | 49.1488 | 1
| Zone | South of Lugo | 12 | Monthly System Peak Day | SCE | 1-in-10 | 2030 | 21 |  |  |  | 47.8304 | 1
| Zone | South of Lugo | 12 | Monthly System Peak Day | SCE | 1-in-10 | 2030 | 22 |  |  |  | 46.2667 | 1
| Zone | South of Lugo | 12 | Monthly System Peak Day | SCE | 1-in-10 | 2030 | 23 |  |  |  | 45.6983 | 1
| Zone | South of Lugo | 12 | Monthly System Peak Day | SCE | 1-in-10 | 2030 | 24 |  |  |  | 45.4512 | 1
| Zone | South of Lugo | 1 | Average Weekday | SCE | 1-in-10 | 2031 | 1 |  |  |  | 51.1891 | 1
| Zone | South of Lugo | 1 | Average Weekday | SCE | 1-in-10 | 2031 | 2 |  |  |  | 50.37 | 1
| Zone | South of Lugo | 1 | Average Weekday | SCE | 1-in-10 | 2031 | 3 |  |  |  | 49.6858 | 1
| Zone | South of Lugo | 1 | Average Weekday | SCE | 1-in-10 | 2031 | 4 |  |  |  | 49.0549 | 1
| Zone | South of Lugo | 1 | Average Weekday | SCE | 1-in-10 | 2031 | 5 |  |  |  | 48.5029 | 1
| Zone | South of Lugo | 1 | Average Weekday | SCE | 1-in-10 | 2031 | 6 |  |  |  | 47.9978 | 1
| Zone | South of Lugo | 1 | Average Weekday | SCE | 1-in-10 | 2031 | 7 |  |  |  | 47.6065 | 1
| Zone | South of Lugo | 1 | Average Weekday | SCE | 1-in-10 | 2031 | 8 |  |  |  | 47.4721 | 1
| Zone | South of Lugo | 1 | Average Weekday | SCE | 1-in-10 | 2031 | 9 |  |  |  | 48.2241 | 1
| Zone | South of Lugo | 1 | Average Weekday | SCE | 1-in-10 | 2031 | 10 |  |  |  | 51.032 | 1
| Zone | South of Lugo | 1 | Average Weekday | SCE | 1-in-10 | 2031 | 11 |  |  |  | 54.3859 | 1
| Zone | South of Lugo | 1 | Average Weekday | SCE | 1-in-10 | 2031 | 12 |  |  |  | 57.4064 | 1
| Zone | South of Lugo | 1 | Average Weekday | SCE | 1-in-10 | 2031 | 13 |  |  |  | 59.4629 | 1
| Zone | South of Lugo | 1 | Average Weekday | SCE | 1-in-10 | 2031 | 14 |  |  |  | 60.934 | 1
| Zone | South of Lugo | 1 | Average Weekday | SCE | 1-in-10 | 2031 | 15 |  |  |  | 61.7444 | 1
| Zone | South of Lugo | 1 | Average Weekday | SCE | 1-in-10 | 2031 | 16 |  |  |  | 62.0385 | 1
| Zone | South of Lugo | 1 | Average Weekday | SCE | 1-in-10 | 2031 | 17 |  |  |  | 61.6365 | 1
| Zone | South of Lugo | 1 | Average Weekday | SCE | 1-in-10 | 2031 | 18 |  |  |  | 60.219 | 1
| Zone | South of Lugo | 1 | Average Weekday | SCE | 1-in-10 | 2031 | 19 |  |  |  | 58.0776 | 1
| Zone | South of Lugo | 1 | Average Weekday | SCE | 1-in-10 | 2031 | 20 |  |  |  | 56.5312 | 1
| Zone | South of Lugo | 1 | Average Weekday | SCE | 1-in-10 | 2031 | 21 |  |  |  | 55.3422 | 1
| Zone | South of Lugo | 1 | Average Weekday | SCE | 1-in-10 | 2031 | 22 |  |  |  | 54.2523 | 1
| Zone | South of Lugo | 1 | Average Weekday | SCE | 1-in-10 | 2031 | 23 |  |  |  | 53.0495 | 1
| Zone | South of Lugo | 1 | Average Weekday | SCE | 1-in-10 | 2031 | 24 |  |  |  | 52.1198 | 1
| Zone | South of Lugo | 1 | Monthly System Peak Day | SCE | 1-in-10 | 2031 | 1 |  |  |  | 47.9912 | 1
| Zone | South of Lugo | 1 | Monthly System Peak Day | SCE | 1-in-10 | 2031 | 2 |  |  |  | 47.695 | 1
| Zone | South of Lugo | 1 | Monthly System Peak Day | SCE | 1-in-10 | 2031 | 3 |  |  |  | 46.8967 | 1
| Zone | South of Lugo | 1 | Monthly System Peak Day | SCE | 1-in-10 | 2031 | 4 |  |  |  | 46.2108 | 1
| Zone | South of Lugo | 1 | Monthly System Peak Day | SCE | 1-in-10 | 2031 | 5 |  |  |  | 45.7871 | 1
| Zone | South of Lugo | 1 | Monthly System Peak Day | SCE | 1-in-10 | 2031 | 6 |  |  |  | 45.3783 | 1
| Zone | South of Lugo | 1 | Monthly System Peak Day | SCE | 1-in-10 | 2031 | 7 |  |  |  | 44.8308 | 1
| Zone | South of Lugo | 1 | Monthly System Peak Day | SCE | 1-in-10 | 2031 | 8 |  |  |  | 44.3975 | 1
| Zone | South of Lugo | 1 | Monthly System Peak Day | SCE | 1-in-10 | 2031 | 9 |  |  |  | 45.0112 | 1
| Zone | South of Lugo | 1 | Monthly System Peak Day | SCE | 1-in-10 | 2031 | 10 |  |  |  | 46.8771 | 1
| Zone | South of Lugo | 1 | Monthly System Peak Day | SCE | 1-in-10 | 2031 | 11 |  |  |  | 48.9529 | 1
| Zone | South of Lugo | 1 | Monthly System Peak Day | SCE | 1-in-10 | 2031 | 12 |  |  |  | 50.1554 | 1
| Zone | South of Lugo | 1 | Monthly System Peak Day | SCE | 1-in-10 | 2031 | 13 |  |  |  | 51.0229 | 1
| Zone | South of Lugo | 1 | Monthly System Peak Day | SCE | 1-in-10 | 2031 | 14 |  |  |  | 51.4787 | 1
| Zone | South of Lugo | 1 | Monthly System Peak Day | SCE | 1-in-10 | 2031 | 15 |  |  |  | 51.8237 | 1
| Zone | South of Lugo | 1 | Monthly System Peak Day | SCE | 1-in-10 | 2031 | 16 |  |  |  | 52.2379 | 1
| Zone | South of Lugo | 1 | Monthly System Peak Day | SCE | 1-in-10 | 2031 | 17 |  |  |  | 52.1083 | 1
| Zone | South of Lugo | 1 | Monthly System Peak Day | SCE | 1-in-10 | 2031 | 18 |  |  |  | 50.7788 | 1
| Zone | South of Lugo | 1 | Monthly System Peak Day | SCE | 1-in-10 | 2031 | 19 |  |  |  | 49.5942 | 1
| Zone | South of Lugo | 1 | Monthly System Peak Day | SCE | 1-in-10 | 2031 | 20 |  |  |  | 49.2317 | 1
| Zone | South of Lugo | 1 | Monthly System Peak Day | SCE | 1-in-10 | 2031 | 21 |  |  |  | 48.7646 | 1
| Zone | South of Lugo | 1 | Monthly System Peak Day | SCE | 1-in-10 | 2031 | 22 |  |  |  | 48.625 | 1
| Zone | South of Lugo | 1 | Monthly System Peak Day | SCE | 1-in-10 | 2031 | 23 |  |  |  | 48.1971 | 1
| Zone | South of Lugo | 1 | Monthly System Peak Day | SCE | 1-in-10 | 2031 | 24 |  |  |  | 47.5454 | 1
| Zone | South of Lugo | 2 | Average Weekday | SCE | 1-in-10 | 2031 | 1 |  |  |  | 57.3372 | 1
| Zone | South of Lugo | 2 | Average Weekday | SCE | 1-in-10 | 2031 | 2 |  |  |  | 56.1771 | 1
| Zone | South of Lugo | 2 | Average Weekday | SCE | 1-in-10 | 2031 | 3 |  |  |  | 55.2175 | 1
| Zone | South of Lugo | 2 | Average Weekday | SCE | 1-in-10 | 2031 | 4 |  |  |  | 54.1537 | 1
| Zone | South of Lugo | 2 | Average Weekday | SCE | 1-in-10 | 2031 | 5 |  |  |  | 53.381 | 1
| Zone | South of Lugo | 2 | Average Weekday | SCE | 1-in-10 | 2031 | 6 |  |  |  | 52.7974 | 1
| Zone | South of Lugo | 2 | Average Weekday | SCE | 1-in-10 | 2031 | 7 |  |  |  | 52.5213 | 1
| Zone | South of Lugo | 2 | Average Weekday | SCE | 1-in-10 | 2031 | 8 |  |  |  | 52.3631 | 1
| Zone | South of Lugo | 2 | Average Weekday | SCE | 1-in-10 | 2031 | 9 |  |  |  | 54.5008 | 1
| Zone | South of Lugo | 2 | Average Weekday | SCE | 1-in-10 | 2031 | 10 |  |  |  | 58.6985 | 1
| Zone | South of Lugo | 2 | Average Weekday | SCE | 1-in-10 | 2031 | 11 |  |  |  | 63.0635 | 1
| Zone | South of Lugo | 2 | Average Weekday | SCE | 1-in-10 | 2031 | 12 |  |  |  | 66.5518 | 1
| Zone | South of Lugo | 2 | Average Weekday | SCE | 1-in-10 | 2031 | 13 |  |  |  | 69.1382 | 1
| Zone | South of Lugo | 2 | Average Weekday | SCE | 1-in-10 | 2031 | 14 |  |  |  | 70.9496 | 1
| Zone | South of Lugo | 2 | Average Weekday | SCE | 1-in-10 | 2031 | 15 |  |  |  | 71.7652 | 1
| Zone | South of Lugo | 2 | Average Weekday | SCE | 1-in-10 | 2031 | 16 |  |  |  | 72.0224 | 1
| Zone | South of Lugo | 2 | Average Weekday | SCE | 1-in-10 | 2031 | 17 |  |  |  | 71.3018 | 1
| Zone | South of Lugo | 2 | Average Weekday | SCE | 1-in-10 | 2031 | 18 |  |  |  | 69.6733 | 1
| Zone | South of Lugo | 2 | Average Weekday | SCE | 1-in-10 | 2031 | 19 |  |  |  | 66.6786 | 1
| Zone | South of Lugo | 2 | Average Weekday | SCE | 1-in-10 | 2031 | 20 |  |  |  | 63.9657 | 1
| Zone | South of Lugo | 2 | Average Weekday | SCE | 1-in-10 | 2031 | 21 |  |  |  | 62.1954 | 1
| Zone | South of Lugo | 2 | Average Weekday | SCE | 1-in-10 | 2031 | 22 |  |  |  | 60.859 | 1
| Zone | South of Lugo | 2 | Average Weekday | SCE | 1-in-10 | 2031 | 23 |  |  |  | 59.3965 | 1
| Zone | South of Lugo | 2 | Average Weekday | SCE | 1-in-10 | 2031 | 24 |  |  |  | 58.1767 | 1
| Zone | South of Lugo | 2 | Monthly System Peak Day | SCE | 1-in-10 | 2031 | 1 |  |  |  | 69.37 | 1
| Zone | South of Lugo | 2 | Monthly System Peak Day | SCE | 1-in-10 | 2031 | 2 |  |  |  | 68.2633 | 1
| Zone | South of Lugo | 2 | Monthly System Peak Day | SCE | 1-in-10 | 2031 | 3 |  |  |  | 66.6221 | 1
| Zone | South of Lugo | 2 | Monthly System Peak Day | SCE | 1-in-10 | 2031 | 4 |  |  |  | 64.9621 | 1
| Zone | South of Lugo | 2 | Monthly System Peak Day | SCE | 1-in-10 | 2031 | 5 |  |  |  | 64.3146 | 1
| Zone | South of Lugo | 2 | Monthly System Peak Day | SCE | 1-in-10 | 2031 | 6 |  |  |  | 62.3879 | 1
| Zone | South of Lugo | 2 | Monthly System Peak Day | SCE | 1-in-10 | 2031 | 7 |  |  |  | 63.2612 | 1
| Zone | South of Lugo | 2 | Monthly System Peak Day | SCE | 1-in-10 | 2031 | 8 |  |  |  | 62.0283 | 1
| Zone | South of Lugo | 2 | Monthly System Peak Day | SCE | 1-in-10 | 2031 | 9 |  |  |  | 63.9592 | 1
| Zone | South of Lugo | 2 | Monthly System Peak Day | SCE | 1-in-10 | 2031 | 10 |  |  |  | 70.3225 | 1
| Zone | South of Lugo | 2 | Monthly System Peak Day | SCE | 1-in-10 | 2031 | 11 |  |  |  | 75.9629 | 1
| Zone | South of Lugo | 2 | Monthly System Peak Day | SCE | 1-in-10 | 2031 | 12 |  |  |  | 80.0667 | 1
| Zone | South of Lugo | 2 | Monthly System Peak Day | SCE | 1-in-10 | 2031 | 13 |  |  |  | 83.0833 | 1
| Zone | South of Lugo | 2 | Monthly System Peak Day | SCE | 1-in-10 | 2031 | 14 |  |  |  | 85.4 | 1
| Zone | South of Lugo | 2 | Monthly System Peak Day | SCE | 1-in-10 | 2031 | 15 |  |  |  | 86.6208 | 1
| Zone | South of Lugo | 2 | Monthly System Peak Day | SCE | 1-in-10 | 2031 | 16 |  |  |  | 86.5292 | 1
| Zone | South of Lugo | 2 | Monthly System Peak Day | SCE | 1-in-10 | 2031 | 17 |  |  |  | 85.3375 | 1
| Zone | South of Lugo | 2 | Monthly System Peak Day | SCE | 1-in-10 | 2031 | 18 |  |  |  | 83.1625 | 1
| Zone | South of Lugo | 2 | Monthly System Peak Day | SCE | 1-in-10 | 2031 | 19 |  |  |  | 78.6708 | 1
| Zone | South of Lugo | 2 | Monthly System Peak Day | SCE | 1-in-10 | 2031 | 20 |  |  |  | 74.6375 | 1
| Zone | South of Lugo | 2 | Monthly System Peak Day | SCE | 1-in-10 | 2031 | 21 |  |  |  | 71.8962 | 1
| Zone | South of Lugo | 2 | Monthly System Peak Day | SCE | 1-in-10 | 2031 | 22 |  |  |  | 70.31 | 1
| Zone | South of Lugo | 2 | Monthly System Peak Day | SCE | 1-in-10 | 2031 | 23 |  |  |  | 67.7371 | 1
| Zone | South of Lugo | 2 | Monthly System Peak Day | SCE | 1-in-10 | 2031 | 24 |  |  |  | 65.4333 | 1
| Zone | South of Lugo | 3 | Average Weekday | SCE | 1-in-10 | 2031 | 1 |  |  |  | 60.2963 | 1
| Zone | South of Lugo | 3 | Average Weekday | SCE | 1-in-10 | 2031 | 2 |  |  |  | 59.2613 | 1
| Zone | South of Lugo | 3 | Average Weekday | SCE | 1-in-10 | 2031 | 3 |  |  |  | 58.2877 | 1
| Zone | South of Lugo | 3 | Average Weekday | SCE | 1-in-10 | 2031 | 4 |  |  |  | 57.3831 | 1
| Zone | South of Lugo | 3 | Average Weekday | SCE | 1-in-10 | 2031 | 5 |  |  |  | 56.6944 | 1
| Zone | South of Lugo | 3 | Average Weekday | SCE | 1-in-10 | 2031 | 6 |  |  |  | 56.0616 | 1
| Zone | South of Lugo | 3 | Average Weekday | SCE | 1-in-10 | 2031 | 7 |  |  |  | 55.7979 | 1
| Zone | South of Lugo | 3 | Average Weekday | SCE | 1-in-10 | 2031 | 8 |  |  |  | 55.9064 | 1
| Zone | South of Lugo | 3 | Average Weekday | SCE | 1-in-10 | 2031 | 9 |  |  |  | 57.5692 | 1
| Zone | South of Lugo | 3 | Average Weekday | SCE | 1-in-10 | 2031 | 10 |  |  |  | 61.2746 | 1
| Zone | South of Lugo | 3 | Average Weekday | SCE | 1-in-10 | 2031 | 11 |  |  |  | 65.6137 | 1
| Zone | South of Lugo | 3 | Average Weekday | SCE | 1-in-10 | 2031 | 12 |  |  |  | 69.4158 | 1
| Zone | South of Lugo | 3 | Average Weekday | SCE | 1-in-10 | 2031 | 13 |  |  |  | 72.2824 | 1
| Zone | South of Lugo | 3 | Average Weekday | SCE | 1-in-10 | 2031 | 14 |  |  |  | 74.1994 | 1
| Zone | South of Lugo | 3 | Average Weekday | SCE | 1-in-10 | 2031 | 15 |  |  |  | 75.3807 | 1
| Zone | South of Lugo | 3 | Average Weekday | SCE | 1-in-10 | 2031 | 16 |  |  |  | 75.9072 | 1
| Zone | South of Lugo | 3 | Average Weekday | SCE | 1-in-10 | 2031 | 17 |  |  |  | 75.6839 | 1
| Zone | South of Lugo | 3 | Average Weekday | SCE | 1-in-10 | 2031 | 18 |  |  |  | 74.6285 | 1
| Zone | South of Lugo | 3 | Average Weekday | SCE | 1-in-10 | 2031 | 19 |  |  |  | 72.6844 | 1
| Zone | South of Lugo | 3 | Average Weekday | SCE | 1-in-10 | 2031 | 20 |  |  |  | 69.9169 | 1
| Zone | South of Lugo | 3 | Average Weekday | SCE | 1-in-10 | 2031 | 21 |  |  |  | 67.2424 | 1
| Zone | South of Lugo | 3 | Average Weekday | SCE | 1-in-10 | 2031 | 22 |  |  |  | 65.5237 | 1
| Zone | South of Lugo | 3 | Average Weekday | SCE | 1-in-10 | 2031 | 23 |  |  |  | 64.1832 | 1
| Zone | South of Lugo | 3 | Average Weekday | SCE | 1-in-10 | 2031 | 24 |  |  |  | 62.7782 | 1
| Zone | South of Lugo | 3 | Monthly System Peak Day | SCE | 1-in-10 | 2031 | 1 |  |  |  | 69.4088 | 1
| Zone | South of Lugo | 3 | Monthly System Peak Day | SCE | 1-in-10 | 2031 | 2 |  |  |  | 67.8808 | 1
| Zone | South of Lugo | 3 | Monthly System Peak Day | SCE | 1-in-10 | 2031 | 3 |  |  |  | 65.8083 | 1
| Zone | South of Lugo | 3 | Monthly System Peak Day | SCE | 1-in-10 | 2031 | 4 |  |  |  | 64.6225 | 1
| Zone | South of Lugo | 3 | Monthly System Peak Day | SCE | 1-in-10 | 2031 | 5 |  |  |  | 64.0263 | 1
| Zone | South of Lugo | 3 | Monthly System Peak Day | SCE | 1-in-10 | 2031 | 6 |  |  |  | 63.5737 | 1
| Zone | South of Lugo | 3 | Monthly System Peak Day | SCE | 1-in-10 | 2031 | 7 |  |  |  | 64.2588 | 1
| Zone | South of Lugo | 3 | Monthly System Peak Day | SCE | 1-in-10 | 2031 | 8 |  |  |  | 64.0933 | 1
| Zone | South of Lugo | 3 | Monthly System Peak Day | SCE | 1-in-10 | 2031 | 9 |  |  |  | 65.4004 | 1
| Zone | South of Lugo | 3 | Monthly System Peak Day | SCE | 1-in-10 | 2031 | 10 |  |  |  | 69.9854 | 1
| Zone | South of Lugo | 3 | Monthly System Peak Day | SCE | 1-in-10 | 2031 | 11 |  |  |  | 75.0567 | 1
| Zone | South of Lugo | 3 | Monthly System Peak Day | SCE | 1-in-10 | 2031 | 12 |  |  |  | 79.2792 | 1
| Zone | South of Lugo | 3 | Monthly System Peak Day | SCE | 1-in-10 | 2031 | 13 |  |  |  | 83 | 1
| Zone | South of Lugo | 3 | Monthly System Peak Day | SCE | 1-in-10 | 2031 | 14 |  |  |  | 85.1458 | 1
| Zone | South of Lugo | 3 | Monthly System Peak Day | SCE | 1-in-10 | 2031 | 15 |  |  |  | 86.8292 | 1
| Zone | South of Lugo | 3 | Monthly System Peak Day | SCE | 1-in-10 | 2031 | 16 |  |  |  | 87.2917 | 1
| Zone | South of Lugo | 3 | Monthly System Peak Day | SCE | 1-in-10 | 2031 | 17 |  |  |  | 86.9417 | 1
| Zone | South of Lugo | 3 | Monthly System Peak Day | SCE | 1-in-10 | 2031 | 18 |  |  |  | 85.7458 | 1
| Zone | South of Lugo | 3 | Monthly System Peak Day | SCE | 1-in-10 | 2031 | 19 |  |  |  | 84.5792 | 1
| Zone | South of Lugo | 3 | Monthly System Peak Day | SCE | 1-in-10 | 2031 | 20 |  |  |  | 81.9208 | 1
| Zone | South of Lugo | 3 | Monthly System Peak Day | SCE | 1-in-10 | 2031 | 21 |  |  |  | 77.7542 | 1
| Zone | South of Lugo | 3 | Monthly System Peak Day | SCE | 1-in-10 | 2031 | 22 |  |  |  | 74.3004 | 1
| Zone | South of Lugo | 3 | Monthly System Peak Day | SCE | 1-in-10 | 2031 | 23 |  |  |  | 72.0462 | 1
| Zone | South of Lugo | 3 | Monthly System Peak Day | SCE | 1-in-10 | 2031 | 24 |  |  |  | 69.3133 | 1
| Zone | South of Lugo | 4 | Average Weekday | SCE | 1-in-10 | 2031 | 1 |  |  |  | 60.4942 | 1
| Zone | South of Lugo | 4 | Average Weekday | SCE | 1-in-10 | 2031 | 2 |  |  |  | 59.5069 | 1
| Zone | South of Lugo | 4 | Average Weekday | SCE | 1-in-10 | 2031 | 3 |  |  |  | 58.6222 | 1
| Zone | South of Lugo | 4 | Average Weekday | SCE | 1-in-10 | 2031 | 4 |  |  |  | 57.8236 | 1
| Zone | South of Lugo | 4 | Average Weekday | SCE | 1-in-10 | 2031 | 5 |  |  |  | 57.1561 | 1
| Zone | South of Lugo | 4 | Average Weekday | SCE | 1-in-10 | 2031 | 6 |  |  |  | 56.652 | 1
| Zone | South of Lugo | 4 | Average Weekday | SCE | 1-in-10 | 2031 | 7 |  |  |  | 56.2924 | 1
| Zone | South of Lugo | 4 | Average Weekday | SCE | 1-in-10 | 2031 | 8 |  |  |  | 56.3505 | 1
| Zone | South of Lugo | 4 | Average Weekday | SCE | 1-in-10 | 2031 | 9 |  |  |  | 58.3162 | 1
| Zone | South of Lugo | 4 | Average Weekday | SCE | 1-in-10 | 2031 | 10 |  |  |  | 61.566 | 1
| Zone | South of Lugo | 4 | Average Weekday | SCE | 1-in-10 | 2031 | 11 |  |  |  | 64.8817 | 1
| Zone | South of Lugo | 4 | Average Weekday | SCE | 1-in-10 | 2031 | 12 |  |  |  | 68.0431 | 1
| Zone | South of Lugo | 4 | Average Weekday | SCE | 1-in-10 | 2031 | 13 |  |  |  | 70.7017 | 1
| Zone | South of Lugo | 4 | Average Weekday | SCE | 1-in-10 | 2031 | 14 |  |  |  | 72.5247 | 1
| Zone | South of Lugo | 4 | Average Weekday | SCE | 1-in-10 | 2031 | 15 |  |  |  | 73.7169 | 1
| Zone | South of Lugo | 4 | Average Weekday | SCE | 1-in-10 | 2031 | 16 |  |  |  | 74.4938 | 1
| Zone | South of Lugo | 4 | Average Weekday | SCE | 1-in-10 | 2031 | 17 |  |  |  | 74.8613 | 1
| Zone | South of Lugo | 4 | Average Weekday | SCE | 1-in-10 | 2031 | 18 |  |  |  | 74.1725 | 1
| Zone | South of Lugo | 4 | Average Weekday | SCE | 1-in-10 | 2031 | 19 |  |  |  | 72.754 | 1
| Zone | South of Lugo | 4 | Average Weekday | SCE | 1-in-10 | 2031 | 20 |  |  |  | 70.5109 | 1
| Zone | South of Lugo | 4 | Average Weekday | SCE | 1-in-10 | 2031 | 21 |  |  |  | 67.483 | 1
| Zone | South of Lugo | 4 | Average Weekday | SCE | 1-in-10 | 2031 | 22 |  |  |  | 65.3444 | 1
| Zone | South of Lugo | 4 | Average Weekday | SCE | 1-in-10 | 2031 | 23 |  |  |  | 63.7484 | 1
| Zone | South of Lugo | 4 | Average Weekday | SCE | 1-in-10 | 2031 | 24 |  |  |  | 62.3534 | 1
| Zone | South of Lugo | 4 | Monthly System Peak Day | SCE | 1-in-10 | 2031 | 1 |  |  |  | 72.7513 | 1
| Zone | South of Lugo | 4 | Monthly System Peak Day | SCE | 1-in-10 | 2031 | 2 |  |  |  | 71.3629 | 1
| Zone | South of Lugo | 4 | Monthly System Peak Day | SCE | 1-in-10 | 2031 | 3 |  |  |  | 70.3804 | 1
| Zone | South of Lugo | 4 | Monthly System Peak Day | SCE | 1-in-10 | 2031 | 4 |  |  |  | 68.0883 | 1
| Zone | South of Lugo | 4 | Monthly System Peak Day | SCE | 1-in-10 | 2031 | 5 |  |  |  | 66.8875 | 1
| Zone | South of Lugo | 4 | Monthly System Peak Day | SCE | 1-in-10 | 2031 | 6 |  |  |  | 66.4575 | 1
| Zone | South of Lugo | 4 | Monthly System Peak Day | SCE | 1-in-10 | 2031 | 7 |  |  |  | 65.885 | 1
| Zone | South of Lugo | 4 | Monthly System Peak Day | SCE | 1-in-10 | 2031 | 8 |  |  |  | 65.9925 | 1
| Zone | South of Lugo | 4 | Monthly System Peak Day | SCE | 1-in-10 | 2031 | 9 |  |  |  | 69.3567 | 1
| Zone | South of Lugo | 4 | Monthly System Peak Day | SCE | 1-in-10 | 2031 | 10 |  |  |  | 74.8342 | 1
| Zone | South of Lugo | 4 | Monthly System Peak Day | SCE | 1-in-10 | 2031 | 11 |  |  |  | 79.85 | 1
| Zone | South of Lugo | 4 | Monthly System Peak Day | SCE | 1-in-10 | 2031 | 12 |  |  |  | 84.5792 | 1
| Zone | South of Lugo | 4 | Monthly System Peak Day | SCE | 1-in-10 | 2031 | 13 |  |  |  | 87.3208 | 1
| Zone | South of Lugo | 4 | Monthly System Peak Day | SCE | 1-in-10 | 2031 | 14 |  |  |  | 88.7333 | 1
| Zone | South of Lugo | 4 | Monthly System Peak Day | SCE | 1-in-10 | 2031 | 15 |  |  |  | 89.4083 | 1
| Zone | South of Lugo | 4 | Monthly System Peak Day | SCE | 1-in-10 | 2031 | 16 |  |  |  | 90.0792 | 1
| Zone | South of Lugo | 4 | Monthly System Peak Day | SCE | 1-in-10 | 2031 | 17 |  |  |  | 90.0625 | 1
| Zone | South of Lugo | 4 | Monthly System Peak Day | SCE | 1-in-10 | 2031 | 18 |  |  |  | 89.8542 | 1
| Zone | South of Lugo | 4 | Monthly System Peak Day | SCE | 1-in-10 | 2031 | 19 |  |  |  | 87.7208 | 1
| Zone | South of Lugo | 4 | Monthly System Peak Day | SCE | 1-in-10 | 2031 | 20 |  |  |  | 82.975 | 1
| Zone | South of Lugo | 4 | Monthly System Peak Day | SCE | 1-in-10 | 2031 | 21 |  |  |  | 77.045 | 1
| Zone | South of Lugo | 4 | Monthly System Peak Day | SCE | 1-in-10 | 2031 | 22 |  |  |  | 74.1288 | 1
| Zone | South of Lugo | 4 | Monthly System Peak Day | SCE | 1-in-10 | 2031 | 23 |  |  |  | 72.2787 | 1
| Zone | South of Lugo | 4 | Monthly System Peak Day | SCE | 1-in-10 | 2031 | 24 |  |  |  | 70.8858 | 1
| Zone | South of Lugo | 5 | Average Weekday | SCE | 1-in-10 | 2031 | 1 |  |  |  | 63.7261 | 1
| Zone | South of Lugo | 5 | Average Weekday | SCE | 1-in-10 | 2031 | 2 |  |  |  | 62.7364 | 1
| Zone | South of Lugo | 5 | Average Weekday | SCE | 1-in-10 | 2031 | 3 |  |  |  | 61.9172 | 1
| Zone | South of Lugo | 5 | Average Weekday | SCE | 1-in-10 | 2031 | 4 |  |  |  | 61.2504 | 1
| Zone | South of Lugo | 5 | Average Weekday | SCE | 1-in-10 | 2031 | 5 |  |  |  | 60.7132 | 1
| Zone | South of Lugo | 5 | Average Weekday | SCE | 1-in-10 | 2031 | 6 |  |  |  | 60.3703 | 1
| Zone | South of Lugo | 5 | Average Weekday | SCE | 1-in-10 | 2031 | 7 |  |  |  | 60.2288 | 1
| Zone | South of Lugo | 5 | Average Weekday | SCE | 1-in-10 | 2031 | 8 |  |  |  | 60.9294 | 1
| Zone | South of Lugo | 5 | Average Weekday | SCE | 1-in-10 | 2031 | 9 |  |  |  | 62.9482 | 1
| Zone | South of Lugo | 5 | Average Weekday | SCE | 1-in-10 | 2031 | 10 |  |  |  | 65.7554 | 1
| Zone | South of Lugo | 5 | Average Weekday | SCE | 1-in-10 | 2031 | 11 |  |  |  | 68.6938 | 1
| Zone | South of Lugo | 5 | Average Weekday | SCE | 1-in-10 | 2031 | 12 |  |  |  | 71.3639 | 1
| Zone | South of Lugo | 5 | Average Weekday | SCE | 1-in-10 | 2031 | 13 |  |  |  | 73.5492 | 1
| Zone | South of Lugo | 5 | Average Weekday | SCE | 1-in-10 | 2031 | 14 |  |  |  | 75.3789 | 1
| Zone | South of Lugo | 5 | Average Weekday | SCE | 1-in-10 | 2031 | 15 |  |  |  | 76.7811 | 1
| Zone | South of Lugo | 5 | Average Weekday | SCE | 1-in-10 | 2031 | 16 |  |  |  | 77.6 | 1
| Zone | South of Lugo | 5 | Average Weekday | SCE | 1-in-10 | 2031 | 17 |  |  |  | 77.8548 | 1
| Zone | South of Lugo | 5 | Average Weekday | SCE | 1-in-10 | 2031 | 18 |  |  |  | 77.2107 | 1
| Zone | South of Lugo | 5 | Average Weekday | SCE | 1-in-10 | 2031 | 19 |  |  |  | 75.8588 | 1
| Zone | South of Lugo | 5 | Average Weekday | SCE | 1-in-10 | 2031 | 20 |  |  |  | 73.7457 | 1
| Zone | South of Lugo | 5 | Average Weekday | SCE | 1-in-10 | 2031 | 21 |  |  |  | 70.633 | 1
| Zone | South of Lugo | 5 | Average Weekday | SCE | 1-in-10 | 2031 | 22 |  |  |  | 67.8287 | 1
| Zone | South of Lugo | 5 | Average Weekday | SCE | 1-in-10 | 2031 | 23 |  |  |  | 66.0136 | 1
| Zone | South of Lugo | 5 | Average Weekday | SCE | 1-in-10 | 2031 | 24 |  |  |  | 64.7075 | 1
| Zone | South of Lugo | 5 | Monthly System Peak Day | SCE | 1-in-10 | 2031 | 1 |  |  |  | 75.4321 | 1
| Zone | South of Lugo | 5 | Monthly System Peak Day | SCE | 1-in-10 | 2031 | 2 |  |  |  | 73.9658 | 1
| Zone | South of Lugo | 5 | Monthly System Peak Day | SCE | 1-in-10 | 2031 | 3 |  |  |  | 71.9892 | 1
| Zone | South of Lugo | 5 | Monthly System Peak Day | SCE | 1-in-10 | 2031 | 4 |  |  |  | 70.9163 | 1
| Zone | South of Lugo | 5 | Monthly System Peak Day | SCE | 1-in-10 | 2031 | 5 |  |  |  | 70.1583 | 1
| Zone | South of Lugo | 5 | Monthly System Peak Day | SCE | 1-in-10 | 2031 | 6 |  |  |  | 68.9408 | 1
| Zone | South of Lugo | 5 | Monthly System Peak Day | SCE | 1-in-10 | 2031 | 7 |  |  |  | 68.7504 | 1
| Zone | South of Lugo | 5 | Monthly System Peak Day | SCE | 1-in-10 | 2031 | 8 |  |  |  | 69.4196 | 1
| Zone | South of Lugo | 5 | Monthly System Peak Day | SCE | 1-in-10 | 2031 | 9 |  |  |  | 74.04 | 1
| Zone | South of Lugo | 5 | Monthly System Peak Day | SCE | 1-in-10 | 2031 | 10 |  |  |  | 80.7083 | 1
| Zone | South of Lugo | 5 | Monthly System Peak Day | SCE | 1-in-10 | 2031 | 11 |  |  |  | 86.8583 | 1
| Zone | South of Lugo | 5 | Monthly System Peak Day | SCE | 1-in-10 | 2031 | 12 |  |  |  | 90.5875 | 1
| Zone | South of Lugo | 5 | Monthly System Peak Day | SCE | 1-in-10 | 2031 | 13 |  |  |  | 93.1542 | 1
| Zone | South of Lugo | 5 | Monthly System Peak Day | SCE | 1-in-10 | 2031 | 14 |  |  |  | 94.5167 | 1
| Zone | South of Lugo | 5 | Monthly System Peak Day | SCE | 1-in-10 | 2031 | 15 |  |  |  | 96.05 | 1
| Zone | South of Lugo | 5 | Monthly System Peak Day | SCE | 1-in-10 | 2031 | 16 |  |  |  | 96.5375 | 1
| Zone | South of Lugo | 5 | Monthly System Peak Day | SCE | 1-in-10 | 2031 | 17 |  |  |  | 96.4417 | 1
| Zone | South of Lugo | 5 | Monthly System Peak Day | SCE | 1-in-10 | 2031 | 18 |  |  |  | 95.3792 | 1
| Zone | South of Lugo | 5 | Monthly System Peak Day | SCE | 1-in-10 | 2031 | 19 |  |  |  | 94.4625 | 1
| Zone | South of Lugo | 5 | Monthly System Peak Day | SCE | 1-in-10 | 2031 | 20 |  |  |  | 91.6125 | 1
| Zone | South of Lugo | 5 | Monthly System Peak Day | SCE | 1-in-10 | 2031 | 21 |  |  |  | 87.3083 | 1
| Zone | South of Lugo | 5 | Monthly System Peak Day | SCE | 1-in-10 | 2031 | 22 |  |  |  | 83.1583 | 1
| Zone | South of Lugo | 5 | Monthly System Peak Day | SCE | 1-in-10 | 2031 | 23 |  |  |  | 80.6958 | 1
| Zone | South of Lugo | 5 | Monthly System Peak Day | SCE | 1-in-10 | 2031 | 24 |  |  |  | 78.2358 | 1
| Zone | South of Lugo | 6 | Average Weekday | SCE | 1-in-10 | 2031 | 1 |  |  |  | 68.1974 | 1
| Zone | South of Lugo | 6 | Average Weekday | SCE | 1-in-10 | 2031 | 2 |  |  |  | 67.4474 | 1
| Zone | South of Lugo | 6 | Average Weekday | SCE | 1-in-10 | 2031 | 3 |  |  |  | 66.798 | 1
| Zone | South of Lugo | 6 | Average Weekday | SCE | 1-in-10 | 2031 | 4 |  |  |  | 66.2248 | 1
| Zone | South of Lugo | 6 | Average Weekday | SCE | 1-in-10 | 2031 | 5 |  |  |  | 65.7795 | 1
| Zone | South of Lugo | 6 | Average Weekday | SCE | 1-in-10 | 2031 | 6 |  |  |  | 65.4266 | 1
| Zone | South of Lugo | 6 | Average Weekday | SCE | 1-in-10 | 2031 | 7 |  |  |  | 65.2137 | 1
| Zone | South of Lugo | 6 | Average Weekday | SCE | 1-in-10 | 2031 | 8 |  |  |  | 65.9904 | 1
| Zone | South of Lugo | 6 | Average Weekday | SCE | 1-in-10 | 2031 | 9 |  |  |  | 67.8836 | 1
| Zone | South of Lugo | 6 | Average Weekday | SCE | 1-in-10 | 2031 | 10 |  |  |  | 70.8703 | 1
| Zone | South of Lugo | 6 | Average Weekday | SCE | 1-in-10 | 2031 | 11 |  |  |  | 74.0727 | 1
| Zone | South of Lugo | 6 | Average Weekday | SCE | 1-in-10 | 2031 | 12 |  |  |  | 77.1926 | 1
| Zone | South of Lugo | 6 | Average Weekday | SCE | 1-in-10 | 2031 | 13 |  |  |  | 79.5914 | 1
| Zone | South of Lugo | 6 | Average Weekday | SCE | 1-in-10 | 2031 | 14 |  |  |  | 81.2857 | 1
| Zone | South of Lugo | 6 | Average Weekday | SCE | 1-in-10 | 2031 | 15 |  |  |  | 82.4491 | 1
| Zone | South of Lugo | 6 | Average Weekday | SCE | 1-in-10 | 2031 | 16 |  |  |  | 83.1785 | 1
| Zone | South of Lugo | 6 | Average Weekday | SCE | 1-in-10 | 2031 | 17 |  |  |  | 83.0988 | 1
| Zone | South of Lugo | 6 | Average Weekday | SCE | 1-in-10 | 2031 | 18 |  |  |  | 82.3115 | 1
| Zone | South of Lugo | 6 | Average Weekday | SCE | 1-in-10 | 2031 | 19 |  |  |  | 80.9067 | 1
| Zone | South of Lugo | 6 | Average Weekday | SCE | 1-in-10 | 2031 | 20 |  |  |  | 78.6574 | 1
| Zone | South of Lugo | 6 | Average Weekday | SCE | 1-in-10 | 2031 | 21 |  |  |  | 75.6723 | 1
| Zone | South of Lugo | 6 | Average Weekday | SCE | 1-in-10 | 2031 | 22 |  |  |  | 72.5495 | 1
| Zone | South of Lugo | 6 | Average Weekday | SCE | 1-in-10 | 2031 | 23 |  |  |  | 70.5754 | 1
| Zone | South of Lugo | 6 | Average Weekday | SCE | 1-in-10 | 2031 | 24 |  |  |  | 69.3238 | 1
| Zone | South of Lugo | 6 | Monthly System Peak Day | SCE | 1-in-10 | 2031 | 1 |  |  |  | 77.3104 | 1
| Zone | South of Lugo | 6 | Monthly System Peak Day | SCE | 1-in-10 | 2031 | 2 |  |  |  | 75.7337 | 1
| Zone | South of Lugo | 6 | Monthly System Peak Day | SCE | 1-in-10 | 2031 | 3 |  |  |  | 74.2558 | 1
| Zone | South of Lugo | 6 | Monthly System Peak Day | SCE | 1-in-10 | 2031 | 4 |  |  |  | 73.6021 | 1
| Zone | South of Lugo | 6 | Monthly System Peak Day | SCE | 1-in-10 | 2031 | 5 |  |  |  | 72.4508 | 1
| Zone | South of Lugo | 6 | Monthly System Peak Day | SCE | 1-in-10 | 2031 | 6 |  |  |  | 71.5633 | 1
| Zone | South of Lugo | 6 | Monthly System Peak Day | SCE | 1-in-10 | 2031 | 7 |  |  |  | 70.7763 | 1
| Zone | South of Lugo | 6 | Monthly System Peak Day | SCE | 1-in-10 | 2031 | 8 |  |  |  | 72.3667 | 1
| Zone | South of Lugo | 6 | Monthly System Peak Day | SCE | 1-in-10 | 2031 | 9 |  |  |  | 76.6954 | 1
| Zone | South of Lugo | 6 | Monthly System Peak Day | SCE | 1-in-10 | 2031 | 10 |  |  |  | 82.8858 | 1
| Zone | South of Lugo | 6 | Monthly System Peak Day | SCE | 1-in-10 | 2031 | 11 |  |  |  | 87.9975 | 1
| Zone | South of Lugo | 6 | Monthly System Peak Day | SCE | 1-in-10 | 2031 | 12 |  |  |  | 91.6012 | 1
| Zone | South of Lugo | 6 | Monthly System Peak Day | SCE | 1-in-10 | 2031 | 13 |  |  |  | 92.8838 | 1
| Zone | South of Lugo | 6 | Monthly System Peak Day | SCE | 1-in-10 | 2031 | 14 |  |  |  | 94.1846 | 1
| Zone | South of Lugo | 6 | Monthly System Peak Day | SCE | 1-in-10 | 2031 | 15 |  |  |  | 95.4146 | 1
| Zone | South of Lugo | 6 | Monthly System Peak Day | SCE | 1-in-10 | 2031 | 16 |  |  |  | 96.8875 | 1
| Zone | South of Lugo | 6 | Monthly System Peak Day | SCE | 1-in-10 | 2031 | 17 |  |  |  | 97.35 | 1
| Zone | South of Lugo | 6 | Monthly System Peak Day | SCE | 1-in-10 | 2031 | 18 |  |  |  | 96.4667 | 1
| Zone | South of Lugo | 6 | Monthly System Peak Day | SCE | 1-in-10 | 2031 | 19 |  |  |  | 94.025 | 1
| Zone | South of Lugo | 6 | Monthly System Peak Day | SCE | 1-in-10 | 2031 | 20 |  |  |  | 88.8067 | 1
| Zone | South of Lugo | 6 | Monthly System Peak Day | SCE | 1-in-10 | 2031 | 21 |  |  |  | 84.6787 | 1
| Zone | South of Lugo | 6 | Monthly System Peak Day | SCE | 1-in-10 | 2031 | 22 |  |  |  | 81.0933 | 1
| Zone | South of Lugo | 6 | Monthly System Peak Day | SCE | 1-in-10 | 2031 | 23 |  |  |  | 77.7233 | 1
| Zone | South of Lugo | 6 | Monthly System Peak Day | SCE | 1-in-10 | 2031 | 24 |  |  |  | 75.3388 | 1
| Zone | South of Lugo | 7 | Average Weekday | SCE | 1-in-10 | 2031 | 1 |  |  |  | 73.2748 | 1
| Zone | South of Lugo | 7 | Average Weekday | SCE | 1-in-10 | 2031 | 2 |  |  |  | 72.448 | 1
| Zone | South of Lugo | 7 | Average Weekday | SCE | 1-in-10 | 2031 | 3 |  |  |  | 71.6747 | 1
| Zone | South of Lugo | 7 | Average Weekday | SCE | 1-in-10 | 2031 | 4 |  |  |  | 71.1028 | 1
| Zone | South of Lugo | 7 | Average Weekday | SCE | 1-in-10 | 2031 | 5 |  |  |  | 70.6155 | 1
| Zone | South of Lugo | 7 | Average Weekday | SCE | 1-in-10 | 2031 | 6 |  |  |  | 70.2457 | 1
| Zone | South of Lugo | 7 | Average Weekday | SCE | 1-in-10 | 2031 | 7 |  |  |  | 70.057 | 1
| Zone | South of Lugo | 7 | Average Weekday | SCE | 1-in-10 | 2031 | 8 |  |  |  | 70.6914 | 1
| Zone | South of Lugo | 7 | Average Weekday | SCE | 1-in-10 | 2031 | 9 |  |  |  | 73.0913 | 1
| Zone | South of Lugo | 7 | Average Weekday | SCE | 1-in-10 | 2031 | 10 |  |  |  | 76.3755 | 1
| Zone | South of Lugo | 7 | Average Weekday | SCE | 1-in-10 | 2031 | 11 |  |  |  | 79.8781 | 1
| Zone | South of Lugo | 7 | Average Weekday | SCE | 1-in-10 | 2031 | 12 |  |  |  | 83.1077 | 1
| Zone | South of Lugo | 7 | Average Weekday | SCE | 1-in-10 | 2031 | 13 |  |  |  | 85.4249 | 1
| Zone | South of Lugo | 7 | Average Weekday | SCE | 1-in-10 | 2031 | 14 |  |  |  | 87.0578 | 1
| Zone | South of Lugo | 7 | Average Weekday | SCE | 1-in-10 | 2031 | 15 |  |  |  | 88.2055 | 1
| Zone | South of Lugo | 7 | Average Weekday | SCE | 1-in-10 | 2031 | 16 |  |  |  | 88.8228 | 1
| Zone | South of Lugo | 7 | Average Weekday | SCE | 1-in-10 | 2031 | 17 |  |  |  | 88.8724 | 1
| Zone | South of Lugo | 7 | Average Weekday | SCE | 1-in-10 | 2031 | 18 |  |  |  | 88.0513 | 1
| Zone | South of Lugo | 7 | Average Weekday | SCE | 1-in-10 | 2031 | 19 |  |  |  | 86.5336 | 1
| Zone | South of Lugo | 7 | Average Weekday | SCE | 1-in-10 | 2031 | 20 |  |  |  | 84.1525 | 1
| Zone | South of Lugo | 7 | Average Weekday | SCE | 1-in-10 | 2031 | 21 |  |  |  | 80.9126 | 1
| Zone | South of Lugo | 7 | Average Weekday | SCE | 1-in-10 | 2031 | 22 |  |  |  | 77.7621 | 1
| Zone | South of Lugo | 7 | Average Weekday | SCE | 1-in-10 | 2031 | 23 |  |  |  | 75.8771 | 1
| Zone | South of Lugo | 7 | Average Weekday | SCE | 1-in-10 | 2031 | 24 |  |  |  | 74.689 | 1
| Zone | South of Lugo | 7 | Monthly System Peak Day | SCE | 1-in-10 | 2031 | 1 |  |  |  | 77.6923 | 1
| Zone | South of Lugo | 7 | Monthly System Peak Day | SCE | 1-in-10 | 2031 | 2 |  |  |  | 75.7504 | 1
| Zone | South of Lugo | 7 | Monthly System Peak Day | SCE | 1-in-10 | 2031 | 3 |  |  |  | 74.2777 | 1
| Zone | South of Lugo | 7 | Monthly System Peak Day | SCE | 1-in-10 | 2031 | 4 |  |  |  | 73.6715 | 1
| Zone | South of Lugo | 7 | Monthly System Peak Day | SCE | 1-in-10 | 2031 | 5 |  |  |  | 73.0354 | 1
| Zone | South of Lugo | 7 | Monthly System Peak Day | SCE | 1-in-10 | 2031 | 6 |  |  |  | 72.7562 | 1
| Zone | South of Lugo | 7 | Monthly System Peak Day | SCE | 1-in-10 | 2031 | 7 |  |  |  | 72.8565 | 1
| Zone | South of Lugo | 7 | Monthly System Peak Day | SCE | 1-in-10 | 2031 | 8 |  |  |  | 73.73 | 1
| Zone | South of Lugo | 7 | Monthly System Peak Day | SCE | 1-in-10 | 2031 | 9 |  |  |  | 77.7808 | 1
| Zone | South of Lugo | 7 | Monthly System Peak Day | SCE | 1-in-10 | 2031 | 10 |  |  |  | 83.1231 | 1
| Zone | South of Lugo | 7 | Monthly System Peak Day | SCE | 1-in-10 | 2031 | 11 |  |  |  | 89.0077 | 1
| Zone | South of Lugo | 7 | Monthly System Peak Day | SCE | 1-in-10 | 2031 | 12 |  |  |  | 94.2423 | 1
| Zone | South of Lugo | 7 | Monthly System Peak Day | SCE | 1-in-10 | 2031 | 13 |  |  |  | 97.8 | 1
| Zone | South of Lugo | 7 | Monthly System Peak Day | SCE | 1-in-10 | 2031 | 14 |  |  |  | 100.9 | 1
| Zone | South of Lugo | 7 | Monthly System Peak Day | SCE | 1-in-10 | 2031 | 15 |  |  |  | 104.1192 | 1
| Zone | South of Lugo | 7 | Monthly System Peak Day | SCE | 1-in-10 | 2031 | 16 |  |  |  | 105.9077 | 1
| Zone | South of Lugo | 7 | Monthly System Peak Day | SCE | 1-in-10 | 2031 | 17 |  |  |  | 106.2423 | 1
| Zone | South of Lugo | 7 | Monthly System Peak Day | SCE | 1-in-10 | 2031 | 18 |  |  |  | 105.65 | 1
| Zone | South of Lugo | 7 | Monthly System Peak Day | SCE | 1-in-10 | 2031 | 19 |  |  |  | 103.9692 | 1
| Zone | South of Lugo | 7 | Monthly System Peak Day | SCE | 1-in-10 | 2031 | 20 |  |  |  | 101.2 | 1
| Zone | South of Lugo | 7 | Monthly System Peak Day | SCE | 1-in-10 | 2031 | 21 |  |  |  | 98.1538 | 1
| Zone | South of Lugo | 7 | Monthly System Peak Day | SCE | 1-in-10 | 2031 | 22 |  |  |  | 93.2038 | 1
| Zone | South of Lugo | 7 | Monthly System Peak Day | SCE | 1-in-10 | 2031 | 23 |  |  |  | 88.0885 | 1
| Zone | South of Lugo | 7 | Monthly System Peak Day | SCE | 1-in-10 | 2031 | 24 |  |  |  | 85.6577 | 1
| Zone | South of Lugo | 8 | Average Weekday | SCE | 1-in-10 | 2031 | 1 |  |  |  | 73.7248 | 1
| Zone | South of Lugo | 8 | Average Weekday | SCE | 1-in-10 | 2031 | 2 |  |  |  | 72.8229 | 1
| Zone | South of Lugo | 8 | Average Weekday | SCE | 1-in-10 | 2031 | 3 |  |  |  | 72.0753 | 1
| Zone | South of Lugo | 8 | Average Weekday | SCE | 1-in-10 | 2031 | 4 |  |  |  | 71.4533 | 1
| Zone | South of Lugo | 8 | Average Weekday | SCE | 1-in-10 | 2031 | 5 |  |  |  | 70.9248 | 1
| Zone | South of Lugo | 8 | Average Weekday | SCE | 1-in-10 | 2031 | 6 |  |  |  | 70.4786 | 1
| Zone | South of Lugo | 8 | Average Weekday | SCE | 1-in-10 | 2031 | 7 |  |  |  | 70.2013 | 1
| Zone | South of Lugo | 8 | Average Weekday | SCE | 1-in-10 | 2031 | 8 |  |  |  | 70.2891 | 1
| Zone | South of Lugo | 8 | Average Weekday | SCE | 1-in-10 | 2031 | 9 |  |  |  | 72.2673 | 1
| Zone | South of Lugo | 8 | Average Weekday | SCE | 1-in-10 | 2031 | 10 |  |  |  | 75.3581 | 1
| Zone | South of Lugo | 8 | Average Weekday | SCE | 1-in-10 | 2031 | 11 |  |  |  | 78.8164 | 1
| Zone | South of Lugo | 8 | Average Weekday | SCE | 1-in-10 | 2031 | 12 |  |  |  | 82.3242 | 1
| Zone | South of Lugo | 8 | Average Weekday | SCE | 1-in-10 | 2031 | 13 |  |  |  | 84.8821 | 1
| Zone | South of Lugo | 8 | Average Weekday | SCE | 1-in-10 | 2031 | 14 |  |  |  | 86.7905 | 1
| Zone | South of Lugo | 8 | Average Weekday | SCE | 1-in-10 | 2031 | 15 |  |  |  | 88.0885 | 1
| Zone | South of Lugo | 8 | Average Weekday | SCE | 1-in-10 | 2031 | 16 |  |  |  | 88.4443 | 1
| Zone | South of Lugo | 8 | Average Weekday | SCE | 1-in-10 | 2031 | 17 |  |  |  | 88.2695 | 1
| Zone | South of Lugo | 8 | Average Weekday | SCE | 1-in-10 | 2031 | 18 |  |  |  | 87.4322 | 1
| Zone | South of Lugo | 8 | Average Weekday | SCE | 1-in-10 | 2031 | 19 |  |  |  | 85.7853 | 1
| Zone | South of Lugo | 8 | Average Weekday | SCE | 1-in-10 | 2031 | 20 |  |  |  | 83.1838 | 1
| Zone | South of Lugo | 8 | Average Weekday | SCE | 1-in-10 | 2031 | 21 |  |  |  | 79.75 | 1
| Zone | South of Lugo | 8 | Average Weekday | SCE | 1-in-10 | 2031 | 22 |  |  |  | 77.0841 | 1
| Zone | South of Lugo | 8 | Average Weekday | SCE | 1-in-10 | 2031 | 23 |  |  |  | 75.6476 | 1
| Zone | South of Lugo | 8 | Average Weekday | SCE | 1-in-10 | 2031 | 24 |  |  |  | 74.6572 | 1
| Zone | South of Lugo | 8 | Monthly System Peak Day | SCE | 1-in-10 | 2031 | 1 |  |  |  | 79.7023 | 1
| Zone | South of Lugo | 8 | Monthly System Peak Day | SCE | 1-in-10 | 2031 | 2 |  |  |  | 78.6038 | 1
| Zone | South of Lugo | 8 | Monthly System Peak Day | SCE | 1-in-10 | 2031 | 3 |  |  |  | 77.6408 | 1
| Zone | South of Lugo | 8 | Monthly System Peak Day | SCE | 1-in-10 | 2031 | 4 |  |  |  | 76.7208 | 1
| Zone | South of Lugo | 8 | Monthly System Peak Day | SCE | 1-in-10 | 2031 | 5 |  |  |  | 75.6773 | 1
| Zone | South of Lugo | 8 | Monthly System Peak Day | SCE | 1-in-10 | 2031 | 6 |  |  |  | 74.87 | 1
| Zone | South of Lugo | 8 | Monthly System Peak Day | SCE | 1-in-10 | 2031 | 7 |  |  |  | 74.2158 | 1
| Zone | South of Lugo | 8 | Monthly System Peak Day | SCE | 1-in-10 | 2031 | 8 |  |  |  | 74.5485 | 1
| Zone | South of Lugo | 8 | Monthly System Peak Day | SCE | 1-in-10 | 2031 | 9 |  |  |  | 77.4577 | 1
| Zone | South of Lugo | 8 | Monthly System Peak Day | SCE | 1-in-10 | 2031 | 10 |  |  |  | 82.35 | 1
| Zone | South of Lugo | 8 | Monthly System Peak Day | SCE | 1-in-10 | 2031 | 11 |  |  |  | 88.3962 | 1
| Zone | South of Lugo | 8 | Monthly System Peak Day | SCE | 1-in-10 | 2031 | 12 |  |  |  | 92.0308 | 1
| Zone | South of Lugo | 8 | Monthly System Peak Day | SCE | 1-in-10 | 2031 | 13 |  |  |  | 93.3885 | 1
| Zone | South of Lugo | 8 | Monthly System Peak Day | SCE | 1-in-10 | 2031 | 14 |  |  |  | 94.4846 | 1
| Zone | South of Lugo | 8 | Monthly System Peak Day | SCE | 1-in-10 | 2031 | 15 |  |  |  | 95.9308 | 1
| Zone | South of Lugo | 8 | Monthly System Peak Day | SCE | 1-in-10 | 2031 | 16 |  |  |  | 97.4654 | 1
| Zone | South of Lugo | 8 | Monthly System Peak Day | SCE | 1-in-10 | 2031 | 17 |  |  |  | 97.7308 | 1
| Zone | South of Lugo | 8 | Monthly System Peak Day | SCE | 1-in-10 | 2031 | 18 |  |  |  | 96.85 | 1
| Zone | South of Lugo | 8 | Monthly System Peak Day | SCE | 1-in-10 | 2031 | 19 |  |  |  | 95.1846 | 1
| Zone | South of Lugo | 8 | Monthly System Peak Day | SCE | 1-in-10 | 2031 | 20 |  |  |  | 92.1538 | 1
| Zone | South of Lugo | 8 | Monthly System Peak Day | SCE | 1-in-10 | 2031 | 21 |  |  |  | 88.5731 | 1
| Zone | South of Lugo | 8 | Monthly System Peak Day | SCE | 1-in-10 | 2031 | 22 |  |  |  | 85.1115 | 1
| Zone | South of Lugo | 8 | Monthly System Peak Day | SCE | 1-in-10 | 2031 | 23 |  |  |  | 82.8692 | 1
| Zone | South of Lugo | 8 | Monthly System Peak Day | SCE | 1-in-10 | 2031 | 24 |  |  |  | 81.6923 | 1
| Zone | South of Lugo | 8 | Typical Event Day | SCE | 1-in-10 | 2031 | 1 |  |  |  | 78.3372 | 1
| Zone | South of Lugo | 8 | Typical Event Day | SCE | 1-in-10 | 2031 | 2 |  |  |  | 76.9656 | 1
| Zone | South of Lugo | 8 | Typical Event Day | SCE | 1-in-10 | 2031 | 3 |  |  |  | 75.7092 | 1
| Zone | South of Lugo | 8 | Typical Event Day | SCE | 1-in-10 | 2031 | 4 |  |  |  | 75.1885 | 1
| Zone | South of Lugo | 8 | Typical Event Day | SCE | 1-in-10 | 2031 | 5 |  |  |  | 74.369 | 1
| Zone | South of Lugo | 8 | Typical Event Day | SCE | 1-in-10 | 2031 | 6 |  |  |  | 73.8999 | 1
| Zone | South of Lugo | 8 | Typical Event Day | SCE | 1-in-10 | 2031 | 7 |  |  |  | 73.5392 | 1
| Zone | South of Lugo | 8 | Typical Event Day | SCE | 1-in-10 | 2031 | 8 |  |  |  | 74.2582 | 1
| Zone | South of Lugo | 8 | Typical Event Day | SCE | 1-in-10 | 2031 | 9 |  |  |  | 77.5992 | 1
| Zone | South of Lugo | 8 | Typical Event Day | SCE | 1-in-10 | 2031 | 10 |  |  |  | 82.6605 | 1
| Zone | South of Lugo | 8 | Typical Event Day | SCE | 1-in-10 | 2031 | 11 |  |  |  | 88.2412 | 1
| Zone | South of Lugo | 8 | Typical Event Day | SCE | 1-in-10 | 2031 | 12 |  |  |  | 92.3743 | 1
| Zone | South of Lugo | 8 | Typical Event Day | SCE | 1-in-10 | 2031 | 13 |  |  |  | 94.8318 | 1
| Zone | South of Lugo | 8 | Typical Event Day | SCE | 1-in-10 | 2031 | 14 |  |  |  | 96.8484 | 1
| Zone | South of Lugo | 8 | Typical Event Day | SCE | 1-in-10 | 2031 | 15 |  |  |  | 98.6966 | 1
| Zone | South of Lugo | 8 | Typical Event Day | SCE | 1-in-10 | 2031 | 16 |  |  |  | 99.9769 | 1
| Zone | South of Lugo | 8 | Typical Event Day | SCE | 1-in-10 | 2031 | 17 |  |  |  | 100.3817 | 1
| Zone | South of Lugo | 8 | Typical Event Day | SCE | 1-in-10 | 2031 | 18 |  |  |  | 99.4721 | 1
| Zone | South of Lugo | 8 | Typical Event Day | SCE | 1-in-10 | 2031 | 19 |  |  |  | 97.474 | 1
| Zone | South of Lugo | 8 | Typical Event Day | SCE | 1-in-10 | 2031 | 20 |  |  |  | 93.8717 | 1
| Zone | South of Lugo | 8 | Typical Event Day | SCE | 1-in-10 | 2031 | 21 |  |  |  | 90.2264 | 1
| Zone | South of Lugo | 8 | Typical Event Day | SCE | 1-in-10 | 2031 | 22 |  |  |  | 86.9024 | 1
| Zone | South of Lugo | 8 | Typical Event Day | SCE | 1-in-10 | 2031 | 23 |  |  |  | 84.0013 | 1
| Zone | South of Lugo | 8 | Typical Event Day | SCE | 1-in-10 | 2031 | 24 |  |  |  | 82.0521 | 1
| Zone | South of Lugo | 9 | Average Weekday | SCE | 1-in-10 | 2031 | 1 |  |  |  | 73.2512 | 1
| Zone | South of Lugo | 9 | Average Weekday | SCE | 1-in-10 | 2031 | 2 |  |  |  | 72.3685 | 1
| Zone | South of Lugo | 9 | Average Weekday | SCE | 1-in-10 | 2031 | 3 |  |  |  | 71.6295 | 1
| Zone | South of Lugo | 9 | Average Weekday | SCE | 1-in-10 | 2031 | 4 |  |  |  | 70.9846 | 1
| Zone | South of Lugo | 9 | Average Weekday | SCE | 1-in-10 | 2031 | 5 |  |  |  | 70.4271 | 1
| Zone | South of Lugo | 9 | Average Weekday | SCE | 1-in-10 | 2031 | 6 |  |  |  | 69.9244 | 1
| Zone | South of Lugo | 9 | Average Weekday | SCE | 1-in-10 | 2031 | 7 |  |  |  | 69.5541 | 1
| Zone | South of Lugo | 9 | Average Weekday | SCE | 1-in-10 | 2031 | 8 |  |  |  | 69.361 | 1
| Zone | South of Lugo | 9 | Average Weekday | SCE | 1-in-10 | 2031 | 9 |  |  |  | 70.7113 | 1
| Zone | South of Lugo | 9 | Average Weekday | SCE | 1-in-10 | 2031 | 10 |  |  |  | 73.6147 | 1
| Zone | South of Lugo | 9 | Average Weekday | SCE | 1-in-10 | 2031 | 11 |  |  |  | 77.1101 | 1
| Zone | South of Lugo | 9 | Average Weekday | SCE | 1-in-10 | 2031 | 12 |  |  |  | 80.43 | 1
| Zone | South of Lugo | 9 | Average Weekday | SCE | 1-in-10 | 2031 | 13 |  |  |  | 83.0984 | 1
| Zone | South of Lugo | 9 | Average Weekday | SCE | 1-in-10 | 2031 | 14 |  |  |  | 84.9046 | 1
| Zone | South of Lugo | 9 | Average Weekday | SCE | 1-in-10 | 2031 | 15 |  |  |  | 86.2075 | 1
| Zone | South of Lugo | 9 | Average Weekday | SCE | 1-in-10 | 2031 | 16 |  |  |  | 86.7527 | 1
| Zone | South of Lugo | 9 | Average Weekday | SCE | 1-in-10 | 2031 | 17 |  |  |  | 86.7156 | 1
| Zone | South of Lugo | 9 | Average Weekday | SCE | 1-in-10 | 2031 | 18 |  |  |  | 85.846 | 1
| Zone | South of Lugo | 9 | Average Weekday | SCE | 1-in-10 | 2031 | 19 |  |  |  | 84.0648 | 1
| Zone | South of Lugo | 9 | Average Weekday | SCE | 1-in-10 | 2031 | 20 |  |  |  | 81.1436 | 1
| Zone | South of Lugo | 9 | Average Weekday | SCE | 1-in-10 | 2031 | 21 |  |  |  | 78.0516 | 1
| Zone | South of Lugo | 9 | Average Weekday | SCE | 1-in-10 | 2031 | 22 |  |  |  | 76.2339 | 1
| Zone | South of Lugo | 9 | Average Weekday | SCE | 1-in-10 | 2031 | 23 |  |  |  | 74.88 | 1
| Zone | South of Lugo | 9 | Average Weekday | SCE | 1-in-10 | 2031 | 24 |  |  |  | 73.7799 | 1
| Zone | South of Lugo | 9 | Monthly System Peak Day | SCE | 1-in-10 | 2031 | 1 |  |  |  | 79.1115 | 1
| Zone | South of Lugo | 9 | Monthly System Peak Day | SCE | 1-in-10 | 2031 | 2 |  |  |  | 78.2385 | 1
| Zone | South of Lugo | 9 | Monthly System Peak Day | SCE | 1-in-10 | 2031 | 3 |  |  |  | 77.1231 | 1
| Zone | South of Lugo | 9 | Monthly System Peak Day | SCE | 1-in-10 | 2031 | 4 |  |  |  | 77.1731 | 1
| Zone | South of Lugo | 9 | Monthly System Peak Day | SCE | 1-in-10 | 2031 | 5 |  |  |  | 76.7038 | 1
| Zone | South of Lugo | 9 | Monthly System Peak Day | SCE | 1-in-10 | 2031 | 6 |  |  |  | 76.7885 | 1
| Zone | South of Lugo | 9 | Monthly System Peak Day | SCE | 1-in-10 | 2031 | 7 |  |  |  | 76.7077 | 1
| Zone | South of Lugo | 9 | Monthly System Peak Day | SCE | 1-in-10 | 2031 | 8 |  |  |  | 76.9 | 1
| Zone | South of Lugo | 9 | Monthly System Peak Day | SCE | 1-in-10 | 2031 | 9 |  |  |  | 79.1115 | 1
| Zone | South of Lugo | 9 | Monthly System Peak Day | SCE | 1-in-10 | 2031 | 10 |  |  |  | 83.05 | 1
| Zone | South of Lugo | 9 | Monthly System Peak Day | SCE | 1-in-10 | 2031 | 11 |  |  |  | 88.3115 | 1
| Zone | South of Lugo | 9 | Monthly System Peak Day | SCE | 1-in-10 | 2031 | 12 |  |  |  | 92.3423 | 1
| Zone | South of Lugo | 9 | Monthly System Peak Day | SCE | 1-in-10 | 2031 | 13 |  |  |  | 96.1461 | 1
| Zone | South of Lugo | 9 | Monthly System Peak Day | SCE | 1-in-10 | 2031 | 14 |  |  |  | 98.7692 | 1
| Zone | South of Lugo | 9 | Monthly System Peak Day | SCE | 1-in-10 | 2031 | 15 |  |  |  | 100.2462 | 1
| Zone | South of Lugo | 9 | Monthly System Peak Day | SCE | 1-in-10 | 2031 | 16 |  |  |  | 100.45 | 1
| Zone | South of Lugo | 9 | Monthly System Peak Day | SCE | 1-in-10 | 2031 | 17 |  |  |  | 100.8692 | 1
| Zone | South of Lugo | 9 | Monthly System Peak Day | SCE | 1-in-10 | 2031 | 18 |  |  |  | 99.5692 | 1
| Zone | South of Lugo | 9 | Monthly System Peak Day | SCE | 1-in-10 | 2031 | 19 |  |  |  | 97.3731 | 1
| Zone | South of Lugo | 9 | Monthly System Peak Day | SCE | 1-in-10 | 2031 | 20 |  |  |  | 94.2192 | 1
| Zone | South of Lugo | 9 | Monthly System Peak Day | SCE | 1-in-10 | 2031 | 21 |  |  |  | 90.4231 | 1
| Zone | South of Lugo | 9 | Monthly System Peak Day | SCE | 1-in-10 | 2031 | 22 |  |  |  | 89.0269 | 1
| Zone | South of Lugo | 9 | Monthly System Peak Day | SCE | 1-in-10 | 2031 | 23 |  |  |  | 88.0077 | 1
| Zone | South of Lugo | 9 | Monthly System Peak Day | SCE | 1-in-10 | 2031 | 24 |  |  |  | 86.1 | 1
| Zone | South of Lugo | 10 | Average Weekday | SCE | 1-in-10 | 2031 | 1 |  |  |  | 69.762 | 1
| Zone | South of Lugo | 10 | Average Weekday | SCE | 1-in-10 | 2031 | 2 |  |  |  | 68.8745 | 1
| Zone | South of Lugo | 10 | Average Weekday | SCE | 1-in-10 | 2031 | 3 |  |  |  | 68.1604 | 1
| Zone | South of Lugo | 10 | Average Weekday | SCE | 1-in-10 | 2031 | 4 |  |  |  | 67.4921 | 1
| Zone | South of Lugo | 10 | Average Weekday | SCE | 1-in-10 | 2031 | 5 |  |  |  | 66.8849 | 1
| Zone | South of Lugo | 10 | Average Weekday | SCE | 1-in-10 | 2031 | 6 |  |  |  | 66.4737 | 1
| Zone | South of Lugo | 10 | Average Weekday | SCE | 1-in-10 | 2031 | 7 |  |  |  | 66.0452 | 1
| Zone | South of Lugo | 10 | Average Weekday | SCE | 1-in-10 | 2031 | 8 |  |  |  | 65.7944 | 1
| Zone | South of Lugo | 10 | Average Weekday | SCE | 1-in-10 | 2031 | 9 |  |  |  | 66.4184 | 1
| Zone | South of Lugo | 10 | Average Weekday | SCE | 1-in-10 | 2031 | 10 |  |  |  | 69.4546 | 1
| Zone | South of Lugo | 10 | Average Weekday | SCE | 1-in-10 | 2031 | 11 |  |  |  | 73.0169 | 1
| Zone | South of Lugo | 10 | Average Weekday | SCE | 1-in-10 | 2031 | 12 |  |  |  | 76.5501 | 1
| Zone | South of Lugo | 10 | Average Weekday | SCE | 1-in-10 | 2031 | 13 |  |  |  | 79.3305 | 1
| Zone | South of Lugo | 10 | Average Weekday | SCE | 1-in-10 | 2031 | 14 |  |  |  | 81.3196 | 1
| Zone | South of Lugo | 10 | Average Weekday | SCE | 1-in-10 | 2031 | 15 |  |  |  | 82.45 | 1
| Zone | South of Lugo | 10 | Average Weekday | SCE | 1-in-10 | 2031 | 16 |  |  |  | 82.92 | 1
| Zone | South of Lugo | 10 | Average Weekday | SCE | 1-in-10 | 2031 | 17 |  |  |  | 82.7609 | 1
| Zone | South of Lugo | 10 | Average Weekday | SCE | 1-in-10 | 2031 | 18 |  |  |  | 82.0538 | 1
| Zone | South of Lugo | 10 | Average Weekday | SCE | 1-in-10 | 2031 | 19 |  |  |  | 80.0614 | 1
| Zone | South of Lugo | 10 | Average Weekday | SCE | 1-in-10 | 2031 | 20 |  |  |  | 76.8669 | 1
| Zone | South of Lugo | 10 | Average Weekday | SCE | 1-in-10 | 2031 | 21 |  |  |  | 74.5837 | 1
| Zone | South of Lugo | 10 | Average Weekday | SCE | 1-in-10 | 2031 | 22 |  |  |  | 73.102 | 1
| Zone | South of Lugo | 10 | Average Weekday | SCE | 1-in-10 | 2031 | 23 |  |  |  | 71.9026 | 1
| Zone | South of Lugo | 10 | Average Weekday | SCE | 1-in-10 | 2031 | 24 |  |  |  | 70.842 | 1
| Zone | South of Lugo | 10 | Monthly System Peak Day | SCE | 1-in-10 | 2031 | 1 |  |  |  | 81.9167 | 1
| Zone | South of Lugo | 10 | Monthly System Peak Day | SCE | 1-in-10 | 2031 | 2 |  |  |  | 81.9833 | 1
| Zone | South of Lugo | 10 | Monthly System Peak Day | SCE | 1-in-10 | 2031 | 3 |  |  |  | 81.1 | 1
| Zone | South of Lugo | 10 | Monthly System Peak Day | SCE | 1-in-10 | 2031 | 4 |  |  |  | 81.6267 | 1
| Zone | South of Lugo | 10 | Monthly System Peak Day | SCE | 1-in-10 | 2031 | 5 |  |  |  | 81.8983 | 1
| Zone | South of Lugo | 10 | Monthly System Peak Day | SCE | 1-in-10 | 2031 | 6 |  |  |  | 82.3554 | 1
| Zone | South of Lugo | 10 | Monthly System Peak Day | SCE | 1-in-10 | 2031 | 7 |  |  |  | 81.9092 | 1
| Zone | South of Lugo | 10 | Monthly System Peak Day | SCE | 1-in-10 | 2031 | 8 |  |  |  | 81.69 | 1
| Zone | South of Lugo | 10 | Monthly System Peak Day | SCE | 1-in-10 | 2031 | 9 |  |  |  | 82.0533 | 1
| Zone | South of Lugo | 10 | Monthly System Peak Day | SCE | 1-in-10 | 2031 | 10 |  |  |  | 84.6842 | 1
| Zone | South of Lugo | 10 | Monthly System Peak Day | SCE | 1-in-10 | 2031 | 11 |  |  |  | 87.9 | 1
| Zone | South of Lugo | 10 | Monthly System Peak Day | SCE | 1-in-10 | 2031 | 12 |  |  |  | 92.2042 | 1
| Zone | South of Lugo | 10 | Monthly System Peak Day | SCE | 1-in-10 | 2031 | 13 |  |  |  | 96.4208 | 1
| Zone | South of Lugo | 10 | Monthly System Peak Day | SCE | 1-in-10 | 2031 | 14 |  |  |  | 98.4792 | 1
| Zone | South of Lugo | 10 | Monthly System Peak Day | SCE | 1-in-10 | 2031 | 15 |  |  |  | 99.8958 | 1
| Zone | South of Lugo | 10 | Monthly System Peak Day | SCE | 1-in-10 | 2031 | 16 |  |  |  | 100.525 | 1
| Zone | South of Lugo | 10 | Monthly System Peak Day | SCE | 1-in-10 | 2031 | 17 |  |  |  | 100.1125 | 1
| Zone | South of Lugo | 10 | Monthly System Peak Day | SCE | 1-in-10 | 2031 | 18 |  |  |  | 99.7958 | 1
| Zone | South of Lugo | 10 | Monthly System Peak Day | SCE | 1-in-10 | 2031 | 19 |  |  |  | 98.1667 | 1
| Zone | South of Lugo | 10 | Monthly System Peak Day | SCE | 1-in-10 | 2031 | 20 |  |  |  | 94.3583 | 1
| Zone | South of Lugo | 10 | Monthly System Peak Day | SCE | 1-in-10 | 2031 | 21 |  |  |  | 90.3875 | 1
| Zone | South of Lugo | 10 | Monthly System Peak Day | SCE | 1-in-10 | 2031 | 22 |  |  |  | 88.3042 | 1
| Zone | South of Lugo | 10 | Monthly System Peak Day | SCE | 1-in-10 | 2031 | 23 |  |  |  | 86.525 | 1
| Zone | South of Lugo | 10 | Monthly System Peak Day | SCE | 1-in-10 | 2031 | 24 |  |  |  | 85.6625 | 1
| Zone | South of Lugo | 11 | Average Weekday | SCE | 1-in-10 | 2031 | 1 |  |  |  | 58.4899 | 1
| Zone | South of Lugo | 11 | Average Weekday | SCE | 1-in-10 | 2031 | 2 |  |  |  | 57.4303 | 1
| Zone | South of Lugo | 11 | Average Weekday | SCE | 1-in-10 | 2031 | 3 |  |  |  | 56.5965 | 1
| Zone | South of Lugo | 11 | Average Weekday | SCE | 1-in-10 | 2031 | 4 |  |  |  | 55.7784 | 1
| Zone | South of Lugo | 11 | Average Weekday | SCE | 1-in-10 | 2031 | 5 |  |  |  | 55.1225 | 1
| Zone | South of Lugo | 11 | Average Weekday | SCE | 1-in-10 | 2031 | 6 |  |  |  | 54.5133 | 1
| Zone | South of Lugo | 11 | Average Weekday | SCE | 1-in-10 | 2031 | 7 |  |  |  | 54.2276 | 1
| Zone | South of Lugo | 11 | Average Weekday | SCE | 1-in-10 | 2031 | 8 |  |  |  | 54.2096 | 1
| Zone | South of Lugo | 11 | Average Weekday | SCE | 1-in-10 | 2031 | 9 |  |  |  | 56.0514 | 1
| Zone | South of Lugo | 11 | Average Weekday | SCE | 1-in-10 | 2031 | 10 |  |  |  | 60.0331 | 1
| Zone | South of Lugo | 11 | Average Weekday | SCE | 1-in-10 | 2031 | 11 |  |  |  | 64.3807 | 1
| Zone | South of Lugo | 11 | Average Weekday | SCE | 1-in-10 | 2031 | 12 |  |  |  | 67.9142 | 1
| Zone | South of Lugo | 11 | Average Weekday | SCE | 1-in-10 | 2031 | 13 |  |  |  | 70.4422 | 1
| Zone | South of Lugo | 11 | Average Weekday | SCE | 1-in-10 | 2031 | 14 |  |  |  | 72.0209 | 1
| Zone | South of Lugo | 11 | Average Weekday | SCE | 1-in-10 | 2031 | 15 |  |  |  | 72.7246 | 1
| Zone | South of Lugo | 11 | Average Weekday | SCE | 1-in-10 | 2031 | 16 |  |  |  | 72.8761 | 1
| Zone | South of Lugo | 11 | Average Weekday | SCE | 1-in-10 | 2031 | 17 |  |  |  | 72.1405 | 1
| Zone | South of Lugo | 11 | Average Weekday | SCE | 1-in-10 | 2031 | 18 |  |  |  | 70.1961 | 1
| Zone | South of Lugo | 11 | Average Weekday | SCE | 1-in-10 | 2031 | 19 |  |  |  | 67.6438 | 1
| Zone | South of Lugo | 11 | Average Weekday | SCE | 1-in-10 | 2031 | 20 |  |  |  | 65.549 | 1
| Zone | South of Lugo | 11 | Average Weekday | SCE | 1-in-10 | 2031 | 21 |  |  |  | 63.8706 | 1
| Zone | South of Lugo | 11 | Average Weekday | SCE | 1-in-10 | 2031 | 22 |  |  |  | 62.2114 | 1
| Zone | South of Lugo | 11 | Average Weekday | SCE | 1-in-10 | 2031 | 23 |  |  |  | 60.8032 | 1
| Zone | South of Lugo | 11 | Average Weekday | SCE | 1-in-10 | 2031 | 24 |  |  |  | 59.5623 | 1
| Zone | South of Lugo | 11 | Monthly System Peak Day | SCE | 1-in-10 | 2031 | 1 |  |  |  | 72.1583 | 1
| Zone | South of Lugo | 11 | Monthly System Peak Day | SCE | 1-in-10 | 2031 | 2 |  |  |  | 70.2483 | 1
| Zone | South of Lugo | 11 | Monthly System Peak Day | SCE | 1-in-10 | 2031 | 3 |  |  |  | 69.6879 | 1
| Zone | South of Lugo | 11 | Monthly System Peak Day | SCE | 1-in-10 | 2031 | 4 |  |  |  | 68.1242 | 1
| Zone | South of Lugo | 11 | Monthly System Peak Day | SCE | 1-in-10 | 2031 | 5 |  |  |  | 67.2212 | 1
| Zone | South of Lugo | 11 | Monthly System Peak Day | SCE | 1-in-10 | 2031 | 6 |  |  |  | 66.5896 | 1
| Zone | South of Lugo | 11 | Monthly System Peak Day | SCE | 1-in-10 | 2031 | 7 |  |  |  | 66.7892 | 1
| Zone | South of Lugo | 11 | Monthly System Peak Day | SCE | 1-in-10 | 2031 | 8 |  |  |  | 67.9879 | 1
| Zone | South of Lugo | 11 | Monthly System Peak Day | SCE | 1-in-10 | 2031 | 9 |  |  |  | 69.6179 | 1
| Zone | South of Lugo | 11 | Monthly System Peak Day | SCE | 1-in-10 | 2031 | 10 |  |  |  | 73.6738 | 1
| Zone | South of Lugo | 11 | Monthly System Peak Day | SCE | 1-in-10 | 2031 | 11 |  |  |  | 80.8958 | 1
| Zone | South of Lugo | 11 | Monthly System Peak Day | SCE | 1-in-10 | 2031 | 12 |  |  |  | 87.0333 | 1
| Zone | South of Lugo | 11 | Monthly System Peak Day | SCE | 1-in-10 | 2031 | 13 |  |  |  | 90.2167 | 1
| Zone | South of Lugo | 11 | Monthly System Peak Day | SCE | 1-in-10 | 2031 | 14 |  |  |  | 91.8417 | 1
| Zone | South of Lugo | 11 | Monthly System Peak Day | SCE | 1-in-10 | 2031 | 15 |  |  |  | 92.325 | 1
| Zone | South of Lugo | 11 | Monthly System Peak Day | SCE | 1-in-10 | 2031 | 16 |  |  |  | 92.3417 | 1
| Zone | South of Lugo | 11 | Monthly System Peak Day | SCE | 1-in-10 | 2031 | 17 |  |  |  | 91.4417 | 1
| Zone | South of Lugo | 11 | Monthly System Peak Day | SCE | 1-in-10 | 2031 | 18 |  |  |  | 89.6292 | 1
| Zone | South of Lugo | 11 | Monthly System Peak Day | SCE | 1-in-10 | 2031 | 19 |  |  |  | 86.7167 | 1
| Zone | South of Lugo | 11 | Monthly System Peak Day | SCE | 1-in-10 | 2031 | 20 |  |  |  | 83.3458 | 1
| Zone | South of Lugo | 11 | Monthly System Peak Day | SCE | 1-in-10 | 2031 | 21 |  |  |  | 80.0625 | 1
| Zone | South of Lugo | 11 | Monthly System Peak Day | SCE | 1-in-10 | 2031 | 22 |  |  |  | 77.0746 | 1
| Zone | South of Lugo | 11 | Monthly System Peak Day | SCE | 1-in-10 | 2031 | 23 |  |  |  | 74.9146 | 1
| Zone | South of Lugo | 11 | Monthly System Peak Day | SCE | 1-in-10 | 2031 | 24 |  |  |  | 72.6104 | 1
| Zone | South of Lugo | 12 | Average Weekday | SCE | 1-in-10 | 2031 | 1 |  |  |  | 50.9441 | 1
| Zone | South of Lugo | 12 | Average Weekday | SCE | 1-in-10 | 2031 | 2 |  |  |  | 50.1429 | 1
| Zone | South of Lugo | 12 | Average Weekday | SCE | 1-in-10 | 2031 | 3 |  |  |  | 49.4806 | 1
| Zone | South of Lugo | 12 | Average Weekday | SCE | 1-in-10 | 2031 | 4 |  |  |  | 48.7859 | 1
| Zone | South of Lugo | 12 | Average Weekday | SCE | 1-in-10 | 2031 | 5 |  |  |  | 48.3115 | 1
| Zone | South of Lugo | 12 | Average Weekday | SCE | 1-in-10 | 2031 | 6 |  |  |  | 47.815 | 1
| Zone | South of Lugo | 12 | Average Weekday | SCE | 1-in-10 | 2031 | 7 |  |  |  | 47.6079 | 1
| Zone | South of Lugo | 12 | Average Weekday | SCE | 1-in-10 | 2031 | 8 |  |  |  | 47.8648 | 1
| Zone | South of Lugo | 12 | Average Weekday | SCE | 1-in-10 | 2031 | 9 |  |  |  | 48.9944 | 1
| Zone | South of Lugo | 12 | Average Weekday | SCE | 1-in-10 | 2031 | 10 |  |  |  | 52.3055 | 1
| Zone | South of Lugo | 12 | Average Weekday | SCE | 1-in-10 | 2031 | 11 |  |  |  | 55.9608 | 1
| Zone | South of Lugo | 12 | Average Weekday | SCE | 1-in-10 | 2031 | 12 |  |  |  | 59.0249 | 1
| Zone | South of Lugo | 12 | Average Weekday | SCE | 1-in-10 | 2031 | 13 |  |  |  | 61.152 | 1
| Zone | South of Lugo | 12 | Average Weekday | SCE | 1-in-10 | 2031 | 14 |  |  |  | 62.5691 | 1
| Zone | South of Lugo | 12 | Average Weekday | SCE | 1-in-10 | 2031 | 15 |  |  |  | 63.3806 | 1
| Zone | South of Lugo | 12 | Average Weekday | SCE | 1-in-10 | 2031 | 16 |  |  |  | 63.5309 | 1
| Zone | South of Lugo | 12 | Average Weekday | SCE | 1-in-10 | 2031 | 17 |  |  |  | 62.565 | 1
| Zone | South of Lugo | 12 | Average Weekday | SCE | 1-in-10 | 2031 | 18 |  |  |  | 60.3665 | 1
| Zone | South of Lugo | 12 | Average Weekday | SCE | 1-in-10 | 2031 | 19 |  |  |  | 58.0453 | 1
| Zone | South of Lugo | 12 | Average Weekday | SCE | 1-in-10 | 2031 | 20 |  |  |  | 56.6151 | 1
| Zone | South of Lugo | 12 | Average Weekday | SCE | 1-in-10 | 2031 | 21 |  |  |  | 55.3834 | 1
| Zone | South of Lugo | 12 | Average Weekday | SCE | 1-in-10 | 2031 | 22 |  |  |  | 54.1121 | 1
| Zone | South of Lugo | 12 | Average Weekday | SCE | 1-in-10 | 2031 | 23 |  |  |  | 52.9739 | 1
| Zone | South of Lugo | 12 | Average Weekday | SCE | 1-in-10 | 2031 | 24 |  |  |  | 52.0703 | 1
| Zone | South of Lugo | 12 | Monthly System Peak Day | SCE | 1-in-10 | 2031 | 1 |  |  |  | 43.1621 | 1
| Zone | South of Lugo | 12 | Monthly System Peak Day | SCE | 1-in-10 | 2031 | 2 |  |  |  | 42.165 | 1
| Zone | South of Lugo | 12 | Monthly System Peak Day | SCE | 1-in-10 | 2031 | 3 |  |  |  | 41.1825 | 1
| Zone | South of Lugo | 12 | Monthly System Peak Day | SCE | 1-in-10 | 2031 | 4 |  |  |  | 40.5287 | 1
| Zone | South of Lugo | 12 | Monthly System Peak Day | SCE | 1-in-10 | 2031 | 5 |  |  |  | 39.7692 | 1
| Zone | South of Lugo | 12 | Monthly System Peak Day | SCE | 1-in-10 | 2031 | 6 |  |  |  | 38.9567 | 1
| Zone | South of Lugo | 12 | Monthly System Peak Day | SCE | 1-in-10 | 2031 | 7 |  |  |  | 38.7854 | 1
| Zone | South of Lugo | 12 | Monthly System Peak Day | SCE | 1-in-10 | 2031 | 8 |  |  |  | 39.3121 | 1
| Zone | South of Lugo | 12 | Monthly System Peak Day | SCE | 1-in-10 | 2031 | 9 |  |  |  | 40.7854 | 1
| Zone | South of Lugo | 12 | Monthly System Peak Day | SCE | 1-in-10 | 2031 | 10 |  |  |  | 44.9875 | 1
| Zone | South of Lugo | 12 | Monthly System Peak Day | SCE | 1-in-10 | 2031 | 11 |  |  |  | 49.3725 | 1
| Zone | South of Lugo | 12 | Monthly System Peak Day | SCE | 1-in-10 | 2031 | 12 |  |  |  | 51.6942 | 1
| Zone | South of Lugo | 12 | Monthly System Peak Day | SCE | 1-in-10 | 2031 | 13 |  |  |  | 52.3162 | 1
| Zone | South of Lugo | 12 | Monthly System Peak Day | SCE | 1-in-10 | 2031 | 14 |  |  |  | 53.53 | 1
| Zone | South of Lugo | 12 | Monthly System Peak Day | SCE | 1-in-10 | 2031 | 15 |  |  |  | 54.5529 | 1
| Zone | South of Lugo | 12 | Monthly System Peak Day | SCE | 1-in-10 | 2031 | 16 |  |  |  | 54.8563 | 1
| Zone | South of Lugo | 12 | Monthly System Peak Day | SCE | 1-in-10 | 2031 | 17 |  |  |  | 54.495 | 1
| Zone | South of Lugo | 12 | Monthly System Peak Day | SCE | 1-in-10 | 2031 | 18 |  |  |  | 52.5233 | 1
| Zone | South of Lugo | 12 | Monthly System Peak Day | SCE | 1-in-10 | 2031 | 19 |  |  |  | 50.0379 | 1
| Zone | South of Lugo | 12 | Monthly System Peak Day | SCE | 1-in-10 | 2031 | 20 |  |  |  | 49.1488 | 1
| Zone | South of Lugo | 12 | Monthly System Peak Day | SCE | 1-in-10 | 2031 | 21 |  |  |  | 47.8304 | 1
| Zone | South of Lugo | 12 | Monthly System Peak Day | SCE | 1-in-10 | 2031 | 22 |  |  |  | 46.2667 | 1
| Zone | South of Lugo | 12 | Monthly System Peak Day | SCE | 1-in-10 | 2031 | 23 |  |  |  | 45.6983 | 1
| Zone | South of Lugo | 12 | Monthly System Peak Day | SCE | 1-in-10 | 2031 | 24 |  |  |  | 45.4512 | 1
| Zone | South of Lugo | 1 | Average Weekday | SCE | 1-in-2 | 2021 | 1 |  |  |  | 54.2503 | 1
| Zone | South of Lugo | 1 | Average Weekday | SCE | 1-in-2 | 2021 | 2 |  |  |  | 53.245 | 1
| Zone | South of Lugo | 1 | Average Weekday | SCE | 1-in-2 | 2021 | 3 |  |  |  | 52.5234 | 1
| Zone | South of Lugo | 1 | Average Weekday | SCE | 1-in-2 | 2021 | 4 |  |  |  | 52.0482 | 1
| Zone | South of Lugo | 1 | Average Weekday | SCE | 1-in-2 | 2021 | 5 |  |  |  | 51.4759 | 1
| Zone | South of Lugo | 1 | Average Weekday | SCE | 1-in-2 | 2021 | 6 |  |  |  | 51.056 | 1
| Zone | South of Lugo | 1 | Average Weekday | SCE | 1-in-2 | 2021 | 7 |  |  |  | 50.9637 | 1
| Zone | South of Lugo | 1 | Average Weekday | SCE | 1-in-2 | 2021 | 8 |  |  |  | 50.9324 | 1
| Zone | South of Lugo | 1 | Average Weekday | SCE | 1-in-2 | 2021 | 9 |  |  |  | 51.558 | 1
| Zone | South of Lugo | 1 | Average Weekday | SCE | 1-in-2 | 2021 | 10 |  |  |  | 54.7017 | 1
| Zone | South of Lugo | 1 | Average Weekday | SCE | 1-in-2 | 2021 | 11 |  |  |  | 58.8512 | 1
| Zone | South of Lugo | 1 | Average Weekday | SCE | 1-in-2 | 2021 | 12 |  |  |  | 62.5358 | 1
| Zone | South of Lugo | 1 | Average Weekday | SCE | 1-in-2 | 2021 | 13 |  |  |  | 65.3512 | 1
| Zone | South of Lugo | 1 | Average Weekday | SCE | 1-in-2 | 2021 | 14 |  |  |  | 67.2939 | 1
| Zone | South of Lugo | 1 | Average Weekday | SCE | 1-in-2 | 2021 | 15 |  |  |  | 68.4604 | 1
| Zone | South of Lugo | 1 | Average Weekday | SCE | 1-in-2 | 2021 | 16 |  |  |  | 68.8114 | 1
| Zone | South of Lugo | 1 | Average Weekday | SCE | 1-in-2 | 2021 | 17 |  |  |  | 68.157 | 1
| Zone | South of Lugo | 1 | Average Weekday | SCE | 1-in-2 | 2021 | 18 |  |  |  | 66.2965 | 1
| Zone | South of Lugo | 1 | Average Weekday | SCE | 1-in-2 | 2021 | 19 |  |  |  | 63.4532 | 1
| Zone | South of Lugo | 1 | Average Weekday | SCE | 1-in-2 | 2021 | 20 |  |  |  | 61.3863 | 1
| Zone | South of Lugo | 1 | Average Weekday | SCE | 1-in-2 | 2021 | 21 |  |  |  | 59.9236 | 1
| Zone | South of Lugo | 1 | Average Weekday | SCE | 1-in-2 | 2021 | 22 |  |  |  | 58.4919 | 1
| Zone | South of Lugo | 1 | Average Weekday | SCE | 1-in-2 | 2021 | 23 |  |  |  | 57.092 | 1
| Zone | South of Lugo | 1 | Average Weekday | SCE | 1-in-2 | 2021 | 24 |  |  |  | 55.8453 | 1
| Zone | South of Lugo | 1 | Monthly System Peak Day | SCE | 1-in-2 | 2021 | 1 |  |  |  | 47.7986 | 1
| Zone | South of Lugo | 1 | Monthly System Peak Day | SCE | 1-in-2 | 2021 | 2 |  |  |  | 46.7125 | 1
| Zone | South of Lugo | 1 | Monthly System Peak Day | SCE | 1-in-2 | 2021 | 3 |  |  |  | 44.6117 | 1
| Zone | South of Lugo | 1 | Monthly System Peak Day | SCE | 1-in-2 | 2021 | 4 |  |  |  | 43.7064 | 1
| Zone | South of Lugo | 1 | Monthly System Peak Day | SCE | 1-in-2 | 2021 | 5 |  |  |  | 42.8767 | 1
| Zone | South of Lugo | 1 | Monthly System Peak Day | SCE | 1-in-2 | 2021 | 6 |  |  |  | 42.57 | 1
| Zone | South of Lugo | 1 | Monthly System Peak Day | SCE | 1-in-2 | 2021 | 7 |  |  |  | 42.2903 | 1
| Zone | South of Lugo | 1 | Monthly System Peak Day | SCE | 1-in-2 | 2021 | 8 |  |  |  | 42.6981 | 1
| Zone | South of Lugo | 1 | Monthly System Peak Day | SCE | 1-in-2 | 2021 | 9 |  |  |  | 43.4283 | 1
| Zone | South of Lugo | 1 | Monthly System Peak Day | SCE | 1-in-2 | 2021 | 10 |  |  |  | 46.0053 | 1
| Zone | South of Lugo | 1 | Monthly System Peak Day | SCE | 1-in-2 | 2021 | 11 |  |  |  | 49.6397 | 1
| Zone | South of Lugo | 1 | Monthly System Peak Day | SCE | 1-in-2 | 2021 | 12 |  |  |  | 52.3583 | 1
| Zone | South of Lugo | 1 | Monthly System Peak Day | SCE | 1-in-2 | 2021 | 13 |  |  |  | 53.9456 | 1
| Zone | South of Lugo | 1 | Monthly System Peak Day | SCE | 1-in-2 | 2021 | 14 |  |  |  | 53.7817 | 1
| Zone | South of Lugo | 1 | Monthly System Peak Day | SCE | 1-in-2 | 2021 | 15 |  |  |  | 53.4681 | 1
| Zone | South of Lugo | 1 | Monthly System Peak Day | SCE | 1-in-2 | 2021 | 16 |  |  |  | 54.5822 | 1
| Zone | South of Lugo | 1 | Monthly System Peak Day | SCE | 1-in-2 | 2021 | 17 |  |  |  | 55.2931 | 1
| Zone | South of Lugo | 1 | Monthly System Peak Day | SCE | 1-in-2 | 2021 | 18 |  |  |  | 54.4483 | 1
| Zone | South of Lugo | 1 | Monthly System Peak Day | SCE | 1-in-2 | 2021 | 19 |  |  |  | 52.6003 | 1
| Zone | South of Lugo | 1 | Monthly System Peak Day | SCE | 1-in-2 | 2021 | 20 |  |  |  | 51.2761 | 1
| Zone | South of Lugo | 1 | Monthly System Peak Day | SCE | 1-in-2 | 2021 | 21 |  |  |  | 50.3567 | 1
| Zone | South of Lugo | 1 | Monthly System Peak Day | SCE | 1-in-2 | 2021 | 22 |  |  |  | 49.27 | 1
| Zone | South of Lugo | 1 | Monthly System Peak Day | SCE | 1-in-2 | 2021 | 23 |  |  |  | 48.0264 | 1
| Zone | South of Lugo | 1 | Monthly System Peak Day | SCE | 1-in-2 | 2021 | 24 |  |  |  | 47.0872 | 1
| Zone | South of Lugo | 2 | Average Weekday | SCE | 1-in-2 | 2021 | 1 |  |  |  | 53.6409 | 1
| Zone | South of Lugo | 2 | Average Weekday | SCE | 1-in-2 | 2021 | 2 |  |  |  | 52.8383 | 1
| Zone | South of Lugo | 2 | Average Weekday | SCE | 1-in-2 | 2021 | 3 |  |  |  | 52.0969 | 1
| Zone | South of Lugo | 2 | Average Weekday | SCE | 1-in-2 | 2021 | 4 |  |  |  | 51.3915 | 1
| Zone | South of Lugo | 2 | Average Weekday | SCE | 1-in-2 | 2021 | 5 |  |  |  | 50.8331 | 1
| Zone | South of Lugo | 2 | Average Weekday | SCE | 1-in-2 | 2021 | 6 |  |  |  | 50.3523 | 1
| Zone | South of Lugo | 2 | Average Weekday | SCE | 1-in-2 | 2021 | 7 |  |  |  | 50.0344 | 1
| Zone | South of Lugo | 2 | Average Weekday | SCE | 1-in-2 | 2021 | 8 |  |  |  | 49.9834 | 1
| Zone | South of Lugo | 2 | Average Weekday | SCE | 1-in-2 | 2021 | 9 |  |  |  | 51.6122 | 1
| Zone | South of Lugo | 2 | Average Weekday | SCE | 1-in-2 | 2021 | 10 |  |  |  | 54.9783 | 1
| Zone | South of Lugo | 2 | Average Weekday | SCE | 1-in-2 | 2021 | 11 |  |  |  | 58.403 | 1
| Zone | South of Lugo | 2 | Average Weekday | SCE | 1-in-2 | 2021 | 12 |  |  |  | 61.6492 | 1
| Zone | South of Lugo | 2 | Average Weekday | SCE | 1-in-2 | 2021 | 13 |  |  |  | 64.111 | 1
| Zone | South of Lugo | 2 | Average Weekday | SCE | 1-in-2 | 2021 | 14 |  |  |  | 65.7296 | 1
| Zone | South of Lugo | 2 | Average Weekday | SCE | 1-in-2 | 2021 | 15 |  |  |  | 66.5412 | 1
| Zone | South of Lugo | 2 | Average Weekday | SCE | 1-in-2 | 2021 | 16 |  |  |  | 66.6457 | 1
| Zone | South of Lugo | 2 | Average Weekday | SCE | 1-in-2 | 2021 | 17 |  |  |  | 66.0498 | 1
| Zone | South of Lugo | 2 | Average Weekday | SCE | 1-in-2 | 2021 | 18 |  |  |  | 64.5749 | 1
| Zone | South of Lugo | 2 | Average Weekday | SCE | 1-in-2 | 2021 | 19 |  |  |  | 61.9217 | 1
| Zone | South of Lugo | 2 | Average Weekday | SCE | 1-in-2 | 2021 | 20 |  |  |  | 59.7283 | 1
| Zone | South of Lugo | 2 | Average Weekday | SCE | 1-in-2 | 2021 | 21 |  |  |  | 58.2571 | 1
| Zone | South of Lugo | 2 | Average Weekday | SCE | 1-in-2 | 2021 | 22 |  |  |  | 57.0983 | 1
| Zone | South of Lugo | 2 | Average Weekday | SCE | 1-in-2 | 2021 | 23 |  |  |  | 55.9459 | 1
| Zone | South of Lugo | 2 | Average Weekday | SCE | 1-in-2 | 2021 | 24 |  |  |  | 54.8236 | 1
| Zone | South of Lugo | 2 | Monthly System Peak Day | SCE | 1-in-2 | 2021 | 1 |  |  |  | 44.2064 | 1
| Zone | South of Lugo | 2 | Monthly System Peak Day | SCE | 1-in-2 | 2021 | 2 |  |  |  | 43.8683 | 1
| Zone | South of Lugo | 2 | Monthly System Peak Day | SCE | 1-in-2 | 2021 | 3 |  |  |  | 43.4325 | 1
| Zone | South of Lugo | 2 | Monthly System Peak Day | SCE | 1-in-2 | 2021 | 4 |  |  |  | 43.1303 | 1
| Zone | South of Lugo | 2 | Monthly System Peak Day | SCE | 1-in-2 | 2021 | 5 |  |  |  | 42.5356 | 1
| Zone | South of Lugo | 2 | Monthly System Peak Day | SCE | 1-in-2 | 2021 | 6 |  |  |  | 41.8078 | 1
| Zone | South of Lugo | 2 | Monthly System Peak Day | SCE | 1-in-2 | 2021 | 7 |  |  |  | 41.6083 | 1
| Zone | South of Lugo | 2 | Monthly System Peak Day | SCE | 1-in-2 | 2021 | 8 |  |  |  | 41.5656 | 1
| Zone | South of Lugo | 2 | Monthly System Peak Day | SCE | 1-in-2 | 2021 | 9 |  |  |  | 42.9272 | 1
| Zone | South of Lugo | 2 | Monthly System Peak Day | SCE | 1-in-2 | 2021 | 10 |  |  |  | 45.5697 | 1
| Zone | South of Lugo | 2 | Monthly System Peak Day | SCE | 1-in-2 | 2021 | 11 |  |  |  | 48.4017 | 1
| Zone | South of Lugo | 2 | Monthly System Peak Day | SCE | 1-in-2 | 2021 | 12 |  |  |  | 50.6014 | 1
| Zone | South of Lugo | 2 | Monthly System Peak Day | SCE | 1-in-2 | 2021 | 13 |  |  |  | 52.3811 | 1
| Zone | South of Lugo | 2 | Monthly System Peak Day | SCE | 1-in-2 | 2021 | 14 |  |  |  | 53.8483 | 1
| Zone | South of Lugo | 2 | Monthly System Peak Day | SCE | 1-in-2 | 2021 | 15 |  |  |  | 55.3164 | 1
| Zone | South of Lugo | 2 | Monthly System Peak Day | SCE | 1-in-2 | 2021 | 16 |  |  |  | 56.2403 | 1
| Zone | South of Lugo | 2 | Monthly System Peak Day | SCE | 1-in-2 | 2021 | 17 |  |  |  | 56.4522 | 1
| Zone | South of Lugo | 2 | Monthly System Peak Day | SCE | 1-in-2 | 2021 | 18 |  |  |  | 55.6875 | 1
| Zone | South of Lugo | 2 | Monthly System Peak Day | SCE | 1-in-2 | 2021 | 19 |  |  |  | 53.9058 | 1
| Zone | South of Lugo | 2 | Monthly System Peak Day | SCE | 1-in-2 | 2021 | 20 |  |  |  | 52.2394 | 1
| Zone | South of Lugo | 2 | Monthly System Peak Day | SCE | 1-in-2 | 2021 | 21 |  |  |  | 50.8806 | 1
| Zone | South of Lugo | 2 | Monthly System Peak Day | SCE | 1-in-2 | 2021 | 22 |  |  |  | 49.6031 | 1
| Zone | South of Lugo | 2 | Monthly System Peak Day | SCE | 1-in-2 | 2021 | 23 |  |  |  | 48.2975 | 1
| Zone | South of Lugo | 2 | Monthly System Peak Day | SCE | 1-in-2 | 2021 | 24 |  |  |  | 46.9983 | 1
| Zone | South of Lugo | 3 | Average Weekday | SCE | 1-in-2 | 2021 | 1 |  |  |  | 55.9497 | 1
| Zone | South of Lugo | 3 | Average Weekday | SCE | 1-in-2 | 2021 | 2 |  |  |  | 55.0646 | 1
| Zone | South of Lugo | 3 | Average Weekday | SCE | 1-in-2 | 2021 | 3 |  |  |  | 54.2569 | 1
| Zone | South of Lugo | 3 | Average Weekday | SCE | 1-in-2 | 2021 | 4 |  |  |  | 53.6471 | 1
| Zone | South of Lugo | 3 | Average Weekday | SCE | 1-in-2 | 2021 | 5 |  |  |  | 53.0462 | 1
| Zone | South of Lugo | 3 | Average Weekday | SCE | 1-in-2 | 2021 | 6 |  |  |  | 52.6834 | 1
| Zone | South of Lugo | 3 | Average Weekday | SCE | 1-in-2 | 2021 | 7 |  |  |  | 52.3696 | 1
| Zone | South of Lugo | 3 | Average Weekday | SCE | 1-in-2 | 2021 | 8 |  |  |  | 52.2268 | 1
| Zone | South of Lugo | 3 | Average Weekday | SCE | 1-in-2 | 2021 | 9 |  |  |  | 53.37 | 1
| Zone | South of Lugo | 3 | Average Weekday | SCE | 1-in-2 | 2021 | 10 |  |  |  | 56.119 | 1
| Zone | South of Lugo | 3 | Average Weekday | SCE | 1-in-2 | 2021 | 11 |  |  |  | 59.3661 | 1
| Zone | South of Lugo | 3 | Average Weekday | SCE | 1-in-2 | 2021 | 12 |  |  |  | 62.5066 | 1
| Zone | South of Lugo | 3 | Average Weekday | SCE | 1-in-2 | 2021 | 13 |  |  |  | 64.895 | 1
| Zone | South of Lugo | 3 | Average Weekday | SCE | 1-in-2 | 2021 | 14 |  |  |  | 66.3632 | 1
| Zone | South of Lugo | 3 | Average Weekday | SCE | 1-in-2 | 2021 | 15 |  |  |  | 67.3388 | 1
| Zone | South of Lugo | 3 | Average Weekday | SCE | 1-in-2 | 2021 | 16 |  |  |  | 68.0514 | 1
| Zone | South of Lugo | 3 | Average Weekday | SCE | 1-in-2 | 2021 | 17 |  |  |  | 68.1652 | 1
| Zone | South of Lugo | 3 | Average Weekday | SCE | 1-in-2 | 2021 | 18 |  |  |  | 67.2537 | 1
| Zone | South of Lugo | 3 | Average Weekday | SCE | 1-in-2 | 2021 | 19 |  |  |  | 65.6711 | 1
| Zone | South of Lugo | 3 | Average Weekday | SCE | 1-in-2 | 2021 | 20 |  |  |  | 63.2882 | 1
| Zone | South of Lugo | 3 | Average Weekday | SCE | 1-in-2 | 2021 | 21 |  |  |  | 61.0154 | 1
| Zone | South of Lugo | 3 | Average Weekday | SCE | 1-in-2 | 2021 | 22 |  |  |  | 59.5358 | 1
| Zone | South of Lugo | 3 | Average Weekday | SCE | 1-in-2 | 2021 | 23 |  |  |  | 58.3916 | 1
| Zone | South of Lugo | 3 | Average Weekday | SCE | 1-in-2 | 2021 | 24 |  |  |  | 57.343 | 1
| Zone | South of Lugo | 3 | Monthly System Peak Day | SCE | 1-in-2 | 2021 | 1 |  |  |  | 58.2011 | 1
| Zone | South of Lugo | 3 | Monthly System Peak Day | SCE | 1-in-2 | 2021 | 2 |  |  |  | 56.8633 | 1
| Zone | South of Lugo | 3 | Monthly System Peak Day | SCE | 1-in-2 | 2021 | 3 |  |  |  | 55.3564 | 1
| Zone | South of Lugo | 3 | Monthly System Peak Day | SCE | 1-in-2 | 2021 | 4 |  |  |  | 54.6689 | 1
| Zone | South of Lugo | 3 | Monthly System Peak Day | SCE | 1-in-2 | 2021 | 5 |  |  |  | 53.6828 | 1
| Zone | South of Lugo | 3 | Monthly System Peak Day | SCE | 1-in-2 | 2021 | 6 |  |  |  | 52.8817 | 1
| Zone | South of Lugo | 3 | Monthly System Peak Day | SCE | 1-in-2 | 2021 | 7 |  |  |  | 52.4267 | 1
| Zone | South of Lugo | 3 | Monthly System Peak Day | SCE | 1-in-2 | 2021 | 8 |  |  |  | 52.1092 | 1
| Zone | South of Lugo | 3 | Monthly System Peak Day | SCE | 1-in-2 | 2021 | 9 |  |  |  | 52.6725 | 1
| Zone | South of Lugo | 3 | Monthly System Peak Day | SCE | 1-in-2 | 2021 | 10 |  |  |  | 55.7753 | 1
| Zone | South of Lugo | 3 | Monthly System Peak Day | SCE | 1-in-2 | 2021 | 11 |  |  |  | 60.8097 | 1
| Zone | South of Lugo | 3 | Monthly System Peak Day | SCE | 1-in-2 | 2021 | 12 |  |  |  | 65.2567 | 1
| Zone | South of Lugo | 3 | Monthly System Peak Day | SCE | 1-in-2 | 2021 | 13 |  |  |  | 67.795 | 1
| Zone | South of Lugo | 3 | Monthly System Peak Day | SCE | 1-in-2 | 2021 | 14 |  |  |  | 69.1758 | 1
| Zone | South of Lugo | 3 | Monthly System Peak Day | SCE | 1-in-2 | 2021 | 15 |  |  |  | 70.2303 | 1
| Zone | South of Lugo | 3 | Monthly System Peak Day | SCE | 1-in-2 | 2021 | 16 |  |  |  | 71.1492 | 1
| Zone | South of Lugo | 3 | Monthly System Peak Day | SCE | 1-in-2 | 2021 | 17 |  |  |  | 71.2442 | 1
| Zone | South of Lugo | 3 | Monthly System Peak Day | SCE | 1-in-2 | 2021 | 18 |  |  |  | 70.7628 | 1
| Zone | South of Lugo | 3 | Monthly System Peak Day | SCE | 1-in-2 | 2021 | 19 |  |  |  | 69.2636 | 1
| Zone | South of Lugo | 3 | Monthly System Peak Day | SCE | 1-in-2 | 2021 | 20 |  |  |  | 66.4033 | 1
| Zone | South of Lugo | 3 | Monthly System Peak Day | SCE | 1-in-2 | 2021 | 21 |  |  |  | 63.4692 | 1
| Zone | South of Lugo | 3 | Monthly System Peak Day | SCE | 1-in-2 | 2021 | 22 |  |  |  | 61.8089 | 1
| Zone | South of Lugo | 3 | Monthly System Peak Day | SCE | 1-in-2 | 2021 | 23 |  |  |  | 60.2836 | 1
| Zone | South of Lugo | 3 | Monthly System Peak Day | SCE | 1-in-2 | 2021 | 24 |  |  |  | 58.895 | 1
| Zone | South of Lugo | 4 | Average Weekday | SCE | 1-in-2 | 2021 | 1 |  |  |  | 58.15 | 1
| Zone | South of Lugo | 4 | Average Weekday | SCE | 1-in-2 | 2021 | 2 |  |  |  | 57.2566 | 1
| Zone | South of Lugo | 4 | Average Weekday | SCE | 1-in-2 | 2021 | 3 |  |  |  | 56.41 | 1
| Zone | South of Lugo | 4 | Average Weekday | SCE | 1-in-2 | 2021 | 4 |  |  |  | 55.7055 | 1
| Zone | South of Lugo | 4 | Average Weekday | SCE | 1-in-2 | 2021 | 5 |  |  |  | 55.0724 | 1
| Zone | South of Lugo | 4 | Average Weekday | SCE | 1-in-2 | 2021 | 6 |  |  |  | 54.6253 | 1
| Zone | South of Lugo | 4 | Average Weekday | SCE | 1-in-2 | 2021 | 7 |  |  |  | 54.3086 | 1
| Zone | South of Lugo | 4 | Average Weekday | SCE | 1-in-2 | 2021 | 8 |  |  |  | 54.3317 | 1
| Zone | South of Lugo | 4 | Average Weekday | SCE | 1-in-2 | 2021 | 9 |  |  |  | 55.9264 | 1
| Zone | South of Lugo | 4 | Average Weekday | SCE | 1-in-2 | 2021 | 10 |  |  |  | 58.596 | 1
| Zone | South of Lugo | 4 | Average Weekday | SCE | 1-in-2 | 2021 | 11 |  |  |  | 61.4242 | 1
| Zone | South of Lugo | 4 | Average Weekday | SCE | 1-in-2 | 2021 | 12 |  |  |  | 64.2793 | 1
| Zone | South of Lugo | 4 | Average Weekday | SCE | 1-in-2 | 2021 | 13 |  |  |  | 66.5452 | 1
| Zone | South of Lugo | 4 | Average Weekday | SCE | 1-in-2 | 2021 | 14 |  |  |  | 68.2791 | 1
| Zone | South of Lugo | 4 | Average Weekday | SCE | 1-in-2 | 2021 | 15 |  |  |  | 69.5919 | 1
| Zone | South of Lugo | 4 | Average Weekday | SCE | 1-in-2 | 2021 | 16 |  |  |  | 70.212 | 1
| Zone | South of Lugo | 4 | Average Weekday | SCE | 1-in-2 | 2021 | 17 |  |  |  | 70.3359 | 1
| Zone | South of Lugo | 4 | Average Weekday | SCE | 1-in-2 | 2021 | 18 |  |  |  | 69.7872 | 1
| Zone | South of Lugo | 4 | Average Weekday | SCE | 1-in-2 | 2021 | 19 |  |  |  | 68.5917 | 1
| Zone | South of Lugo | 4 | Average Weekday | SCE | 1-in-2 | 2021 | 20 |  |  |  | 66.3136 | 1
| Zone | South of Lugo | 4 | Average Weekday | SCE | 1-in-2 | 2021 | 21 |  |  |  | 63.3123 | 1
| Zone | South of Lugo | 4 | Average Weekday | SCE | 1-in-2 | 2021 | 22 |  |  |  | 61.0779 | 1
| Zone | South of Lugo | 4 | Average Weekday | SCE | 1-in-2 | 2021 | 23 |  |  |  | 59.6904 | 1
| Zone | South of Lugo | 4 | Average Weekday | SCE | 1-in-2 | 2021 | 24 |  |  |  | 58.6399 | 1
| Zone | South of Lugo | 4 | Monthly System Peak Day | SCE | 1-in-2 | 2021 | 1 |  |  |  | 66.8897 | 1
| Zone | South of Lugo | 4 | Monthly System Peak Day | SCE | 1-in-2 | 2021 | 2 |  |  |  | 65.8975 | 1
| Zone | South of Lugo | 4 | Monthly System Peak Day | SCE | 1-in-2 | 2021 | 3 |  |  |  | 64.8122 | 1
| Zone | South of Lugo | 4 | Monthly System Peak Day | SCE | 1-in-2 | 2021 | 4 |  |  |  | 63.7006 | 1
| Zone | South of Lugo | 4 | Monthly System Peak Day | SCE | 1-in-2 | 2021 | 5 |  |  |  | 62.6464 | 1
| Zone | South of Lugo | 4 | Monthly System Peak Day | SCE | 1-in-2 | 2021 | 6 |  |  |  | 61.9178 | 1
| Zone | South of Lugo | 4 | Monthly System Peak Day | SCE | 1-in-2 | 2021 | 7 |  |  |  | 61.2908 | 1
| Zone | South of Lugo | 4 | Monthly System Peak Day | SCE | 1-in-2 | 2021 | 8 |  |  |  | 61.5175 | 1
| Zone | South of Lugo | 4 | Monthly System Peak Day | SCE | 1-in-2 | 2021 | 9 |  |  |  | 63.8247 | 1
| Zone | South of Lugo | 4 | Monthly System Peak Day | SCE | 1-in-2 | 2021 | 10 |  |  |  | 68.56 | 1
| Zone | South of Lugo | 4 | Monthly System Peak Day | SCE | 1-in-2 | 2021 | 11 |  |  |  | 73.8278 | 1
| Zone | South of Lugo | 4 | Monthly System Peak Day | SCE | 1-in-2 | 2021 | 12 |  |  |  | 78.6222 | 1
| Zone | South of Lugo | 4 | Monthly System Peak Day | SCE | 1-in-2 | 2021 | 13 |  |  |  | 82.5194 | 1
| Zone | South of Lugo | 4 | Monthly System Peak Day | SCE | 1-in-2 | 2021 | 14 |  |  |  | 85.1139 | 1
| Zone | South of Lugo | 4 | Monthly System Peak Day | SCE | 1-in-2 | 2021 | 15 |  |  |  | 86.3083 | 1
| Zone | South of Lugo | 4 | Monthly System Peak Day | SCE | 1-in-2 | 2021 | 16 |  |  |  | 86.7528 | 1
| Zone | South of Lugo | 4 | Monthly System Peak Day | SCE | 1-in-2 | 2021 | 17 |  |  |  | 85.5861 | 1
| Zone | South of Lugo | 4 | Monthly System Peak Day | SCE | 1-in-2 | 2021 | 18 |  |  |  | 85.2889 | 1
| Zone | South of Lugo | 4 | Monthly System Peak Day | SCE | 1-in-2 | 2021 | 19 |  |  |  | 83.9667 | 1
| Zone | South of Lugo | 4 | Monthly System Peak Day | SCE | 1-in-2 | 2021 | 20 |  |  |  | 81.2633 | 1
| Zone | South of Lugo | 4 | Monthly System Peak Day | SCE | 1-in-2 | 2021 | 21 |  |  |  | 77.2006 | 1
| Zone | South of Lugo | 4 | Monthly System Peak Day | SCE | 1-in-2 | 2021 | 22 |  |  |  | 74.1328 | 1
| Zone | South of Lugo | 4 | Monthly System Peak Day | SCE | 1-in-2 | 2021 | 23 |  |  |  | 71.9197 | 1
| Zone | South of Lugo | 4 | Monthly System Peak Day | SCE | 1-in-2 | 2021 | 24 |  |  |  | 68.9083 | 1
| Zone | South of Lugo | 5 | Average Weekday | SCE | 1-in-2 | 2021 | 1 |  |  |  | 61.1348 | 1
| Zone | South of Lugo | 5 | Average Weekday | SCE | 1-in-2 | 2021 | 2 |  |  |  | 60.5346 | 1
| Zone | South of Lugo | 5 | Average Weekday | SCE | 1-in-2 | 2021 | 3 |  |  |  | 60.0288 | 1
| Zone | South of Lugo | 5 | Average Weekday | SCE | 1-in-2 | 2021 | 4 |  |  |  | 59.5236 | 1
| Zone | South of Lugo | 5 | Average Weekday | SCE | 1-in-2 | 2021 | 5 |  |  |  | 59.1163 | 1
| Zone | South of Lugo | 5 | Average Weekday | SCE | 1-in-2 | 2021 | 6 |  |  |  | 58.7282 | 1
| Zone | South of Lugo | 5 | Average Weekday | SCE | 1-in-2 | 2021 | 7 |  |  |  | 58.3962 | 1
| Zone | South of Lugo | 5 | Average Weekday | SCE | 1-in-2 | 2021 | 8 |  |  |  | 58.7437 | 1
| Zone | South of Lugo | 5 | Average Weekday | SCE | 1-in-2 | 2021 | 9 |  |  |  | 60.2327 | 1
| Zone | South of Lugo | 5 | Average Weekday | SCE | 1-in-2 | 2021 | 10 |  |  |  | 62.3563 | 1
| Zone | South of Lugo | 5 | Average Weekday | SCE | 1-in-2 | 2021 | 11 |  |  |  | 64.933 | 1
| Zone | South of Lugo | 5 | Average Weekday | SCE | 1-in-2 | 2021 | 12 |  |  |  | 67.3178 | 1
| Zone | South of Lugo | 5 | Average Weekday | SCE | 1-in-2 | 2021 | 13 |  |  |  | 69.4255 | 1
| Zone | South of Lugo | 5 | Average Weekday | SCE | 1-in-2 | 2021 | 14 |  |  |  | 71.148 | 1
| Zone | South of Lugo | 5 | Average Weekday | SCE | 1-in-2 | 2021 | 15 |  |  |  | 72.4241 | 1
| Zone | South of Lugo | 5 | Average Weekday | SCE | 1-in-2 | 2021 | 16 |  |  |  | 73.1156 | 1
| Zone | South of Lugo | 5 | Average Weekday | SCE | 1-in-2 | 2021 | 17 |  |  |  | 73.2273 | 1
| Zone | South of Lugo | 5 | Average Weekday | SCE | 1-in-2 | 2021 | 18 |  |  |  | 72.5655 | 1
| Zone | South of Lugo | 5 | Average Weekday | SCE | 1-in-2 | 2021 | 19 |  |  |  | 71.1484 | 1
| Zone | South of Lugo | 5 | Average Weekday | SCE | 1-in-2 | 2021 | 20 |  |  |  | 68.9891 | 1
| Zone | South of Lugo | 5 | Average Weekday | SCE | 1-in-2 | 2021 | 21 |  |  |  | 66.1434 | 1
| Zone | South of Lugo | 5 | Average Weekday | SCE | 1-in-2 | 2021 | 22 |  |  |  | 63.9125 | 1
| Zone | South of Lugo | 5 | Average Weekday | SCE | 1-in-2 | 2021 | 23 |  |  |  | 62.6515 | 1
| Zone | South of Lugo | 5 | Average Weekday | SCE | 1-in-2 | 2021 | 24 |  |  |  | 61.7451 | 1
| Zone | South of Lugo | 5 | Monthly System Peak Day | SCE | 1-in-2 | 2021 | 1 |  |  |  | 66.0475 | 1
| Zone | South of Lugo | 5 | Monthly System Peak Day | SCE | 1-in-2 | 2021 | 2 |  |  |  | 64.5492 | 1
| Zone | South of Lugo | 5 | Monthly System Peak Day | SCE | 1-in-2 | 2021 | 3 |  |  |  | 63.2322 | 1
| Zone | South of Lugo | 5 | Monthly System Peak Day | SCE | 1-in-2 | 2021 | 4 |  |  |  | 62.2769 | 1
| Zone | South of Lugo | 5 | Monthly System Peak Day | SCE | 1-in-2 | 2021 | 5 |  |  |  | 61.3519 | 1
| Zone | South of Lugo | 5 | Monthly System Peak Day | SCE | 1-in-2 | 2021 | 6 |  |  |  | 60.4378 | 1
| Zone | South of Lugo | 5 | Monthly System Peak Day | SCE | 1-in-2 | 2021 | 7 |  |  |  | 59.9061 | 1
| Zone | South of Lugo | 5 | Monthly System Peak Day | SCE | 1-in-2 | 2021 | 8 |  |  |  | 60.7006 | 1
| Zone | South of Lugo | 5 | Monthly System Peak Day | SCE | 1-in-2 | 2021 | 9 |  |  |  | 64.1961 | 1
| Zone | South of Lugo | 5 | Monthly System Peak Day | SCE | 1-in-2 | 2021 | 10 |  |  |  | 69.1378 | 1
| Zone | South of Lugo | 5 | Monthly System Peak Day | SCE | 1-in-2 | 2021 | 11 |  |  |  | 74.6647 | 1
| Zone | South of Lugo | 5 | Monthly System Peak Day | SCE | 1-in-2 | 2021 | 12 |  |  |  | 79.1169 | 1
| Zone | South of Lugo | 5 | Monthly System Peak Day | SCE | 1-in-2 | 2021 | 13 |  |  |  | 82.1083 | 1
| Zone | South of Lugo | 5 | Monthly System Peak Day | SCE | 1-in-2 | 2021 | 14 |  |  |  | 84.5722 | 1
| Zone | South of Lugo | 5 | Monthly System Peak Day | SCE | 1-in-2 | 2021 | 15 |  |  |  | 85.1464 | 1
| Zone | South of Lugo | 5 | Monthly System Peak Day | SCE | 1-in-2 | 2021 | 16 |  |  |  | 85.8753 | 1
| Zone | South of Lugo | 5 | Monthly System Peak Day | SCE | 1-in-2 | 2021 | 17 |  |  |  | 86.4417 | 1
| Zone | South of Lugo | 5 | Monthly System Peak Day | SCE | 1-in-2 | 2021 | 18 |  |  |  | 85.7194 | 1
| Zone | South of Lugo | 5 | Monthly System Peak Day | SCE | 1-in-2 | 2021 | 19 |  |  |  | 83.6361 | 1
| Zone | South of Lugo | 5 | Monthly System Peak Day | SCE | 1-in-2 | 2021 | 20 |  |  |  | 80.6308 | 1
| Zone | South of Lugo | 5 | Monthly System Peak Day | SCE | 1-in-2 | 2021 | 21 |  |  |  | 76.6228 | 1
| Zone | South of Lugo | 5 | Monthly System Peak Day | SCE | 1-in-2 | 2021 | 22 |  |  |  | 72.9378 | 1
| Zone | South of Lugo | 5 | Monthly System Peak Day | SCE | 1-in-2 | 2021 | 23 |  |  |  | 70.6978 | 1
| Zone | South of Lugo | 5 | Monthly System Peak Day | SCE | 1-in-2 | 2021 | 24 |  |  |  | 69.0661 | 1
| Zone | South of Lugo | 6 | Average Weekday | SCE | 1-in-2 | 2021 | 1 |  |  |  | 63.9782 | 1
| Zone | South of Lugo | 6 | Average Weekday | SCE | 1-in-2 | 2021 | 2 |  |  |  | 63.1095 | 1
| Zone | South of Lugo | 6 | Average Weekday | SCE | 1-in-2 | 2021 | 3 |  |  |  | 62.3522 | 1
| Zone | South of Lugo | 6 | Average Weekday | SCE | 1-in-2 | 2021 | 4 |  |  |  | 61.6996 | 1
| Zone | South of Lugo | 6 | Average Weekday | SCE | 1-in-2 | 2021 | 5 |  |  |  | 61.1746 | 1
| Zone | South of Lugo | 6 | Average Weekday | SCE | 1-in-2 | 2021 | 6 |  |  |  | 60.7294 | 1
| Zone | South of Lugo | 6 | Average Weekday | SCE | 1-in-2 | 2021 | 7 |  |  |  | 60.3883 | 1
| Zone | South of Lugo | 6 | Average Weekday | SCE | 1-in-2 | 2021 | 8 |  |  |  | 60.8863 | 1
| Zone | South of Lugo | 6 | Average Weekday | SCE | 1-in-2 | 2021 | 9 |  |  |  | 62.5691 | 1
| Zone | South of Lugo | 6 | Average Weekday | SCE | 1-in-2 | 2021 | 10 |  |  |  | 65.1324 | 1
| Zone | South of Lugo | 6 | Average Weekday | SCE | 1-in-2 | 2021 | 11 |  |  |  | 68.1945 | 1
| Zone | South of Lugo | 6 | Average Weekday | SCE | 1-in-2 | 2021 | 12 |  |  |  | 71.3648 | 1
| Zone | South of Lugo | 6 | Average Weekday | SCE | 1-in-2 | 2021 | 13 |  |  |  | 73.9036 | 1
| Zone | South of Lugo | 6 | Average Weekday | SCE | 1-in-2 | 2021 | 14 |  |  |  | 76.0368 | 1
| Zone | South of Lugo | 6 | Average Weekday | SCE | 1-in-2 | 2021 | 15 |  |  |  | 77.7526 | 1
| Zone | South of Lugo | 6 | Average Weekday | SCE | 1-in-2 | 2021 | 16 |  |  |  | 78.7286 | 1
| Zone | South of Lugo | 6 | Average Weekday | SCE | 1-in-2 | 2021 | 17 |  |  |  | 79.2035 | 1
| Zone | South of Lugo | 6 | Average Weekday | SCE | 1-in-2 | 2021 | 18 |  |  |  | 78.5518 | 1
| Zone | South of Lugo | 6 | Average Weekday | SCE | 1-in-2 | 2021 | 19 |  |  |  | 77.0958 | 1
| Zone | South of Lugo | 6 | Average Weekday | SCE | 1-in-2 | 2021 | 20 |  |  |  | 74.8612 | 1
| Zone | South of Lugo | 6 | Average Weekday | SCE | 1-in-2 | 2021 | 21 |  |  |  | 71.7224 | 1
| Zone | South of Lugo | 6 | Average Weekday | SCE | 1-in-2 | 2021 | 22 |  |  |  | 68.5028 | 1
| Zone | South of Lugo | 6 | Average Weekday | SCE | 1-in-2 | 2021 | 23 |  |  |  | 66.5545 | 1
| Zone | South of Lugo | 6 | Average Weekday | SCE | 1-in-2 | 2021 | 24 |  |  |  | 65.2126 | 1
| Zone | South of Lugo | 6 | Monthly System Peak Day | SCE | 1-in-2 | 2021 | 1 |  |  |  | 67.0692 | 1
| Zone | South of Lugo | 6 | Monthly System Peak Day | SCE | 1-in-2 | 2021 | 2 |  |  |  | 65.9033 | 1
| Zone | South of Lugo | 6 | Monthly System Peak Day | SCE | 1-in-2 | 2021 | 3 |  |  |  | 65.135 | 1
| Zone | South of Lugo | 6 | Monthly System Peak Day | SCE | 1-in-2 | 2021 | 4 |  |  |  | 64.3161 | 1
| Zone | South of Lugo | 6 | Monthly System Peak Day | SCE | 1-in-2 | 2021 | 5 |  |  |  | 63.5986 | 1
| Zone | South of Lugo | 6 | Monthly System Peak Day | SCE | 1-in-2 | 2021 | 6 |  |  |  | 62.5897 | 1
| Zone | South of Lugo | 6 | Monthly System Peak Day | SCE | 1-in-2 | 2021 | 7 |  |  |  | 62.07 | 1
| Zone | South of Lugo | 6 | Monthly System Peak Day | SCE | 1-in-2 | 2021 | 8 |  |  |  | 63.3292 | 1
| Zone | South of Lugo | 6 | Monthly System Peak Day | SCE | 1-in-2 | 2021 | 9 |  |  |  | 66.2958 | 1
| Zone | South of Lugo | 6 | Monthly System Peak Day | SCE | 1-in-2 | 2021 | 10 |  |  |  | 70.9294 | 1
| Zone | South of Lugo | 6 | Monthly System Peak Day | SCE | 1-in-2 | 2021 | 11 |  |  |  | 74.8111 | 1
| Zone | South of Lugo | 6 | Monthly System Peak Day | SCE | 1-in-2 | 2021 | 12 |  |  |  | 78.54 | 1
| Zone | South of Lugo | 6 | Monthly System Peak Day | SCE | 1-in-2 | 2021 | 13 |  |  |  | 80.0636 | 1
| Zone | South of Lugo | 6 | Monthly System Peak Day | SCE | 1-in-2 | 2021 | 14 |  |  |  | 81.5794 | 1
| Zone | South of Lugo | 6 | Monthly System Peak Day | SCE | 1-in-2 | 2021 | 15 |  |  |  | 83.7931 | 1
| Zone | South of Lugo | 6 | Monthly System Peak Day | SCE | 1-in-2 | 2021 | 16 |  |  |  | 85.1108 | 1
| Zone | South of Lugo | 6 | Monthly System Peak Day | SCE | 1-in-2 | 2021 | 17 |  |  |  | 85.9139 | 1
| Zone | South of Lugo | 6 | Monthly System Peak Day | SCE | 1-in-2 | 2021 | 18 |  |  |  | 84.7444 | 1
| Zone | South of Lugo | 6 | Monthly System Peak Day | SCE | 1-in-2 | 2021 | 19 |  |  |  | 82.1444 | 1
| Zone | South of Lugo | 6 | Monthly System Peak Day | SCE | 1-in-2 | 2021 | 20 |  |  |  | 79.5269 | 1
| Zone | South of Lugo | 6 | Monthly System Peak Day | SCE | 1-in-2 | 2021 | 21 |  |  |  | 76.2128 | 1
| Zone | South of Lugo | 6 | Monthly System Peak Day | SCE | 1-in-2 | 2021 | 22 |  |  |  | 72.9086 | 1
| Zone | South of Lugo | 6 | Monthly System Peak Day | SCE | 1-in-2 | 2021 | 23 |  |  |  | 71.2892 | 1
| Zone | South of Lugo | 6 | Monthly System Peak Day | SCE | 1-in-2 | 2021 | 24 |  |  |  | 69.8431 | 1
| Zone | South of Lugo | 7 | Average Weekday | SCE | 1-in-2 | 2021 | 1 |  |  |  | 68.6348 | 1
| Zone | South of Lugo | 7 | Average Weekday | SCE | 1-in-2 | 2021 | 2 |  |  |  | 67.8546 | 1
| Zone | South of Lugo | 7 | Average Weekday | SCE | 1-in-2 | 2021 | 3 |  |  |  | 67.1611 | 1
| Zone | South of Lugo | 7 | Average Weekday | SCE | 1-in-2 | 2021 | 4 |  |  |  | 66.537 | 1
| Zone | South of Lugo | 7 | Average Weekday | SCE | 1-in-2 | 2021 | 5 |  |  |  | 66.0419 | 1
| Zone | South of Lugo | 7 | Average Weekday | SCE | 1-in-2 | 2021 | 6 |  |  |  | 65.5975 | 1
| Zone | South of Lugo | 7 | Average Weekday | SCE | 1-in-2 | 2021 | 7 |  |  |  | 65.2822 | 1
| Zone | South of Lugo | 7 | Average Weekday | SCE | 1-in-2 | 2021 | 8 |  |  |  | 65.8683 | 1
| Zone | South of Lugo | 7 | Average Weekday | SCE | 1-in-2 | 2021 | 9 |  |  |  | 67.9582 | 1
| Zone | South of Lugo | 7 | Average Weekday | SCE | 1-in-2 | 2021 | 10 |  |  |  | 70.6765 | 1
| Zone | South of Lugo | 7 | Average Weekday | SCE | 1-in-2 | 2021 | 11 |  |  |  | 73.7944 | 1
| Zone | South of Lugo | 7 | Average Weekday | SCE | 1-in-2 | 2021 | 12 |  |  |  | 76.9344 | 1
| Zone | South of Lugo | 7 | Average Weekday | SCE | 1-in-2 | 2021 | 13 |  |  |  | 79.4886 | 1
| Zone | South of Lugo | 7 | Average Weekday | SCE | 1-in-2 | 2021 | 14 |  |  |  | 81.4124 | 1
| Zone | South of Lugo | 7 | Average Weekday | SCE | 1-in-2 | 2021 | 15 |  |  |  | 82.8268 | 1
| Zone | South of Lugo | 7 | Average Weekday | SCE | 1-in-2 | 2021 | 16 |  |  |  | 83.4491 | 1
| Zone | South of Lugo | 7 | Average Weekday | SCE | 1-in-2 | 2021 | 17 |  |  |  | 83.7052 | 1
| Zone | South of Lugo | 7 | Average Weekday | SCE | 1-in-2 | 2021 | 18 |  |  |  | 83.0297 | 1
| Zone | South of Lugo | 7 | Average Weekday | SCE | 1-in-2 | 2021 | 19 |  |  |  | 81.4723 | 1
| Zone | South of Lugo | 7 | Average Weekday | SCE | 1-in-2 | 2021 | 20 |  |  |  | 79.2629 | 1
| Zone | South of Lugo | 7 | Average Weekday | SCE | 1-in-2 | 2021 | 21 |  |  |  | 76.138 | 1
| Zone | South of Lugo | 7 | Average Weekday | SCE | 1-in-2 | 2021 | 22 |  |  |  | 72.8533 | 1
| Zone | South of Lugo | 7 | Average Weekday | SCE | 1-in-2 | 2021 | 23 |  |  |  | 70.8084 | 1
| Zone | South of Lugo | 7 | Average Weekday | SCE | 1-in-2 | 2021 | 24 |  |  |  | 69.575 | 1
| Zone | South of Lugo | 7 | Monthly System Peak Day | SCE | 1-in-2 | 2021 | 1 |  |  |  | 72.2423 | 1
| Zone | South of Lugo | 7 | Monthly System Peak Day | SCE | 1-in-2 | 2021 | 2 |  |  |  | 71.3351 | 1
| Zone | South of Lugo | 7 | Monthly System Peak Day | SCE | 1-in-2 | 2021 | 3 |  |  |  | 70.228 | 1
| Zone | South of Lugo | 7 | Monthly System Peak Day | SCE | 1-in-2 | 2021 | 4 |  |  |  | 69.6182 | 1
| Zone | South of Lugo | 7 | Monthly System Peak Day | SCE | 1-in-2 | 2021 | 5 |  |  |  | 69.2769 | 1
| Zone | South of Lugo | 7 | Monthly System Peak Day | SCE | 1-in-2 | 2021 | 6 |  |  |  | 68.8951 | 1
| Zone | South of Lugo | 7 | Monthly System Peak Day | SCE | 1-in-2 | 2021 | 7 |  |  |  | 68.4341 | 1
| Zone | South of Lugo | 7 | Monthly System Peak Day | SCE | 1-in-2 | 2021 | 8 |  |  |  | 68.8008 | 1
| Zone | South of Lugo | 7 | Monthly System Peak Day | SCE | 1-in-2 | 2021 | 9 |  |  |  | 71.7569 | 1
| Zone | South of Lugo | 7 | Monthly System Peak Day | SCE | 1-in-2 | 2021 | 10 |  |  |  | 75.7528 | 1
| Zone | South of Lugo | 7 | Monthly System Peak Day | SCE | 1-in-2 | 2021 | 11 |  |  |  | 80.0769 | 1
| Zone | South of Lugo | 7 | Monthly System Peak Day | SCE | 1-in-2 | 2021 | 12 |  |  |  | 83.7615 | 1
| Zone | South of Lugo | 7 | Monthly System Peak Day | SCE | 1-in-2 | 2021 | 13 |  |  |  | 86.9231 | 1
| Zone | South of Lugo | 7 | Monthly System Peak Day | SCE | 1-in-2 | 2021 | 14 |  |  |  | 88.8051 | 1
| Zone | South of Lugo | 7 | Monthly System Peak Day | SCE | 1-in-2 | 2021 | 15 |  |  |  | 90.4872 | 1
| Zone | South of Lugo | 7 | Monthly System Peak Day | SCE | 1-in-2 | 2021 | 16 |  |  |  | 90.8692 | 1
| Zone | South of Lugo | 7 | Monthly System Peak Day | SCE | 1-in-2 | 2021 | 17 |  |  |  | 91.9231 | 1
| Zone | South of Lugo | 7 | Monthly System Peak Day | SCE | 1-in-2 | 2021 | 18 |  |  |  | 91.3897 | 1
| Zone | South of Lugo | 7 | Monthly System Peak Day | SCE | 1-in-2 | 2021 | 19 |  |  |  | 89.0718 | 1
| Zone | South of Lugo | 7 | Monthly System Peak Day | SCE | 1-in-2 | 2021 | 20 |  |  |  | 86.6872 | 1
| Zone | South of Lugo | 7 | Monthly System Peak Day | SCE | 1-in-2 | 2021 | 21 |  |  |  | 83.3 | 1
| Zone | South of Lugo | 7 | Monthly System Peak Day | SCE | 1-in-2 | 2021 | 22 |  |  |  | 79.4908 | 1
| Zone | South of Lugo | 7 | Monthly System Peak Day | SCE | 1-in-2 | 2021 | 23 |  |  |  | 76.8203 | 1
| Zone | South of Lugo | 7 | Monthly System Peak Day | SCE | 1-in-2 | 2021 | 24 |  |  |  | 75.1987 | 1
| Zone | South of Lugo | 8 | Average Weekday | SCE | 1-in-2 | 2021 | 1 |  |  |  | 70.0345 | 1
| Zone | South of Lugo | 8 | Average Weekday | SCE | 1-in-2 | 2021 | 2 |  |  |  | 69.0806 | 1
| Zone | South of Lugo | 8 | Average Weekday | SCE | 1-in-2 | 2021 | 3 |  |  |  | 68.2447 | 1
| Zone | South of Lugo | 8 | Average Weekday | SCE | 1-in-2 | 2021 | 4 |  |  |  | 67.5212 | 1
| Zone | South of Lugo | 8 | Average Weekday | SCE | 1-in-2 | 2021 | 5 |  |  |  | 66.9202 | 1
| Zone | South of Lugo | 8 | Average Weekday | SCE | 1-in-2 | 2021 | 6 |  |  |  | 66.3969 | 1
| Zone | South of Lugo | 8 | Average Weekday | SCE | 1-in-2 | 2021 | 7 |  |  |  | 66.0998 | 1
| Zone | South of Lugo | 8 | Average Weekday | SCE | 1-in-2 | 2021 | 8 |  |  |  | 66.163 | 1
| Zone | South of Lugo | 8 | Average Weekday | SCE | 1-in-2 | 2021 | 9 |  |  |  | 68.0861 | 1
| Zone | South of Lugo | 8 | Average Weekday | SCE | 1-in-2 | 2021 | 10 |  |  |  | 71.1121 | 1
| Zone | South of Lugo | 8 | Average Weekday | SCE | 1-in-2 | 2021 | 11 |  |  |  | 74.7632 | 1
| Zone | South of Lugo | 8 | Average Weekday | SCE | 1-in-2 | 2021 | 12 |  |  |  | 78.4705 | 1
| Zone | South of Lugo | 8 | Average Weekday | SCE | 1-in-2 | 2021 | 13 |  |  |  | 81.311 | 1
| Zone | South of Lugo | 8 | Average Weekday | SCE | 1-in-2 | 2021 | 14 |  |  |  | 83.5318 | 1
| Zone | South of Lugo | 8 | Average Weekday | SCE | 1-in-2 | 2021 | 15 |  |  |  | 84.9576 | 1
| Zone | South of Lugo | 8 | Average Weekday | SCE | 1-in-2 | 2021 | 16 |  |  |  | 85.6107 | 1
| Zone | South of Lugo | 8 | Average Weekday | SCE | 1-in-2 | 2021 | 17 |  |  |  | 85.8816 | 1
| Zone | South of Lugo | 8 | Average Weekday | SCE | 1-in-2 | 2021 | 18 |  |  |  | 85.1098 | 1
| Zone | South of Lugo | 8 | Average Weekday | SCE | 1-in-2 | 2021 | 19 |  |  |  | 83.4933 | 1
| Zone | South of Lugo | 8 | Average Weekday | SCE | 1-in-2 | 2021 | 20 |  |  |  | 80.9206 | 1
| Zone | South of Lugo | 8 | Average Weekday | SCE | 1-in-2 | 2021 | 21 |  |  |  | 77.1187 | 1
| Zone | South of Lugo | 8 | Average Weekday | SCE | 1-in-2 | 2021 | 22 |  |  |  | 74.0969 | 1
| Zone | South of Lugo | 8 | Average Weekday | SCE | 1-in-2 | 2021 | 23 |  |  |  | 72.2916 | 1
| Zone | South of Lugo | 8 | Average Weekday | SCE | 1-in-2 | 2021 | 24 |  |  |  | 71.0937 | 1
| Zone | South of Lugo | 8 | Monthly System Peak Day | SCE | 1-in-2 | 2021 | 1 |  |  |  | 78.1795 | 1
| Zone | South of Lugo | 8 | Monthly System Peak Day | SCE | 1-in-2 | 2021 | 2 |  |  |  | 77.0659 | 1
| Zone | South of Lugo | 8 | Monthly System Peak Day | SCE | 1-in-2 | 2021 | 3 |  |  |  | 76.5549 | 1
| Zone | South of Lugo | 8 | Monthly System Peak Day | SCE | 1-in-2 | 2021 | 4 |  |  |  | 75.7885 | 1
| Zone | South of Lugo | 8 | Monthly System Peak Day | SCE | 1-in-2 | 2021 | 5 |  |  |  | 75.3146 | 1
| Zone | South of Lugo | 8 | Monthly System Peak Day | SCE | 1-in-2 | 2021 | 6 |  |  |  | 74.9559 | 1
| Zone | South of Lugo | 8 | Monthly System Peak Day | SCE | 1-in-2 | 2021 | 7 |  |  |  | 74.6141 | 1
| Zone | South of Lugo | 8 | Monthly System Peak Day | SCE | 1-in-2 | 2021 | 8 |  |  |  | 74.7823 | 1
| Zone | South of Lugo | 8 | Monthly System Peak Day | SCE | 1-in-2 | 2021 | 9 |  |  |  | 76.6659 | 1
| Zone | South of Lugo | 8 | Monthly System Peak Day | SCE | 1-in-2 | 2021 | 10 |  |  |  | 80.6795 | 1
| Zone | South of Lugo | 8 | Monthly System Peak Day | SCE | 1-in-2 | 2021 | 11 |  |  |  | 84.5692 | 1
| Zone | South of Lugo | 8 | Monthly System Peak Day | SCE | 1-in-2 | 2021 | 12 |  |  |  | 87.9692 | 1
| Zone | South of Lugo | 8 | Monthly System Peak Day | SCE | 1-in-2 | 2021 | 13 |  |  |  | 90.3 | 1
| Zone | South of Lugo | 8 | Monthly System Peak Day | SCE | 1-in-2 | 2021 | 14 |  |  |  | 92.2385 | 1
| Zone | South of Lugo | 8 | Monthly System Peak Day | SCE | 1-in-2 | 2021 | 15 |  |  |  | 93.7077 | 1
| Zone | South of Lugo | 8 | Monthly System Peak Day | SCE | 1-in-2 | 2021 | 16 |  |  |  | 93.8103 | 1
| Zone | South of Lugo | 8 | Monthly System Peak Day | SCE | 1-in-2 | 2021 | 17 |  |  |  | 93.0154 | 1
| Zone | South of Lugo | 8 | Monthly System Peak Day | SCE | 1-in-2 | 2021 | 18 |  |  |  | 91.7667 | 1
| Zone | South of Lugo | 8 | Monthly System Peak Day | SCE | 1-in-2 | 2021 | 19 |  |  |  | 90.3692 | 1
| Zone | South of Lugo | 8 | Monthly System Peak Day | SCE | 1-in-2 | 2021 | 20 |  |  |  | 88.3385 | 1
| Zone | South of Lugo | 8 | Monthly System Peak Day | SCE | 1-in-2 | 2021 | 21 |  |  |  | 84.8487 | 1
| Zone | South of Lugo | 8 | Monthly System Peak Day | SCE | 1-in-2 | 2021 | 22 |  |  |  | 81.4385 | 1
| Zone | South of Lugo | 8 | Monthly System Peak Day | SCE | 1-in-2 | 2021 | 23 |  |  |  | 79.3128 | 1
| Zone | South of Lugo | 8 | Monthly System Peak Day | SCE | 1-in-2 | 2021 | 24 |  |  |  | 77.8072 | 1
| Zone | South of Lugo | 8 | Typical Event Day | SCE | 1-in-2 | 2021 | 1 |  |  |  | 73.3879 | 1
| Zone | South of Lugo | 8 | Typical Event Day | SCE | 1-in-2 | 2021 | 2 |  |  |  | 72.3336 | 1
| Zone | South of Lugo | 8 | Typical Event Day | SCE | 1-in-2 | 2021 | 3 |  |  |  | 71.5701 | 1
| Zone | South of Lugo | 8 | Typical Event Day | SCE | 1-in-2 | 2021 | 4 |  |  |  | 70.9136 | 1
| Zone | South of Lugo | 8 | Typical Event Day | SCE | 1-in-2 | 2021 | 5 |  |  |  | 70.3249 | 1
| Zone | South of Lugo | 8 | Typical Event Day | SCE | 1-in-2 | 2021 | 6 |  |  |  | 69.7097 | 1
| Zone | South of Lugo | 8 | Typical Event Day | SCE | 1-in-2 | 2021 | 7 |  |  |  | 69.4113 | 1
| Zone | South of Lugo | 8 | Typical Event Day | SCE | 1-in-2 | 2021 | 8 |  |  |  | 69.8227 | 1
| Zone | South of Lugo | 8 | Typical Event Day | SCE | 1-in-2 | 2021 | 9 |  |  |  | 72.166 | 1
| Zone | South of Lugo | 8 | Typical Event Day | SCE | 1-in-2 | 2021 | 10 |  |  |  | 76.4347 | 1
| Zone | South of Lugo | 8 | Typical Event Day | SCE | 1-in-2 | 2021 | 11 |  |  |  | 80.7497 | 1
| Zone | South of Lugo | 8 | Typical Event Day | SCE | 1-in-2 | 2021 | 12 |  |  |  | 84.6027 | 1
| Zone | South of Lugo | 8 | Typical Event Day | SCE | 1-in-2 | 2021 | 13 |  |  |  | 87.3238 | 1
| Zone | South of Lugo | 8 | Typical Event Day | SCE | 1-in-2 | 2021 | 14 |  |  |  | 89.3264 | 1
| Zone | South of Lugo | 8 | Typical Event Day | SCE | 1-in-2 | 2021 | 15 |  |  |  | 90.9715 | 1
| Zone | South of Lugo | 8 | Typical Event Day | SCE | 1-in-2 | 2021 | 16 |  |  |  | 91.3217 | 1
| Zone | South of Lugo | 8 | Typical Event Day | SCE | 1-in-2 | 2021 | 17 |  |  |  | 91.5824 | 1
| Zone | South of Lugo | 8 | Typical Event Day | SCE | 1-in-2 | 2021 | 18 |  |  |  | 90.7228 | 1
| Zone | South of Lugo | 8 | Typical Event Day | SCE | 1-in-2 | 2021 | 19 |  |  |  | 88.882 | 1
| Zone | South of Lugo | 8 | Typical Event Day | SCE | 1-in-2 | 2021 | 20 |  |  |  | 86.5312 | 1
| Zone | South of Lugo | 8 | Typical Event Day | SCE | 1-in-2 | 2021 | 21 |  |  |  | 83.1432 | 1
| Zone | South of Lugo | 8 | Typical Event Day | SCE | 1-in-2 | 2021 | 22 |  |  |  | 79.9623 | 1
| Zone | South of Lugo | 8 | Typical Event Day | SCE | 1-in-2 | 2021 | 23 |  |  |  | 77.8256 | 1
| Zone | South of Lugo | 8 | Typical Event Day | SCE | 1-in-2 | 2021 | 24 |  |  |  | 76.0635 | 1
| Zone | South of Lugo | 9 | Average Weekday | SCE | 1-in-2 | 2021 | 1 |  |  |  | 69.5679 | 1
| Zone | South of Lugo | 9 | Average Weekday | SCE | 1-in-2 | 2021 | 2 |  |  |  | 68.7193 | 1
| Zone | South of Lugo | 9 | Average Weekday | SCE | 1-in-2 | 2021 | 3 |  |  |  | 68.0278 | 1
| Zone | South of Lugo | 9 | Average Weekday | SCE | 1-in-2 | 2021 | 4 |  |  |  | 67.4097 | 1
| Zone | South of Lugo | 9 | Average Weekday | SCE | 1-in-2 | 2021 | 5 |  |  |  | 66.9014 | 1
| Zone | South of Lugo | 9 | Average Weekday | SCE | 1-in-2 | 2021 | 6 |  |  |  | 66.4414 | 1
| Zone | South of Lugo | 9 | Average Weekday | SCE | 1-in-2 | 2021 | 7 |  |  |  | 66.1311 | 1
| Zone | South of Lugo | 9 | Average Weekday | SCE | 1-in-2 | 2021 | 8 |  |  |  | 66.0566 | 1
| Zone | South of Lugo | 9 | Average Weekday | SCE | 1-in-2 | 2021 | 9 |  |  |  | 67.5294 | 1
| Zone | South of Lugo | 9 | Average Weekday | SCE | 1-in-2 | 2021 | 10 |  |  |  | 70.3949 | 1
| Zone | South of Lugo | 9 | Average Weekday | SCE | 1-in-2 | 2021 | 11 |  |  |  | 73.7984 | 1
| Zone | South of Lugo | 9 | Average Weekday | SCE | 1-in-2 | 2021 | 12 |  |  |  | 77.143 | 1
| Zone | South of Lugo | 9 | Average Weekday | SCE | 1-in-2 | 2021 | 13 |  |  |  | 79.9568 | 1
| Zone | South of Lugo | 9 | Average Weekday | SCE | 1-in-2 | 2021 | 14 |  |  |  | 81.9296 | 1
| Zone | South of Lugo | 9 | Average Weekday | SCE | 1-in-2 | 2021 | 15 |  |  |  | 83.0553 | 1
| Zone | South of Lugo | 9 | Average Weekday | SCE | 1-in-2 | 2021 | 16 |  |  |  | 83.4899 | 1
| Zone | South of Lugo | 9 | Average Weekday | SCE | 1-in-2 | 2021 | 17 |  |  |  | 83.3043 | 1
| Zone | South of Lugo | 9 | Average Weekday | SCE | 1-in-2 | 2021 | 18 |  |  |  | 82.3103 | 1
| Zone | South of Lugo | 9 | Average Weekday | SCE | 1-in-2 | 2021 | 19 |  |  |  | 80.5187 | 1
| Zone | South of Lugo | 9 | Average Weekday | SCE | 1-in-2 | 2021 | 20 |  |  |  | 77.4977 | 1
| Zone | South of Lugo | 9 | Average Weekday | SCE | 1-in-2 | 2021 | 21 |  |  |  | 74.4041 | 1
| Zone | South of Lugo | 9 | Average Weekday | SCE | 1-in-2 | 2021 | 22 |  |  |  | 72.588 | 1
| Zone | South of Lugo | 9 | Average Weekday | SCE | 1-in-2 | 2021 | 23 |  |  |  | 71.3442 | 1
| Zone | South of Lugo | 9 | Average Weekday | SCE | 1-in-2 | 2021 | 24 |  |  |  | 70.2551 | 1
| Zone | South of Lugo | 9 | Monthly System Peak Day | SCE | 1-in-2 | 2021 | 1 |  |  |  | 76.4608 | 1
| Zone | South of Lugo | 9 | Monthly System Peak Day | SCE | 1-in-2 | 2021 | 2 |  |  |  | 75.3621 | 1
| Zone | South of Lugo | 9 | Monthly System Peak Day | SCE | 1-in-2 | 2021 | 3 |  |  |  | 74.6651 | 1
| Zone | South of Lugo | 9 | Monthly System Peak Day | SCE | 1-in-2 | 2021 | 4 |  |  |  | 74.1926 | 1
| Zone | South of Lugo | 9 | Monthly System Peak Day | SCE | 1-in-2 | 2021 | 5 |  |  |  | 73.3282 | 1
| Zone | South of Lugo | 9 | Monthly System Peak Day | SCE | 1-in-2 | 2021 | 6 |  |  |  | 72.6123 | 1
| Zone | South of Lugo | 9 | Monthly System Peak Day | SCE | 1-in-2 | 2021 | 7 |  |  |  | 72.7421 | 1
| Zone | South of Lugo | 9 | Monthly System Peak Day | SCE | 1-in-2 | 2021 | 8 |  |  |  | 72.621 | 1
| Zone | South of Lugo | 9 | Monthly System Peak Day | SCE | 1-in-2 | 2021 | 9 |  |  |  | 74.2392 | 1
| Zone | South of Lugo | 9 | Monthly System Peak Day | SCE | 1-in-2 | 2021 | 10 |  |  |  | 78.6872 | 1
| Zone | South of Lugo | 9 | Monthly System Peak Day | SCE | 1-in-2 | 2021 | 11 |  |  |  | 83.9282 | 1
| Zone | South of Lugo | 9 | Monthly System Peak Day | SCE | 1-in-2 | 2021 | 12 |  |  |  | 88.6077 | 1
| Zone | South of Lugo | 9 | Monthly System Peak Day | SCE | 1-in-2 | 2021 | 13 |  |  |  | 92.6256 | 1
| Zone | South of Lugo | 9 | Monthly System Peak Day | SCE | 1-in-2 | 2021 | 14 |  |  |  | 95.3128 | 1
| Zone | South of Lugo | 9 | Monthly System Peak Day | SCE | 1-in-2 | 2021 | 15 |  |  |  | 96.4564 | 1
| Zone | South of Lugo | 9 | Monthly System Peak Day | SCE | 1-in-2 | 2021 | 16 |  |  |  | 96.0103 | 1
| Zone | South of Lugo | 9 | Monthly System Peak Day | SCE | 1-in-2 | 2021 | 17 |  |  |  | 95.9142 | 1
| Zone | South of Lugo | 9 | Monthly System Peak Day | SCE | 1-in-2 | 2021 | 18 |  |  |  | 95.4629 | 1
| Zone | South of Lugo | 9 | Monthly System Peak Day | SCE | 1-in-2 | 2021 | 19 |  |  |  | 94.5256 | 1
| Zone | South of Lugo | 9 | Monthly System Peak Day | SCE | 1-in-2 | 2021 | 20 |  |  |  | 92.141 | 1
| Zone | South of Lugo | 9 | Monthly System Peak Day | SCE | 1-in-2 | 2021 | 21 |  |  |  | 88.6436 | 1
| Zone | South of Lugo | 9 | Monthly System Peak Day | SCE | 1-in-2 | 2021 | 22 |  |  |  | 86.3513 | 1
| Zone | South of Lugo | 9 | Monthly System Peak Day | SCE | 1-in-2 | 2021 | 23 |  |  |  | 84.2231 | 1
| Zone | South of Lugo | 9 | Monthly System Peak Day | SCE | 1-in-2 | 2021 | 24 |  |  |  | 81.7487 | 1
| Zone | South of Lugo | 10 | Average Weekday | SCE | 1-in-2 | 2021 | 1 |  |  |  | 64.658 | 1
| Zone | South of Lugo | 10 | Average Weekday | SCE | 1-in-2 | 2021 | 2 |  |  |  | 63.8062 | 1
| Zone | South of Lugo | 10 | Average Weekday | SCE | 1-in-2 | 2021 | 3 |  |  |  | 62.9019 | 1
| Zone | South of Lugo | 10 | Average Weekday | SCE | 1-in-2 | 2021 | 4 |  |  |  | 62.2469 | 1
| Zone | South of Lugo | 10 | Average Weekday | SCE | 1-in-2 | 2021 | 5 |  |  |  | 61.6376 | 1
| Zone | South of Lugo | 10 | Average Weekday | SCE | 1-in-2 | 2021 | 6 |  |  |  | 61.2473 | 1
| Zone | South of Lugo | 10 | Average Weekday | SCE | 1-in-2 | 2021 | 7 |  |  |  | 60.9326 | 1
| Zone | South of Lugo | 10 | Average Weekday | SCE | 1-in-2 | 2021 | 8 |  |  |  | 60.7842 | 1
| Zone | South of Lugo | 10 | Average Weekday | SCE | 1-in-2 | 2021 | 9 |  |  |  | 61.3719 | 1
| Zone | South of Lugo | 10 | Average Weekday | SCE | 1-in-2 | 2021 | 10 |  |  |  | 63.9419 | 1
| Zone | South of Lugo | 10 | Average Weekday | SCE | 1-in-2 | 2021 | 11 |  |  |  | 67.2273 | 1
| Zone | South of Lugo | 10 | Average Weekday | SCE | 1-in-2 | 2021 | 12 |  |  |  | 70.4369 | 1
| Zone | South of Lugo | 10 | Average Weekday | SCE | 1-in-2 | 2021 | 13 |  |  |  | 73.1782 | 1
| Zone | South of Lugo | 10 | Average Weekday | SCE | 1-in-2 | 2021 | 14 |  |  |  | 75.1897 | 1
| Zone | South of Lugo | 10 | Average Weekday | SCE | 1-in-2 | 2021 | 15 |  |  |  | 76.6368 | 1
| Zone | South of Lugo | 10 | Average Weekday | SCE | 1-in-2 | 2021 | 16 |  |  |  | 77.4598 | 1
| Zone | South of Lugo | 10 | Average Weekday | SCE | 1-in-2 | 2021 | 17 |  |  |  | 77.3466 | 1
| Zone | South of Lugo | 10 | Average Weekday | SCE | 1-in-2 | 2021 | 18 |  |  |  | 76.4242 | 1
| Zone | South of Lugo | 10 | Average Weekday | SCE | 1-in-2 | 2021 | 19 |  |  |  | 74.5143 | 1
| Zone | South of Lugo | 10 | Average Weekday | SCE | 1-in-2 | 2021 | 20 |  |  |  | 71.5232 | 1
| Zone | South of Lugo | 10 | Average Weekday | SCE | 1-in-2 | 2021 | 21 |  |  |  | 69.4376 | 1
| Zone | South of Lugo | 10 | Average Weekday | SCE | 1-in-2 | 2021 | 22 |  |  |  | 67.9225 | 1
| Zone | South of Lugo | 10 | Average Weekday | SCE | 1-in-2 | 2021 | 23 |  |  |  | 66.6274 | 1
| Zone | South of Lugo | 10 | Average Weekday | SCE | 1-in-2 | 2021 | 24 |  |  |  | 65.4949 | 1
| Zone | South of Lugo | 10 | Monthly System Peak Day | SCE | 1-in-2 | 2021 | 1 |  |  |  | 74.6742 | 1
| Zone | South of Lugo | 10 | Monthly System Peak Day | SCE | 1-in-2 | 2021 | 2 |  |  |  | 73.1483 | 1
| Zone | South of Lugo | 10 | Monthly System Peak Day | SCE | 1-in-2 | 2021 | 3 |  |  |  | 70.4508 | 1
| Zone | South of Lugo | 10 | Monthly System Peak Day | SCE | 1-in-2 | 2021 | 4 |  |  |  | 69.3717 | 1
| Zone | South of Lugo | 10 | Monthly System Peak Day | SCE | 1-in-2 | 2021 | 5 |  |  |  | 68.6522 | 1
| Zone | South of Lugo | 10 | Monthly System Peak Day | SCE | 1-in-2 | 2021 | 6 |  |  |  | 68.2467 | 1
| Zone | South of Lugo | 10 | Monthly System Peak Day | SCE | 1-in-2 | 2021 | 7 |  |  |  | 67.8128 | 1
| Zone | South of Lugo | 10 | Monthly System Peak Day | SCE | 1-in-2 | 2021 | 8 |  |  |  | 67.5925 | 1
| Zone | South of Lugo | 10 | Monthly System Peak Day | SCE | 1-in-2 | 2021 | 9 |  |  |  | 68.5853 | 1
| Zone | South of Lugo | 10 | Monthly System Peak Day | SCE | 1-in-2 | 2021 | 10 |  |  |  | 72.8856 | 1
| Zone | South of Lugo | 10 | Monthly System Peak Day | SCE | 1-in-2 | 2021 | 11 |  |  |  | 79.2614 | 1
| Zone | South of Lugo | 10 | Monthly System Peak Day | SCE | 1-in-2 | 2021 | 12 |  |  |  | 84.9889 | 1
| Zone | South of Lugo | 10 | Monthly System Peak Day | SCE | 1-in-2 | 2021 | 13 |  |  |  | 88.8639 | 1
| Zone | South of Lugo | 10 | Monthly System Peak Day | SCE | 1-in-2 | 2021 | 14 |  |  |  | 91.4361 | 1
| Zone | South of Lugo | 10 | Monthly System Peak Day | SCE | 1-in-2 | 2021 | 15 |  |  |  | 92.7056 | 1
| Zone | South of Lugo | 10 | Monthly System Peak Day | SCE | 1-in-2 | 2021 | 16 |  |  |  | 93 | 1
| Zone | South of Lugo | 10 | Monthly System Peak Day | SCE | 1-in-2 | 2021 | 17 |  |  |  | 92.4833 | 1
| Zone | South of Lugo | 10 | Monthly System Peak Day | SCE | 1-in-2 | 2021 | 18 |  |  |  | 91.7389 | 1
| Zone | South of Lugo | 10 | Monthly System Peak Day | SCE | 1-in-2 | 2021 | 19 |  |  |  | 90.6139 | 1
| Zone | South of Lugo | 10 | Monthly System Peak Day | SCE | 1-in-2 | 2021 | 20 |  |  |  | 86.85 | 1
| Zone | South of Lugo | 10 | Monthly System Peak Day | SCE | 1-in-2 | 2021 | 21 |  |  |  | 84.0083 | 1
| Zone | South of Lugo | 10 | Monthly System Peak Day | SCE | 1-in-2 | 2021 | 22 |  |  |  | 82.2222 | 1
| Zone | South of Lugo | 10 | Monthly System Peak Day | SCE | 1-in-2 | 2021 | 23 |  |  |  | 79.4361 | 1
| Zone | South of Lugo | 10 | Monthly System Peak Day | SCE | 1-in-2 | 2021 | 24 |  |  |  | 77.6992 | 1
| Zone | South of Lugo | 11 | Average Weekday | SCE | 1-in-2 | 2021 | 1 |  |  |  | 58.5333 | 1
| Zone | South of Lugo | 11 | Average Weekday | SCE | 1-in-2 | 2021 | 2 |  |  |  | 57.7813 | 1
| Zone | South of Lugo | 11 | Average Weekday | SCE | 1-in-2 | 2021 | 3 |  |  |  | 57.0469 | 1
| Zone | South of Lugo | 11 | Average Weekday | SCE | 1-in-2 | 2021 | 4 |  |  |  | 56.5065 | 1
| Zone | South of Lugo | 11 | Average Weekday | SCE | 1-in-2 | 2021 | 5 |  |  |  | 56.0571 | 1
| Zone | South of Lugo | 11 | Average Weekday | SCE | 1-in-2 | 2021 | 6 |  |  |  | 55.6144 | 1
| Zone | South of Lugo | 11 | Average Weekday | SCE | 1-in-2 | 2021 | 7 |  |  |  | 55.485 | 1
| Zone | South of Lugo | 11 | Average Weekday | SCE | 1-in-2 | 2021 | 8 |  |  |  | 55.4742 | 1
| Zone | South of Lugo | 11 | Average Weekday | SCE | 1-in-2 | 2021 | 9 |  |  |  | 57.1545 | 1
| Zone | South of Lugo | 11 | Average Weekday | SCE | 1-in-2 | 2021 | 10 |  |  |  | 60.4087 | 1
| Zone | South of Lugo | 11 | Average Weekday | SCE | 1-in-2 | 2021 | 11 |  |  |  | 63.8954 | 1
| Zone | South of Lugo | 11 | Average Weekday | SCE | 1-in-2 | 2021 | 12 |  |  |  | 66.8067 | 1
| Zone | South of Lugo | 11 | Average Weekday | SCE | 1-in-2 | 2021 | 13 |  |  |  | 68.9962 | 1
| Zone | South of Lugo | 11 | Average Weekday | SCE | 1-in-2 | 2021 | 14 |  |  |  | 70.4599 | 1
| Zone | South of Lugo | 11 | Average Weekday | SCE | 1-in-2 | 2021 | 15 |  |  |  | 71.3165 | 1
| Zone | South of Lugo | 11 | Average Weekday | SCE | 1-in-2 | 2021 | 16 |  |  |  | 71.3995 | 1
| Zone | South of Lugo | 11 | Average Weekday | SCE | 1-in-2 | 2021 | 17 |  |  |  | 70.5174 | 1
| Zone | South of Lugo | 11 | Average Weekday | SCE | 1-in-2 | 2021 | 18 |  |  |  | 68.4079 | 1
| Zone | South of Lugo | 11 | Average Weekday | SCE | 1-in-2 | 2021 | 19 |  |  |  | 66.0434 | 1
| Zone | South of Lugo | 11 | Average Weekday | SCE | 1-in-2 | 2021 | 20 |  |  |  | 64.3404 | 1
| Zone | South of Lugo | 11 | Average Weekday | SCE | 1-in-2 | 2021 | 21 |  |  |  | 62.8974 | 1
| Zone | South of Lugo | 11 | Average Weekday | SCE | 1-in-2 | 2021 | 22 |  |  |  | 61.5474 | 1
| Zone | South of Lugo | 11 | Average Weekday | SCE | 1-in-2 | 2021 | 23 |  |  |  | 60.3009 | 1
| Zone | South of Lugo | 11 | Average Weekday | SCE | 1-in-2 | 2021 | 24 |  |  |  | 59.3525 | 1
| Zone | South of Lugo | 11 | Monthly System Peak Day | SCE | 1-in-2 | 2021 | 1 |  |  |  | 65.7875 | 1
| Zone | South of Lugo | 11 | Monthly System Peak Day | SCE | 1-in-2 | 2021 | 2 |  |  |  | 64.2083 | 1
| Zone | South of Lugo | 11 | Monthly System Peak Day | SCE | 1-in-2 | 2021 | 3 |  |  |  | 63.0328 | 1
| Zone | South of Lugo | 11 | Monthly System Peak Day | SCE | 1-in-2 | 2021 | 4 |  |  |  | 62.1006 | 1
| Zone | South of Lugo | 11 | Monthly System Peak Day | SCE | 1-in-2 | 2021 | 5 |  |  |  | 61.2594 | 1
| Zone | South of Lugo | 11 | Monthly System Peak Day | SCE | 1-in-2 | 2021 | 6 |  |  |  | 60.3725 | 1
| Zone | South of Lugo | 11 | Monthly System Peak Day | SCE | 1-in-2 | 2021 | 7 |  |  |  | 60.0858 | 1
| Zone | South of Lugo | 11 | Monthly System Peak Day | SCE | 1-in-2 | 2021 | 8 |  |  |  | 60.1878 | 1
| Zone | South of Lugo | 11 | Monthly System Peak Day | SCE | 1-in-2 | 2021 | 9 |  |  |  | 62.6325 | 1
| Zone | South of Lugo | 11 | Monthly System Peak Day | SCE | 1-in-2 | 2021 | 10 |  |  |  | 67.8433 | 1
| Zone | South of Lugo | 11 | Monthly System Peak Day | SCE | 1-in-2 | 2021 | 11 |  |  |  | 74.2411 | 1
| Zone | South of Lugo | 11 | Monthly System Peak Day | SCE | 1-in-2 | 2021 | 12 |  |  |  | 79.9083 | 1
| Zone | South of Lugo | 11 | Monthly System Peak Day | SCE | 1-in-2 | 2021 | 13 |  |  |  | 83.9361 | 1
| Zone | South of Lugo | 11 | Monthly System Peak Day | SCE | 1-in-2 | 2021 | 14 |  |  |  | 86.475 | 1
| Zone | South of Lugo | 11 | Monthly System Peak Day | SCE | 1-in-2 | 2021 | 15 |  |  |  | 87.6361 | 1
| Zone | South of Lugo | 11 | Monthly System Peak Day | SCE | 1-in-2 | 2021 | 16 |  |  |  | 87.3444 | 1
| Zone | South of Lugo | 11 | Monthly System Peak Day | SCE | 1-in-2 | 2021 | 17 |  |  |  | 86.1611 | 1
| Zone | South of Lugo | 11 | Monthly System Peak Day | SCE | 1-in-2 | 2021 | 18 |  |  |  | 83.1111 | 1
| Zone | South of Lugo | 11 | Monthly System Peak Day | SCE | 1-in-2 | 2021 | 19 |  |  |  | 79.5417 | 1
| Zone | South of Lugo | 11 | Monthly System Peak Day | SCE | 1-in-2 | 2021 | 20 |  |  |  | 77.2222 | 1
| Zone | South of Lugo | 11 | Monthly System Peak Day | SCE | 1-in-2 | 2021 | 21 |  |  |  | 74.79 | 1
| Zone | South of Lugo | 11 | Monthly System Peak Day | SCE | 1-in-2 | 2021 | 22 |  |  |  | 73.0744 | 1
| Zone | South of Lugo | 11 | Monthly System Peak Day | SCE | 1-in-2 | 2021 | 23 |  |  |  | 70.7164 | 1
| Zone | South of Lugo | 11 | Monthly System Peak Day | SCE | 1-in-2 | 2021 | 24 |  |  |  | 68.9517 | 1
| Zone | South of Lugo | 12 | Average Weekday | SCE | 1-in-2 | 2021 | 1 |  |  |  | 52.8309 | 1
| Zone | South of Lugo | 12 | Average Weekday | SCE | 1-in-2 | 2021 | 2 |  |  |  | 52.1578 | 1
| Zone | South of Lugo | 12 | Average Weekday | SCE | 1-in-2 | 2021 | 3 |  |  |  | 51.683 | 1
| Zone | South of Lugo | 12 | Average Weekday | SCE | 1-in-2 | 2021 | 4 |  |  |  | 51.2664 | 1
| Zone | South of Lugo | 12 | Average Weekday | SCE | 1-in-2 | 2021 | 5 |  |  |  | 50.8731 | 1
| Zone | South of Lugo | 12 | Average Weekday | SCE | 1-in-2 | 2021 | 6 |  |  |  | 50.3862 | 1
| Zone | South of Lugo | 12 | Average Weekday | SCE | 1-in-2 | 2021 | 7 |  |  |  | 49.994 | 1
| Zone | South of Lugo | 12 | Average Weekday | SCE | 1-in-2 | 2021 | 8 |  |  |  | 49.8333 | 1
| Zone | South of Lugo | 12 | Average Weekday | SCE | 1-in-2 | 2021 | 9 |  |  |  | 50.5885 | 1
| Zone | South of Lugo | 12 | Average Weekday | SCE | 1-in-2 | 2021 | 10 |  |  |  | 52.9118 | 1
| Zone | South of Lugo | 12 | Average Weekday | SCE | 1-in-2 | 2021 | 11 |  |  |  | 55.8123 | 1
| Zone | South of Lugo | 12 | Average Weekday | SCE | 1-in-2 | 2021 | 12 |  |  |  | 58.5248 | 1
| Zone | South of Lugo | 12 | Average Weekday | SCE | 1-in-2 | 2021 | 13 |  |  |  | 60.555 | 1
| Zone | South of Lugo | 12 | Average Weekday | SCE | 1-in-2 | 2021 | 14 |  |  |  | 61.9576 | 1
| Zone | South of Lugo | 12 | Average Weekday | SCE | 1-in-2 | 2021 | 15 |  |  |  | 62.7828 | 1
| Zone | South of Lugo | 12 | Average Weekday | SCE | 1-in-2 | 2021 | 16 |  |  |  | 62.8459 | 1
| Zone | South of Lugo | 12 | Average Weekday | SCE | 1-in-2 | 2021 | 17 |  |  |  | 62.0852 | 1
| Zone | South of Lugo | 12 | Average Weekday | SCE | 1-in-2 | 2021 | 18 |  |  |  | 60.184 | 1
| Zone | South of Lugo | 12 | Average Weekday | SCE | 1-in-2 | 2021 | 19 |  |  |  | 58.2015 | 1
| Zone | South of Lugo | 12 | Average Weekday | SCE | 1-in-2 | 2021 | 20 |  |  |  | 56.8922 | 1
| Zone | South of Lugo | 12 | Average Weekday | SCE | 1-in-2 | 2021 | 21 |  |  |  | 55.8111 | 1
| Zone | South of Lugo | 12 | Average Weekday | SCE | 1-in-2 | 2021 | 22 |  |  |  | 54.7683 | 1
| Zone | South of Lugo | 12 | Average Weekday | SCE | 1-in-2 | 2021 | 23 |  |  |  | 53.8381 | 1
| Zone | South of Lugo | 12 | Average Weekday | SCE | 1-in-2 | 2021 | 24 |  |  |  | 53.0334 | 1
| Zone | South of Lugo | 12 | Monthly System Peak Day | SCE | 1-in-2 | 2021 | 1 |  |  |  | 45.9917 | 1
| Zone | South of Lugo | 12 | Monthly System Peak Day | SCE | 1-in-2 | 2021 | 2 |  |  |  | 45.5597 | 1
| Zone | South of Lugo | 12 | Monthly System Peak Day | SCE | 1-in-2 | 2021 | 3 |  |  |  | 45.7214 | 1
| Zone | South of Lugo | 12 | Monthly System Peak Day | SCE | 1-in-2 | 2021 | 4 |  |  |  | 45.8997 | 1
| Zone | South of Lugo | 12 | Monthly System Peak Day | SCE | 1-in-2 | 2021 | 5 |  |  |  | 45.8736 | 1
| Zone | South of Lugo | 12 | Monthly System Peak Day | SCE | 1-in-2 | 2021 | 6 |  |  |  | 45.6872 | 1
| Zone | South of Lugo | 12 | Monthly System Peak Day | SCE | 1-in-2 | 2021 | 7 |  |  |  | 45.7017 | 1
| Zone | South of Lugo | 12 | Monthly System Peak Day | SCE | 1-in-2 | 2021 | 8 |  |  |  | 45.74 | 1
| Zone | South of Lugo | 12 | Monthly System Peak Day | SCE | 1-in-2 | 2021 | 9 |  |  |  | 46.5792 | 1
| Zone | South of Lugo | 12 | Monthly System Peak Day | SCE | 1-in-2 | 2021 | 10 |  |  |  | 49.5064 | 1
| Zone | South of Lugo | 12 | Monthly System Peak Day | SCE | 1-in-2 | 2021 | 11 |  |  |  | 52.5481 | 1
| Zone | South of Lugo | 12 | Monthly System Peak Day | SCE | 1-in-2 | 2021 | 12 |  |  |  | 55.7542 | 1
| Zone | South of Lugo | 12 | Monthly System Peak Day | SCE | 1-in-2 | 2021 | 13 |  |  |  | 57.4317 | 1
| Zone | South of Lugo | 12 | Monthly System Peak Day | SCE | 1-in-2 | 2021 | 14 |  |  |  | 58.4739 | 1
| Zone | South of Lugo | 12 | Monthly System Peak Day | SCE | 1-in-2 | 2021 | 15 |  |  |  | 59.1544 | 1
| Zone | South of Lugo | 12 | Monthly System Peak Day | SCE | 1-in-2 | 2021 | 16 |  |  |  | 59.4806 | 1
| Zone | South of Lugo | 12 | Monthly System Peak Day | SCE | 1-in-2 | 2021 | 17 |  |  |  | 58.9819 | 1
| Zone | South of Lugo | 12 | Monthly System Peak Day | SCE | 1-in-2 | 2021 | 18 |  |  |  | 57.1061 | 1
| Zone | South of Lugo | 12 | Monthly System Peak Day | SCE | 1-in-2 | 2021 | 19 |  |  |  | 54.6917 | 1
| Zone | South of Lugo | 12 | Monthly System Peak Day | SCE | 1-in-2 | 2021 | 20 |  |  |  | 53.4083 | 1
| Zone | South of Lugo | 12 | Monthly System Peak Day | SCE | 1-in-2 | 2021 | 21 |  |  |  | 51.9811 | 1
| Zone | South of Lugo | 12 | Monthly System Peak Day | SCE | 1-in-2 | 2021 | 22 |  |  |  | 50.3236 | 1
| Zone | South of Lugo | 12 | Monthly System Peak Day | SCE | 1-in-2 | 2021 | 23 |  |  |  | 48.5106 | 1
| Zone | South of Lugo | 12 | Monthly System Peak Day | SCE | 1-in-2 | 2021 | 24 |  |  |  | 47.1386 | 1
| Zone | South of Lugo | 1 | Average Weekday | SCE | 1-in-2 | 2022 | 1 |  |  |  | 54.2503 | 1
| Zone | South of Lugo | 1 | Average Weekday | SCE | 1-in-2 | 2022 | 2 |  |  |  | 53.245 | 1
| Zone | South of Lugo | 1 | Average Weekday | SCE | 1-in-2 | 2022 | 3 |  |  |  | 52.5234 | 1
| Zone | South of Lugo | 1 | Average Weekday | SCE | 1-in-2 | 2022 | 4 |  |  |  | 52.0482 | 1
| Zone | South of Lugo | 1 | Average Weekday | SCE | 1-in-2 | 2022 | 5 |  |  |  | 51.4759 | 1
| Zone | South of Lugo | 1 | Average Weekday | SCE | 1-in-2 | 2022 | 6 |  |  |  | 51.056 | 1
| Zone | South of Lugo | 1 | Average Weekday | SCE | 1-in-2 | 2022 | 7 |  |  |  | 50.9637 | 1
| Zone | South of Lugo | 1 | Average Weekday | SCE | 1-in-2 | 2022 | 8 |  |  |  | 50.9324 | 1
| Zone | South of Lugo | 1 | Average Weekday | SCE | 1-in-2 | 2022 | 9 |  |  |  | 51.558 | 1
| Zone | South of Lugo | 1 | Average Weekday | SCE | 1-in-2 | 2022 | 10 |  |  |  | 54.7017 | 1
| Zone | South of Lugo | 1 | Average Weekday | SCE | 1-in-2 | 2022 | 11 |  |  |  | 58.8512 | 1
| Zone | South of Lugo | 1 | Average Weekday | SCE | 1-in-2 | 2022 | 12 |  |  |  | 62.5358 | 1
| Zone | South of Lugo | 1 | Average Weekday | SCE | 1-in-2 | 2022 | 13 |  |  |  | 65.3512 | 1
| Zone | South of Lugo | 1 | Average Weekday | SCE | 1-in-2 | 2022 | 14 |  |  |  | 67.2939 | 1
| Zone | South of Lugo | 1 | Average Weekday | SCE | 1-in-2 | 2022 | 15 |  |  |  | 68.4604 | 1
| Zone | South of Lugo | 1 | Average Weekday | SCE | 1-in-2 | 2022 | 16 |  |  |  | 68.8114 | 1
| Zone | South of Lugo | 1 | Average Weekday | SCE | 1-in-2 | 2022 | 17 |  |  |  | 68.157 | 1
| Zone | South of Lugo | 1 | Average Weekday | SCE | 1-in-2 | 2022 | 18 |  |  |  | 66.2965 | 1
| Zone | South of Lugo | 1 | Average Weekday | SCE | 1-in-2 | 2022 | 19 |  |  |  | 63.4532 | 1
| Zone | South of Lugo | 1 | Average Weekday | SCE | 1-in-2 | 2022 | 20 |  |  |  | 61.3863 | 1
| Zone | South of Lugo | 1 | Average Weekday | SCE | 1-in-2 | 2022 | 21 |  |  |  | 59.9236 | 1
| Zone | South of Lugo | 1 | Average Weekday | SCE | 1-in-2 | 2022 | 22 |  |  |  | 58.4919 | 1
| Zone | South of Lugo | 1 | Average Weekday | SCE | 1-in-2 | 2022 | 23 |  |  |  | 57.092 | 1
| Zone | South of Lugo | 1 | Average Weekday | SCE | 1-in-2 | 2022 | 24 |  |  |  | 55.8453 | 1
| Zone | South of Lugo | 1 | Monthly System Peak Day | SCE | 1-in-2 | 2022 | 1 |  |  |  | 47.7986 | 1
| Zone | South of Lugo | 1 | Monthly System Peak Day | SCE | 1-in-2 | 2022 | 2 |  |  |  | 46.7125 | 1
| Zone | South of Lugo | 1 | Monthly System Peak Day | SCE | 1-in-2 | 2022 | 3 |  |  |  | 44.6117 | 1
| Zone | South of Lugo | 1 | Monthly System Peak Day | SCE | 1-in-2 | 2022 | 4 |  |  |  | 43.7064 | 1
| Zone | South of Lugo | 1 | Monthly System Peak Day | SCE | 1-in-2 | 2022 | 5 |  |  |  | 42.8767 | 1
| Zone | South of Lugo | 1 | Monthly System Peak Day | SCE | 1-in-2 | 2022 | 6 |  |  |  | 42.57 | 1
| Zone | South of Lugo | 1 | Monthly System Peak Day | SCE | 1-in-2 | 2022 | 7 |  |  |  | 42.2903 | 1
| Zone | South of Lugo | 1 | Monthly System Peak Day | SCE | 1-in-2 | 2022 | 8 |  |  |  | 42.6981 | 1
| Zone | South of Lugo | 1 | Monthly System Peak Day | SCE | 1-in-2 | 2022 | 9 |  |  |  | 43.4283 | 1
| Zone | South of Lugo | 1 | Monthly System Peak Day | SCE | 1-in-2 | 2022 | 10 |  |  |  | 46.0053 | 1
| Zone | South of Lugo | 1 | Monthly System Peak Day | SCE | 1-in-2 | 2022 | 11 |  |  |  | 49.6397 | 1
| Zone | South of Lugo | 1 | Monthly System Peak Day | SCE | 1-in-2 | 2022 | 12 |  |  |  | 52.3583 | 1
| Zone | South of Lugo | 1 | Monthly System Peak Day | SCE | 1-in-2 | 2022 | 13 |  |  |  | 53.9456 | 1
| Zone | South of Lugo | 1 | Monthly System Peak Day | SCE | 1-in-2 | 2022 | 14 |  |  |  | 53.7817 | 1
| Zone | South of Lugo | 1 | Monthly System Peak Day | SCE | 1-in-2 | 2022 | 15 |  |  |  | 53.4681 | 1
| Zone | South of Lugo | 1 | Monthly System Peak Day | SCE | 1-in-2 | 2022 | 16 |  |  |  | 54.5822 | 1
| Zone | South of Lugo | 1 | Monthly System Peak Day | SCE | 1-in-2 | 2022 | 17 |  |  |  | 55.2931 | 1
| Zone | South of Lugo | 1 | Monthly System Peak Day | SCE | 1-in-2 | 2022 | 18 |  |  |  | 54.4483 | 1
| Zone | South of Lugo | 1 | Monthly System Peak Day | SCE | 1-in-2 | 2022 | 19 |  |  |  | 52.6003 | 1
| Zone | South of Lugo | 1 | Monthly System Peak Day | SCE | 1-in-2 | 2022 | 20 |  |  |  | 51.2761 | 1
| Zone | South of Lugo | 1 | Monthly System Peak Day | SCE | 1-in-2 | 2022 | 21 |  |  |  | 50.3567 | 1
| Zone | South of Lugo | 1 | Monthly System Peak Day | SCE | 1-in-2 | 2022 | 22 |  |  |  | 49.27 | 1
| Zone | South of Lugo | 1 | Monthly System Peak Day | SCE | 1-in-2 | 2022 | 23 |  |  |  | 48.0264 | 1
| Zone | South of Lugo | 1 | Monthly System Peak Day | SCE | 1-in-2 | 2022 | 24 |  |  |  | 47.0872 | 1
| Zone | South of Lugo | 2 | Average Weekday | SCE | 1-in-2 | 2022 | 1 |  |  |  | 53.6409 | 1
| Zone | South of Lugo | 2 | Average Weekday | SCE | 1-in-2 | 2022 | 2 |  |  |  | 52.8383 | 1
| Zone | South of Lugo | 2 | Average Weekday | SCE | 1-in-2 | 2022 | 3 |  |  |  | 52.0969 | 1
| Zone | South of Lugo | 2 | Average Weekday | SCE | 1-in-2 | 2022 | 4 |  |  |  | 51.3915 | 1
| Zone | South of Lugo | 2 | Average Weekday | SCE | 1-in-2 | 2022 | 5 |  |  |  | 50.8331 | 1
| Zone | South of Lugo | 2 | Average Weekday | SCE | 1-in-2 | 2022 | 6 |  |  |  | 50.3523 | 1
| Zone | South of Lugo | 2 | Average Weekday | SCE | 1-in-2 | 2022 | 7 |  |  |  | 50.0344 | 1
| Zone | South of Lugo | 2 | Average Weekday | SCE | 1-in-2 | 2022 | 8 |  |  |  | 49.9834 | 1
| Zone | South of Lugo | 2 | Average Weekday | SCE | 1-in-2 | 2022 | 9 |  |  |  | 51.6122 | 1
| Zone | South of Lugo | 2 | Average Weekday | SCE | 1-in-2 | 2022 | 10 |  |  |  | 54.9783 | 1
| Zone | South of Lugo | 2 | Average Weekday | SCE | 1-in-2 | 2022 | 11 |  |  |  | 58.403 | 1
| Zone | South of Lugo | 2 | Average Weekday | SCE | 1-in-2 | 2022 | 12 |  |  |  | 61.6492 | 1
| Zone | South of Lugo | 2 | Average Weekday | SCE | 1-in-2 | 2022 | 13 |  |  |  | 64.111 | 1
| Zone | South of Lugo | 2 | Average Weekday | SCE | 1-in-2 | 2022 | 14 |  |  |  | 65.7296 | 1
| Zone | South of Lugo | 2 | Average Weekday | SCE | 1-in-2 | 2022 | 15 |  |  |  | 66.5412 | 1
| Zone | South of Lugo | 2 | Average Weekday | SCE | 1-in-2 | 2022 | 16 |  |  |  | 66.6457 | 1
| Zone | South of Lugo | 2 | Average Weekday | SCE | 1-in-2 | 2022 | 17 |  |  |  | 66.0498 | 1
| Zone | South of Lugo | 2 | Average Weekday | SCE | 1-in-2 | 2022 | 18 |  |  |  | 64.5749 | 1
| Zone | South of Lugo | 2 | Average Weekday | SCE | 1-in-2 | 2022 | 19 |  |  |  | 61.9217 | 1
| Zone | South of Lugo | 2 | Average Weekday | SCE | 1-in-2 | 2022 | 20 |  |  |  | 59.7283 | 1
| Zone | South of Lugo | 2 | Average Weekday | SCE | 1-in-2 | 2022 | 21 |  |  |  | 58.2571 | 1
| Zone | South of Lugo | 2 | Average Weekday | SCE | 1-in-2 | 2022 | 22 |  |  |  | 57.0983 | 1
| Zone | South of Lugo | 2 | Average Weekday | SCE | 1-in-2 | 2022 | 23 |  |  |  | 55.9459 | 1
| Zone | South of Lugo | 2 | Average Weekday | SCE | 1-in-2 | 2022 | 24 |  |  |  | 54.8236 | 1
| Zone | South of Lugo | 2 | Monthly System Peak Day | SCE | 1-in-2 | 2022 | 1 |  |  |  | 44.2064 | 1
| Zone | South of Lugo | 2 | Monthly System Peak Day | SCE | 1-in-2 | 2022 | 2 |  |  |  | 43.8683 | 1
| Zone | South of Lugo | 2 | Monthly System Peak Day | SCE | 1-in-2 | 2022 | 3 |  |  |  | 43.4325 | 1
| Zone | South of Lugo | 2 | Monthly System Peak Day | SCE | 1-in-2 | 2022 | 4 |  |  |  | 43.1303 | 1
| Zone | South of Lugo | 2 | Monthly System Peak Day | SCE | 1-in-2 | 2022 | 5 |  |  |  | 42.5356 | 1
| Zone | South of Lugo | 2 | Monthly System Peak Day | SCE | 1-in-2 | 2022 | 6 |  |  |  | 41.8078 | 1
| Zone | South of Lugo | 2 | Monthly System Peak Day | SCE | 1-in-2 | 2022 | 7 |  |  |  | 41.6083 | 1
| Zone | South of Lugo | 2 | Monthly System Peak Day | SCE | 1-in-2 | 2022 | 8 |  |  |  | 41.5656 | 1
| Zone | South of Lugo | 2 | Monthly System Peak Day | SCE | 1-in-2 | 2022 | 9 |  |  |  | 42.9272 | 1
| Zone | South of Lugo | 2 | Monthly System Peak Day | SCE | 1-in-2 | 2022 | 10 |  |  |  | 45.5697 | 1
| Zone | South of Lugo | 2 | Monthly System Peak Day | SCE | 1-in-2 | 2022 | 11 |  |  |  | 48.4017 | 1
| Zone | South of Lugo | 2 | Monthly System Peak Day | SCE | 1-in-2 | 2022 | 12 |  |  |  | 50.6014 | 1
| Zone | South of Lugo | 2 | Monthly System Peak Day | SCE | 1-in-2 | 2022 | 13 |  |  |  | 52.3811 | 1
| Zone | South of Lugo | 2 | Monthly System Peak Day | SCE | 1-in-2 | 2022 | 14 |  |  |  | 53.8483 | 1
| Zone | South of Lugo | 2 | Monthly System Peak Day | SCE | 1-in-2 | 2022 | 15 |  |  |  | 55.3164 | 1
| Zone | South of Lugo | 2 | Monthly System Peak Day | SCE | 1-in-2 | 2022 | 16 |  |  |  | 56.2403 | 1
| Zone | South of Lugo | 2 | Monthly System Peak Day | SCE | 1-in-2 | 2022 | 17 |  |  |  | 56.4522 | 1
| Zone | South of Lugo | 2 | Monthly System Peak Day | SCE | 1-in-2 | 2022 | 18 |  |  |  | 55.6875 | 1
| Zone | South of Lugo | 2 | Monthly System Peak Day | SCE | 1-in-2 | 2022 | 19 |  |  |  | 53.9058 | 1
| Zone | South of Lugo | 2 | Monthly System Peak Day | SCE | 1-in-2 | 2022 | 20 |  |  |  | 52.2394 | 1
| Zone | South of Lugo | 2 | Monthly System Peak Day | SCE | 1-in-2 | 2022 | 21 |  |  |  | 50.8806 | 1
| Zone | South of Lugo | 2 | Monthly System Peak Day | SCE | 1-in-2 | 2022 | 22 |  |  |  | 49.6031 | 1
| Zone | South of Lugo | 2 | Monthly System Peak Day | SCE | 1-in-2 | 2022 | 23 |  |  |  | 48.2975 | 1
| Zone | South of Lugo | 2 | Monthly System Peak Day | SCE | 1-in-2 | 2022 | 24 |  |  |  | 46.9983 | 1
| Zone | South of Lugo | 3 | Average Weekday | SCE | 1-in-2 | 2022 | 1 |  |  |  | 55.9497 | 1
| Zone | South of Lugo | 3 | Average Weekday | SCE | 1-in-2 | 2022 | 2 |  |  |  | 55.0646 | 1
| Zone | South of Lugo | 3 | Average Weekday | SCE | 1-in-2 | 2022 | 3 |  |  |  | 54.2569 | 1
| Zone | South of Lugo | 3 | Average Weekday | SCE | 1-in-2 | 2022 | 4 |  |  |  | 53.6471 | 1
| Zone | South of Lugo | 3 | Average Weekday | SCE | 1-in-2 | 2022 | 5 |  |  |  | 53.0462 | 1
| Zone | South of Lugo | 3 | Average Weekday | SCE | 1-in-2 | 2022 | 6 |  |  |  | 52.6834 | 1
| Zone | South of Lugo | 3 | Average Weekday | SCE | 1-in-2 | 2022 | 7 |  |  |  | 52.3696 | 1
| Zone | South of Lugo | 3 | Average Weekday | SCE | 1-in-2 | 2022 | 8 |  |  |  | 52.2268 | 1
| Zone | South of Lugo | 3 | Average Weekday | SCE | 1-in-2 | 2022 | 9 |  |  |  | 53.37 | 1
| Zone | South of Lugo | 3 | Average Weekday | SCE | 1-in-2 | 2022 | 10 |  |  |  | 56.119 | 1
| Zone | South of Lugo | 3 | Average Weekday | SCE | 1-in-2 | 2022 | 11 |  |  |  | 59.3661 | 1
| Zone | South of Lugo | 3 | Average Weekday | SCE | 1-in-2 | 2022 | 12 |  |  |  | 62.5066 | 1
| Zone | South of Lugo | 3 | Average Weekday | SCE | 1-in-2 | 2022 | 13 |  |  |  | 64.895 | 1
| Zone | South of Lugo | 3 | Average Weekday | SCE | 1-in-2 | 2022 | 14 |  |  |  | 66.3632 | 1
| Zone | South of Lugo | 3 | Average Weekday | SCE | 1-in-2 | 2022 | 15 |  |  |  | 67.3388 | 1
| Zone | South of Lugo | 3 | Average Weekday | SCE | 1-in-2 | 2022 | 16 |  |  |  | 68.0514 | 1
| Zone | South of Lugo | 3 | Average Weekday | SCE | 1-in-2 | 2022 | 17 |  |  |  | 68.1652 | 1
| Zone | South of Lugo | 3 | Average Weekday | SCE | 1-in-2 | 2022 | 18 |  |  |  | 67.2537 | 1
| Zone | South of Lugo | 3 | Average Weekday | SCE | 1-in-2 | 2022 | 19 |  |  |  | 65.6711 | 1
| Zone | South of Lugo | 3 | Average Weekday | SCE | 1-in-2 | 2022 | 20 |  |  |  | 63.2882 | 1
| Zone | South of Lugo | 3 | Average Weekday | SCE | 1-in-2 | 2022 | 21 |  |  |  | 61.0154 | 1
| Zone | South of Lugo | 3 | Average Weekday | SCE | 1-in-2 | 2022 | 22 |  |  |  | 59.5358 | 1
| Zone | South of Lugo | 3 | Average Weekday | SCE | 1-in-2 | 2022 | 23 |  |  |  | 58.3916 | 1
| Zone | South of Lugo | 3 | Average Weekday | SCE | 1-in-2 | 2022 | 24 |  |  |  | 57.343 | 1
| Zone | South of Lugo | 3 | Monthly System Peak Day | SCE | 1-in-2 | 2022 | 1 |  |  |  | 58.2011 | 1
| Zone | South of Lugo | 3 | Monthly System Peak Day | SCE | 1-in-2 | 2022 | 2 |  |  |  | 56.8633 | 1
| Zone | South of Lugo | 3 | Monthly System Peak Day | SCE | 1-in-2 | 2022 | 3 |  |  |  | 55.3564 | 1
| Zone | South of Lugo | 3 | Monthly System Peak Day | SCE | 1-in-2 | 2022 | 4 |  |  |  | 54.6689 | 1
| Zone | South of Lugo | 3 | Monthly System Peak Day | SCE | 1-in-2 | 2022 | 5 |  |  |  | 53.6828 | 1
| Zone | South of Lugo | 3 | Monthly System Peak Day | SCE | 1-in-2 | 2022 | 6 |  |  |  | 52.8817 | 1
| Zone | South of Lugo | 3 | Monthly System Peak Day | SCE | 1-in-2 | 2022 | 7 |  |  |  | 52.4267 | 1
| Zone | South of Lugo | 3 | Monthly System Peak Day | SCE | 1-in-2 | 2022 | 8 |  |  |  | 52.1092 | 1
| Zone | South of Lugo | 3 | Monthly System Peak Day | SCE | 1-in-2 | 2022 | 9 |  |  |  | 52.6725 | 1
| Zone | South of Lugo | 3 | Monthly System Peak Day | SCE | 1-in-2 | 2022 | 10 |  |  |  | 55.7753 | 1
| Zone | South of Lugo | 3 | Monthly System Peak Day | SCE | 1-in-2 | 2022 | 11 |  |  |  | 60.8097 | 1
| Zone | South of Lugo | 3 | Monthly System Peak Day | SCE | 1-in-2 | 2022 | 12 |  |  |  | 65.2567 | 1
| Zone | South of Lugo | 3 | Monthly System Peak Day | SCE | 1-in-2 | 2022 | 13 |  |  |  | 67.795 | 1
| Zone | South of Lugo | 3 | Monthly System Peak Day | SCE | 1-in-2 | 2022 | 14 |  |  |  | 69.1758 | 1
| Zone | South of Lugo | 3 | Monthly System Peak Day | SCE | 1-in-2 | 2022 | 15 |  |  |  | 70.2303 | 1
| Zone | South of Lugo | 3 | Monthly System Peak Day | SCE | 1-in-2 | 2022 | 16 |  |  |  | 71.1492 | 1
| Zone | South of Lugo | 3 | Monthly System Peak Day | SCE | 1-in-2 | 2022 | 17 |  |  |  | 71.2442 | 1
| Zone | South of Lugo | 3 | Monthly System Peak Day | SCE | 1-in-2 | 2022 | 18 |  |  |  | 70.7628 | 1
| Zone | South of Lugo | 3 | Monthly System Peak Day | SCE | 1-in-2 | 2022 | 19 |  |  |  | 69.2636 | 1
| Zone | South of Lugo | 3 | Monthly System Peak Day | SCE | 1-in-2 | 2022 | 20 |  |  |  | 66.4033 | 1
| Zone | South of Lugo | 3 | Monthly System Peak Day | SCE | 1-in-2 | 2022 | 21 |  |  |  | 63.4692 | 1
| Zone | South of Lugo | 3 | Monthly System Peak Day | SCE | 1-in-2 | 2022 | 22 |  |  |  | 61.8089 | 1
| Zone | South of Lugo | 3 | Monthly System Peak Day | SCE | 1-in-2 | 2022 | 23 |  |  |  | 60.2836 | 1
| Zone | South of Lugo | 3 | Monthly System Peak Day | SCE | 1-in-2 | 2022 | 24 |  |  |  | 58.895 | 1
| Zone | South of Lugo | 4 | Average Weekday | SCE | 1-in-2 | 2022 | 1 |  |  |  | 58.15 | 1
| Zone | South of Lugo | 4 | Average Weekday | SCE | 1-in-2 | 2022 | 2 |  |  |  | 57.2566 | 1
| Zone | South of Lugo | 4 | Average Weekday | SCE | 1-in-2 | 2022 | 3 |  |  |  | 56.41 | 1
| Zone | South of Lugo | 4 | Average Weekday | SCE | 1-in-2 | 2022 | 4 |  |  |  | 55.7055 | 1
| Zone | South of Lugo | 4 | Average Weekday | SCE | 1-in-2 | 2022 | 5 |  |  |  | 55.0724 | 1
| Zone | South of Lugo | 4 | Average Weekday | SCE | 1-in-2 | 2022 | 6 |  |  |  | 54.6253 | 1
| Zone | South of Lugo | 4 | Average Weekday | SCE | 1-in-2 | 2022 | 7 |  |  |  | 54.3086 | 1
| Zone | South of Lugo | 4 | Average Weekday | SCE | 1-in-2 | 2022 | 8 |  |  |  | 54.3317 | 1
| Zone | South of Lugo | 4 | Average Weekday | SCE | 1-in-2 | 2022 | 9 |  |  |  | 55.9264 | 1
| Zone | South of Lugo | 4 | Average Weekday | SCE | 1-in-2 | 2022 | 10 |  |  |  | 58.596 | 1
| Zone | South of Lugo | 4 | Average Weekday | SCE | 1-in-2 | 2022 | 11 |  |  |  | 61.4242 | 1
| Zone | South of Lugo | 4 | Average Weekday | SCE | 1-in-2 | 2022 | 12 |  |  |  | 64.2793 | 1
| Zone | South of Lugo | 4 | Average Weekday | SCE | 1-in-2 | 2022 | 13 |  |  |  | 66.5452 | 1
| Zone | South of Lugo | 4 | Average Weekday | SCE | 1-in-2 | 2022 | 14 |  |  |  | 68.2791 | 1
| Zone | South of Lugo | 4 | Average Weekday | SCE | 1-in-2 | 2022 | 15 |  |  |  | 69.5919 | 1
| Zone | South of Lugo | 4 | Average Weekday | SCE | 1-in-2 | 2022 | 16 |  |  |  | 70.212 | 1
| Zone | South of Lugo | 4 | Average Weekday | SCE | 1-in-2 | 2022 | 17 |  |  |  | 70.3359 | 1
| Zone | South of Lugo | 4 | Average Weekday | SCE | 1-in-2 | 2022 | 18 |  |  |  | 69.7872 | 1
| Zone | South of Lugo | 4 | Average Weekday | SCE | 1-in-2 | 2022 | 19 |  |  |  | 68.5917 | 1
| Zone | South of Lugo | 4 | Average Weekday | SCE | 1-in-2 | 2022 | 20 |  |  |  | 66.3136 | 1
| Zone | South of Lugo | 4 | Average Weekday | SCE | 1-in-2 | 2022 | 21 |  |  |  | 63.3123 | 1
| Zone | South of Lugo | 4 | Average Weekday | SCE | 1-in-2 | 2022 | 22 |  |  |  | 61.0779 | 1
| Zone | South of Lugo | 4 | Average Weekday | SCE | 1-in-2 | 2022 | 23 |  |  |  | 59.6904 | 1
| Zone | South of Lugo | 4 | Average Weekday | SCE | 1-in-2 | 2022 | 24 |  |  |  | 58.6399 | 1
| Zone | South of Lugo | 4 | Monthly System Peak Day | SCE | 1-in-2 | 2022 | 1 |  |  |  | 66.8897 | 1
| Zone | South of Lugo | 4 | Monthly System Peak Day | SCE | 1-in-2 | 2022 | 2 |  |  |  | 65.8975 | 1
| Zone | South of Lugo | 4 | Monthly System Peak Day | SCE | 1-in-2 | 2022 | 3 |  |  |  | 64.8122 | 1
| Zone | South of Lugo | 4 | Monthly System Peak Day | SCE | 1-in-2 | 2022 | 4 |  |  |  | 63.7006 | 1
| Zone | South of Lugo | 4 | Monthly System Peak Day | SCE | 1-in-2 | 2022 | 5 |  |  |  | 62.6464 | 1
| Zone | South of Lugo | 4 | Monthly System Peak Day | SCE | 1-in-2 | 2022 | 6 |  |  |  | 61.9178 | 1
| Zone | South of Lugo | 4 | Monthly System Peak Day | SCE | 1-in-2 | 2022 | 7 |  |  |  | 61.2908 | 1
| Zone | South of Lugo | 4 | Monthly System Peak Day | SCE | 1-in-2 | 2022 | 8 |  |  |  | 61.5175 | 1
| Zone | South of Lugo | 4 | Monthly System Peak Day | SCE | 1-in-2 | 2022 | 9 |  |  |  | 63.8247 | 1
| Zone | South of Lugo | 4 | Monthly System Peak Day | SCE | 1-in-2 | 2022 | 10 |  |  |  | 68.56 | 1
| Zone | South of Lugo | 4 | Monthly System Peak Day | SCE | 1-in-2 | 2022 | 11 |  |  |  | 73.8278 | 1
| Zone | South of Lugo | 4 | Monthly System Peak Day | SCE | 1-in-2 | 2022 | 12 |  |  |  | 78.6222 | 1
| Zone | South of Lugo | 4 | Monthly System Peak Day | SCE | 1-in-2 | 2022 | 13 |  |  |  | 82.5194 | 1
| Zone | South of Lugo | 4 | Monthly System Peak Day | SCE | 1-in-2 | 2022 | 14 |  |  |  | 85.1139 | 1
| Zone | South of Lugo | 4 | Monthly System Peak Day | SCE | 1-in-2 | 2022 | 15 |  |  |  | 86.3083 | 1
| Zone | South of Lugo | 4 | Monthly System Peak Day | SCE | 1-in-2 | 2022 | 16 |  |  |  | 86.7528 | 1
| Zone | South of Lugo | 4 | Monthly System Peak Day | SCE | 1-in-2 | 2022 | 17 |  |  |  | 85.5861 | 1
| Zone | South of Lugo | 4 | Monthly System Peak Day | SCE | 1-in-2 | 2022 | 18 |  |  |  | 85.2889 | 1
| Zone | South of Lugo | 4 | Monthly System Peak Day | SCE | 1-in-2 | 2022 | 19 |  |  |  | 83.9667 | 1
| Zone | South of Lugo | 4 | Monthly System Peak Day | SCE | 1-in-2 | 2022 | 20 |  |  |  | 81.2633 | 1
| Zone | South of Lugo | 4 | Monthly System Peak Day | SCE | 1-in-2 | 2022 | 21 |  |  |  | 77.2006 | 1
| Zone | South of Lugo | 4 | Monthly System Peak Day | SCE | 1-in-2 | 2022 | 22 |  |  |  | 74.1328 | 1
| Zone | South of Lugo | 4 | Monthly System Peak Day | SCE | 1-in-2 | 2022 | 23 |  |  |  | 71.9197 | 1
| Zone | South of Lugo | 4 | Monthly System Peak Day | SCE | 1-in-2 | 2022 | 24 |  |  |  | 68.9083 | 1
| Zone | South of Lugo | 5 | Average Weekday | SCE | 1-in-2 | 2022 | 1 |  |  |  | 61.1348 | 1
| Zone | South of Lugo | 5 | Average Weekday | SCE | 1-in-2 | 2022 | 2 |  |  |  | 60.5346 | 1
| Zone | South of Lugo | 5 | Average Weekday | SCE | 1-in-2 | 2022 | 3 |  |  |  | 60.0288 | 1
| Zone | South of Lugo | 5 | Average Weekday | SCE | 1-in-2 | 2022 | 4 |  |  |  | 59.5236 | 1
| Zone | South of Lugo | 5 | Average Weekday | SCE | 1-in-2 | 2022 | 5 |  |  |  | 59.1163 | 1
| Zone | South of Lugo | 5 | Average Weekday | SCE | 1-in-2 | 2022 | 6 |  |  |  | 58.7282 | 1
| Zone | South of Lugo | 5 | Average Weekday | SCE | 1-in-2 | 2022 | 7 |  |  |  | 58.3962 | 1
| Zone | South of Lugo | 5 | Average Weekday | SCE | 1-in-2 | 2022 | 8 |  |  |  | 58.7437 | 1
| Zone | South of Lugo | 5 | Average Weekday | SCE | 1-in-2 | 2022 | 9 |  |  |  | 60.2327 | 1
| Zone | South of Lugo | 5 | Average Weekday | SCE | 1-in-2 | 2022 | 10 |  |  |  | 62.3563 | 1
| Zone | South of Lugo | 5 | Average Weekday | SCE | 1-in-2 | 2022 | 11 |  |  |  | 64.933 | 1
| Zone | South of Lugo | 5 | Average Weekday | SCE | 1-in-2 | 2022 | 12 |  |  |  | 67.3178 | 1
| Zone | South of Lugo | 5 | Average Weekday | SCE | 1-in-2 | 2022 | 13 |  |  |  | 69.4255 | 1
| Zone | South of Lugo | 5 | Average Weekday | SCE | 1-in-2 | 2022 | 14 |  |  |  | 71.148 | 1
| Zone | South of Lugo | 5 | Average Weekday | SCE | 1-in-2 | 2022 | 15 |  |  |  | 72.4241 | 1
| Zone | South of Lugo | 5 | Average Weekday | SCE | 1-in-2 | 2022 | 16 |  |  |  | 73.1156 | 1
| Zone | South of Lugo | 5 | Average Weekday | SCE | 1-in-2 | 2022 | 17 |  |  |  | 73.2273 | 1
| Zone | South of Lugo | 5 | Average Weekday | SCE | 1-in-2 | 2022 | 18 |  |  |  | 72.5655 | 1
| Zone | South of Lugo | 5 | Average Weekday | SCE | 1-in-2 | 2022 | 19 |  |  |  | 71.1484 | 1
| Zone | South of Lugo | 5 | Average Weekday | SCE | 1-in-2 | 2022 | 20 |  |  |  | 68.9891 | 1
| Zone | South of Lugo | 5 | Average Weekday | SCE | 1-in-2 | 2022 | 21 |  |  |  | 66.1434 | 1
| Zone | South of Lugo | 5 | Average Weekday | SCE | 1-in-2 | 2022 | 22 |  |  |  | 63.9125 | 1
| Zone | South of Lugo | 5 | Average Weekday | SCE | 1-in-2 | 2022 | 23 |  |  |  | 62.6515 | 1
| Zone | South of Lugo | 5 | Average Weekday | SCE | 1-in-2 | 2022 | 24 |  |  |  | 61.7451 | 1
| Zone | South of Lugo | 5 | Monthly System Peak Day | SCE | 1-in-2 | 2022 | 1 |  |  |  | 66.0475 | 1
| Zone | South of Lugo | 5 | Monthly System Peak Day | SCE | 1-in-2 | 2022 | 2 |  |  |  | 64.5492 | 1
| Zone | South of Lugo | 5 | Monthly System Peak Day | SCE | 1-in-2 | 2022 | 3 |  |  |  | 63.2322 | 1
| Zone | South of Lugo | 5 | Monthly System Peak Day | SCE | 1-in-2 | 2022 | 4 |  |  |  | 62.2769 | 1
| Zone | South of Lugo | 5 | Monthly System Peak Day | SCE | 1-in-2 | 2022 | 5 |  |  |  | 61.3519 | 1
| Zone | South of Lugo | 5 | Monthly System Peak Day | SCE | 1-in-2 | 2022 | 6 |  |  |  | 60.4378 | 1
| Zone | South of Lugo | 5 | Monthly System Peak Day | SCE | 1-in-2 | 2022 | 7 |  |  |  | 59.9061 | 1
| Zone | South of Lugo | 5 | Monthly System Peak Day | SCE | 1-in-2 | 2022 | 8 |  |  |  | 60.7006 | 1
| Zone | South of Lugo | 5 | Monthly System Peak Day | SCE | 1-in-2 | 2022 | 9 |  |  |  | 64.1961 | 1
| Zone | South of Lugo | 5 | Monthly System Peak Day | SCE | 1-in-2 | 2022 | 10 |  |  |  | 69.1378 | 1
| Zone | South of Lugo | 5 | Monthly System Peak Day | SCE | 1-in-2 | 2022 | 11 |  |  |  | 74.6647 | 1
| Zone | South of Lugo | 5 | Monthly System Peak Day | SCE | 1-in-2 | 2022 | 12 |  |  |  | 79.1169 | 1
| Zone | South of Lugo | 5 | Monthly System Peak Day | SCE | 1-in-2 | 2022 | 13 |  |  |  | 82.1083 | 1
| Zone | South of Lugo | 5 | Monthly System Peak Day | SCE | 1-in-2 | 2022 | 14 |  |  |  | 84.5722 | 1
| Zone | South of Lugo | 5 | Monthly System Peak Day | SCE | 1-in-2 | 2022 | 15 |  |  |  | 85.1464 | 1
| Zone | South of Lugo | 5 | Monthly System Peak Day | SCE | 1-in-2 | 2022 | 16 |  |  |  | 85.8753 | 1
| Zone | South of Lugo | 5 | Monthly System Peak Day | SCE | 1-in-2 | 2022 | 17 |  |  |  | 86.4417 | 1
| Zone | South of Lugo | 5 | Monthly System Peak Day | SCE | 1-in-2 | 2022 | 18 |  |  |  | 85.7194 | 1
| Zone | South of Lugo | 5 | Monthly System Peak Day | SCE | 1-in-2 | 2022 | 19 |  |  |  | 83.6361 | 1
| Zone | South of Lugo | 5 | Monthly System Peak Day | SCE | 1-in-2 | 2022 | 20 |  |  |  | 80.6308 | 1
| Zone | South of Lugo | 5 | Monthly System Peak Day | SCE | 1-in-2 | 2022 | 21 |  |  |  | 76.6228 | 1
| Zone | South of Lugo | 5 | Monthly System Peak Day | SCE | 1-in-2 | 2022 | 22 |  |  |  | 72.9378 | 1
| Zone | South of Lugo | 5 | Monthly System Peak Day | SCE | 1-in-2 | 2022 | 23 |  |  |  | 70.6978 | 1
| Zone | South of Lugo | 5 | Monthly System Peak Day | SCE | 1-in-2 | 2022 | 24 |  |  |  | 69.0661 | 1
| Zone | South of Lugo | 6 | Average Weekday | SCE | 1-in-2 | 2022 | 1 |  |  |  | 63.9782 | 1
| Zone | South of Lugo | 6 | Average Weekday | SCE | 1-in-2 | 2022 | 2 |  |  |  | 63.1095 | 1
| Zone | South of Lugo | 6 | Average Weekday | SCE | 1-in-2 | 2022 | 3 |  |  |  | 62.3522 | 1
| Zone | South of Lugo | 6 | Average Weekday | SCE | 1-in-2 | 2022 | 4 |  |  |  | 61.6996 | 1
| Zone | South of Lugo | 6 | Average Weekday | SCE | 1-in-2 | 2022 | 5 |  |  |  | 61.1746 | 1
| Zone | South of Lugo | 6 | Average Weekday | SCE | 1-in-2 | 2022 | 6 |  |  |  | 60.7294 | 1
| Zone | South of Lugo | 6 | Average Weekday | SCE | 1-in-2 | 2022 | 7 |  |  |  | 60.3883 | 1
| Zone | South of Lugo | 6 | Average Weekday | SCE | 1-in-2 | 2022 | 8 |  |  |  | 60.8863 | 1
| Zone | South of Lugo | 6 | Average Weekday | SCE | 1-in-2 | 2022 | 9 |  |  |  | 62.5691 | 1
| Zone | South of Lugo | 6 | Average Weekday | SCE | 1-in-2 | 2022 | 10 |  |  |  | 65.1324 | 1
| Zone | South of Lugo | 6 | Average Weekday | SCE | 1-in-2 | 2022 | 11 |  |  |  | 68.1945 | 1
| Zone | South of Lugo | 6 | Average Weekday | SCE | 1-in-2 | 2022 | 12 |  |  |  | 71.3648 | 1
| Zone | South of Lugo | 6 | Average Weekday | SCE | 1-in-2 | 2022 | 13 |  |  |  | 73.9036 | 1
| Zone | South of Lugo | 6 | Average Weekday | SCE | 1-in-2 | 2022 | 14 |  |  |  | 76.0368 | 1
| Zone | South of Lugo | 6 | Average Weekday | SCE | 1-in-2 | 2022 | 15 |  |  |  | 77.7526 | 1
| Zone | South of Lugo | 6 | Average Weekday | SCE | 1-in-2 | 2022 | 16 |  |  |  | 78.7286 | 1
| Zone | South of Lugo | 6 | Average Weekday | SCE | 1-in-2 | 2022 | 17 |  |  |  | 79.2035 | 1
| Zone | South of Lugo | 6 | Average Weekday | SCE | 1-in-2 | 2022 | 18 |  |  |  | 78.5518 | 1
| Zone | South of Lugo | 6 | Average Weekday | SCE | 1-in-2 | 2022 | 19 |  |  |  | 77.0958 | 1
| Zone | South of Lugo | 6 | Average Weekday | SCE | 1-in-2 | 2022 | 20 |  |  |  | 74.8612 | 1
| Zone | South of Lugo | 6 | Average Weekday | SCE | 1-in-2 | 2022 | 21 |  |  |  | 71.7224 | 1
| Zone | South of Lugo | 6 | Average Weekday | SCE | 1-in-2 | 2022 | 22 |  |  |  | 68.5028 | 1
| Zone | South of Lugo | 6 | Average Weekday | SCE | 1-in-2 | 2022 | 23 |  |  |  | 66.5545 | 1
| Zone | South of Lugo | 6 | Average Weekday | SCE | 1-in-2 | 2022 | 24 |  |  |  | 65.2126 | 1
| Zone | South of Lugo | 6 | Monthly System Peak Day | SCE | 1-in-2 | 2022 | 1 |  |  |  | 67.0692 | 1
| Zone | South of Lugo | 6 | Monthly System Peak Day | SCE | 1-in-2 | 2022 | 2 |  |  |  | 65.9033 | 1
| Zone | South of Lugo | 6 | Monthly System Peak Day | SCE | 1-in-2 | 2022 | 3 |  |  |  | 65.135 | 1
| Zone | South of Lugo | 6 | Monthly System Peak Day | SCE | 1-in-2 | 2022 | 4 |  |  |  | 64.3161 | 1
| Zone | South of Lugo | 6 | Monthly System Peak Day | SCE | 1-in-2 | 2022 | 5 |  |  |  | 63.5986 | 1
| Zone | South of Lugo | 6 | Monthly System Peak Day | SCE | 1-in-2 | 2022 | 6 |  |  |  | 62.5897 | 1
| Zone | South of Lugo | 6 | Monthly System Peak Day | SCE | 1-in-2 | 2022 | 7 |  |  |  | 62.07 | 1
| Zone | South of Lugo | 6 | Monthly System Peak Day | SCE | 1-in-2 | 2022 | 8 |  |  |  | 63.3292 | 1
| Zone | South of Lugo | 6 | Monthly System Peak Day | SCE | 1-in-2 | 2022 | 9 |  |  |  | 66.2958 | 1
| Zone | South of Lugo | 6 | Monthly System Peak Day | SCE | 1-in-2 | 2022 | 10 |  |  |  | 70.9294 | 1
| Zone | South of Lugo | 6 | Monthly System Peak Day | SCE | 1-in-2 | 2022 | 11 |  |  |  | 74.8111 | 1
| Zone | South of Lugo | 6 | Monthly System Peak Day | SCE | 1-in-2 | 2022 | 12 |  |  |  | 78.54 | 1
| Zone | South of Lugo | 6 | Monthly System Peak Day | SCE | 1-in-2 | 2022 | 13 |  |  |  | 80.0636 | 1
| Zone | South of Lugo | 6 | Monthly System Peak Day | SCE | 1-in-2 | 2022 | 14 |  |  |  | 81.5794 | 1
| Zone | South of Lugo | 6 | Monthly System Peak Day | SCE | 1-in-2 | 2022 | 15 |  |  |  | 83.7931 | 1
| Zone | South of Lugo | 6 | Monthly System Peak Day | SCE | 1-in-2 | 2022 | 16 |  |  |  | 85.1108 | 1
| Zone | South of Lugo | 6 | Monthly System Peak Day | SCE | 1-in-2 | 2022 | 17 |  |  |  | 85.9139 | 1
| Zone | South of Lugo | 6 | Monthly System Peak Day | SCE | 1-in-2 | 2022 | 18 |  |  |  | 84.7444 | 1
| Zone | South of Lugo | 6 | Monthly System Peak Day | SCE | 1-in-2 | 2022 | 19 |  |  |  | 82.1444 | 1
| Zone | South of Lugo | 6 | Monthly System Peak Day | SCE | 1-in-2 | 2022 | 20 |  |  |  | 79.5269 | 1
| Zone | South of Lugo | 6 | Monthly System Peak Day | SCE | 1-in-2 | 2022 | 21 |  |  |  | 76.2128 | 1
| Zone | South of Lugo | 6 | Monthly System Peak Day | SCE | 1-in-2 | 2022 | 22 |  |  |  | 72.9086 | 1
| Zone | South of Lugo | 6 | Monthly System Peak Day | SCE | 1-in-2 | 2022 | 23 |  |  |  | 71.2892 | 1
| Zone | South of Lugo | 6 | Monthly System Peak Day | SCE | 1-in-2 | 2022 | 24 |  |  |  | 69.8431 | 1
| Zone | South of Lugo | 7 | Average Weekday | SCE | 1-in-2 | 2022 | 1 |  |  |  | 68.6348 | 1
| Zone | South of Lugo | 7 | Average Weekday | SCE | 1-in-2 | 2022 | 2 |  |  |  | 67.8546 | 1
| Zone | South of Lugo | 7 | Average Weekday | SCE | 1-in-2 | 2022 | 3 |  |  |  | 67.1611 | 1
| Zone | South of Lugo | 7 | Average Weekday | SCE | 1-in-2 | 2022 | 4 |  |  |  | 66.537 | 1
| Zone | South of Lugo | 7 | Average Weekday | SCE | 1-in-2 | 2022 | 5 |  |  |  | 66.0419 | 1
| Zone | South of Lugo | 7 | Average Weekday | SCE | 1-in-2 | 2022 | 6 |  |  |  | 65.5975 | 1
| Zone | South of Lugo | 7 | Average Weekday | SCE | 1-in-2 | 2022 | 7 |  |  |  | 65.2822 | 1
| Zone | South of Lugo | 7 | Average Weekday | SCE | 1-in-2 | 2022 | 8 |  |  |  | 65.8683 | 1
| Zone | South of Lugo | 7 | Average Weekday | SCE | 1-in-2 | 2022 | 9 |  |  |  | 67.9582 | 1
| Zone | South of Lugo | 7 | Average Weekday | SCE | 1-in-2 | 2022 | 10 |  |  |  | 70.6765 | 1
| Zone | South of Lugo | 7 | Average Weekday | SCE | 1-in-2 | 2022 | 11 |  |  |  | 73.7944 | 1
| Zone | South of Lugo | 7 | Average Weekday | SCE | 1-in-2 | 2022 | 12 |  |  |  | 76.9344 | 1
| Zone | South of Lugo | 7 | Average Weekday | SCE | 1-in-2 | 2022 | 13 |  |  |  | 79.4886 | 1
| Zone | South of Lugo | 7 | Average Weekday | SCE | 1-in-2 | 2022 | 14 |  |  |  | 81.4124 | 1
| Zone | South of Lugo | 7 | Average Weekday | SCE | 1-in-2 | 2022 | 15 |  |  |  | 82.8268 | 1
| Zone | South of Lugo | 7 | Average Weekday | SCE | 1-in-2 | 2022 | 16 |  |  |  | 83.4491 | 1
| Zone | South of Lugo | 7 | Average Weekday | SCE | 1-in-2 | 2022 | 17 |  |  |  | 83.7052 | 1
| Zone | South of Lugo | 7 | Average Weekday | SCE | 1-in-2 | 2022 | 18 |  |  |  | 83.0297 | 1
| Zone | South of Lugo | 7 | Average Weekday | SCE | 1-in-2 | 2022 | 19 |  |  |  | 81.4723 | 1
| Zone | South of Lugo | 7 | Average Weekday | SCE | 1-in-2 | 2022 | 20 |  |  |  | 79.2629 | 1
| Zone | South of Lugo | 7 | Average Weekday | SCE | 1-in-2 | 2022 | 21 |  |  |  | 76.138 | 1
| Zone | South of Lugo | 7 | Average Weekday | SCE | 1-in-2 | 2022 | 22 |  |  |  | 72.8533 | 1
| Zone | South of Lugo | 7 | Average Weekday | SCE | 1-in-2 | 2022 | 23 |  |  |  | 70.8084 | 1
| Zone | South of Lugo | 7 | Average Weekday | SCE | 1-in-2 | 2022 | 24 |  |  |  | 69.575 | 1
| Zone | South of Lugo | 7 | Monthly System Peak Day | SCE | 1-in-2 | 2022 | 1 |  |  |  | 72.2423 | 1
| Zone | South of Lugo | 7 | Monthly System Peak Day | SCE | 1-in-2 | 2022 | 2 |  |  |  | 71.3351 | 1
| Zone | South of Lugo | 7 | Monthly System Peak Day | SCE | 1-in-2 | 2022 | 3 |  |  |  | 70.228 | 1
| Zone | South of Lugo | 7 | Monthly System Peak Day | SCE | 1-in-2 | 2022 | 4 |  |  |  | 69.6182 | 1
| Zone | South of Lugo | 7 | Monthly System Peak Day | SCE | 1-in-2 | 2022 | 5 |  |  |  | 69.2769 | 1
| Zone | South of Lugo | 7 | Monthly System Peak Day | SCE | 1-in-2 | 2022 | 6 |  |  |  | 68.8951 | 1
| Zone | South of Lugo | 7 | Monthly System Peak Day | SCE | 1-in-2 | 2022 | 7 |  |  |  | 68.4341 | 1
| Zone | South of Lugo | 7 | Monthly System Peak Day | SCE | 1-in-2 | 2022 | 8 |  |  |  | 68.8008 | 1
| Zone | South of Lugo | 7 | Monthly System Peak Day | SCE | 1-in-2 | 2022 | 9 |  |  |  | 71.7569 | 1
| Zone | South of Lugo | 7 | Monthly System Peak Day | SCE | 1-in-2 | 2022 | 10 |  |  |  | 75.7528 | 1
| Zone | South of Lugo | 7 | Monthly System Peak Day | SCE | 1-in-2 | 2022 | 11 |  |  |  | 80.0769 | 1
| Zone | South of Lugo | 7 | Monthly System Peak Day | SCE | 1-in-2 | 2022 | 12 |  |  |  | 83.7615 | 1
| Zone | South of Lugo | 7 | Monthly System Peak Day | SCE | 1-in-2 | 2022 | 13 |  |  |  | 86.9231 | 1
| Zone | South of Lugo | 7 | Monthly System Peak Day | SCE | 1-in-2 | 2022 | 14 |  |  |  | 88.8051 | 1
| Zone | South of Lugo | 7 | Monthly System Peak Day | SCE | 1-in-2 | 2022 | 15 |  |  |  | 90.4872 | 1
| Zone | South of Lugo | 7 | Monthly System Peak Day | SCE | 1-in-2 | 2022 | 16 |  |  |  | 90.8692 | 1
| Zone | South of Lugo | 7 | Monthly System Peak Day | SCE | 1-in-2 | 2022 | 17 |  |  |  | 91.9231 | 1
| Zone | South of Lugo | 7 | Monthly System Peak Day | SCE | 1-in-2 | 2022 | 18 |  |  |  | 91.3897 | 1
| Zone | South of Lugo | 7 | Monthly System Peak Day | SCE | 1-in-2 | 2022 | 19 |  |  |  | 89.0718 | 1
| Zone | South of Lugo | 7 | Monthly System Peak Day | SCE | 1-in-2 | 2022 | 20 |  |  |  | 86.6872 | 1
| Zone | South of Lugo | 7 | Monthly System Peak Day | SCE | 1-in-2 | 2022 | 21 |  |  |  | 83.3 | 1
| Zone | South of Lugo | 7 | Monthly System Peak Day | SCE | 1-in-2 | 2022 | 22 |  |  |  | 79.4908 | 1
| Zone | South of Lugo | 7 | Monthly System Peak Day | SCE | 1-in-2 | 2022 | 23 |  |  |  | 76.8203 | 1
| Zone | South of Lugo | 7 | Monthly System Peak Day | SCE | 1-in-2 | 2022 | 24 |  |  |  | 75.1987 | 1
| Zone | South of Lugo | 8 | Average Weekday | SCE | 1-in-2 | 2022 | 1 |  |  |  | 70.0345 | 1
| Zone | South of Lugo | 8 | Average Weekday | SCE | 1-in-2 | 2022 | 2 |  |  |  | 69.0806 | 1
| Zone | South of Lugo | 8 | Average Weekday | SCE | 1-in-2 | 2022 | 3 |  |  |  | 68.2447 | 1
| Zone | South of Lugo | 8 | Average Weekday | SCE | 1-in-2 | 2022 | 4 |  |  |  | 67.5212 | 1
| Zone | South of Lugo | 8 | Average Weekday | SCE | 1-in-2 | 2022 | 5 |  |  |  | 66.9202 | 1
| Zone | South of Lugo | 8 | Average Weekday | SCE | 1-in-2 | 2022 | 6 |  |  |  | 66.3969 | 1
| Zone | South of Lugo | 8 | Average Weekday | SCE | 1-in-2 | 2022 | 7 |  |  |  | 66.0998 | 1
| Zone | South of Lugo | 8 | Average Weekday | SCE | 1-in-2 | 2022 | 8 |  |  |  | 66.163 | 1
| Zone | South of Lugo | 8 | Average Weekday | SCE | 1-in-2 | 2022 | 9 |  |  |  | 68.0861 | 1
| Zone | South of Lugo | 8 | Average Weekday | SCE | 1-in-2 | 2022 | 10 |  |  |  | 71.1121 | 1
| Zone | South of Lugo | 8 | Average Weekday | SCE | 1-in-2 | 2022 | 11 |  |  |  | 74.7632 | 1
| Zone | South of Lugo | 8 | Average Weekday | SCE | 1-in-2 | 2022 | 12 |  |  |  | 78.4705 | 1
| Zone | South of Lugo | 8 | Average Weekday | SCE | 1-in-2 | 2022 | 13 |  |  |  | 81.311 | 1
| Zone | South of Lugo | 8 | Average Weekday | SCE | 1-in-2 | 2022 | 14 |  |  |  | 83.5318 | 1
| Zone | South of Lugo | 8 | Average Weekday | SCE | 1-in-2 | 2022 | 15 |  |  |  | 84.9576 | 1
| Zone | South of Lugo | 8 | Average Weekday | SCE | 1-in-2 | 2022 | 16 |  |  |  | 85.6107 | 1
| Zone | South of Lugo | 8 | Average Weekday | SCE | 1-in-2 | 2022 | 17 |  |  |  | 85.8816 | 1
| Zone | South of Lugo | 8 | Average Weekday | SCE | 1-in-2 | 2022 | 18 |  |  |  | 85.1098 | 1
| Zone | South of Lugo | 8 | Average Weekday | SCE | 1-in-2 | 2022 | 19 |  |  |  | 83.4933 | 1
| Zone | South of Lugo | 8 | Average Weekday | SCE | 1-in-2 | 2022 | 20 |  |  |  | 80.9206 | 1
| Zone | South of Lugo | 8 | Average Weekday | SCE | 1-in-2 | 2022 | 21 |  |  |  | 77.1187 | 1
| Zone | South of Lugo | 8 | Average Weekday | SCE | 1-in-2 | 2022 | 22 |  |  |  | 74.0969 | 1
| Zone | South of Lugo | 8 | Average Weekday | SCE | 1-in-2 | 2022 | 23 |  |  |  | 72.2916 | 1
| Zone | South of Lugo | 8 | Average Weekday | SCE | 1-in-2 | 2022 | 24 |  |  |  | 71.0937 | 1
| Zone | South of Lugo | 8 | Monthly System Peak Day | SCE | 1-in-2 | 2022 | 1 |  |  |  | 78.1795 | 1
| Zone | South of Lugo | 8 | Monthly System Peak Day | SCE | 1-in-2 | 2022 | 2 |  |  |  | 77.0659 | 1
| Zone | South of Lugo | 8 | Monthly System Peak Day | SCE | 1-in-2 | 2022 | 3 |  |  |  | 76.5549 | 1
| Zone | South of Lugo | 8 | Monthly System Peak Day | SCE | 1-in-2 | 2022 | 4 |  |  |  | 75.7885 | 1
| Zone | South of Lugo | 8 | Monthly System Peak Day | SCE | 1-in-2 | 2022 | 5 |  |  |  | 75.3146 | 1
| Zone | South of Lugo | 8 | Monthly System Peak Day | SCE | 1-in-2 | 2022 | 6 |  |  |  | 74.9559 | 1
| Zone | South of Lugo | 8 | Monthly System Peak Day | SCE | 1-in-2 | 2022 | 7 |  |  |  | 74.6141 | 1
| Zone | South of Lugo | 8 | Monthly System Peak Day | SCE | 1-in-2 | 2022 | 8 |  |  |  | 74.7823 | 1
| Zone | South of Lugo | 8 | Monthly System Peak Day | SCE | 1-in-2 | 2022 | 9 |  |  |  | 76.6659 | 1
| Zone | South of Lugo | 8 | Monthly System Peak Day | SCE | 1-in-2 | 2022 | 10 |  |  |  | 80.6795 | 1
| Zone | South of Lugo | 8 | Monthly System Peak Day | SCE | 1-in-2 | 2022 | 11 |  |  |  | 84.5692 | 1
| Zone | South of Lugo | 8 | Monthly System Peak Day | SCE | 1-in-2 | 2022 | 12 |  |  |  | 87.9692 | 1
| Zone | South of Lugo | 8 | Monthly System Peak Day | SCE | 1-in-2 | 2022 | 13 |  |  |  | 90.3 | 1
| Zone | South of Lugo | 8 | Monthly System Peak Day | SCE | 1-in-2 | 2022 | 14 |  |  |  | 92.2385 | 1
| Zone | South of Lugo | 8 | Monthly System Peak Day | SCE | 1-in-2 | 2022 | 15 |  |  |  | 93.7077 | 1
| Zone | South of Lugo | 8 | Monthly System Peak Day | SCE | 1-in-2 | 2022 | 16 |  |  |  | 93.8103 | 1
| Zone | South of Lugo | 8 | Monthly System Peak Day | SCE | 1-in-2 | 2022 | 17 |  |  |  | 93.0154 | 1
| Zone | South of Lugo | 8 | Monthly System Peak Day | SCE | 1-in-2 | 2022 | 18 |  |  |  | 91.7667 | 1
| Zone | South of Lugo | 8 | Monthly System Peak Day | SCE | 1-in-2 | 2022 | 19 |  |  |  | 90.3692 | 1
| Zone | South of Lugo | 8 | Monthly System Peak Day | SCE | 1-in-2 | 2022 | 20 |  |  |  | 88.3385 | 1
| Zone | South of Lugo | 8 | Monthly System Peak Day | SCE | 1-in-2 | 2022 | 21 |  |  |  | 84.8487 | 1
| Zone | South of Lugo | 8 | Monthly System Peak Day | SCE | 1-in-2 | 2022 | 22 |  |  |  | 81.4385 | 1
| Zone | South of Lugo | 8 | Monthly System Peak Day | SCE | 1-in-2 | 2022 | 23 |  |  |  | 79.3128 | 1
| Zone | South of Lugo | 8 | Monthly System Peak Day | SCE | 1-in-2 | 2022 | 24 |  |  |  | 77.8072 | 1
| Zone | South of Lugo | 8 | Typical Event Day | SCE | 1-in-2 | 2022 | 1 |  |  |  | 73.3879 | 1
| Zone | South of Lugo | 8 | Typical Event Day | SCE | 1-in-2 | 2022 | 2 |  |  |  | 72.3336 | 1
| Zone | South of Lugo | 8 | Typical Event Day | SCE | 1-in-2 | 2022 | 3 |  |  |  | 71.5701 | 1
| Zone | South of Lugo | 8 | Typical Event Day | SCE | 1-in-2 | 2022 | 4 |  |  |  | 70.9136 | 1
| Zone | South of Lugo | 8 | Typical Event Day | SCE | 1-in-2 | 2022 | 5 |  |  |  | 70.3249 | 1
| Zone | South of Lugo | 8 | Typical Event Day | SCE | 1-in-2 | 2022 | 6 |  |  |  | 69.7097 | 1
| Zone | South of Lugo | 8 | Typical Event Day | SCE | 1-in-2 | 2022 | 7 |  |  |  | 69.4113 | 1
| Zone | South of Lugo | 8 | Typical Event Day | SCE | 1-in-2 | 2022 | 8 |  |  |  | 69.8227 | 1
| Zone | South of Lugo | 8 | Typical Event Day | SCE | 1-in-2 | 2022 | 9 |  |  |  | 72.166 | 1
| Zone | South of Lugo | 8 | Typical Event Day | SCE | 1-in-2 | 2022 | 10 |  |  |  | 76.4347 | 1
| Zone | South of Lugo | 8 | Typical Event Day | SCE | 1-in-2 | 2022 | 11 |  |  |  | 80.7497 | 1
| Zone | South of Lugo | 8 | Typical Event Day | SCE | 1-in-2 | 2022 | 12 |  |  |  | 84.6027 | 1
| Zone | South of Lugo | 8 | Typical Event Day | SCE | 1-in-2 | 2022 | 13 |  |  |  | 87.3238 | 1
| Zone | South of Lugo | 8 | Typical Event Day | SCE | 1-in-2 | 2022 | 14 |  |  |  | 89.3264 | 1
| Zone | South of Lugo | 8 | Typical Event Day | SCE | 1-in-2 | 2022 | 15 |  |  |  | 90.9715 | 1
| Zone | South of Lugo | 8 | Typical Event Day | SCE | 1-in-2 | 2022 | 16 |  |  |  | 91.3217 | 1
| Zone | South of Lugo | 8 | Typical Event Day | SCE | 1-in-2 | 2022 | 17 |  |  |  | 91.5824 | 1
| Zone | South of Lugo | 8 | Typical Event Day | SCE | 1-in-2 | 2022 | 18 |  |  |  | 90.7228 | 1
| Zone | South of Lugo | 8 | Typical Event Day | SCE | 1-in-2 | 2022 | 19 |  |  |  | 88.882 | 1
| Zone | South of Lugo | 8 | Typical Event Day | SCE | 1-in-2 | 2022 | 20 |  |  |  | 86.5312 | 1
| Zone | South of Lugo | 8 | Typical Event Day | SCE | 1-in-2 | 2022 | 21 |  |  |  | 83.1432 | 1
| Zone | South of Lugo | 8 | Typical Event Day | SCE | 1-in-2 | 2022 | 22 |  |  |  | 79.9623 | 1
| Zone | South of Lugo | 8 | Typical Event Day | SCE | 1-in-2 | 2022 | 23 |  |  |  | 77.8256 | 1
| Zone | South of Lugo | 8 | Typical Event Day | SCE | 1-in-2 | 2022 | 24 |  |  |  | 76.0635 | 1
| Zone | South of Lugo | 9 | Average Weekday | SCE | 1-in-2 | 2022 | 1 |  |  |  | 69.5679 | 1
| Zone | South of Lugo | 9 | Average Weekday | SCE | 1-in-2 | 2022 | 2 |  |  |  | 68.7193 | 1
| Zone | South of Lugo | 9 | Average Weekday | SCE | 1-in-2 | 2022 | 3 |  |  |  | 68.0278 | 1
| Zone | South of Lugo | 9 | Average Weekday | SCE | 1-in-2 | 2022 | 4 |  |  |  | 67.4097 | 1
| Zone | South of Lugo | 9 | Average Weekday | SCE | 1-in-2 | 2022 | 5 |  |  |  | 66.9014 | 1
| Zone | South of Lugo | 9 | Average Weekday | SCE | 1-in-2 | 2022 | 6 |  |  |  | 66.4414 | 1
| Zone | South of Lugo | 9 | Average Weekday | SCE | 1-in-2 | 2022 | 7 |  |  |  | 66.1311 | 1
| Zone | South of Lugo | 9 | Average Weekday | SCE | 1-in-2 | 2022 | 8 |  |  |  | 66.0566 | 1
| Zone | South of Lugo | 9 | Average Weekday | SCE | 1-in-2 | 2022 | 9 |  |  |  | 67.5294 | 1
| Zone | South of Lugo | 9 | Average Weekday | SCE | 1-in-2 | 2022 | 10 |  |  |  | 70.3949 | 1
| Zone | South of Lugo | 9 | Average Weekday | SCE | 1-in-2 | 2022 | 11 |  |  |  | 73.7984 | 1
| Zone | South of Lugo | 9 | Average Weekday | SCE | 1-in-2 | 2022 | 12 |  |  |  | 77.143 | 1
| Zone | South of Lugo | 9 | Average Weekday | SCE | 1-in-2 | 2022 | 13 |  |  |  | 79.9568 | 1
| Zone | South of Lugo | 9 | Average Weekday | SCE | 1-in-2 | 2022 | 14 |  |  |  | 81.9296 | 1
| Zone | South of Lugo | 9 | Average Weekday | SCE | 1-in-2 | 2022 | 15 |  |  |  | 83.0553 | 1
| Zone | South of Lugo | 9 | Average Weekday | SCE | 1-in-2 | 2022 | 16 |  |  |  | 83.4899 | 1
| Zone | South of Lugo | 9 | Average Weekday | SCE | 1-in-2 | 2022 | 17 |  |  |  | 83.3043 | 1
| Zone | South of Lugo | 9 | Average Weekday | SCE | 1-in-2 | 2022 | 18 |  |  |  | 82.3103 | 1
| Zone | South of Lugo | 9 | Average Weekday | SCE | 1-in-2 | 2022 | 19 |  |  |  | 80.5187 | 1
| Zone | South of Lugo | 9 | Average Weekday | SCE | 1-in-2 | 2022 | 20 |  |  |  | 77.4977 | 1
| Zone | South of Lugo | 9 | Average Weekday | SCE | 1-in-2 | 2022 | 21 |  |  |  | 74.4041 | 1
| Zone | South of Lugo | 9 | Average Weekday | SCE | 1-in-2 | 2022 | 22 |  |  |  | 72.588 | 1
| Zone | South of Lugo | 9 | Average Weekday | SCE | 1-in-2 | 2022 | 23 |  |  |  | 71.3442 | 1
| Zone | South of Lugo | 9 | Average Weekday | SCE | 1-in-2 | 2022 | 24 |  |  |  | 70.2551 | 1
| Zone | South of Lugo | 9 | Monthly System Peak Day | SCE | 1-in-2 | 2022 | 1 |  |  |  | 76.4608 | 1
| Zone | South of Lugo | 9 | Monthly System Peak Day | SCE | 1-in-2 | 2022 | 2 |  |  |  | 75.3621 | 1
| Zone | South of Lugo | 9 | Monthly System Peak Day | SCE | 1-in-2 | 2022 | 3 |  |  |  | 74.6651 | 1
| Zone | South of Lugo | 9 | Monthly System Peak Day | SCE | 1-in-2 | 2022 | 4 |  |  |  | 74.1926 | 1
| Zone | South of Lugo | 9 | Monthly System Peak Day | SCE | 1-in-2 | 2022 | 5 |  |  |  | 73.3282 | 1
| Zone | South of Lugo | 9 | Monthly System Peak Day | SCE | 1-in-2 | 2022 | 6 |  |  |  | 72.6123 | 1
| Zone | South of Lugo | 9 | Monthly System Peak Day | SCE | 1-in-2 | 2022 | 7 |  |  |  | 72.7421 | 1
| Zone | South of Lugo | 9 | Monthly System Peak Day | SCE | 1-in-2 | 2022 | 8 |  |  |  | 72.621 | 1
| Zone | South of Lugo | 9 | Monthly System Peak Day | SCE | 1-in-2 | 2022 | 9 |  |  |  | 74.2392 | 1
| Zone | South of Lugo | 9 | Monthly System Peak Day | SCE | 1-in-2 | 2022 | 10 |  |  |  | 78.6872 | 1
| Zone | South of Lugo | 9 | Monthly System Peak Day | SCE | 1-in-2 | 2022 | 11 |  |  |  | 83.9282 | 1
| Zone | South of Lugo | 9 | Monthly System Peak Day | SCE | 1-in-2 | 2022 | 12 |  |  |  | 88.6077 | 1
| Zone | South of Lugo | 9 | Monthly System Peak Day | SCE | 1-in-2 | 2022 | 13 |  |  |  | 92.6256 | 1
| Zone | South of Lugo | 9 | Monthly System Peak Day | SCE | 1-in-2 | 2022 | 14 |  |  |  | 95.3128 | 1
| Zone | South of Lugo | 9 | Monthly System Peak Day | SCE | 1-in-2 | 2022 | 15 |  |  |  | 96.4564 | 1
| Zone | South of Lugo | 9 | Monthly System Peak Day | SCE | 1-in-2 | 2022 | 16 |  |  |  | 96.0103 | 1
| Zone | South of Lugo | 9 | Monthly System Peak Day | SCE | 1-in-2 | 2022 | 17 |  |  |  | 95.9142 | 1
| Zone | South of Lugo | 9 | Monthly System Peak Day | SCE | 1-in-2 | 2022 | 18 |  |  |  | 95.4629 | 1
| Zone | South of Lugo | 9 | Monthly System Peak Day | SCE | 1-in-2 | 2022 | 19 |  |  |  | 94.5256 | 1
| Zone | South of Lugo | 9 | Monthly System Peak Day | SCE | 1-in-2 | 2022 | 20 |  |  |  | 92.141 | 1
| Zone | South of Lugo | 9 | Monthly System Peak Day | SCE | 1-in-2 | 2022 | 21 |  |  |  | 88.6436 | 1
| Zone | South of Lugo | 9 | Monthly System Peak Day | SCE | 1-in-2 | 2022 | 22 |  |  |  | 86.3513 | 1
| Zone | South of Lugo | 9 | Monthly System Peak Day | SCE | 1-in-2 | 2022 | 23 |  |  |  | 84.2231 | 1
| Zone | South of Lugo | 9 | Monthly System Peak Day | SCE | 1-in-2 | 2022 | 24 |  |  |  | 81.7487 | 1
| Zone | South of Lugo | 10 | Average Weekday | SCE | 1-in-2 | 2022 | 1 |  |  |  | 64.658 | 1
| Zone | South of Lugo | 10 | Average Weekday | SCE | 1-in-2 | 2022 | 2 |  |  |  | 63.8062 | 1
| Zone | South of Lugo | 10 | Average Weekday | SCE | 1-in-2 | 2022 | 3 |  |  |  | 62.9019 | 1
| Zone | South of Lugo | 10 | Average Weekday | SCE | 1-in-2 | 2022 | 4 |  |  |  | 62.2469 | 1
| Zone | South of Lugo | 10 | Average Weekday | SCE | 1-in-2 | 2022 | 5 |  |  |  | 61.6376 | 1
| Zone | South of Lugo | 10 | Average Weekday | SCE | 1-in-2 | 2022 | 6 |  |  |  | 61.2473 | 1
| Zone | South of Lugo | 10 | Average Weekday | SCE | 1-in-2 | 2022 | 7 |  |  |  | 60.9326 | 1
| Zone | South of Lugo | 10 | Average Weekday | SCE | 1-in-2 | 2022 | 8 |  |  |  | 60.7842 | 1
| Zone | South of Lugo | 10 | Average Weekday | SCE | 1-in-2 | 2022 | 9 |  |  |  | 61.3719 | 1
| Zone | South of Lugo | 10 | Average Weekday | SCE | 1-in-2 | 2022 | 10 |  |  |  | 63.9419 | 1
| Zone | South of Lugo | 10 | Average Weekday | SCE | 1-in-2 | 2022 | 11 |  |  |  | 67.2273 | 1
| Zone | South of Lugo | 10 | Average Weekday | SCE | 1-in-2 | 2022 | 12 |  |  |  | 70.4369 | 1
| Zone | South of Lugo | 10 | Average Weekday | SCE | 1-in-2 | 2022 | 13 |  |  |  | 73.1782 | 1
| Zone | South of Lugo | 10 | Average Weekday | SCE | 1-in-2 | 2022 | 14 |  |  |  | 75.1897 | 1
| Zone | South of Lugo | 10 | Average Weekday | SCE | 1-in-2 | 2022 | 15 |  |  |  | 76.6368 | 1
| Zone | South of Lugo | 10 | Average Weekday | SCE | 1-in-2 | 2022 | 16 |  |  |  | 77.4598 | 1
| Zone | South of Lugo | 10 | Average Weekday | SCE | 1-in-2 | 2022 | 17 |  |  |  | 77.3466 | 1
| Zone | South of Lugo | 10 | Average Weekday | SCE | 1-in-2 | 2022 | 18 |  |  |  | 76.4242 | 1
| Zone | South of Lugo | 10 | Average Weekday | SCE | 1-in-2 | 2022 | 19 |  |  |  | 74.5143 | 1
| Zone | South of Lugo | 10 | Average Weekday | SCE | 1-in-2 | 2022 | 20 |  |  |  | 71.5232 | 1
| Zone | South of Lugo | 10 | Average Weekday | SCE | 1-in-2 | 2022 | 21 |  |  |  | 69.4376 | 1
| Zone | South of Lugo | 10 | Average Weekday | SCE | 1-in-2 | 2022 | 22 |  |  |  | 67.9225 | 1
| Zone | South of Lugo | 10 | Average Weekday | SCE | 1-in-2 | 2022 | 23 |  |  |  | 66.6274 | 1
| Zone | South of Lugo | 10 | Average Weekday | SCE | 1-in-2 | 2022 | 24 |  |  |  | 65.4949 | 1
| Zone | South of Lugo | 10 | Monthly System Peak Day | SCE | 1-in-2 | 2022 | 1 |  |  |  | 74.6742 | 1
| Zone | South of Lugo | 10 | Monthly System Peak Day | SCE | 1-in-2 | 2022 | 2 |  |  |  | 73.1483 | 1
| Zone | South of Lugo | 10 | Monthly System Peak Day | SCE | 1-in-2 | 2022 | 3 |  |  |  | 70.4508 | 1
| Zone | South of Lugo | 10 | Monthly System Peak Day | SCE | 1-in-2 | 2022 | 4 |  |  |  | 69.3717 | 1
| Zone | South of Lugo | 10 | Monthly System Peak Day | SCE | 1-in-2 | 2022 | 5 |  |  |  | 68.6522 | 1
| Zone | South of Lugo | 10 | Monthly System Peak Day | SCE | 1-in-2 | 2022 | 6 |  |  |  | 68.2467 | 1
| Zone | South of Lugo | 10 | Monthly System Peak Day | SCE | 1-in-2 | 2022 | 7 |  |  |  | 67.8128 | 1
| Zone | South of Lugo | 10 | Monthly System Peak Day | SCE | 1-in-2 | 2022 | 8 |  |  |  | 67.5925 | 1
| Zone | South of Lugo | 10 | Monthly System Peak Day | SCE | 1-in-2 | 2022 | 9 |  |  |  | 68.5853 | 1
| Zone | South of Lugo | 10 | Monthly System Peak Day | SCE | 1-in-2 | 2022 | 10 |  |  |  | 72.8856 | 1
| Zone | South of Lugo | 10 | Monthly System Peak Day | SCE | 1-in-2 | 2022 | 11 |  |  |  | 79.2614 | 1
| Zone | South of Lugo | 10 | Monthly System Peak Day | SCE | 1-in-2 | 2022 | 12 |  |  |  | 84.9889 | 1
| Zone | South of Lugo | 10 | Monthly System Peak Day | SCE | 1-in-2 | 2022 | 13 |  |  |  | 88.8639 | 1
| Zone | South of Lugo | 10 | Monthly System Peak Day | SCE | 1-in-2 | 2022 | 14 |  |  |  | 91.4361 | 1
| Zone | South of Lugo | 10 | Monthly System Peak Day | SCE | 1-in-2 | 2022 | 15 |  |  |  | 92.7056 | 1
| Zone | South of Lugo | 10 | Monthly System Peak Day | SCE | 1-in-2 | 2022 | 16 |  |  |  | 93 | 1
| Zone | South of Lugo | 10 | Monthly System Peak Day | SCE | 1-in-2 | 2022 | 17 |  |  |  | 92.4833 | 1
| Zone | South of Lugo | 10 | Monthly System Peak Day | SCE | 1-in-2 | 2022 | 18 |  |  |  | 91.7389 | 1
| Zone | South of Lugo | 10 | Monthly System Peak Day | SCE | 1-in-2 | 2022 | 19 |  |  |  | 90.6139 | 1
| Zone | South of Lugo | 10 | Monthly System Peak Day | SCE | 1-in-2 | 2022 | 20 |  |  |  | 86.85 | 1
| Zone | South of Lugo | 10 | Monthly System Peak Day | SCE | 1-in-2 | 2022 | 21 |  |  |  | 84.0083 | 1
| Zone | South of Lugo | 10 | Monthly System Peak Day | SCE | 1-in-2 | 2022 | 22 |  |  |  | 82.2222 | 1
| Zone | South of Lugo | 10 | Monthly System Peak Day | SCE | 1-in-2 | 2022 | 23 |  |  |  | 79.4361 | 1
| Zone | South of Lugo | 10 | Monthly System Peak Day | SCE | 1-in-2 | 2022 | 24 |  |  |  | 77.6992 | 1
| Zone | South of Lugo | 11 | Average Weekday | SCE | 1-in-2 | 2022 | 1 |  |  |  | 58.5333 | 1
| Zone | South of Lugo | 11 | Average Weekday | SCE | 1-in-2 | 2022 | 2 |  |  |  | 57.7813 | 1
| Zone | South of Lugo | 11 | Average Weekday | SCE | 1-in-2 | 2022 | 3 |  |  |  | 57.0469 | 1
| Zone | South of Lugo | 11 | Average Weekday | SCE | 1-in-2 | 2022 | 4 |  |  |  | 56.5065 | 1
| Zone | South of Lugo | 11 | Average Weekday | SCE | 1-in-2 | 2022 | 5 |  |  |  | 56.0571 | 1
| Zone | South of Lugo | 11 | Average Weekday | SCE | 1-in-2 | 2022 | 6 |  |  |  | 55.6144 | 1
| Zone | South of Lugo | 11 | Average Weekday | SCE | 1-in-2 | 2022 | 7 |  |  |  | 55.485 | 1
| Zone | South of Lugo | 11 | Average Weekday | SCE | 1-in-2 | 2022 | 8 |  |  |  | 55.4742 | 1
| Zone | South of Lugo | 11 | Average Weekday | SCE | 1-in-2 | 2022 | 9 |  |  |  | 57.1545 | 1
| Zone | South of Lugo | 11 | Average Weekday | SCE | 1-in-2 | 2022 | 10 |  |  |  | 60.4087 | 1
| Zone | South of Lugo | 11 | Average Weekday | SCE | 1-in-2 | 2022 | 11 |  |  |  | 63.8954 | 1
| Zone | South of Lugo | 11 | Average Weekday | SCE | 1-in-2 | 2022 | 12 |  |  |  | 66.8067 | 1
| Zone | South of Lugo | 11 | Average Weekday | SCE | 1-in-2 | 2022 | 13 |  |  |  | 68.9962 | 1
| Zone | South of Lugo | 11 | Average Weekday | SCE | 1-in-2 | 2022 | 14 |  |  |  | 70.4599 | 1
| Zone | South of Lugo | 11 | Average Weekday | SCE | 1-in-2 | 2022 | 15 |  |  |  | 71.3165 | 1
| Zone | South of Lugo | 11 | Average Weekday | SCE | 1-in-2 | 2022 | 16 |  |  |  | 71.3995 | 1
| Zone | South of Lugo | 11 | Average Weekday | SCE | 1-in-2 | 2022 | 17 |  |  |  | 70.5174 | 1
| Zone | South of Lugo | 11 | Average Weekday | SCE | 1-in-2 | 2022 | 18 |  |  |  | 68.4079 | 1
| Zone | South of Lugo | 11 | Average Weekday | SCE | 1-in-2 | 2022 | 19 |  |  |  | 66.0434 | 1
| Zone | South of Lugo | 11 | Average Weekday | SCE | 1-in-2 | 2022 | 20 |  |  |  | 64.3404 | 1
| Zone | South of Lugo | 11 | Average Weekday | SCE | 1-in-2 | 2022 | 21 |  |  |  | 62.8974 | 1
| Zone | South of Lugo | 11 | Average Weekday | SCE | 1-in-2 | 2022 | 22 |  |  |  | 61.5474 | 1
| Zone | South of Lugo | 11 | Average Weekday | SCE | 1-in-2 | 2022 | 23 |  |  |  | 60.3009 | 1
| Zone | South of Lugo | 11 | Average Weekday | SCE | 1-in-2 | 2022 | 24 |  |  |  | 59.3525 | 1
| Zone | South of Lugo | 11 | Monthly System Peak Day | SCE | 1-in-2 | 2022 | 1 |  |  |  | 65.7875 | 1
| Zone | South of Lugo | 11 | Monthly System Peak Day | SCE | 1-in-2 | 2022 | 2 |  |  |  | 64.2083 | 1
| Zone | South of Lugo | 11 | Monthly System Peak Day | SCE | 1-in-2 | 2022 | 3 |  |  |  | 63.0328 | 1
| Zone | South of Lugo | 11 | Monthly System Peak Day | SCE | 1-in-2 | 2022 | 4 |  |  |  | 62.1006 | 1
| Zone | South of Lugo | 11 | Monthly System Peak Day | SCE | 1-in-2 | 2022 | 5 |  |  |  | 61.2594 | 1
| Zone | South of Lugo | 11 | Monthly System Peak Day | SCE | 1-in-2 | 2022 | 6 |  |  |  | 60.3725 | 1
| Zone | South of Lugo | 11 | Monthly System Peak Day | SCE | 1-in-2 | 2022 | 7 |  |  |  | 60.0858 | 1
| Zone | South of Lugo | 11 | Monthly System Peak Day | SCE | 1-in-2 | 2022 | 8 |  |  |  | 60.1878 | 1
| Zone | South of Lugo | 11 | Monthly System Peak Day | SCE | 1-in-2 | 2022 | 9 |  |  |  | 62.6325 | 1
| Zone | South of Lugo | 11 | Monthly System Peak Day | SCE | 1-in-2 | 2022 | 10 |  |  |  | 67.8433 | 1
| Zone | South of Lugo | 11 | Monthly System Peak Day | SCE | 1-in-2 | 2022 | 11 |  |  |  | 74.2411 | 1
| Zone | South of Lugo | 11 | Monthly System Peak Day | SCE | 1-in-2 | 2022 | 12 |  |  |  | 79.9083 | 1
| Zone | South of Lugo | 11 | Monthly System Peak Day | SCE | 1-in-2 | 2022 | 13 |  |  |  | 83.9361 | 1
| Zone | South of Lugo | 11 | Monthly System Peak Day | SCE | 1-in-2 | 2022 | 14 |  |  |  | 86.475 | 1
| Zone | South of Lugo | 11 | Monthly System Peak Day | SCE | 1-in-2 | 2022 | 15 |  |  |  | 87.6361 | 1
| Zone | South of Lugo | 11 | Monthly System Peak Day | SCE | 1-in-2 | 2022 | 16 |  |  |  | 87.3444 | 1
| Zone | South of Lugo | 11 | Monthly System Peak Day | SCE | 1-in-2 | 2022 | 17 |  |  |  | 86.1611 | 1
| Zone | South of Lugo | 11 | Monthly System Peak Day | SCE | 1-in-2 | 2022 | 18 |  |  |  | 83.1111 | 1
| Zone | South of Lugo | 11 | Monthly System Peak Day | SCE | 1-in-2 | 2022 | 19 |  |  |  | 79.5417 | 1
| Zone | South of Lugo | 11 | Monthly System Peak Day | SCE | 1-in-2 | 2022 | 20 |  |  |  | 77.2222 | 1
| Zone | South of Lugo | 11 | Monthly System Peak Day | SCE | 1-in-2 | 2022 | 21 |  |  |  | 74.79 | 1
| Zone | South of Lugo | 11 | Monthly System Peak Day | SCE | 1-in-2 | 2022 | 22 |  |  |  | 73.0744 | 1
| Zone | South of Lugo | 11 | Monthly System Peak Day | SCE | 1-in-2 | 2022 | 23 |  |  |  | 70.7164 | 1
| Zone | South of Lugo | 11 | Monthly System Peak Day | SCE | 1-in-2 | 2022 | 24 |  |  |  | 68.9517 | 1
| Zone | South of Lugo | 12 | Average Weekday | SCE | 1-in-2 | 2022 | 1 |  |  |  | 52.8309 | 1
| Zone | South of Lugo | 12 | Average Weekday | SCE | 1-in-2 | 2022 | 2 |  |  |  | 52.1578 | 1
| Zone | South of Lugo | 12 | Average Weekday | SCE | 1-in-2 | 2022 | 3 |  |  |  | 51.683 | 1
| Zone | South of Lugo | 12 | Average Weekday | SCE | 1-in-2 | 2022 | 4 |  |  |  | 51.2664 | 1
| Zone | South of Lugo | 12 | Average Weekday | SCE | 1-in-2 | 2022 | 5 |  |  |  | 50.8731 | 1
| Zone | South of Lugo | 12 | Average Weekday | SCE | 1-in-2 | 2022 | 6 |  |  |  | 50.3862 | 1
| Zone | South of Lugo | 12 | Average Weekday | SCE | 1-in-2 | 2022 | 7 |  |  |  | 49.994 | 1
| Zone | South of Lugo | 12 | Average Weekday | SCE | 1-in-2 | 2022 | 8 |  |  |  | 49.8333 | 1
| Zone | South of Lugo | 12 | Average Weekday | SCE | 1-in-2 | 2022 | 9 |  |  |  | 50.5885 | 1
| Zone | South of Lugo | 12 | Average Weekday | SCE | 1-in-2 | 2022 | 10 |  |  |  | 52.9118 | 1
| Zone | South of Lugo | 12 | Average Weekday | SCE | 1-in-2 | 2022 | 11 |  |  |  | 55.8123 | 1
| Zone | South of Lugo | 12 | Average Weekday | SCE | 1-in-2 | 2022 | 12 |  |  |  | 58.5248 | 1
| Zone | South of Lugo | 12 | Average Weekday | SCE | 1-in-2 | 2022 | 13 |  |  |  | 60.555 | 1
| Zone | South of Lugo | 12 | Average Weekday | SCE | 1-in-2 | 2022 | 14 |  |  |  | 61.9576 | 1
| Zone | South of Lugo | 12 | Average Weekday | SCE | 1-in-2 | 2022 | 15 |  |  |  | 62.7828 | 1
| Zone | South of Lugo | 12 | Average Weekday | SCE | 1-in-2 | 2022 | 16 |  |  |  | 62.8459 | 1
| Zone | South of Lugo | 12 | Average Weekday | SCE | 1-in-2 | 2022 | 17 |  |  |  | 62.0852 | 1
| Zone | South of Lugo | 12 | Average Weekday | SCE | 1-in-2 | 2022 | 18 |  |  |  | 60.184 | 1
| Zone | South of Lugo | 12 | Average Weekday | SCE | 1-in-2 | 2022 | 19 |  |  |  | 58.2015 | 1
| Zone | South of Lugo | 12 | Average Weekday | SCE | 1-in-2 | 2022 | 20 |  |  |  | 56.8922 | 1
| Zone | South of Lugo | 12 | Average Weekday | SCE | 1-in-2 | 2022 | 21 |  |  |  | 55.8111 | 1
| Zone | South of Lugo | 12 | Average Weekday | SCE | 1-in-2 | 2022 | 22 |  |  |  | 54.7683 | 1
| Zone | South of Lugo | 12 | Average Weekday | SCE | 1-in-2 | 2022 | 23 |  |  |  | 53.8381 | 1
| Zone | South of Lugo | 12 | Average Weekday | SCE | 1-in-2 | 2022 | 24 |  |  |  | 53.0334 | 1
| Zone | South of Lugo | 12 | Monthly System Peak Day | SCE | 1-in-2 | 2022 | 1 |  |  |  | 45.9917 | 1
| Zone | South of Lugo | 12 | Monthly System Peak Day | SCE | 1-in-2 | 2022 | 2 |  |  |  | 45.5597 | 1
| Zone | South of Lugo | 12 | Monthly System Peak Day | SCE | 1-in-2 | 2022 | 3 |  |  |  | 45.7214 | 1
| Zone | South of Lugo | 12 | Monthly System Peak Day | SCE | 1-in-2 | 2022 | 4 |  |  |  | 45.8997 | 1
| Zone | South of Lugo | 12 | Monthly System Peak Day | SCE | 1-in-2 | 2022 | 5 |  |  |  | 45.8736 | 1
| Zone | South of Lugo | 12 | Monthly System Peak Day | SCE | 1-in-2 | 2022 | 6 |  |  |  | 45.6872 | 1
| Zone | South of Lugo | 12 | Monthly System Peak Day | SCE | 1-in-2 | 2022 | 7 |  |  |  | 45.7017 | 1
| Zone | South of Lugo | 12 | Monthly System Peak Day | SCE | 1-in-2 | 2022 | 8 |  |  |  | 45.74 | 1
| Zone | South of Lugo | 12 | Monthly System Peak Day | SCE | 1-in-2 | 2022 | 9 |  |  |  | 46.5792 | 1
| Zone | South of Lugo | 12 | Monthly System Peak Day | SCE | 1-in-2 | 2022 | 10 |  |  |  | 49.5064 | 1
| Zone | South of Lugo | 12 | Monthly System Peak Day | SCE | 1-in-2 | 2022 | 11 |  |  |  | 52.5481 | 1
| Zone | South of Lugo | 12 | Monthly System Peak Day | SCE | 1-in-2 | 2022 | 12 |  |  |  | 55.7542 | 1
| Zone | South of Lugo | 12 | Monthly System Peak Day | SCE | 1-in-2 | 2022 | 13 |  |  |  | 57.4317 | 1
| Zone | South of Lugo | 12 | Monthly System Peak Day | SCE | 1-in-2 | 2022 | 14 |  |  |  | 58.4739 | 1
| Zone | South of Lugo | 12 | Monthly System Peak Day | SCE | 1-in-2 | 2022 | 15 |  |  |  | 59.1544 | 1
| Zone | South of Lugo | 12 | Monthly System Peak Day | SCE | 1-in-2 | 2022 | 16 |  |  |  | 59.4806 | 1
| Zone | South of Lugo | 12 | Monthly System Peak Day | SCE | 1-in-2 | 2022 | 17 |  |  |  | 58.9819 | 1
| Zone | South of Lugo | 12 | Monthly System Peak Day | SCE | 1-in-2 | 2022 | 18 |  |  |  | 57.1061 | 1
| Zone | South of Lugo | 12 | Monthly System Peak Day | SCE | 1-in-2 | 2022 | 19 |  |  |  | 54.6917 | 1
| Zone | South of Lugo | 12 | Monthly System Peak Day | SCE | 1-in-2 | 2022 | 20 |  |  |  | 53.4083 | 1
| Zone | South of Lugo | 12 | Monthly System Peak Day | SCE | 1-in-2 | 2022 | 21 |  |  |  | 51.9811 | 1
| Zone | South of Lugo | 12 | Monthly System Peak Day | SCE | 1-in-2 | 2022 | 22 |  |  |  | 50.3236 | 1
| Zone | South of Lugo | 12 | Monthly System Peak Day | SCE | 1-in-2 | 2022 | 23 |  |  |  | 48.5106 | 1
| Zone | South of Lugo | 12 | Monthly System Peak Day | SCE | 1-in-2 | 2022 | 24 |  |  |  | 47.1386 | 1
| Zone | South of Lugo | 1 | Average Weekday | SCE | 1-in-2 | 2023 | 1 |  |  |  | 54.2503 | 1
| Zone | South of Lugo | 1 | Average Weekday | SCE | 1-in-2 | 2023 | 2 |  |  |  | 53.245 | 1
| Zone | South of Lugo | 1 | Average Weekday | SCE | 1-in-2 | 2023 | 3 |  |  |  | 52.5234 | 1
| Zone | South of Lugo | 1 | Average Weekday | SCE | 1-in-2 | 2023 | 4 |  |  |  | 52.0482 | 1
| Zone | South of Lugo | 1 | Average Weekday | SCE | 1-in-2 | 2023 | 5 |  |  |  | 51.4759 | 1
| Zone | South of Lugo | 1 | Average Weekday | SCE | 1-in-2 | 2023 | 6 |  |  |  | 51.056 | 1
| Zone | South of Lugo | 1 | Average Weekday | SCE | 1-in-2 | 2023 | 7 |  |  |  | 50.9637 | 1
| Zone | South of Lugo | 1 | Average Weekday | SCE | 1-in-2 | 2023 | 8 |  |  |  | 50.9324 | 1
| Zone | South of Lugo | 1 | Average Weekday | SCE | 1-in-2 | 2023 | 9 |  |  |  | 51.558 | 1
| Zone | South of Lugo | 1 | Average Weekday | SCE | 1-in-2 | 2023 | 10 |  |  |  | 54.7017 | 1
| Zone | South of Lugo | 1 | Average Weekday | SCE | 1-in-2 | 2023 | 11 |  |  |  | 58.8512 | 1
| Zone | South of Lugo | 1 | Average Weekday | SCE | 1-in-2 | 2023 | 12 |  |  |  | 62.5358 | 1
| Zone | South of Lugo | 1 | Average Weekday | SCE | 1-in-2 | 2023 | 13 |  |  |  | 65.3512 | 1
| Zone | South of Lugo | 1 | Average Weekday | SCE | 1-in-2 | 2023 | 14 |  |  |  | 67.2939 | 1
| Zone | South of Lugo | 1 | Average Weekday | SCE | 1-in-2 | 2023 | 15 |  |  |  | 68.4604 | 1
| Zone | South of Lugo | 1 | Average Weekday | SCE | 1-in-2 | 2023 | 16 |  |  |  | 68.8114 | 1
| Zone | South of Lugo | 1 | Average Weekday | SCE | 1-in-2 | 2023 | 17 |  |  |  | 68.157 | 1
| Zone | South of Lugo | 1 | Average Weekday | SCE | 1-in-2 | 2023 | 18 |  |  |  | 66.2965 | 1
| Zone | South of Lugo | 1 | Average Weekday | SCE | 1-in-2 | 2023 | 19 |  |  |  | 63.4532 | 1
| Zone | South of Lugo | 1 | Average Weekday | SCE | 1-in-2 | 2023 | 20 |  |  |  | 61.3863 | 1
| Zone | South of Lugo | 1 | Average Weekday | SCE | 1-in-2 | 2023 | 21 |  |  |  | 59.9236 | 1
| Zone | South of Lugo | 1 | Average Weekday | SCE | 1-in-2 | 2023 | 22 |  |  |  | 58.4919 | 1
| Zone | South of Lugo | 1 | Average Weekday | SCE | 1-in-2 | 2023 | 23 |  |  |  | 57.092 | 1
| Zone | South of Lugo | 1 | Average Weekday | SCE | 1-in-2 | 2023 | 24 |  |  |  | 55.8453 | 1
| Zone | South of Lugo | 1 | Monthly System Peak Day | SCE | 1-in-2 | 2023 | 1 |  |  |  | 47.7986 | 1
| Zone | South of Lugo | 1 | Monthly System Peak Day | SCE | 1-in-2 | 2023 | 2 |  |  |  | 46.7125 | 1
| Zone | South of Lugo | 1 | Monthly System Peak Day | SCE | 1-in-2 | 2023 | 3 |  |  |  | 44.6117 | 1
| Zone | South of Lugo | 1 | Monthly System Peak Day | SCE | 1-in-2 | 2023 | 4 |  |  |  | 43.7064 | 1
| Zone | South of Lugo | 1 | Monthly System Peak Day | SCE | 1-in-2 | 2023 | 5 |  |  |  | 42.8767 | 1
| Zone | South of Lugo | 1 | Monthly System Peak Day | SCE | 1-in-2 | 2023 | 6 |  |  |  | 42.57 | 1
| Zone | South of Lugo | 1 | Monthly System Peak Day | SCE | 1-in-2 | 2023 | 7 |  |  |  | 42.2903 | 1
| Zone | South of Lugo | 1 | Monthly System Peak Day | SCE | 1-in-2 | 2023 | 8 |  |  |  | 42.6981 | 1
| Zone | South of Lugo | 1 | Monthly System Peak Day | SCE | 1-in-2 | 2023 | 9 |  |  |  | 43.4283 | 1
| Zone | South of Lugo | 1 | Monthly System Peak Day | SCE | 1-in-2 | 2023 | 10 |  |  |  | 46.0053 | 1
| Zone | South of Lugo | 1 | Monthly System Peak Day | SCE | 1-in-2 | 2023 | 11 |  |  |  | 49.6397 | 1
| Zone | South of Lugo | 1 | Monthly System Peak Day | SCE | 1-in-2 | 2023 | 12 |  |  |  | 52.3583 | 1
| Zone | South of Lugo | 1 | Monthly System Peak Day | SCE | 1-in-2 | 2023 | 13 |  |  |  | 53.9456 | 1
| Zone | South of Lugo | 1 | Monthly System Peak Day | SCE | 1-in-2 | 2023 | 14 |  |  |  | 53.7817 | 1
| Zone | South of Lugo | 1 | Monthly System Peak Day | SCE | 1-in-2 | 2023 | 15 |  |  |  | 53.4681 | 1
| Zone | South of Lugo | 1 | Monthly System Peak Day | SCE | 1-in-2 | 2023 | 16 |  |  |  | 54.5822 | 1
| Zone | South of Lugo | 1 | Monthly System Peak Day | SCE | 1-in-2 | 2023 | 17 |  |  |  | 55.2931 | 1
| Zone | South of Lugo | 1 | Monthly System Peak Day | SCE | 1-in-2 | 2023 | 18 |  |  |  | 54.4483 | 1
| Zone | South of Lugo | 1 | Monthly System Peak Day | SCE | 1-in-2 | 2023 | 19 |  |  |  | 52.6003 | 1
| Zone | South of Lugo | 1 | Monthly System Peak Day | SCE | 1-in-2 | 2023 | 20 |  |  |  | 51.2761 | 1
| Zone | South of Lugo | 1 | Monthly System Peak Day | SCE | 1-in-2 | 2023 | 21 |  |  |  | 50.3567 | 1
| Zone | South of Lugo | 1 | Monthly System Peak Day | SCE | 1-in-2 | 2023 | 22 |  |  |  | 49.27 | 1
| Zone | South of Lugo | 1 | Monthly System Peak Day | SCE | 1-in-2 | 2023 | 23 |  |  |  | 48.0264 | 1
| Zone | South of Lugo | 1 | Monthly System Peak Day | SCE | 1-in-2 | 2023 | 24 |  |  |  | 47.0872 | 1
| Zone | South of Lugo | 2 | Average Weekday | SCE | 1-in-2 | 2023 | 1 |  |  |  | 53.6409 | 1
| Zone | South of Lugo | 2 | Average Weekday | SCE | 1-in-2 | 2023 | 2 |  |  |  | 52.8383 | 1
| Zone | South of Lugo | 2 | Average Weekday | SCE | 1-in-2 | 2023 | 3 |  |  |  | 52.0969 | 1
| Zone | South of Lugo | 2 | Average Weekday | SCE | 1-in-2 | 2023 | 4 |  |  |  | 51.3915 | 1
| Zone | South of Lugo | 2 | Average Weekday | SCE | 1-in-2 | 2023 | 5 |  |  |  | 50.8331 | 1
| Zone | South of Lugo | 2 | Average Weekday | SCE | 1-in-2 | 2023 | 6 |  |  |  | 50.3523 | 1
| Zone | South of Lugo | 2 | Average Weekday | SCE | 1-in-2 | 2023 | 7 |  |  |  | 50.0344 | 1
| Zone | South of Lugo | 2 | Average Weekday | SCE | 1-in-2 | 2023 | 8 |  |  |  | 49.9834 | 1
| Zone | South of Lugo | 2 | Average Weekday | SCE | 1-in-2 | 2023 | 9 |  |  |  | 51.6122 | 1
| Zone | South of Lugo | 2 | Average Weekday | SCE | 1-in-2 | 2023 | 10 |  |  |  | 54.9783 | 1
| Zone | South of Lugo | 2 | Average Weekday | SCE | 1-in-2 | 2023 | 11 |  |  |  | 58.403 | 1
| Zone | South of Lugo | 2 | Average Weekday | SCE | 1-in-2 | 2023 | 12 |  |  |  | 61.6492 | 1
| Zone | South of Lugo | 2 | Average Weekday | SCE | 1-in-2 | 2023 | 13 |  |  |  | 64.111 | 1
| Zone | South of Lugo | 2 | Average Weekday | SCE | 1-in-2 | 2023 | 14 |  |  |  | 65.7296 | 1
| Zone | South of Lugo | 2 | Average Weekday | SCE | 1-in-2 | 2023 | 15 |  |  |  | 66.5412 | 1
| Zone | South of Lugo | 2 | Average Weekday | SCE | 1-in-2 | 2023 | 16 |  |  |  | 66.6457 | 1
| Zone | South of Lugo | 2 | Average Weekday | SCE | 1-in-2 | 2023 | 17 |  |  |  | 66.0498 | 1
| Zone | South of Lugo | 2 | Average Weekday | SCE | 1-in-2 | 2023 | 18 |  |  |  | 64.5749 | 1
| Zone | South of Lugo | 2 | Average Weekday | SCE | 1-in-2 | 2023 | 19 |  |  |  | 61.9217 | 1
| Zone | South of Lugo | 2 | Average Weekday | SCE | 1-in-2 | 2023 | 20 |  |  |  | 59.7283 | 1
| Zone | South of Lugo | 2 | Average Weekday | SCE | 1-in-2 | 2023 | 21 |  |  |  | 58.2571 | 1
| Zone | South of Lugo | 2 | Average Weekday | SCE | 1-in-2 | 2023 | 22 |  |  |  | 57.0983 | 1
| Zone | South of Lugo | 2 | Average Weekday | SCE | 1-in-2 | 2023 | 23 |  |  |  | 55.9459 | 1
| Zone | South of Lugo | 2 | Average Weekday | SCE | 1-in-2 | 2023 | 24 |  |  |  | 54.8236 | 1
| Zone | South of Lugo | 2 | Monthly System Peak Day | SCE | 1-in-2 | 2023 | 1 |  |  |  | 44.2064 | 1
| Zone | South of Lugo | 2 | Monthly System Peak Day | SCE | 1-in-2 | 2023 | 2 |  |  |  | 43.8683 | 1
| Zone | South of Lugo | 2 | Monthly System Peak Day | SCE | 1-in-2 | 2023 | 3 |  |  |  | 43.4325 | 1
| Zone | South of Lugo | 2 | Monthly System Peak Day | SCE | 1-in-2 | 2023 | 4 |  |  |  | 43.1303 | 1
| Zone | South of Lugo | 2 | Monthly System Peak Day | SCE | 1-in-2 | 2023 | 5 |  |  |  | 42.5356 | 1
| Zone | South of Lugo | 2 | Monthly System Peak Day | SCE | 1-in-2 | 2023 | 6 |  |  |  | 41.8078 | 1
| Zone | South of Lugo | 2 | Monthly System Peak Day | SCE | 1-in-2 | 2023 | 7 |  |  |  | 41.6083 | 1
| Zone | South of Lugo | 2 | Monthly System Peak Day | SCE | 1-in-2 | 2023 | 8 |  |  |  | 41.5656 | 1
| Zone | South of Lugo | 2 | Monthly System Peak Day | SCE | 1-in-2 | 2023 | 9 |  |  |  | 42.9272 | 1
| Zone | South of Lugo | 2 | Monthly System Peak Day | SCE | 1-in-2 | 2023 | 10 |  |  |  | 45.5697 | 1
| Zone | South of Lugo | 2 | Monthly System Peak Day | SCE | 1-in-2 | 2023 | 11 |  |  |  | 48.4017 | 1
| Zone | South of Lugo | 2 | Monthly System Peak Day | SCE | 1-in-2 | 2023 | 12 |  |  |  | 50.6014 | 1
| Zone | South of Lugo | 2 | Monthly System Peak Day | SCE | 1-in-2 | 2023 | 13 |  |  |  | 52.3811 | 1
| Zone | South of Lugo | 2 | Monthly System Peak Day | SCE | 1-in-2 | 2023 | 14 |  |  |  | 53.8483 | 1
| Zone | South of Lugo | 2 | Monthly System Peak Day | SCE | 1-in-2 | 2023 | 15 |  |  |  | 55.3164 | 1
| Zone | South of Lugo | 2 | Monthly System Peak Day | SCE | 1-in-2 | 2023 | 16 |  |  |  | 56.2403 | 1
| Zone | South of Lugo | 2 | Monthly System Peak Day | SCE | 1-in-2 | 2023 | 17 |  |  |  | 56.4522 | 1
| Zone | South of Lugo | 2 | Monthly System Peak Day | SCE | 1-in-2 | 2023 | 18 |  |  |  | 55.6875 | 1
| Zone | South of Lugo | 2 | Monthly System Peak Day | SCE | 1-in-2 | 2023 | 19 |  |  |  | 53.9058 | 1
| Zone | South of Lugo | 2 | Monthly System Peak Day | SCE | 1-in-2 | 2023 | 20 |  |  |  | 52.2394 | 1
| Zone | South of Lugo | 2 | Monthly System Peak Day | SCE | 1-in-2 | 2023 | 21 |  |  |  | 50.8806 | 1
| Zone | South of Lugo | 2 | Monthly System Peak Day | SCE | 1-in-2 | 2023 | 22 |  |  |  | 49.6031 | 1
| Zone | South of Lugo | 2 | Monthly System Peak Day | SCE | 1-in-2 | 2023 | 23 |  |  |  | 48.2975 | 1
| Zone | South of Lugo | 2 | Monthly System Peak Day | SCE | 1-in-2 | 2023 | 24 |  |  |  | 46.9983 | 1
| Zone | South of Lugo | 3 | Average Weekday | SCE | 1-in-2 | 2023 | 1 |  |  |  | 55.9497 | 1
| Zone | South of Lugo | 3 | Average Weekday | SCE | 1-in-2 | 2023 | 2 |  |  |  | 55.0646 | 1
| Zone | South of Lugo | 3 | Average Weekday | SCE | 1-in-2 | 2023 | 3 |  |  |  | 54.2569 | 1
| Zone | South of Lugo | 3 | Average Weekday | SCE | 1-in-2 | 2023 | 4 |  |  |  | 53.6471 | 1
| Zone | South of Lugo | 3 | Average Weekday | SCE | 1-in-2 | 2023 | 5 |  |  |  | 53.0462 | 1
| Zone | South of Lugo | 3 | Average Weekday | SCE | 1-in-2 | 2023 | 6 |  |  |  | 52.6834 | 1
| Zone | South of Lugo | 3 | Average Weekday | SCE | 1-in-2 | 2023 | 7 |  |  |  | 52.3696 | 1
| Zone | South of Lugo | 3 | Average Weekday | SCE | 1-in-2 | 2023 | 8 |  |  |  | 52.2268 | 1
| Zone | South of Lugo | 3 | Average Weekday | SCE | 1-in-2 | 2023 | 9 |  |  |  | 53.37 | 1
| Zone | South of Lugo | 3 | Average Weekday | SCE | 1-in-2 | 2023 | 10 |  |  |  | 56.119 | 1
| Zone | South of Lugo | 3 | Average Weekday | SCE | 1-in-2 | 2023 | 11 |  |  |  | 59.3661 | 1
| Zone | South of Lugo | 3 | Average Weekday | SCE | 1-in-2 | 2023 | 12 |  |  |  | 62.5066 | 1
| Zone | South of Lugo | 3 | Average Weekday | SCE | 1-in-2 | 2023 | 13 |  |  |  | 64.895 | 1
| Zone | South of Lugo | 3 | Average Weekday | SCE | 1-in-2 | 2023 | 14 |  |  |  | 66.3632 | 1
| Zone | South of Lugo | 3 | Average Weekday | SCE | 1-in-2 | 2023 | 15 |  |  |  | 67.3388 | 1
| Zone | South of Lugo | 3 | Average Weekday | SCE | 1-in-2 | 2023 | 16 |  |  |  | 68.0514 | 1
| Zone | South of Lugo | 3 | Average Weekday | SCE | 1-in-2 | 2023 | 17 |  |  |  | 68.1652 | 1
| Zone | South of Lugo | 3 | Average Weekday | SCE | 1-in-2 | 2023 | 18 |  |  |  | 67.2537 | 1
| Zone | South of Lugo | 3 | Average Weekday | SCE | 1-in-2 | 2023 | 19 |  |  |  | 65.6711 | 1
| Zone | South of Lugo | 3 | Average Weekday | SCE | 1-in-2 | 2023 | 20 |  |  |  | 63.2882 | 1
| Zone | South of Lugo | 3 | Average Weekday | SCE | 1-in-2 | 2023 | 21 |  |  |  | 61.0154 | 1
| Zone | South of Lugo | 3 | Average Weekday | SCE | 1-in-2 | 2023 | 22 |  |  |  | 59.5358 | 1
| Zone | South of Lugo | 3 | Average Weekday | SCE | 1-in-2 | 2023 | 23 |  |  |  | 58.3916 | 1
| Zone | South of Lugo | 3 | Average Weekday | SCE | 1-in-2 | 2023 | 24 |  |  |  | 57.343 | 1
| Zone | South of Lugo | 3 | Monthly System Peak Day | SCE | 1-in-2 | 2023 | 1 |  |  |  | 58.2011 | 1
| Zone | South of Lugo | 3 | Monthly System Peak Day | SCE | 1-in-2 | 2023 | 2 |  |  |  | 56.8633 | 1
| Zone | South of Lugo | 3 | Monthly System Peak Day | SCE | 1-in-2 | 2023 | 3 |  |  |  | 55.3564 | 1
| Zone | South of Lugo | 3 | Monthly System Peak Day | SCE | 1-in-2 | 2023 | 4 |  |  |  | 54.6689 | 1
| Zone | South of Lugo | 3 | Monthly System Peak Day | SCE | 1-in-2 | 2023 | 5 |  |  |  | 53.6828 | 1
| Zone | South of Lugo | 3 | Monthly System Peak Day | SCE | 1-in-2 | 2023 | 6 |  |  |  | 52.8817 | 1
| Zone | South of Lugo | 3 | Monthly System Peak Day | SCE | 1-in-2 | 2023 | 7 |  |  |  | 52.4267 | 1
| Zone | South of Lugo | 3 | Monthly System Peak Day | SCE | 1-in-2 | 2023 | 8 |  |  |  | 52.1092 | 1
| Zone | South of Lugo | 3 | Monthly System Peak Day | SCE | 1-in-2 | 2023 | 9 |  |  |  | 52.6725 | 1
| Zone | South of Lugo | 3 | Monthly System Peak Day | SCE | 1-in-2 | 2023 | 10 |  |  |  | 55.7753 | 1
| Zone | South of Lugo | 3 | Monthly System Peak Day | SCE | 1-in-2 | 2023 | 11 |  |  |  | 60.8097 | 1
| Zone | South of Lugo | 3 | Monthly System Peak Day | SCE | 1-in-2 | 2023 | 12 |  |  |  | 65.2567 | 1
| Zone | South of Lugo | 3 | Monthly System Peak Day | SCE | 1-in-2 | 2023 | 13 |  |  |  | 67.795 | 1
| Zone | South of Lugo | 3 | Monthly System Peak Day | SCE | 1-in-2 | 2023 | 14 |  |  |  | 69.1758 | 1
| Zone | South of Lugo | 3 | Monthly System Peak Day | SCE | 1-in-2 | 2023 | 15 |  |  |  | 70.2303 | 1
| Zone | South of Lugo | 3 | Monthly System Peak Day | SCE | 1-in-2 | 2023 | 16 |  |  |  | 71.1492 | 1
| Zone | South of Lugo | 3 | Monthly System Peak Day | SCE | 1-in-2 | 2023 | 17 |  |  |  | 71.2442 | 1
| Zone | South of Lugo | 3 | Monthly System Peak Day | SCE | 1-in-2 | 2023 | 18 |  |  |  | 70.7628 | 1
| Zone | South of Lugo | 3 | Monthly System Peak Day | SCE | 1-in-2 | 2023 | 19 |  |  |  | 69.2636 | 1
| Zone | South of Lugo | 3 | Monthly System Peak Day | SCE | 1-in-2 | 2023 | 20 |  |  |  | 66.4033 | 1
| Zone | South of Lugo | 3 | Monthly System Peak Day | SCE | 1-in-2 | 2023 | 21 |  |  |  | 63.4692 | 1
| Zone | South of Lugo | 3 | Monthly System Peak Day | SCE | 1-in-2 | 2023 | 22 |  |  |  | 61.8089 | 1
| Zone | South of Lugo | 3 | Monthly System Peak Day | SCE | 1-in-2 | 2023 | 23 |  |  |  | 60.2836 | 1
| Zone | South of Lugo | 3 | Monthly System Peak Day | SCE | 1-in-2 | 2023 | 24 |  |  |  | 58.895 | 1
| Zone | South of Lugo | 4 | Average Weekday | SCE | 1-in-2 | 2023 | 1 |  |  |  | 58.15 | 1
| Zone | South of Lugo | 4 | Average Weekday | SCE | 1-in-2 | 2023 | 2 |  |  |  | 57.2566 | 1
| Zone | South of Lugo | 4 | Average Weekday | SCE | 1-in-2 | 2023 | 3 |  |  |  | 56.41 | 1
| Zone | South of Lugo | 4 | Average Weekday | SCE | 1-in-2 | 2023 | 4 |  |  |  | 55.7055 | 1
| Zone | South of Lugo | 4 | Average Weekday | SCE | 1-in-2 | 2023 | 5 |  |  |  | 55.0724 | 1
| Zone | South of Lugo | 4 | Average Weekday | SCE | 1-in-2 | 2023 | 6 |  |  |  | 54.6253 | 1
| Zone | South of Lugo | 4 | Average Weekday | SCE | 1-in-2 | 2023 | 7 |  |  |  | 54.3086 | 1
| Zone | South of Lugo | 4 | Average Weekday | SCE | 1-in-2 | 2023 | 8 |  |  |  | 54.3317 | 1
| Zone | South of Lugo | 4 | Average Weekday | SCE | 1-in-2 | 2023 | 9 |  |  |  | 55.9264 | 1
| Zone | South of Lugo | 4 | Average Weekday | SCE | 1-in-2 | 2023 | 10 |  |  |  | 58.596 | 1
| Zone | South of Lugo | 4 | Average Weekday | SCE | 1-in-2 | 2023 | 11 |  |  |  | 61.4242 | 1
| Zone | South of Lugo | 4 | Average Weekday | SCE | 1-in-2 | 2023 | 12 |  |  |  | 64.2793 | 1
| Zone | South of Lugo | 4 | Average Weekday | SCE | 1-in-2 | 2023 | 13 |  |  |  | 66.5452 | 1
| Zone | South of Lugo | 4 | Average Weekday | SCE | 1-in-2 | 2023 | 14 |  |  |  | 68.2791 | 1
| Zone | South of Lugo | 4 | Average Weekday | SCE | 1-in-2 | 2023 | 15 |  |  |  | 69.5919 | 1
| Zone | South of Lugo | 4 | Average Weekday | SCE | 1-in-2 | 2023 | 16 |  |  |  | 70.212 | 1
| Zone | South of Lugo | 4 | Average Weekday | SCE | 1-in-2 | 2023 | 17 |  |  |  | 70.3359 | 1
| Zone | South of Lugo | 4 | Average Weekday | SCE | 1-in-2 | 2023 | 18 |  |  |  | 69.7872 | 1
| Zone | South of Lugo | 4 | Average Weekday | SCE | 1-in-2 | 2023 | 19 |  |  |  | 68.5917 | 1
| Zone | South of Lugo | 4 | Average Weekday | SCE | 1-in-2 | 2023 | 20 |  |  |  | 66.3136 | 1
| Zone | South of Lugo | 4 | Average Weekday | SCE | 1-in-2 | 2023 | 21 |  |  |  | 63.3123 | 1
| Zone | South of Lugo | 4 | Average Weekday | SCE | 1-in-2 | 2023 | 22 |  |  |  | 61.0779 | 1
| Zone | South of Lugo | 4 | Average Weekday | SCE | 1-in-2 | 2023 | 23 |  |  |  | 59.6904 | 1
| Zone | South of Lugo | 4 | Average Weekday | SCE | 1-in-2 | 2023 | 24 |  |  |  | 58.6399 | 1
| Zone | South of Lugo | 4 | Monthly System Peak Day | SCE | 1-in-2 | 2023 | 1 |  |  |  | 66.8897 | 1
| Zone | South of Lugo | 4 | Monthly System Peak Day | SCE | 1-in-2 | 2023 | 2 |  |  |  | 65.8975 | 1
| Zone | South of Lugo | 4 | Monthly System Peak Day | SCE | 1-in-2 | 2023 | 3 |  |  |  | 64.8122 | 1
| Zone | South of Lugo | 4 | Monthly System Peak Day | SCE | 1-in-2 | 2023 | 4 |  |  |  | 63.7006 | 1
| Zone | South of Lugo | 4 | Monthly System Peak Day | SCE | 1-in-2 | 2023 | 5 |  |  |  | 62.6464 | 1
| Zone | South of Lugo | 4 | Monthly System Peak Day | SCE | 1-in-2 | 2023 | 6 |  |  |  | 61.9178 | 1
| Zone | South of Lugo | 4 | Monthly System Peak Day | SCE | 1-in-2 | 2023 | 7 |  |  |  | 61.2908 | 1
| Zone | South of Lugo | 4 | Monthly System Peak Day | SCE | 1-in-2 | 2023 | 8 |  |  |  | 61.5175 | 1
| Zone | South of Lugo | 4 | Monthly System Peak Day | SCE | 1-in-2 | 2023 | 9 |  |  |  | 63.8247 | 1
| Zone | South of Lugo | 4 | Monthly System Peak Day | SCE | 1-in-2 | 2023 | 10 |  |  |  | 68.56 | 1
| Zone | South of Lugo | 4 | Monthly System Peak Day | SCE | 1-in-2 | 2023 | 11 |  |  |  | 73.8278 | 1
| Zone | South of Lugo | 4 | Monthly System Peak Day | SCE | 1-in-2 | 2023 | 12 |  |  |  | 78.6222 | 1
| Zone | South of Lugo | 4 | Monthly System Peak Day | SCE | 1-in-2 | 2023 | 13 |  |  |  | 82.5194 | 1
| Zone | South of Lugo | 4 | Monthly System Peak Day | SCE | 1-in-2 | 2023 | 14 |  |  |  | 85.1139 | 1
| Zone | South of Lugo | 4 | Monthly System Peak Day | SCE | 1-in-2 | 2023 | 15 |  |  |  | 86.3083 | 1
| Zone | South of Lugo | 4 | Monthly System Peak Day | SCE | 1-in-2 | 2023 | 16 |  |  |  | 86.7528 | 1
| Zone | South of Lugo | 4 | Monthly System Peak Day | SCE | 1-in-2 | 2023 | 17 |  |  |  | 85.5861 | 1
| Zone | South of Lugo | 4 | Monthly System Peak Day | SCE | 1-in-2 | 2023 | 18 |  |  |  | 85.2889 | 1
| Zone | South of Lugo | 4 | Monthly System Peak Day | SCE | 1-in-2 | 2023 | 19 |  |  |  | 83.9667 | 1
| Zone | South of Lugo | 4 | Monthly System Peak Day | SCE | 1-in-2 | 2023 | 20 |  |  |  | 81.2633 | 1
| Zone | South of Lugo | 4 | Monthly System Peak Day | SCE | 1-in-2 | 2023 | 21 |  |  |  | 77.2006 | 1
| Zone | South of Lugo | 4 | Monthly System Peak Day | SCE | 1-in-2 | 2023 | 22 |  |  |  | 74.1328 | 1
| Zone | South of Lugo | 4 | Monthly System Peak Day | SCE | 1-in-2 | 2023 | 23 |  |  |  | 71.9197 | 1
| Zone | South of Lugo | 4 | Monthly System Peak Day | SCE | 1-in-2 | 2023 | 24 |  |  |  | 68.9083 | 1
| Zone | South of Lugo | 5 | Average Weekday | SCE | 1-in-2 | 2023 | 1 |  |  |  | 61.1348 | 1
| Zone | South of Lugo | 5 | Average Weekday | SCE | 1-in-2 | 2023 | 2 |  |  |  | 60.5346 | 1
| Zone | South of Lugo | 5 | Average Weekday | SCE | 1-in-2 | 2023 | 3 |  |  |  | 60.0288 | 1
| Zone | South of Lugo | 5 | Average Weekday | SCE | 1-in-2 | 2023 | 4 |  |  |  | 59.5236 | 1
| Zone | South of Lugo | 5 | Average Weekday | SCE | 1-in-2 | 2023 | 5 |  |  |  | 59.1163 | 1
| Zone | South of Lugo | 5 | Average Weekday | SCE | 1-in-2 | 2023 | 6 |  |  |  | 58.7282 | 1
| Zone | South of Lugo | 5 | Average Weekday | SCE | 1-in-2 | 2023 | 7 |  |  |  | 58.3962 | 1
| Zone | South of Lugo | 5 | Average Weekday | SCE | 1-in-2 | 2023 | 8 |  |  |  | 58.7437 | 1
| Zone | South of Lugo | 5 | Average Weekday | SCE | 1-in-2 | 2023 | 9 |  |  |  | 60.2327 | 1
| Zone | South of Lugo | 5 | Average Weekday | SCE | 1-in-2 | 2023 | 10 |  |  |  | 62.3563 | 1
| Zone | South of Lugo | 5 | Average Weekday | SCE | 1-in-2 | 2023 | 11 |  |  |  | 64.933 | 1
| Zone | South of Lugo | 5 | Average Weekday | SCE | 1-in-2 | 2023 | 12 |  |  |  | 67.3178 | 1
| Zone | South of Lugo | 5 | Average Weekday | SCE | 1-in-2 | 2023 | 13 |  |  |  | 69.4255 | 1
| Zone | South of Lugo | 5 | Average Weekday | SCE | 1-in-2 | 2023 | 14 |  |  |  | 71.148 | 1
| Zone | South of Lugo | 5 | Average Weekday | SCE | 1-in-2 | 2023 | 15 |  |  |  | 72.4241 | 1
| Zone | South of Lugo | 5 | Average Weekday | SCE | 1-in-2 | 2023 | 16 |  |  |  | 73.1156 | 1
| Zone | South of Lugo | 5 | Average Weekday | SCE | 1-in-2 | 2023 | 17 |  |  |  | 73.2273 | 1
| Zone | South of Lugo | 5 | Average Weekday | SCE | 1-in-2 | 2023 | 18 |  |  |  | 72.5655 | 1
| Zone | South of Lugo | 5 | Average Weekday | SCE | 1-in-2 | 2023 | 19 |  |  |  | 71.1484 | 1
| Zone | South of Lugo | 5 | Average Weekday | SCE | 1-in-2 | 2023 | 20 |  |  |  | 68.9891 | 1
| Zone | South of Lugo | 5 | Average Weekday | SCE | 1-in-2 | 2023 | 21 |  |  |  | 66.1434 | 1
| Zone | South of Lugo | 5 | Average Weekday | SCE | 1-in-2 | 2023 | 22 |  |  |  | 63.9125 | 1
| Zone | South of Lugo | 5 | Average Weekday | SCE | 1-in-2 | 2023 | 23 |  |  |  | 62.6515 | 1
| Zone | South of Lugo | 5 | Average Weekday | SCE | 1-in-2 | 2023 | 24 |  |  |  | 61.7451 | 1
| Zone | South of Lugo | 5 | Monthly System Peak Day | SCE | 1-in-2 | 2023 | 1 |  |  |  | 66.0475 | 1
| Zone | South of Lugo | 5 | Monthly System Peak Day | SCE | 1-in-2 | 2023 | 2 |  |  |  | 64.5492 | 1
| Zone | South of Lugo | 5 | Monthly System Peak Day | SCE | 1-in-2 | 2023 | 3 |  |  |  | 63.2322 | 1
| Zone | South of Lugo | 5 | Monthly System Peak Day | SCE | 1-in-2 | 2023 | 4 |  |  |  | 62.2769 | 1
| Zone | South of Lugo | 5 | Monthly System Peak Day | SCE | 1-in-2 | 2023 | 5 |  |  |  | 61.3519 | 1
| Zone | South of Lugo | 5 | Monthly System Peak Day | SCE | 1-in-2 | 2023 | 6 |  |  |  | 60.4378 | 1
| Zone | South of Lugo | 5 | Monthly System Peak Day | SCE | 1-in-2 | 2023 | 7 |  |  |  | 59.9061 | 1
| Zone | South of Lugo | 5 | Monthly System Peak Day | SCE | 1-in-2 | 2023 | 8 |  |  |  | 60.7006 | 1
| Zone | South of Lugo | 5 | Monthly System Peak Day | SCE | 1-in-2 | 2023 | 9 |  |  |  | 64.1961 | 1
| Zone | South of Lugo | 5 | Monthly System Peak Day | SCE | 1-in-2 | 2023 | 10 |  |  |  | 69.1378 | 1
| Zone | South of Lugo | 5 | Monthly System Peak Day | SCE | 1-in-2 | 2023 | 11 |  |  |  | 74.6647 | 1
| Zone | South of Lugo | 5 | Monthly System Peak Day | SCE | 1-in-2 | 2023 | 12 |  |  |  | 79.1169 | 1
| Zone | South of Lugo | 5 | Monthly System Peak Day | SCE | 1-in-2 | 2023 | 13 |  |  |  | 82.1083 | 1
| Zone | South of Lugo | 5 | Monthly System Peak Day | SCE | 1-in-2 | 2023 | 14 |  |  |  | 84.5722 | 1
| Zone | South of Lugo | 5 | Monthly System Peak Day | SCE | 1-in-2 | 2023 | 15 |  |  |  | 85.1464 | 1
| Zone | South of Lugo | 5 | Monthly System Peak Day | SCE | 1-in-2 | 2023 | 16 |  |  |  | 85.8753 | 1
| Zone | South of Lugo | 5 | Monthly System Peak Day | SCE | 1-in-2 | 2023 | 17 |  |  |  | 86.4417 | 1
| Zone | South of Lugo | 5 | Monthly System Peak Day | SCE | 1-in-2 | 2023 | 18 |  |  |  | 85.7194 | 1
| Zone | South of Lugo | 5 | Monthly System Peak Day | SCE | 1-in-2 | 2023 | 19 |  |  |  | 83.6361 | 1
| Zone | South of Lugo | 5 | Monthly System Peak Day | SCE | 1-in-2 | 2023 | 20 |  |  |  | 80.6308 | 1
| Zone | South of Lugo | 5 | Monthly System Peak Day | SCE | 1-in-2 | 2023 | 21 |  |  |  | 76.6228 | 1
| Zone | South of Lugo | 5 | Monthly System Peak Day | SCE | 1-in-2 | 2023 | 22 |  |  |  | 72.9378 | 1
| Zone | South of Lugo | 5 | Monthly System Peak Day | SCE | 1-in-2 | 2023 | 23 |  |  |  | 70.6978 | 1
| Zone | South of Lugo | 5 | Monthly System Peak Day | SCE | 1-in-2 | 2023 | 24 |  |  |  | 69.0661 | 1
| Zone | South of Lugo | 6 | Average Weekday | SCE | 1-in-2 | 2023 | 1 |  |  |  | 63.9782 | 1
| Zone | South of Lugo | 6 | Average Weekday | SCE | 1-in-2 | 2023 | 2 |  |  |  | 63.1095 | 1
| Zone | South of Lugo | 6 | Average Weekday | SCE | 1-in-2 | 2023 | 3 |  |  |  | 62.3522 | 1
| Zone | South of Lugo | 6 | Average Weekday | SCE | 1-in-2 | 2023 | 4 |  |  |  | 61.6996 | 1
| Zone | South of Lugo | 6 | Average Weekday | SCE | 1-in-2 | 2023 | 5 |  |  |  | 61.1746 | 1
| Zone | South of Lugo | 6 | Average Weekday | SCE | 1-in-2 | 2023 | 6 |  |  |  | 60.7294 | 1
| Zone | South of Lugo | 6 | Average Weekday | SCE | 1-in-2 | 2023 | 7 |  |  |  | 60.3883 | 1
| Zone | South of Lugo | 6 | Average Weekday | SCE | 1-in-2 | 2023 | 8 |  |  |  | 60.8863 | 1
| Zone | South of Lugo | 6 | Average Weekday | SCE | 1-in-2 | 2023 | 9 |  |  |  | 62.5691 | 1
| Zone | South of Lugo | 6 | Average Weekday | SCE | 1-in-2 | 2023 | 10 |  |  |  | 65.1324 | 1
| Zone | South of Lugo | 6 | Average Weekday | SCE | 1-in-2 | 2023 | 11 |  |  |  | 68.1945 | 1
| Zone | South of Lugo | 6 | Average Weekday | SCE | 1-in-2 | 2023 | 12 |  |  |  | 71.3648 | 1
| Zone | South of Lugo | 6 | Average Weekday | SCE | 1-in-2 | 2023 | 13 |  |  |  | 73.9036 | 1
| Zone | South of Lugo | 6 | Average Weekday | SCE | 1-in-2 | 2023 | 14 |  |  |  | 76.0368 | 1
| Zone | South of Lugo | 6 | Average Weekday | SCE | 1-in-2 | 2023 | 15 |  |  |  | 77.7526 | 1
| Zone | South of Lugo | 6 | Average Weekday | SCE | 1-in-2 | 2023 | 16 |  |  |  | 78.7286 | 1
| Zone | South of Lugo | 6 | Average Weekday | SCE | 1-in-2 | 2023 | 17 |  |  |  | 79.2035 | 1
| Zone | South of Lugo | 6 | Average Weekday | SCE | 1-in-2 | 2023 | 18 |  |  |  | 78.5518 | 1
| Zone | South of Lugo | 6 | Average Weekday | SCE | 1-in-2 | 2023 | 19 |  |  |  | 77.0958 | 1
| Zone | South of Lugo | 6 | Average Weekday | SCE | 1-in-2 | 2023 | 20 |  |  |  | 74.8612 | 1
| Zone | South of Lugo | 6 | Average Weekday | SCE | 1-in-2 | 2023 | 21 |  |  |  | 71.7224 | 1
| Zone | South of Lugo | 6 | Average Weekday | SCE | 1-in-2 | 2023 | 22 |  |  |  | 68.5028 | 1
| Zone | South of Lugo | 6 | Average Weekday | SCE | 1-in-2 | 2023 | 23 |  |  |  | 66.5545 | 1
| Zone | South of Lugo | 6 | Average Weekday | SCE | 1-in-2 | 2023 | 24 |  |  |  | 65.2126 | 1
| Zone | South of Lugo | 6 | Monthly System Peak Day | SCE | 1-in-2 | 2023 | 1 |  |  |  | 67.0692 | 1
| Zone | South of Lugo | 6 | Monthly System Peak Day | SCE | 1-in-2 | 2023 | 2 |  |  |  | 65.9033 | 1
| Zone | South of Lugo | 6 | Monthly System Peak Day | SCE | 1-in-2 | 2023 | 3 |  |  |  | 65.135 | 1
| Zone | South of Lugo | 6 | Monthly System Peak Day | SCE | 1-in-2 | 2023 | 4 |  |  |  | 64.3161 | 1
| Zone | South of Lugo | 6 | Monthly System Peak Day | SCE | 1-in-2 | 2023 | 5 |  |  |  | 63.5986 | 1
| Zone | South of Lugo | 6 | Monthly System Peak Day | SCE | 1-in-2 | 2023 | 6 |  |  |  | 62.5897 | 1
| Zone | South of Lugo | 6 | Monthly System Peak Day | SCE | 1-in-2 | 2023 | 7 |  |  |  | 62.07 | 1
| Zone | South of Lugo | 6 | Monthly System Peak Day | SCE | 1-in-2 | 2023 | 8 |  |  |  | 63.3292 | 1
| Zone | South of Lugo | 6 | Monthly System Peak Day | SCE | 1-in-2 | 2023 | 9 |  |  |  | 66.2958 | 1
| Zone | South of Lugo | 6 | Monthly System Peak Day | SCE | 1-in-2 | 2023 | 10 |  |  |  | 70.9294 | 1
| Zone | South of Lugo | 6 | Monthly System Peak Day | SCE | 1-in-2 | 2023 | 11 |  |  |  | 74.8111 | 1
| Zone | South of Lugo | 6 | Monthly System Peak Day | SCE | 1-in-2 | 2023 | 12 |  |  |  | 78.54 | 1
| Zone | South of Lugo | 6 | Monthly System Peak Day | SCE | 1-in-2 | 2023 | 13 |  |  |  | 80.0636 | 1
| Zone | South of Lugo | 6 | Monthly System Peak Day | SCE | 1-in-2 | 2023 | 14 |  |  |  | 81.5794 | 1
| Zone | South of Lugo | 6 | Monthly System Peak Day | SCE | 1-in-2 | 2023 | 15 |  |  |  | 83.7931 | 1
| Zone | South of Lugo | 6 | Monthly System Peak Day | SCE | 1-in-2 | 2023 | 16 |  |  |  | 85.1108 | 1
| Zone | South of Lugo | 6 | Monthly System Peak Day | SCE | 1-in-2 | 2023 | 17 |  |  |  | 85.9139 | 1
| Zone | South of Lugo | 6 | Monthly System Peak Day | SCE | 1-in-2 | 2023 | 18 |  |  |  | 84.7444 | 1
| Zone | South of Lugo | 6 | Monthly System Peak Day | SCE | 1-in-2 | 2023 | 19 |  |  |  | 82.1444 | 1
| Zone | South of Lugo | 6 | Monthly System Peak Day | SCE | 1-in-2 | 2023 | 20 |  |  |  | 79.5269 | 1
| Zone | South of Lugo | 6 | Monthly System Peak Day | SCE | 1-in-2 | 2023 | 21 |  |  |  | 76.2128 | 1
| Zone | South of Lugo | 6 | Monthly System Peak Day | SCE | 1-in-2 | 2023 | 22 |  |  |  | 72.9086 | 1
| Zone | South of Lugo | 6 | Monthly System Peak Day | SCE | 1-in-2 | 2023 | 23 |  |  |  | 71.2892 | 1
| Zone | South of Lugo | 6 | Monthly System Peak Day | SCE | 1-in-2 | 2023 | 24 |  |  |  | 69.8431 | 1
| Zone | South of Lugo | 7 | Average Weekday | SCE | 1-in-2 | 2023 | 1 |  |  |  | 68.6348 | 1
| Zone | South of Lugo | 7 | Average Weekday | SCE | 1-in-2 | 2023 | 2 |  |  |  | 67.8546 | 1
| Zone | South of Lugo | 7 | Average Weekday | SCE | 1-in-2 | 2023 | 3 |  |  |  | 67.1611 | 1
| Zone | South of Lugo | 7 | Average Weekday | SCE | 1-in-2 | 2023 | 4 |  |  |  | 66.537 | 1
| Zone | South of Lugo | 7 | Average Weekday | SCE | 1-in-2 | 2023 | 5 |  |  |  | 66.0419 | 1
| Zone | South of Lugo | 7 | Average Weekday | SCE | 1-in-2 | 2023 | 6 |  |  |  | 65.5975 | 1
| Zone | South of Lugo | 7 | Average Weekday | SCE | 1-in-2 | 2023 | 7 |  |  |  | 65.2822 | 1
| Zone | South of Lugo | 7 | Average Weekday | SCE | 1-in-2 | 2023 | 8 |  |  |  | 65.8683 | 1
| Zone | South of Lugo | 7 | Average Weekday | SCE | 1-in-2 | 2023 | 9 |  |  |  | 67.9582 | 1
| Zone | South of Lugo | 7 | Average Weekday | SCE | 1-in-2 | 2023 | 10 |  |  |  | 70.6765 | 1
| Zone | South of Lugo | 7 | Average Weekday | SCE | 1-in-2 | 2023 | 11 |  |  |  | 73.7944 | 1
| Zone | South of Lugo | 7 | Average Weekday | SCE | 1-in-2 | 2023 | 12 |  |  |  | 76.9344 | 1
| Zone | South of Lugo | 7 | Average Weekday | SCE | 1-in-2 | 2023 | 13 |  |  |  | 79.4886 | 1
| Zone | South of Lugo | 7 | Average Weekday | SCE | 1-in-2 | 2023 | 14 |  |  |  | 81.4124 | 1
| Zone | South of Lugo | 7 | Average Weekday | SCE | 1-in-2 | 2023 | 15 |  |  |  | 82.8268 | 1
| Zone | South of Lugo | 7 | Average Weekday | SCE | 1-in-2 | 2023 | 16 |  |  |  | 83.4491 | 1
| Zone | South of Lugo | 7 | Average Weekday | SCE | 1-in-2 | 2023 | 17 |  |  |  | 83.7052 | 1
| Zone | South of Lugo | 7 | Average Weekday | SCE | 1-in-2 | 2023 | 18 |  |  |  | 83.0297 | 1
| Zone | South of Lugo | 7 | Average Weekday | SCE | 1-in-2 | 2023 | 19 |  |  |  | 81.4723 | 1
| Zone | South of Lugo | 7 | Average Weekday | SCE | 1-in-2 | 2023 | 20 |  |  |  | 79.2629 | 1
| Zone | South of Lugo | 7 | Average Weekday | SCE | 1-in-2 | 2023 | 21 |  |  |  | 76.138 | 1
| Zone | South of Lugo | 7 | Average Weekday | SCE | 1-in-2 | 2023 | 22 |  |  |  | 72.8533 | 1
| Zone | South of Lugo | 7 | Average Weekday | SCE | 1-in-2 | 2023 | 23 |  |  |  | 70.8084 | 1
| Zone | South of Lugo | 7 | Average Weekday | SCE | 1-in-2 | 2023 | 24 |  |  |  | 69.575 | 1
| Zone | South of Lugo | 7 | Monthly System Peak Day | SCE | 1-in-2 | 2023 | 1 |  |  |  | 72.2423 | 1
| Zone | South of Lugo | 7 | Monthly System Peak Day | SCE | 1-in-2 | 2023 | 2 |  |  |  | 71.3351 | 1
| Zone | South of Lugo | 7 | Monthly System Peak Day | SCE | 1-in-2 | 2023 | 3 |  |  |  | 70.228 | 1
| Zone | South of Lugo | 7 | Monthly System Peak Day | SCE | 1-in-2 | 2023 | 4 |  |  |  | 69.6182 | 1
| Zone | South of Lugo | 7 | Monthly System Peak Day | SCE | 1-in-2 | 2023 | 5 |  |  |  | 69.2769 | 1
| Zone | South of Lugo | 7 | Monthly System Peak Day | SCE | 1-in-2 | 2023 | 6 |  |  |  | 68.8951 | 1
| Zone | South of Lugo | 7 | Monthly System Peak Day | SCE | 1-in-2 | 2023 | 7 |  |  |  | 68.4341 | 1
| Zone | South of Lugo | 7 | Monthly System Peak Day | SCE | 1-in-2 | 2023 | 8 |  |  |  | 68.8008 | 1
| Zone | South of Lugo | 7 | Monthly System Peak Day | SCE | 1-in-2 | 2023 | 9 |  |  |  | 71.7569 | 1
| Zone | South of Lugo | 7 | Monthly System Peak Day | SCE | 1-in-2 | 2023 | 10 |  |  |  | 75.7528 | 1
| Zone | South of Lugo | 7 | Monthly System Peak Day | SCE | 1-in-2 | 2023 | 11 |  |  |  | 80.0769 | 1
| Zone | South of Lugo | 7 | Monthly System Peak Day | SCE | 1-in-2 | 2023 | 12 |  |  |  | 83.7615 | 1
| Zone | South of Lugo | 7 | Monthly System Peak Day | SCE | 1-in-2 | 2023 | 13 |  |  |  | 86.9231 | 1
| Zone | South of Lugo | 7 | Monthly System Peak Day | SCE | 1-in-2 | 2023 | 14 |  |  |  | 88.8051 | 1
| Zone | South of Lugo | 7 | Monthly System Peak Day | SCE | 1-in-2 | 2023 | 15 |  |  |  | 90.4872 | 1
| Zone | South of Lugo | 7 | Monthly System Peak Day | SCE | 1-in-2 | 2023 | 16 |  |  |  | 90.8692 | 1
| Zone | South of Lugo | 7 | Monthly System Peak Day | SCE | 1-in-2 | 2023 | 17 |  |  |  | 91.9231 | 1
| Zone | South of Lugo | 7 | Monthly System Peak Day | SCE | 1-in-2 | 2023 | 18 |  |  |  | 91.3897 | 1
| Zone | South of Lugo | 7 | Monthly System Peak Day | SCE | 1-in-2 | 2023 | 19 |  |  |  | 89.0718 | 1
| Zone | South of Lugo | 7 | Monthly System Peak Day | SCE | 1-in-2 | 2023 | 20 |  |  |  | 86.6872 | 1
| Zone | South of Lugo | 7 | Monthly System Peak Day | SCE | 1-in-2 | 2023 | 21 |  |  |  | 83.3 | 1
| Zone | South of Lugo | 7 | Monthly System Peak Day | SCE | 1-in-2 | 2023 | 22 |  |  |  | 79.4908 | 1
| Zone | South of Lugo | 7 | Monthly System Peak Day | SCE | 1-in-2 | 2023 | 23 |  |  |  | 76.8203 | 1
| Zone | South of Lugo | 7 | Monthly System Peak Day | SCE | 1-in-2 | 2023 | 24 |  |  |  | 75.1987 | 1
| Zone | South of Lugo | 8 | Average Weekday | SCE | 1-in-2 | 2023 | 1 |  |  |  | 70.0345 | 1
| Zone | South of Lugo | 8 | Average Weekday | SCE | 1-in-2 | 2023 | 2 |  |  |  | 69.0806 | 1
| Zone | South of Lugo | 8 | Average Weekday | SCE | 1-in-2 | 2023 | 3 |  |  |  | 68.2447 | 1
| Zone | South of Lugo | 8 | Average Weekday | SCE | 1-in-2 | 2023 | 4 |  |  |  | 67.5212 | 1
| Zone | South of Lugo | 8 | Average Weekday | SCE | 1-in-2 | 2023 | 5 |  |  |  | 66.9202 | 1
| Zone | South of Lugo | 8 | Average Weekday | SCE | 1-in-2 | 2023 | 6 |  |  |  | 66.3969 | 1
| Zone | South of Lugo | 8 | Average Weekday | SCE | 1-in-2 | 2023 | 7 |  |  |  | 66.0998 | 1
| Zone | South of Lugo | 8 | Average Weekday | SCE | 1-in-2 | 2023 | 8 |  |  |  | 66.163 | 1
| Zone | South of Lugo | 8 | Average Weekday | SCE | 1-in-2 | 2023 | 9 |  |  |  | 68.0861 | 1
| Zone | South of Lugo | 8 | Average Weekday | SCE | 1-in-2 | 2023 | 10 |  |  |  | 71.1121 | 1
| Zone | South of Lugo | 8 | Average Weekday | SCE | 1-in-2 | 2023 | 11 |  |  |  | 74.7632 | 1
| Zone | South of Lugo | 8 | Average Weekday | SCE | 1-in-2 | 2023 | 12 |  |  |  | 78.4705 | 1
| Zone | South of Lugo | 8 | Average Weekday | SCE | 1-in-2 | 2023 | 13 |  |  |  | 81.311 | 1
| Zone | South of Lugo | 8 | Average Weekday | SCE | 1-in-2 | 2023 | 14 |  |  |  | 83.5318 | 1
| Zone | South of Lugo | 8 | Average Weekday | SCE | 1-in-2 | 2023 | 15 |  |  |  | 84.9576 | 1
| Zone | South of Lugo | 8 | Average Weekday | SCE | 1-in-2 | 2023 | 16 |  |  |  | 85.6107 | 1
| Zone | South of Lugo | 8 | Average Weekday | SCE | 1-in-2 | 2023 | 17 |  |  |  | 85.8816 | 1
| Zone | South of Lugo | 8 | Average Weekday | SCE | 1-in-2 | 2023 | 18 |  |  |  | 85.1098 | 1
| Zone | South of Lugo | 8 | Average Weekday | SCE | 1-in-2 | 2023 | 19 |  |  |  | 83.4933 | 1
| Zone | South of Lugo | 8 | Average Weekday | SCE | 1-in-2 | 2023 | 20 |  |  |  | 80.9206 | 1
| Zone | South of Lugo | 8 | Average Weekday | SCE | 1-in-2 | 2023 | 21 |  |  |  | 77.1187 | 1
| Zone | South of Lugo | 8 | Average Weekday | SCE | 1-in-2 | 2023 | 22 |  |  |  | 74.0969 | 1
| Zone | South of Lugo | 8 | Average Weekday | SCE | 1-in-2 | 2023 | 23 |  |  |  | 72.2916 | 1
| Zone | South of Lugo | 8 | Average Weekday | SCE | 1-in-2 | 2023 | 24 |  |  |  | 71.0937 | 1
| Zone | South of Lugo | 8 | Monthly System Peak Day | SCE | 1-in-2 | 2023 | 1 |  |  |  | 78.1795 | 1
| Zone | South of Lugo | 8 | Monthly System Peak Day | SCE | 1-in-2 | 2023 | 2 |  |  |  | 77.0659 | 1
| Zone | South of Lugo | 8 | Monthly System Peak Day | SCE | 1-in-2 | 2023 | 3 |  |  |  | 76.5549 | 1
| Zone | South of Lugo | 8 | Monthly System Peak Day | SCE | 1-in-2 | 2023 | 4 |  |  |  | 75.7885 | 1
| Zone | South of Lugo | 8 | Monthly System Peak Day | SCE | 1-in-2 | 2023 | 5 |  |  |  | 75.3146 | 1
| Zone | South of Lugo | 8 | Monthly System Peak Day | SCE | 1-in-2 | 2023 | 6 |  |  |  | 74.9559 | 1
| Zone | South of Lugo | 8 | Monthly System Peak Day | SCE | 1-in-2 | 2023 | 7 |  |  |  | 74.6141 | 1
| Zone | South of Lugo | 8 | Monthly System Peak Day | SCE | 1-in-2 | 2023 | 8 |  |  |  | 74.7823 | 1
| Zone | South of Lugo | 8 | Monthly System Peak Day | SCE | 1-in-2 | 2023 | 9 |  |  |  | 76.6659 | 1
| Zone | South of Lugo | 8 | Monthly System Peak Day | SCE | 1-in-2 | 2023 | 10 |  |  |  | 80.6795 | 1
| Zone | South of Lugo | 8 | Monthly System Peak Day | SCE | 1-in-2 | 2023 | 11 |  |  |  | 84.5692 | 1
| Zone | South of Lugo | 8 | Monthly System Peak Day | SCE | 1-in-2 | 2023 | 12 |  |  |  | 87.9692 | 1
| Zone | South of Lugo | 8 | Monthly System Peak Day | SCE | 1-in-2 | 2023 | 13 |  |  |  | 90.3 | 1
| Zone | South of Lugo | 8 | Monthly System Peak Day | SCE | 1-in-2 | 2023 | 14 |  |  |  | 92.2385 | 1
| Zone | South of Lugo | 8 | Monthly System Peak Day | SCE | 1-in-2 | 2023 | 15 |  |  |  | 93.7077 | 1
| Zone | South of Lugo | 8 | Monthly System Peak Day | SCE | 1-in-2 | 2023 | 16 |  |  |  | 93.8103 | 1
| Zone | South of Lugo | 8 | Monthly System Peak Day | SCE | 1-in-2 | 2023 | 17 |  |  |  | 93.0154 | 1
| Zone | South of Lugo | 8 | Monthly System Peak Day | SCE | 1-in-2 | 2023 | 18 |  |  |  | 91.7667 | 1
| Zone | South of Lugo | 8 | Monthly System Peak Day | SCE | 1-in-2 | 2023 | 19 |  |  |  | 90.3692 | 1
| Zone | South of Lugo | 8 | Monthly System Peak Day | SCE | 1-in-2 | 2023 | 20 |  |  |  | 88.3385 | 1
| Zone | South of Lugo | 8 | Monthly System Peak Day | SCE | 1-in-2 | 2023 | 21 |  |  |  | 84.8487 | 1
| Zone | South of Lugo | 8 | Monthly System Peak Day | SCE | 1-in-2 | 2023 | 22 |  |  |  | 81.4385 | 1
| Zone | South of Lugo | 8 | Monthly System Peak Day | SCE | 1-in-2 | 2023 | 23 |  |  |  | 79.3128 | 1
| Zone | South of Lugo | 8 | Monthly System Peak Day | SCE | 1-in-2 | 2023 | 24 |  |  |  | 77.8072 | 1
| Zone | South of Lugo | 8 | Typical Event Day | SCE | 1-in-2 | 2023 | 1 |  |  |  | 73.3879 | 1
| Zone | South of Lugo | 8 | Typical Event Day | SCE | 1-in-2 | 2023 | 2 |  |  |  | 72.3336 | 1
| Zone | South of Lugo | 8 | Typical Event Day | SCE | 1-in-2 | 2023 | 3 |  |  |  | 71.5701 | 1
| Zone | South of Lugo | 8 | Typical Event Day | SCE | 1-in-2 | 2023 | 4 |  |  |  | 70.9136 | 1
| Zone | South of Lugo | 8 | Typical Event Day | SCE | 1-in-2 | 2023 | 5 |  |  |  | 70.3249 | 1
| Zone | South of Lugo | 8 | Typical Event Day | SCE | 1-in-2 | 2023 | 6 |  |  |  | 69.7097 | 1
| Zone | South of Lugo | 8 | Typical Event Day | SCE | 1-in-2 | 2023 | 7 |  |  |  | 69.4113 | 1
| Zone | South of Lugo | 8 | Typical Event Day | SCE | 1-in-2 | 2023 | 8 |  |  |  | 69.8227 | 1
| Zone | South of Lugo | 8 | Typical Event Day | SCE | 1-in-2 | 2023 | 9 |  |  |  | 72.166 | 1
| Zone | South of Lugo | 8 | Typical Event Day | SCE | 1-in-2 | 2023 | 10 |  |  |  | 76.4347 | 1
| Zone | South of Lugo | 8 | Typical Event Day | SCE | 1-in-2 | 2023 | 11 |  |  |  | 80.7497 | 1
| Zone | South of Lugo | 8 | Typical Event Day | SCE | 1-in-2 | 2023 | 12 |  |  |  | 84.6027 | 1
| Zone | South of Lugo | 8 | Typical Event Day | SCE | 1-in-2 | 2023 | 13 |  |  |  | 87.3238 | 1
| Zone | South of Lugo | 8 | Typical Event Day | SCE | 1-in-2 | 2023 | 14 |  |  |  | 89.3264 | 1
| Zone | South of Lugo | 8 | Typical Event Day | SCE | 1-in-2 | 2023 | 15 |  |  |  | 90.9715 | 1
| Zone | South of Lugo | 8 | Typical Event Day | SCE | 1-in-2 | 2023 | 16 |  |  |  | 91.3217 | 1
| Zone | South of Lugo | 8 | Typical Event Day | SCE | 1-in-2 | 2023 | 17 |  |  |  | 91.5824 | 1
| Zone | South of Lugo | 8 | Typical Event Day | SCE | 1-in-2 | 2023 | 18 |  |  |  | 90.7228 | 1
| Zone | South of Lugo | 8 | Typical Event Day | SCE | 1-in-2 | 2023 | 19 |  |  |  | 88.882 | 1
| Zone | South of Lugo | 8 | Typical Event Day | SCE | 1-in-2 | 2023 | 20 |  |  |  | 86.5312 | 1
| Zone | South of Lugo | 8 | Typical Event Day | SCE | 1-in-2 | 2023 | 21 |  |  |  | 83.1432 | 1
| Zone | South of Lugo | 8 | Typical Event Day | SCE | 1-in-2 | 2023 | 22 |  |  |  | 79.9623 | 1
| Zone | South of Lugo | 8 | Typical Event Day | SCE | 1-in-2 | 2023 | 23 |  |  |  | 77.8256 | 1
| Zone | South of Lugo | 8 | Typical Event Day | SCE | 1-in-2 | 2023 | 24 |  |  |  | 76.0635 | 1
| Zone | South of Lugo | 9 | Average Weekday | SCE | 1-in-2 | 2023 | 1 |  |  |  | 69.5679 | 1
| Zone | South of Lugo | 9 | Average Weekday | SCE | 1-in-2 | 2023 | 2 |  |  |  | 68.7193 | 1
| Zone | South of Lugo | 9 | Average Weekday | SCE | 1-in-2 | 2023 | 3 |  |  |  | 68.0278 | 1
| Zone | South of Lugo | 9 | Average Weekday | SCE | 1-in-2 | 2023 | 4 |  |  |  | 67.4097 | 1
| Zone | South of Lugo | 9 | Average Weekday | SCE | 1-in-2 | 2023 | 5 |  |  |  | 66.9014 | 1
| Zone | South of Lugo | 9 | Average Weekday | SCE | 1-in-2 | 2023 | 6 |  |  |  | 66.4414 | 1
| Zone | South of Lugo | 9 | Average Weekday | SCE | 1-in-2 | 2023 | 7 |  |  |  | 66.1311 | 1
| Zone | South of Lugo | 9 | Average Weekday | SCE | 1-in-2 | 2023 | 8 |  |  |  | 66.0566 | 1
| Zone | South of Lugo | 9 | Average Weekday | SCE | 1-in-2 | 2023 | 9 |  |  |  | 67.5294 | 1
| Zone | South of Lugo | 9 | Average Weekday | SCE | 1-in-2 | 2023 | 10 |  |  |  | 70.3949 | 1
| Zone | South of Lugo | 9 | Average Weekday | SCE | 1-in-2 | 2023 | 11 |  |  |  | 73.7984 | 1
| Zone | South of Lugo | 9 | Average Weekday | SCE | 1-in-2 | 2023 | 12 |  |  |  | 77.143 | 1
| Zone | South of Lugo | 9 | Average Weekday | SCE | 1-in-2 | 2023 | 13 |  |  |  | 79.9568 | 1
| Zone | South of Lugo | 9 | Average Weekday | SCE | 1-in-2 | 2023 | 14 |  |  |  | 81.9296 | 1
| Zone | South of Lugo | 9 | Average Weekday | SCE | 1-in-2 | 2023 | 15 |  |  |  | 83.0553 | 1
| Zone | South of Lugo | 9 | Average Weekday | SCE | 1-in-2 | 2023 | 16 |  |  |  | 83.4899 | 1
| Zone | South of Lugo | 9 | Average Weekday | SCE | 1-in-2 | 2023 | 17 |  |  |  | 83.3043 | 1
| Zone | South of Lugo | 9 | Average Weekday | SCE | 1-in-2 | 2023 | 18 |  |  |  | 82.3103 | 1
| Zone | South of Lugo | 9 | Average Weekday | SCE | 1-in-2 | 2023 | 19 |  |  |  | 80.5187 | 1
| Zone | South of Lugo | 9 | Average Weekday | SCE | 1-in-2 | 2023 | 20 |  |  |  | 77.4977 | 1
| Zone | South of Lugo | 9 | Average Weekday | SCE | 1-in-2 | 2023 | 21 |  |  |  | 74.4041 | 1
| Zone | South of Lugo | 9 | Average Weekday | SCE | 1-in-2 | 2023 | 22 |  |  |  | 72.588 | 1
| Zone | South of Lugo | 9 | Average Weekday | SCE | 1-in-2 | 2023 | 23 |  |  |  | 71.3442 | 1
| Zone | South of Lugo | 9 | Average Weekday | SCE | 1-in-2 | 2023 | 24 |  |  |  | 70.2551 | 1
| Zone | South of Lugo | 9 | Monthly System Peak Day | SCE | 1-in-2 | 2023 | 1 |  |  |  | 76.4608 | 1
| Zone | South of Lugo | 9 | Monthly System Peak Day | SCE | 1-in-2 | 2023 | 2 |  |  |  | 75.3621 | 1
| Zone | South of Lugo | 9 | Monthly System Peak Day | SCE | 1-in-2 | 2023 | 3 |  |  |  | 74.6651 | 1
| Zone | South of Lugo | 9 | Monthly System Peak Day | SCE | 1-in-2 | 2023 | 4 |  |  |  | 74.1926 | 1
| Zone | South of Lugo | 9 | Monthly System Peak Day | SCE | 1-in-2 | 2023 | 5 |  |  |  | 73.3282 | 1
| Zone | South of Lugo | 9 | Monthly System Peak Day | SCE | 1-in-2 | 2023 | 6 |  |  |  | 72.6123 | 1
| Zone | South of Lugo | 9 | Monthly System Peak Day | SCE | 1-in-2 | 2023 | 7 |  |  |  | 72.7421 | 1
| Zone | South of Lugo | 9 | Monthly System Peak Day | SCE | 1-in-2 | 2023 | 8 |  |  |  | 72.621 | 1
| Zone | South of Lugo | 9 | Monthly System Peak Day | SCE | 1-in-2 | 2023 | 9 |  |  |  | 74.2392 | 1
| Zone | South of Lugo | 9 | Monthly System Peak Day | SCE | 1-in-2 | 2023 | 10 |  |  |  | 78.6872 | 1
| Zone | South of Lugo | 9 | Monthly System Peak Day | SCE | 1-in-2 | 2023 | 11 |  |  |  | 83.9282 | 1
| Zone | South of Lugo | 9 | Monthly System Peak Day | SCE | 1-in-2 | 2023 | 12 |  |  |  | 88.6077 | 1
| Zone | South of Lugo | 9 | Monthly System Peak Day | SCE | 1-in-2 | 2023 | 13 |  |  |  | 92.6256 | 1
| Zone | South of Lugo | 9 | Monthly System Peak Day | SCE | 1-in-2 | 2023 | 14 |  |  |  | 95.3128 | 1
| Zone | South of Lugo | 9 | Monthly System Peak Day | SCE | 1-in-2 | 2023 | 15 |  |  |  | 96.4564 | 1
| Zone | South of Lugo | 9 | Monthly System Peak Day | SCE | 1-in-2 | 2023 | 16 |  |  |  | 96.0103 | 1
| Zone | South of Lugo | 9 | Monthly System Peak Day | SCE | 1-in-2 | 2023 | 17 |  |  |  | 95.9142 | 1
| Zone | South of Lugo | 9 | Monthly System Peak Day | SCE | 1-in-2 | 2023 | 18 |  |  |  | 95.4629 | 1
| Zone | South of Lugo | 9 | Monthly System Peak Day | SCE | 1-in-2 | 2023 | 19 |  |  |  | 94.5256 | 1
| Zone | South of Lugo | 9 | Monthly System Peak Day | SCE | 1-in-2 | 2023 | 20 |  |  |  | 92.141 | 1
| Zone | South of Lugo | 9 | Monthly System Peak Day | SCE | 1-in-2 | 2023 | 21 |  |  |  | 88.6436 | 1
| Zone | South of Lugo | 9 | Monthly System Peak Day | SCE | 1-in-2 | 2023 | 22 |  |  |  | 86.3513 | 1
| Zone | South of Lugo | 9 | Monthly System Peak Day | SCE | 1-in-2 | 2023 | 23 |  |  |  | 84.2231 | 1
| Zone | South of Lugo | 9 | Monthly System Peak Day | SCE | 1-in-2 | 2023 | 24 |  |  |  | 81.7487 | 1
| Zone | South of Lugo | 10 | Average Weekday | SCE | 1-in-2 | 2023 | 1 |  |  |  | 64.658 | 1
| Zone | South of Lugo | 10 | Average Weekday | SCE | 1-in-2 | 2023 | 2 |  |  |  | 63.8062 | 1
| Zone | South of Lugo | 10 | Average Weekday | SCE | 1-in-2 | 2023 | 3 |  |  |  | 62.9019 | 1
| Zone | South of Lugo | 10 | Average Weekday | SCE | 1-in-2 | 2023 | 4 |  |  |  | 62.2469 | 1
| Zone | South of Lugo | 10 | Average Weekday | SCE | 1-in-2 | 2023 | 5 |  |  |  | 61.6376 | 1
| Zone | South of Lugo | 10 | Average Weekday | SCE | 1-in-2 | 2023 | 6 |  |  |  | 61.2473 | 1
| Zone | South of Lugo | 10 | Average Weekday | SCE | 1-in-2 | 2023 | 7 |  |  |  | 60.9326 | 1
| Zone | South of Lugo | 10 | Average Weekday | SCE | 1-in-2 | 2023 | 8 |  |  |  | 60.7842 | 1
| Zone | South of Lugo | 10 | Average Weekday | SCE | 1-in-2 | 2023 | 9 |  |  |  | 61.3719 | 1
| Zone | South of Lugo | 10 | Average Weekday | SCE | 1-in-2 | 2023 | 10 |  |  |  | 63.9419 | 1
| Zone | South of Lugo | 10 | Average Weekday | SCE | 1-in-2 | 2023 | 11 |  |  |  | 67.2273 | 1
| Zone | South of Lugo | 10 | Average Weekday | SCE | 1-in-2 | 2023 | 12 |  |  |  | 70.4369 | 1
| Zone | South of Lugo | 10 | Average Weekday | SCE | 1-in-2 | 2023 | 13 |  |  |  | 73.1782 | 1
| Zone | South of Lugo | 10 | Average Weekday | SCE | 1-in-2 | 2023 | 14 |  |  |  | 75.1897 | 1
| Zone | South of Lugo | 10 | Average Weekday | SCE | 1-in-2 | 2023 | 15 |  |  |  | 76.6368 | 1
| Zone | South of Lugo | 10 | Average Weekday | SCE | 1-in-2 | 2023 | 16 |  |  |  | 77.4598 | 1
| Zone | South of Lugo | 10 | Average Weekday | SCE | 1-in-2 | 2023 | 17 |  |  |  | 77.3466 | 1
| Zone | South of Lugo | 10 | Average Weekday | SCE | 1-in-2 | 2023 | 18 |  |  |  | 76.4242 | 1
| Zone | South of Lugo | 10 | Average Weekday | SCE | 1-in-2 | 2023 | 19 |  |  |  | 74.5143 | 1
| Zone | South of Lugo | 10 | Average Weekday | SCE | 1-in-2 | 2023 | 20 |  |  |  | 71.5232 | 1
| Zone | South of Lugo | 10 | Average Weekday | SCE | 1-in-2 | 2023 | 21 |  |  |  | 69.4376 | 1
| Zone | South of Lugo | 10 | Average Weekday | SCE | 1-in-2 | 2023 | 22 |  |  |  | 67.9225 | 1
| Zone | South of Lugo | 10 | Average Weekday | SCE | 1-in-2 | 2023 | 23 |  |  |  | 66.6274 | 1
| Zone | South of Lugo | 10 | Average Weekday | SCE | 1-in-2 | 2023 | 24 |  |  |  | 65.4949 | 1
| Zone | South of Lugo | 10 | Monthly System Peak Day | SCE | 1-in-2 | 2023 | 1 |  |  |  | 74.6742 | 1
| Zone | South of Lugo | 10 | Monthly System Peak Day | SCE | 1-in-2 | 2023 | 2 |  |  |  | 73.1483 | 1
| Zone | South of Lugo | 10 | Monthly System Peak Day | SCE | 1-in-2 | 2023 | 3 |  |  |  | 70.4508 | 1
| Zone | South of Lugo | 10 | Monthly System Peak Day | SCE | 1-in-2 | 2023 | 4 |  |  |  | 69.3717 | 1
| Zone | South of Lugo | 10 | Monthly System Peak Day | SCE | 1-in-2 | 2023 | 5 |  |  |  | 68.6522 | 1
| Zone | South of Lugo | 10 | Monthly System Peak Day | SCE | 1-in-2 | 2023 | 6 |  |  |  | 68.2467 | 1
| Zone | South of Lugo | 10 | Monthly System Peak Day | SCE | 1-in-2 | 2023 | 7 |  |  |  | 67.8128 | 1
| Zone | South of Lugo | 10 | Monthly System Peak Day | SCE | 1-in-2 | 2023 | 8 |  |  |  | 67.5925 | 1
| Zone | South of Lugo | 10 | Monthly System Peak Day | SCE | 1-in-2 | 2023 | 9 |  |  |  | 68.5853 | 1
| Zone | South of Lugo | 10 | Monthly System Peak Day | SCE | 1-in-2 | 2023 | 10 |  |  |  | 72.8856 | 1
| Zone | South of Lugo | 10 | Monthly System Peak Day | SCE | 1-in-2 | 2023 | 11 |  |  |  | 79.2614 | 1
| Zone | South of Lugo | 10 | Monthly System Peak Day | SCE | 1-in-2 | 2023 | 12 |  |  |  | 84.9889 | 1
| Zone | South of Lugo | 10 | Monthly System Peak Day | SCE | 1-in-2 | 2023 | 13 |  |  |  | 88.8639 | 1
| Zone | South of Lugo | 10 | Monthly System Peak Day | SCE | 1-in-2 | 2023 | 14 |  |  |  | 91.4361 | 1
| Zone | South of Lugo | 10 | Monthly System Peak Day | SCE | 1-in-2 | 2023 | 15 |  |  |  | 92.7056 | 1
| Zone | South of Lugo | 10 | Monthly System Peak Day | SCE | 1-in-2 | 2023 | 16 |  |  |  | 93 | 1
| Zone | South of Lugo | 10 | Monthly System Peak Day | SCE | 1-in-2 | 2023 | 17 |  |  |  | 92.4833 | 1
| Zone | South of Lugo | 10 | Monthly System Peak Day | SCE | 1-in-2 | 2023 | 18 |  |  |  | 91.7389 | 1
| Zone | South of Lugo | 10 | Monthly System Peak Day | SCE | 1-in-2 | 2023 | 19 |  |  |  | 90.6139 | 1
| Zone | South of Lugo | 10 | Monthly System Peak Day | SCE | 1-in-2 | 2023 | 20 |  |  |  | 86.85 | 1
| Zone | South of Lugo | 10 | Monthly System Peak Day | SCE | 1-in-2 | 2023 | 21 |  |  |  | 84.0083 | 1
| Zone | South of Lugo | 10 | Monthly System Peak Day | SCE | 1-in-2 | 2023 | 22 |  |  |  | 82.2222 | 1
| Zone | South of Lugo | 10 | Monthly System Peak Day | SCE | 1-in-2 | 2023 | 23 |  |  |  | 79.4361 | 1
| Zone | South of Lugo | 10 | Monthly System Peak Day | SCE | 1-in-2 | 2023 | 24 |  |  |  | 77.6992 | 1
| Zone | South of Lugo | 11 | Average Weekday | SCE | 1-in-2 | 2023 | 1 |  |  |  | 58.5333 | 1
| Zone | South of Lugo | 11 | Average Weekday | SCE | 1-in-2 | 2023 | 2 |  |  |  | 57.7813 | 1
| Zone | South of Lugo | 11 | Average Weekday | SCE | 1-in-2 | 2023 | 3 |  |  |  | 57.0469 | 1
| Zone | South of Lugo | 11 | Average Weekday | SCE | 1-in-2 | 2023 | 4 |  |  |  | 56.5065 | 1
| Zone | South of Lugo | 11 | Average Weekday | SCE | 1-in-2 | 2023 | 5 |  |  |  | 56.0571 | 1
| Zone | South of Lugo | 11 | Average Weekday | SCE | 1-in-2 | 2023 | 6 |  |  |  | 55.6144 | 1
| Zone | South of Lugo | 11 | Average Weekday | SCE | 1-in-2 | 2023 | 7 |  |  |  | 55.485 | 1
| Zone | South of Lugo | 11 | Average Weekday | SCE | 1-in-2 | 2023 | 8 |  |  |  | 55.4742 | 1
| Zone | South of Lugo | 11 | Average Weekday | SCE | 1-in-2 | 2023 | 9 |  |  |  | 57.1545 | 1
| Zone | South of Lugo | 11 | Average Weekday | SCE | 1-in-2 | 2023 | 10 |  |  |  | 60.4087 | 1
| Zone | South of Lugo | 11 | Average Weekday | SCE | 1-in-2 | 2023 | 11 |  |  |  | 63.8954 | 1
| Zone | South of Lugo | 11 | Average Weekday | SCE | 1-in-2 | 2023 | 12 |  |  |  | 66.8067 | 1
| Zone | South of Lugo | 11 | Average Weekday | SCE | 1-in-2 | 2023 | 13 |  |  |  | 68.9962 | 1
| Zone | South of Lugo | 11 | Average Weekday | SCE | 1-in-2 | 2023 | 14 |  |  |  | 70.4599 | 1
| Zone | South of Lugo | 11 | Average Weekday | SCE | 1-in-2 | 2023 | 15 |  |  |  | 71.3165 | 1
| Zone | South of Lugo | 11 | Average Weekday | SCE | 1-in-2 | 2023 | 16 |  |  |  | 71.3995 | 1
| Zone | South of Lugo | 11 | Average Weekday | SCE | 1-in-2 | 2023 | 17 |  |  |  | 70.5174 | 1
| Zone | South of Lugo | 11 | Average Weekday | SCE | 1-in-2 | 2023 | 18 |  |  |  | 68.4079 | 1
| Zone | South of Lugo | 11 | Average Weekday | SCE | 1-in-2 | 2023 | 19 |  |  |  | 66.0434 | 1
| Zone | South of Lugo | 11 | Average Weekday | SCE | 1-in-2 | 2023 | 20 |  |  |  | 64.3404 | 1
| Zone | South of Lugo | 11 | Average Weekday | SCE | 1-in-2 | 2023 | 21 |  |  |  | 62.8974 | 1
| Zone | South of Lugo | 11 | Average Weekday | SCE | 1-in-2 | 2023 | 22 |  |  |  | 61.5474 | 1
| Zone | South of Lugo | 11 | Average Weekday | SCE | 1-in-2 | 2023 | 23 |  |  |  | 60.3009 | 1
| Zone | South of Lugo | 11 | Average Weekday | SCE | 1-in-2 | 2023 | 24 |  |  |  | 59.3525 | 1
| Zone | South of Lugo | 11 | Monthly System Peak Day | SCE | 1-in-2 | 2023 | 1 |  |  |  | 65.7875 | 1
| Zone | South of Lugo | 11 | Monthly System Peak Day | SCE | 1-in-2 | 2023 | 2 |  |  |  | 64.2083 | 1
| Zone | South of Lugo | 11 | Monthly System Peak Day | SCE | 1-in-2 | 2023 | 3 |  |  |  | 63.0328 | 1
| Zone | South of Lugo | 11 | Monthly System Peak Day | SCE | 1-in-2 | 2023 | 4 |  |  |  | 62.1006 | 1
| Zone | South of Lugo | 11 | Monthly System Peak Day | SCE | 1-in-2 | 2023 | 5 |  |  |  | 61.2594 | 1
| Zone | South of Lugo | 11 | Monthly System Peak Day | SCE | 1-in-2 | 2023 | 6 |  |  |  | 60.3725 | 1
| Zone | South of Lugo | 11 | Monthly System Peak Day | SCE | 1-in-2 | 2023 | 7 |  |  |  | 60.0858 | 1
| Zone | South of Lugo | 11 | Monthly System Peak Day | SCE | 1-in-2 | 2023 | 8 |  |  |  | 60.1878 | 1
| Zone | South of Lugo | 11 | Monthly System Peak Day | SCE | 1-in-2 | 2023 | 9 |  |  |  | 62.6325 | 1
| Zone | South of Lugo | 11 | Monthly System Peak Day | SCE | 1-in-2 | 2023 | 10 |  |  |  | 67.8433 | 1
| Zone | South of Lugo | 11 | Monthly System Peak Day | SCE | 1-in-2 | 2023 | 11 |  |  |  | 74.2411 | 1
| Zone | South of Lugo | 11 | Monthly System Peak Day | SCE | 1-in-2 | 2023 | 12 |  |  |  | 79.9083 | 1
| Zone | South of Lugo | 11 | Monthly System Peak Day | SCE | 1-in-2 | 2023 | 13 |  |  |  | 83.9361 | 1
| Zone | South of Lugo | 11 | Monthly System Peak Day | SCE | 1-in-2 | 2023 | 14 |  |  |  | 86.475 | 1
| Zone | South of Lugo | 11 | Monthly System Peak Day | SCE | 1-in-2 | 2023 | 15 |  |  |  | 87.6361 | 1
| Zone | South of Lugo | 11 | Monthly System Peak Day | SCE | 1-in-2 | 2023 | 16 |  |  |  | 87.3444 | 1
| Zone | South of Lugo | 11 | Monthly System Peak Day | SCE | 1-in-2 | 2023 | 17 |  |  |  | 86.1611 | 1
| Zone | South of Lugo | 11 | Monthly System Peak Day | SCE | 1-in-2 | 2023 | 18 |  |  |  | 83.1111 | 1
| Zone | South of Lugo | 11 | Monthly System Peak Day | SCE | 1-in-2 | 2023 | 19 |  |  |  | 79.5417 | 1
| Zone | South of Lugo | 11 | Monthly System Peak Day | SCE | 1-in-2 | 2023 | 20 |  |  |  | 77.2222 | 1
| Zone | South of Lugo | 11 | Monthly System Peak Day | SCE | 1-in-2 | 2023 | 21 |  |  |  | 74.79 | 1
| Zone | South of Lugo | 11 | Monthly System Peak Day | SCE | 1-in-2 | 2023 | 22 |  |  |  | 73.0744 | 1
| Zone | South of Lugo | 11 | Monthly System Peak Day | SCE | 1-in-2 | 2023 | 23 |  |  |  | 70.7164 | 1
| Zone | South of Lugo | 11 | Monthly System Peak Day | SCE | 1-in-2 | 2023 | 24 |  |  |  | 68.9517 | 1
| Zone | South of Lugo | 12 | Average Weekday | SCE | 1-in-2 | 2023 | 1 |  |  |  | 52.8309 | 1
| Zone | South of Lugo | 12 | Average Weekday | SCE | 1-in-2 | 2023 | 2 |  |  |  | 52.1578 | 1
| Zone | South of Lugo | 12 | Average Weekday | SCE | 1-in-2 | 2023 | 3 |  |  |  | 51.683 | 1
| Zone | South of Lugo | 12 | Average Weekday | SCE | 1-in-2 | 2023 | 4 |  |  |  | 51.2664 | 1
| Zone | South of Lugo | 12 | Average Weekday | SCE | 1-in-2 | 2023 | 5 |  |  |  | 50.8731 | 1
| Zone | South of Lugo | 12 | Average Weekday | SCE | 1-in-2 | 2023 | 6 |  |  |  | 50.3862 | 1
| Zone | South of Lugo | 12 | Average Weekday | SCE | 1-in-2 | 2023 | 7 |  |  |  | 49.994 | 1
| Zone | South of Lugo | 12 | Average Weekday | SCE | 1-in-2 | 2023 | 8 |  |  |  | 49.8333 | 1
| Zone | South of Lugo | 12 | Average Weekday | SCE | 1-in-2 | 2023 | 9 |  |  |  | 50.5885 | 1
| Zone | South of Lugo | 12 | Average Weekday | SCE | 1-in-2 | 2023 | 10 |  |  |  | 52.9118 | 1
| Zone | South of Lugo | 12 | Average Weekday | SCE | 1-in-2 | 2023 | 11 |  |  |  | 55.8123 | 1
| Zone | South of Lugo | 12 | Average Weekday | SCE | 1-in-2 | 2023 | 12 |  |  |  | 58.5248 | 1
| Zone | South of Lugo | 12 | Average Weekday | SCE | 1-in-2 | 2023 | 13 |  |  |  | 60.555 | 1
| Zone | South of Lugo | 12 | Average Weekday | SCE | 1-in-2 | 2023 | 14 |  |  |  | 61.9576 | 1
| Zone | South of Lugo | 12 | Average Weekday | SCE | 1-in-2 | 2023 | 15 |  |  |  | 62.7828 | 1
| Zone | South of Lugo | 12 | Average Weekday | SCE | 1-in-2 | 2023 | 16 |  |  |  | 62.8459 | 1
| Zone | South of Lugo | 12 | Average Weekday | SCE | 1-in-2 | 2023 | 17 |  |  |  | 62.0852 | 1
| Zone | South of Lugo | 12 | Average Weekday | SCE | 1-in-2 | 2023 | 18 |  |  |  | 60.184 | 1
| Zone | South of Lugo | 12 | Average Weekday | SCE | 1-in-2 | 2023 | 19 |  |  |  | 58.2015 | 1
| Zone | South of Lugo | 12 | Average Weekday | SCE | 1-in-2 | 2023 | 20 |  |  |  | 56.8922 | 1
| Zone | South of Lugo | 12 | Average Weekday | SCE | 1-in-2 | 2023 | 21 |  |  |  | 55.8111 | 1
| Zone | South of Lugo | 12 | Average Weekday | SCE | 1-in-2 | 2023 | 22 |  |  |  | 54.7683 | 1
| Zone | South of Lugo | 12 | Average Weekday | SCE | 1-in-2 | 2023 | 23 |  |  |  | 53.8381 | 1
| Zone | South of Lugo | 12 | Average Weekday | SCE | 1-in-2 | 2023 | 24 |  |  |  | 53.0334 | 1
| Zone | South of Lugo | 12 | Monthly System Peak Day | SCE | 1-in-2 | 2023 | 1 |  |  |  | 45.9917 | 1
| Zone | South of Lugo | 12 | Monthly System Peak Day | SCE | 1-in-2 | 2023 | 2 |  |  |  | 45.5597 | 1
| Zone | South of Lugo | 12 | Monthly System Peak Day | SCE | 1-in-2 | 2023 | 3 |  |  |  | 45.7214 | 1
| Zone | South of Lugo | 12 | Monthly System Peak Day | SCE | 1-in-2 | 2023 | 4 |  |  |  | 45.8997 | 1
| Zone | South of Lugo | 12 | Monthly System Peak Day | SCE | 1-in-2 | 2023 | 5 |  |  |  | 45.8736 | 1
| Zone | South of Lugo | 12 | Monthly System Peak Day | SCE | 1-in-2 | 2023 | 6 |  |  |  | 45.6872 | 1
| Zone | South of Lugo | 12 | Monthly System Peak Day | SCE | 1-in-2 | 2023 | 7 |  |  |  | 45.7017 | 1
| Zone | South of Lugo | 12 | Monthly System Peak Day | SCE | 1-in-2 | 2023 | 8 |  |  |  | 45.74 | 1
| Zone | South of Lugo | 12 | Monthly System Peak Day | SCE | 1-in-2 | 2023 | 9 |  |  |  | 46.5792 | 1
| Zone | South of Lugo | 12 | Monthly System Peak Day | SCE | 1-in-2 | 2023 | 10 |  |  |  | 49.5064 | 1
| Zone | South of Lugo | 12 | Monthly System Peak Day | SCE | 1-in-2 | 2023 | 11 |  |  |  | 52.5481 | 1
| Zone | South of Lugo | 12 | Monthly System Peak Day | SCE | 1-in-2 | 2023 | 12 |  |  |  | 55.7542 | 1
| Zone | South of Lugo | 12 | Monthly System Peak Day | SCE | 1-in-2 | 2023 | 13 |  |  |  | 57.4317 | 1
| Zone | South of Lugo | 12 | Monthly System Peak Day | SCE | 1-in-2 | 2023 | 14 |  |  |  | 58.4739 | 1
| Zone | South of Lugo | 12 | Monthly System Peak Day | SCE | 1-in-2 | 2023 | 15 |  |  |  | 59.1544 | 1
| Zone | South of Lugo | 12 | Monthly System Peak Day | SCE | 1-in-2 | 2023 | 16 |  |  |  | 59.4806 | 1
| Zone | South of Lugo | 12 | Monthly System Peak Day | SCE | 1-in-2 | 2023 | 17 |  |  |  | 58.9819 | 1
| Zone | South of Lugo | 12 | Monthly System Peak Day | SCE | 1-in-2 | 2023 | 18 |  |  |  | 57.1061 | 1
| Zone | South of Lugo | 12 | Monthly System Peak Day | SCE | 1-in-2 | 2023 | 19 |  |  |  | 54.6917 | 1
| Zone | South of Lugo | 12 | Monthly System Peak Day | SCE | 1-in-2 | 2023 | 20 |  |  |  | 53.4083 | 1
| Zone | South of Lugo | 12 | Monthly System Peak Day | SCE | 1-in-2 | 2023 | 21 |  |  |  | 51.9811 | 1
| Zone | South of Lugo | 12 | Monthly System Peak Day | SCE | 1-in-2 | 2023 | 22 |  |  |  | 50.3236 | 1
| Zone | South of Lugo | 12 | Monthly System Peak Day | SCE | 1-in-2 | 2023 | 23 |  |  |  | 48.5106 | 1
| Zone | South of Lugo | 12 | Monthly System Peak Day | SCE | 1-in-2 | 2023 | 24 |  |  |  | 47.1386 | 1
| Zone | South of Lugo | 1 | Average Weekday | SCE | 1-in-2 | 2024 | 1 |  |  |  | 54.2503 | 1
| Zone | South of Lugo | 1 | Average Weekday | SCE | 1-in-2 | 2024 | 2 |  |  |  | 53.245 | 1
| Zone | South of Lugo | 1 | Average Weekday | SCE | 1-in-2 | 2024 | 3 |  |  |  | 52.5234 | 1
| Zone | South of Lugo | 1 | Average Weekday | SCE | 1-in-2 | 2024 | 4 |  |  |  | 52.0482 | 1
| Zone | South of Lugo | 1 | Average Weekday | SCE | 1-in-2 | 2024 | 5 |  |  |  | 51.4759 | 1
| Zone | South of Lugo | 1 | Average Weekday | SCE | 1-in-2 | 2024 | 6 |  |  |  | 51.056 | 1
| Zone | South of Lugo | 1 | Average Weekday | SCE | 1-in-2 | 2024 | 7 |  |  |  | 50.9637 | 1
| Zone | South of Lugo | 1 | Average Weekday | SCE | 1-in-2 | 2024 | 8 |  |  |  | 50.9324 | 1
| Zone | South of Lugo | 1 | Average Weekday | SCE | 1-in-2 | 2024 | 9 |  |  |  | 51.558 | 1
| Zone | South of Lugo | 1 | Average Weekday | SCE | 1-in-2 | 2024 | 10 |  |  |  | 54.7017 | 1
| Zone | South of Lugo | 1 | Average Weekday | SCE | 1-in-2 | 2024 | 11 |  |  |  | 58.8512 | 1
| Zone | South of Lugo | 1 | Average Weekday | SCE | 1-in-2 | 2024 | 12 |  |  |  | 62.5358 | 1
| Zone | South of Lugo | 1 | Average Weekday | SCE | 1-in-2 | 2024 | 13 |  |  |  | 65.3512 | 1
| Zone | South of Lugo | 1 | Average Weekday | SCE | 1-in-2 | 2024 | 14 |  |  |  | 67.2939 | 1
| Zone | South of Lugo | 1 | Average Weekday | SCE | 1-in-2 | 2024 | 15 |  |  |  | 68.4604 | 1
| Zone | South of Lugo | 1 | Average Weekday | SCE | 1-in-2 | 2024 | 16 |  |  |  | 68.8114 | 1
| Zone | South of Lugo | 1 | Average Weekday | SCE | 1-in-2 | 2024 | 17 |  |  |  | 68.157 | 1
| Zone | South of Lugo | 1 | Average Weekday | SCE | 1-in-2 | 2024 | 18 |  |  |  | 66.2965 | 1
| Zone | South of Lugo | 1 | Average Weekday | SCE | 1-in-2 | 2024 | 19 |  |  |  | 63.4532 | 1
| Zone | South of Lugo | 1 | Average Weekday | SCE | 1-in-2 | 2024 | 20 |  |  |  | 61.3863 | 1
| Zone | South of Lugo | 1 | Average Weekday | SCE | 1-in-2 | 2024 | 21 |  |  |  | 59.9236 | 1
| Zone | South of Lugo | 1 | Average Weekday | SCE | 1-in-2 | 2024 | 22 |  |  |  | 58.4919 | 1
| Zone | South of Lugo | 1 | Average Weekday | SCE | 1-in-2 | 2024 | 23 |  |  |  | 57.092 | 1
| Zone | South of Lugo | 1 | Average Weekday | SCE | 1-in-2 | 2024 | 24 |  |  |  | 55.8453 | 1
| Zone | South of Lugo | 1 | Monthly System Peak Day | SCE | 1-in-2 | 2024 | 1 |  |  |  | 47.7986 | 1
| Zone | South of Lugo | 1 | Monthly System Peak Day | SCE | 1-in-2 | 2024 | 2 |  |  |  | 46.7125 | 1
| Zone | South of Lugo | 1 | Monthly System Peak Day | SCE | 1-in-2 | 2024 | 3 |  |  |  | 44.6117 | 1
| Zone | South of Lugo | 1 | Monthly System Peak Day | SCE | 1-in-2 | 2024 | 4 |  |  |  | 43.7064 | 1
| Zone | South of Lugo | 1 | Monthly System Peak Day | SCE | 1-in-2 | 2024 | 5 |  |  |  | 42.8767 | 1
| Zone | South of Lugo | 1 | Monthly System Peak Day | SCE | 1-in-2 | 2024 | 6 |  |  |  | 42.57 | 1
| Zone | South of Lugo | 1 | Monthly System Peak Day | SCE | 1-in-2 | 2024 | 7 |  |  |  | 42.2903 | 1
| Zone | South of Lugo | 1 | Monthly System Peak Day | SCE | 1-in-2 | 2024 | 8 |  |  |  | 42.6981 | 1
| Zone | South of Lugo | 1 | Monthly System Peak Day | SCE | 1-in-2 | 2024 | 9 |  |  |  | 43.4283 | 1
| Zone | South of Lugo | 1 | Monthly System Peak Day | SCE | 1-in-2 | 2024 | 10 |  |  |  | 46.0053 | 1
| Zone | South of Lugo | 1 | Monthly System Peak Day | SCE | 1-in-2 | 2024 | 11 |  |  |  | 49.6397 | 1
| Zone | South of Lugo | 1 | Monthly System Peak Day | SCE | 1-in-2 | 2024 | 12 |  |  |  | 52.3583 | 1
| Zone | South of Lugo | 1 | Monthly System Peak Day | SCE | 1-in-2 | 2024 | 13 |  |  |  | 53.9456 | 1
| Zone | South of Lugo | 1 | Monthly System Peak Day | SCE | 1-in-2 | 2024 | 14 |  |  |  | 53.7817 | 1
| Zone | South of Lugo | 1 | Monthly System Peak Day | SCE | 1-in-2 | 2024 | 15 |  |  |  | 53.4681 | 1
| Zone | South of Lugo | 1 | Monthly System Peak Day | SCE | 1-in-2 | 2024 | 16 |  |  |  | 54.5822 | 1
| Zone | South of Lugo | 1 | Monthly System Peak Day | SCE | 1-in-2 | 2024 | 17 |  |  |  | 55.2931 | 1
| Zone | South of Lugo | 1 | Monthly System Peak Day | SCE | 1-in-2 | 2024 | 18 |  |  |  | 54.4483 | 1
| Zone | South of Lugo | 1 | Monthly System Peak Day | SCE | 1-in-2 | 2024 | 19 |  |  |  | 52.6003 | 1
| Zone | South of Lugo | 1 | Monthly System Peak Day | SCE | 1-in-2 | 2024 | 20 |  |  |  | 51.2761 | 1
| Zone | South of Lugo | 1 | Monthly System Peak Day | SCE | 1-in-2 | 2024 | 21 |  |  |  | 50.3567 | 1
| Zone | South of Lugo | 1 | Monthly System Peak Day | SCE | 1-in-2 | 2024 | 22 |  |  |  | 49.27 | 1
| Zone | South of Lugo | 1 | Monthly System Peak Day | SCE | 1-in-2 | 2024 | 23 |  |  |  | 48.0264 | 1
| Zone | South of Lugo | 1 | Monthly System Peak Day | SCE | 1-in-2 | 2024 | 24 |  |  |  | 47.0872 | 1
| Zone | South of Lugo | 2 | Average Weekday | SCE | 1-in-2 | 2024 | 1 |  |  |  | 53.6409 | 1
| Zone | South of Lugo | 2 | Average Weekday | SCE | 1-in-2 | 2024 | 2 |  |  |  | 52.8383 | 1
| Zone | South of Lugo | 2 | Average Weekday | SCE | 1-in-2 | 2024 | 3 |  |  |  | 52.0969 | 1
| Zone | South of Lugo | 2 | Average Weekday | SCE | 1-in-2 | 2024 | 4 |  |  |  | 51.3915 | 1
| Zone | South of Lugo | 2 | Average Weekday | SCE | 1-in-2 | 2024 | 5 |  |  |  | 50.8331 | 1
| Zone | South of Lugo | 2 | Average Weekday | SCE | 1-in-2 | 2024 | 6 |  |  |  | 50.3523 | 1
| Zone | South of Lugo | 2 | Average Weekday | SCE | 1-in-2 | 2024 | 7 |  |  |  | 50.0344 | 1
| Zone | South of Lugo | 2 | Average Weekday | SCE | 1-in-2 | 2024 | 8 |  |  |  | 49.9834 | 1
| Zone | South of Lugo | 2 | Average Weekday | SCE | 1-in-2 | 2024 | 9 |  |  |  | 51.6122 | 1
| Zone | South of Lugo | 2 | Average Weekday | SCE | 1-in-2 | 2024 | 10 |  |  |  | 54.9783 | 1
| Zone | South of Lugo | 2 | Average Weekday | SCE | 1-in-2 | 2024 | 11 |  |  |  | 58.403 | 1
| Zone | South of Lugo | 2 | Average Weekday | SCE | 1-in-2 | 2024 | 12 |  |  |  | 61.6492 | 1
| Zone | South of Lugo | 2 | Average Weekday | SCE | 1-in-2 | 2024 | 13 |  |  |  | 64.111 | 1
| Zone | South of Lugo | 2 | Average Weekday | SCE | 1-in-2 | 2024 | 14 |  |  |  | 65.7296 | 1
| Zone | South of Lugo | 2 | Average Weekday | SCE | 1-in-2 | 2024 | 15 |  |  |  | 66.5412 | 1
| Zone | South of Lugo | 2 | Average Weekday | SCE | 1-in-2 | 2024 | 16 |  |  |  | 66.6457 | 1
| Zone | South of Lugo | 2 | Average Weekday | SCE | 1-in-2 | 2024 | 17 |  |  |  | 66.0498 | 1
| Zone | South of Lugo | 2 | Average Weekday | SCE | 1-in-2 | 2024 | 18 |  |  |  | 64.5749 | 1
| Zone | South of Lugo | 2 | Average Weekday | SCE | 1-in-2 | 2024 | 19 |  |  |  | 61.9217 | 1
| Zone | South of Lugo | 2 | Average Weekday | SCE | 1-in-2 | 2024 | 20 |  |  |  | 59.7283 | 1
| Zone | South of Lugo | 2 | Average Weekday | SCE | 1-in-2 | 2024 | 21 |  |  |  | 58.2571 | 1
| Zone | South of Lugo | 2 | Average Weekday | SCE | 1-in-2 | 2024 | 22 |  |  |  | 57.0983 | 1
| Zone | South of Lugo | 2 | Average Weekday | SCE | 1-in-2 | 2024 | 23 |  |  |  | 55.9459 | 1
| Zone | South of Lugo | 2 | Average Weekday | SCE | 1-in-2 | 2024 | 24 |  |  |  | 54.8236 | 1
| Zone | South of Lugo | 2 | Monthly System Peak Day | SCE | 1-in-2 | 2024 | 1 |  |  |  | 44.2064 | 1
| Zone | South of Lugo | 2 | Monthly System Peak Day | SCE | 1-in-2 | 2024 | 2 |  |  |  | 43.8683 | 1
| Zone | South of Lugo | 2 | Monthly System Peak Day | SCE | 1-in-2 | 2024 | 3 |  |  |  | 43.4325 | 1
| Zone | South of Lugo | 2 | Monthly System Peak Day | SCE | 1-in-2 | 2024 | 4 |  |  |  | 43.1303 | 1
| Zone | South of Lugo | 2 | Monthly System Peak Day | SCE | 1-in-2 | 2024 | 5 |  |  |  | 42.5356 | 1
| Zone | South of Lugo | 2 | Monthly System Peak Day | SCE | 1-in-2 | 2024 | 6 |  |  |  | 41.8078 | 1
| Zone | South of Lugo | 2 | Monthly System Peak Day | SCE | 1-in-2 | 2024 | 7 |  |  |  | 41.6083 | 1
| Zone | South of Lugo | 2 | Monthly System Peak Day | SCE | 1-in-2 | 2024 | 8 |  |  |  | 41.5656 | 1
| Zone | South of Lugo | 2 | Monthly System Peak Day | SCE | 1-in-2 | 2024 | 9 |  |  |  | 42.9272 | 1
| Zone | South of Lugo | 2 | Monthly System Peak Day | SCE | 1-in-2 | 2024 | 10 |  |  |  | 45.5697 | 1
| Zone | South of Lugo | 2 | Monthly System Peak Day | SCE | 1-in-2 | 2024 | 11 |  |  |  | 48.4017 | 1
| Zone | South of Lugo | 2 | Monthly System Peak Day | SCE | 1-in-2 | 2024 | 12 |  |  |  | 50.6014 | 1
| Zone | South of Lugo | 2 | Monthly System Peak Day | SCE | 1-in-2 | 2024 | 13 |  |  |  | 52.3811 | 1
| Zone | South of Lugo | 2 | Monthly System Peak Day | SCE | 1-in-2 | 2024 | 14 |  |  |  | 53.8483 | 1
| Zone | South of Lugo | 2 | Monthly System Peak Day | SCE | 1-in-2 | 2024 | 15 |  |  |  | 55.3164 | 1
| Zone | South of Lugo | 2 | Monthly System Peak Day | SCE | 1-in-2 | 2024 | 16 |  |  |  | 56.2403 | 1
| Zone | South of Lugo | 2 | Monthly System Peak Day | SCE | 1-in-2 | 2024 | 17 |  |  |  | 56.4522 | 1
| Zone | South of Lugo | 2 | Monthly System Peak Day | SCE | 1-in-2 | 2024 | 18 |  |  |  | 55.6875 | 1
| Zone | South of Lugo | 2 | Monthly System Peak Day | SCE | 1-in-2 | 2024 | 19 |  |  |  | 53.9058 | 1
| Zone | South of Lugo | 2 | Monthly System Peak Day | SCE | 1-in-2 | 2024 | 20 |  |  |  | 52.2394 | 1
| Zone | South of Lugo | 2 | Monthly System Peak Day | SCE | 1-in-2 | 2024 | 21 |  |  |  | 50.8806 | 1
| Zone | South of Lugo | 2 | Monthly System Peak Day | SCE | 1-in-2 | 2024 | 22 |  |  |  | 49.6031 | 1
| Zone | South of Lugo | 2 | Monthly System Peak Day | SCE | 1-in-2 | 2024 | 23 |  |  |  | 48.2975 | 1
| Zone | South of Lugo | 2 | Monthly System Peak Day | SCE | 1-in-2 | 2024 | 24 |  |  |  | 46.9983 | 1
| Zone | South of Lugo | 3 | Average Weekday | SCE | 1-in-2 | 2024 | 1 |  |  |  | 55.9497 | 1
| Zone | South of Lugo | 3 | Average Weekday | SCE | 1-in-2 | 2024 | 2 |  |  |  | 55.0646 | 1
| Zone | South of Lugo | 3 | Average Weekday | SCE | 1-in-2 | 2024 | 3 |  |  |  | 54.2569 | 1
| Zone | South of Lugo | 3 | Average Weekday | SCE | 1-in-2 | 2024 | 4 |  |  |  | 53.6471 | 1
| Zone | South of Lugo | 3 | Average Weekday | SCE | 1-in-2 | 2024 | 5 |  |  |  | 53.0462 | 1
| Zone | South of Lugo | 3 | Average Weekday | SCE | 1-in-2 | 2024 | 6 |  |  |  | 52.6834 | 1
| Zone | South of Lugo | 3 | Average Weekday | SCE | 1-in-2 | 2024 | 7 |  |  |  | 52.3696 | 1
| Zone | South of Lugo | 3 | Average Weekday | SCE | 1-in-2 | 2024 | 8 |  |  |  | 52.2268 | 1
| Zone | South of Lugo | 3 | Average Weekday | SCE | 1-in-2 | 2024 | 9 |  |  |  | 53.37 | 1
| Zone | South of Lugo | 3 | Average Weekday | SCE | 1-in-2 | 2024 | 10 |  |  |  | 56.119 | 1
| Zone | South of Lugo | 3 | Average Weekday | SCE | 1-in-2 | 2024 | 11 |  |  |  | 59.3661 | 1
| Zone | South of Lugo | 3 | Average Weekday | SCE | 1-in-2 | 2024 | 12 |  |  |  | 62.5066 | 1
| Zone | South of Lugo | 3 | Average Weekday | SCE | 1-in-2 | 2024 | 13 |  |  |  | 64.895 | 1
| Zone | South of Lugo | 3 | Average Weekday | SCE | 1-in-2 | 2024 | 14 |  |  |  | 66.3632 | 1
| Zone | South of Lugo | 3 | Average Weekday | SCE | 1-in-2 | 2024 | 15 |  |  |  | 67.3388 | 1
| Zone | South of Lugo | 3 | Average Weekday | SCE | 1-in-2 | 2024 | 16 |  |  |  | 68.0514 | 1
| Zone | South of Lugo | 3 | Average Weekday | SCE | 1-in-2 | 2024 | 17 |  |  |  | 68.1652 | 1
| Zone | South of Lugo | 3 | Average Weekday | SCE | 1-in-2 | 2024 | 18 |  |  |  | 67.2537 | 1
| Zone | South of Lugo | 3 | Average Weekday | SCE | 1-in-2 | 2024 | 19 |  |  |  | 65.6711 | 1
| Zone | South of Lugo | 3 | Average Weekday | SCE | 1-in-2 | 2024 | 20 |  |  |  | 63.2882 | 1
| Zone | South of Lugo | 3 | Average Weekday | SCE | 1-in-2 | 2024 | 21 |  |  |  | 61.0154 | 1
| Zone | South of Lugo | 3 | Average Weekday | SCE | 1-in-2 | 2024 | 22 |  |  |  | 59.5358 | 1
| Zone | South of Lugo | 3 | Average Weekday | SCE | 1-in-2 | 2024 | 23 |  |  |  | 58.3916 | 1
| Zone | South of Lugo | 3 | Average Weekday | SCE | 1-in-2 | 2024 | 24 |  |  |  | 57.343 | 1
| Zone | South of Lugo | 3 | Monthly System Peak Day | SCE | 1-in-2 | 2024 | 1 |  |  |  | 58.2011 | 1
| Zone | South of Lugo | 3 | Monthly System Peak Day | SCE | 1-in-2 | 2024 | 2 |  |  |  | 56.8633 | 1
| Zone | South of Lugo | 3 | Monthly System Peak Day | SCE | 1-in-2 | 2024 | 3 |  |  |  | 55.3564 | 1
| Zone | South of Lugo | 3 | Monthly System Peak Day | SCE | 1-in-2 | 2024 | 4 |  |  |  | 54.6689 | 1
| Zone | South of Lugo | 3 | Monthly System Peak Day | SCE | 1-in-2 | 2024 | 5 |  |  |  | 53.6828 | 1
| Zone | South of Lugo | 3 | Monthly System Peak Day | SCE | 1-in-2 | 2024 | 6 |  |  |  | 52.8817 | 1
| Zone | South of Lugo | 3 | Monthly System Peak Day | SCE | 1-in-2 | 2024 | 7 |  |  |  | 52.4267 | 1
| Zone | South of Lugo | 3 | Monthly System Peak Day | SCE | 1-in-2 | 2024 | 8 |  |  |  | 52.1092 | 1
| Zone | South of Lugo | 3 | Monthly System Peak Day | SCE | 1-in-2 | 2024 | 9 |  |  |  | 52.6725 | 1
| Zone | South of Lugo | 3 | Monthly System Peak Day | SCE | 1-in-2 | 2024 | 10 |  |  |  | 55.7753 | 1
| Zone | South of Lugo | 3 | Monthly System Peak Day | SCE | 1-in-2 | 2024 | 11 |  |  |  | 60.8097 | 1
| Zone | South of Lugo | 3 | Monthly System Peak Day | SCE | 1-in-2 | 2024 | 12 |  |  |  | 65.2567 | 1
| Zone | South of Lugo | 3 | Monthly System Peak Day | SCE | 1-in-2 | 2024 | 13 |  |  |  | 67.795 | 1
| Zone | South of Lugo | 3 | Monthly System Peak Day | SCE | 1-in-2 | 2024 | 14 |  |  |  | 69.1758 | 1
| Zone | South of Lugo | 3 | Monthly System Peak Day | SCE | 1-in-2 | 2024 | 15 |  |  |  | 70.2303 | 1
| Zone | South of Lugo | 3 | Monthly System Peak Day | SCE | 1-in-2 | 2024 | 16 |  |  |  | 71.1492 | 1
| Zone | South of Lugo | 3 | Monthly System Peak Day | SCE | 1-in-2 | 2024 | 17 |  |  |  | 71.2442 | 1
| Zone | South of Lugo | 3 | Monthly System Peak Day | SCE | 1-in-2 | 2024 | 18 |  |  |  | 70.7628 | 1
| Zone | South of Lugo | 3 | Monthly System Peak Day | SCE | 1-in-2 | 2024 | 19 |  |  |  | 69.2636 | 1
| Zone | South of Lugo | 3 | Monthly System Peak Day | SCE | 1-in-2 | 2024 | 20 |  |  |  | 66.4033 | 1
| Zone | South of Lugo | 3 | Monthly System Peak Day | SCE | 1-in-2 | 2024 | 21 |  |  |  | 63.4692 | 1
| Zone | South of Lugo | 3 | Monthly System Peak Day | SCE | 1-in-2 | 2024 | 22 |  |  |  | 61.8089 | 1
| Zone | South of Lugo | 3 | Monthly System Peak Day | SCE | 1-in-2 | 2024 | 23 |  |  |  | 60.2836 | 1
| Zone | South of Lugo | 3 | Monthly System Peak Day | SCE | 1-in-2 | 2024 | 24 |  |  |  | 58.895 | 1
| Zone | South of Lugo | 4 | Average Weekday | SCE | 1-in-2 | 2024 | 1 |  |  |  | 58.15 | 1
| Zone | South of Lugo | 4 | Average Weekday | SCE | 1-in-2 | 2024 | 2 |  |  |  | 57.2566 | 1
| Zone | South of Lugo | 4 | Average Weekday | SCE | 1-in-2 | 2024 | 3 |  |  |  | 56.41 | 1
| Zone | South of Lugo | 4 | Average Weekday | SCE | 1-in-2 | 2024 | 4 |  |  |  | 55.7055 | 1
| Zone | South of Lugo | 4 | Average Weekday | SCE | 1-in-2 | 2024 | 5 |  |  |  | 55.0724 | 1
| Zone | South of Lugo | 4 | Average Weekday | SCE | 1-in-2 | 2024 | 6 |  |  |  | 54.6253 | 1
| Zone | South of Lugo | 4 | Average Weekday | SCE | 1-in-2 | 2024 | 7 |  |  |  | 54.3086 | 1
| Zone | South of Lugo | 4 | Average Weekday | SCE | 1-in-2 | 2024 | 8 |  |  |  | 54.3317 | 1
| Zone | South of Lugo | 4 | Average Weekday | SCE | 1-in-2 | 2024 | 9 |  |  |  | 55.9264 | 1
| Zone | South of Lugo | 4 | Average Weekday | SCE | 1-in-2 | 2024 | 10 |  |  |  | 58.596 | 1
| Zone | South of Lugo | 4 | Average Weekday | SCE | 1-in-2 | 2024 | 11 |  |  |  | 61.4242 | 1
| Zone | South of Lugo | 4 | Average Weekday | SCE | 1-in-2 | 2024 | 12 |  |  |  | 64.2793 | 1
| Zone | South of Lugo | 4 | Average Weekday | SCE | 1-in-2 | 2024 | 13 |  |  |  | 66.5452 | 1
| Zone | South of Lugo | 4 | Average Weekday | SCE | 1-in-2 | 2024 | 14 |  |  |  | 68.2791 | 1
| Zone | South of Lugo | 4 | Average Weekday | SCE | 1-in-2 | 2024 | 15 |  |  |  | 69.5919 | 1
| Zone | South of Lugo | 4 | Average Weekday | SCE | 1-in-2 | 2024 | 16 |  |  |  | 70.212 | 1
| Zone | South of Lugo | 4 | Average Weekday | SCE | 1-in-2 | 2024 | 17 |  |  |  | 70.3359 | 1
| Zone | South of Lugo | 4 | Average Weekday | SCE | 1-in-2 | 2024 | 18 |  |  |  | 69.7872 | 1
| Zone | South of Lugo | 4 | Average Weekday | SCE | 1-in-2 | 2024 | 19 |  |  |  | 68.5917 | 1
| Zone | South of Lugo | 4 | Average Weekday | SCE | 1-in-2 | 2024 | 20 |  |  |  | 66.3136 | 1
| Zone | South of Lugo | 4 | Average Weekday | SCE | 1-in-2 | 2024 | 21 |  |  |  | 63.3123 | 1
| Zone | South of Lugo | 4 | Average Weekday | SCE | 1-in-2 | 2024 | 22 |  |  |  | 61.0779 | 1
| Zone | South of Lugo | 4 | Average Weekday | SCE | 1-in-2 | 2024 | 23 |  |  |  | 59.6904 | 1
| Zone | South of Lugo | 4 | Average Weekday | SCE | 1-in-2 | 2024 | 24 |  |  |  | 58.6399 | 1
| Zone | South of Lugo | 4 | Monthly System Peak Day | SCE | 1-in-2 | 2024 | 1 |  |  |  | 66.8897 | 1
| Zone | South of Lugo | 4 | Monthly System Peak Day | SCE | 1-in-2 | 2024 | 2 |  |  |  | 65.8975 | 1
| Zone | South of Lugo | 4 | Monthly System Peak Day | SCE | 1-in-2 | 2024 | 3 |  |  |  | 64.8122 | 1
| Zone | South of Lugo | 4 | Monthly System Peak Day | SCE | 1-in-2 | 2024 | 4 |  |  |  | 63.7006 | 1
| Zone | South of Lugo | 4 | Monthly System Peak Day | SCE | 1-in-2 | 2024 | 5 |  |  |  | 62.6464 | 1
| Zone | South of Lugo | 4 | Monthly System Peak Day | SCE | 1-in-2 | 2024 | 6 |  |  |  | 61.9178 | 1
| Zone | South of Lugo | 4 | Monthly System Peak Day | SCE | 1-in-2 | 2024 | 7 |  |  |  | 61.2908 | 1
| Zone | South of Lugo | 4 | Monthly System Peak Day | SCE | 1-in-2 | 2024 | 8 |  |  |  | 61.5175 | 1
| Zone | South of Lugo | 4 | Monthly System Peak Day | SCE | 1-in-2 | 2024 | 9 |  |  |  | 63.8247 | 1
| Zone | South of Lugo | 4 | Monthly System Peak Day | SCE | 1-in-2 | 2024 | 10 |  |  |  | 68.56 | 1
| Zone | South of Lugo | 4 | Monthly System Peak Day | SCE | 1-in-2 | 2024 | 11 |  |  |  | 73.8278 | 1
| Zone | South of Lugo | 4 | Monthly System Peak Day | SCE | 1-in-2 | 2024 | 12 |  |  |  | 78.6222 | 1
| Zone | South of Lugo | 4 | Monthly System Peak Day | SCE | 1-in-2 | 2024 | 13 |  |  |  | 82.5194 | 1
| Zone | South of Lugo | 4 | Monthly System Peak Day | SCE | 1-in-2 | 2024 | 14 |  |  |  | 85.1139 | 1
| Zone | South of Lugo | 4 | Monthly System Peak Day | SCE | 1-in-2 | 2024 | 15 |  |  |  | 86.3083 | 1
| Zone | South of Lugo | 4 | Monthly System Peak Day | SCE | 1-in-2 | 2024 | 16 |  |  |  | 86.7528 | 1
| Zone | South of Lugo | 4 | Monthly System Peak Day | SCE | 1-in-2 | 2024 | 17 |  |  |  | 85.5861 | 1
| Zone | South of Lugo | 4 | Monthly System Peak Day | SCE | 1-in-2 | 2024 | 18 |  |  |  | 85.2889 | 1
| Zone | South of Lugo | 4 | Monthly System Peak Day | SCE | 1-in-2 | 2024 | 19 |  |  |  | 83.9667 | 1
| Zone | South of Lugo | 4 | Monthly System Peak Day | SCE | 1-in-2 | 2024 | 20 |  |  |  | 81.2633 | 1
| Zone | South of Lugo | 4 | Monthly System Peak Day | SCE | 1-in-2 | 2024 | 21 |  |  |  | 77.2006 | 1
| Zone | South of Lugo | 4 | Monthly System Peak Day | SCE | 1-in-2 | 2024 | 22 |  |  |  | 74.1328 | 1
| Zone | South of Lugo | 4 | Monthly System Peak Day | SCE | 1-in-2 | 2024 | 23 |  |  |  | 71.9197 | 1
| Zone | South of Lugo | 4 | Monthly System Peak Day | SCE | 1-in-2 | 2024 | 24 |  |  |  | 68.9083 | 1
| Zone | South of Lugo | 5 | Average Weekday | SCE | 1-in-2 | 2024 | 1 |  |  |  | 61.1348 | 1
| Zone | South of Lugo | 5 | Average Weekday | SCE | 1-in-2 | 2024 | 2 |  |  |  | 60.5346 | 1
| Zone | South of Lugo | 5 | Average Weekday | SCE | 1-in-2 | 2024 | 3 |  |  |  | 60.0288 | 1
| Zone | South of Lugo | 5 | Average Weekday | SCE | 1-in-2 | 2024 | 4 |  |  |  | 59.5236 | 1
| Zone | South of Lugo | 5 | Average Weekday | SCE | 1-in-2 | 2024 | 5 |  |  |  | 59.1163 | 1
| Zone | South of Lugo | 5 | Average Weekday | SCE | 1-in-2 | 2024 | 6 |  |  |  | 58.7282 | 1
| Zone | South of Lugo | 5 | Average Weekday | SCE | 1-in-2 | 2024 | 7 |  |  |  | 58.3962 | 1
| Zone | South of Lugo | 5 | Average Weekday | SCE | 1-in-2 | 2024 | 8 |  |  |  | 58.7437 | 1
| Zone | South of Lugo | 5 | Average Weekday | SCE | 1-in-2 | 2024 | 9 |  |  |  | 60.2327 | 1
| Zone | South of Lugo | 5 | Average Weekday | SCE | 1-in-2 | 2024 | 10 |  |  |  | 62.3563 | 1
| Zone | South of Lugo | 5 | Average Weekday | SCE | 1-in-2 | 2024 | 11 |  |  |  | 64.933 | 1
| Zone | South of Lugo | 5 | Average Weekday | SCE | 1-in-2 | 2024 | 12 |  |  |  | 67.3178 | 1
| Zone | South of Lugo | 5 | Average Weekday | SCE | 1-in-2 | 2024 | 13 |  |  |  | 69.4255 | 1
| Zone | South of Lugo | 5 | Average Weekday | SCE | 1-in-2 | 2024 | 14 |  |  |  | 71.148 | 1
| Zone | South of Lugo | 5 | Average Weekday | SCE | 1-in-2 | 2024 | 15 |  |  |  | 72.4241 | 1
| Zone | South of Lugo | 5 | Average Weekday | SCE | 1-in-2 | 2024 | 16 |  |  |  | 73.1156 | 1
| Zone | South of Lugo | 5 | Average Weekday | SCE | 1-in-2 | 2024 | 17 |  |  |  | 73.2273 | 1
| Zone | South of Lugo | 5 | Average Weekday | SCE | 1-in-2 | 2024 | 18 |  |  |  | 72.5655 | 1
| Zone | South of Lugo | 5 | Average Weekday | SCE | 1-in-2 | 2024 | 19 |  |  |  | 71.1484 | 1
| Zone | South of Lugo | 5 | Average Weekday | SCE | 1-in-2 | 2024 | 20 |  |  |  | 68.9891 | 1
| Zone | South of Lugo | 5 | Average Weekday | SCE | 1-in-2 | 2024 | 21 |  |  |  | 66.1434 | 1
| Zone | South of Lugo | 5 | Average Weekday | SCE | 1-in-2 | 2024 | 22 |  |  |  | 63.9125 | 1
| Zone | South of Lugo | 5 | Average Weekday | SCE | 1-in-2 | 2024 | 23 |  |  |  | 62.6515 | 1
| Zone | South of Lugo | 5 | Average Weekday | SCE | 1-in-2 | 2024 | 24 |  |  |  | 61.7451 | 1
| Zone | South of Lugo | 5 | Monthly System Peak Day | SCE | 1-in-2 | 2024 | 1 |  |  |  | 66.0475 | 1
| Zone | South of Lugo | 5 | Monthly System Peak Day | SCE | 1-in-2 | 2024 | 2 |  |  |  | 64.5492 | 1
| Zone | South of Lugo | 5 | Monthly System Peak Day | SCE | 1-in-2 | 2024 | 3 |  |  |  | 63.2322 | 1
| Zone | South of Lugo | 5 | Monthly System Peak Day | SCE | 1-in-2 | 2024 | 4 |  |  |  | 62.2769 | 1
| Zone | South of Lugo | 5 | Monthly System Peak Day | SCE | 1-in-2 | 2024 | 5 |  |  |  | 61.3519 | 1
| Zone | South of Lugo | 5 | Monthly System Peak Day | SCE | 1-in-2 | 2024 | 6 |  |  |  | 60.4378 | 1
| Zone | South of Lugo | 5 | Monthly System Peak Day | SCE | 1-in-2 | 2024 | 7 |  |  |  | 59.9061 | 1
| Zone | South of Lugo | 5 | Monthly System Peak Day | SCE | 1-in-2 | 2024 | 8 |  |  |  | 60.7006 | 1
| Zone | South of Lugo | 5 | Monthly System Peak Day | SCE | 1-in-2 | 2024 | 9 |  |  |  | 64.1961 | 1
| Zone | South of Lugo | 5 | Monthly System Peak Day | SCE | 1-in-2 | 2024 | 10 |  |  |  | 69.1378 | 1
| Zone | South of Lugo | 5 | Monthly System Peak Day | SCE | 1-in-2 | 2024 | 11 |  |  |  | 74.6647 | 1
| Zone | South of Lugo | 5 | Monthly System Peak Day | SCE | 1-in-2 | 2024 | 12 |  |  |  | 79.1169 | 1
| Zone | South of Lugo | 5 | Monthly System Peak Day | SCE | 1-in-2 | 2024 | 13 |  |  |  | 82.1083 | 1
| Zone | South of Lugo | 5 | Monthly System Peak Day | SCE | 1-in-2 | 2024 | 14 |  |  |  | 84.5722 | 1
| Zone | South of Lugo | 5 | Monthly System Peak Day | SCE | 1-in-2 | 2024 | 15 |  |  |  | 85.1464 | 1
| Zone | South of Lugo | 5 | Monthly System Peak Day | SCE | 1-in-2 | 2024 | 16 |  |  |  | 85.8753 | 1
| Zone | South of Lugo | 5 | Monthly System Peak Day | SCE | 1-in-2 | 2024 | 17 |  |  |  | 86.4417 | 1
| Zone | South of Lugo | 5 | Monthly System Peak Day | SCE | 1-in-2 | 2024 | 18 |  |  |  | 85.7194 | 1
| Zone | South of Lugo | 5 | Monthly System Peak Day | SCE | 1-in-2 | 2024 | 19 |  |  |  | 83.6361 | 1
| Zone | South of Lugo | 5 | Monthly System Peak Day | SCE | 1-in-2 | 2024 | 20 |  |  |  | 80.6308 | 1
| Zone | South of Lugo | 5 | Monthly System Peak Day | SCE | 1-in-2 | 2024 | 21 |  |  |  | 76.6228 | 1
| Zone | South of Lugo | 5 | Monthly System Peak Day | SCE | 1-in-2 | 2024 | 22 |  |  |  | 72.9378 | 1
| Zone | South of Lugo | 5 | Monthly System Peak Day | SCE | 1-in-2 | 2024 | 23 |  |  |  | 70.6978 | 1
| Zone | South of Lugo | 5 | Monthly System Peak Day | SCE | 1-in-2 | 2024 | 24 |  |  |  | 69.0661 | 1
| Zone | South of Lugo | 6 | Average Weekday | SCE | 1-in-2 | 2024 | 1 |  |  |  | 63.9782 | 1
| Zone | South of Lugo | 6 | Average Weekday | SCE | 1-in-2 | 2024 | 2 |  |  |  | 63.1095 | 1
| Zone | South of Lugo | 6 | Average Weekday | SCE | 1-in-2 | 2024 | 3 |  |  |  | 62.3522 | 1
| Zone | South of Lugo | 6 | Average Weekday | SCE | 1-in-2 | 2024 | 4 |  |  |  | 61.6996 | 1
| Zone | South of Lugo | 6 | Average Weekday | SCE | 1-in-2 | 2024 | 5 |  |  |  | 61.1746 | 1
| Zone | South of Lugo | 6 | Average Weekday | SCE | 1-in-2 | 2024 | 6 |  |  |  | 60.7294 | 1
| Zone | South of Lugo | 6 | Average Weekday | SCE | 1-in-2 | 2024 | 7 |  |  |  | 60.3883 | 1
| Zone | South of Lugo | 6 | Average Weekday | SCE | 1-in-2 | 2024 | 8 |  |  |  | 60.8863 | 1
| Zone | South of Lugo | 6 | Average Weekday | SCE | 1-in-2 | 2024 | 9 |  |  |  | 62.5691 | 1
| Zone | South of Lugo | 6 | Average Weekday | SCE | 1-in-2 | 2024 | 10 |  |  |  | 65.1324 | 1
| Zone | South of Lugo | 6 | Average Weekday | SCE | 1-in-2 | 2024 | 11 |  |  |  | 68.1945 | 1
| Zone | South of Lugo | 6 | Average Weekday | SCE | 1-in-2 | 2024 | 12 |  |  |  | 71.3648 | 1
| Zone | South of Lugo | 6 | Average Weekday | SCE | 1-in-2 | 2024 | 13 |  |  |  | 73.9036 | 1
| Zone | South of Lugo | 6 | Average Weekday | SCE | 1-in-2 | 2024 | 14 |  |  |  | 76.0368 | 1
| Zone | South of Lugo | 6 | Average Weekday | SCE | 1-in-2 | 2024 | 15 |  |  |  | 77.7526 | 1
| Zone | South of Lugo | 6 | Average Weekday | SCE | 1-in-2 | 2024 | 16 |  |  |  | 78.7286 | 1
| Zone | South of Lugo | 6 | Average Weekday | SCE | 1-in-2 | 2024 | 17 |  |  |  | 79.2035 | 1
| Zone | South of Lugo | 6 | Average Weekday | SCE | 1-in-2 | 2024 | 18 |  |  |  | 78.5518 | 1
| Zone | South of Lugo | 6 | Average Weekday | SCE | 1-in-2 | 2024 | 19 |  |  |  | 77.0958 | 1
| Zone | South of Lugo | 6 | Average Weekday | SCE | 1-in-2 | 2024 | 20 |  |  |  | 74.8612 | 1
| Zone | South of Lugo | 6 | Average Weekday | SCE | 1-in-2 | 2024 | 21 |  |  |  | 71.7224 | 1
| Zone | South of Lugo | 6 | Average Weekday | SCE | 1-in-2 | 2024 | 22 |  |  |  | 68.5028 | 1
| Zone | South of Lugo | 6 | Average Weekday | SCE | 1-in-2 | 2024 | 23 |  |  |  | 66.5545 | 1
| Zone | South of Lugo | 6 | Average Weekday | SCE | 1-in-2 | 2024 | 24 |  |  |  | 65.2126 | 1
| Zone | South of Lugo | 6 | Monthly System Peak Day | SCE | 1-in-2 | 2024 | 1 |  |  |  | 67.0692 | 1
| Zone | South of Lugo | 6 | Monthly System Peak Day | SCE | 1-in-2 | 2024 | 2 |  |  |  | 65.9033 | 1
| Zone | South of Lugo | 6 | Monthly System Peak Day | SCE | 1-in-2 | 2024 | 3 |  |  |  | 65.135 | 1
| Zone | South of Lugo | 6 | Monthly System Peak Day | SCE | 1-in-2 | 2024 | 4 |  |  |  | 64.3161 | 1
| Zone | South of Lugo | 6 | Monthly System Peak Day | SCE | 1-in-2 | 2024 | 5 |  |  |  | 63.5986 | 1
| Zone | South of Lugo | 6 | Monthly System Peak Day | SCE | 1-in-2 | 2024 | 6 |  |  |  | 62.5897 | 1
| Zone | South of Lugo | 6 | Monthly System Peak Day | SCE | 1-in-2 | 2024 | 7 |  |  |  | 62.07 | 1
| Zone | South of Lugo | 6 | Monthly System Peak Day | SCE | 1-in-2 | 2024 | 8 |  |  |  | 63.3292 | 1
| Zone | South of Lugo | 6 | Monthly System Peak Day | SCE | 1-in-2 | 2024 | 9 |  |  |  | 66.2958 | 1
| Zone | South of Lugo | 6 | Monthly System Peak Day | SCE | 1-in-2 | 2024 | 10 |  |  |  | 70.9294 | 1
| Zone | South of Lugo | 6 | Monthly System Peak Day | SCE | 1-in-2 | 2024 | 11 |  |  |  | 74.8111 | 1
| Zone | South of Lugo | 6 | Monthly System Peak Day | SCE | 1-in-2 | 2024 | 12 |  |  |  | 78.54 | 1
| Zone | South of Lugo | 6 | Monthly System Peak Day | SCE | 1-in-2 | 2024 | 13 |  |  |  | 80.0636 | 1
| Zone | South of Lugo | 6 | Monthly System Peak Day | SCE | 1-in-2 | 2024 | 14 |  |  |  | 81.5794 | 1
| Zone | South of Lugo | 6 | Monthly System Peak Day | SCE | 1-in-2 | 2024 | 15 |  |  |  | 83.7931 | 1
| Zone | South of Lugo | 6 | Monthly System Peak Day | SCE | 1-in-2 | 2024 | 16 |  |  |  | 85.1108 | 1
| Zone | South of Lugo | 6 | Monthly System Peak Day | SCE | 1-in-2 | 2024 | 17 |  |  |  | 85.9139 | 1
| Zone | South of Lugo | 6 | Monthly System Peak Day | SCE | 1-in-2 | 2024 | 18 |  |  |  | 84.7444 | 1
| Zone | South of Lugo | 6 | Monthly System Peak Day | SCE | 1-in-2 | 2024 | 19 |  |  |  | 82.1444 | 1
| Zone | South of Lugo | 6 | Monthly System Peak Day | SCE | 1-in-2 | 2024 | 20 |  |  |  | 79.5269 | 1
| Zone | South of Lugo | 6 | Monthly System Peak Day | SCE | 1-in-2 | 2024 | 21 |  |  |  | 76.2128 | 1
| Zone | South of Lugo | 6 | Monthly System Peak Day | SCE | 1-in-2 | 2024 | 22 |  |  |  | 72.9086 | 1
| Zone | South of Lugo | 6 | Monthly System Peak Day | SCE | 1-in-2 | 2024 | 23 |  |  |  | 71.2892 | 1
| Zone | South of Lugo | 6 | Monthly System Peak Day | SCE | 1-in-2 | 2024 | 24 |  |  |  | 69.8431 | 1
| Zone | South of Lugo | 7 | Average Weekday | SCE | 1-in-2 | 2024 | 1 |  |  |  | 68.6348 | 1
| Zone | South of Lugo | 7 | Average Weekday | SCE | 1-in-2 | 2024 | 2 |  |  |  | 67.8546 | 1
| Zone | South of Lugo | 7 | Average Weekday | SCE | 1-in-2 | 2024 | 3 |  |  |  | 67.1611 | 1
| Zone | South of Lugo | 7 | Average Weekday | SCE | 1-in-2 | 2024 | 4 |  |  |  | 66.537 | 1
| Zone | South of Lugo | 7 | Average Weekday | SCE | 1-in-2 | 2024 | 5 |  |  |  | 66.0419 | 1
| Zone | South of Lugo | 7 | Average Weekday | SCE | 1-in-2 | 2024 | 6 |  |  |  | 65.5975 | 1
| Zone | South of Lugo | 7 | Average Weekday | SCE | 1-in-2 | 2024 | 7 |  |  |  | 65.2822 | 1
| Zone | South of Lugo | 7 | Average Weekday | SCE | 1-in-2 | 2024 | 8 |  |  |  | 65.8683 | 1
| Zone | South of Lugo | 7 | Average Weekday | SCE | 1-in-2 | 2024 | 9 |  |  |  | 67.9582 | 1
| Zone | South of Lugo | 7 | Average Weekday | SCE | 1-in-2 | 2024 | 10 |  |  |  | 70.6765 | 1
| Zone | South of Lugo | 7 | Average Weekday | SCE | 1-in-2 | 2024 | 11 |  |  |  | 73.7944 | 1
| Zone | South of Lugo | 7 | Average Weekday | SCE | 1-in-2 | 2024 | 12 |  |  |  | 76.9344 | 1
| Zone | South of Lugo | 7 | Average Weekday | SCE | 1-in-2 | 2024 | 13 |  |  |  | 79.4886 | 1
| Zone | South of Lugo | 7 | Average Weekday | SCE | 1-in-2 | 2024 | 14 |  |  |  | 81.4124 | 1
| Zone | South of Lugo | 7 | Average Weekday | SCE | 1-in-2 | 2024 | 15 |  |  |  | 82.8268 | 1
| Zone | South of Lugo | 7 | Average Weekday | SCE | 1-in-2 | 2024 | 16 |  |  |  | 83.4491 | 1
| Zone | South of Lugo | 7 | Average Weekday | SCE | 1-in-2 | 2024 | 17 |  |  |  | 83.7052 | 1
| Zone | South of Lugo | 7 | Average Weekday | SCE | 1-in-2 | 2024 | 18 |  |  |  | 83.0297 | 1
| Zone | South of Lugo | 7 | Average Weekday | SCE | 1-in-2 | 2024 | 19 |  |  |  | 81.4723 | 1
| Zone | South of Lugo | 7 | Average Weekday | SCE | 1-in-2 | 2024 | 20 |  |  |  | 79.2629 | 1
| Zone | South of Lugo | 7 | Average Weekday | SCE | 1-in-2 | 2024 | 21 |  |  |  | 76.138 | 1
| Zone | South of Lugo | 7 | Average Weekday | SCE | 1-in-2 | 2024 | 22 |  |  |  | 72.8533 | 1
| Zone | South of Lugo | 7 | Average Weekday | SCE | 1-in-2 | 2024 | 23 |  |  |  | 70.8084 | 1
| Zone | South of Lugo | 7 | Average Weekday | SCE | 1-in-2 | 2024 | 24 |  |  |  | 69.575 | 1
| Zone | South of Lugo | 7 | Monthly System Peak Day | SCE | 1-in-2 | 2024 | 1 |  |  |  | 72.2423 | 1
| Zone | South of Lugo | 7 | Monthly System Peak Day | SCE | 1-in-2 | 2024 | 2 |  |  |  | 71.3351 | 1
| Zone | South of Lugo | 7 | Monthly System Peak Day | SCE | 1-in-2 | 2024 | 3 |  |  |  | 70.228 | 1
| Zone | South of Lugo | 7 | Monthly System Peak Day | SCE | 1-in-2 | 2024 | 4 |  |  |  | 69.6182 | 1
| Zone | South of Lugo | 7 | Monthly System Peak Day | SCE | 1-in-2 | 2024 | 5 |  |  |  | 69.2769 | 1
| Zone | South of Lugo | 7 | Monthly System Peak Day | SCE | 1-in-2 | 2024 | 6 |  |  |  | 68.8951 | 1
| Zone | South of Lugo | 7 | Monthly System Peak Day | SCE | 1-in-2 | 2024 | 7 |  |  |  | 68.4341 | 1
| Zone | South of Lugo | 7 | Monthly System Peak Day | SCE | 1-in-2 | 2024 | 8 |  |  |  | 68.8008 | 1
| Zone | South of Lugo | 7 | Monthly System Peak Day | SCE | 1-in-2 | 2024 | 9 |  |  |  | 71.7569 | 1
| Zone | South of Lugo | 7 | Monthly System Peak Day | SCE | 1-in-2 | 2024 | 10 |  |  |  | 75.7528 | 1
| Zone | South of Lugo | 7 | Monthly System Peak Day | SCE | 1-in-2 | 2024 | 11 |  |  |  | 80.0769 | 1
| Zone | South of Lugo | 7 | Monthly System Peak Day | SCE | 1-in-2 | 2024 | 12 |  |  |  | 83.7615 | 1
| Zone | South of Lugo | 7 | Monthly System Peak Day | SCE | 1-in-2 | 2024 | 13 |  |  |  | 86.9231 | 1
| Zone | South of Lugo | 7 | Monthly System Peak Day | SCE | 1-in-2 | 2024 | 14 |  |  |  | 88.8051 | 1
| Zone | South of Lugo | 7 | Monthly System Peak Day | SCE | 1-in-2 | 2024 | 15 |  |  |  | 90.4872 | 1
| Zone | South of Lugo | 7 | Monthly System Peak Day | SCE | 1-in-2 | 2024 | 16 |  |  |  | 90.8692 | 1
| Zone | South of Lugo | 7 | Monthly System Peak Day | SCE | 1-in-2 | 2024 | 17 |  |  |  | 91.9231 | 1
| Zone | South of Lugo | 7 | Monthly System Peak Day | SCE | 1-in-2 | 2024 | 18 |  |  |  | 91.3897 | 1
| Zone | South of Lugo | 7 | Monthly System Peak Day | SCE | 1-in-2 | 2024 | 19 |  |  |  | 89.0718 | 1
| Zone | South of Lugo | 7 | Monthly System Peak Day | SCE | 1-in-2 | 2024 | 20 |  |  |  | 86.6872 | 1
| Zone | South of Lugo | 7 | Monthly System Peak Day | SCE | 1-in-2 | 2024 | 21 |  |  |  | 83.3 | 1
| Zone | South of Lugo | 7 | Monthly System Peak Day | SCE | 1-in-2 | 2024 | 22 |  |  |  | 79.4908 | 1
| Zone | South of Lugo | 7 | Monthly System Peak Day | SCE | 1-in-2 | 2024 | 23 |  |  |  | 76.8203 | 1
| Zone | South of Lugo | 7 | Monthly System Peak Day | SCE | 1-in-2 | 2024 | 24 |  |  |  | 75.1987 | 1
| Zone | South of Lugo | 8 | Average Weekday | SCE | 1-in-2 | 2024 | 1 |  |  |  | 70.0345 | 1
| Zone | South of Lugo | 8 | Average Weekday | SCE | 1-in-2 | 2024 | 2 |  |  |  | 69.0806 | 1
| Zone | South of Lugo | 8 | Average Weekday | SCE | 1-in-2 | 2024 | 3 |  |  |  | 68.2447 | 1
| Zone | South of Lugo | 8 | Average Weekday | SCE | 1-in-2 | 2024 | 4 |  |  |  | 67.5212 | 1
| Zone | South of Lugo | 8 | Average Weekday | SCE | 1-in-2 | 2024 | 5 |  |  |  | 66.9202 | 1
| Zone | South of Lugo | 8 | Average Weekday | SCE | 1-in-2 | 2024 | 6 |  |  |  | 66.3969 | 1
| Zone | South of Lugo | 8 | Average Weekday | SCE | 1-in-2 | 2024 | 7 |  |  |  | 66.0998 | 1
| Zone | South of Lugo | 8 | Average Weekday | SCE | 1-in-2 | 2024 | 8 |  |  |  | 66.163 | 1
| Zone | South of Lugo | 8 | Average Weekday | SCE | 1-in-2 | 2024 | 9 |  |  |  | 68.0861 | 1
| Zone | South of Lugo | 8 | Average Weekday | SCE | 1-in-2 | 2024 | 10 |  |  |  | 71.1121 | 1
| Zone | South of Lugo | 8 | Average Weekday | SCE | 1-in-2 | 2024 | 11 |  |  |  | 74.7632 | 1
| Zone | South of Lugo | 8 | Average Weekday | SCE | 1-in-2 | 2024 | 12 |  |  |  | 78.4705 | 1
| Zone | South of Lugo | 8 | Average Weekday | SCE | 1-in-2 | 2024 | 13 |  |  |  | 81.311 | 1
| Zone | South of Lugo | 8 | Average Weekday | SCE | 1-in-2 | 2024 | 14 |  |  |  | 83.5318 | 1
| Zone | South of Lugo | 8 | Average Weekday | SCE | 1-in-2 | 2024 | 15 |  |  |  | 84.9576 | 1
| Zone | South of Lugo | 8 | Average Weekday | SCE | 1-in-2 | 2024 | 16 |  |  |  | 85.6107 | 1
| Zone | South of Lugo | 8 | Average Weekday | SCE | 1-in-2 | 2024 | 17 |  |  |  | 85.8816 | 1
| Zone | South of Lugo | 8 | Average Weekday | SCE | 1-in-2 | 2024 | 18 |  |  |  | 85.1098 | 1
| Zone | South of Lugo | 8 | Average Weekday | SCE | 1-in-2 | 2024 | 19 |  |  |  | 83.4933 | 1
| Zone | South of Lugo | 8 | Average Weekday | SCE | 1-in-2 | 2024 | 20 |  |  |  | 80.9206 | 1
| Zone | South of Lugo | 8 | Average Weekday | SCE | 1-in-2 | 2024 | 21 |  |  |  | 77.1187 | 1
| Zone | South of Lugo | 8 | Average Weekday | SCE | 1-in-2 | 2024 | 22 |  |  |  | 74.0969 | 1
| Zone | South of Lugo | 8 | Average Weekday | SCE | 1-in-2 | 2024 | 23 |  |  |  | 72.2916 | 1
| Zone | South of Lugo | 8 | Average Weekday | SCE | 1-in-2 | 2024 | 24 |  |  |  | 71.0937 | 1
| Zone | South of Lugo | 8 | Monthly System Peak Day | SCE | 1-in-2 | 2024 | 1 |  |  |  | 78.1795 | 1
| Zone | South of Lugo | 8 | Monthly System Peak Day | SCE | 1-in-2 | 2024 | 2 |  |  |  | 77.0659 | 1
| Zone | South of Lugo | 8 | Monthly System Peak Day | SCE | 1-in-2 | 2024 | 3 |  |  |  | 76.5549 | 1
| Zone | South of Lugo | 8 | Monthly System Peak Day | SCE | 1-in-2 | 2024 | 4 |  |  |  | 75.7885 | 1
| Zone | South of Lugo | 8 | Monthly System Peak Day | SCE | 1-in-2 | 2024 | 5 |  |  |  | 75.3146 | 1
| Zone | South of Lugo | 8 | Monthly System Peak Day | SCE | 1-in-2 | 2024 | 6 |  |  |  | 74.9559 | 1
| Zone | South of Lugo | 8 | Monthly System Peak Day | SCE | 1-in-2 | 2024 | 7 |  |  |  | 74.6141 | 1
| Zone | South of Lugo | 8 | Monthly System Peak Day | SCE | 1-in-2 | 2024 | 8 |  |  |  | 74.7823 | 1
| Zone | South of Lugo | 8 | Monthly System Peak Day | SCE | 1-in-2 | 2024 | 9 |  |  |  | 76.6659 | 1
| Zone | South of Lugo | 8 | Monthly System Peak Day | SCE | 1-in-2 | 2024 | 10 |  |  |  | 80.6795 | 1
| Zone | South of Lugo | 8 | Monthly System Peak Day | SCE | 1-in-2 | 2024 | 11 |  |  |  | 84.5692 | 1
| Zone | South of Lugo | 8 | Monthly System Peak Day | SCE | 1-in-2 | 2024 | 12 |  |  |  | 87.9692 | 1
| Zone | South of Lugo | 8 | Monthly System Peak Day | SCE | 1-in-2 | 2024 | 13 |  |  |  | 90.3 | 1
| Zone | South of Lugo | 8 | Monthly System Peak Day | SCE | 1-in-2 | 2024 | 14 |  |  |  | 92.2385 | 1
| Zone | South of Lugo | 8 | Monthly System Peak Day | SCE | 1-in-2 | 2024 | 15 |  |  |  | 93.7077 | 1
| Zone | South of Lugo | 8 | Monthly System Peak Day | SCE | 1-in-2 | 2024 | 16 |  |  |  | 93.8103 | 1
| Zone | South of Lugo | 8 | Monthly System Peak Day | SCE | 1-in-2 | 2024 | 17 |  |  |  | 93.0154 | 1
| Zone | South of Lugo | 8 | Monthly System Peak Day | SCE | 1-in-2 | 2024 | 18 |  |  |  | 91.7667 | 1
| Zone | South of Lugo | 8 | Monthly System Peak Day | SCE | 1-in-2 | 2024 | 19 |  |  |  | 90.3692 | 1
| Zone | South of Lugo | 8 | Monthly System Peak Day | SCE | 1-in-2 | 2024 | 20 |  |  |  | 88.3385 | 1
| Zone | South of Lugo | 8 | Monthly System Peak Day | SCE | 1-in-2 | 2024 | 21 |  |  |  | 84.8487 | 1
| Zone | South of Lugo | 8 | Monthly System Peak Day | SCE | 1-in-2 | 2024 | 22 |  |  |  | 81.4385 | 1
| Zone | South of Lugo | 8 | Monthly System Peak Day | SCE | 1-in-2 | 2024 | 23 |  |  |  | 79.3128 | 1
| Zone | South of Lugo | 8 | Monthly System Peak Day | SCE | 1-in-2 | 2024 | 24 |  |  |  | 77.8072 | 1
| Zone | South of Lugo | 8 | Typical Event Day | SCE | 1-in-2 | 2024 | 1 |  |  |  | 73.3879 | 1
| Zone | South of Lugo | 8 | Typical Event Day | SCE | 1-in-2 | 2024 | 2 |  |  |  | 72.3336 | 1
| Zone | South of Lugo | 8 | Typical Event Day | SCE | 1-in-2 | 2024 | 3 |  |  |  | 71.5701 | 1
| Zone | South of Lugo | 8 | Typical Event Day | SCE | 1-in-2 | 2024 | 4 |  |  |  | 70.9136 | 1
| Zone | South of Lugo | 8 | Typical Event Day | SCE | 1-in-2 | 2024 | 5 |  |  |  | 70.3249 | 1
| Zone | South of Lugo | 8 | Typical Event Day | SCE | 1-in-2 | 2024 | 6 |  |  |  | 69.7097 | 1
| Zone | South of Lugo | 8 | Typical Event Day | SCE | 1-in-2 | 2024 | 7 |  |  |  | 69.4113 | 1
| Zone | South of Lugo | 8 | Typical Event Day | SCE | 1-in-2 | 2024 | 8 |  |  |  | 69.8227 | 1
| Zone | South of Lugo | 8 | Typical Event Day | SCE | 1-in-2 | 2024 | 9 |  |  |  | 72.166 | 1
| Zone | South of Lugo | 8 | Typical Event Day | SCE | 1-in-2 | 2024 | 10 |  |  |  | 76.4347 | 1
| Zone | South of Lugo | 8 | Typical Event Day | SCE | 1-in-2 | 2024 | 11 |  |  |  | 80.7497 | 1
| Zone | South of Lugo | 8 | Typical Event Day | SCE | 1-in-2 | 2024 | 12 |  |  |  | 84.6027 | 1
| Zone | South of Lugo | 8 | Typical Event Day | SCE | 1-in-2 | 2024 | 13 |  |  |  | 87.3238 | 1
| Zone | South of Lugo | 8 | Typical Event Day | SCE | 1-in-2 | 2024 | 14 |  |  |  | 89.3264 | 1
| Zone | South of Lugo | 8 | Typical Event Day | SCE | 1-in-2 | 2024 | 15 |  |  |  | 90.9715 | 1
| Zone | South of Lugo | 8 | Typical Event Day | SCE | 1-in-2 | 2024 | 16 |  |  |  | 91.3217 | 1
| Zone | South of Lugo | 8 | Typical Event Day | SCE | 1-in-2 | 2024 | 17 |  |  |  | 91.5824 | 1
| Zone | South of Lugo | 8 | Typical Event Day | SCE | 1-in-2 | 2024 | 18 |  |  |  | 90.7228 | 1
| Zone | South of Lugo | 8 | Typical Event Day | SCE | 1-in-2 | 2024 | 19 |  |  |  | 88.882 | 1
| Zone | South of Lugo | 8 | Typical Event Day | SCE | 1-in-2 | 2024 | 20 |  |  |  | 86.5312 | 1
| Zone | South of Lugo | 8 | Typical Event Day | SCE | 1-in-2 | 2024 | 21 |  |  |  | 83.1432 | 1
| Zone | South of Lugo | 8 | Typical Event Day | SCE | 1-in-2 | 2024 | 22 |  |  |  | 79.9623 | 1
| Zone | South of Lugo | 8 | Typical Event Day | SCE | 1-in-2 | 2024 | 23 |  |  |  | 77.8256 | 1
| Zone | South of Lugo | 8 | Typical Event Day | SCE | 1-in-2 | 2024 | 24 |  |  |  | 76.0635 | 1
| Zone | South of Lugo | 9 | Average Weekday | SCE | 1-in-2 | 2024 | 1 |  |  |  | 69.5679 | 1
| Zone | South of Lugo | 9 | Average Weekday | SCE | 1-in-2 | 2024 | 2 |  |  |  | 68.7193 | 1
| Zone | South of Lugo | 9 | Average Weekday | SCE | 1-in-2 | 2024 | 3 |  |  |  | 68.0278 | 1
| Zone | South of Lugo | 9 | Average Weekday | SCE | 1-in-2 | 2024 | 4 |  |  |  | 67.4097 | 1
| Zone | South of Lugo | 9 | Average Weekday | SCE | 1-in-2 | 2024 | 5 |  |  |  | 66.9014 | 1
| Zone | South of Lugo | 9 | Average Weekday | SCE | 1-in-2 | 2024 | 6 |  |  |  | 66.4414 | 1
| Zone | South of Lugo | 9 | Average Weekday | SCE | 1-in-2 | 2024 | 7 |  |  |  | 66.1311 | 1
| Zone | South of Lugo | 9 | Average Weekday | SCE | 1-in-2 | 2024 | 8 |  |  |  | 66.0566 | 1
| Zone | South of Lugo | 9 | Average Weekday | SCE | 1-in-2 | 2024 | 9 |  |  |  | 67.5294 | 1
| Zone | South of Lugo | 9 | Average Weekday | SCE | 1-in-2 | 2024 | 10 |  |  |  | 70.3949 | 1
| Zone | South of Lugo | 9 | Average Weekday | SCE | 1-in-2 | 2024 | 11 |  |  |  | 73.7984 | 1
| Zone | South of Lugo | 9 | Average Weekday | SCE | 1-in-2 | 2024 | 12 |  |  |  | 77.143 | 1
| Zone | South of Lugo | 9 | Average Weekday | SCE | 1-in-2 | 2024 | 13 |  |  |  | 79.9568 | 1
| Zone | South of Lugo | 9 | Average Weekday | SCE | 1-in-2 | 2024 | 14 |  |  |  | 81.9296 | 1
| Zone | South of Lugo | 9 | Average Weekday | SCE | 1-in-2 | 2024 | 15 |  |  |  | 83.0553 | 1
| Zone | South of Lugo | 9 | Average Weekday | SCE | 1-in-2 | 2024 | 16 |  |  |  | 83.4899 | 1
| Zone | South of Lugo | 9 | Average Weekday | SCE | 1-in-2 | 2024 | 17 |  |  |  | 83.3043 | 1
| Zone | South of Lugo | 9 | Average Weekday | SCE | 1-in-2 | 2024 | 18 |  |  |  | 82.3103 | 1
| Zone | South of Lugo | 9 | Average Weekday | SCE | 1-in-2 | 2024 | 19 |  |  |  | 80.5187 | 1
| Zone | South of Lugo | 9 | Average Weekday | SCE | 1-in-2 | 2024 | 20 |  |  |  | 77.4977 | 1
| Zone | South of Lugo | 9 | Average Weekday | SCE | 1-in-2 | 2024 | 21 |  |  |  | 74.4041 | 1
| Zone | South of Lugo | 9 | Average Weekday | SCE | 1-in-2 | 2024 | 22 |  |  |  | 72.588 | 1
| Zone | South of Lugo | 9 | Average Weekday | SCE | 1-in-2 | 2024 | 23 |  |  |  | 71.3442 | 1
| Zone | South of Lugo | 9 | Average Weekday | SCE | 1-in-2 | 2024 | 24 |  |  |  | 70.2551 | 1
| Zone | South of Lugo | 9 | Monthly System Peak Day | SCE | 1-in-2 | 2024 | 1 |  |  |  | 76.4608 | 1
| Zone | South of Lugo | 9 | Monthly System Peak Day | SCE | 1-in-2 | 2024 | 2 |  |  |  | 75.3621 | 1
| Zone | South of Lugo | 9 | Monthly System Peak Day | SCE | 1-in-2 | 2024 | 3 |  |  |  | 74.6651 | 1
| Zone | South of Lugo | 9 | Monthly System Peak Day | SCE | 1-in-2 | 2024 | 4 |  |  |  | 74.1926 | 1
| Zone | South of Lugo | 9 | Monthly System Peak Day | SCE | 1-in-2 | 2024 | 5 |  |  |  | 73.3282 | 1
| Zone | South of Lugo | 9 | Monthly System Peak Day | SCE | 1-in-2 | 2024 | 6 |  |  |  | 72.6123 | 1
| Zone | South of Lugo | 9 | Monthly System Peak Day | SCE | 1-in-2 | 2024 | 7 |  |  |  | 72.7421 | 1
| Zone | South of Lugo | 9 | Monthly System Peak Day | SCE | 1-in-2 | 2024 | 8 |  |  |  | 72.621 | 1
| Zone | South of Lugo | 9 | Monthly System Peak Day | SCE | 1-in-2 | 2024 | 9 |  |  |  | 74.2392 | 1
| Zone | South of Lugo | 9 | Monthly System Peak Day | SCE | 1-in-2 | 2024 | 10 |  |  |  | 78.6872 | 1
| Zone | South of Lugo | 9 | Monthly System Peak Day | SCE | 1-in-2 | 2024 | 11 |  |  |  | 83.9282 | 1
| Zone | South of Lugo | 9 | Monthly System Peak Day | SCE | 1-in-2 | 2024 | 12 |  |  |  | 88.6077 | 1
| Zone | South of Lugo | 9 | Monthly System Peak Day | SCE | 1-in-2 | 2024 | 13 |  |  |  | 92.6256 | 1
| Zone | South of Lugo | 9 | Monthly System Peak Day | SCE | 1-in-2 | 2024 | 14 |  |  |  | 95.3128 | 1
| Zone | South of Lugo | 9 | Monthly System Peak Day | SCE | 1-in-2 | 2024 | 15 |  |  |  | 96.4564 | 1
| Zone | South of Lugo | 9 | Monthly System Peak Day | SCE | 1-in-2 | 2024 | 16 |  |  |  | 96.0103 | 1
| Zone | South of Lugo | 9 | Monthly System Peak Day | SCE | 1-in-2 | 2024 | 17 |  |  |  | 95.9142 | 1
| Zone | South of Lugo | 9 | Monthly System Peak Day | SCE | 1-in-2 | 2024 | 18 |  |  |  | 95.4629 | 1
| Zone | South of Lugo | 9 | Monthly System Peak Day | SCE | 1-in-2 | 2024 | 19 |  |  |  | 94.5256 | 1
| Zone | South of Lugo | 9 | Monthly System Peak Day | SCE | 1-in-2 | 2024 | 20 |  |  |  | 92.141 | 1
| Zone | South of Lugo | 9 | Monthly System Peak Day | SCE | 1-in-2 | 2024 | 21 |  |  |  | 88.6436 | 1
| Zone | South of Lugo | 9 | Monthly System Peak Day | SCE | 1-in-2 | 2024 | 22 |  |  |  | 86.3513 | 1
| Zone | South of Lugo | 9 | Monthly System Peak Day | SCE | 1-in-2 | 2024 | 23 |  |  |  | 84.2231 | 1
| Zone | South of Lugo | 9 | Monthly System Peak Day | SCE | 1-in-2 | 2024 | 24 |  |  |  | 81.7487 | 1
| Zone | South of Lugo | 10 | Average Weekday | SCE | 1-in-2 | 2024 | 1 |  |  |  | 64.658 | 1
| Zone | South of Lugo | 10 | Average Weekday | SCE | 1-in-2 | 2024 | 2 |  |  |  | 63.8062 | 1
| Zone | South of Lugo | 10 | Average Weekday | SCE | 1-in-2 | 2024 | 3 |  |  |  | 62.9019 | 1
| Zone | South of Lugo | 10 | Average Weekday | SCE | 1-in-2 | 2024 | 4 |  |  |  | 62.2469 | 1
| Zone | South of Lugo | 10 | Average Weekday | SCE | 1-in-2 | 2024 | 5 |  |  |  | 61.6376 | 1
| Zone | South of Lugo | 10 | Average Weekday | SCE | 1-in-2 | 2024 | 6 |  |  |  | 61.2473 | 1
| Zone | South of Lugo | 10 | Average Weekday | SCE | 1-in-2 | 2024 | 7 |  |  |  | 60.9326 | 1
| Zone | South of Lugo | 10 | Average Weekday | SCE | 1-in-2 | 2024 | 8 |  |  |  | 60.7842 | 1
| Zone | South of Lugo | 10 | Average Weekday | SCE | 1-in-2 | 2024 | 9 |  |  |  | 61.3719 | 1
| Zone | South of Lugo | 10 | Average Weekday | SCE | 1-in-2 | 2024 | 10 |  |  |  | 63.9419 | 1
| Zone | South of Lugo | 10 | Average Weekday | SCE | 1-in-2 | 2024 | 11 |  |  |  | 67.2273 | 1
| Zone | South of Lugo | 10 | Average Weekday | SCE | 1-in-2 | 2024 | 12 |  |  |  | 70.4369 | 1
| Zone | South of Lugo | 10 | Average Weekday | SCE | 1-in-2 | 2024 | 13 |  |  |  | 73.1782 | 1
| Zone | South of Lugo | 10 | Average Weekday | SCE | 1-in-2 | 2024 | 14 |  |  |  | 75.1897 | 1
| Zone | South of Lugo | 10 | Average Weekday | SCE | 1-in-2 | 2024 | 15 |  |  |  | 76.6368 | 1
| Zone | South of Lugo | 10 | Average Weekday | SCE | 1-in-2 | 2024 | 16 |  |  |  | 77.4598 | 1
| Zone | South of Lugo | 10 | Average Weekday | SCE | 1-in-2 | 2024 | 17 |  |  |  | 77.3466 | 1
| Zone | South of Lugo | 10 | Average Weekday | SCE | 1-in-2 | 2024 | 18 |  |  |  | 76.4242 | 1
| Zone | South of Lugo | 10 | Average Weekday | SCE | 1-in-2 | 2024 | 19 |  |  |  | 74.5143 | 1
| Zone | South of Lugo | 10 | Average Weekday | SCE | 1-in-2 | 2024 | 20 |  |  |  | 71.5232 | 1
| Zone | South of Lugo | 10 | Average Weekday | SCE | 1-in-2 | 2024 | 21 |  |  |  | 69.4376 | 1
| Zone | South of Lugo | 10 | Average Weekday | SCE | 1-in-2 | 2024 | 22 |  |  |  | 67.9225 | 1
| Zone | South of Lugo | 10 | Average Weekday | SCE | 1-in-2 | 2024 | 23 |  |  |  | 66.6274 | 1
| Zone | South of Lugo | 10 | Average Weekday | SCE | 1-in-2 | 2024 | 24 |  |  |  | 65.4949 | 1
| Zone | South of Lugo | 10 | Monthly System Peak Day | SCE | 1-in-2 | 2024 | 1 |  |  |  | 74.6742 | 1
| Zone | South of Lugo | 10 | Monthly System Peak Day | SCE | 1-in-2 | 2024 | 2 |  |  |  | 73.1483 | 1
| Zone | South of Lugo | 10 | Monthly System Peak Day | SCE | 1-in-2 | 2024 | 3 |  |  |  | 70.4508 | 1
| Zone | South of Lugo | 10 | Monthly System Peak Day | SCE | 1-in-2 | 2024 | 4 |  |  |  | 69.3717 | 1
| Zone | South of Lugo | 10 | Monthly System Peak Day | SCE | 1-in-2 | 2024 | 5 |  |  |  | 68.6522 | 1
| Zone | South of Lugo | 10 | Monthly System Peak Day | SCE | 1-in-2 | 2024 | 6 |  |  |  | 68.2467 | 1
| Zone | South of Lugo | 10 | Monthly System Peak Day | SCE | 1-in-2 | 2024 | 7 |  |  |  | 67.8128 | 1
| Zone | South of Lugo | 10 | Monthly System Peak Day | SCE | 1-in-2 | 2024 | 8 |  |  |  | 67.5925 | 1
| Zone | South of Lugo | 10 | Monthly System Peak Day | SCE | 1-in-2 | 2024 | 9 |  |  |  | 68.5853 | 1
| Zone | South of Lugo | 10 | Monthly System Peak Day | SCE | 1-in-2 | 2024 | 10 |  |  |  | 72.8856 | 1
| Zone | South of Lugo | 10 | Monthly System Peak Day | SCE | 1-in-2 | 2024 | 11 |  |  |  | 79.2614 | 1
| Zone | South of Lugo | 10 | Monthly System Peak Day | SCE | 1-in-2 | 2024 | 12 |  |  |  | 84.9889 | 1
| Zone | South of Lugo | 10 | Monthly System Peak Day | SCE | 1-in-2 | 2024 | 13 |  |  |  | 88.8639 | 1
| Zone | South of Lugo | 10 | Monthly System Peak Day | SCE | 1-in-2 | 2024 | 14 |  |  |  | 91.4361 | 1
| Zone | South of Lugo | 10 | Monthly System Peak Day | SCE | 1-in-2 | 2024 | 15 |  |  |  | 92.7056 | 1
| Zone | South of Lugo | 10 | Monthly System Peak Day | SCE | 1-in-2 | 2024 | 16 |  |  |  | 93 | 1
| Zone | South of Lugo | 10 | Monthly System Peak Day | SCE | 1-in-2 | 2024 | 17 |  |  |  | 92.4833 | 1
| Zone | South of Lugo | 10 | Monthly System Peak Day | SCE | 1-in-2 | 2024 | 18 |  |  |  | 91.7389 | 1
| Zone | South of Lugo | 10 | Monthly System Peak Day | SCE | 1-in-2 | 2024 | 19 |  |  |  | 90.6139 | 1
| Zone | South of Lugo | 10 | Monthly System Peak Day | SCE | 1-in-2 | 2024 | 20 |  |  |  | 86.85 | 1
| Zone | South of Lugo | 10 | Monthly System Peak Day | SCE | 1-in-2 | 2024 | 21 |  |  |  | 84.0083 | 1
| Zone | South of Lugo | 10 | Monthly System Peak Day | SCE | 1-in-2 | 2024 | 22 |  |  |  | 82.2222 | 1
| Zone | South of Lugo | 10 | Monthly System Peak Day | SCE | 1-in-2 | 2024 | 23 |  |  |  | 79.4361 | 1
| Zone | South of Lugo | 10 | Monthly System Peak Day | SCE | 1-in-2 | 2024 | 24 |  |  |  | 77.6992 | 1
| Zone | South of Lugo | 11 | Average Weekday | SCE | 1-in-2 | 2024 | 1 |  |  |  | 58.5333 | 1
| Zone | South of Lugo | 11 | Average Weekday | SCE | 1-in-2 | 2024 | 2 |  |  |  | 57.7813 | 1
| Zone | South of Lugo | 11 | Average Weekday | SCE | 1-in-2 | 2024 | 3 |  |  |  | 57.0469 | 1
| Zone | South of Lugo | 11 | Average Weekday | SCE | 1-in-2 | 2024 | 4 |  |  |  | 56.5065 | 1
| Zone | South of Lugo | 11 | Average Weekday | SCE | 1-in-2 | 2024 | 5 |  |  |  | 56.0571 | 1
| Zone | South of Lugo | 11 | Average Weekday | SCE | 1-in-2 | 2024 | 6 |  |  |  | 55.6144 | 1
| Zone | South of Lugo | 11 | Average Weekday | SCE | 1-in-2 | 2024 | 7 |  |  |  | 55.485 | 1
| Zone | South of Lugo | 11 | Average Weekday | SCE | 1-in-2 | 2024 | 8 |  |  |  | 55.4742 | 1
| Zone | South of Lugo | 11 | Average Weekday | SCE | 1-in-2 | 2024 | 9 |  |  |  | 57.1545 | 1
| Zone | South of Lugo | 11 | Average Weekday | SCE | 1-in-2 | 2024 | 10 |  |  |  | 60.4087 | 1
| Zone | South of Lugo | 11 | Average Weekday | SCE | 1-in-2 | 2024 | 11 |  |  |  | 63.8954 | 1
| Zone | South of Lugo | 11 | Average Weekday | SCE | 1-in-2 | 2024 | 12 |  |  |  | 66.8067 | 1
| Zone | South of Lugo | 11 | Average Weekday | SCE | 1-in-2 | 2024 | 13 |  |  |  | 68.9962 | 1
| Zone | South of Lugo | 11 | Average Weekday | SCE | 1-in-2 | 2024 | 14 |  |  |  | 70.4599 | 1
| Zone | South of Lugo | 11 | Average Weekday | SCE | 1-in-2 | 2024 | 15 |  |  |  | 71.3165 | 1
| Zone | South of Lugo | 11 | Average Weekday | SCE | 1-in-2 | 2024 | 16 |  |  |  | 71.3995 | 1
| Zone | South of Lugo | 11 | Average Weekday | SCE | 1-in-2 | 2024 | 17 |  |  |  | 70.5174 | 1
| Zone | South of Lugo | 11 | Average Weekday | SCE | 1-in-2 | 2024 | 18 |  |  |  | 68.4079 | 1
| Zone | South of Lugo | 11 | Average Weekday | SCE | 1-in-2 | 2024 | 19 |  |  |  | 66.0434 | 1
| Zone | South of Lugo | 11 | Average Weekday | SCE | 1-in-2 | 2024 | 20 |  |  |  | 64.3404 | 1
| Zone | South of Lugo | 11 | Average Weekday | SCE | 1-in-2 | 2024 | 21 |  |  |  | 62.8974 | 1
| Zone | South of Lugo | 11 | Average Weekday | SCE | 1-in-2 | 2024 | 22 |  |  |  | 61.5474 | 1
| Zone | South of Lugo | 11 | Average Weekday | SCE | 1-in-2 | 2024 | 23 |  |  |  | 60.3009 | 1
| Zone | South of Lugo | 11 | Average Weekday | SCE | 1-in-2 | 2024 | 24 |  |  |  | 59.3525 | 1
| Zone | South of Lugo | 11 | Monthly System Peak Day | SCE | 1-in-2 | 2024 | 1 |  |  |  | 65.7875 | 1
| Zone | South of Lugo | 11 | Monthly System Peak Day | SCE | 1-in-2 | 2024 | 2 |  |  |  | 64.2083 | 1
| Zone | South of Lugo | 11 | Monthly System Peak Day | SCE | 1-in-2 | 2024 | 3 |  |  |  | 63.0328 | 1
| Zone | South of Lugo | 11 | Monthly System Peak Day | SCE | 1-in-2 | 2024 | 4 |  |  |  | 62.1006 | 1
| Zone | South of Lugo | 11 | Monthly System Peak Day | SCE | 1-in-2 | 2024 | 5 |  |  |  | 61.2594 | 1
| Zone | South of Lugo | 11 | Monthly System Peak Day | SCE | 1-in-2 | 2024 | 6 |  |  |  | 60.3725 | 1
| Zone | South of Lugo | 11 | Monthly System Peak Day | SCE | 1-in-2 | 2024 | 7 |  |  |  | 60.0858 | 1
| Zone | South of Lugo | 11 | Monthly System Peak Day | SCE | 1-in-2 | 2024 | 8 |  |  |  | 60.1878 | 1
| Zone | South of Lugo | 11 | Monthly System Peak Day | SCE | 1-in-2 | 2024 | 9 |  |  |  | 62.6325 | 1
| Zone | South of Lugo | 11 | Monthly System Peak Day | SCE | 1-in-2 | 2024 | 10 |  |  |  | 67.8433 | 1
| Zone | South of Lugo | 11 | Monthly System Peak Day | SCE | 1-in-2 | 2024 | 11 |  |  |  | 74.2411 | 1
| Zone | South of Lugo | 11 | Monthly System Peak Day | SCE | 1-in-2 | 2024 | 12 |  |  |  | 79.9083 | 1
| Zone | South of Lugo | 11 | Monthly System Peak Day | SCE | 1-in-2 | 2024 | 13 |  |  |  | 83.9361 | 1
| Zone | South of Lugo | 11 | Monthly System Peak Day | SCE | 1-in-2 | 2024 | 14 |  |  |  | 86.475 | 1
| Zone | South of Lugo | 11 | Monthly System Peak Day | SCE | 1-in-2 | 2024 | 15 |  |  |  | 87.6361 | 1
| Zone | South of Lugo | 11 | Monthly System Peak Day | SCE | 1-in-2 | 2024 | 16 |  |  |  | 87.3444 | 1
| Zone | South of Lugo | 11 | Monthly System Peak Day | SCE | 1-in-2 | 2024 | 17 |  |  |  | 86.1611 | 1
| Zone | South of Lugo | 11 | Monthly System Peak Day | SCE | 1-in-2 | 2024 | 18 |  |  |  | 83.1111 | 1
| Zone | South of Lugo | 11 | Monthly System Peak Day | SCE | 1-in-2 | 2024 | 19 |  |  |  | 79.5417 | 1
| Zone | South of Lugo | 11 | Monthly System Peak Day | SCE | 1-in-2 | 2024 | 20 |  |  |  | 77.2222 | 1
| Zone | South of Lugo | 11 | Monthly System Peak Day | SCE | 1-in-2 | 2024 | 21 |  |  |  | 74.79 | 1
| Zone | South of Lugo | 11 | Monthly System Peak Day | SCE | 1-in-2 | 2024 | 22 |  |  |  | 73.0744 | 1
| Zone | South of Lugo | 11 | Monthly System Peak Day | SCE | 1-in-2 | 2024 | 23 |  |  |  | 70.7164 | 1
| Zone | South of Lugo | 11 | Monthly System Peak Day | SCE | 1-in-2 | 2024 | 24 |  |  |  | 68.9517 | 1
| Zone | South of Lugo | 12 | Average Weekday | SCE | 1-in-2 | 2024 | 1 |  |  |  | 52.8309 | 1
| Zone | South of Lugo | 12 | Average Weekday | SCE | 1-in-2 | 2024 | 2 |  |  |  | 52.1578 | 1
| Zone | South of Lugo | 12 | Average Weekday | SCE | 1-in-2 | 2024 | 3 |  |  |  | 51.683 | 1
| Zone | South of Lugo | 12 | Average Weekday | SCE | 1-in-2 | 2024 | 4 |  |  |  | 51.2664 | 1
| Zone | South of Lugo | 12 | Average Weekday | SCE | 1-in-2 | 2024 | 5 |  |  |  | 50.8731 | 1
| Zone | South of Lugo | 12 | Average Weekday | SCE | 1-in-2 | 2024 | 6 |  |  |  | 50.3862 | 1
| Zone | South of Lugo | 12 | Average Weekday | SCE | 1-in-2 | 2024 | 7 |  |  |  | 49.994 | 1
| Zone | South of Lugo | 12 | Average Weekday | SCE | 1-in-2 | 2024 | 8 |  |  |  | 49.8333 | 1
| Zone | South of Lugo | 12 | Average Weekday | SCE | 1-in-2 | 2024 | 9 |  |  |  | 50.5885 | 1
| Zone | South of Lugo | 12 | Average Weekday | SCE | 1-in-2 | 2024 | 10 |  |  |  | 52.9118 | 1
| Zone | South of Lugo | 12 | Average Weekday | SCE | 1-in-2 | 2024 | 11 |  |  |  | 55.8123 | 1
| Zone | South of Lugo | 12 | Average Weekday | SCE | 1-in-2 | 2024 | 12 |  |  |  | 58.5248 | 1
| Zone | South of Lugo | 12 | Average Weekday | SCE | 1-in-2 | 2024 | 13 |  |  |  | 60.555 | 1
| Zone | South of Lugo | 12 | Average Weekday | SCE | 1-in-2 | 2024 | 14 |  |  |  | 61.9576 | 1
| Zone | South of Lugo | 12 | Average Weekday | SCE | 1-in-2 | 2024 | 15 |  |  |  | 62.7828 | 1
| Zone | South of Lugo | 12 | Average Weekday | SCE | 1-in-2 | 2024 | 16 |  |  |  | 62.8459 | 1
| Zone | South of Lugo | 12 | Average Weekday | SCE | 1-in-2 | 2024 | 17 |  |  |  | 62.0852 | 1
| Zone | South of Lugo | 12 | Average Weekday | SCE | 1-in-2 | 2024 | 18 |  |  |  | 60.184 | 1
| Zone | South of Lugo | 12 | Average Weekday | SCE | 1-in-2 | 2024 | 19 |  |  |  | 58.2015 | 1
| Zone | South of Lugo | 12 | Average Weekday | SCE | 1-in-2 | 2024 | 20 |  |  |  | 56.8922 | 1
| Zone | South of Lugo | 12 | Average Weekday | SCE | 1-in-2 | 2024 | 21 |  |  |  | 55.8111 | 1
| Zone | South of Lugo | 12 | Average Weekday | SCE | 1-in-2 | 2024 | 22 |  |  |  | 54.7683 | 1
| Zone | South of Lugo | 12 | Average Weekday | SCE | 1-in-2 | 2024 | 23 |  |  |  | 53.8381 | 1
| Zone | South of Lugo | 12 | Average Weekday | SCE | 1-in-2 | 2024 | 24 |  |  |  | 53.0334 | 1
| Zone | South of Lugo | 12 | Monthly System Peak Day | SCE | 1-in-2 | 2024 | 1 |  |  |  | 45.9917 | 1
| Zone | South of Lugo | 12 | Monthly System Peak Day | SCE | 1-in-2 | 2024 | 2 |  |  |  | 45.5597 | 1
| Zone | South of Lugo | 12 | Monthly System Peak Day | SCE | 1-in-2 | 2024 | 3 |  |  |  | 45.7214 | 1
| Zone | South of Lugo | 12 | Monthly System Peak Day | SCE | 1-in-2 | 2024 | 4 |  |  |  | 45.8997 | 1
| Zone | South of Lugo | 12 | Monthly System Peak Day | SCE | 1-in-2 | 2024 | 5 |  |  |  | 45.8736 | 1
| Zone | South of Lugo | 12 | Monthly System Peak Day | SCE | 1-in-2 | 2024 | 6 |  |  |  | 45.6872 | 1
| Zone | South of Lugo | 12 | Monthly System Peak Day | SCE | 1-in-2 | 2024 | 7 |  |  |  | 45.7017 | 1
| Zone | South of Lugo | 12 | Monthly System Peak Day | SCE | 1-in-2 | 2024 | 8 |  |  |  | 45.74 | 1
| Zone | South of Lugo | 12 | Monthly System Peak Day | SCE | 1-in-2 | 2024 | 9 |  |  |  | 46.5792 | 1
| Zone | South of Lugo | 12 | Monthly System Peak Day | SCE | 1-in-2 | 2024 | 10 |  |  |  | 49.5064 | 1
| Zone | South of Lugo | 12 | Monthly System Peak Day | SCE | 1-in-2 | 2024 | 11 |  |  |  | 52.5481 | 1
| Zone | South of Lugo | 12 | Monthly System Peak Day | SCE | 1-in-2 | 2024 | 12 |  |  |  | 55.7542 | 1
| Zone | South of Lugo | 12 | Monthly System Peak Day | SCE | 1-in-2 | 2024 | 13 |  |  |  | 57.4317 | 1
| Zone | South of Lugo | 12 | Monthly System Peak Day | SCE | 1-in-2 | 2024 | 14 |  |  |  | 58.4739 | 1
| Zone | South of Lugo | 12 | Monthly System Peak Day | SCE | 1-in-2 | 2024 | 15 |  |  |  | 59.1544 | 1
| Zone | South of Lugo | 12 | Monthly System Peak Day | SCE | 1-in-2 | 2024 | 16 |  |  |  | 59.4806 | 1
| Zone | South of Lugo | 12 | Monthly System Peak Day | SCE | 1-in-2 | 2024 | 17 |  |  |  | 58.9819 | 1
| Zone | South of Lugo | 12 | Monthly System Peak Day | SCE | 1-in-2 | 2024 | 18 |  |  |  | 57.1061 | 1
| Zone | South of Lugo | 12 | Monthly System Peak Day | SCE | 1-in-2 | 2024 | 19 |  |  |  | 54.6917 | 1
| Zone | South of Lugo | 12 | Monthly System Peak Day | SCE | 1-in-2 | 2024 | 20 |  |  |  | 53.4083 | 1
| Zone | South of Lugo | 12 | Monthly System Peak Day | SCE | 1-in-2 | 2024 | 21 |  |  |  | 51.9811 | 1
| Zone | South of Lugo | 12 | Monthly System Peak Day | SCE | 1-in-2 | 2024 | 22 |  |  |  | 50.3236 | 1
| Zone | South of Lugo | 12 | Monthly System Peak Day | SCE | 1-in-2 | 2024 | 23 |  |  |  | 48.5106 | 1
| Zone | South of Lugo | 12 | Monthly System Peak Day | SCE | 1-in-2 | 2024 | 24 |  |  |  | 47.1386 | 1
| Zone | South of Lugo | 1 | Average Weekday | SCE | 1-in-2 | 2025 | 1 |  |  |  | 54.2503 | 1
| Zone | South of Lugo | 1 | Average Weekday | SCE | 1-in-2 | 2025 | 2 |  |  |  | 53.245 | 1
| Zone | South of Lugo | 1 | Average Weekday | SCE | 1-in-2 | 2025 | 3 |  |  |  | 52.5234 | 1
| Zone | South of Lugo | 1 | Average Weekday | SCE | 1-in-2 | 2025 | 4 |  |  |  | 52.0482 | 1
| Zone | South of Lugo | 1 | Average Weekday | SCE | 1-in-2 | 2025 | 5 |  |  |  | 51.4759 | 1
| Zone | South of Lugo | 1 | Average Weekday | SCE | 1-in-2 | 2025 | 6 |  |  |  | 51.056 | 1
| Zone | South of Lugo | 1 | Average Weekday | SCE | 1-in-2 | 2025 | 7 |  |  |  | 50.9637 | 1
| Zone | South of Lugo | 1 | Average Weekday | SCE | 1-in-2 | 2025 | 8 |  |  |  | 50.9324 | 1
| Zone | South of Lugo | 1 | Average Weekday | SCE | 1-in-2 | 2025 | 9 |  |  |  | 51.558 | 1
| Zone | South of Lugo | 1 | Average Weekday | SCE | 1-in-2 | 2025 | 10 |  |  |  | 54.7017 | 1
| Zone | South of Lugo | 1 | Average Weekday | SCE | 1-in-2 | 2025 | 11 |  |  |  | 58.8512 | 1
| Zone | South of Lugo | 1 | Average Weekday | SCE | 1-in-2 | 2025 | 12 |  |  |  | 62.5358 | 1
| Zone | South of Lugo | 1 | Average Weekday | SCE | 1-in-2 | 2025 | 13 |  |  |  | 65.3512 | 1
| Zone | South of Lugo | 1 | Average Weekday | SCE | 1-in-2 | 2025 | 14 |  |  |  | 67.2939 | 1
| Zone | South of Lugo | 1 | Average Weekday | SCE | 1-in-2 | 2025 | 15 |  |  |  | 68.4604 | 1
| Zone | South of Lugo | 1 | Average Weekday | SCE | 1-in-2 | 2025 | 16 |  |  |  | 68.8114 | 1
| Zone | South of Lugo | 1 | Average Weekday | SCE | 1-in-2 | 2025 | 17 |  |  |  | 68.157 | 1
| Zone | South of Lugo | 1 | Average Weekday | SCE | 1-in-2 | 2025 | 18 |  |  |  | 66.2965 | 1
| Zone | South of Lugo | 1 | Average Weekday | SCE | 1-in-2 | 2025 | 19 |  |  |  | 63.4532 | 1
| Zone | South of Lugo | 1 | Average Weekday | SCE | 1-in-2 | 2025 | 20 |  |  |  | 61.3863 | 1
| Zone | South of Lugo | 1 | Average Weekday | SCE | 1-in-2 | 2025 | 21 |  |  |  | 59.9236 | 1
| Zone | South of Lugo | 1 | Average Weekday | SCE | 1-in-2 | 2025 | 22 |  |  |  | 58.4919 | 1
| Zone | South of Lugo | 1 | Average Weekday | SCE | 1-in-2 | 2025 | 23 |  |  |  | 57.092 | 1
| Zone | South of Lugo | 1 | Average Weekday | SCE | 1-in-2 | 2025 | 24 |  |  |  | 55.8453 | 1
| Zone | South of Lugo | 1 | Monthly System Peak Day | SCE | 1-in-2 | 2025 | 1 |  |  |  | 47.7986 | 1
| Zone | South of Lugo | 1 | Monthly System Peak Day | SCE | 1-in-2 | 2025 | 2 |  |  |  | 46.7125 | 1
| Zone | South of Lugo | 1 | Monthly System Peak Day | SCE | 1-in-2 | 2025 | 3 |  |  |  | 44.6117 | 1
| Zone | South of Lugo | 1 | Monthly System Peak Day | SCE | 1-in-2 | 2025 | 4 |  |  |  | 43.7064 | 1
| Zone | South of Lugo | 1 | Monthly System Peak Day | SCE | 1-in-2 | 2025 | 5 |  |  |  | 42.8767 | 1
| Zone | South of Lugo | 1 | Monthly System Peak Day | SCE | 1-in-2 | 2025 | 6 |  |  |  | 42.57 | 1
| Zone | South of Lugo | 1 | Monthly System Peak Day | SCE | 1-in-2 | 2025 | 7 |  |  |  | 42.2903 | 1
| Zone | South of Lugo | 1 | Monthly System Peak Day | SCE | 1-in-2 | 2025 | 8 |  |  |  | 42.6981 | 1
| Zone | South of Lugo | 1 | Monthly System Peak Day | SCE | 1-in-2 | 2025 | 9 |  |  |  | 43.4283 | 1
| Zone | South of Lugo | 1 | Monthly System Peak Day | SCE | 1-in-2 | 2025 | 10 |  |  |  | 46.0053 | 1
| Zone | South of Lugo | 1 | Monthly System Peak Day | SCE | 1-in-2 | 2025 | 11 |  |  |  | 49.6397 | 1
| Zone | South of Lugo | 1 | Monthly System Peak Day | SCE | 1-in-2 | 2025 | 12 |  |  |  | 52.3583 | 1
| Zone | South of Lugo | 1 | Monthly System Peak Day | SCE | 1-in-2 | 2025 | 13 |  |  |  | 53.9456 | 1
| Zone | South of Lugo | 1 | Monthly System Peak Day | SCE | 1-in-2 | 2025 | 14 |  |  |  | 53.7817 | 1
| Zone | South of Lugo | 1 | Monthly System Peak Day | SCE | 1-in-2 | 2025 | 15 |  |  |  | 53.4681 | 1
| Zone | South of Lugo | 1 | Monthly System Peak Day | SCE | 1-in-2 | 2025 | 16 |  |  |  | 54.5822 | 1
| Zone | South of Lugo | 1 | Monthly System Peak Day | SCE | 1-in-2 | 2025 | 17 |  |  |  | 55.2931 | 1
| Zone | South of Lugo | 1 | Monthly System Peak Day | SCE | 1-in-2 | 2025 | 18 |  |  |  | 54.4483 | 1
| Zone | South of Lugo | 1 | Monthly System Peak Day | SCE | 1-in-2 | 2025 | 19 |  |  |  | 52.6003 | 1
| Zone | South of Lugo | 1 | Monthly System Peak Day | SCE | 1-in-2 | 2025 | 20 |  |  |  | 51.2761 | 1
| Zone | South of Lugo | 1 | Monthly System Peak Day | SCE | 1-in-2 | 2025 | 21 |  |  |  | 50.3567 | 1
| Zone | South of Lugo | 1 | Monthly System Peak Day | SCE | 1-in-2 | 2025 | 22 |  |  |  | 49.27 | 1
| Zone | South of Lugo | 1 | Monthly System Peak Day | SCE | 1-in-2 | 2025 | 23 |  |  |  | 48.0264 | 1
| Zone | South of Lugo | 1 | Monthly System Peak Day | SCE | 1-in-2 | 2025 | 24 |  |  |  | 47.0872 | 1
| Zone | South of Lugo | 2 | Average Weekday | SCE | 1-in-2 | 2025 | 1 |  |  |  | 53.6409 | 1
| Zone | South of Lugo | 2 | Average Weekday | SCE | 1-in-2 | 2025 | 2 |  |  |  | 52.8383 | 1
| Zone | South of Lugo | 2 | Average Weekday | SCE | 1-in-2 | 2025 | 3 |  |  |  | 52.0969 | 1
| Zone | South of Lugo | 2 | Average Weekday | SCE | 1-in-2 | 2025 | 4 |  |  |  | 51.3915 | 1
| Zone | South of Lugo | 2 | Average Weekday | SCE | 1-in-2 | 2025 | 5 |  |  |  | 50.8331 | 1
| Zone | South of Lugo | 2 | Average Weekday | SCE | 1-in-2 | 2025 | 6 |  |  |  | 50.3523 | 1
| Zone | South of Lugo | 2 | Average Weekday | SCE | 1-in-2 | 2025 | 7 |  |  |  | 50.0344 | 1
| Zone | South of Lugo | 2 | Average Weekday | SCE | 1-in-2 | 2025 | 8 |  |  |  | 49.9834 | 1
| Zone | South of Lugo | 2 | Average Weekday | SCE | 1-in-2 | 2025 | 9 |  |  |  | 51.6122 | 1
| Zone | South of Lugo | 2 | Average Weekday | SCE | 1-in-2 | 2025 | 10 |  |  |  | 54.9783 | 1
| Zone | South of Lugo | 2 | Average Weekday | SCE | 1-in-2 | 2025 | 11 |  |  |  | 58.403 | 1
| Zone | South of Lugo | 2 | Average Weekday | SCE | 1-in-2 | 2025 | 12 |  |  |  | 61.6492 | 1
| Zone | South of Lugo | 2 | Average Weekday | SCE | 1-in-2 | 2025 | 13 |  |  |  | 64.111 | 1
| Zone | South of Lugo | 2 | Average Weekday | SCE | 1-in-2 | 2025 | 14 |  |  |  | 65.7296 | 1
| Zone | South of Lugo | 2 | Average Weekday | SCE | 1-in-2 | 2025 | 15 |  |  |  | 66.5412 | 1
| Zone | South of Lugo | 2 | Average Weekday | SCE | 1-in-2 | 2025 | 16 |  |  |  | 66.6457 | 1
| Zone | South of Lugo | 2 | Average Weekday | SCE | 1-in-2 | 2025 | 17 |  |  |  | 66.0498 | 1
| Zone | South of Lugo | 2 | Average Weekday | SCE | 1-in-2 | 2025 | 18 |  |  |  | 64.5749 | 1
| Zone | South of Lugo | 2 | Average Weekday | SCE | 1-in-2 | 2025 | 19 |  |  |  | 61.9217 | 1
| Zone | South of Lugo | 2 | Average Weekday | SCE | 1-in-2 | 2025 | 20 |  |  |  | 59.7283 | 1
| Zone | South of Lugo | 2 | Average Weekday | SCE | 1-in-2 | 2025 | 21 |  |  |  | 58.2571 | 1
| Zone | South of Lugo | 2 | Average Weekday | SCE | 1-in-2 | 2025 | 22 |  |  |  | 57.0983 | 1
| Zone | South of Lugo | 2 | Average Weekday | SCE | 1-in-2 | 2025 | 23 |  |  |  | 55.9459 | 1
| Zone | South of Lugo | 2 | Average Weekday | SCE | 1-in-2 | 2025 | 24 |  |  |  | 54.8236 | 1
| Zone | South of Lugo | 2 | Monthly System Peak Day | SCE | 1-in-2 | 2025 | 1 |  |  |  | 44.2064 | 1
| Zone | South of Lugo | 2 | Monthly System Peak Day | SCE | 1-in-2 | 2025 | 2 |  |  |  | 43.8683 | 1
| Zone | South of Lugo | 2 | Monthly System Peak Day | SCE | 1-in-2 | 2025 | 3 |  |  |  | 43.4325 | 1
| Zone | South of Lugo | 2 | Monthly System Peak Day | SCE | 1-in-2 | 2025 | 4 |  |  |  | 43.1303 | 1
| Zone | South of Lugo | 2 | Monthly System Peak Day | SCE | 1-in-2 | 2025 | 5 |  |  |  | 42.5356 | 1
| Zone | South of Lugo | 2 | Monthly System Peak Day | SCE | 1-in-2 | 2025 | 6 |  |  |  | 41.8078 | 1
| Zone | South of Lugo | 2 | Monthly System Peak Day | SCE | 1-in-2 | 2025 | 7 |  |  |  | 41.6083 | 1
| Zone | South of Lugo | 2 | Monthly System Peak Day | SCE | 1-in-2 | 2025 | 8 |  |  |  | 41.5656 | 1
| Zone | South of Lugo | 2 | Monthly System Peak Day | SCE | 1-in-2 | 2025 | 9 |  |  |  | 42.9272 | 1
| Zone | South of Lugo | 2 | Monthly System Peak Day | SCE | 1-in-2 | 2025 | 10 |  |  |  | 45.5697 | 1
| Zone | South of Lugo | 2 | Monthly System Peak Day | SCE | 1-in-2 | 2025 | 11 |  |  |  | 48.4017 | 1
| Zone | South of Lugo | 2 | Monthly System Peak Day | SCE | 1-in-2 | 2025 | 12 |  |  |  | 50.6014 | 1
| Zone | South of Lugo | 2 | Monthly System Peak Day | SCE | 1-in-2 | 2025 | 13 |  |  |  | 52.3811 | 1
| Zone | South of Lugo | 2 | Monthly System Peak Day | SCE | 1-in-2 | 2025 | 14 |  |  |  | 53.8483 | 1
| Zone | South of Lugo | 2 | Monthly System Peak Day | SCE | 1-in-2 | 2025 | 15 |  |  |  | 55.3164 | 1
| Zone | South of Lugo | 2 | Monthly System Peak Day | SCE | 1-in-2 | 2025 | 16 |  |  |  | 56.2403 | 1
| Zone | South of Lugo | 2 | Monthly System Peak Day | SCE | 1-in-2 | 2025 | 17 |  |  |  | 56.4522 | 1
| Zone | South of Lugo | 2 | Monthly System Peak Day | SCE | 1-in-2 | 2025 | 18 |  |  |  | 55.6875 | 1
| Zone | South of Lugo | 2 | Monthly System Peak Day | SCE | 1-in-2 | 2025 | 19 |  |  |  | 53.9058 | 1
| Zone | South of Lugo | 2 | Monthly System Peak Day | SCE | 1-in-2 | 2025 | 20 |  |  |  | 52.2394 | 1
| Zone | South of Lugo | 2 | Monthly System Peak Day | SCE | 1-in-2 | 2025 | 21 |  |  |  | 50.8806 | 1
| Zone | South of Lugo | 2 | Monthly System Peak Day | SCE | 1-in-2 | 2025 | 22 |  |  |  | 49.6031 | 1
| Zone | South of Lugo | 2 | Monthly System Peak Day | SCE | 1-in-2 | 2025 | 23 |  |  |  | 48.2975 | 1
| Zone | South of Lugo | 2 | Monthly System Peak Day | SCE | 1-in-2 | 2025 | 24 |  |  |  | 46.9983 | 1
| Zone | South of Lugo | 3 | Average Weekday | SCE | 1-in-2 | 2025 | 1 |  |  |  | 55.9497 | 1
| Zone | South of Lugo | 3 | Average Weekday | SCE | 1-in-2 | 2025 | 2 |  |  |  | 55.0646 | 1
| Zone | South of Lugo | 3 | Average Weekday | SCE | 1-in-2 | 2025 | 3 |  |  |  | 54.2569 | 1
| Zone | South of Lugo | 3 | Average Weekday | SCE | 1-in-2 | 2025 | 4 |  |  |  | 53.6471 | 1
| Zone | South of Lugo | 3 | Average Weekday | SCE | 1-in-2 | 2025 | 5 |  |  |  | 53.0462 | 1
| Zone | South of Lugo | 3 | Average Weekday | SCE | 1-in-2 | 2025 | 6 |  |  |  | 52.6834 | 1
| Zone | South of Lugo | 3 | Average Weekday | SCE | 1-in-2 | 2025 | 7 |  |  |  | 52.3696 | 1
| Zone | South of Lugo | 3 | Average Weekday | SCE | 1-in-2 | 2025 | 8 |  |  |  | 52.2268 | 1
| Zone | South of Lugo | 3 | Average Weekday | SCE | 1-in-2 | 2025 | 9 |  |  |  | 53.37 | 1
| Zone | South of Lugo | 3 | Average Weekday | SCE | 1-in-2 | 2025 | 10 |  |  |  | 56.119 | 1
| Zone | South of Lugo | 3 | Average Weekday | SCE | 1-in-2 | 2025 | 11 |  |  |  | 59.3661 | 1
| Zone | South of Lugo | 3 | Average Weekday | SCE | 1-in-2 | 2025 | 12 |  |  |  | 62.5066 | 1
| Zone | South of Lugo | 3 | Average Weekday | SCE | 1-in-2 | 2025 | 13 |  |  |  | 64.895 | 1
| Zone | South of Lugo | 3 | Average Weekday | SCE | 1-in-2 | 2025 | 14 |  |  |  | 66.3632 | 1
| Zone | South of Lugo | 3 | Average Weekday | SCE | 1-in-2 | 2025 | 15 |  |  |  | 67.3388 | 1
| Zone | South of Lugo | 3 | Average Weekday | SCE | 1-in-2 | 2025 | 16 |  |  |  | 68.0514 | 1
| Zone | South of Lugo | 3 | Average Weekday | SCE | 1-in-2 | 2025 | 17 |  |  |  | 68.1652 | 1
| Zone | South of Lugo | 3 | Average Weekday | SCE | 1-in-2 | 2025 | 18 |  |  |  | 67.2537 | 1
| Zone | South of Lugo | 3 | Average Weekday | SCE | 1-in-2 | 2025 | 19 |  |  |  | 65.6711 | 1
| Zone | South of Lugo | 3 | Average Weekday | SCE | 1-in-2 | 2025 | 20 |  |  |  | 63.2882 | 1
| Zone | South of Lugo | 3 | Average Weekday | SCE | 1-in-2 | 2025 | 21 |  |  |  | 61.0154 | 1
| Zone | South of Lugo | 3 | Average Weekday | SCE | 1-in-2 | 2025 | 22 |  |  |  | 59.5358 | 1
| Zone | South of Lugo | 3 | Average Weekday | SCE | 1-in-2 | 2025 | 23 |  |  |  | 58.3916 | 1
| Zone | South of Lugo | 3 | Average Weekday | SCE | 1-in-2 | 2025 | 24 |  |  |  | 57.343 | 1
| Zone | South of Lugo | 3 | Monthly System Peak Day | SCE | 1-in-2 | 2025 | 1 |  |  |  | 58.2011 | 1
| Zone | South of Lugo | 3 | Monthly System Peak Day | SCE | 1-in-2 | 2025 | 2 |  |  |  | 56.8633 | 1
| Zone | South of Lugo | 3 | Monthly System Peak Day | SCE | 1-in-2 | 2025 | 3 |  |  |  | 55.3564 | 1
| Zone | South of Lugo | 3 | Monthly System Peak Day | SCE | 1-in-2 | 2025 | 4 |  |  |  | 54.6689 | 1
| Zone | South of Lugo | 3 | Monthly System Peak Day | SCE | 1-in-2 | 2025 | 5 |  |  |  | 53.6828 | 1
| Zone | South of Lugo | 3 | Monthly System Peak Day | SCE | 1-in-2 | 2025 | 6 |  |  |  | 52.8817 | 1
| Zone | South of Lugo | 3 | Monthly System Peak Day | SCE | 1-in-2 | 2025 | 7 |  |  |  | 52.4267 | 1
| Zone | South of Lugo | 3 | Monthly System Peak Day | SCE | 1-in-2 | 2025 | 8 |  |  |  | 52.1092 | 1
| Zone | South of Lugo | 3 | Monthly System Peak Day | SCE | 1-in-2 | 2025 | 9 |  |  |  | 52.6725 | 1
| Zone | South of Lugo | 3 | Monthly System Peak Day | SCE | 1-in-2 | 2025 | 10 |  |  |  | 55.7753 | 1
| Zone | South of Lugo | 3 | Monthly System Peak Day | SCE | 1-in-2 | 2025 | 11 |  |  |  | 60.8097 | 1
| Zone | South of Lugo | 3 | Monthly System Peak Day | SCE | 1-in-2 | 2025 | 12 |  |  |  | 65.2567 | 1
| Zone | South of Lugo | 3 | Monthly System Peak Day | SCE | 1-in-2 | 2025 | 13 |  |  |  | 67.795 | 1
| Zone | South of Lugo | 3 | Monthly System Peak Day | SCE | 1-in-2 | 2025 | 14 |  |  |  | 69.1758 | 1
| Zone | South of Lugo | 3 | Monthly System Peak Day | SCE | 1-in-2 | 2025 | 15 |  |  |  | 70.2303 | 1
| Zone | South of Lugo | 3 | Monthly System Peak Day | SCE | 1-in-2 | 2025 | 16 |  |  |  | 71.1492 | 1
| Zone | South of Lugo | 3 | Monthly System Peak Day | SCE | 1-in-2 | 2025 | 17 |  |  |  | 71.2442 | 1
| Zone | South of Lugo | 3 | Monthly System Peak Day | SCE | 1-in-2 | 2025 | 18 |  |  |  | 70.7628 | 1
| Zone | South of Lugo | 3 | Monthly System Peak Day | SCE | 1-in-2 | 2025 | 19 |  |  |  | 69.2636 | 1
| Zone | South of Lugo | 3 | Monthly System Peak Day | SCE | 1-in-2 | 2025 | 20 |  |  |  | 66.4033 | 1
| Zone | South of Lugo | 3 | Monthly System Peak Day | SCE | 1-in-2 | 2025 | 21 |  |  |  | 63.4692 | 1
| Zone | South of Lugo | 3 | Monthly System Peak Day | SCE | 1-in-2 | 2025 | 22 |  |  |  | 61.8089 | 1
| Zone | South of Lugo | 3 | Monthly System Peak Day | SCE | 1-in-2 | 2025 | 23 |  |  |  | 60.2836 | 1
| Zone | South of Lugo | 3 | Monthly System Peak Day | SCE | 1-in-2 | 2025 | 24 |  |  |  | 58.895 | 1
| Zone | South of Lugo | 4 | Average Weekday | SCE | 1-in-2 | 2025 | 1 |  |  |  | 58.15 | 1
| Zone | South of Lugo | 4 | Average Weekday | SCE | 1-in-2 | 2025 | 2 |  |  |  | 57.2566 | 1
| Zone | South of Lugo | 4 | Average Weekday | SCE | 1-in-2 | 2025 | 3 |  |  |  | 56.41 | 1
| Zone | South of Lugo | 4 | Average Weekday | SCE | 1-in-2 | 2025 | 4 |  |  |  | 55.7055 | 1
| Zone | South of Lugo | 4 | Average Weekday | SCE | 1-in-2 | 2025 | 5 |  |  |  | 55.0724 | 1
| Zone | South of Lugo | 4 | Average Weekday | SCE | 1-in-2 | 2025 | 6 |  |  |  | 54.6253 | 1
| Zone | South of Lugo | 4 | Average Weekday | SCE | 1-in-2 | 2025 | 7 |  |  |  | 54.3086 | 1
| Zone | South of Lugo | 4 | Average Weekday | SCE | 1-in-2 | 2025 | 8 |  |  |  | 54.3317 | 1
| Zone | South of Lugo | 4 | Average Weekday | SCE | 1-in-2 | 2025 | 9 |  |  |  | 55.9264 | 1
| Zone | South of Lugo | 4 | Average Weekday | SCE | 1-in-2 | 2025 | 10 |  |  |  | 58.596 | 1
| Zone | South of Lugo | 4 | Average Weekday | SCE | 1-in-2 | 2025 | 11 |  |  |  | 61.4242 | 1
| Zone | South of Lugo | 4 | Average Weekday | SCE | 1-in-2 | 2025 | 12 |  |  |  | 64.2793 | 1
| Zone | South of Lugo | 4 | Average Weekday | SCE | 1-in-2 | 2025 | 13 |  |  |  | 66.5452 | 1
| Zone | South of Lugo | 4 | Average Weekday | SCE | 1-in-2 | 2025 | 14 |  |  |  | 68.2791 | 1
| Zone | South of Lugo | 4 | Average Weekday | SCE | 1-in-2 | 2025 | 15 |  |  |  | 69.5919 | 1
| Zone | South of Lugo | 4 | Average Weekday | SCE | 1-in-2 | 2025 | 16 |  |  |  | 70.212 | 1
| Zone | South of Lugo | 4 | Average Weekday | SCE | 1-in-2 | 2025 | 17 |  |  |  | 70.3359 | 1
| Zone | South of Lugo | 4 | Average Weekday | SCE | 1-in-2 | 2025 | 18 |  |  |  | 69.7872 | 1
| Zone | South of Lugo | 4 | Average Weekday | SCE | 1-in-2 | 2025 | 19 |  |  |  | 68.5917 | 1
| Zone | South of Lugo | 4 | Average Weekday | SCE | 1-in-2 | 2025 | 20 |  |  |  | 66.3136 | 1
| Zone | South of Lugo | 4 | Average Weekday | SCE | 1-in-2 | 2025 | 21 |  |  |  | 63.3123 | 1
| Zone | South of Lugo | 4 | Average Weekday | SCE | 1-in-2 | 2025 | 22 |  |  |  | 61.0779 | 1
| Zone | South of Lugo | 4 | Average Weekday | SCE | 1-in-2 | 2025 | 23 |  |  |  | 59.6904 | 1
| Zone | South of Lugo | 4 | Average Weekday | SCE | 1-in-2 | 2025 | 24 |  |  |  | 58.6399 | 1
| Zone | South of Lugo | 4 | Monthly System Peak Day | SCE | 1-in-2 | 2025 | 1 |  |  |  | 66.8897 | 1
| Zone | South of Lugo | 4 | Monthly System Peak Day | SCE | 1-in-2 | 2025 | 2 |  |  |  | 65.8975 | 1
| Zone | South of Lugo | 4 | Monthly System Peak Day | SCE | 1-in-2 | 2025 | 3 |  |  |  | 64.8122 | 1
| Zone | South of Lugo | 4 | Monthly System Peak Day | SCE | 1-in-2 | 2025 | 4 |  |  |  | 63.7006 | 1
| Zone | South of Lugo | 4 | Monthly System Peak Day | SCE | 1-in-2 | 2025 | 5 |  |  |  | 62.6464 | 1
| Zone | South of Lugo | 4 | Monthly System Peak Day | SCE | 1-in-2 | 2025 | 6 |  |  |  | 61.9178 | 1
| Zone | South of Lugo | 4 | Monthly System Peak Day | SCE | 1-in-2 | 2025 | 7 |  |  |  | 61.2908 | 1
| Zone | South of Lugo | 4 | Monthly System Peak Day | SCE | 1-in-2 | 2025 | 8 |  |  |  | 61.5175 | 1
| Zone | South of Lugo | 4 | Monthly System Peak Day | SCE | 1-in-2 | 2025 | 9 |  |  |  | 63.8247 | 1
| Zone | South of Lugo | 4 | Monthly System Peak Day | SCE | 1-in-2 | 2025 | 10 |  |  |  | 68.56 | 1
| Zone | South of Lugo | 4 | Monthly System Peak Day | SCE | 1-in-2 | 2025 | 11 |  |  |  | 73.8278 | 1
| Zone | South of Lugo | 4 | Monthly System Peak Day | SCE | 1-in-2 | 2025 | 12 |  |  |  | 78.6222 | 1
| Zone | South of Lugo | 4 | Monthly System Peak Day | SCE | 1-in-2 | 2025 | 13 |  |  |  | 82.5194 | 1
| Zone | South of Lugo | 4 | Monthly System Peak Day | SCE | 1-in-2 | 2025 | 14 |  |  |  | 85.1139 | 1
| Zone | South of Lugo | 4 | Monthly System Peak Day | SCE | 1-in-2 | 2025 | 15 |  |  |  | 86.3083 | 1
| Zone | South of Lugo | 4 | Monthly System Peak Day | SCE | 1-in-2 | 2025 | 16 |  |  |  | 86.7528 | 1
| Zone | South of Lugo | 4 | Monthly System Peak Day | SCE | 1-in-2 | 2025 | 17 |  |  |  | 85.5861 | 1
| Zone | South of Lugo | 4 | Monthly System Peak Day | SCE | 1-in-2 | 2025 | 18 |  |  |  | 85.2889 | 1
| Zone | South of Lugo | 4 | Monthly System Peak Day | SCE | 1-in-2 | 2025 | 19 |  |  |  | 83.9667 | 1
| Zone | South of Lugo | 4 | Monthly System Peak Day | SCE | 1-in-2 | 2025 | 20 |  |  |  | 81.2633 | 1
| Zone | South of Lugo | 4 | Monthly System Peak Day | SCE | 1-in-2 | 2025 | 21 |  |  |  | 77.2006 | 1
| Zone | South of Lugo | 4 | Monthly System Peak Day | SCE | 1-in-2 | 2025 | 22 |  |  |  | 74.1328 | 1
| Zone | South of Lugo | 4 | Monthly System Peak Day | SCE | 1-in-2 | 2025 | 23 |  |  |  | 71.9197 | 1
| Zone | South of Lugo | 4 | Monthly System Peak Day | SCE | 1-in-2 | 2025 | 24 |  |  |  | 68.9083 | 1
| Zone | South of Lugo | 5 | Average Weekday | SCE | 1-in-2 | 2025 | 1 |  |  |  | 61.1348 | 1
| Zone | South of Lugo | 5 | Average Weekday | SCE | 1-in-2 | 2025 | 2 |  |  |  | 60.5346 | 1
| Zone | South of Lugo | 5 | Average Weekday | SCE | 1-in-2 | 2025 | 3 |  |  |  | 60.0288 | 1
| Zone | South of Lugo | 5 | Average Weekday | SCE | 1-in-2 | 2025 | 4 |  |  |  | 59.5236 | 1
| Zone | South of Lugo | 5 | Average Weekday | SCE | 1-in-2 | 2025 | 5 |  |  |  | 59.1163 | 1
| Zone | South of Lugo | 5 | Average Weekday | SCE | 1-in-2 | 2025 | 6 |  |  |  | 58.7282 | 1
| Zone | South of Lugo | 5 | Average Weekday | SCE | 1-in-2 | 2025 | 7 |  |  |  | 58.3962 | 1
| Zone | South of Lugo | 5 | Average Weekday | SCE | 1-in-2 | 2025 | 8 |  |  |  | 58.7437 | 1
| Zone | South of Lugo | 5 | Average Weekday | SCE | 1-in-2 | 2025 | 9 |  |  |  | 60.2327 | 1
| Zone | South of Lugo | 5 | Average Weekday | SCE | 1-in-2 | 2025 | 10 |  |  |  | 62.3563 | 1
| Zone | South of Lugo | 5 | Average Weekday | SCE | 1-in-2 | 2025 | 11 |  |  |  | 64.933 | 1
| Zone | South of Lugo | 5 | Average Weekday | SCE | 1-in-2 | 2025 | 12 |  |  |  | 67.3178 | 1
| Zone | South of Lugo | 5 | Average Weekday | SCE | 1-in-2 | 2025 | 13 |  |  |  | 69.4255 | 1
| Zone | South of Lugo | 5 | Average Weekday | SCE | 1-in-2 | 2025 | 14 |  |  |  | 71.148 | 1
| Zone | South of Lugo | 5 | Average Weekday | SCE | 1-in-2 | 2025 | 15 |  |  |  | 72.4241 | 1
| Zone | South of Lugo | 5 | Average Weekday | SCE | 1-in-2 | 2025 | 16 |  |  |  | 73.1156 | 1
| Zone | South of Lugo | 5 | Average Weekday | SCE | 1-in-2 | 2025 | 17 |  |  |  | 73.2273 | 1
| Zone | South of Lugo | 5 | Average Weekday | SCE | 1-in-2 | 2025 | 18 |  |  |  | 72.5655 | 1
| Zone | South of Lugo | 5 | Average Weekday | SCE | 1-in-2 | 2025 | 19 |  |  |  | 71.1484 | 1
| Zone | South of Lugo | 5 | Average Weekday | SCE | 1-in-2 | 2025 | 20 |  |  |  | 68.9891 | 1
| Zone | South of Lugo | 5 | Average Weekday | SCE | 1-in-2 | 2025 | 21 |  |  |  | 66.1434 | 1
| Zone | South of Lugo | 5 | Average Weekday | SCE | 1-in-2 | 2025 | 22 |  |  |  | 63.9125 | 1
| Zone | South of Lugo | 5 | Average Weekday | SCE | 1-in-2 | 2025 | 23 |  |  |  | 62.6515 | 1
| Zone | South of Lugo | 5 | Average Weekday | SCE | 1-in-2 | 2025 | 24 |  |  |  | 61.7451 | 1
| Zone | South of Lugo | 5 | Monthly System Peak Day | SCE | 1-in-2 | 2025 | 1 |  |  |  | 66.0475 | 1
| Zone | South of Lugo | 5 | Monthly System Peak Day | SCE | 1-in-2 | 2025 | 2 |  |  |  | 64.5492 | 1
| Zone | South of Lugo | 5 | Monthly System Peak Day | SCE | 1-in-2 | 2025 | 3 |  |  |  | 63.2322 | 1
| Zone | South of Lugo | 5 | Monthly System Peak Day | SCE | 1-in-2 | 2025 | 4 |  |  |  | 62.2769 | 1
| Zone | South of Lugo | 5 | Monthly System Peak Day | SCE | 1-in-2 | 2025 | 5 |  |  |  | 61.3519 | 1
| Zone | South of Lugo | 5 | Monthly System Peak Day | SCE | 1-in-2 | 2025 | 6 |  |  |  | 60.4378 | 1
| Zone | South of Lugo | 5 | Monthly System Peak Day | SCE | 1-in-2 | 2025 | 7 |  |  |  | 59.9061 | 1
| Zone | South of Lugo | 5 | Monthly System Peak Day | SCE | 1-in-2 | 2025 | 8 |  |  |  | 60.7006 | 1
| Zone | South of Lugo | 5 | Monthly System Peak Day | SCE | 1-in-2 | 2025 | 9 |  |  |  | 64.1961 | 1
| Zone | South of Lugo | 5 | Monthly System Peak Day | SCE | 1-in-2 | 2025 | 10 |  |  |  | 69.1378 | 1
| Zone | South of Lugo | 5 | Monthly System Peak Day | SCE | 1-in-2 | 2025 | 11 |  |  |  | 74.6647 | 1
| Zone | South of Lugo | 5 | Monthly System Peak Day | SCE | 1-in-2 | 2025 | 12 |  |  |  | 79.1169 | 1
| Zone | South of Lugo | 5 | Monthly System Peak Day | SCE | 1-in-2 | 2025 | 13 |  |  |  | 82.1083 | 1
| Zone | South of Lugo | 5 | Monthly System Peak Day | SCE | 1-in-2 | 2025 | 14 |  |  |  | 84.5722 | 1
| Zone | South of Lugo | 5 | Monthly System Peak Day | SCE | 1-in-2 | 2025 | 15 |  |  |  | 85.1464 | 1
| Zone | South of Lugo | 5 | Monthly System Peak Day | SCE | 1-in-2 | 2025 | 16 |  |  |  | 85.8753 | 1
| Zone | South of Lugo | 5 | Monthly System Peak Day | SCE | 1-in-2 | 2025 | 17 |  |  |  | 86.4417 | 1
| Zone | South of Lugo | 5 | Monthly System Peak Day | SCE | 1-in-2 | 2025 | 18 |  |  |  | 85.7194 | 1
| Zone | South of Lugo | 5 | Monthly System Peak Day | SCE | 1-in-2 | 2025 | 19 |  |  |  | 83.6361 | 1
| Zone | South of Lugo | 5 | Monthly System Peak Day | SCE | 1-in-2 | 2025 | 20 |  |  |  | 80.6308 | 1
| Zone | South of Lugo | 5 | Monthly System Peak Day | SCE | 1-in-2 | 2025 | 21 |  |  |  | 76.6228 | 1
| Zone | South of Lugo | 5 | Monthly System Peak Day | SCE | 1-in-2 | 2025 | 22 |  |  |  | 72.9378 | 1
| Zone | South of Lugo | 5 | Monthly System Peak Day | SCE | 1-in-2 | 2025 | 23 |  |  |  | 70.6978 | 1
| Zone | South of Lugo | 5 | Monthly System Peak Day | SCE | 1-in-2 | 2025 | 24 |  |  |  | 69.0661 | 1
| Zone | South of Lugo | 6 | Average Weekday | SCE | 1-in-2 | 2025 | 1 |  |  |  | 63.9782 | 1
| Zone | South of Lugo | 6 | Average Weekday | SCE | 1-in-2 | 2025 | 2 |  |  |  | 63.1095 | 1
| Zone | South of Lugo | 6 | Average Weekday | SCE | 1-in-2 | 2025 | 3 |  |  |  | 62.3522 | 1
| Zone | South of Lugo | 6 | Average Weekday | SCE | 1-in-2 | 2025 | 4 |  |  |  | 61.6996 | 1
| Zone | South of Lugo | 6 | Average Weekday | SCE | 1-in-2 | 2025 | 5 |  |  |  | 61.1746 | 1
| Zone | South of Lugo | 6 | Average Weekday | SCE | 1-in-2 | 2025 | 6 |  |  |  | 60.7294 | 1
| Zone | South of Lugo | 6 | Average Weekday | SCE | 1-in-2 | 2025 | 7 |  |  |  | 60.3883 | 1
| Zone | South of Lugo | 6 | Average Weekday | SCE | 1-in-2 | 2025 | 8 |  |  |  | 60.8863 | 1
| Zone | South of Lugo | 6 | Average Weekday | SCE | 1-in-2 | 2025 | 9 |  |  |  | 62.5691 | 1
| Zone | South of Lugo | 6 | Average Weekday | SCE | 1-in-2 | 2025 | 10 |  |  |  | 65.1324 | 1
| Zone | South of Lugo | 6 | Average Weekday | SCE | 1-in-2 | 2025 | 11 |  |  |  | 68.1945 | 1
| Zone | South of Lugo | 6 | Average Weekday | SCE | 1-in-2 | 2025 | 12 |  |  |  | 71.3648 | 1
| Zone | South of Lugo | 6 | Average Weekday | SCE | 1-in-2 | 2025 | 13 |  |  |  | 73.9036 | 1
| Zone | South of Lugo | 6 | Average Weekday | SCE | 1-in-2 | 2025 | 14 |  |  |  | 76.0368 | 1
| Zone | South of Lugo | 6 | Average Weekday | SCE | 1-in-2 | 2025 | 15 |  |  |  | 77.7526 | 1
| Zone | South of Lugo | 6 | Average Weekday | SCE | 1-in-2 | 2025 | 16 |  |  |  | 78.7286 | 1
| Zone | South of Lugo | 6 | Average Weekday | SCE | 1-in-2 | 2025 | 17 |  |  |  | 79.2035 | 1
| Zone | South of Lugo | 6 | Average Weekday | SCE | 1-in-2 | 2025 | 18 |  |  |  | 78.5518 | 1
| Zone | South of Lugo | 6 | Average Weekday | SCE | 1-in-2 | 2025 | 19 |  |  |  | 77.0958 | 1
| Zone | South of Lugo | 6 | Average Weekday | SCE | 1-in-2 | 2025 | 20 |  |  |  | 74.8612 | 1
| Zone | South of Lugo | 6 | Average Weekday | SCE | 1-in-2 | 2025 | 21 |  |  |  | 71.7224 | 1
| Zone | South of Lugo | 6 | Average Weekday | SCE | 1-in-2 | 2025 | 22 |  |  |  | 68.5028 | 1
| Zone | South of Lugo | 6 | Average Weekday | SCE | 1-in-2 | 2025 | 23 |  |  |  | 66.5545 | 1
| Zone | South of Lugo | 6 | Average Weekday | SCE | 1-in-2 | 2025 | 24 |  |  |  | 65.2126 | 1
| Zone | South of Lugo | 6 | Monthly System Peak Day | SCE | 1-in-2 | 2025 | 1 |  |  |  | 67.0692 | 1
| Zone | South of Lugo | 6 | Monthly System Peak Day | SCE | 1-in-2 | 2025 | 2 |  |  |  | 65.9033 | 1
| Zone | South of Lugo | 6 | Monthly System Peak Day | SCE | 1-in-2 | 2025 | 3 |  |  |  | 65.135 | 1
| Zone | South of Lugo | 6 | Monthly System Peak Day | SCE | 1-in-2 | 2025 | 4 |  |  |  | 64.3161 | 1
| Zone | South of Lugo | 6 | Monthly System Peak Day | SCE | 1-in-2 | 2025 | 5 |  |  |  | 63.5986 | 1
| Zone | South of Lugo | 6 | Monthly System Peak Day | SCE | 1-in-2 | 2025 | 6 |  |  |  | 62.5897 | 1
| Zone | South of Lugo | 6 | Monthly System Peak Day | SCE | 1-in-2 | 2025 | 7 |  |  |  | 62.07 | 1
| Zone | South of Lugo | 6 | Monthly System Peak Day | SCE | 1-in-2 | 2025 | 8 |  |  |  | 63.3292 | 1
| Zone | South of Lugo | 6 | Monthly System Peak Day | SCE | 1-in-2 | 2025 | 9 |  |  |  | 66.2958 | 1
| Zone | South of Lugo | 6 | Monthly System Peak Day | SCE | 1-in-2 | 2025 | 10 |  |  |  | 70.9294 | 1
| Zone | South of Lugo | 6 | Monthly System Peak Day | SCE | 1-in-2 | 2025 | 11 |  |  |  | 74.8111 | 1
| Zone | South of Lugo | 6 | Monthly System Peak Day | SCE | 1-in-2 | 2025 | 12 |  |  |  | 78.54 | 1
| Zone | South of Lugo | 6 | Monthly System Peak Day | SCE | 1-in-2 | 2025 | 13 |  |  |  | 80.0636 | 1
| Zone | South of Lugo | 6 | Monthly System Peak Day | SCE | 1-in-2 | 2025 | 14 |  |  |  | 81.5794 | 1
| Zone | South of Lugo | 6 | Monthly System Peak Day | SCE | 1-in-2 | 2025 | 15 |  |  |  | 83.7931 | 1
| Zone | South of Lugo | 6 | Monthly System Peak Day | SCE | 1-in-2 | 2025 | 16 |  |  |  | 85.1108 | 1
| Zone | South of Lugo | 6 | Monthly System Peak Day | SCE | 1-in-2 | 2025 | 17 |  |  |  | 85.9139 | 1
| Zone | South of Lugo | 6 | Monthly System Peak Day | SCE | 1-in-2 | 2025 | 18 |  |  |  | 84.7444 | 1
| Zone | South of Lugo | 6 | Monthly System Peak Day | SCE | 1-in-2 | 2025 | 19 |  |  |  | 82.1444 | 1
| Zone | South of Lugo | 6 | Monthly System Peak Day | SCE | 1-in-2 | 2025 | 20 |  |  |  | 79.5269 | 1
| Zone | South of Lugo | 6 | Monthly System Peak Day | SCE | 1-in-2 | 2025 | 21 |  |  |  | 76.2128 | 1
| Zone | South of Lugo | 6 | Monthly System Peak Day | SCE | 1-in-2 | 2025 | 22 |  |  |  | 72.9086 | 1
| Zone | South of Lugo | 6 | Monthly System Peak Day | SCE | 1-in-2 | 2025 | 23 |  |  |  | 71.2892 | 1
| Zone | South of Lugo | 6 | Monthly System Peak Day | SCE | 1-in-2 | 2025 | 24 |  |  |  | 69.8431 | 1
| Zone | South of Lugo | 7 | Average Weekday | SCE | 1-in-2 | 2025 | 1 |  |  |  | 68.6348 | 1
| Zone | South of Lugo | 7 | Average Weekday | SCE | 1-in-2 | 2025 | 2 |  |  |  | 67.8546 | 1
| Zone | South of Lugo | 7 | Average Weekday | SCE | 1-in-2 | 2025 | 3 |  |  |  | 67.1611 | 1
| Zone | South of Lugo | 7 | Average Weekday | SCE | 1-in-2 | 2025 | 4 |  |  |  | 66.537 | 1
| Zone | South of Lugo | 7 | Average Weekday | SCE | 1-in-2 | 2025 | 5 |  |  |  | 66.0419 | 1
| Zone | South of Lugo | 7 | Average Weekday | SCE | 1-in-2 | 2025 | 6 |  |  |  | 65.5975 | 1
| Zone | South of Lugo | 7 | Average Weekday | SCE | 1-in-2 | 2025 | 7 |  |  |  | 65.2822 | 1
| Zone | South of Lugo | 7 | Average Weekday | SCE | 1-in-2 | 2025 | 8 |  |  |  | 65.8683 | 1
| Zone | South of Lugo | 7 | Average Weekday | SCE | 1-in-2 | 2025 | 9 |  |  |  | 67.9582 | 1
| Zone | South of Lugo | 7 | Average Weekday | SCE | 1-in-2 | 2025 | 10 |  |  |  | 70.6765 | 1
| Zone | South of Lugo | 7 | Average Weekday | SCE | 1-in-2 | 2025 | 11 |  |  |  | 73.7944 | 1
| Zone | South of Lugo | 7 | Average Weekday | SCE | 1-in-2 | 2025 | 12 |  |  |  | 76.9344 | 1
| Zone | South of Lugo | 7 | Average Weekday | SCE | 1-in-2 | 2025 | 13 |  |  |  | 79.4886 | 1
| Zone | South of Lugo | 7 | Average Weekday | SCE | 1-in-2 | 2025 | 14 |  |  |  | 81.4124 | 1
| Zone | South of Lugo | 7 | Average Weekday | SCE | 1-in-2 | 2025 | 15 |  |  |  | 82.8268 | 1
| Zone | South of Lugo | 7 | Average Weekday | SCE | 1-in-2 | 2025 | 16 |  |  |  | 83.4491 | 1
| Zone | South of Lugo | 7 | Average Weekday | SCE | 1-in-2 | 2025 | 17 |  |  |  | 83.7052 | 1
| Zone | South of Lugo | 7 | Average Weekday | SCE | 1-in-2 | 2025 | 18 |  |  |  | 83.0297 | 1
| Zone | South of Lugo | 7 | Average Weekday | SCE | 1-in-2 | 2025 | 19 |  |  |  | 81.4723 | 1
| Zone | South of Lugo | 7 | Average Weekday | SCE | 1-in-2 | 2025 | 20 |  |  |  | 79.2629 | 1
| Zone | South of Lugo | 7 | Average Weekday | SCE | 1-in-2 | 2025 | 21 |  |  |  | 76.138 | 1
| Zone | South of Lugo | 7 | Average Weekday | SCE | 1-in-2 | 2025 | 22 |  |  |  | 72.8533 | 1
| Zone | South of Lugo | 7 | Average Weekday | SCE | 1-in-2 | 2025 | 23 |  |  |  | 70.8084 | 1
| Zone | South of Lugo | 7 | Average Weekday | SCE | 1-in-2 | 2025 | 24 |  |  |  | 69.575 | 1
| Zone | South of Lugo | 7 | Monthly System Peak Day | SCE | 1-in-2 | 2025 | 1 |  |  |  | 72.2423 | 1
| Zone | South of Lugo | 7 | Monthly System Peak Day | SCE | 1-in-2 | 2025 | 2 |  |  |  | 71.3351 | 1
| Zone | South of Lugo | 7 | Monthly System Peak Day | SCE | 1-in-2 | 2025 | 3 |  |  |  | 70.228 | 1
| Zone | South of Lugo | 7 | Monthly System Peak Day | SCE | 1-in-2 | 2025 | 4 |  |  |  | 69.6182 | 1
| Zone | South of Lugo | 7 | Monthly System Peak Day | SCE | 1-in-2 | 2025 | 5 |  |  |  | 69.2769 | 1
| Zone | South of Lugo | 7 | Monthly System Peak Day | SCE | 1-in-2 | 2025 | 6 |  |  |  | 68.8951 | 1
| Zone | South of Lugo | 7 | Monthly System Peak Day | SCE | 1-in-2 | 2025 | 7 |  |  |  | 68.4341 | 1
| Zone | South of Lugo | 7 | Monthly System Peak Day | SCE | 1-in-2 | 2025 | 8 |  |  |  | 68.8008 | 1
| Zone | South of Lugo | 7 | Monthly System Peak Day | SCE | 1-in-2 | 2025 | 9 |  |  |  | 71.7569 | 1
| Zone | South of Lugo | 7 | Monthly System Peak Day | SCE | 1-in-2 | 2025 | 10 |  |  |  | 75.7528 | 1
| Zone | South of Lugo | 7 | Monthly System Peak Day | SCE | 1-in-2 | 2025 | 11 |  |  |  | 80.0769 | 1
| Zone | South of Lugo | 7 | Monthly System Peak Day | SCE | 1-in-2 | 2025 | 12 |  |  |  | 83.7615 | 1
| Zone | South of Lugo | 7 | Monthly System Peak Day | SCE | 1-in-2 | 2025 | 13 |  |  |  | 86.9231 | 1
| Zone | South of Lugo | 7 | Monthly System Peak Day | SCE | 1-in-2 | 2025 | 14 |  |  |  | 88.8051 | 1
| Zone | South of Lugo | 7 | Monthly System Peak Day | SCE | 1-in-2 | 2025 | 15 |  |  |  | 90.4872 | 1
| Zone | South of Lugo | 7 | Monthly System Peak Day | SCE | 1-in-2 | 2025 | 16 |  |  |  | 90.8692 | 1
| Zone | South of Lugo | 7 | Monthly System Peak Day | SCE | 1-in-2 | 2025 | 17 |  |  |  | 91.9231 | 1
| Zone | South of Lugo | 7 | Monthly System Peak Day | SCE | 1-in-2 | 2025 | 18 |  |  |  | 91.3897 | 1
| Zone | South of Lugo | 7 | Monthly System Peak Day | SCE | 1-in-2 | 2025 | 19 |  |  |  | 89.0718 | 1
| Zone | South of Lugo | 7 | Monthly System Peak Day | SCE | 1-in-2 | 2025 | 20 |  |  |  | 86.6872 | 1
| Zone | South of Lugo | 7 | Monthly System Peak Day | SCE | 1-in-2 | 2025 | 21 |  |  |  | 83.3 | 1
| Zone | South of Lugo | 7 | Monthly System Peak Day | SCE | 1-in-2 | 2025 | 22 |  |  |  | 79.4908 | 1
| Zone | South of Lugo | 7 | Monthly System Peak Day | SCE | 1-in-2 | 2025 | 23 |  |  |  | 76.8203 | 1
| Zone | South of Lugo | 7 | Monthly System Peak Day | SCE | 1-in-2 | 2025 | 24 |  |  |  | 75.1987 | 1
| Zone | South of Lugo | 8 | Average Weekday | SCE | 1-in-2 | 2025 | 1 |  |  |  | 70.0345 | 1
| Zone | South of Lugo | 8 | Average Weekday | SCE | 1-in-2 | 2025 | 2 |  |  |  | 69.0806 | 1
| Zone | South of Lugo | 8 | Average Weekday | SCE | 1-in-2 | 2025 | 3 |  |  |  | 68.2447 | 1
| Zone | South of Lugo | 8 | Average Weekday | SCE | 1-in-2 | 2025 | 4 |  |  |  | 67.5212 | 1
| Zone | South of Lugo | 8 | Average Weekday | SCE | 1-in-2 | 2025 | 5 |  |  |  | 66.9202 | 1
| Zone | South of Lugo | 8 | Average Weekday | SCE | 1-in-2 | 2025 | 6 |  |  |  | 66.3969 | 1
| Zone | South of Lugo | 8 | Average Weekday | SCE | 1-in-2 | 2025 | 7 |  |  |  | 66.0998 | 1
| Zone | South of Lugo | 8 | Average Weekday | SCE | 1-in-2 | 2025 | 8 |  |  |  | 66.163 | 1
| Zone | South of Lugo | 8 | Average Weekday | SCE | 1-in-2 | 2025 | 9 |  |  |  | 68.0861 | 1
| Zone | South of Lugo | 8 | Average Weekday | SCE | 1-in-2 | 2025 | 10 |  |  |  | 71.1121 | 1
| Zone | South of Lugo | 8 | Average Weekday | SCE | 1-in-2 | 2025 | 11 |  |  |  | 74.7632 | 1
| Zone | South of Lugo | 8 | Average Weekday | SCE | 1-in-2 | 2025 | 12 |  |  |  | 78.4705 | 1
| Zone | South of Lugo | 8 | Average Weekday | SCE | 1-in-2 | 2025 | 13 |  |  |  | 81.311 | 1
| Zone | South of Lugo | 8 | Average Weekday | SCE | 1-in-2 | 2025 | 14 |  |  |  | 83.5318 | 1
| Zone | South of Lugo | 8 | Average Weekday | SCE | 1-in-2 | 2025 | 15 |  |  |  | 84.9576 | 1
| Zone | South of Lugo | 8 | Average Weekday | SCE | 1-in-2 | 2025 | 16 |  |  |  | 85.6107 | 1
| Zone | South of Lugo | 8 | Average Weekday | SCE | 1-in-2 | 2025 | 17 |  |  |  | 85.8816 | 1
| Zone | South of Lugo | 8 | Average Weekday | SCE | 1-in-2 | 2025 | 18 |  |  |  | 85.1098 | 1
| Zone | South of Lugo | 8 | Average Weekday | SCE | 1-in-2 | 2025 | 19 |  |  |  | 83.4933 | 1
| Zone | South of Lugo | 8 | Average Weekday | SCE | 1-in-2 | 2025 | 20 |  |  |  | 80.9206 | 1
| Zone | South of Lugo | 8 | Average Weekday | SCE | 1-in-2 | 2025 | 21 |  |  |  | 77.1187 | 1
| Zone | South of Lugo | 8 | Average Weekday | SCE | 1-in-2 | 2025 | 22 |  |  |  | 74.0969 | 1
| Zone | South of Lugo | 8 | Average Weekday | SCE | 1-in-2 | 2025 | 23 |  |  |  | 72.2916 | 1
| Zone | South of Lugo | 8 | Average Weekday | SCE | 1-in-2 | 2025 | 24 |  |  |  | 71.0937 | 1
| Zone | South of Lugo | 8 | Monthly System Peak Day | SCE | 1-in-2 | 2025 | 1 |  |  |  | 78.1795 | 1
| Zone | South of Lugo | 8 | Monthly System Peak Day | SCE | 1-in-2 | 2025 | 2 |  |  |  | 77.0659 | 1
| Zone | South of Lugo | 8 | Monthly System Peak Day | SCE | 1-in-2 | 2025 | 3 |  |  |  | 76.5549 | 1
| Zone | South of Lugo | 8 | Monthly System Peak Day | SCE | 1-in-2 | 2025 | 4 |  |  |  | 75.7885 | 1
| Zone | South of Lugo | 8 | Monthly System Peak Day | SCE | 1-in-2 | 2025 | 5 |  |  |  | 75.3146 | 1
| Zone | South of Lugo | 8 | Monthly System Peak Day | SCE | 1-in-2 | 2025 | 6 |  |  |  | 74.9559 | 1
| Zone | South of Lugo | 8 | Monthly System Peak Day | SCE | 1-in-2 | 2025 | 7 |  |  |  | 74.6141 | 1
| Zone | South of Lugo | 8 | Monthly System Peak Day | SCE | 1-in-2 | 2025 | 8 |  |  |  | 74.7823 | 1
| Zone | South of Lugo | 8 | Monthly System Peak Day | SCE | 1-in-2 | 2025 | 9 |  |  |  | 76.6659 | 1
| Zone | South of Lugo | 8 | Monthly System Peak Day | SCE | 1-in-2 | 2025 | 10 |  |  |  | 80.6795 | 1
| Zone | South of Lugo | 8 | Monthly System Peak Day | SCE | 1-in-2 | 2025 | 11 |  |  |  | 84.5692 | 1
| Zone | South of Lugo | 8 | Monthly System Peak Day | SCE | 1-in-2 | 2025 | 12 |  |  |  | 87.9692 | 1
| Zone | South of Lugo | 8 | Monthly System Peak Day | SCE | 1-in-2 | 2025 | 13 |  |  |  | 90.3 | 1
| Zone | South of Lugo | 8 | Monthly System Peak Day | SCE | 1-in-2 | 2025 | 14 |  |  |  | 92.2385 | 1
| Zone | South of Lugo | 8 | Monthly System Peak Day | SCE | 1-in-2 | 2025 | 15 |  |  |  | 93.7077 | 1
| Zone | South of Lugo | 8 | Monthly System Peak Day | SCE | 1-in-2 | 2025 | 16 |  |  |  | 93.8103 | 1
| Zone | South of Lugo | 8 | Monthly System Peak Day | SCE | 1-in-2 | 2025 | 17 |  |  |  | 93.0154 | 1
| Zone | South of Lugo | 8 | Monthly System Peak Day | SCE | 1-in-2 | 2025 | 18 |  |  |  | 91.7667 | 1
| Zone | South of Lugo | 8 | Monthly System Peak Day | SCE | 1-in-2 | 2025 | 19 |  |  |  | 90.3692 | 1
| Zone | South of Lugo | 8 | Monthly System Peak Day | SCE | 1-in-2 | 2025 | 20 |  |  |  | 88.3385 | 1
| Zone | South of Lugo | 8 | Monthly System Peak Day | SCE | 1-in-2 | 2025 | 21 |  |  |  | 84.8487 | 1
| Zone | South of Lugo | 8 | Monthly System Peak Day | SCE | 1-in-2 | 2025 | 22 |  |  |  | 81.4385 | 1
| Zone | South of Lugo | 8 | Monthly System Peak Day | SCE | 1-in-2 | 2025 | 23 |  |  |  | 79.3128 | 1
| Zone | South of Lugo | 8 | Monthly System Peak Day | SCE | 1-in-2 | 2025 | 24 |  |  |  | 77.8072 | 1
| Zone | South of Lugo | 8 | Typical Event Day | SCE | 1-in-2 | 2025 | 1 |  |  |  | 73.3879 | 1
| Zone | South of Lugo | 8 | Typical Event Day | SCE | 1-in-2 | 2025 | 2 |  |  |  | 72.3336 | 1
| Zone | South of Lugo | 8 | Typical Event Day | SCE | 1-in-2 | 2025 | 3 |  |  |  | 71.5701 | 1
| Zone | South of Lugo | 8 | Typical Event Day | SCE | 1-in-2 | 2025 | 4 |  |  |  | 70.9136 | 1
| Zone | South of Lugo | 8 | Typical Event Day | SCE | 1-in-2 | 2025 | 5 |  |  |  | 70.3249 | 1
| Zone | South of Lugo | 8 | Typical Event Day | SCE | 1-in-2 | 2025 | 6 |  |  |  | 69.7097 | 1
| Zone | South of Lugo | 8 | Typical Event Day | SCE | 1-in-2 | 2025 | 7 |  |  |  | 69.4113 | 1
| Zone | South of Lugo | 8 | Typical Event Day | SCE | 1-in-2 | 2025 | 8 |  |  |  | 69.8227 | 1
| Zone | South of Lugo | 8 | Typical Event Day | SCE | 1-in-2 | 2025 | 9 |  |  |  | 72.166 | 1
| Zone | South of Lugo | 8 | Typical Event Day | SCE | 1-in-2 | 2025 | 10 |  |  |  | 76.4347 | 1
| Zone | South of Lugo | 8 | Typical Event Day | SCE | 1-in-2 | 2025 | 11 |  |  |  | 80.7497 | 1
| Zone | South of Lugo | 8 | Typical Event Day | SCE | 1-in-2 | 2025 | 12 |  |  |  | 84.6027 | 1
| Zone | South of Lugo | 8 | Typical Event Day | SCE | 1-in-2 | 2025 | 13 |  |  |  | 87.3238 | 1
| Zone | South of Lugo | 8 | Typical Event Day | SCE | 1-in-2 | 2025 | 14 |  |  |  | 89.3264 | 1
| Zone | South of Lugo | 8 | Typical Event Day | SCE | 1-in-2 | 2025 | 15 |  |  |  | 90.9715 | 1
| Zone | South of Lugo | 8 | Typical Event Day | SCE | 1-in-2 | 2025 | 16 |  |  |  | 91.3217 | 1
| Zone | South of Lugo | 8 | Typical Event Day | SCE | 1-in-2 | 2025 | 17 |  |  |  | 91.5824 | 1
| Zone | South of Lugo | 8 | Typical Event Day | SCE | 1-in-2 | 2025 | 18 |  |  |  | 90.7228 | 1
| Zone | South of Lugo | 8 | Typical Event Day | SCE | 1-in-2 | 2025 | 19 |  |  |  | 88.882 | 1
| Zone | South of Lugo | 8 | Typical Event Day | SCE | 1-in-2 | 2025 | 20 |  |  |  | 86.5312 | 1
| Zone | South of Lugo | 8 | Typical Event Day | SCE | 1-in-2 | 2025 | 21 |  |  |  | 83.1432 | 1
| Zone | South of Lugo | 8 | Typical Event Day | SCE | 1-in-2 | 2025 | 22 |  |  |  | 79.9623 | 1
| Zone | South of Lugo | 8 | Typical Event Day | SCE | 1-in-2 | 2025 | 23 |  |  |  | 77.8256 | 1
| Zone | South of Lugo | 8 | Typical Event Day | SCE | 1-in-2 | 2025 | 24 |  |  |  | 76.0635 | 1
| Zone | South of Lugo | 9 | Average Weekday | SCE | 1-in-2 | 2025 | 1 |  |  |  | 69.5679 | 1
| Zone | South of Lugo | 9 | Average Weekday | SCE | 1-in-2 | 2025 | 2 |  |  |  | 68.7193 | 1
| Zone | South of Lugo | 9 | Average Weekday | SCE | 1-in-2 | 2025 | 3 |  |  |  | 68.0278 | 1
| Zone | South of Lugo | 9 | Average Weekday | SCE | 1-in-2 | 2025 | 4 |  |  |  | 67.4097 | 1
| Zone | South of Lugo | 9 | Average Weekday | SCE | 1-in-2 | 2025 | 5 |  |  |  | 66.9014 | 1
| Zone | South of Lugo | 9 | Average Weekday | SCE | 1-in-2 | 2025 | 6 |  |  |  | 66.4414 | 1
| Zone | South of Lugo | 9 | Average Weekday | SCE | 1-in-2 | 2025 | 7 |  |  |  | 66.1311 | 1
| Zone | South of Lugo | 9 | Average Weekday | SCE | 1-in-2 | 2025 | 8 |  |  |  | 66.0566 | 1
| Zone | South of Lugo | 9 | Average Weekday | SCE | 1-in-2 | 2025 | 9 |  |  |  | 67.5294 | 1
| Zone | South of Lugo | 9 | Average Weekday | SCE | 1-in-2 | 2025 | 10 |  |  |  | 70.3949 | 1
| Zone | South of Lugo | 9 | Average Weekday | SCE | 1-in-2 | 2025 | 11 |  |  |  | 73.7984 | 1
| Zone | South of Lugo | 9 | Average Weekday | SCE | 1-in-2 | 2025 | 12 |  |  |  | 77.143 | 1
| Zone | South of Lugo | 9 | Average Weekday | SCE | 1-in-2 | 2025 | 13 |  |  |  | 79.9568 | 1
| Zone | South of Lugo | 9 | Average Weekday | SCE | 1-in-2 | 2025 | 14 |  |  |  | 81.9296 | 1
| Zone | South of Lugo | 9 | Average Weekday | SCE | 1-in-2 | 2025 | 15 |  |  |  | 83.0553 | 1
| Zone | South of Lugo | 9 | Average Weekday | SCE | 1-in-2 | 2025 | 16 |  |  |  | 83.4899 | 1
| Zone | South of Lugo | 9 | Average Weekday | SCE | 1-in-2 | 2025 | 17 |  |  |  | 83.3043 | 1
| Zone | South of Lugo | 9 | Average Weekday | SCE | 1-in-2 | 2025 | 18 |  |  |  | 82.3103 | 1
| Zone | South of Lugo | 9 | Average Weekday | SCE | 1-in-2 | 2025 | 19 |  |  |  | 80.5187 | 1
| Zone | South of Lugo | 9 | Average Weekday | SCE | 1-in-2 | 2025 | 20 |  |  |  | 77.4977 | 1
| Zone | South of Lugo | 9 | Average Weekday | SCE | 1-in-2 | 2025 | 21 |  |  |  | 74.4041 | 1
| Zone | South of Lugo | 9 | Average Weekday | SCE | 1-in-2 | 2025 | 22 |  |  |  | 72.588 | 1
| Zone | South of Lugo | 9 | Average Weekday | SCE | 1-in-2 | 2025 | 23 |  |  |  | 71.3442 | 1
| Zone | South of Lugo | 9 | Average Weekday | SCE | 1-in-2 | 2025 | 24 |  |  |  | 70.2551 | 1
| Zone | South of Lugo | 9 | Monthly System Peak Day | SCE | 1-in-2 | 2025 | 1 |  |  |  | 76.4608 | 1
| Zone | South of Lugo | 9 | Monthly System Peak Day | SCE | 1-in-2 | 2025 | 2 |  |  |  | 75.3621 | 1
| Zone | South of Lugo | 9 | Monthly System Peak Day | SCE | 1-in-2 | 2025 | 3 |  |  |  | 74.6651 | 1
| Zone | South of Lugo | 9 | Monthly System Peak Day | SCE | 1-in-2 | 2025 | 4 |  |  |  | 74.1926 | 1
| Zone | South of Lugo | 9 | Monthly System Peak Day | SCE | 1-in-2 | 2025 | 5 |  |  |  | 73.3282 | 1
| Zone | South of Lugo | 9 | Monthly System Peak Day | SCE | 1-in-2 | 2025 | 6 |  |  |  | 72.6123 | 1
| Zone | South of Lugo | 9 | Monthly System Peak Day | SCE | 1-in-2 | 2025 | 7 |  |  |  | 72.7421 | 1
| Zone | South of Lugo | 9 | Monthly System Peak Day | SCE | 1-in-2 | 2025 | 8 |  |  |  | 72.621 | 1
| Zone | South of Lugo | 9 | Monthly System Peak Day | SCE | 1-in-2 | 2025 | 9 |  |  |  | 74.2392 | 1
| Zone | South of Lugo | 9 | Monthly System Peak Day | SCE | 1-in-2 | 2025 | 10 |  |  |  | 78.6872 | 1
| Zone | South of Lugo | 9 | Monthly System Peak Day | SCE | 1-in-2 | 2025 | 11 |  |  |  | 83.9282 | 1
| Zone | South of Lugo | 9 | Monthly System Peak Day | SCE | 1-in-2 | 2025 | 12 |  |  |  | 88.6077 | 1
| Zone | South of Lugo | 9 | Monthly System Peak Day | SCE | 1-in-2 | 2025 | 13 |  |  |  | 92.6256 | 1
| Zone | South of Lugo | 9 | Monthly System Peak Day | SCE | 1-in-2 | 2025 | 14 |  |  |  | 95.3128 | 1
| Zone | South of Lugo | 9 | Monthly System Peak Day | SCE | 1-in-2 | 2025 | 15 |  |  |  | 96.4564 | 1
| Zone | South of Lugo | 9 | Monthly System Peak Day | SCE | 1-in-2 | 2025 | 16 |  |  |  | 96.0103 | 1
| Zone | South of Lugo | 9 | Monthly System Peak Day | SCE | 1-in-2 | 2025 | 17 |  |  |  | 95.9142 | 1
| Zone | South of Lugo | 9 | Monthly System Peak Day | SCE | 1-in-2 | 2025 | 18 |  |  |  | 95.4629 | 1
| Zone | South of Lugo | 9 | Monthly System Peak Day | SCE | 1-in-2 | 2025 | 19 |  |  |  | 94.5256 | 1
| Zone | South of Lugo | 9 | Monthly System Peak Day | SCE | 1-in-2 | 2025 | 20 |  |  |  | 92.141 | 1
| Zone | South of Lugo | 9 | Monthly System Peak Day | SCE | 1-in-2 | 2025 | 21 |  |  |  | 88.6436 | 1
| Zone | South of Lugo | 9 | Monthly System Peak Day | SCE | 1-in-2 | 2025 | 22 |  |  |  | 86.3513 | 1
| Zone | South of Lugo | 9 | Monthly System Peak Day | SCE | 1-in-2 | 2025 | 23 |  |  |  | 84.2231 | 1
| Zone | South of Lugo | 9 | Monthly System Peak Day | SCE | 1-in-2 | 2025 | 24 |  |  |  | 81.7487 | 1
| Zone | South of Lugo | 10 | Average Weekday | SCE | 1-in-2 | 2025 | 1 |  |  |  | 64.658 | 1
| Zone | South of Lugo | 10 | Average Weekday | SCE | 1-in-2 | 2025 | 2 |  |  |  | 63.8062 | 1
| Zone | South of Lugo | 10 | Average Weekday | SCE | 1-in-2 | 2025 | 3 |  |  |  | 62.9019 | 1
| Zone | South of Lugo | 10 | Average Weekday | SCE | 1-in-2 | 2025 | 4 |  |  |  | 62.2469 | 1
| Zone | South of Lugo | 10 | Average Weekday | SCE | 1-in-2 | 2025 | 5 |  |  |  | 61.6376 | 1
| Zone | South of Lugo | 10 | Average Weekday | SCE | 1-in-2 | 2025 | 6 |  |  |  | 61.2473 | 1
| Zone | South of Lugo | 10 | Average Weekday | SCE | 1-in-2 | 2025 | 7 |  |  |  | 60.9326 | 1
| Zone | South of Lugo | 10 | Average Weekday | SCE | 1-in-2 | 2025 | 8 |  |  |  | 60.7842 | 1
| Zone | South of Lugo | 10 | Average Weekday | SCE | 1-in-2 | 2025 | 9 |  |  |  | 61.3719 | 1
| Zone | South of Lugo | 10 | Average Weekday | SCE | 1-in-2 | 2025 | 10 |  |  |  | 63.9419 | 1
| Zone | South of Lugo | 10 | Average Weekday | SCE | 1-in-2 | 2025 | 11 |  |  |  | 67.2273 | 1
| Zone | South of Lugo | 10 | Average Weekday | SCE | 1-in-2 | 2025 | 12 |  |  |  | 70.4369 | 1
| Zone | South of Lugo | 10 | Average Weekday | SCE | 1-in-2 | 2025 | 13 |  |  |  | 73.1782 | 1
| Zone | South of Lugo | 10 | Average Weekday | SCE | 1-in-2 | 2025 | 14 |  |  |  | 75.1897 | 1
| Zone | South of Lugo | 10 | Average Weekday | SCE | 1-in-2 | 2025 | 15 |  |  |  | 76.6368 | 1
| Zone | South of Lugo | 10 | Average Weekday | SCE | 1-in-2 | 2025 | 16 |  |  |  | 77.4598 | 1
| Zone | South of Lugo | 10 | Average Weekday | SCE | 1-in-2 | 2025 | 17 |  |  |  | 77.3466 | 1
| Zone | South of Lugo | 10 | Average Weekday | SCE | 1-in-2 | 2025 | 18 |  |  |  | 76.4242 | 1
| Zone | South of Lugo | 10 | Average Weekday | SCE | 1-in-2 | 2025 | 19 |  |  |  | 74.5143 | 1
| Zone | South of Lugo | 10 | Average Weekday | SCE | 1-in-2 | 2025 | 20 |  |  |  | 71.5232 | 1
| Zone | South of Lugo | 10 | Average Weekday | SCE | 1-in-2 | 2025 | 21 |  |  |  | 69.4376 | 1
| Zone | South of Lugo | 10 | Average Weekday | SCE | 1-in-2 | 2025 | 22 |  |  |  | 67.9225 | 1
| Zone | South of Lugo | 10 | Average Weekday | SCE | 1-in-2 | 2025 | 23 |  |  |  | 66.6274 | 1
| Zone | South of Lugo | 10 | Average Weekday | SCE | 1-in-2 | 2025 | 24 |  |  |  | 65.4949 | 1
| Zone | South of Lugo | 10 | Monthly System Peak Day | SCE | 1-in-2 | 2025 | 1 |  |  |  | 74.6742 | 1
| Zone | South of Lugo | 10 | Monthly System Peak Day | SCE | 1-in-2 | 2025 | 2 |  |  |  | 73.1483 | 1
| Zone | South of Lugo | 10 | Monthly System Peak Day | SCE | 1-in-2 | 2025 | 3 |  |  |  | 70.4508 | 1
| Zone | South of Lugo | 10 | Monthly System Peak Day | SCE | 1-in-2 | 2025 | 4 |  |  |  | 69.3717 | 1
| Zone | South of Lugo | 10 | Monthly System Peak Day | SCE | 1-in-2 | 2025 | 5 |  |  |  | 68.6522 | 1
| Zone | South of Lugo | 10 | Monthly System Peak Day | SCE | 1-in-2 | 2025 | 6 |  |  |  | 68.2467 | 1
| Zone | South of Lugo | 10 | Monthly System Peak Day | SCE | 1-in-2 | 2025 | 7 |  |  |  | 67.8128 | 1
| Zone | South of Lugo | 10 | Monthly System Peak Day | SCE | 1-in-2 | 2025 | 8 |  |  |  | 67.5925 | 1
| Zone | South of Lugo | 10 | Monthly System Peak Day | SCE | 1-in-2 | 2025 | 9 |  |  |  | 68.5853 | 1
| Zone | South of Lugo | 10 | Monthly System Peak Day | SCE | 1-in-2 | 2025 | 10 |  |  |  | 72.8856 | 1
| Zone | South of Lugo | 10 | Monthly System Peak Day | SCE | 1-in-2 | 2025 | 11 |  |  |  | 79.2614 | 1
| Zone | South of Lugo | 10 | Monthly System Peak Day | SCE | 1-in-2 | 2025 | 12 |  |  |  | 84.9889 | 1
| Zone | South of Lugo | 10 | Monthly System Peak Day | SCE | 1-in-2 | 2025 | 13 |  |  |  | 88.8639 | 1
| Zone | South of Lugo | 10 | Monthly System Peak Day | SCE | 1-in-2 | 2025 | 14 |  |  |  | 91.4361 | 1
| Zone | South of Lugo | 10 | Monthly System Peak Day | SCE | 1-in-2 | 2025 | 15 |  |  |  | 92.7056 | 1
| Zone | South of Lugo | 10 | Monthly System Peak Day | SCE | 1-in-2 | 2025 | 16 |  |  |  | 93 | 1
| Zone | South of Lugo | 10 | Monthly System Peak Day | SCE | 1-in-2 | 2025 | 17 |  |  |  | 92.4833 | 1
| Zone | South of Lugo | 10 | Monthly System Peak Day | SCE | 1-in-2 | 2025 | 18 |  |  |  | 91.7389 | 1
| Zone | South of Lugo | 10 | Monthly System Peak Day | SCE | 1-in-2 | 2025 | 19 |  |  |  | 90.6139 | 1
| Zone | South of Lugo | 10 | Monthly System Peak Day | SCE | 1-in-2 | 2025 | 20 |  |  |  | 86.85 | 1
| Zone | South of Lugo | 10 | Monthly System Peak Day | SCE | 1-in-2 | 2025 | 21 |  |  |  | 84.0083 | 1
| Zone | South of Lugo | 10 | Monthly System Peak Day | SCE | 1-in-2 | 2025 | 22 |  |  |  | 82.2222 | 1
| Zone | South of Lugo | 10 | Monthly System Peak Day | SCE | 1-in-2 | 2025 | 23 |  |  |  | 79.4361 | 1
| Zone | South of Lugo | 10 | Monthly System Peak Day | SCE | 1-in-2 | 2025 | 24 |  |  |  | 77.6992 | 1
| Zone | South of Lugo | 11 | Average Weekday | SCE | 1-in-2 | 2025 | 1 |  |  |  | 58.5333 | 1
| Zone | South of Lugo | 11 | Average Weekday | SCE | 1-in-2 | 2025 | 2 |  |  |  | 57.7813 | 1
| Zone | South of Lugo | 11 | Average Weekday | SCE | 1-in-2 | 2025 | 3 |  |  |  | 57.0469 | 1
| Zone | South of Lugo | 11 | Average Weekday | SCE | 1-in-2 | 2025 | 4 |  |  |  | 56.5065 | 1
| Zone | South of Lugo | 11 | Average Weekday | SCE | 1-in-2 | 2025 | 5 |  |  |  | 56.0571 | 1
| Zone | South of Lugo | 11 | Average Weekday | SCE | 1-in-2 | 2025 | 6 |  |  |  | 55.6144 | 1
| Zone | South of Lugo | 11 | Average Weekday | SCE | 1-in-2 | 2025 | 7 |  |  |  | 55.485 | 1
| Zone | South of Lugo | 11 | Average Weekday | SCE | 1-in-2 | 2025 | 8 |  |  |  | 55.4742 | 1
| Zone | South of Lugo | 11 | Average Weekday | SCE | 1-in-2 | 2025 | 9 |  |  |  | 57.1545 | 1
| Zone | South of Lugo | 11 | Average Weekday | SCE | 1-in-2 | 2025 | 10 |  |  |  | 60.4087 | 1
| Zone | South of Lugo | 11 | Average Weekday | SCE | 1-in-2 | 2025 | 11 |  |  |  | 63.8954 | 1
| Zone | South of Lugo | 11 | Average Weekday | SCE | 1-in-2 | 2025 | 12 |  |  |  | 66.8067 | 1
| Zone | South of Lugo | 11 | Average Weekday | SCE | 1-in-2 | 2025 | 13 |  |  |  | 68.9962 | 1
| Zone | South of Lugo | 11 | Average Weekday | SCE | 1-in-2 | 2025 | 14 |  |  |  | 70.4599 | 1
| Zone | South of Lugo | 11 | Average Weekday | SCE | 1-in-2 | 2025 | 15 |  |  |  | 71.3165 | 1
| Zone | South of Lugo | 11 | Average Weekday | SCE | 1-in-2 | 2025 | 16 |  |  |  | 71.3995 | 1
| Zone | South of Lugo | 11 | Average Weekday | SCE | 1-in-2 | 2025 | 17 |  |  |  | 70.5174 | 1
| Zone | South of Lugo | 11 | Average Weekday | SCE | 1-in-2 | 2025 | 18 |  |  |  | 68.4079 | 1
| Zone | South of Lugo | 11 | Average Weekday | SCE | 1-in-2 | 2025 | 19 |  |  |  | 66.0434 | 1
| Zone | South of Lugo | 11 | Average Weekday | SCE | 1-in-2 | 2025 | 20 |  |  |  | 64.3404 | 1
| Zone | South of Lugo | 11 | Average Weekday | SCE | 1-in-2 | 2025 | 21 |  |  |  | 62.8974 | 1
| Zone | South of Lugo | 11 | Average Weekday | SCE | 1-in-2 | 2025 | 22 |  |  |  | 61.5474 | 1
| Zone | South of Lugo | 11 | Average Weekday | SCE | 1-in-2 | 2025 | 23 |  |  |  | 60.3009 | 1
| Zone | South of Lugo | 11 | Average Weekday | SCE | 1-in-2 | 2025 | 24 |  |  |  | 59.3525 | 1
| Zone | South of Lugo | 11 | Monthly System Peak Day | SCE | 1-in-2 | 2025 | 1 |  |  |  | 65.7875 | 1
| Zone | South of Lugo | 11 | Monthly System Peak Day | SCE | 1-in-2 | 2025 | 2 |  |  |  | 64.2083 | 1
| Zone | South of Lugo | 11 | Monthly System Peak Day | SCE | 1-in-2 | 2025 | 3 |  |  |  | 63.0328 | 1
| Zone | South of Lugo | 11 | Monthly System Peak Day | SCE | 1-in-2 | 2025 | 4 |  |  |  | 62.1006 | 1
| Zone | South of Lugo | 11 | Monthly System Peak Day | SCE | 1-in-2 | 2025 | 5 |  |  |  | 61.2594 | 1
| Zone | South of Lugo | 11 | Monthly System Peak Day | SCE | 1-in-2 | 2025 | 6 |  |  |  | 60.3725 | 1
| Zone | South of Lugo | 11 | Monthly System Peak Day | SCE | 1-in-2 | 2025 | 7 |  |  |  | 60.0858 | 1
| Zone | South of Lugo | 11 | Monthly System Peak Day | SCE | 1-in-2 | 2025 | 8 |  |  |  | 60.1878 | 1
| Zone | South of Lugo | 11 | Monthly System Peak Day | SCE | 1-in-2 | 2025 | 9 |  |  |  | 62.6325 | 1
| Zone | South of Lugo | 11 | Monthly System Peak Day | SCE | 1-in-2 | 2025 | 10 |  |  |  | 67.8433 | 1
| Zone | South of Lugo | 11 | Monthly System Peak Day | SCE | 1-in-2 | 2025 | 11 |  |  |  | 74.2411 | 1
| Zone | South of Lugo | 11 | Monthly System Peak Day | SCE | 1-in-2 | 2025 | 12 |  |  |  | 79.9083 | 1
| Zone | South of Lugo | 11 | Monthly System Peak Day | SCE | 1-in-2 | 2025 | 13 |  |  |  | 83.9361 | 1
| Zone | South of Lugo | 11 | Monthly System Peak Day | SCE | 1-in-2 | 2025 | 14 |  |  |  | 86.475 | 1
| Zone | South of Lugo | 11 | Monthly System Peak Day | SCE | 1-in-2 | 2025 | 15 |  |  |  | 87.6361 | 1
| Zone | South of Lugo | 11 | Monthly System Peak Day | SCE | 1-in-2 | 2025 | 16 |  |  |  | 87.3444 | 1
| Zone | South of Lugo | 11 | Monthly System Peak Day | SCE | 1-in-2 | 2025 | 17 |  |  |  | 86.1611 | 1
| Zone | South of Lugo | 11 | Monthly System Peak Day | SCE | 1-in-2 | 2025 | 18 |  |  |  | 83.1111 | 1
| Zone | South of Lugo | 11 | Monthly System Peak Day | SCE | 1-in-2 | 2025 | 19 |  |  |  | 79.5417 | 1
| Zone | South of Lugo | 11 | Monthly System Peak Day | SCE | 1-in-2 | 2025 | 20 |  |  |  | 77.2222 | 1
| Zone | South of Lugo | 11 | Monthly System Peak Day | SCE | 1-in-2 | 2025 | 21 |  |  |  | 74.79 | 1
| Zone | South of Lugo | 11 | Monthly System Peak Day | SCE | 1-in-2 | 2025 | 22 |  |  |  | 73.0744 | 1
| Zone | South of Lugo | 11 | Monthly System Peak Day | SCE | 1-in-2 | 2025 | 23 |  |  |  | 70.7164 | 1
| Zone | South of Lugo | 11 | Monthly System Peak Day | SCE | 1-in-2 | 2025 | 24 |  |  |  | 68.9517 | 1
| Zone | South of Lugo | 12 | Average Weekday | SCE | 1-in-2 | 2025 | 1 |  |  |  | 52.8309 | 1
| Zone | South of Lugo | 12 | Average Weekday | SCE | 1-in-2 | 2025 | 2 |  |  |  | 52.1578 | 1
| Zone | South of Lugo | 12 | Average Weekday | SCE | 1-in-2 | 2025 | 3 |  |  |  | 51.683 | 1
| Zone | South of Lugo | 12 | Average Weekday | SCE | 1-in-2 | 2025 | 4 |  |  |  | 51.2664 | 1
| Zone | South of Lugo | 12 | Average Weekday | SCE | 1-in-2 | 2025 | 5 |  |  |  | 50.8731 | 1
| Zone | South of Lugo | 12 | Average Weekday | SCE | 1-in-2 | 2025 | 6 |  |  |  | 50.3862 | 1
| Zone | South of Lugo | 12 | Average Weekday | SCE | 1-in-2 | 2025 | 7 |  |  |  | 49.994 | 1
| Zone | South of Lugo | 12 | Average Weekday | SCE | 1-in-2 | 2025 | 8 |  |  |  | 49.8333 | 1
| Zone | South of Lugo | 12 | Average Weekday | SCE | 1-in-2 | 2025 | 9 |  |  |  | 50.5885 | 1
| Zone | South of Lugo | 12 | Average Weekday | SCE | 1-in-2 | 2025 | 10 |  |  |  | 52.9118 | 1
| Zone | South of Lugo | 12 | Average Weekday | SCE | 1-in-2 | 2025 | 11 |  |  |  | 55.8123 | 1
| Zone | South of Lugo | 12 | Average Weekday | SCE | 1-in-2 | 2025 | 12 |  |  |  | 58.5248 | 1
| Zone | South of Lugo | 12 | Average Weekday | SCE | 1-in-2 | 2025 | 13 |  |  |  | 60.555 | 1
| Zone | South of Lugo | 12 | Average Weekday | SCE | 1-in-2 | 2025 | 14 |  |  |  | 61.9576 | 1
| Zone | South of Lugo | 12 | Average Weekday | SCE | 1-in-2 | 2025 | 15 |  |  |  | 62.7828 | 1
| Zone | South of Lugo | 12 | Average Weekday | SCE | 1-in-2 | 2025 | 16 |  |  |  | 62.8459 | 1
| Zone | South of Lugo | 12 | Average Weekday | SCE | 1-in-2 | 2025 | 17 |  |  |  | 62.0852 | 1
| Zone | South of Lugo | 12 | Average Weekday | SCE | 1-in-2 | 2025 | 18 |  |  |  | 60.184 | 1
| Zone | South of Lugo | 12 | Average Weekday | SCE | 1-in-2 | 2025 | 19 |  |  |  | 58.2015 | 1
| Zone | South of Lugo | 12 | Average Weekday | SCE | 1-in-2 | 2025 | 20 |  |  |  | 56.8922 | 1
| Zone | South of Lugo | 12 | Average Weekday | SCE | 1-in-2 | 2025 | 21 |  |  |  | 55.8111 | 1
| Zone | South of Lugo | 12 | Average Weekday | SCE | 1-in-2 | 2025 | 22 |  |  |  | 54.7683 | 1
| Zone | South of Lugo | 12 | Average Weekday | SCE | 1-in-2 | 2025 | 23 |  |  |  | 53.8381 | 1
| Zone | South of Lugo | 12 | Average Weekday | SCE | 1-in-2 | 2025 | 24 |  |  |  | 53.0334 | 1
| Zone | South of Lugo | 12 | Monthly System Peak Day | SCE | 1-in-2 | 2025 | 1 |  |  |  | 45.9917 | 1
| Zone | South of Lugo | 12 | Monthly System Peak Day | SCE | 1-in-2 | 2025 | 2 |  |  |  | 45.5597 | 1
| Zone | South of Lugo | 12 | Monthly System Peak Day | SCE | 1-in-2 | 2025 | 3 |  |  |  | 45.7214 | 1
| Zone | South of Lugo | 12 | Monthly System Peak Day | SCE | 1-in-2 | 2025 | 4 |  |  |  | 45.8997 | 1
| Zone | South of Lugo | 12 | Monthly System Peak Day | SCE | 1-in-2 | 2025 | 5 |  |  |  | 45.8736 | 1
| Zone | South of Lugo | 12 | Monthly System Peak Day | SCE | 1-in-2 | 2025 | 6 |  |  |  | 45.6872 | 1
| Zone | South of Lugo | 12 | Monthly System Peak Day | SCE | 1-in-2 | 2025 | 7 |  |  |  | 45.7017 | 1
| Zone | South of Lugo | 12 | Monthly System Peak Day | SCE | 1-in-2 | 2025 | 8 |  |  |  | 45.74 | 1
| Zone | South of Lugo | 12 | Monthly System Peak Day | SCE | 1-in-2 | 2025 | 9 |  |  |  | 46.5792 | 1
| Zone | South of Lugo | 12 | Monthly System Peak Day | SCE | 1-in-2 | 2025 | 10 |  |  |  | 49.5064 | 1
| Zone | South of Lugo | 12 | Monthly System Peak Day | SCE | 1-in-2 | 2025 | 11 |  |  |  | 52.5481 | 1
| Zone | South of Lugo | 12 | Monthly System Peak Day | SCE | 1-in-2 | 2025 | 12 |  |  |  | 55.7542 | 1
| Zone | South of Lugo | 12 | Monthly System Peak Day | SCE | 1-in-2 | 2025 | 13 |  |  |  | 57.4317 | 1
| Zone | South of Lugo | 12 | Monthly System Peak Day | SCE | 1-in-2 | 2025 | 14 |  |  |  | 58.4739 | 1
| Zone | South of Lugo | 12 | Monthly System Peak Day | SCE | 1-in-2 | 2025 | 15 |  |  |  | 59.1544 | 1
| Zone | South of Lugo | 12 | Monthly System Peak Day | SCE | 1-in-2 | 2025 | 16 |  |  |  | 59.4806 | 1
| Zone | South of Lugo | 12 | Monthly System Peak Day | SCE | 1-in-2 | 2025 | 17 |  |  |  | 58.9819 | 1
| Zone | South of Lugo | 12 | Monthly System Peak Day | SCE | 1-in-2 | 2025 | 18 |  |  |  | 57.1061 | 1
| Zone | South of Lugo | 12 | Monthly System Peak Day | SCE | 1-in-2 | 2025 | 19 |  |  |  | 54.6917 | 1
| Zone | South of Lugo | 12 | Monthly System Peak Day | SCE | 1-in-2 | 2025 | 20 |  |  |  | 53.4083 | 1
| Zone | South of Lugo | 12 | Monthly System Peak Day | SCE | 1-in-2 | 2025 | 21 |  |  |  | 51.9811 | 1
| Zone | South of Lugo | 12 | Monthly System Peak Day | SCE | 1-in-2 | 2025 | 22 |  |  |  | 50.3236 | 1
| Zone | South of Lugo | 12 | Monthly System Peak Day | SCE | 1-in-2 | 2025 | 23 |  |  |  | 48.5106 | 1
| Zone | South of Lugo | 12 | Monthly System Peak Day | SCE | 1-in-2 | 2025 | 24 |  |  |  | 47.1386 | 1
| Zone | South of Lugo | 1 | Average Weekday | SCE | 1-in-2 | 2026 | 1 |  |  |  | 54.2503 | 1
| Zone | South of Lugo | 1 | Average Weekday | SCE | 1-in-2 | 2026 | 2 |  |  |  | 53.245 | 1
| Zone | South of Lugo | 1 | Average Weekday | SCE | 1-in-2 | 2026 | 3 |  |  |  | 52.5234 | 1
| Zone | South of Lugo | 1 | Average Weekday | SCE | 1-in-2 | 2026 | 4 |  |  |  | 52.0482 | 1
| Zone | South of Lugo | 1 | Average Weekday | SCE | 1-in-2 | 2026 | 5 |  |  |  | 51.4759 | 1
| Zone | South of Lugo | 1 | Average Weekday | SCE | 1-in-2 | 2026 | 6 |  |  |  | 51.056 | 1
| Zone | South of Lugo | 1 | Average Weekday | SCE | 1-in-2 | 2026 | 7 |  |  |  | 50.9637 | 1
| Zone | South of Lugo | 1 | Average Weekday | SCE | 1-in-2 | 2026 | 8 |  |  |  | 50.9324 | 1
| Zone | South of Lugo | 1 | Average Weekday | SCE | 1-in-2 | 2026 | 9 |  |  |  | 51.558 | 1
| Zone | South of Lugo | 1 | Average Weekday | SCE | 1-in-2 | 2026 | 10 |  |  |  | 54.7017 | 1
| Zone | South of Lugo | 1 | Average Weekday | SCE | 1-in-2 | 2026 | 11 |  |  |  | 58.8512 | 1
| Zone | South of Lugo | 1 | Average Weekday | SCE | 1-in-2 | 2026 | 12 |  |  |  | 62.5358 | 1
| Zone | South of Lugo | 1 | Average Weekday | SCE | 1-in-2 | 2026 | 13 |  |  |  | 65.3512 | 1
| Zone | South of Lugo | 1 | Average Weekday | SCE | 1-in-2 | 2026 | 14 |  |  |  | 67.2939 | 1
| Zone | South of Lugo | 1 | Average Weekday | SCE | 1-in-2 | 2026 | 15 |  |  |  | 68.4604 | 1
| Zone | South of Lugo | 1 | Average Weekday | SCE | 1-in-2 | 2026 | 16 |  |  |  | 68.8114 | 1
| Zone | South of Lugo | 1 | Average Weekday | SCE | 1-in-2 | 2026 | 17 |  |  |  | 68.157 | 1
| Zone | South of Lugo | 1 | Average Weekday | SCE | 1-in-2 | 2026 | 18 |  |  |  | 66.2965 | 1
| Zone | South of Lugo | 1 | Average Weekday | SCE | 1-in-2 | 2026 | 19 |  |  |  | 63.4532 | 1
| Zone | South of Lugo | 1 | Average Weekday | SCE | 1-in-2 | 2026 | 20 |  |  |  | 61.3863 | 1
| Zone | South of Lugo | 1 | Average Weekday | SCE | 1-in-2 | 2026 | 21 |  |  |  | 59.9236 | 1
| Zone | South of Lugo | 1 | Average Weekday | SCE | 1-in-2 | 2026 | 22 |  |  |  | 58.4919 | 1
| Zone | South of Lugo | 1 | Average Weekday | SCE | 1-in-2 | 2026 | 23 |  |  |  | 57.092 | 1
| Zone | South of Lugo | 1 | Average Weekday | SCE | 1-in-2 | 2026 | 24 |  |  |  | 55.8453 | 1
| Zone | South of Lugo | 1 | Monthly System Peak Day | SCE | 1-in-2 | 2026 | 1 |  |  |  | 47.7986 | 1
| Zone | South of Lugo | 1 | Monthly System Peak Day | SCE | 1-in-2 | 2026 | 2 |  |  |  | 46.7125 | 1
| Zone | South of Lugo | 1 | Monthly System Peak Day | SCE | 1-in-2 | 2026 | 3 |  |  |  | 44.6117 | 1
| Zone | South of Lugo | 1 | Monthly System Peak Day | SCE | 1-in-2 | 2026 | 4 |  |  |  | 43.7064 | 1
| Zone | South of Lugo | 1 | Monthly System Peak Day | SCE | 1-in-2 | 2026 | 5 |  |  |  | 42.8767 | 1
| Zone | South of Lugo | 1 | Monthly System Peak Day | SCE | 1-in-2 | 2026 | 6 |  |  |  | 42.57 | 1
| Zone | South of Lugo | 1 | Monthly System Peak Day | SCE | 1-in-2 | 2026 | 7 |  |  |  | 42.2903 | 1
| Zone | South of Lugo | 1 | Monthly System Peak Day | SCE | 1-in-2 | 2026 | 8 |  |  |  | 42.6981 | 1
| Zone | South of Lugo | 1 | Monthly System Peak Day | SCE | 1-in-2 | 2026 | 9 |  |  |  | 43.4283 | 1
| Zone | South of Lugo | 1 | Monthly System Peak Day | SCE | 1-in-2 | 2026 | 10 |  |  |  | 46.0053 | 1
| Zone | South of Lugo | 1 | Monthly System Peak Day | SCE | 1-in-2 | 2026 | 11 |  |  |  | 49.6397 | 1
| Zone | South of Lugo | 1 | Monthly System Peak Day | SCE | 1-in-2 | 2026 | 12 |  |  |  | 52.3583 | 1
| Zone | South of Lugo | 1 | Monthly System Peak Day | SCE | 1-in-2 | 2026 | 13 |  |  |  | 53.9456 | 1
| Zone | South of Lugo | 1 | Monthly System Peak Day | SCE | 1-in-2 | 2026 | 14 |  |  |  | 53.7817 | 1
| Zone | South of Lugo | 1 | Monthly System Peak Day | SCE | 1-in-2 | 2026 | 15 |  |  |  | 53.4681 | 1
| Zone | South of Lugo | 1 | Monthly System Peak Day | SCE | 1-in-2 | 2026 | 16 |  |  |  | 54.5822 | 1
| Zone | South of Lugo | 1 | Monthly System Peak Day | SCE | 1-in-2 | 2026 | 17 |  |  |  | 55.2931 | 1
| Zone | South of Lugo | 1 | Monthly System Peak Day | SCE | 1-in-2 | 2026 | 18 |  |  |  | 54.4483 | 1
| Zone | South of Lugo | 1 | Monthly System Peak Day | SCE | 1-in-2 | 2026 | 19 |  |  |  | 52.6003 | 1
| Zone | South of Lugo | 1 | Monthly System Peak Day | SCE | 1-in-2 | 2026 | 20 |  |  |  | 51.2761 | 1
| Zone | South of Lugo | 1 | Monthly System Peak Day | SCE | 1-in-2 | 2026 | 21 |  |  |  | 50.3567 | 1
| Zone | South of Lugo | 1 | Monthly System Peak Day | SCE | 1-in-2 | 2026 | 22 |  |  |  | 49.27 | 1
| Zone | South of Lugo | 1 | Monthly System Peak Day | SCE | 1-in-2 | 2026 | 23 |  |  |  | 48.0264 | 1
| Zone | South of Lugo | 1 | Monthly System Peak Day | SCE | 1-in-2 | 2026 | 24 |  |  |  | 47.0872 | 1
| Zone | South of Lugo | 2 | Average Weekday | SCE | 1-in-2 | 2026 | 1 |  |  |  | 53.6409 | 1
| Zone | South of Lugo | 2 | Average Weekday | SCE | 1-in-2 | 2026 | 2 |  |  |  | 52.8383 | 1
| Zone | South of Lugo | 2 | Average Weekday | SCE | 1-in-2 | 2026 | 3 |  |  |  | 52.0969 | 1
| Zone | South of Lugo | 2 | Average Weekday | SCE | 1-in-2 | 2026 | 4 |  |  |  | 51.3915 | 1
| Zone | South of Lugo | 2 | Average Weekday | SCE | 1-in-2 | 2026 | 5 |  |  |  | 50.8331 | 1
| Zone | South of Lugo | 2 | Average Weekday | SCE | 1-in-2 | 2026 | 6 |  |  |  | 50.3523 | 1
| Zone | South of Lugo | 2 | Average Weekday | SCE | 1-in-2 | 2026 | 7 |  |  |  | 50.0344 | 1
| Zone | South of Lugo | 2 | Average Weekday | SCE | 1-in-2 | 2026 | 8 |  |  |  | 49.9834 | 1
| Zone | South of Lugo | 2 | Average Weekday | SCE | 1-in-2 | 2026 | 9 |  |  |  | 51.6122 | 1
| Zone | South of Lugo | 2 | Average Weekday | SCE | 1-in-2 | 2026 | 10 |  |  |  | 54.9783 | 1
| Zone | South of Lugo | 2 | Average Weekday | SCE | 1-in-2 | 2026 | 11 |  |  |  | 58.403 | 1
| Zone | South of Lugo | 2 | Average Weekday | SCE | 1-in-2 | 2026 | 12 |  |  |  | 61.6492 | 1
| Zone | South of Lugo | 2 | Average Weekday | SCE | 1-in-2 | 2026 | 13 |  |  |  | 64.111 | 1
| Zone | South of Lugo | 2 | Average Weekday | SCE | 1-in-2 | 2026 | 14 |  |  |  | 65.7296 | 1
| Zone | South of Lugo | 2 | Average Weekday | SCE | 1-in-2 | 2026 | 15 |  |  |  | 66.5412 | 1
| Zone | South of Lugo | 2 | Average Weekday | SCE | 1-in-2 | 2026 | 16 |  |  |  | 66.6457 | 1
| Zone | South of Lugo | 2 | Average Weekday | SCE | 1-in-2 | 2026 | 17 |  |  |  | 66.0498 | 1
| Zone | South of Lugo | 2 | Average Weekday | SCE | 1-in-2 | 2026 | 18 |  |  |  | 64.5749 | 1
| Zone | South of Lugo | 2 | Average Weekday | SCE | 1-in-2 | 2026 | 19 |  |  |  | 61.9217 | 1
| Zone | South of Lugo | 2 | Average Weekday | SCE | 1-in-2 | 2026 | 20 |  |  |  | 59.7283 | 1
| Zone | South of Lugo | 2 | Average Weekday | SCE | 1-in-2 | 2026 | 21 |  |  |  | 58.2571 | 1
| Zone | South of Lugo | 2 | Average Weekday | SCE | 1-in-2 | 2026 | 22 |  |  |  | 57.0983 | 1
| Zone | South of Lugo | 2 | Average Weekday | SCE | 1-in-2 | 2026 | 23 |  |  |  | 55.9459 | 1
| Zone | South of Lugo | 2 | Average Weekday | SCE | 1-in-2 | 2026 | 24 |  |  |  | 54.8236 | 1
| Zone | South of Lugo | 2 | Monthly System Peak Day | SCE | 1-in-2 | 2026 | 1 |  |  |  | 44.2064 | 1
| Zone | South of Lugo | 2 | Monthly System Peak Day | SCE | 1-in-2 | 2026 | 2 |  |  |  | 43.8683 | 1
| Zone | South of Lugo | 2 | Monthly System Peak Day | SCE | 1-in-2 | 2026 | 3 |  |  |  | 43.4325 | 1
| Zone | South of Lugo | 2 | Monthly System Peak Day | SCE | 1-in-2 | 2026 | 4 |  |  |  | 43.1303 | 1
| Zone | South of Lugo | 2 | Monthly System Peak Day | SCE | 1-in-2 | 2026 | 5 |  |  |  | 42.5356 | 1
| Zone | South of Lugo | 2 | Monthly System Peak Day | SCE | 1-in-2 | 2026 | 6 |  |  |  | 41.8078 | 1
| Zone | South of Lugo | 2 | Monthly System Peak Day | SCE | 1-in-2 | 2026 | 7 |  |  |  | 41.6083 | 1
| Zone | South of Lugo | 2 | Monthly System Peak Day | SCE | 1-in-2 | 2026 | 8 |  |  |  | 41.5656 | 1
| Zone | South of Lugo | 2 | Monthly System Peak Day | SCE | 1-in-2 | 2026 | 9 |  |  |  | 42.9272 | 1
| Zone | South of Lugo | 2 | Monthly System Peak Day | SCE | 1-in-2 | 2026 | 10 |  |  |  | 45.5697 | 1
| Zone | South of Lugo | 2 | Monthly System Peak Day | SCE | 1-in-2 | 2026 | 11 |  |  |  | 48.4017 | 1
| Zone | South of Lugo | 2 | Monthly System Peak Day | SCE | 1-in-2 | 2026 | 12 |  |  |  | 50.6014 | 1
| Zone | South of Lugo | 2 | Monthly System Peak Day | SCE | 1-in-2 | 2026 | 13 |  |  |  | 52.3811 | 1
| Zone | South of Lugo | 2 | Monthly System Peak Day | SCE | 1-in-2 | 2026 | 14 |  |  |  | 53.8483 | 1
| Zone | South of Lugo | 2 | Monthly System Peak Day | SCE | 1-in-2 | 2026 | 15 |  |  |  | 55.3164 | 1
| Zone | South of Lugo | 2 | Monthly System Peak Day | SCE | 1-in-2 | 2026 | 16 |  |  |  | 56.2403 | 1
| Zone | South of Lugo | 2 | Monthly System Peak Day | SCE | 1-in-2 | 2026 | 17 |  |  |  | 56.4522 | 1
| Zone | South of Lugo | 2 | Monthly System Peak Day | SCE | 1-in-2 | 2026 | 18 |  |  |  | 55.6875 | 1
| Zone | South of Lugo | 2 | Monthly System Peak Day | SCE | 1-in-2 | 2026 | 19 |  |  |  | 53.9058 | 1
| Zone | South of Lugo | 2 | Monthly System Peak Day | SCE | 1-in-2 | 2026 | 20 |  |  |  | 52.2394 | 1
| Zone | South of Lugo | 2 | Monthly System Peak Day | SCE | 1-in-2 | 2026 | 21 |  |  |  | 50.8806 | 1
| Zone | South of Lugo | 2 | Monthly System Peak Day | SCE | 1-in-2 | 2026 | 22 |  |  |  | 49.6031 | 1
| Zone | South of Lugo | 2 | Monthly System Peak Day | SCE | 1-in-2 | 2026 | 23 |  |  |  | 48.2975 | 1
| Zone | South of Lugo | 2 | Monthly System Peak Day | SCE | 1-in-2 | 2026 | 24 |  |  |  | 46.9983 | 1
| Zone | South of Lugo | 3 | Average Weekday | SCE | 1-in-2 | 2026 | 1 |  |  |  | 55.9497 | 1
| Zone | South of Lugo | 3 | Average Weekday | SCE | 1-in-2 | 2026 | 2 |  |  |  | 55.0646 | 1
| Zone | South of Lugo | 3 | Average Weekday | SCE | 1-in-2 | 2026 | 3 |  |  |  | 54.2569 | 1
| Zone | South of Lugo | 3 | Average Weekday | SCE | 1-in-2 | 2026 | 4 |  |  |  | 53.6471 | 1
| Zone | South of Lugo | 3 | Average Weekday | SCE | 1-in-2 | 2026 | 5 |  |  |  | 53.0462 | 1
| Zone | South of Lugo | 3 | Average Weekday | SCE | 1-in-2 | 2026 | 6 |  |  |  | 52.6834 | 1
| Zone | South of Lugo | 3 | Average Weekday | SCE | 1-in-2 | 2026 | 7 |  |  |  | 52.3696 | 1
| Zone | South of Lugo | 3 | Average Weekday | SCE | 1-in-2 | 2026 | 8 |  |  |  | 52.2268 | 1
| Zone | South of Lugo | 3 | Average Weekday | SCE | 1-in-2 | 2026 | 9 |  |  |  | 53.37 | 1
| Zone | South of Lugo | 3 | Average Weekday | SCE | 1-in-2 | 2026 | 10 |  |  |  | 56.119 | 1
| Zone | South of Lugo | 3 | Average Weekday | SCE | 1-in-2 | 2026 | 11 |  |  |  | 59.3661 | 1
| Zone | South of Lugo | 3 | Average Weekday | SCE | 1-in-2 | 2026 | 12 |  |  |  | 62.5066 | 1
| Zone | South of Lugo | 3 | Average Weekday | SCE | 1-in-2 | 2026 | 13 |  |  |  | 64.895 | 1
| Zone | South of Lugo | 3 | Average Weekday | SCE | 1-in-2 | 2026 | 14 |  |  |  | 66.3632 | 1
| Zone | South of Lugo | 3 | Average Weekday | SCE | 1-in-2 | 2026 | 15 |  |  |  | 67.3388 | 1
| Zone | South of Lugo | 3 | Average Weekday | SCE | 1-in-2 | 2026 | 16 |  |  |  | 68.0514 | 1
| Zone | South of Lugo | 3 | Average Weekday | SCE | 1-in-2 | 2026 | 17 |  |  |  | 68.1652 | 1
| Zone | South of Lugo | 3 | Average Weekday | SCE | 1-in-2 | 2026 | 18 |  |  |  | 67.2537 | 1
| Zone | South of Lugo | 3 | Average Weekday | SCE | 1-in-2 | 2026 | 19 |  |  |  | 65.6711 | 1
| Zone | South of Lugo | 3 | Average Weekday | SCE | 1-in-2 | 2026 | 20 |  |  |  | 63.2882 | 1
| Zone | South of Lugo | 3 | Average Weekday | SCE | 1-in-2 | 2026 | 21 |  |  |  | 61.0154 | 1
| Zone | South of Lugo | 3 | Average Weekday | SCE | 1-in-2 | 2026 | 22 |  |  |  | 59.5358 | 1
| Zone | South of Lugo | 3 | Average Weekday | SCE | 1-in-2 | 2026 | 23 |  |  |  | 58.3916 | 1
| Zone | South of Lugo | 3 | Average Weekday | SCE | 1-in-2 | 2026 | 24 |  |  |  | 57.343 | 1
| Zone | South of Lugo | 3 | Monthly System Peak Day | SCE | 1-in-2 | 2026 | 1 |  |  |  | 58.2011 | 1
| Zone | South of Lugo | 3 | Monthly System Peak Day | SCE | 1-in-2 | 2026 | 2 |  |  |  | 56.8633 | 1
| Zone | South of Lugo | 3 | Monthly System Peak Day | SCE | 1-in-2 | 2026 | 3 |  |  |  | 55.3564 | 1
| Zone | South of Lugo | 3 | Monthly System Peak Day | SCE | 1-in-2 | 2026 | 4 |  |  |  | 54.6689 | 1
| Zone | South of Lugo | 3 | Monthly System Peak Day | SCE | 1-in-2 | 2026 | 5 |  |  |  | 53.6828 | 1
| Zone | South of Lugo | 3 | Monthly System Peak Day | SCE | 1-in-2 | 2026 | 6 |  |  |  | 52.8817 | 1
| Zone | South of Lugo | 3 | Monthly System Peak Day | SCE | 1-in-2 | 2026 | 7 |  |  |  | 52.4267 | 1
| Zone | South of Lugo | 3 | Monthly System Peak Day | SCE | 1-in-2 | 2026 | 8 |  |  |  | 52.1092 | 1
| Zone | South of Lugo | 3 | Monthly System Peak Day | SCE | 1-in-2 | 2026 | 9 |  |  |  | 52.6725 | 1
| Zone | South of Lugo | 3 | Monthly System Peak Day | SCE | 1-in-2 | 2026 | 10 |  |  |  | 55.7753 | 1
| Zone | South of Lugo | 3 | Monthly System Peak Day | SCE | 1-in-2 | 2026 | 11 |  |  |  | 60.8097 | 1
| Zone | South of Lugo | 3 | Monthly System Peak Day | SCE | 1-in-2 | 2026 | 12 |  |  |  | 65.2567 | 1
| Zone | South of Lugo | 3 | Monthly System Peak Day | SCE | 1-in-2 | 2026 | 13 |  |  |  | 67.795 | 1
| Zone | South of Lugo | 3 | Monthly System Peak Day | SCE | 1-in-2 | 2026 | 14 |  |  |  | 69.1758 | 1
| Zone | South of Lugo | 3 | Monthly System Peak Day | SCE | 1-in-2 | 2026 | 15 |  |  |  | 70.2303 | 1
| Zone | South of Lugo | 3 | Monthly System Peak Day | SCE | 1-in-2 | 2026 | 16 |  |  |  | 71.1492 | 1
| Zone | South of Lugo | 3 | Monthly System Peak Day | SCE | 1-in-2 | 2026 | 17 |  |  |  | 71.2442 | 1
| Zone | South of Lugo | 3 | Monthly System Peak Day | SCE | 1-in-2 | 2026 | 18 |  |  |  | 70.7628 | 1
| Zone | South of Lugo | 3 | Monthly System Peak Day | SCE | 1-in-2 | 2026 | 19 |  |  |  | 69.2636 | 1
| Zone | South of Lugo | 3 | Monthly System Peak Day | SCE | 1-in-2 | 2026 | 20 |  |  |  | 66.4033 | 1
| Zone | South of Lugo | 3 | Monthly System Peak Day | SCE | 1-in-2 | 2026 | 21 |  |  |  | 63.4692 | 1
| Zone | South of Lugo | 3 | Monthly System Peak Day | SCE | 1-in-2 | 2026 | 22 |  |  |  | 61.8089 | 1
| Zone | South of Lugo | 3 | Monthly System Peak Day | SCE | 1-in-2 | 2026 | 23 |  |  |  | 60.2836 | 1
| Zone | South of Lugo | 3 | Monthly System Peak Day | SCE | 1-in-2 | 2026 | 24 |  |  |  | 58.895 | 1
| Zone | South of Lugo | 4 | Average Weekday | SCE | 1-in-2 | 2026 | 1 |  |  |  | 58.15 | 1
| Zone | South of Lugo | 4 | Average Weekday | SCE | 1-in-2 | 2026 | 2 |  |  |  | 57.2566 | 1
| Zone | South of Lugo | 4 | Average Weekday | SCE | 1-in-2 | 2026 | 3 |  |  |  | 56.41 | 1
| Zone | South of Lugo | 4 | Average Weekday | SCE | 1-in-2 | 2026 | 4 |  |  |  | 55.7055 | 1
| Zone | South of Lugo | 4 | Average Weekday | SCE | 1-in-2 | 2026 | 5 |  |  |  | 55.0724 | 1
| Zone | South of Lugo | 4 | Average Weekday | SCE | 1-in-2 | 2026 | 6 |  |  |  | 54.6253 | 1
| Zone | South of Lugo | 4 | Average Weekday | SCE | 1-in-2 | 2026 | 7 |  |  |  | 54.3086 | 1
| Zone | South of Lugo | 4 | Average Weekday | SCE | 1-in-2 | 2026 | 8 |  |  |  | 54.3317 | 1
| Zone | South of Lugo | 4 | Average Weekday | SCE | 1-in-2 | 2026 | 9 |  |  |  | 55.9264 | 1
| Zone | South of Lugo | 4 | Average Weekday | SCE | 1-in-2 | 2026 | 10 |  |  |  | 58.596 | 1
| Zone | South of Lugo | 4 | Average Weekday | SCE | 1-in-2 | 2026 | 11 |  |  |  | 61.4242 | 1
| Zone | South of Lugo | 4 | Average Weekday | SCE | 1-in-2 | 2026 | 12 |  |  |  | 64.2793 | 1
| Zone | South of Lugo | 4 | Average Weekday | SCE | 1-in-2 | 2026 | 13 |  |  |  | 66.5452 | 1
| Zone | South of Lugo | 4 | Average Weekday | SCE | 1-in-2 | 2026 | 14 |  |  |  | 68.2791 | 1
| Zone | South of Lugo | 4 | Average Weekday | SCE | 1-in-2 | 2026 | 15 |  |  |  | 69.5919 | 1
| Zone | South of Lugo | 4 | Average Weekday | SCE | 1-in-2 | 2026 | 16 |  |  |  | 70.212 | 1
| Zone | South of Lugo | 4 | Average Weekday | SCE | 1-in-2 | 2026 | 17 |  |  |  | 70.3359 | 1
| Zone | South of Lugo | 4 | Average Weekday | SCE | 1-in-2 | 2026 | 18 |  |  |  | 69.7872 | 1
| Zone | South of Lugo | 4 | Average Weekday | SCE | 1-in-2 | 2026 | 19 |  |  |  | 68.5917 | 1
| Zone | South of Lugo | 4 | Average Weekday | SCE | 1-in-2 | 2026 | 20 |  |  |  | 66.3136 | 1
| Zone | South of Lugo | 4 | Average Weekday | SCE | 1-in-2 | 2026 | 21 |  |  |  | 63.3123 | 1
| Zone | South of Lugo | 4 | Average Weekday | SCE | 1-in-2 | 2026 | 22 |  |  |  | 61.0779 | 1
| Zone | South of Lugo | 4 | Average Weekday | SCE | 1-in-2 | 2026 | 23 |  |  |  | 59.6904 | 1
| Zone | South of Lugo | 4 | Average Weekday | SCE | 1-in-2 | 2026 | 24 |  |  |  | 58.6399 | 1
| Zone | South of Lugo | 4 | Monthly System Peak Day | SCE | 1-in-2 | 2026 | 1 |  |  |  | 66.8897 | 1
| Zone | South of Lugo | 4 | Monthly System Peak Day | SCE | 1-in-2 | 2026 | 2 |  |  |  | 65.8975 | 1
| Zone | South of Lugo | 4 | Monthly System Peak Day | SCE | 1-in-2 | 2026 | 3 |  |  |  | 64.8122 | 1
| Zone | South of Lugo | 4 | Monthly System Peak Day | SCE | 1-in-2 | 2026 | 4 |  |  |  | 63.7006 | 1
| Zone | South of Lugo | 4 | Monthly System Peak Day | SCE | 1-in-2 | 2026 | 5 |  |  |  | 62.6464 | 1
| Zone | South of Lugo | 4 | Monthly System Peak Day | SCE | 1-in-2 | 2026 | 6 |  |  |  | 61.9178 | 1
| Zone | South of Lugo | 4 | Monthly System Peak Day | SCE | 1-in-2 | 2026 | 7 |  |  |  | 61.2908 | 1
| Zone | South of Lugo | 4 | Monthly System Peak Day | SCE | 1-in-2 | 2026 | 8 |  |  |  | 61.5175 | 1
| Zone | South of Lugo | 4 | Monthly System Peak Day | SCE | 1-in-2 | 2026 | 9 |  |  |  | 63.8247 | 1
| Zone | South of Lugo | 4 | Monthly System Peak Day | SCE | 1-in-2 | 2026 | 10 |  |  |  | 68.56 | 1
| Zone | South of Lugo | 4 | Monthly System Peak Day | SCE | 1-in-2 | 2026 | 11 |  |  |  | 73.8278 | 1
| Zone | South of Lugo | 4 | Monthly System Peak Day | SCE | 1-in-2 | 2026 | 12 |  |  |  | 78.6222 | 1
| Zone | South of Lugo | 4 | Monthly System Peak Day | SCE | 1-in-2 | 2026 | 13 |  |  |  | 82.5194 | 1
| Zone | South of Lugo | 4 | Monthly System Peak Day | SCE | 1-in-2 | 2026 | 14 |  |  |  | 85.1139 | 1
| Zone | South of Lugo | 4 | Monthly System Peak Day | SCE | 1-in-2 | 2026 | 15 |  |  |  | 86.3083 | 1
| Zone | South of Lugo | 4 | Monthly System Peak Day | SCE | 1-in-2 | 2026 | 16 |  |  |  | 86.7528 | 1
| Zone | South of Lugo | 4 | Monthly System Peak Day | SCE | 1-in-2 | 2026 | 17 |  |  |  | 85.5861 | 1
| Zone | South of Lugo | 4 | Monthly System Peak Day | SCE | 1-in-2 | 2026 | 18 |  |  |  | 85.2889 | 1
| Zone | South of Lugo | 4 | Monthly System Peak Day | SCE | 1-in-2 | 2026 | 19 |  |  |  | 83.9667 | 1
| Zone | South of Lugo | 4 | Monthly System Peak Day | SCE | 1-in-2 | 2026 | 20 |  |  |  | 81.2633 | 1
| Zone | South of Lugo | 4 | Monthly System Peak Day | SCE | 1-in-2 | 2026 | 21 |  |  |  | 77.2006 | 1
| Zone | South of Lugo | 4 | Monthly System Peak Day | SCE | 1-in-2 | 2026 | 22 |  |  |  | 74.1328 | 1
| Zone | South of Lugo | 4 | Monthly System Peak Day | SCE | 1-in-2 | 2026 | 23 |  |  |  | 71.9197 | 1
| Zone | South of Lugo | 4 | Monthly System Peak Day | SCE | 1-in-2 | 2026 | 24 |  |  |  | 68.9083 | 1
| Zone | South of Lugo | 5 | Average Weekday | SCE | 1-in-2 | 2026 | 1 |  |  |  | 61.1348 | 1
| Zone | South of Lugo | 5 | Average Weekday | SCE | 1-in-2 | 2026 | 2 |  |  |  | 60.5346 | 1
| Zone | South of Lugo | 5 | Average Weekday | SCE | 1-in-2 | 2026 | 3 |  |  |  | 60.0288 | 1
| Zone | South of Lugo | 5 | Average Weekday | SCE | 1-in-2 | 2026 | 4 |  |  |  | 59.5236 | 1
| Zone | South of Lugo | 5 | Average Weekday | SCE | 1-in-2 | 2026 | 5 |  |  |  | 59.1163 | 1
| Zone | South of Lugo | 5 | Average Weekday | SCE | 1-in-2 | 2026 | 6 |  |  |  | 58.7282 | 1
| Zone | South of Lugo | 5 | Average Weekday | SCE | 1-in-2 | 2026 | 7 |  |  |  | 58.3962 | 1
| Zone | South of Lugo | 5 | Average Weekday | SCE | 1-in-2 | 2026 | 8 |  |  |  | 58.7437 | 1
| Zone | South of Lugo | 5 | Average Weekday | SCE | 1-in-2 | 2026 | 9 |  |  |  | 60.2327 | 1
| Zone | South of Lugo | 5 | Average Weekday | SCE | 1-in-2 | 2026 | 10 |  |  |  | 62.3563 | 1
| Zone | South of Lugo | 5 | Average Weekday | SCE | 1-in-2 | 2026 | 11 |  |  |  | 64.933 | 1
| Zone | South of Lugo | 5 | Average Weekday | SCE | 1-in-2 | 2026 | 12 |  |  |  | 67.3178 | 1
| Zone | South of Lugo | 5 | Average Weekday | SCE | 1-in-2 | 2026 | 13 |  |  |  | 69.4255 | 1
| Zone | South of Lugo | 5 | Average Weekday | SCE | 1-in-2 | 2026 | 14 |  |  |  | 71.148 | 1
| Zone | South of Lugo | 5 | Average Weekday | SCE | 1-in-2 | 2026 | 15 |  |  |  | 72.4241 | 1
| Zone | South of Lugo | 5 | Average Weekday | SCE | 1-in-2 | 2026 | 16 |  |  |  | 73.1156 | 1
| Zone | South of Lugo | 5 | Average Weekday | SCE | 1-in-2 | 2026 | 17 |  |  |  | 73.2273 | 1
| Zone | South of Lugo | 5 | Average Weekday | SCE | 1-in-2 | 2026 | 18 |  |  |  | 72.5655 | 1
| Zone | South of Lugo | 5 | Average Weekday | SCE | 1-in-2 | 2026 | 19 |  |  |  | 71.1484 | 1
| Zone | South of Lugo | 5 | Average Weekday | SCE | 1-in-2 | 2026 | 20 |  |  |  | 68.9891 | 1
| Zone | South of Lugo | 5 | Average Weekday | SCE | 1-in-2 | 2026 | 21 |  |  |  | 66.1434 | 1
| Zone | South of Lugo | 5 | Average Weekday | SCE | 1-in-2 | 2026 | 22 |  |  |  | 63.9125 | 1
| Zone | South of Lugo | 5 | Average Weekday | SCE | 1-in-2 | 2026 | 23 |  |  |  | 62.6515 | 1
| Zone | South of Lugo | 5 | Average Weekday | SCE | 1-in-2 | 2026 | 24 |  |  |  | 61.7451 | 1
| Zone | South of Lugo | 5 | Monthly System Peak Day | SCE | 1-in-2 | 2026 | 1 |  |  |  | 66.0475 | 1
| Zone | South of Lugo | 5 | Monthly System Peak Day | SCE | 1-in-2 | 2026 | 2 |  |  |  | 64.5492 | 1
| Zone | South of Lugo | 5 | Monthly System Peak Day | SCE | 1-in-2 | 2026 | 3 |  |  |  | 63.2322 | 1
| Zone | South of Lugo | 5 | Monthly System Peak Day | SCE | 1-in-2 | 2026 | 4 |  |  |  | 62.2769 | 1
| Zone | South of Lugo | 5 | Monthly System Peak Day | SCE | 1-in-2 | 2026 | 5 |  |  |  | 61.3519 | 1
| Zone | South of Lugo | 5 | Monthly System Peak Day | SCE | 1-in-2 | 2026 | 6 |  |  |  | 60.4378 | 1
| Zone | South of Lugo | 5 | Monthly System Peak Day | SCE | 1-in-2 | 2026 | 7 |  |  |  | 59.9061 | 1
| Zone | South of Lugo | 5 | Monthly System Peak Day | SCE | 1-in-2 | 2026 | 8 |  |  |  | 60.7006 | 1
| Zone | South of Lugo | 5 | Monthly System Peak Day | SCE | 1-in-2 | 2026 | 9 |  |  |  | 64.1961 | 1
| Zone | South of Lugo | 5 | Monthly System Peak Day | SCE | 1-in-2 | 2026 | 10 |  |  |  | 69.1378 | 1
| Zone | South of Lugo | 5 | Monthly System Peak Day | SCE | 1-in-2 | 2026 | 11 |  |  |  | 74.6647 | 1
| Zone | South of Lugo | 5 | Monthly System Peak Day | SCE | 1-in-2 | 2026 | 12 |  |  |  | 79.1169 | 1
| Zone | South of Lugo | 5 | Monthly System Peak Day | SCE | 1-in-2 | 2026 | 13 |  |  |  | 82.1083 | 1
| Zone | South of Lugo | 5 | Monthly System Peak Day | SCE | 1-in-2 | 2026 | 14 |  |  |  | 84.5722 | 1
| Zone | South of Lugo | 5 | Monthly System Peak Day | SCE | 1-in-2 | 2026 | 15 |  |  |  | 85.1464 | 1
| Zone | South of Lugo | 5 | Monthly System Peak Day | SCE | 1-in-2 | 2026 | 16 |  |  |  | 85.8753 | 1
| Zone | South of Lugo | 5 | Monthly System Peak Day | SCE | 1-in-2 | 2026 | 17 |  |  |  | 86.4417 | 1
| Zone | South of Lugo | 5 | Monthly System Peak Day | SCE | 1-in-2 | 2026 | 18 |  |  |  | 85.7194 | 1
| Zone | South of Lugo | 5 | Monthly System Peak Day | SCE | 1-in-2 | 2026 | 19 |  |  |  | 83.6361 | 1
| Zone | South of Lugo | 5 | Monthly System Peak Day | SCE | 1-in-2 | 2026 | 20 |  |  |  | 80.6308 | 1
| Zone | South of Lugo | 5 | Monthly System Peak Day | SCE | 1-in-2 | 2026 | 21 |  |  |  | 76.6228 | 1
| Zone | South of Lugo | 5 | Monthly System Peak Day | SCE | 1-in-2 | 2026 | 22 |  |  |  | 72.9378 | 1
| Zone | South of Lugo | 5 | Monthly System Peak Day | SCE | 1-in-2 | 2026 | 23 |  |  |  | 70.6978 | 1
| Zone | South of Lugo | 5 | Monthly System Peak Day | SCE | 1-in-2 | 2026 | 24 |  |  |  | 69.0661 | 1
| Zone | South of Lugo | 6 | Average Weekday | SCE | 1-in-2 | 2026 | 1 |  |  |  | 63.9782 | 1
| Zone | South of Lugo | 6 | Average Weekday | SCE | 1-in-2 | 2026 | 2 |  |  |  | 63.1095 | 1
| Zone | South of Lugo | 6 | Average Weekday | SCE | 1-in-2 | 2026 | 3 |  |  |  | 62.3522 | 1
| Zone | South of Lugo | 6 | Average Weekday | SCE | 1-in-2 | 2026 | 4 |  |  |  | 61.6996 | 1
| Zone | South of Lugo | 6 | Average Weekday | SCE | 1-in-2 | 2026 | 5 |  |  |  | 61.1746 | 1
| Zone | South of Lugo | 6 | Average Weekday | SCE | 1-in-2 | 2026 | 6 |  |  |  | 60.7294 | 1
| Zone | South of Lugo | 6 | Average Weekday | SCE | 1-in-2 | 2026 | 7 |  |  |  | 60.3883 | 1
| Zone | South of Lugo | 6 | Average Weekday | SCE | 1-in-2 | 2026 | 8 |  |  |  | 60.8863 | 1
| Zone | South of Lugo | 6 | Average Weekday | SCE | 1-in-2 | 2026 | 9 |  |  |  | 62.5691 | 1
| Zone | South of Lugo | 6 | Average Weekday | SCE | 1-in-2 | 2026 | 10 |  |  |  | 65.1324 | 1
| Zone | South of Lugo | 6 | Average Weekday | SCE | 1-in-2 | 2026 | 11 |  |  |  | 68.1945 | 1
| Zone | South of Lugo | 6 | Average Weekday | SCE | 1-in-2 | 2026 | 12 |  |  |  | 71.3648 | 1
| Zone | South of Lugo | 6 | Average Weekday | SCE | 1-in-2 | 2026 | 13 |  |  |  | 73.9036 | 1
| Zone | South of Lugo | 6 | Average Weekday | SCE | 1-in-2 | 2026 | 14 |  |  |  | 76.0368 | 1
| Zone | South of Lugo | 6 | Average Weekday | SCE | 1-in-2 | 2026 | 15 |  |  |  | 77.7526 | 1
| Zone | South of Lugo | 6 | Average Weekday | SCE | 1-in-2 | 2026 | 16 |  |  |  | 78.7286 | 1
| Zone | South of Lugo | 6 | Average Weekday | SCE | 1-in-2 | 2026 | 17 |  |  |  | 79.2035 | 1
| Zone | South of Lugo | 6 | Average Weekday | SCE | 1-in-2 | 2026 | 18 |  |  |  | 78.5518 | 1
| Zone | South of Lugo | 6 | Average Weekday | SCE | 1-in-2 | 2026 | 19 |  |  |  | 77.0958 | 1
| Zone | South of Lugo | 6 | Average Weekday | SCE | 1-in-2 | 2026 | 20 |  |  |  | 74.8612 | 1
| Zone | South of Lugo | 6 | Average Weekday | SCE | 1-in-2 | 2026 | 21 |  |  |  | 71.7224 | 1
| Zone | South of Lugo | 6 | Average Weekday | SCE | 1-in-2 | 2026 | 22 |  |  |  | 68.5028 | 1
| Zone | South of Lugo | 6 | Average Weekday | SCE | 1-in-2 | 2026 | 23 |  |  |  | 66.5545 | 1
| Zone | South of Lugo | 6 | Average Weekday | SCE | 1-in-2 | 2026 | 24 |  |  |  | 65.2126 | 1
| Zone | South of Lugo | 6 | Monthly System Peak Day | SCE | 1-in-2 | 2026 | 1 |  |  |  | 67.0692 | 1
| Zone | South of Lugo | 6 | Monthly System Peak Day | SCE | 1-in-2 | 2026 | 2 |  |  |  | 65.9033 | 1
| Zone | South of Lugo | 6 | Monthly System Peak Day | SCE | 1-in-2 | 2026 | 3 |  |  |  | 65.135 | 1
| Zone | South of Lugo | 6 | Monthly System Peak Day | SCE | 1-in-2 | 2026 | 4 |  |  |  | 64.3161 | 1
| Zone | South of Lugo | 6 | Monthly System Peak Day | SCE | 1-in-2 | 2026 | 5 |  |  |  | 63.5986 | 1
| Zone | South of Lugo | 6 | Monthly System Peak Day | SCE | 1-in-2 | 2026 | 6 |  |  |  | 62.5897 | 1
| Zone | South of Lugo | 6 | Monthly System Peak Day | SCE | 1-in-2 | 2026 | 7 |  |  |  | 62.07 | 1
| Zone | South of Lugo | 6 | Monthly System Peak Day | SCE | 1-in-2 | 2026 | 8 |  |  |  | 63.3292 | 1
| Zone | South of Lugo | 6 | Monthly System Peak Day | SCE | 1-in-2 | 2026 | 9 |  |  |  | 66.2958 | 1
| Zone | South of Lugo | 6 | Monthly System Peak Day | SCE | 1-in-2 | 2026 | 10 |  |  |  | 70.9294 | 1
| Zone | South of Lugo | 6 | Monthly System Peak Day | SCE | 1-in-2 | 2026 | 11 |  |  |  | 74.8111 | 1
| Zone | South of Lugo | 6 | Monthly System Peak Day | SCE | 1-in-2 | 2026 | 12 |  |  |  | 78.54 | 1
| Zone | South of Lugo | 6 | Monthly System Peak Day | SCE | 1-in-2 | 2026 | 13 |  |  |  | 80.0636 | 1
| Zone | South of Lugo | 6 | Monthly System Peak Day | SCE | 1-in-2 | 2026 | 14 |  |  |  | 81.5794 | 1
| Zone | South of Lugo | 6 | Monthly System Peak Day | SCE | 1-in-2 | 2026 | 15 |  |  |  | 83.7931 | 1
| Zone | South of Lugo | 6 | Monthly System Peak Day | SCE | 1-in-2 | 2026 | 16 |  |  |  | 85.1108 | 1
| Zone | South of Lugo | 6 | Monthly System Peak Day | SCE | 1-in-2 | 2026 | 17 |  |  |  | 85.9139 | 1
| Zone | South of Lugo | 6 | Monthly System Peak Day | SCE | 1-in-2 | 2026 | 18 |  |  |  | 84.7444 | 1
| Zone | South of Lugo | 6 | Monthly System Peak Day | SCE | 1-in-2 | 2026 | 19 |  |  |  | 82.1444 | 1
| Zone | South of Lugo | 6 | Monthly System Peak Day | SCE | 1-in-2 | 2026 | 20 |  |  |  | 79.5269 | 1
| Zone | South of Lugo | 6 | Monthly System Peak Day | SCE | 1-in-2 | 2026 | 21 |  |  |  | 76.2128 | 1
| Zone | South of Lugo | 6 | Monthly System Peak Day | SCE | 1-in-2 | 2026 | 22 |  |  |  | 72.9086 | 1
| Zone | South of Lugo | 6 | Monthly System Peak Day | SCE | 1-in-2 | 2026 | 23 |  |  |  | 71.2892 | 1
| Zone | South of Lugo | 6 | Monthly System Peak Day | SCE | 1-in-2 | 2026 | 24 |  |  |  | 69.8431 | 1
| Zone | South of Lugo | 7 | Average Weekday | SCE | 1-in-2 | 2026 | 1 |  |  |  | 68.6348 | 1
| Zone | South of Lugo | 7 | Average Weekday | SCE | 1-in-2 | 2026 | 2 |  |  |  | 67.8546 | 1
| Zone | South of Lugo | 7 | Average Weekday | SCE | 1-in-2 | 2026 | 3 |  |  |  | 67.1611 | 1
| Zone | South of Lugo | 7 | Average Weekday | SCE | 1-in-2 | 2026 | 4 |  |  |  | 66.537 | 1
| Zone | South of Lugo | 7 | Average Weekday | SCE | 1-in-2 | 2026 | 5 |  |  |  | 66.0419 | 1
| Zone | South of Lugo | 7 | Average Weekday | SCE | 1-in-2 | 2026 | 6 |  |  |  | 65.5975 | 1
| Zone | South of Lugo | 7 | Average Weekday | SCE | 1-in-2 | 2026 | 7 |  |  |  | 65.2822 | 1
| Zone | South of Lugo | 7 | Average Weekday | SCE | 1-in-2 | 2026 | 8 |  |  |  | 65.8683 | 1
| Zone | South of Lugo | 7 | Average Weekday | SCE | 1-in-2 | 2026 | 9 |  |  |  | 67.9582 | 1
| Zone | South of Lugo | 7 | Average Weekday | SCE | 1-in-2 | 2026 | 10 |  |  |  | 70.6765 | 1
| Zone | South of Lugo | 7 | Average Weekday | SCE | 1-in-2 | 2026 | 11 |  |  |  | 73.7944 | 1
| Zone | South of Lugo | 7 | Average Weekday | SCE | 1-in-2 | 2026 | 12 |  |  |  | 76.9344 | 1
| Zone | South of Lugo | 7 | Average Weekday | SCE | 1-in-2 | 2026 | 13 |  |  |  | 79.4886 | 1
| Zone | South of Lugo | 7 | Average Weekday | SCE | 1-in-2 | 2026 | 14 |  |  |  | 81.4124 | 1
| Zone | South of Lugo | 7 | Average Weekday | SCE | 1-in-2 | 2026 | 15 |  |  |  | 82.8268 | 1
| Zone | South of Lugo | 7 | Average Weekday | SCE | 1-in-2 | 2026 | 16 |  |  |  | 83.4491 | 1
| Zone | South of Lugo | 7 | Average Weekday | SCE | 1-in-2 | 2026 | 17 |  |  |  | 83.7052 | 1
| Zone | South of Lugo | 7 | Average Weekday | SCE | 1-in-2 | 2026 | 18 |  |  |  | 83.0297 | 1
| Zone | South of Lugo | 7 | Average Weekday | SCE | 1-in-2 | 2026 | 19 |  |  |  | 81.4723 | 1
| Zone | South of Lugo | 7 | Average Weekday | SCE | 1-in-2 | 2026 | 20 |  |  |  | 79.2629 | 1
| Zone | South of Lugo | 7 | Average Weekday | SCE | 1-in-2 | 2026 | 21 |  |  |  | 76.138 | 1
| Zone | South of Lugo | 7 | Average Weekday | SCE | 1-in-2 | 2026 | 22 |  |  |  | 72.8533 | 1
| Zone | South of Lugo | 7 | Average Weekday | SCE | 1-in-2 | 2026 | 23 |  |  |  | 70.8084 | 1
| Zone | South of Lugo | 7 | Average Weekday | SCE | 1-in-2 | 2026 | 24 |  |  |  | 69.575 | 1
| Zone | South of Lugo | 7 | Monthly System Peak Day | SCE | 1-in-2 | 2026 | 1 |  |  |  | 72.2423 | 1
| Zone | South of Lugo | 7 | Monthly System Peak Day | SCE | 1-in-2 | 2026 | 2 |  |  |  | 71.3351 | 1
| Zone | South of Lugo | 7 | Monthly System Peak Day | SCE | 1-in-2 | 2026 | 3 |  |  |  | 70.228 | 1
| Zone | South of Lugo | 7 | Monthly System Peak Day | SCE | 1-in-2 | 2026 | 4 |  |  |  | 69.6182 | 1
| Zone | South of Lugo | 7 | Monthly System Peak Day | SCE | 1-in-2 | 2026 | 5 |  |  |  | 69.2769 | 1
| Zone | South of Lugo | 7 | Monthly System Peak Day | SCE | 1-in-2 | 2026 | 6 |  |  |  | 68.8951 | 1
| Zone | South of Lugo | 7 | Monthly System Peak Day | SCE | 1-in-2 | 2026 | 7 |  |  |  | 68.4341 | 1
| Zone | South of Lugo | 7 | Monthly System Peak Day | SCE | 1-in-2 | 2026 | 8 |  |  |  | 68.8008 | 1
| Zone | South of Lugo | 7 | Monthly System Peak Day | SCE | 1-in-2 | 2026 | 9 |  |  |  | 71.7569 | 1
| Zone | South of Lugo | 7 | Monthly System Peak Day | SCE | 1-in-2 | 2026 | 10 |  |  |  | 75.7528 | 1
| Zone | South of Lugo | 7 | Monthly System Peak Day | SCE | 1-in-2 | 2026 | 11 |  |  |  | 80.0769 | 1
| Zone | South of Lugo | 7 | Monthly System Peak Day | SCE | 1-in-2 | 2026 | 12 |  |  |  | 83.7615 | 1
| Zone | South of Lugo | 7 | Monthly System Peak Day | SCE | 1-in-2 | 2026 | 13 |  |  |  | 86.9231 | 1
| Zone | South of Lugo | 7 | Monthly System Peak Day | SCE | 1-in-2 | 2026 | 14 |  |  |  | 88.8051 | 1
| Zone | South of Lugo | 7 | Monthly System Peak Day | SCE | 1-in-2 | 2026 | 15 |  |  |  | 90.4872 | 1
| Zone | South of Lugo | 7 | Monthly System Peak Day | SCE | 1-in-2 | 2026 | 16 |  |  |  | 90.8692 | 1
| Zone | South of Lugo | 7 | Monthly System Peak Day | SCE | 1-in-2 | 2026 | 17 |  |  |  | 91.9231 | 1
| Zone | South of Lugo | 7 | Monthly System Peak Day | SCE | 1-in-2 | 2026 | 18 |  |  |  | 91.3897 | 1
| Zone | South of Lugo | 7 | Monthly System Peak Day | SCE | 1-in-2 | 2026 | 19 |  |  |  | 89.0718 | 1
| Zone | South of Lugo | 7 | Monthly System Peak Day | SCE | 1-in-2 | 2026 | 20 |  |  |  | 86.6872 | 1
| Zone | South of Lugo | 7 | Monthly System Peak Day | SCE | 1-in-2 | 2026 | 21 |  |  |  | 83.3 | 1
| Zone | South of Lugo | 7 | Monthly System Peak Day | SCE | 1-in-2 | 2026 | 22 |  |  |  | 79.4908 | 1
| Zone | South of Lugo | 7 | Monthly System Peak Day | SCE | 1-in-2 | 2026 | 23 |  |  |  | 76.8203 | 1
| Zone | South of Lugo | 7 | Monthly System Peak Day | SCE | 1-in-2 | 2026 | 24 |  |  |  | 75.1987 | 1
| Zone | South of Lugo | 8 | Average Weekday | SCE | 1-in-2 | 2026 | 1 |  |  |  | 70.0345 | 1
| Zone | South of Lugo | 8 | Average Weekday | SCE | 1-in-2 | 2026 | 2 |  |  |  | 69.0806 | 1
| Zone | South of Lugo | 8 | Average Weekday | SCE | 1-in-2 | 2026 | 3 |  |  |  | 68.2447 | 1
| Zone | South of Lugo | 8 | Average Weekday | SCE | 1-in-2 | 2026 | 4 |  |  |  | 67.5212 | 1
| Zone | South of Lugo | 8 | Average Weekday | SCE | 1-in-2 | 2026 | 5 |  |  |  | 66.9202 | 1
| Zone | South of Lugo | 8 | Average Weekday | SCE | 1-in-2 | 2026 | 6 |  |  |  | 66.3969 | 1
| Zone | South of Lugo | 8 | Average Weekday | SCE | 1-in-2 | 2026 | 7 |  |  |  | 66.0998 | 1
| Zone | South of Lugo | 8 | Average Weekday | SCE | 1-in-2 | 2026 | 8 |  |  |  | 66.163 | 1
| Zone | South of Lugo | 8 | Average Weekday | SCE | 1-in-2 | 2026 | 9 |  |  |  | 68.0861 | 1
| Zone | South of Lugo | 8 | Average Weekday | SCE | 1-in-2 | 2026 | 10 |  |  |  | 71.1121 | 1
| Zone | South of Lugo | 8 | Average Weekday | SCE | 1-in-2 | 2026 | 11 |  |  |  | 74.7632 | 1
| Zone | South of Lugo | 8 | Average Weekday | SCE | 1-in-2 | 2026 | 12 |  |  |  | 78.4705 | 1
| Zone | South of Lugo | 8 | Average Weekday | SCE | 1-in-2 | 2026 | 13 |  |  |  | 81.311 | 1
| Zone | South of Lugo | 8 | Average Weekday | SCE | 1-in-2 | 2026 | 14 |  |  |  | 83.5318 | 1
| Zone | South of Lugo | 8 | Average Weekday | SCE | 1-in-2 | 2026 | 15 |  |  |  | 84.9576 | 1
| Zone | South of Lugo | 8 | Average Weekday | SCE | 1-in-2 | 2026 | 16 |  |  |  | 85.6107 | 1
| Zone | South of Lugo | 8 | Average Weekday | SCE | 1-in-2 | 2026 | 17 |  |  |  | 85.8816 | 1
| Zone | South of Lugo | 8 | Average Weekday | SCE | 1-in-2 | 2026 | 18 |  |  |  | 85.1098 | 1
| Zone | South of Lugo | 8 | Average Weekday | SCE | 1-in-2 | 2026 | 19 |  |  |  | 83.4933 | 1
| Zone | South of Lugo | 8 | Average Weekday | SCE | 1-in-2 | 2026 | 20 |  |  |  | 80.9206 | 1
| Zone | South of Lugo | 8 | Average Weekday | SCE | 1-in-2 | 2026 | 21 |  |  |  | 77.1187 | 1
| Zone | South of Lugo | 8 | Average Weekday | SCE | 1-in-2 | 2026 | 22 |  |  |  | 74.0969 | 1
| Zone | South of Lugo | 8 | Average Weekday | SCE | 1-in-2 | 2026 | 23 |  |  |  | 72.2916 | 1
| Zone | South of Lugo | 8 | Average Weekday | SCE | 1-in-2 | 2026 | 24 |  |  |  | 71.0937 | 1
| Zone | South of Lugo | 8 | Monthly System Peak Day | SCE | 1-in-2 | 2026 | 1 |  |  |  | 78.1795 | 1
| Zone | South of Lugo | 8 | Monthly System Peak Day | SCE | 1-in-2 | 2026 | 2 |  |  |  | 77.0659 | 1
| Zone | South of Lugo | 8 | Monthly System Peak Day | SCE | 1-in-2 | 2026 | 3 |  |  |  | 76.5549 | 1
| Zone | South of Lugo | 8 | Monthly System Peak Day | SCE | 1-in-2 | 2026 | 4 |  |  |  | 75.7885 | 1
| Zone | South of Lugo | 8 | Monthly System Peak Day | SCE | 1-in-2 | 2026 | 5 |  |  |  | 75.3146 | 1
| Zone | South of Lugo | 8 | Monthly System Peak Day | SCE | 1-in-2 | 2026 | 6 |  |  |  | 74.9559 | 1
| Zone | South of Lugo | 8 | Monthly System Peak Day | SCE | 1-in-2 | 2026 | 7 |  |  |  | 74.6141 | 1
| Zone | South of Lugo | 8 | Monthly System Peak Day | SCE | 1-in-2 | 2026 | 8 |  |  |  | 74.7823 | 1
| Zone | South of Lugo | 8 | Monthly System Peak Day | SCE | 1-in-2 | 2026 | 9 |  |  |  | 76.6659 | 1
| Zone | South of Lugo | 8 | Monthly System Peak Day | SCE | 1-in-2 | 2026 | 10 |  |  |  | 80.6795 | 1
| Zone | South of Lugo | 8 | Monthly System Peak Day | SCE | 1-in-2 | 2026 | 11 |  |  |  | 84.5692 | 1
| Zone | South of Lugo | 8 | Monthly System Peak Day | SCE | 1-in-2 | 2026 | 12 |  |  |  | 87.9692 | 1
| Zone | South of Lugo | 8 | Monthly System Peak Day | SCE | 1-in-2 | 2026 | 13 |  |  |  | 90.3 | 1
| Zone | South of Lugo | 8 | Monthly System Peak Day | SCE | 1-in-2 | 2026 | 14 |  |  |  | 92.2385 | 1
| Zone | South of Lugo | 8 | Monthly System Peak Day | SCE | 1-in-2 | 2026 | 15 |  |  |  | 93.7077 | 1
| Zone | South of Lugo | 8 | Monthly System Peak Day | SCE | 1-in-2 | 2026 | 16 |  |  |  | 93.8103 | 1
| Zone | South of Lugo | 8 | Monthly System Peak Day | SCE | 1-in-2 | 2026 | 17 |  |  |  | 93.0154 | 1
| Zone | South of Lugo | 8 | Monthly System Peak Day | SCE | 1-in-2 | 2026 | 18 |  |  |  | 91.7667 | 1
| Zone | South of Lugo | 8 | Monthly System Peak Day | SCE | 1-in-2 | 2026 | 19 |  |  |  | 90.3692 | 1
| Zone | South of Lugo | 8 | Monthly System Peak Day | SCE | 1-in-2 | 2026 | 20 |  |  |  | 88.3385 | 1
| Zone | South of Lugo | 8 | Monthly System Peak Day | SCE | 1-in-2 | 2026 | 21 |  |  |  | 84.8487 | 1
| Zone | South of Lugo | 8 | Monthly System Peak Day | SCE | 1-in-2 | 2026 | 22 |  |  |  | 81.4385 | 1
| Zone | South of Lugo | 8 | Monthly System Peak Day | SCE | 1-in-2 | 2026 | 23 |  |  |  | 79.3128 | 1
| Zone | South of Lugo | 8 | Monthly System Peak Day | SCE | 1-in-2 | 2026 | 24 |  |  |  | 77.8072 | 1
| Zone | South of Lugo | 8 | Typical Event Day | SCE | 1-in-2 | 2026 | 1 |  |  |  | 73.3879 | 1
| Zone | South of Lugo | 8 | Typical Event Day | SCE | 1-in-2 | 2026 | 2 |  |  |  | 72.3336 | 1
| Zone | South of Lugo | 8 | Typical Event Day | SCE | 1-in-2 | 2026 | 3 |  |  |  | 71.5701 | 1
| Zone | South of Lugo | 8 | Typical Event Day | SCE | 1-in-2 | 2026 | 4 |  |  |  | 70.9136 | 1
| Zone | South of Lugo | 8 | Typical Event Day | SCE | 1-in-2 | 2026 | 5 |  |  |  | 70.3249 | 1
| Zone | South of Lugo | 8 | Typical Event Day | SCE | 1-in-2 | 2026 | 6 |  |  |  | 69.7097 | 1
| Zone | South of Lugo | 8 | Typical Event Day | SCE | 1-in-2 | 2026 | 7 |  |  |  | 69.4113 | 1
| Zone | South of Lugo | 8 | Typical Event Day | SCE | 1-in-2 | 2026 | 8 |  |  |  | 69.8227 | 1
| Zone | South of Lugo | 8 | Typical Event Day | SCE | 1-in-2 | 2026 | 9 |  |  |  | 72.166 | 1
| Zone | South of Lugo | 8 | Typical Event Day | SCE | 1-in-2 | 2026 | 10 |  |  |  | 76.4347 | 1
| Zone | South of Lugo | 8 | Typical Event Day | SCE | 1-in-2 | 2026 | 11 |  |  |  | 80.7497 | 1
| Zone | South of Lugo | 8 | Typical Event Day | SCE | 1-in-2 | 2026 | 12 |  |  |  | 84.6027 | 1
| Zone | South of Lugo | 8 | Typical Event Day | SCE | 1-in-2 | 2026 | 13 |  |  |  | 87.3238 | 1
| Zone | South of Lugo | 8 | Typical Event Day | SCE | 1-in-2 | 2026 | 14 |  |  |  | 89.3264 | 1
| Zone | South of Lugo | 8 | Typical Event Day | SCE | 1-in-2 | 2026 | 15 |  |  |  | 90.9715 | 1
| Zone | South of Lugo | 8 | Typical Event Day | SCE | 1-in-2 | 2026 | 16 |  |  |  | 91.3217 | 1
| Zone | South of Lugo | 8 | Typical Event Day | SCE | 1-in-2 | 2026 | 17 |  |  |  | 91.5824 | 1
| Zone | South of Lugo | 8 | Typical Event Day | SCE | 1-in-2 | 2026 | 18 |  |  |  | 90.7228 | 1
| Zone | South of Lugo | 8 | Typical Event Day | SCE | 1-in-2 | 2026 | 19 |  |  |  | 88.882 | 1
| Zone | South of Lugo | 8 | Typical Event Day | SCE | 1-in-2 | 2026 | 20 |  |  |  | 86.5312 | 1
| Zone | South of Lugo | 8 | Typical Event Day | SCE | 1-in-2 | 2026 | 21 |  |  |  | 83.1432 | 1
| Zone | South of Lugo | 8 | Typical Event Day | SCE | 1-in-2 | 2026 | 22 |  |  |  | 79.9623 | 1
| Zone | South of Lugo | 8 | Typical Event Day | SCE | 1-in-2 | 2026 | 23 |  |  |  | 77.8256 | 1
| Zone | South of Lugo | 8 | Typical Event Day | SCE | 1-in-2 | 2026 | 24 |  |  |  | 76.0635 | 1
| Zone | South of Lugo | 9 | Average Weekday | SCE | 1-in-2 | 2026 | 1 |  |  |  | 69.5679 | 1
| Zone | South of Lugo | 9 | Average Weekday | SCE | 1-in-2 | 2026 | 2 |  |  |  | 68.7193 | 1
| Zone | South of Lugo | 9 | Average Weekday | SCE | 1-in-2 | 2026 | 3 |  |  |  | 68.0278 | 1
| Zone | South of Lugo | 9 | Average Weekday | SCE | 1-in-2 | 2026 | 4 |  |  |  | 67.4097 | 1
| Zone | South of Lugo | 9 | Average Weekday | SCE | 1-in-2 | 2026 | 5 |  |  |  | 66.9014 | 1
| Zone | South of Lugo | 9 | Average Weekday | SCE | 1-in-2 | 2026 | 6 |  |  |  | 66.4414 | 1
| Zone | South of Lugo | 9 | Average Weekday | SCE | 1-in-2 | 2026 | 7 |  |  |  | 66.1311 | 1
| Zone | South of Lugo | 9 | Average Weekday | SCE | 1-in-2 | 2026 | 8 |  |  |  | 66.0566 | 1
| Zone | South of Lugo | 9 | Average Weekday | SCE | 1-in-2 | 2026 | 9 |  |  |  | 67.5294 | 1
| Zone | South of Lugo | 9 | Average Weekday | SCE | 1-in-2 | 2026 | 10 |  |  |  | 70.3949 | 1
| Zone | South of Lugo | 9 | Average Weekday | SCE | 1-in-2 | 2026 | 11 |  |  |  | 73.7984 | 1
| Zone | South of Lugo | 9 | Average Weekday | SCE | 1-in-2 | 2026 | 12 |  |  |  | 77.143 | 1
| Zone | South of Lugo | 9 | Average Weekday | SCE | 1-in-2 | 2026 | 13 |  |  |  | 79.9568 | 1
| Zone | South of Lugo | 9 | Average Weekday | SCE | 1-in-2 | 2026 | 14 |  |  |  | 81.9296 | 1
| Zone | South of Lugo | 9 | Average Weekday | SCE | 1-in-2 | 2026 | 15 |  |  |  | 83.0553 | 1
| Zone | South of Lugo | 9 | Average Weekday | SCE | 1-in-2 | 2026 | 16 |  |  |  | 83.4899 | 1
| Zone | South of Lugo | 9 | Average Weekday | SCE | 1-in-2 | 2026 | 17 |  |  |  | 83.3043 | 1
| Zone | South of Lugo | 9 | Average Weekday | SCE | 1-in-2 | 2026 | 18 |  |  |  | 82.3103 | 1
| Zone | South of Lugo | 9 | Average Weekday | SCE | 1-in-2 | 2026 | 19 |  |  |  | 80.5187 | 1
| Zone | South of Lugo | 9 | Average Weekday | SCE | 1-in-2 | 2026 | 20 |  |  |  | 77.4977 | 1
| Zone | South of Lugo | 9 | Average Weekday | SCE | 1-in-2 | 2026 | 21 |  |  |  | 74.4041 | 1
| Zone | South of Lugo | 9 | Average Weekday | SCE | 1-in-2 | 2026 | 22 |  |  |  | 72.588 | 1
| Zone | South of Lugo | 9 | Average Weekday | SCE | 1-in-2 | 2026 | 23 |  |  |  | 71.3442 | 1
| Zone | South of Lugo | 9 | Average Weekday | SCE | 1-in-2 | 2026 | 24 |  |  |  | 70.2551 | 1
| Zone | South of Lugo | 9 | Monthly System Peak Day | SCE | 1-in-2 | 2026 | 1 |  |  |  | 76.4608 | 1
| Zone | South of Lugo | 9 | Monthly System Peak Day | SCE | 1-in-2 | 2026 | 2 |  |  |  | 75.3621 | 1
| Zone | South of Lugo | 9 | Monthly System Peak Day | SCE | 1-in-2 | 2026 | 3 |  |  |  | 74.6651 | 1
| Zone | South of Lugo | 9 | Monthly System Peak Day | SCE | 1-in-2 | 2026 | 4 |  |  |  | 74.1926 | 1
| Zone | South of Lugo | 9 | Monthly System Peak Day | SCE | 1-in-2 | 2026 | 5 |  |  |  | 73.3282 | 1
| Zone | South of Lugo | 9 | Monthly System Peak Day | SCE | 1-in-2 | 2026 | 6 |  |  |  | 72.6123 | 1
| Zone | South of Lugo | 9 | Monthly System Peak Day | SCE | 1-in-2 | 2026 | 7 |  |  |  | 72.7421 | 1
| Zone | South of Lugo | 9 | Monthly System Peak Day | SCE | 1-in-2 | 2026 | 8 |  |  |  | 72.621 | 1
| Zone | South of Lugo | 9 | Monthly System Peak Day | SCE | 1-in-2 | 2026 | 9 |  |  |  | 74.2392 | 1
| Zone | South of Lugo | 9 | Monthly System Peak Day | SCE | 1-in-2 | 2026 | 10 |  |  |  | 78.6872 | 1
| Zone | South of Lugo | 9 | Monthly System Peak Day | SCE | 1-in-2 | 2026 | 11 |  |  |  | 83.9282 | 1
| Zone | South of Lugo | 9 | Monthly System Peak Day | SCE | 1-in-2 | 2026 | 12 |  |  |  | 88.6077 | 1
| Zone | South of Lugo | 9 | Monthly System Peak Day | SCE | 1-in-2 | 2026 | 13 |  |  |  | 92.6256 | 1
| Zone | South of Lugo | 9 | Monthly System Peak Day | SCE | 1-in-2 | 2026 | 14 |  |  |  | 95.3128 | 1
| Zone | South of Lugo | 9 | Monthly System Peak Day | SCE | 1-in-2 | 2026 | 15 |  |  |  | 96.4564 | 1
| Zone | South of Lugo | 9 | Monthly System Peak Day | SCE | 1-in-2 | 2026 | 16 |  |  |  | 96.0103 | 1
| Zone | South of Lugo | 9 | Monthly System Peak Day | SCE | 1-in-2 | 2026 | 17 |  |  |  | 95.9142 | 1
| Zone | South of Lugo | 9 | Monthly System Peak Day | SCE | 1-in-2 | 2026 | 18 |  |  |  | 95.4629 | 1
| Zone | South of Lugo | 9 | Monthly System Peak Day | SCE | 1-in-2 | 2026 | 19 |  |  |  | 94.5256 | 1
| Zone | South of Lugo | 9 | Monthly System Peak Day | SCE | 1-in-2 | 2026 | 20 |  |  |  | 92.141 | 1
| Zone | South of Lugo | 9 | Monthly System Peak Day | SCE | 1-in-2 | 2026 | 21 |  |  |  | 88.6436 | 1
| Zone | South of Lugo | 9 | Monthly System Peak Day | SCE | 1-in-2 | 2026 | 22 |  |  |  | 86.3513 | 1
| Zone | South of Lugo | 9 | Monthly System Peak Day | SCE | 1-in-2 | 2026 | 23 |  |  |  | 84.2231 | 1
| Zone | South of Lugo | 9 | Monthly System Peak Day | SCE | 1-in-2 | 2026 | 24 |  |  |  | 81.7487 | 1
| Zone | South of Lugo | 10 | Average Weekday | SCE | 1-in-2 | 2026 | 1 |  |  |  | 64.658 | 1
| Zone | South of Lugo | 10 | Average Weekday | SCE | 1-in-2 | 2026 | 2 |  |  |  | 63.8062 | 1
| Zone | South of Lugo | 10 | Average Weekday | SCE | 1-in-2 | 2026 | 3 |  |  |  | 62.9019 | 1
| Zone | South of Lugo | 10 | Average Weekday | SCE | 1-in-2 | 2026 | 4 |  |  |  | 62.2469 | 1
| Zone | South of Lugo | 10 | Average Weekday | SCE | 1-in-2 | 2026 | 5 |  |  |  | 61.6376 | 1
| Zone | South of Lugo | 10 | Average Weekday | SCE | 1-in-2 | 2026 | 6 |  |  |  | 61.2473 | 1
| Zone | South of Lugo | 10 | Average Weekday | SCE | 1-in-2 | 2026 | 7 |  |  |  | 60.9326 | 1
| Zone | South of Lugo | 10 | Average Weekday | SCE | 1-in-2 | 2026 | 8 |  |  |  | 60.7842 | 1
| Zone | South of Lugo | 10 | Average Weekday | SCE | 1-in-2 | 2026 | 9 |  |  |  | 61.3719 | 1
| Zone | South of Lugo | 10 | Average Weekday | SCE | 1-in-2 | 2026 | 10 |  |  |  | 63.9419 | 1
| Zone | South of Lugo | 10 | Average Weekday | SCE | 1-in-2 | 2026 | 11 |  |  |  | 67.2273 | 1
| Zone | South of Lugo | 10 | Average Weekday | SCE | 1-in-2 | 2026 | 12 |  |  |  | 70.4369 | 1
| Zone | South of Lugo | 10 | Average Weekday | SCE | 1-in-2 | 2026 | 13 |  |  |  | 73.1782 | 1
| Zone | South of Lugo | 10 | Average Weekday | SCE | 1-in-2 | 2026 | 14 |  |  |  | 75.1897 | 1
| Zone | South of Lugo | 10 | Average Weekday | SCE | 1-in-2 | 2026 | 15 |  |  |  | 76.6368 | 1
| Zone | South of Lugo | 10 | Average Weekday | SCE | 1-in-2 | 2026 | 16 |  |  |  | 77.4598 | 1
| Zone | South of Lugo | 10 | Average Weekday | SCE | 1-in-2 | 2026 | 17 |  |  |  | 77.3466 | 1
| Zone | South of Lugo | 10 | Average Weekday | SCE | 1-in-2 | 2026 | 18 |  |  |  | 76.4242 | 1
| Zone | South of Lugo | 10 | Average Weekday | SCE | 1-in-2 | 2026 | 19 |  |  |  | 74.5143 | 1
| Zone | South of Lugo | 10 | Average Weekday | SCE | 1-in-2 | 2026 | 20 |  |  |  | 71.5232 | 1
| Zone | South of Lugo | 10 | Average Weekday | SCE | 1-in-2 | 2026 | 21 |  |  |  | 69.4376 | 1
| Zone | South of Lugo | 10 | Average Weekday | SCE | 1-in-2 | 2026 | 22 |  |  |  | 67.9225 | 1
| Zone | South of Lugo | 10 | Average Weekday | SCE | 1-in-2 | 2026 | 23 |  |  |  | 66.6274 | 1
| Zone | South of Lugo | 10 | Average Weekday | SCE | 1-in-2 | 2026 | 24 |  |  |  | 65.4949 | 1
| Zone | South of Lugo | 10 | Monthly System Peak Day | SCE | 1-in-2 | 2026 | 1 |  |  |  | 74.6742 | 1
| Zone | South of Lugo | 10 | Monthly System Peak Day | SCE | 1-in-2 | 2026 | 2 |  |  |  | 73.1483 | 1
| Zone | South of Lugo | 10 | Monthly System Peak Day | SCE | 1-in-2 | 2026 | 3 |  |  |  | 70.4508 | 1
| Zone | South of Lugo | 10 | Monthly System Peak Day | SCE | 1-in-2 | 2026 | 4 |  |  |  | 69.3717 | 1
| Zone | South of Lugo | 10 | Monthly System Peak Day | SCE | 1-in-2 | 2026 | 5 |  |  |  | 68.6522 | 1
| Zone | South of Lugo | 10 | Monthly System Peak Day | SCE | 1-in-2 | 2026 | 6 |  |  |  | 68.2467 | 1
| Zone | South of Lugo | 10 | Monthly System Peak Day | SCE | 1-in-2 | 2026 | 7 |  |  |  | 67.8128 | 1
| Zone | South of Lugo | 10 | Monthly System Peak Day | SCE | 1-in-2 | 2026 | 8 |  |  |  | 67.5925 | 1
| Zone | South of Lugo | 10 | Monthly System Peak Day | SCE | 1-in-2 | 2026 | 9 |  |  |  | 68.5853 | 1
| Zone | South of Lugo | 10 | Monthly System Peak Day | SCE | 1-in-2 | 2026 | 10 |  |  |  | 72.8856 | 1
| Zone | South of Lugo | 10 | Monthly System Peak Day | SCE | 1-in-2 | 2026 | 11 |  |  |  | 79.2614 | 1
| Zone | South of Lugo | 10 | Monthly System Peak Day | SCE | 1-in-2 | 2026 | 12 |  |  |  | 84.9889 | 1
| Zone | South of Lugo | 10 | Monthly System Peak Day | SCE | 1-in-2 | 2026 | 13 |  |  |  | 88.8639 | 1
| Zone | South of Lugo | 10 | Monthly System Peak Day | SCE | 1-in-2 | 2026 | 14 |  |  |  | 91.4361 | 1
| Zone | South of Lugo | 10 | Monthly System Peak Day | SCE | 1-in-2 | 2026 | 15 |  |  |  | 92.7056 | 1
| Zone | South of Lugo | 10 | Monthly System Peak Day | SCE | 1-in-2 | 2026 | 16 |  |  |  | 93 | 1
| Zone | South of Lugo | 10 | Monthly System Peak Day | SCE | 1-in-2 | 2026 | 17 |  |  |  | 92.4833 | 1
| Zone | South of Lugo | 10 | Monthly System Peak Day | SCE | 1-in-2 | 2026 | 18 |  |  |  | 91.7389 | 1
| Zone | South of Lugo | 10 | Monthly System Peak Day | SCE | 1-in-2 | 2026 | 19 |  |  |  | 90.6139 | 1
| Zone | South of Lugo | 10 | Monthly System Peak Day | SCE | 1-in-2 | 2026 | 20 |  |  |  | 86.85 | 1
| Zone | South of Lugo | 10 | Monthly System Peak Day | SCE | 1-in-2 | 2026 | 21 |  |  |  | 84.0083 | 1
| Zone | South of Lugo | 10 | Monthly System Peak Day | SCE | 1-in-2 | 2026 | 22 |  |  |  | 82.2222 | 1
| Zone | South of Lugo | 10 | Monthly System Peak Day | SCE | 1-in-2 | 2026 | 23 |  |  |  | 79.4361 | 1
| Zone | South of Lugo | 10 | Monthly System Peak Day | SCE | 1-in-2 | 2026 | 24 |  |  |  | 77.6992 | 1
| Zone | South of Lugo | 11 | Average Weekday | SCE | 1-in-2 | 2026 | 1 |  |  |  | 58.5333 | 1
| Zone | South of Lugo | 11 | Average Weekday | SCE | 1-in-2 | 2026 | 2 |  |  |  | 57.7813 | 1
| Zone | South of Lugo | 11 | Average Weekday | SCE | 1-in-2 | 2026 | 3 |  |  |  | 57.0469 | 1
| Zone | South of Lugo | 11 | Average Weekday | SCE | 1-in-2 | 2026 | 4 |  |  |  | 56.5065 | 1
| Zone | South of Lugo | 11 | Average Weekday | SCE | 1-in-2 | 2026 | 5 |  |  |  | 56.0571 | 1
| Zone | South of Lugo | 11 | Average Weekday | SCE | 1-in-2 | 2026 | 6 |  |  |  | 55.6144 | 1
| Zone | South of Lugo | 11 | Average Weekday | SCE | 1-in-2 | 2026 | 7 |  |  |  | 55.485 | 1
| Zone | South of Lugo | 11 | Average Weekday | SCE | 1-in-2 | 2026 | 8 |  |  |  | 55.4742 | 1
| Zone | South of Lugo | 11 | Average Weekday | SCE | 1-in-2 | 2026 | 9 |  |  |  | 57.1545 | 1
| Zone | South of Lugo | 11 | Average Weekday | SCE | 1-in-2 | 2026 | 10 |  |  |  | 60.4087 | 1
| Zone | South of Lugo | 11 | Average Weekday | SCE | 1-in-2 | 2026 | 11 |  |  |  | 63.8954 | 1
| Zone | South of Lugo | 11 | Average Weekday | SCE | 1-in-2 | 2026 | 12 |  |  |  | 66.8067 | 1
| Zone | South of Lugo | 11 | Average Weekday | SCE | 1-in-2 | 2026 | 13 |  |  |  | 68.9962 | 1
| Zone | South of Lugo | 11 | Average Weekday | SCE | 1-in-2 | 2026 | 14 |  |  |  | 70.4599 | 1
| Zone | South of Lugo | 11 | Average Weekday | SCE | 1-in-2 | 2026 | 15 |  |  |  | 71.3165 | 1
| Zone | South of Lugo | 11 | Average Weekday | SCE | 1-in-2 | 2026 | 16 |  |  |  | 71.3995 | 1
| Zone | South of Lugo | 11 | Average Weekday | SCE | 1-in-2 | 2026 | 17 |  |  |  | 70.5174 | 1
| Zone | South of Lugo | 11 | Average Weekday | SCE | 1-in-2 | 2026 | 18 |  |  |  | 68.4079 | 1
| Zone | South of Lugo | 11 | Average Weekday | SCE | 1-in-2 | 2026 | 19 |  |  |  | 66.0434 | 1
| Zone | South of Lugo | 11 | Average Weekday | SCE | 1-in-2 | 2026 | 20 |  |  |  | 64.3404 | 1
| Zone | South of Lugo | 11 | Average Weekday | SCE | 1-in-2 | 2026 | 21 |  |  |  | 62.8974 | 1
| Zone | South of Lugo | 11 | Average Weekday | SCE | 1-in-2 | 2026 | 22 |  |  |  | 61.5474 | 1
| Zone | South of Lugo | 11 | Average Weekday | SCE | 1-in-2 | 2026 | 23 |  |  |  | 60.3009 | 1
| Zone | South of Lugo | 11 | Average Weekday | SCE | 1-in-2 | 2026 | 24 |  |  |  | 59.3525 | 1
| Zone | South of Lugo | 11 | Monthly System Peak Day | SCE | 1-in-2 | 2026 | 1 |  |  |  | 65.7875 | 1
| Zone | South of Lugo | 11 | Monthly System Peak Day | SCE | 1-in-2 | 2026 | 2 |  |  |  | 64.2083 | 1
| Zone | South of Lugo | 11 | Monthly System Peak Day | SCE | 1-in-2 | 2026 | 3 |  |  |  | 63.0328 | 1
| Zone | South of Lugo | 11 | Monthly System Peak Day | SCE | 1-in-2 | 2026 | 4 |  |  |  | 62.1006 | 1
| Zone | South of Lugo | 11 | Monthly System Peak Day | SCE | 1-in-2 | 2026 | 5 |  |  |  | 61.2594 | 1
| Zone | South of Lugo | 11 | Monthly System Peak Day | SCE | 1-in-2 | 2026 | 6 |  |  |  | 60.3725 | 1
| Zone | South of Lugo | 11 | Monthly System Peak Day | SCE | 1-in-2 | 2026 | 7 |  |  |  | 60.0858 | 1
| Zone | South of Lugo | 11 | Monthly System Peak Day | SCE | 1-in-2 | 2026 | 8 |  |  |  | 60.1878 | 1
| Zone | South of Lugo | 11 | Monthly System Peak Day | SCE | 1-in-2 | 2026 | 9 |  |  |  | 62.6325 | 1
| Zone | South of Lugo | 11 | Monthly System Peak Day | SCE | 1-in-2 | 2026 | 10 |  |  |  | 67.8433 | 1
| Zone | South of Lugo | 11 | Monthly System Peak Day | SCE | 1-in-2 | 2026 | 11 |  |  |  | 74.2411 | 1
| Zone | South of Lugo | 11 | Monthly System Peak Day | SCE | 1-in-2 | 2026 | 12 |  |  |  | 79.9083 | 1
| Zone | South of Lugo | 11 | Monthly System Peak Day | SCE | 1-in-2 | 2026 | 13 |  |  |  | 83.9361 | 1
| Zone | South of Lugo | 11 | Monthly System Peak Day | SCE | 1-in-2 | 2026 | 14 |  |  |  | 86.475 | 1
| Zone | South of Lugo | 11 | Monthly System Peak Day | SCE | 1-in-2 | 2026 | 15 |  |  |  | 87.6361 | 1
| Zone | South of Lugo | 11 | Monthly System Peak Day | SCE | 1-in-2 | 2026 | 16 |  |  |  | 87.3444 | 1
| Zone | South of Lugo | 11 | Monthly System Peak Day | SCE | 1-in-2 | 2026 | 17 |  |  |  | 86.1611 | 1
| Zone | South of Lugo | 11 | Monthly System Peak Day | SCE | 1-in-2 | 2026 | 18 |  |  |  | 83.1111 | 1
| Zone | South of Lugo | 11 | Monthly System Peak Day | SCE | 1-in-2 | 2026 | 19 |  |  |  | 79.5417 | 1
| Zone | South of Lugo | 11 | Monthly System Peak Day | SCE | 1-in-2 | 2026 | 20 |  |  |  | 77.2222 | 1
| Zone | South of Lugo | 11 | Monthly System Peak Day | SCE | 1-in-2 | 2026 | 21 |  |  |  | 74.79 | 1
| Zone | South of Lugo | 11 | Monthly System Peak Day | SCE | 1-in-2 | 2026 | 22 |  |  |  | 73.0744 | 1
| Zone | South of Lugo | 11 | Monthly System Peak Day | SCE | 1-in-2 | 2026 | 23 |  |  |  | 70.7164 | 1
| Zone | South of Lugo | 11 | Monthly System Peak Day | SCE | 1-in-2 | 2026 | 24 |  |  |  | 68.9517 | 1
| Zone | South of Lugo | 12 | Average Weekday | SCE | 1-in-2 | 2026 | 1 |  |  |  | 52.8309 | 1
| Zone | South of Lugo | 12 | Average Weekday | SCE | 1-in-2 | 2026 | 2 |  |  |  | 52.1578 | 1
| Zone | South of Lugo | 12 | Average Weekday | SCE | 1-in-2 | 2026 | 3 |  |  |  | 51.683 | 1
| Zone | South of Lugo | 12 | Average Weekday | SCE | 1-in-2 | 2026 | 4 |  |  |  | 51.2664 | 1
| Zone | South of Lugo | 12 | Average Weekday | SCE | 1-in-2 | 2026 | 5 |  |  |  | 50.8731 | 1
| Zone | South of Lugo | 12 | Average Weekday | SCE | 1-in-2 | 2026 | 6 |  |  |  | 50.3862 | 1
| Zone | South of Lugo | 12 | Average Weekday | SCE | 1-in-2 | 2026 | 7 |  |  |  | 49.994 | 1
| Zone | South of Lugo | 12 | Average Weekday | SCE | 1-in-2 | 2026 | 8 |  |  |  | 49.8333 | 1
| Zone | South of Lugo | 12 | Average Weekday | SCE | 1-in-2 | 2026 | 9 |  |  |  | 50.5885 | 1
| Zone | South of Lugo | 12 | Average Weekday | SCE | 1-in-2 | 2026 | 10 |  |  |  | 52.9118 | 1
| Zone | South of Lugo | 12 | Average Weekday | SCE | 1-in-2 | 2026 | 11 |  |  |  | 55.8123 | 1
| Zone | South of Lugo | 12 | Average Weekday | SCE | 1-in-2 | 2026 | 12 |  |  |  | 58.5248 | 1
| Zone | South of Lugo | 12 | Average Weekday | SCE | 1-in-2 | 2026 | 13 |  |  |  | 60.555 | 1
| Zone | South of Lugo | 12 | Average Weekday | SCE | 1-in-2 | 2026 | 14 |  |  |  | 61.9576 | 1
| Zone | South of Lugo | 12 | Average Weekday | SCE | 1-in-2 | 2026 | 15 |  |  |  | 62.7828 | 1
| Zone | South of Lugo | 12 | Average Weekday | SCE | 1-in-2 | 2026 | 16 |  |  |  | 62.8459 | 1
| Zone | South of Lugo | 12 | Average Weekday | SCE | 1-in-2 | 2026 | 17 |  |  |  | 62.0852 | 1
| Zone | South of Lugo | 12 | Average Weekday | SCE | 1-in-2 | 2026 | 18 |  |  |  | 60.184 | 1
| Zone | South of Lugo | 12 | Average Weekday | SCE | 1-in-2 | 2026 | 19 |  |  |  | 58.2015 | 1
| Zone | South of Lugo | 12 | Average Weekday | SCE | 1-in-2 | 2026 | 20 |  |  |  | 56.8922 | 1
| Zone | South of Lugo | 12 | Average Weekday | SCE | 1-in-2 | 2026 | 21 |  |  |  | 55.8111 | 1
| Zone | South of Lugo | 12 | Average Weekday | SCE | 1-in-2 | 2026 | 22 |  |  |  | 54.7683 | 1
| Zone | South of Lugo | 12 | Average Weekday | SCE | 1-in-2 | 2026 | 23 |  |  |  | 53.8381 | 1
| Zone | South of Lugo | 12 | Average Weekday | SCE | 1-in-2 | 2026 | 24 |  |  |  | 53.0334 | 1
| Zone | South of Lugo | 12 | Monthly System Peak Day | SCE | 1-in-2 | 2026 | 1 |  |  |  | 45.9917 | 1
| Zone | South of Lugo | 12 | Monthly System Peak Day | SCE | 1-in-2 | 2026 | 2 |  |  |  | 45.5597 | 1
| Zone | South of Lugo | 12 | Monthly System Peak Day | SCE | 1-in-2 | 2026 | 3 |  |  |  | 45.7214 | 1
| Zone | South of Lugo | 12 | Monthly System Peak Day | SCE | 1-in-2 | 2026 | 4 |  |  |  | 45.8997 | 1
| Zone | South of Lugo | 12 | Monthly System Peak Day | SCE | 1-in-2 | 2026 | 5 |  |  |  | 45.8736 | 1
| Zone | South of Lugo | 12 | Monthly System Peak Day | SCE | 1-in-2 | 2026 | 6 |  |  |  | 45.6872 | 1
| Zone | South of Lugo | 12 | Monthly System Peak Day | SCE | 1-in-2 | 2026 | 7 |  |  |  | 45.7017 | 1
| Zone | South of Lugo | 12 | Monthly System Peak Day | SCE | 1-in-2 | 2026 | 8 |  |  |  | 45.74 | 1
| Zone | South of Lugo | 12 | Monthly System Peak Day | SCE | 1-in-2 | 2026 | 9 |  |  |  | 46.5792 | 1
| Zone | South of Lugo | 12 | Monthly System Peak Day | SCE | 1-in-2 | 2026 | 10 |  |  |  | 49.5064 | 1
| Zone | South of Lugo | 12 | Monthly System Peak Day | SCE | 1-in-2 | 2026 | 11 |  |  |  | 52.5481 | 1
| Zone | South of Lugo | 12 | Monthly System Peak Day | SCE | 1-in-2 | 2026 | 12 |  |  |  | 55.7542 | 1
| Zone | South of Lugo | 12 | Monthly System Peak Day | SCE | 1-in-2 | 2026 | 13 |  |  |  | 57.4317 | 1
| Zone | South of Lugo | 12 | Monthly System Peak Day | SCE | 1-in-2 | 2026 | 14 |  |  |  | 58.4739 | 1
| Zone | South of Lugo | 12 | Monthly System Peak Day | SCE | 1-in-2 | 2026 | 15 |  |  |  | 59.1544 | 1
| Zone | South of Lugo | 12 | Monthly System Peak Day | SCE | 1-in-2 | 2026 | 16 |  |  |  | 59.4806 | 1
| Zone | South of Lugo | 12 | Monthly System Peak Day | SCE | 1-in-2 | 2026 | 17 |  |  |  | 58.9819 | 1
| Zone | South of Lugo | 12 | Monthly System Peak Day | SCE | 1-in-2 | 2026 | 18 |  |  |  | 57.1061 | 1
| Zone | South of Lugo | 12 | Monthly System Peak Day | SCE | 1-in-2 | 2026 | 19 |  |  |  | 54.6917 | 1
| Zone | South of Lugo | 12 | Monthly System Peak Day | SCE | 1-in-2 | 2026 | 20 |  |  |  | 53.4083 | 1
| Zone | South of Lugo | 12 | Monthly System Peak Day | SCE | 1-in-2 | 2026 | 21 |  |  |  | 51.9811 | 1
| Zone | South of Lugo | 12 | Monthly System Peak Day | SCE | 1-in-2 | 2026 | 22 |  |  |  | 50.3236 | 1
| Zone | South of Lugo | 12 | Monthly System Peak Day | SCE | 1-in-2 | 2026 | 23 |  |  |  | 48.5106 | 1
| Zone | South of Lugo | 12 | Monthly System Peak Day | SCE | 1-in-2 | 2026 | 24 |  |  |  | 47.1386 | 1
| Zone | South of Lugo | 1 | Average Weekday | SCE | 1-in-2 | 2027 | 1 |  |  |  | 54.2503 | 1
| Zone | South of Lugo | 1 | Average Weekday | SCE | 1-in-2 | 2027 | 2 |  |  |  | 53.245 | 1
| Zone | South of Lugo | 1 | Average Weekday | SCE | 1-in-2 | 2027 | 3 |  |  |  | 52.5234 | 1
| Zone | South of Lugo | 1 | Average Weekday | SCE | 1-in-2 | 2027 | 4 |  |  |  | 52.0482 | 1
| Zone | South of Lugo | 1 | Average Weekday | SCE | 1-in-2 | 2027 | 5 |  |  |  | 51.4759 | 1
| Zone | South of Lugo | 1 | Average Weekday | SCE | 1-in-2 | 2027 | 6 |  |  |  | 51.056 | 1
| Zone | South of Lugo | 1 | Average Weekday | SCE | 1-in-2 | 2027 | 7 |  |  |  | 50.9637 | 1
| Zone | South of Lugo | 1 | Average Weekday | SCE | 1-in-2 | 2027 | 8 |  |  |  | 50.9324 | 1
| Zone | South of Lugo | 1 | Average Weekday | SCE | 1-in-2 | 2027 | 9 |  |  |  | 51.558 | 1
| Zone | South of Lugo | 1 | Average Weekday | SCE | 1-in-2 | 2027 | 10 |  |  |  | 54.7017 | 1
| Zone | South of Lugo | 1 | Average Weekday | SCE | 1-in-2 | 2027 | 11 |  |  |  | 58.8512 | 1
| Zone | South of Lugo | 1 | Average Weekday | SCE | 1-in-2 | 2027 | 12 |  |  |  | 62.5358 | 1
| Zone | South of Lugo | 1 | Average Weekday | SCE | 1-in-2 | 2027 | 13 |  |  |  | 65.3512 | 1
| Zone | South of Lugo | 1 | Average Weekday | SCE | 1-in-2 | 2027 | 14 |  |  |  | 67.2939 | 1
| Zone | South of Lugo | 1 | Average Weekday | SCE | 1-in-2 | 2027 | 15 |  |  |  | 68.4604 | 1
| Zone | South of Lugo | 1 | Average Weekday | SCE | 1-in-2 | 2027 | 16 |  |  |  | 68.8114 | 1
| Zone | South of Lugo | 1 | Average Weekday | SCE | 1-in-2 | 2027 | 17 |  |  |  | 68.157 | 1
| Zone | South of Lugo | 1 | Average Weekday | SCE | 1-in-2 | 2027 | 18 |  |  |  | 66.2965 | 1
| Zone | South of Lugo | 1 | Average Weekday | SCE | 1-in-2 | 2027 | 19 |  |  |  | 63.4532 | 1
| Zone | South of Lugo | 1 | Average Weekday | SCE | 1-in-2 | 2027 | 20 |  |  |  | 61.3863 | 1
| Zone | South of Lugo | 1 | Average Weekday | SCE | 1-in-2 | 2027 | 21 |  |  |  | 59.9236 | 1
| Zone | South of Lugo | 1 | Average Weekday | SCE | 1-in-2 | 2027 | 22 |  |  |  | 58.4919 | 1
| Zone | South of Lugo | 1 | Average Weekday | SCE | 1-in-2 | 2027 | 23 |  |  |  | 57.092 | 1
| Zone | South of Lugo | 1 | Average Weekday | SCE | 1-in-2 | 2027 | 24 |  |  |  | 55.8453 | 1
| Zone | South of Lugo | 1 | Monthly System Peak Day | SCE | 1-in-2 | 2027 | 1 |  |  |  | 47.7986 | 1
| Zone | South of Lugo | 1 | Monthly System Peak Day | SCE | 1-in-2 | 2027 | 2 |  |  |  | 46.7125 | 1
| Zone | South of Lugo | 1 | Monthly System Peak Day | SCE | 1-in-2 | 2027 | 3 |  |  |  | 44.6117 | 1
| Zone | South of Lugo | 1 | Monthly System Peak Day | SCE | 1-in-2 | 2027 | 4 |  |  |  | 43.7064 | 1
| Zone | South of Lugo | 1 | Monthly System Peak Day | SCE | 1-in-2 | 2027 | 5 |  |  |  | 42.8767 | 1
| Zone | South of Lugo | 1 | Monthly System Peak Day | SCE | 1-in-2 | 2027 | 6 |  |  |  | 42.57 | 1
| Zone | South of Lugo | 1 | Monthly System Peak Day | SCE | 1-in-2 | 2027 | 7 |  |  |  | 42.2903 | 1
| Zone | South of Lugo | 1 | Monthly System Peak Day | SCE | 1-in-2 | 2027 | 8 |  |  |  | 42.6981 | 1
| Zone | South of Lugo | 1 | Monthly System Peak Day | SCE | 1-in-2 | 2027 | 9 |  |  |  | 43.4283 | 1
| Zone | South of Lugo | 1 | Monthly System Peak Day | SCE | 1-in-2 | 2027 | 10 |  |  |  | 46.0053 | 1
| Zone | South of Lugo | 1 | Monthly System Peak Day | SCE | 1-in-2 | 2027 | 11 |  |  |  | 49.6397 | 1
| Zone | South of Lugo | 1 | Monthly System Peak Day | SCE | 1-in-2 | 2027 | 12 |  |  |  | 52.3583 | 1
| Zone | South of Lugo | 1 | Monthly System Peak Day | SCE | 1-in-2 | 2027 | 13 |  |  |  | 53.9456 | 1
| Zone | South of Lugo | 1 | Monthly System Peak Day | SCE | 1-in-2 | 2027 | 14 |  |  |  | 53.7817 | 1
| Zone | South of Lugo | 1 | Monthly System Peak Day | SCE | 1-in-2 | 2027 | 15 |  |  |  | 53.4681 | 1
| Zone | South of Lugo | 1 | Monthly System Peak Day | SCE | 1-in-2 | 2027 | 16 |  |  |  | 54.5822 | 1
| Zone | South of Lugo | 1 | Monthly System Peak Day | SCE | 1-in-2 | 2027 | 17 |  |  |  | 55.2931 | 1
| Zone | South of Lugo | 1 | Monthly System Peak Day | SCE | 1-in-2 | 2027 | 18 |  |  |  | 54.4483 | 1
| Zone | South of Lugo | 1 | Monthly System Peak Day | SCE | 1-in-2 | 2027 | 19 |  |  |  | 52.6003 | 1
| Zone | South of Lugo | 1 | Monthly System Peak Day | SCE | 1-in-2 | 2027 | 20 |  |  |  | 51.2761 | 1
| Zone | South of Lugo | 1 | Monthly System Peak Day | SCE | 1-in-2 | 2027 | 21 |  |  |  | 50.3567 | 1
| Zone | South of Lugo | 1 | Monthly System Peak Day | SCE | 1-in-2 | 2027 | 22 |  |  |  | 49.27 | 1
| Zone | South of Lugo | 1 | Monthly System Peak Day | SCE | 1-in-2 | 2027 | 23 |  |  |  | 48.0264 | 1
| Zone | South of Lugo | 1 | Monthly System Peak Day | SCE | 1-in-2 | 2027 | 24 |  |  |  | 47.0872 | 1
| Zone | South of Lugo | 2 | Average Weekday | SCE | 1-in-2 | 2027 | 1 |  |  |  | 53.6409 | 1
| Zone | South of Lugo | 2 | Average Weekday | SCE | 1-in-2 | 2027 | 2 |  |  |  | 52.8383 | 1
| Zone | South of Lugo | 2 | Average Weekday | SCE | 1-in-2 | 2027 | 3 |  |  |  | 52.0969 | 1
| Zone | South of Lugo | 2 | Average Weekday | SCE | 1-in-2 | 2027 | 4 |  |  |  | 51.3915 | 1
| Zone | South of Lugo | 2 | Average Weekday | SCE | 1-in-2 | 2027 | 5 |  |  |  | 50.8331 | 1
| Zone | South of Lugo | 2 | Average Weekday | SCE | 1-in-2 | 2027 | 6 |  |  |  | 50.3523 | 1
| Zone | South of Lugo | 2 | Average Weekday | SCE | 1-in-2 | 2027 | 7 |  |  |  | 50.0344 | 1
| Zone | South of Lugo | 2 | Average Weekday | SCE | 1-in-2 | 2027 | 8 |  |  |  | 49.9834 | 1
| Zone | South of Lugo | 2 | Average Weekday | SCE | 1-in-2 | 2027 | 9 |  |  |  | 51.6122 | 1
| Zone | South of Lugo | 2 | Average Weekday | SCE | 1-in-2 | 2027 | 10 |  |  |  | 54.9783 | 1
| Zone | South of Lugo | 2 | Average Weekday | SCE | 1-in-2 | 2027 | 11 |  |  |  | 58.403 | 1
| Zone | South of Lugo | 2 | Average Weekday | SCE | 1-in-2 | 2027 | 12 |  |  |  | 61.6492 | 1
| Zone | South of Lugo | 2 | Average Weekday | SCE | 1-in-2 | 2027 | 13 |  |  |  | 64.111 | 1
| Zone | South of Lugo | 2 | Average Weekday | SCE | 1-in-2 | 2027 | 14 |  |  |  | 65.7296 | 1
| Zone | South of Lugo | 2 | Average Weekday | SCE | 1-in-2 | 2027 | 15 |  |  |  | 66.5412 | 1
| Zone | South of Lugo | 2 | Average Weekday | SCE | 1-in-2 | 2027 | 16 |  |  |  | 66.6457 | 1
| Zone | South of Lugo | 2 | Average Weekday | SCE | 1-in-2 | 2027 | 17 |  |  |  | 66.0498 | 1
| Zone | South of Lugo | 2 | Average Weekday | SCE | 1-in-2 | 2027 | 18 |  |  |  | 64.5749 | 1
| Zone | South of Lugo | 2 | Average Weekday | SCE | 1-in-2 | 2027 | 19 |  |  |  | 61.9217 | 1
| Zone | South of Lugo | 2 | Average Weekday | SCE | 1-in-2 | 2027 | 20 |  |  |  | 59.7283 | 1
| Zone | South of Lugo | 2 | Average Weekday | SCE | 1-in-2 | 2027 | 21 |  |  |  | 58.2571 | 1
| Zone | South of Lugo | 2 | Average Weekday | SCE | 1-in-2 | 2027 | 22 |  |  |  | 57.0983 | 1
| Zone | South of Lugo | 2 | Average Weekday | SCE | 1-in-2 | 2027 | 23 |  |  |  | 55.9459 | 1
| Zone | South of Lugo | 2 | Average Weekday | SCE | 1-in-2 | 2027 | 24 |  |  |  | 54.8236 | 1
| Zone | South of Lugo | 2 | Monthly System Peak Day | SCE | 1-in-2 | 2027 | 1 |  |  |  | 44.2064 | 1
| Zone | South of Lugo | 2 | Monthly System Peak Day | SCE | 1-in-2 | 2027 | 2 |  |  |  | 43.8683 | 1
| Zone | South of Lugo | 2 | Monthly System Peak Day | SCE | 1-in-2 | 2027 | 3 |  |  |  | 43.4325 | 1
| Zone | South of Lugo | 2 | Monthly System Peak Day | SCE | 1-in-2 | 2027 | 4 |  |  |  | 43.1303 | 1
| Zone | South of Lugo | 2 | Monthly System Peak Day | SCE | 1-in-2 | 2027 | 5 |  |  |  | 42.5356 | 1
| Zone | South of Lugo | 2 | Monthly System Peak Day | SCE | 1-in-2 | 2027 | 6 |  |  |  | 41.8078 | 1
| Zone | South of Lugo | 2 | Monthly System Peak Day | SCE | 1-in-2 | 2027 | 7 |  |  |  | 41.6083 | 1
| Zone | South of Lugo | 2 | Monthly System Peak Day | SCE | 1-in-2 | 2027 | 8 |  |  |  | 41.5656 | 1
| Zone | South of Lugo | 2 | Monthly System Peak Day | SCE | 1-in-2 | 2027 | 9 |  |  |  | 42.9272 | 1
| Zone | South of Lugo | 2 | Monthly System Peak Day | SCE | 1-in-2 | 2027 | 10 |  |  |  | 45.5697 | 1
| Zone | South of Lugo | 2 | Monthly System Peak Day | SCE | 1-in-2 | 2027 | 11 |  |  |  | 48.4017 | 1
| Zone | South of Lugo | 2 | Monthly System Peak Day | SCE | 1-in-2 | 2027 | 12 |  |  |  | 50.6014 | 1
| Zone | South of Lugo | 2 | Monthly System Peak Day | SCE | 1-in-2 | 2027 | 13 |  |  |  | 52.3811 | 1
| Zone | South of Lugo | 2 | Monthly System Peak Day | SCE | 1-in-2 | 2027 | 14 |  |  |  | 53.8483 | 1
| Zone | South of Lugo | 2 | Monthly System Peak Day | SCE | 1-in-2 | 2027 | 15 |  |  |  | 55.3164 | 1
| Zone | South of Lugo | 2 | Monthly System Peak Day | SCE | 1-in-2 | 2027 | 16 |  |  |  | 56.2403 | 1
| Zone | South of Lugo | 2 | Monthly System Peak Day | SCE | 1-in-2 | 2027 | 17 |  |  |  | 56.4522 | 1
| Zone | South of Lugo | 2 | Monthly System Peak Day | SCE | 1-in-2 | 2027 | 18 |  |  |  | 55.6875 | 1
| Zone | South of Lugo | 2 | Monthly System Peak Day | SCE | 1-in-2 | 2027 | 19 |  |  |  | 53.9058 | 1
| Zone | South of Lugo | 2 | Monthly System Peak Day | SCE | 1-in-2 | 2027 | 20 |  |  |  | 52.2394 | 1
| Zone | South of Lugo | 2 | Monthly System Peak Day | SCE | 1-in-2 | 2027 | 21 |  |  |  | 50.8806 | 1
| Zone | South of Lugo | 2 | Monthly System Peak Day | SCE | 1-in-2 | 2027 | 22 |  |  |  | 49.6031 | 1
| Zone | South of Lugo | 2 | Monthly System Peak Day | SCE | 1-in-2 | 2027 | 23 |  |  |  | 48.2975 | 1
| Zone | South of Lugo | 2 | Monthly System Peak Day | SCE | 1-in-2 | 2027 | 24 |  |  |  | 46.9983 | 1
| Zone | South of Lugo | 3 | Average Weekday | SCE | 1-in-2 | 2027 | 1 |  |  |  | 55.9497 | 1
| Zone | South of Lugo | 3 | Average Weekday | SCE | 1-in-2 | 2027 | 2 |  |  |  | 55.0646 | 1
| Zone | South of Lugo | 3 | Average Weekday | SCE | 1-in-2 | 2027 | 3 |  |  |  | 54.2569 | 1
| Zone | South of Lugo | 3 | Average Weekday | SCE | 1-in-2 | 2027 | 4 |  |  |  | 53.6471 | 1
| Zone | South of Lugo | 3 | Average Weekday | SCE | 1-in-2 | 2027 | 5 |  |  |  | 53.0462 | 1
| Zone | South of Lugo | 3 | Average Weekday | SCE | 1-in-2 | 2027 | 6 |  |  |  | 52.6834 | 1
| Zone | South of Lugo | 3 | Average Weekday | SCE | 1-in-2 | 2027 | 7 |  |  |  | 52.3696 | 1
| Zone | South of Lugo | 3 | Average Weekday | SCE | 1-in-2 | 2027 | 8 |  |  |  | 52.2268 | 1
| Zone | South of Lugo | 3 | Average Weekday | SCE | 1-in-2 | 2027 | 9 |  |  |  | 53.37 | 1
| Zone | South of Lugo | 3 | Average Weekday | SCE | 1-in-2 | 2027 | 10 |  |  |  | 56.119 | 1
| Zone | South of Lugo | 3 | Average Weekday | SCE | 1-in-2 | 2027 | 11 |  |  |  | 59.3661 | 1
| Zone | South of Lugo | 3 | Average Weekday | SCE | 1-in-2 | 2027 | 12 |  |  |  | 62.5066 | 1
| Zone | South of Lugo | 3 | Average Weekday | SCE | 1-in-2 | 2027 | 13 |  |  |  | 64.895 | 1
| Zone | South of Lugo | 3 | Average Weekday | SCE | 1-in-2 | 2027 | 14 |  |  |  | 66.3632 | 1
| Zone | South of Lugo | 3 | Average Weekday | SCE | 1-in-2 | 2027 | 15 |  |  |  | 67.3388 | 1
| Zone | South of Lugo | 3 | Average Weekday | SCE | 1-in-2 | 2027 | 16 |  |  |  | 68.0514 | 1
| Zone | South of Lugo | 3 | Average Weekday | SCE | 1-in-2 | 2027 | 17 |  |  |  | 68.1652 | 1
| Zone | South of Lugo | 3 | Average Weekday | SCE | 1-in-2 | 2027 | 18 |  |  |  | 67.2537 | 1
| Zone | South of Lugo | 3 | Average Weekday | SCE | 1-in-2 | 2027 | 19 |  |  |  | 65.6711 | 1
| Zone | South of Lugo | 3 | Average Weekday | SCE | 1-in-2 | 2027 | 20 |  |  |  | 63.2882 | 1
| Zone | South of Lugo | 3 | Average Weekday | SCE | 1-in-2 | 2027 | 21 |  |  |  | 61.0154 | 1
| Zone | South of Lugo | 3 | Average Weekday | SCE | 1-in-2 | 2027 | 22 |  |  |  | 59.5358 | 1
| Zone | South of Lugo | 3 | Average Weekday | SCE | 1-in-2 | 2027 | 23 |  |  |  | 58.3916 | 1
| Zone | South of Lugo | 3 | Average Weekday | SCE | 1-in-2 | 2027 | 24 |  |  |  | 57.343 | 1
| Zone | South of Lugo | 3 | Monthly System Peak Day | SCE | 1-in-2 | 2027 | 1 |  |  |  | 58.2011 | 1
| Zone | South of Lugo | 3 | Monthly System Peak Day | SCE | 1-in-2 | 2027 | 2 |  |  |  | 56.8633 | 1
| Zone | South of Lugo | 3 | Monthly System Peak Day | SCE | 1-in-2 | 2027 | 3 |  |  |  | 55.3564 | 1
| Zone | South of Lugo | 3 | Monthly System Peak Day | SCE | 1-in-2 | 2027 | 4 |  |  |  | 54.6689 | 1
| Zone | South of Lugo | 3 | Monthly System Peak Day | SCE | 1-in-2 | 2027 | 5 |  |  |  | 53.6828 | 1
| Zone | South of Lugo | 3 | Monthly System Peak Day | SCE | 1-in-2 | 2027 | 6 |  |  |  | 52.8817 | 1
| Zone | South of Lugo | 3 | Monthly System Peak Day | SCE | 1-in-2 | 2027 | 7 |  |  |  | 52.4267 | 1
| Zone | South of Lugo | 3 | Monthly System Peak Day | SCE | 1-in-2 | 2027 | 8 |  |  |  | 52.1092 | 1
| Zone | South of Lugo | 3 | Monthly System Peak Day | SCE | 1-in-2 | 2027 | 9 |  |  |  | 52.6725 | 1
| Zone | South of Lugo | 3 | Monthly System Peak Day | SCE | 1-in-2 | 2027 | 10 |  |  |  | 55.7753 | 1
| Zone | South of Lugo | 3 | Monthly System Peak Day | SCE | 1-in-2 | 2027 | 11 |  |  |  | 60.8097 | 1
| Zone | South of Lugo | 3 | Monthly System Peak Day | SCE | 1-in-2 | 2027 | 12 |  |  |  | 65.2567 | 1
| Zone | South of Lugo | 3 | Monthly System Peak Day | SCE | 1-in-2 | 2027 | 13 |  |  |  | 67.795 | 1
| Zone | South of Lugo | 3 | Monthly System Peak Day | SCE | 1-in-2 | 2027 | 14 |  |  |  | 69.1758 | 1
| Zone | South of Lugo | 3 | Monthly System Peak Day | SCE | 1-in-2 | 2027 | 15 |  |  |  | 70.2303 | 1
| Zone | South of Lugo | 3 | Monthly System Peak Day | SCE | 1-in-2 | 2027 | 16 |  |  |  | 71.1492 | 1
| Zone | South of Lugo | 3 | Monthly System Peak Day | SCE | 1-in-2 | 2027 | 17 |  |  |  | 71.2442 | 1
| Zone | South of Lugo | 3 | Monthly System Peak Day | SCE | 1-in-2 | 2027 | 18 |  |  |  | 70.7628 | 1
| Zone | South of Lugo | 3 | Monthly System Peak Day | SCE | 1-in-2 | 2027 | 19 |  |  |  | 69.2636 | 1
| Zone | South of Lugo | 3 | Monthly System Peak Day | SCE | 1-in-2 | 2027 | 20 |  |  |  | 66.4033 | 1
| Zone | South of Lugo | 3 | Monthly System Peak Day | SCE | 1-in-2 | 2027 | 21 |  |  |  | 63.4692 | 1
| Zone | South of Lugo | 3 | Monthly System Peak Day | SCE | 1-in-2 | 2027 | 22 |  |  |  | 61.8089 | 1
| Zone | South of Lugo | 3 | Monthly System Peak Day | SCE | 1-in-2 | 2027 | 23 |  |  |  | 60.2836 | 1
| Zone | South of Lugo | 3 | Monthly System Peak Day | SCE | 1-in-2 | 2027 | 24 |  |  |  | 58.895 | 1
| Zone | South of Lugo | 4 | Average Weekday | SCE | 1-in-2 | 2027 | 1 |  |  |  | 58.15 | 1
| Zone | South of Lugo | 4 | Average Weekday | SCE | 1-in-2 | 2027 | 2 |  |  |  | 57.2566 | 1
| Zone | South of Lugo | 4 | Average Weekday | SCE | 1-in-2 | 2027 | 3 |  |  |  | 56.41 | 1
| Zone | South of Lugo | 4 | Average Weekday | SCE | 1-in-2 | 2027 | 4 |  |  |  | 55.7055 | 1
| Zone | South of Lugo | 4 | Average Weekday | SCE | 1-in-2 | 2027 | 5 |  |  |  | 55.0724 | 1
| Zone | South of Lugo | 4 | Average Weekday | SCE | 1-in-2 | 2027 | 6 |  |  |  | 54.6253 | 1
| Zone | South of Lugo | 4 | Average Weekday | SCE | 1-in-2 | 2027 | 7 |  |  |  | 54.3086 | 1
| Zone | South of Lugo | 4 | Average Weekday | SCE | 1-in-2 | 2027 | 8 |  |  |  | 54.3317 | 1
| Zone | South of Lugo | 4 | Average Weekday | SCE | 1-in-2 | 2027 | 9 |  |  |  | 55.9264 | 1
| Zone | South of Lugo | 4 | Average Weekday | SCE | 1-in-2 | 2027 | 10 |  |  |  | 58.596 | 1
| Zone | South of Lugo | 4 | Average Weekday | SCE | 1-in-2 | 2027 | 11 |  |  |  | 61.4242 | 1
| Zone | South of Lugo | 4 | Average Weekday | SCE | 1-in-2 | 2027 | 12 |  |  |  | 64.2793 | 1
| Zone | South of Lugo | 4 | Average Weekday | SCE | 1-in-2 | 2027 | 13 |  |  |  | 66.5452 | 1
| Zone | South of Lugo | 4 | Average Weekday | SCE | 1-in-2 | 2027 | 14 |  |  |  | 68.2791 | 1
| Zone | South of Lugo | 4 | Average Weekday | SCE | 1-in-2 | 2027 | 15 |  |  |  | 69.5919 | 1
| Zone | South of Lugo | 4 | Average Weekday | SCE | 1-in-2 | 2027 | 16 |  |  |  | 70.212 | 1
| Zone | South of Lugo | 4 | Average Weekday | SCE | 1-in-2 | 2027 | 17 |  |  |  | 70.3359 | 1
| Zone | South of Lugo | 4 | Average Weekday | SCE | 1-in-2 | 2027 | 18 |  |  |  | 69.7872 | 1
| Zone | South of Lugo | 4 | Average Weekday | SCE | 1-in-2 | 2027 | 19 |  |  |  | 68.5917 | 1
| Zone | South of Lugo | 4 | Average Weekday | SCE | 1-in-2 | 2027 | 20 |  |  |  | 66.3136 | 1
| Zone | South of Lugo | 4 | Average Weekday | SCE | 1-in-2 | 2027 | 21 |  |  |  | 63.3123 | 1
| Zone | South of Lugo | 4 | Average Weekday | SCE | 1-in-2 | 2027 | 22 |  |  |  | 61.0779 | 1
| Zone | South of Lugo | 4 | Average Weekday | SCE | 1-in-2 | 2027 | 23 |  |  |  | 59.6904 | 1
| Zone | South of Lugo | 4 | Average Weekday | SCE | 1-in-2 | 2027 | 24 |  |  |  | 58.6399 | 1
| Zone | South of Lugo | 4 | Monthly System Peak Day | SCE | 1-in-2 | 2027 | 1 |  |  |  | 66.8897 | 1
| Zone | South of Lugo | 4 | Monthly System Peak Day | SCE | 1-in-2 | 2027 | 2 |  |  |  | 65.8975 | 1
| Zone | South of Lugo | 4 | Monthly System Peak Day | SCE | 1-in-2 | 2027 | 3 |  |  |  | 64.8122 | 1
| Zone | South of Lugo | 4 | Monthly System Peak Day | SCE | 1-in-2 | 2027 | 4 |  |  |  | 63.7006 | 1
| Zone | South of Lugo | 4 | Monthly System Peak Day | SCE | 1-in-2 | 2027 | 5 |  |  |  | 62.6464 | 1
| Zone | South of Lugo | 4 | Monthly System Peak Day | SCE | 1-in-2 | 2027 | 6 |  |  |  | 61.9178 | 1
| Zone | South of Lugo | 4 | Monthly System Peak Day | SCE | 1-in-2 | 2027 | 7 |  |  |  | 61.2908 | 1
| Zone | South of Lugo | 4 | Monthly System Peak Day | SCE | 1-in-2 | 2027 | 8 |  |  |  | 61.5175 | 1
| Zone | South of Lugo | 4 | Monthly System Peak Day | SCE | 1-in-2 | 2027 | 9 |  |  |  | 63.8247 | 1
| Zone | South of Lugo | 4 | Monthly System Peak Day | SCE | 1-in-2 | 2027 | 10 |  |  |  | 68.56 | 1
| Zone | South of Lugo | 4 | Monthly System Peak Day | SCE | 1-in-2 | 2027 | 11 |  |  |  | 73.8278 | 1
| Zone | South of Lugo | 4 | Monthly System Peak Day | SCE | 1-in-2 | 2027 | 12 |  |  |  | 78.6222 | 1
| Zone | South of Lugo | 4 | Monthly System Peak Day | SCE | 1-in-2 | 2027 | 13 |  |  |  | 82.5194 | 1
| Zone | South of Lugo | 4 | Monthly System Peak Day | SCE | 1-in-2 | 2027 | 14 |  |  |  | 85.1139 | 1
| Zone | South of Lugo | 4 | Monthly System Peak Day | SCE | 1-in-2 | 2027 | 15 |  |  |  | 86.3083 | 1
| Zone | South of Lugo | 4 | Monthly System Peak Day | SCE | 1-in-2 | 2027 | 16 |  |  |  | 86.7528 | 1
| Zone | South of Lugo | 4 | Monthly System Peak Day | SCE | 1-in-2 | 2027 | 17 |  |  |  | 85.5861 | 1
| Zone | South of Lugo | 4 | Monthly System Peak Day | SCE | 1-in-2 | 2027 | 18 |  |  |  | 85.2889 | 1
| Zone | South of Lugo | 4 | Monthly System Peak Day | SCE | 1-in-2 | 2027 | 19 |  |  |  | 83.9667 | 1
| Zone | South of Lugo | 4 | Monthly System Peak Day | SCE | 1-in-2 | 2027 | 20 |  |  |  | 81.2633 | 1
| Zone | South of Lugo | 4 | Monthly System Peak Day | SCE | 1-in-2 | 2027 | 21 |  |  |  | 77.2006 | 1
| Zone | South of Lugo | 4 | Monthly System Peak Day | SCE | 1-in-2 | 2027 | 22 |  |  |  | 74.1328 | 1
| Zone | South of Lugo | 4 | Monthly System Peak Day | SCE | 1-in-2 | 2027 | 23 |  |  |  | 71.9197 | 1
| Zone | South of Lugo | 4 | Monthly System Peak Day | SCE | 1-in-2 | 2027 | 24 |  |  |  | 68.9083 | 1
| Zone | South of Lugo | 5 | Average Weekday | SCE | 1-in-2 | 2027 | 1 |  |  |  | 61.1348 | 1
| Zone | South of Lugo | 5 | Average Weekday | SCE | 1-in-2 | 2027 | 2 |  |  |  | 60.5346 | 1
| Zone | South of Lugo | 5 | Average Weekday | SCE | 1-in-2 | 2027 | 3 |  |  |  | 60.0288 | 1
| Zone | South of Lugo | 5 | Average Weekday | SCE | 1-in-2 | 2027 | 4 |  |  |  | 59.5236 | 1
| Zone | South of Lugo | 5 | Average Weekday | SCE | 1-in-2 | 2027 | 5 |  |  |  | 59.1163 | 1
| Zone | South of Lugo | 5 | Average Weekday | SCE | 1-in-2 | 2027 | 6 |  |  |  | 58.7282 | 1
| Zone | South of Lugo | 5 | Average Weekday | SCE | 1-in-2 | 2027 | 7 |  |  |  | 58.3962 | 1
| Zone | South of Lugo | 5 | Average Weekday | SCE | 1-in-2 | 2027 | 8 |  |  |  | 58.7437 | 1
| Zone | South of Lugo | 5 | Average Weekday | SCE | 1-in-2 | 2027 | 9 |  |  |  | 60.2327 | 1
| Zone | South of Lugo | 5 | Average Weekday | SCE | 1-in-2 | 2027 | 10 |  |  |  | 62.3563 | 1
| Zone | South of Lugo | 5 | Average Weekday | SCE | 1-in-2 | 2027 | 11 |  |  |  | 64.933 | 1
| Zone | South of Lugo | 5 | Average Weekday | SCE | 1-in-2 | 2027 | 12 |  |  |  | 67.3178 | 1
| Zone | South of Lugo | 5 | Average Weekday | SCE | 1-in-2 | 2027 | 13 |  |  |  | 69.4255 | 1
| Zone | South of Lugo | 5 | Average Weekday | SCE | 1-in-2 | 2027 | 14 |  |  |  | 71.148 | 1
| Zone | South of Lugo | 5 | Average Weekday | SCE | 1-in-2 | 2027 | 15 |  |  |  | 72.4241 | 1
| Zone | South of Lugo | 5 | Average Weekday | SCE | 1-in-2 | 2027 | 16 |  |  |  | 73.1156 | 1
| Zone | South of Lugo | 5 | Average Weekday | SCE | 1-in-2 | 2027 | 17 |  |  |  | 73.2273 | 1
| Zone | South of Lugo | 5 | Average Weekday | SCE | 1-in-2 | 2027 | 18 |  |  |  | 72.5655 | 1
| Zone | South of Lugo | 5 | Average Weekday | SCE | 1-in-2 | 2027 | 19 |  |  |  | 71.1484 | 1
| Zone | South of Lugo | 5 | Average Weekday | SCE | 1-in-2 | 2027 | 20 |  |  |  | 68.9891 | 1
| Zone | South of Lugo | 5 | Average Weekday | SCE | 1-in-2 | 2027 | 21 |  |  |  | 66.1434 | 1
| Zone | South of Lugo | 5 | Average Weekday | SCE | 1-in-2 | 2027 | 22 |  |  |  | 63.9125 | 1
| Zone | South of Lugo | 5 | Average Weekday | SCE | 1-in-2 | 2027 | 23 |  |  |  | 62.6515 | 1
| Zone | South of Lugo | 5 | Average Weekday | SCE | 1-in-2 | 2027 | 24 |  |  |  | 61.7451 | 1
| Zone | South of Lugo | 5 | Monthly System Peak Day | SCE | 1-in-2 | 2027 | 1 |  |  |  | 66.0475 | 1
| Zone | South of Lugo | 5 | Monthly System Peak Day | SCE | 1-in-2 | 2027 | 2 |  |  |  | 64.5492 | 1
| Zone | South of Lugo | 5 | Monthly System Peak Day | SCE | 1-in-2 | 2027 | 3 |  |  |  | 63.2322 | 1
| Zone | South of Lugo | 5 | Monthly System Peak Day | SCE | 1-in-2 | 2027 | 4 |  |  |  | 62.2769 | 1
| Zone | South of Lugo | 5 | Monthly System Peak Day | SCE | 1-in-2 | 2027 | 5 |  |  |  | 61.3519 | 1
| Zone | South of Lugo | 5 | Monthly System Peak Day | SCE | 1-in-2 | 2027 | 6 |  |  |  | 60.4378 | 1
| Zone | South of Lugo | 5 | Monthly System Peak Day | SCE | 1-in-2 | 2027 | 7 |  |  |  | 59.9061 | 1
| Zone | South of Lugo | 5 | Monthly System Peak Day | SCE | 1-in-2 | 2027 | 8 |  |  |  | 60.7006 | 1
| Zone | South of Lugo | 5 | Monthly System Peak Day | SCE | 1-in-2 | 2027 | 9 |  |  |  | 64.1961 | 1
| Zone | South of Lugo | 5 | Monthly System Peak Day | SCE | 1-in-2 | 2027 | 10 |  |  |  | 69.1378 | 1
| Zone | South of Lugo | 5 | Monthly System Peak Day | SCE | 1-in-2 | 2027 | 11 |  |  |  | 74.6647 | 1
| Zone | South of Lugo | 5 | Monthly System Peak Day | SCE | 1-in-2 | 2027 | 12 |  |  |  | 79.1169 | 1
| Zone | South of Lugo | 5 | Monthly System Peak Day | SCE | 1-in-2 | 2027 | 13 |  |  |  | 82.1083 | 1
| Zone | South of Lugo | 5 | Monthly System Peak Day | SCE | 1-in-2 | 2027 | 14 |  |  |  | 84.5722 | 1
| Zone | South of Lugo | 5 | Monthly System Peak Day | SCE | 1-in-2 | 2027 | 15 |  |  |  | 85.1464 | 1
| Zone | South of Lugo | 5 | Monthly System Peak Day | SCE | 1-in-2 | 2027 | 16 |  |  |  | 85.8753 | 1
| Zone | South of Lugo | 5 | Monthly System Peak Day | SCE | 1-in-2 | 2027 | 17 |  |  |  | 86.4417 | 1
| Zone | South of Lugo | 5 | Monthly System Peak Day | SCE | 1-in-2 | 2027 | 18 |  |  |  | 85.7194 | 1
| Zone | South of Lugo | 5 | Monthly System Peak Day | SCE | 1-in-2 | 2027 | 19 |  |  |  | 83.6361 | 1
| Zone | South of Lugo | 5 | Monthly System Peak Day | SCE | 1-in-2 | 2027 | 20 |  |  |  | 80.6308 | 1
| Zone | South of Lugo | 5 | Monthly System Peak Day | SCE | 1-in-2 | 2027 | 21 |  |  |  | 76.6228 | 1
| Zone | South of Lugo | 5 | Monthly System Peak Day | SCE | 1-in-2 | 2027 | 22 |  |  |  | 72.9378 | 1
| Zone | South of Lugo | 5 | Monthly System Peak Day | SCE | 1-in-2 | 2027 | 23 |  |  |  | 70.6978 | 1
| Zone | South of Lugo | 5 | Monthly System Peak Day | SCE | 1-in-2 | 2027 | 24 |  |  |  | 69.0661 | 1
| Zone | South of Lugo | 6 | Average Weekday | SCE | 1-in-2 | 2027 | 1 |  |  |  | 63.9782 | 1
| Zone | South of Lugo | 6 | Average Weekday | SCE | 1-in-2 | 2027 | 2 |  |  |  | 63.1095 | 1
| Zone | South of Lugo | 6 | Average Weekday | SCE | 1-in-2 | 2027 | 3 |  |  |  | 62.3522 | 1
| Zone | South of Lugo | 6 | Average Weekday | SCE | 1-in-2 | 2027 | 4 |  |  |  | 61.6996 | 1
| Zone | South of Lugo | 6 | Average Weekday | SCE | 1-in-2 | 2027 | 5 |  |  |  | 61.1746 | 1
| Zone | South of Lugo | 6 | Average Weekday | SCE | 1-in-2 | 2027 | 6 |  |  |  | 60.7294 | 1
| Zone | South of Lugo | 6 | Average Weekday | SCE | 1-in-2 | 2027 | 7 |  |  |  | 60.3883 | 1
| Zone | South of Lugo | 6 | Average Weekday | SCE | 1-in-2 | 2027 | 8 |  |  |  | 60.8863 | 1
| Zone | South of Lugo | 6 | Average Weekday | SCE | 1-in-2 | 2027 | 9 |  |  |  | 62.5691 | 1
| Zone | South of Lugo | 6 | Average Weekday | SCE | 1-in-2 | 2027 | 10 |  |  |  | 65.1324 | 1
| Zone | South of Lugo | 6 | Average Weekday | SCE | 1-in-2 | 2027 | 11 |  |  |  | 68.1945 | 1
| Zone | South of Lugo | 6 | Average Weekday | SCE | 1-in-2 | 2027 | 12 |  |  |  | 71.3648 | 1
| Zone | South of Lugo | 6 | Average Weekday | SCE | 1-in-2 | 2027 | 13 |  |  |  | 73.9036 | 1
| Zone | South of Lugo | 6 | Average Weekday | SCE | 1-in-2 | 2027 | 14 |  |  |  | 76.0368 | 1
| Zone | South of Lugo | 6 | Average Weekday | SCE | 1-in-2 | 2027 | 15 |  |  |  | 77.7526 | 1
| Zone | South of Lugo | 6 | Average Weekday | SCE | 1-in-2 | 2027 | 16 |  |  |  | 78.7286 | 1
| Zone | South of Lugo | 6 | Average Weekday | SCE | 1-in-2 | 2027 | 17 |  |  |  | 79.2035 | 1
| Zone | South of Lugo | 6 | Average Weekday | SCE | 1-in-2 | 2027 | 18 |  |  |  | 78.5518 | 1
| Zone | South of Lugo | 6 | Average Weekday | SCE | 1-in-2 | 2027 | 19 |  |  |  | 77.0958 | 1
| Zone | South of Lugo | 6 | Average Weekday | SCE | 1-in-2 | 2027 | 20 |  |  |  | 74.8612 | 1
| Zone | South of Lugo | 6 | Average Weekday | SCE | 1-in-2 | 2027 | 21 |  |  |  | 71.7224 | 1
| Zone | South of Lugo | 6 | Average Weekday | SCE | 1-in-2 | 2027 | 22 |  |  |  | 68.5028 | 1
| Zone | South of Lugo | 6 | Average Weekday | SCE | 1-in-2 | 2027 | 23 |  |  |  | 66.5545 | 1
| Zone | South of Lugo | 6 | Average Weekday | SCE | 1-in-2 | 2027 | 24 |  |  |  | 65.2126 | 1
| Zone | South of Lugo | 6 | Monthly System Peak Day | SCE | 1-in-2 | 2027 | 1 |  |  |  | 67.0692 | 1
| Zone | South of Lugo | 6 | Monthly System Peak Day | SCE | 1-in-2 | 2027 | 2 |  |  |  | 65.9033 | 1
| Zone | South of Lugo | 6 | Monthly System Peak Day | SCE | 1-in-2 | 2027 | 3 |  |  |  | 65.135 | 1
| Zone | South of Lugo | 6 | Monthly System Peak Day | SCE | 1-in-2 | 2027 | 4 |  |  |  | 64.3161 | 1
| Zone | South of Lugo | 6 | Monthly System Peak Day | SCE | 1-in-2 | 2027 | 5 |  |  |  | 63.5986 | 1
| Zone | South of Lugo | 6 | Monthly System Peak Day | SCE | 1-in-2 | 2027 | 6 |  |  |  | 62.5897 | 1
| Zone | South of Lugo | 6 | Monthly System Peak Day | SCE | 1-in-2 | 2027 | 7 |  |  |  | 62.07 | 1
| Zone | South of Lugo | 6 | Monthly System Peak Day | SCE | 1-in-2 | 2027 | 8 |  |  |  | 63.3292 | 1
| Zone | South of Lugo | 6 | Monthly System Peak Day | SCE | 1-in-2 | 2027 | 9 |  |  |  | 66.2958 | 1
| Zone | South of Lugo | 6 | Monthly System Peak Day | SCE | 1-in-2 | 2027 | 10 |  |  |  | 70.9294 | 1
| Zone | South of Lugo | 6 | Monthly System Peak Day | SCE | 1-in-2 | 2027 | 11 |  |  |  | 74.8111 | 1
| Zone | South of Lugo | 6 | Monthly System Peak Day | SCE | 1-in-2 | 2027 | 12 |  |  |  | 78.54 | 1
| Zone | South of Lugo | 6 | Monthly System Peak Day | SCE | 1-in-2 | 2027 | 13 |  |  |  | 80.0636 | 1
| Zone | South of Lugo | 6 | Monthly System Peak Day | SCE | 1-in-2 | 2027 | 14 |  |  |  | 81.5794 | 1
| Zone | South of Lugo | 6 | Monthly System Peak Day | SCE | 1-in-2 | 2027 | 15 |  |  |  | 83.7931 | 1
| Zone | South of Lugo | 6 | Monthly System Peak Day | SCE | 1-in-2 | 2027 | 16 |  |  |  | 85.1108 | 1
| Zone | South of Lugo | 6 | Monthly System Peak Day | SCE | 1-in-2 | 2027 | 17 |  |  |  | 85.9139 | 1
| Zone | South of Lugo | 6 | Monthly System Peak Day | SCE | 1-in-2 | 2027 | 18 |  |  |  | 84.7444 | 1
| Zone | South of Lugo | 6 | Monthly System Peak Day | SCE | 1-in-2 | 2027 | 19 |  |  |  | 82.1444 | 1
| Zone | South of Lugo | 6 | Monthly System Peak Day | SCE | 1-in-2 | 2027 | 20 |  |  |  | 79.5269 | 1
| Zone | South of Lugo | 6 | Monthly System Peak Day | SCE | 1-in-2 | 2027 | 21 |  |  |  | 76.2128 | 1
| Zone | South of Lugo | 6 | Monthly System Peak Day | SCE | 1-in-2 | 2027 | 22 |  |  |  | 72.9086 | 1
| Zone | South of Lugo | 6 | Monthly System Peak Day | SCE | 1-in-2 | 2027 | 23 |  |  |  | 71.2892 | 1
| Zone | South of Lugo | 6 | Monthly System Peak Day | SCE | 1-in-2 | 2027 | 24 |  |  |  | 69.8431 | 1
| Zone | South of Lugo | 7 | Average Weekday | SCE | 1-in-2 | 2027 | 1 |  |  |  | 68.6348 | 1
| Zone | South of Lugo | 7 | Average Weekday | SCE | 1-in-2 | 2027 | 2 |  |  |  | 67.8546 | 1
| Zone | South of Lugo | 7 | Average Weekday | SCE | 1-in-2 | 2027 | 3 |  |  |  | 67.1611 | 1
| Zone | South of Lugo | 7 | Average Weekday | SCE | 1-in-2 | 2027 | 4 |  |  |  | 66.537 | 1
| Zone | South of Lugo | 7 | Average Weekday | SCE | 1-in-2 | 2027 | 5 |  |  |  | 66.0419 | 1
| Zone | South of Lugo | 7 | Average Weekday | SCE | 1-in-2 | 2027 | 6 |  |  |  | 65.5975 | 1
| Zone | South of Lugo | 7 | Average Weekday | SCE | 1-in-2 | 2027 | 7 |  |  |  | 65.2822 | 1
| Zone | South of Lugo | 7 | Average Weekday | SCE | 1-in-2 | 2027 | 8 |  |  |  | 65.8683 | 1
| Zone | South of Lugo | 7 | Average Weekday | SCE | 1-in-2 | 2027 | 9 |  |  |  | 67.9582 | 1
| Zone | South of Lugo | 7 | Average Weekday | SCE | 1-in-2 | 2027 | 10 |  |  |  | 70.6765 | 1
| Zone | South of Lugo | 7 | Average Weekday | SCE | 1-in-2 | 2027 | 11 |  |  |  | 73.7944 | 1
| Zone | South of Lugo | 7 | Average Weekday | SCE | 1-in-2 | 2027 | 12 |  |  |  | 76.9344 | 1
| Zone | South of Lugo | 7 | Average Weekday | SCE | 1-in-2 | 2027 | 13 |  |  |  | 79.4886 | 1
| Zone | South of Lugo | 7 | Average Weekday | SCE | 1-in-2 | 2027 | 14 |  |  |  | 81.4124 | 1
| Zone | South of Lugo | 7 | Average Weekday | SCE | 1-in-2 | 2027 | 15 |  |  |  | 82.8268 | 1
| Zone | South of Lugo | 7 | Average Weekday | SCE | 1-in-2 | 2027 | 16 |  |  |  | 83.4491 | 1
| Zone | South of Lugo | 7 | Average Weekday | SCE | 1-in-2 | 2027 | 17 |  |  |  | 83.7052 | 1
| Zone | South of Lugo | 7 | Average Weekday | SCE | 1-in-2 | 2027 | 18 |  |  |  | 83.0297 | 1
| Zone | South of Lugo | 7 | Average Weekday | SCE | 1-in-2 | 2027 | 19 |  |  |  | 81.4723 | 1
| Zone | South of Lugo | 7 | Average Weekday | SCE | 1-in-2 | 2027 | 20 |  |  |  | 79.2629 | 1
| Zone | South of Lugo | 7 | Average Weekday | SCE | 1-in-2 | 2027 | 21 |  |  |  | 76.138 | 1
| Zone | South of Lugo | 7 | Average Weekday | SCE | 1-in-2 | 2027 | 22 |  |  |  | 72.8533 | 1
| Zone | South of Lugo | 7 | Average Weekday | SCE | 1-in-2 | 2027 | 23 |  |  |  | 70.8084 | 1
| Zone | South of Lugo | 7 | Average Weekday | SCE | 1-in-2 | 2027 | 24 |  |  |  | 69.575 | 1
| Zone | South of Lugo | 7 | Monthly System Peak Day | SCE | 1-in-2 | 2027 | 1 |  |  |  | 72.2423 | 1
| Zone | South of Lugo | 7 | Monthly System Peak Day | SCE | 1-in-2 | 2027 | 2 |  |  |  | 71.3351 | 1
| Zone | South of Lugo | 7 | Monthly System Peak Day | SCE | 1-in-2 | 2027 | 3 |  |  |  | 70.228 | 1
| Zone | South of Lugo | 7 | Monthly System Peak Day | SCE | 1-in-2 | 2027 | 4 |  |  |  | 69.6182 | 1
| Zone | South of Lugo | 7 | Monthly System Peak Day | SCE | 1-in-2 | 2027 | 5 |  |  |  | 69.2769 | 1
| Zone | South of Lugo | 7 | Monthly System Peak Day | SCE | 1-in-2 | 2027 | 6 |  |  |  | 68.8951 | 1
| Zone | South of Lugo | 7 | Monthly System Peak Day | SCE | 1-in-2 | 2027 | 7 |  |  |  | 68.4341 | 1
| Zone | South of Lugo | 7 | Monthly System Peak Day | SCE | 1-in-2 | 2027 | 8 |  |  |  | 68.8008 | 1
| Zone | South of Lugo | 7 | Monthly System Peak Day | SCE | 1-in-2 | 2027 | 9 |  |  |  | 71.7569 | 1
| Zone | South of Lugo | 7 | Monthly System Peak Day | SCE | 1-in-2 | 2027 | 10 |  |  |  | 75.7528 | 1
| Zone | South of Lugo | 7 | Monthly System Peak Day | SCE | 1-in-2 | 2027 | 11 |  |  |  | 80.0769 | 1
| Zone | South of Lugo | 7 | Monthly System Peak Day | SCE | 1-in-2 | 2027 | 12 |  |  |  | 83.7615 | 1
| Zone | South of Lugo | 7 | Monthly System Peak Day | SCE | 1-in-2 | 2027 | 13 |  |  |  | 86.9231 | 1
| Zone | South of Lugo | 7 | Monthly System Peak Day | SCE | 1-in-2 | 2027 | 14 |  |  |  | 88.8051 | 1
| Zone | South of Lugo | 7 | Monthly System Peak Day | SCE | 1-in-2 | 2027 | 15 |  |  |  | 90.4872 | 1
| Zone | South of Lugo | 7 | Monthly System Peak Day | SCE | 1-in-2 | 2027 | 16 |  |  |  | 90.8692 | 1
| Zone | South of Lugo | 7 | Monthly System Peak Day | SCE | 1-in-2 | 2027 | 17 |  |  |  | 91.9231 | 1
| Zone | South of Lugo | 7 | Monthly System Peak Day | SCE | 1-in-2 | 2027 | 18 |  |  |  | 91.3897 | 1
| Zone | South of Lugo | 7 | Monthly System Peak Day | SCE | 1-in-2 | 2027 | 19 |  |  |  | 89.0718 | 1
| Zone | South of Lugo | 7 | Monthly System Peak Day | SCE | 1-in-2 | 2027 | 20 |  |  |  | 86.6872 | 1
| Zone | South of Lugo | 7 | Monthly System Peak Day | SCE | 1-in-2 | 2027 | 21 |  |  |  | 83.3 | 1
| Zone | South of Lugo | 7 | Monthly System Peak Day | SCE | 1-in-2 | 2027 | 22 |  |  |  | 79.4908 | 1
| Zone | South of Lugo | 7 | Monthly System Peak Day | SCE | 1-in-2 | 2027 | 23 |  |  |  | 76.8203 | 1
| Zone | South of Lugo | 7 | Monthly System Peak Day | SCE | 1-in-2 | 2027 | 24 |  |  |  | 75.1987 | 1
| Zone | South of Lugo | 8 | Average Weekday | SCE | 1-in-2 | 2027 | 1 |  |  |  | 70.0345 | 1
| Zone | South of Lugo | 8 | Average Weekday | SCE | 1-in-2 | 2027 | 2 |  |  |  | 69.0806 | 1
| Zone | South of Lugo | 8 | Average Weekday | SCE | 1-in-2 | 2027 | 3 |  |  |  | 68.2447 | 1
| Zone | South of Lugo | 8 | Average Weekday | SCE | 1-in-2 | 2027 | 4 |  |  |  | 67.5212 | 1
| Zone | South of Lugo | 8 | Average Weekday | SCE | 1-in-2 | 2027 | 5 |  |  |  | 66.9202 | 1
| Zone | South of Lugo | 8 | Average Weekday | SCE | 1-in-2 | 2027 | 6 |  |  |  | 66.3969 | 1
| Zone | South of Lugo | 8 | Average Weekday | SCE | 1-in-2 | 2027 | 7 |  |  |  | 66.0998 | 1
| Zone | South of Lugo | 8 | Average Weekday | SCE | 1-in-2 | 2027 | 8 |  |  |  | 66.163 | 1
| Zone | South of Lugo | 8 | Average Weekday | SCE | 1-in-2 | 2027 | 9 |  |  |  | 68.0861 | 1
| Zone | South of Lugo | 8 | Average Weekday | SCE | 1-in-2 | 2027 | 10 |  |  |  | 71.1121 | 1
| Zone | South of Lugo | 8 | Average Weekday | SCE | 1-in-2 | 2027 | 11 |  |  |  | 74.7632 | 1
| Zone | South of Lugo | 8 | Average Weekday | SCE | 1-in-2 | 2027 | 12 |  |  |  | 78.4705 | 1
| Zone | South of Lugo | 8 | Average Weekday | SCE | 1-in-2 | 2027 | 13 |  |  |  | 81.311 | 1
| Zone | South of Lugo | 8 | Average Weekday | SCE | 1-in-2 | 2027 | 14 |  |  |  | 83.5318 | 1
| Zone | South of Lugo | 8 | Average Weekday | SCE | 1-in-2 | 2027 | 15 |  |  |  | 84.9576 | 1
| Zone | South of Lugo | 8 | Average Weekday | SCE | 1-in-2 | 2027 | 16 |  |  |  | 85.6107 | 1
| Zone | South of Lugo | 8 | Average Weekday | SCE | 1-in-2 | 2027 | 17 |  |  |  | 85.8816 | 1
| Zone | South of Lugo | 8 | Average Weekday | SCE | 1-in-2 | 2027 | 18 |  |  |  | 85.1098 | 1
| Zone | South of Lugo | 8 | Average Weekday | SCE | 1-in-2 | 2027 | 19 |  |  |  | 83.4933 | 1
| Zone | South of Lugo | 8 | Average Weekday | SCE | 1-in-2 | 2027 | 20 |  |  |  | 80.9206 | 1
| Zone | South of Lugo | 8 | Average Weekday | SCE | 1-in-2 | 2027 | 21 |  |  |  | 77.1187 | 1
| Zone | South of Lugo | 8 | Average Weekday | SCE | 1-in-2 | 2027 | 22 |  |  |  | 74.0969 | 1
| Zone | South of Lugo | 8 | Average Weekday | SCE | 1-in-2 | 2027 | 23 |  |  |  | 72.2916 | 1
| Zone | South of Lugo | 8 | Average Weekday | SCE | 1-in-2 | 2027 | 24 |  |  |  | 71.0937 | 1
| Zone | South of Lugo | 8 | Monthly System Peak Day | SCE | 1-in-2 | 2027 | 1 |  |  |  | 78.1795 | 1
| Zone | South of Lugo | 8 | Monthly System Peak Day | SCE | 1-in-2 | 2027 | 2 |  |  |  | 77.0659 | 1
| Zone | South of Lugo | 8 | Monthly System Peak Day | SCE | 1-in-2 | 2027 | 3 |  |  |  | 76.5549 | 1
| Zone | South of Lugo | 8 | Monthly System Peak Day | SCE | 1-in-2 | 2027 | 4 |  |  |  | 75.7885 | 1
| Zone | South of Lugo | 8 | Monthly System Peak Day | SCE | 1-in-2 | 2027 | 5 |  |  |  | 75.3146 | 1
| Zone | South of Lugo | 8 | Monthly System Peak Day | SCE | 1-in-2 | 2027 | 6 |  |  |  | 74.9559 | 1
| Zone | South of Lugo | 8 | Monthly System Peak Day | SCE | 1-in-2 | 2027 | 7 |  |  |  | 74.6141 | 1
| Zone | South of Lugo | 8 | Monthly System Peak Day | SCE | 1-in-2 | 2027 | 8 |  |  |  | 74.7823 | 1
| Zone | South of Lugo | 8 | Monthly System Peak Day | SCE | 1-in-2 | 2027 | 9 |  |  |  | 76.6659 | 1
| Zone | South of Lugo | 8 | Monthly System Peak Day | SCE | 1-in-2 | 2027 | 10 |  |  |  | 80.6795 | 1
| Zone | South of Lugo | 8 | Monthly System Peak Day | SCE | 1-in-2 | 2027 | 11 |  |  |  | 84.5692 | 1
| Zone | South of Lugo | 8 | Monthly System Peak Day | SCE | 1-in-2 | 2027 | 12 |  |  |  | 87.9692 | 1
| Zone | South of Lugo | 8 | Monthly System Peak Day | SCE | 1-in-2 | 2027 | 13 |  |  |  | 90.3 | 1
| Zone | South of Lugo | 8 | Monthly System Peak Day | SCE | 1-in-2 | 2027 | 14 |  |  |  | 92.2385 | 1
| Zone | South of Lugo | 8 | Monthly System Peak Day | SCE | 1-in-2 | 2027 | 15 |  |  |  | 93.7077 | 1
| Zone | South of Lugo | 8 | Monthly System Peak Day | SCE | 1-in-2 | 2027 | 16 |  |  |  | 93.8103 | 1
| Zone | South of Lugo | 8 | Monthly System Peak Day | SCE | 1-in-2 | 2027 | 17 |  |  |  | 93.0154 | 1
| Zone | South of Lugo | 8 | Monthly System Peak Day | SCE | 1-in-2 | 2027 | 18 |  |  |  | 91.7667 | 1
| Zone | South of Lugo | 8 | Monthly System Peak Day | SCE | 1-in-2 | 2027 | 19 |  |  |  | 90.3692 | 1
| Zone | South of Lugo | 8 | Monthly System Peak Day | SCE | 1-in-2 | 2027 | 20 |  |  |  | 88.3385 | 1
| Zone | South of Lugo | 8 | Monthly System Peak Day | SCE | 1-in-2 | 2027 | 21 |  |  |  | 84.8487 | 1
| Zone | South of Lugo | 8 | Monthly System Peak Day | SCE | 1-in-2 | 2027 | 22 |  |  |  | 81.4385 | 1
| Zone | South of Lugo | 8 | Monthly System Peak Day | SCE | 1-in-2 | 2027 | 23 |  |  |  | 79.3128 | 1
| Zone | South of Lugo | 8 | Monthly System Peak Day | SCE | 1-in-2 | 2027 | 24 |  |  |  | 77.8072 | 1
| Zone | South of Lugo | 8 | Typical Event Day | SCE | 1-in-2 | 2027 | 1 |  |  |  | 73.3879 | 1
| Zone | South of Lugo | 8 | Typical Event Day | SCE | 1-in-2 | 2027 | 2 |  |  |  | 72.3336 | 1
| Zone | South of Lugo | 8 | Typical Event Day | SCE | 1-in-2 | 2027 | 3 |  |  |  | 71.5701 | 1
| Zone | South of Lugo | 8 | Typical Event Day | SCE | 1-in-2 | 2027 | 4 |  |  |  | 70.9136 | 1
| Zone | South of Lugo | 8 | Typical Event Day | SCE | 1-in-2 | 2027 | 5 |  |  |  | 70.3249 | 1
| Zone | South of Lugo | 8 | Typical Event Day | SCE | 1-in-2 | 2027 | 6 |  |  |  | 69.7097 | 1
| Zone | South of Lugo | 8 | Typical Event Day | SCE | 1-in-2 | 2027 | 7 |  |  |  | 69.4113 | 1
| Zone | South of Lugo | 8 | Typical Event Day | SCE | 1-in-2 | 2027 | 8 |  |  |  | 69.8227 | 1
| Zone | South of Lugo | 8 | Typical Event Day | SCE | 1-in-2 | 2027 | 9 |  |  |  | 72.166 | 1
| Zone | South of Lugo | 8 | Typical Event Day | SCE | 1-in-2 | 2027 | 10 |  |  |  | 76.4347 | 1
| Zone | South of Lugo | 8 | Typical Event Day | SCE | 1-in-2 | 2027 | 11 |  |  |  | 80.7497 | 1
| Zone | South of Lugo | 8 | Typical Event Day | SCE | 1-in-2 | 2027 | 12 |  |  |  | 84.6027 | 1
| Zone | South of Lugo | 8 | Typical Event Day | SCE | 1-in-2 | 2027 | 13 |  |  |  | 87.3238 | 1
| Zone | South of Lugo | 8 | Typical Event Day | SCE | 1-in-2 | 2027 | 14 |  |  |  | 89.3264 | 1
| Zone | South of Lugo | 8 | Typical Event Day | SCE | 1-in-2 | 2027 | 15 |  |  |  | 90.9715 | 1
| Zone | South of Lugo | 8 | Typical Event Day | SCE | 1-in-2 | 2027 | 16 |  |  |  | 91.3217 | 1
| Zone | South of Lugo | 8 | Typical Event Day | SCE | 1-in-2 | 2027 | 17 |  |  |  | 91.5824 | 1
| Zone | South of Lugo | 8 | Typical Event Day | SCE | 1-in-2 | 2027 | 18 |  |  |  | 90.7228 | 1
| Zone | South of Lugo | 8 | Typical Event Day | SCE | 1-in-2 | 2027 | 19 |  |  |  | 88.882 | 1
| Zone | South of Lugo | 8 | Typical Event Day | SCE | 1-in-2 | 2027 | 20 |  |  |  | 86.5312 | 1
| Zone | South of Lugo | 8 | Typical Event Day | SCE | 1-in-2 | 2027 | 21 |  |  |  | 83.1432 | 1
| Zone | South of Lugo | 8 | Typical Event Day | SCE | 1-in-2 | 2027 | 22 |  |  |  | 79.9623 | 1
| Zone | South of Lugo | 8 | Typical Event Day | SCE | 1-in-2 | 2027 | 23 |  |  |  | 77.8256 | 1
| Zone | South of Lugo | 8 | Typical Event Day | SCE | 1-in-2 | 2027 | 24 |  |  |  | 76.0635 | 1
| Zone | South of Lugo | 9 | Average Weekday | SCE | 1-in-2 | 2027 | 1 |  |  |  | 69.5679 | 1
| Zone | South of Lugo | 9 | Average Weekday | SCE | 1-in-2 | 2027 | 2 |  |  |  | 68.7193 | 1
| Zone | South of Lugo | 9 | Average Weekday | SCE | 1-in-2 | 2027 | 3 |  |  |  | 68.0278 | 1
| Zone | South of Lugo | 9 | Average Weekday | SCE | 1-in-2 | 2027 | 4 |  |  |  | 67.4097 | 1
| Zone | South of Lugo | 9 | Average Weekday | SCE | 1-in-2 | 2027 | 5 |  |  |  | 66.9014 | 1
| Zone | South of Lugo | 9 | Average Weekday | SCE | 1-in-2 | 2027 | 6 |  |  |  | 66.4414 | 1
| Zone | South of Lugo | 9 | Average Weekday | SCE | 1-in-2 | 2027 | 7 |  |  |  | 66.1311 | 1
| Zone | South of Lugo | 9 | Average Weekday | SCE | 1-in-2 | 2027 | 8 |  |  |  | 66.0566 | 1
| Zone | South of Lugo | 9 | Average Weekday | SCE | 1-in-2 | 2027 | 9 |  |  |  | 67.5294 | 1
| Zone | South of Lugo | 9 | Average Weekday | SCE | 1-in-2 | 2027 | 10 |  |  |  | 70.3949 | 1
| Zone | South of Lugo | 9 | Average Weekday | SCE | 1-in-2 | 2027 | 11 |  |  |  | 73.7984 | 1
| Zone | South of Lugo | 9 | Average Weekday | SCE | 1-in-2 | 2027 | 12 |  |  |  | 77.143 | 1
| Zone | South of Lugo | 9 | Average Weekday | SCE | 1-in-2 | 2027 | 13 |  |  |  | 79.9568 | 1
| Zone | South of Lugo | 9 | Average Weekday | SCE | 1-in-2 | 2027 | 14 |  |  |  | 81.9296 | 1
| Zone | South of Lugo | 9 | Average Weekday | SCE | 1-in-2 | 2027 | 15 |  |  |  | 83.0553 | 1
| Zone | South of Lugo | 9 | Average Weekday | SCE | 1-in-2 | 2027 | 16 |  |  |  | 83.4899 | 1
| Zone | South of Lugo | 9 | Average Weekday | SCE | 1-in-2 | 2027 | 17 |  |  |  | 83.3043 | 1
| Zone | South of Lugo | 9 | Average Weekday | SCE | 1-in-2 | 2027 | 18 |  |  |  | 82.3103 | 1
| Zone | South of Lugo | 9 | Average Weekday | SCE | 1-in-2 | 2027 | 19 |  |  |  | 80.5187 | 1
| Zone | South of Lugo | 9 | Average Weekday | SCE | 1-in-2 | 2027 | 20 |  |  |  | 77.4977 | 1
| Zone | South of Lugo | 9 | Average Weekday | SCE | 1-in-2 | 2027 | 21 |  |  |  | 74.4041 | 1
| Zone | South of Lugo | 9 | Average Weekday | SCE | 1-in-2 | 2027 | 22 |  |  |  | 72.588 | 1
| Zone | South of Lugo | 9 | Average Weekday | SCE | 1-in-2 | 2027 | 23 |  |  |  | 71.3442 | 1
| Zone | South of Lugo | 9 | Average Weekday | SCE | 1-in-2 | 2027 | 24 |  |  |  | 70.2551 | 1
| Zone | South of Lugo | 9 | Monthly System Peak Day | SCE | 1-in-2 | 2027 | 1 |  |  |  | 76.4608 | 1
| Zone | South of Lugo | 9 | Monthly System Peak Day | SCE | 1-in-2 | 2027 | 2 |  |  |  | 75.3621 | 1
| Zone | South of Lugo | 9 | Monthly System Peak Day | SCE | 1-in-2 | 2027 | 3 |  |  |  | 74.6651 | 1
| Zone | South of Lugo | 9 | Monthly System Peak Day | SCE | 1-in-2 | 2027 | 4 |  |  |  | 74.1926 | 1
| Zone | South of Lugo | 9 | Monthly System Peak Day | SCE | 1-in-2 | 2027 | 5 |  |  |  | 73.3282 | 1
| Zone | South of Lugo | 9 | Monthly System Peak Day | SCE | 1-in-2 | 2027 | 6 |  |  |  | 72.6123 | 1
| Zone | South of Lugo | 9 | Monthly System Peak Day | SCE | 1-in-2 | 2027 | 7 |  |  |  | 72.7421 | 1
| Zone | South of Lugo | 9 | Monthly System Peak Day | SCE | 1-in-2 | 2027 | 8 |  |  |  | 72.621 | 1
| Zone | South of Lugo | 9 | Monthly System Peak Day | SCE | 1-in-2 | 2027 | 9 |  |  |  | 74.2392 | 1
| Zone | South of Lugo | 9 | Monthly System Peak Day | SCE | 1-in-2 | 2027 | 10 |  |  |  | 78.6872 | 1
| Zone | South of Lugo | 9 | Monthly System Peak Day | SCE | 1-in-2 | 2027 | 11 |  |  |  | 83.9282 | 1
| Zone | South of Lugo | 9 | Monthly System Peak Day | SCE | 1-in-2 | 2027 | 12 |  |  |  | 88.6077 | 1
| Zone | South of Lugo | 9 | Monthly System Peak Day | SCE | 1-in-2 | 2027 | 13 |  |  |  | 92.6256 | 1
| Zone | South of Lugo | 9 | Monthly System Peak Day | SCE | 1-in-2 | 2027 | 14 |  |  |  | 95.3128 | 1
| Zone | South of Lugo | 9 | Monthly System Peak Day | SCE | 1-in-2 | 2027 | 15 |  |  |  | 96.4564 | 1
| Zone | South of Lugo | 9 | Monthly System Peak Day | SCE | 1-in-2 | 2027 | 16 |  |  |  | 96.0103 | 1
| Zone | South of Lugo | 9 | Monthly System Peak Day | SCE | 1-in-2 | 2027 | 17 |  |  |  | 95.9142 | 1
| Zone | South of Lugo | 9 | Monthly System Peak Day | SCE | 1-in-2 | 2027 | 18 |  |  |  | 95.4629 | 1
| Zone | South of Lugo | 9 | Monthly System Peak Day | SCE | 1-in-2 | 2027 | 19 |  |  |  | 94.5256 | 1
| Zone | South of Lugo | 9 | Monthly System Peak Day | SCE | 1-in-2 | 2027 | 20 |  |  |  | 92.141 | 1
| Zone | South of Lugo | 9 | Monthly System Peak Day | SCE | 1-in-2 | 2027 | 21 |  |  |  | 88.6436 | 1
| Zone | South of Lugo | 9 | Monthly System Peak Day | SCE | 1-in-2 | 2027 | 22 |  |  |  | 86.3513 | 1
| Zone | South of Lugo | 9 | Monthly System Peak Day | SCE | 1-in-2 | 2027 | 23 |  |  |  | 84.2231 | 1
| Zone | South of Lugo | 9 | Monthly System Peak Day | SCE | 1-in-2 | 2027 | 24 |  |  |  | 81.7487 | 1
| Zone | South of Lugo | 10 | Average Weekday | SCE | 1-in-2 | 2027 | 1 |  |  |  | 64.658 | 1
| Zone | South of Lugo | 10 | Average Weekday | SCE | 1-in-2 | 2027 | 2 |  |  |  | 63.8062 | 1
| Zone | South of Lugo | 10 | Average Weekday | SCE | 1-in-2 | 2027 | 3 |  |  |  | 62.9019 | 1
| Zone | South of Lugo | 10 | Average Weekday | SCE | 1-in-2 | 2027 | 4 |  |  |  | 62.2469 | 1
| Zone | South of Lugo | 10 | Average Weekday | SCE | 1-in-2 | 2027 | 5 |  |  |  | 61.6376 | 1
| Zone | South of Lugo | 10 | Average Weekday | SCE | 1-in-2 | 2027 | 6 |  |  |  | 61.2473 | 1
| Zone | South of Lugo | 10 | Average Weekday | SCE | 1-in-2 | 2027 | 7 |  |  |  | 60.9326 | 1
| Zone | South of Lugo | 10 | Average Weekday | SCE | 1-in-2 | 2027 | 8 |  |  |  | 60.7842 | 1
| Zone | South of Lugo | 10 | Average Weekday | SCE | 1-in-2 | 2027 | 9 |  |  |  | 61.3719 | 1
| Zone | South of Lugo | 10 | Average Weekday | SCE | 1-in-2 | 2027 | 10 |  |  |  | 63.9419 | 1
| Zone | South of Lugo | 10 | Average Weekday | SCE | 1-in-2 | 2027 | 11 |  |  |  | 67.2273 | 1
| Zone | South of Lugo | 10 | Average Weekday | SCE | 1-in-2 | 2027 | 12 |  |  |  | 70.4369 | 1
| Zone | South of Lugo | 10 | Average Weekday | SCE | 1-in-2 | 2027 | 13 |  |  |  | 73.1782 | 1
| Zone | South of Lugo | 10 | Average Weekday | SCE | 1-in-2 | 2027 | 14 |  |  |  | 75.1897 | 1
| Zone | South of Lugo | 10 | Average Weekday | SCE | 1-in-2 | 2027 | 15 |  |  |  | 76.6368 | 1
| Zone | South of Lugo | 10 | Average Weekday | SCE | 1-in-2 | 2027 | 16 |  |  |  | 77.4598 | 1
| Zone | South of Lugo | 10 | Average Weekday | SCE | 1-in-2 | 2027 | 17 |  |  |  | 77.3466 | 1
| Zone | South of Lugo | 10 | Average Weekday | SCE | 1-in-2 | 2027 | 18 |  |  |  | 76.4242 | 1
| Zone | South of Lugo | 10 | Average Weekday | SCE | 1-in-2 | 2027 | 19 |  |  |  | 74.5143 | 1
| Zone | South of Lugo | 10 | Average Weekday | SCE | 1-in-2 | 2027 | 20 |  |  |  | 71.5232 | 1
| Zone | South of Lugo | 10 | Average Weekday | SCE | 1-in-2 | 2027 | 21 |  |  |  | 69.4376 | 1
| Zone | South of Lugo | 10 | Average Weekday | SCE | 1-in-2 | 2027 | 22 |  |  |  | 67.9225 | 1
| Zone | South of Lugo | 10 | Average Weekday | SCE | 1-in-2 | 2027 | 23 |  |  |  | 66.6274 | 1
| Zone | South of Lugo | 10 | Average Weekday | SCE | 1-in-2 | 2027 | 24 |  |  |  | 65.4949 | 1
| Zone | South of Lugo | 10 | Monthly System Peak Day | SCE | 1-in-2 | 2027 | 1 |  |  |  | 74.6742 | 1
| Zone | South of Lugo | 10 | Monthly System Peak Day | SCE | 1-in-2 | 2027 | 2 |  |  |  | 73.1483 | 1
| Zone | South of Lugo | 10 | Monthly System Peak Day | SCE | 1-in-2 | 2027 | 3 |  |  |  | 70.4508 | 1
| Zone | South of Lugo | 10 | Monthly System Peak Day | SCE | 1-in-2 | 2027 | 4 |  |  |  | 69.3717 | 1
| Zone | South of Lugo | 10 | Monthly System Peak Day | SCE | 1-in-2 | 2027 | 5 |  |  |  | 68.6522 | 1
| Zone | South of Lugo | 10 | Monthly System Peak Day | SCE | 1-in-2 | 2027 | 6 |  |  |  | 68.2467 | 1
| Zone | South of Lugo | 10 | Monthly System Peak Day | SCE | 1-in-2 | 2027 | 7 |  |  |  | 67.8128 | 1
| Zone | South of Lugo | 10 | Monthly System Peak Day | SCE | 1-in-2 | 2027 | 8 |  |  |  | 67.5925 | 1
| Zone | South of Lugo | 10 | Monthly System Peak Day | SCE | 1-in-2 | 2027 | 9 |  |  |  | 68.5853 | 1
| Zone | South of Lugo | 10 | Monthly System Peak Day | SCE | 1-in-2 | 2027 | 10 |  |  |  | 72.8856 | 1
| Zone | South of Lugo | 10 | Monthly System Peak Day | SCE | 1-in-2 | 2027 | 11 |  |  |  | 79.2614 | 1
| Zone | South of Lugo | 10 | Monthly System Peak Day | SCE | 1-in-2 | 2027 | 12 |  |  |  | 84.9889 | 1
| Zone | South of Lugo | 10 | Monthly System Peak Day | SCE | 1-in-2 | 2027 | 13 |  |  |  | 88.8639 | 1
| Zone | South of Lugo | 10 | Monthly System Peak Day | SCE | 1-in-2 | 2027 | 14 |  |  |  | 91.4361 | 1
| Zone | South of Lugo | 10 | Monthly System Peak Day | SCE | 1-in-2 | 2027 | 15 |  |  |  | 92.7056 | 1
| Zone | South of Lugo | 10 | Monthly System Peak Day | SCE | 1-in-2 | 2027 | 16 |  |  |  | 93 | 1
| Zone | South of Lugo | 10 | Monthly System Peak Day | SCE | 1-in-2 | 2027 | 17 |  |  |  | 92.4833 | 1
| Zone | South of Lugo | 10 | Monthly System Peak Day | SCE | 1-in-2 | 2027 | 18 |  |  |  | 91.7389 | 1
| Zone | South of Lugo | 10 | Monthly System Peak Day | SCE | 1-in-2 | 2027 | 19 |  |  |  | 90.6139 | 1
| Zone | South of Lugo | 10 | Monthly System Peak Day | SCE | 1-in-2 | 2027 | 20 |  |  |  | 86.85 | 1
| Zone | South of Lugo | 10 | Monthly System Peak Day | SCE | 1-in-2 | 2027 | 21 |  |  |  | 84.0083 | 1
| Zone | South of Lugo | 10 | Monthly System Peak Day | SCE | 1-in-2 | 2027 | 22 |  |  |  | 82.2222 | 1
| Zone | South of Lugo | 10 | Monthly System Peak Day | SCE | 1-in-2 | 2027 | 23 |  |  |  | 79.4361 | 1
| Zone | South of Lugo | 10 | Monthly System Peak Day | SCE | 1-in-2 | 2027 | 24 |  |  |  | 77.6992 | 1
| Zone | South of Lugo | 11 | Average Weekday | SCE | 1-in-2 | 2027 | 1 |  |  |  | 58.5333 | 1
| Zone | South of Lugo | 11 | Average Weekday | SCE | 1-in-2 | 2027 | 2 |  |  |  | 57.7813 | 1
| Zone | South of Lugo | 11 | Average Weekday | SCE | 1-in-2 | 2027 | 3 |  |  |  | 57.0469 | 1
| Zone | South of Lugo | 11 | Average Weekday | SCE | 1-in-2 | 2027 | 4 |  |  |  | 56.5065 | 1
| Zone | South of Lugo | 11 | Average Weekday | SCE | 1-in-2 | 2027 | 5 |  |  |  | 56.0571 | 1
| Zone | South of Lugo | 11 | Average Weekday | SCE | 1-in-2 | 2027 | 6 |  |  |  | 55.6144 | 1
| Zone | South of Lugo | 11 | Average Weekday | SCE | 1-in-2 | 2027 | 7 |  |  |  | 55.485 | 1
| Zone | South of Lugo | 11 | Average Weekday | SCE | 1-in-2 | 2027 | 8 |  |  |  | 55.4742 | 1
| Zone | South of Lugo | 11 | Average Weekday | SCE | 1-in-2 | 2027 | 9 |  |  |  | 57.1545 | 1
| Zone | South of Lugo | 11 | Average Weekday | SCE | 1-in-2 | 2027 | 10 |  |  |  | 60.4087 | 1
| Zone | South of Lugo | 11 | Average Weekday | SCE | 1-in-2 | 2027 | 11 |  |  |  | 63.8954 | 1
| Zone | South of Lugo | 11 | Average Weekday | SCE | 1-in-2 | 2027 | 12 |  |  |  | 66.8067 | 1
| Zone | South of Lugo | 11 | Average Weekday | SCE | 1-in-2 | 2027 | 13 |  |  |  | 68.9962 | 1
| Zone | South of Lugo | 11 | Average Weekday | SCE | 1-in-2 | 2027 | 14 |  |  |  | 70.4599 | 1
| Zone | South of Lugo | 11 | Average Weekday | SCE | 1-in-2 | 2027 | 15 |  |  |  | 71.3165 | 1
| Zone | South of Lugo | 11 | Average Weekday | SCE | 1-in-2 | 2027 | 16 |  |  |  | 71.3995 | 1
| Zone | South of Lugo | 11 | Average Weekday | SCE | 1-in-2 | 2027 | 17 |  |  |  | 70.5174 | 1
| Zone | South of Lugo | 11 | Average Weekday | SCE | 1-in-2 | 2027 | 18 |  |  |  | 68.4079 | 1
| Zone | South of Lugo | 11 | Average Weekday | SCE | 1-in-2 | 2027 | 19 |  |  |  | 66.0434 | 1
| Zone | South of Lugo | 11 | Average Weekday | SCE | 1-in-2 | 2027 | 20 |  |  |  | 64.3404 | 1
| Zone | South of Lugo | 11 | Average Weekday | SCE | 1-in-2 | 2027 | 21 |  |  |  | 62.8974 | 1
| Zone | South of Lugo | 11 | Average Weekday | SCE | 1-in-2 | 2027 | 22 |  |  |  | 61.5474 | 1
| Zone | South of Lugo | 11 | Average Weekday | SCE | 1-in-2 | 2027 | 23 |  |  |  | 60.3009 | 1
| Zone | South of Lugo | 11 | Average Weekday | SCE | 1-in-2 | 2027 | 24 |  |  |  | 59.3525 | 1
| Zone | South of Lugo | 11 | Monthly System Peak Day | SCE | 1-in-2 | 2027 | 1 |  |  |  | 65.7875 | 1
| Zone | South of Lugo | 11 | Monthly System Peak Day | SCE | 1-in-2 | 2027 | 2 |  |  |  | 64.2083 | 1
| Zone | South of Lugo | 11 | Monthly System Peak Day | SCE | 1-in-2 | 2027 | 3 |  |  |  | 63.0328 | 1
| Zone | South of Lugo | 11 | Monthly System Peak Day | SCE | 1-in-2 | 2027 | 4 |  |  |  | 62.1006 | 1
| Zone | South of Lugo | 11 | Monthly System Peak Day | SCE | 1-in-2 | 2027 | 5 |  |  |  | 61.2594 | 1
| Zone | South of Lugo | 11 | Monthly System Peak Day | SCE | 1-in-2 | 2027 | 6 |  |  |  | 60.3725 | 1
| Zone | South of Lugo | 11 | Monthly System Peak Day | SCE | 1-in-2 | 2027 | 7 |  |  |  | 60.0858 | 1
| Zone | South of Lugo | 11 | Monthly System Peak Day | SCE | 1-in-2 | 2027 | 8 |  |  |  | 60.1878 | 1
| Zone | South of Lugo | 11 | Monthly System Peak Day | SCE | 1-in-2 | 2027 | 9 |  |  |  | 62.6325 | 1
| Zone | South of Lugo | 11 | Monthly System Peak Day | SCE | 1-in-2 | 2027 | 10 |  |  |  | 67.8433 | 1
| Zone | South of Lugo | 11 | Monthly System Peak Day | SCE | 1-in-2 | 2027 | 11 |  |  |  | 74.2411 | 1
| Zone | South of Lugo | 11 | Monthly System Peak Day | SCE | 1-in-2 | 2027 | 12 |  |  |  | 79.9083 | 1
| Zone | South of Lugo | 11 | Monthly System Peak Day | SCE | 1-in-2 | 2027 | 13 |  |  |  | 83.9361 | 1
| Zone | South of Lugo | 11 | Monthly System Peak Day | SCE | 1-in-2 | 2027 | 14 |  |  |  | 86.475 | 1
| Zone | South of Lugo | 11 | Monthly System Peak Day | SCE | 1-in-2 | 2027 | 15 |  |  |  | 87.6361 | 1
| Zone | South of Lugo | 11 | Monthly System Peak Day | SCE | 1-in-2 | 2027 | 16 |  |  |  | 87.3444 | 1
| Zone | South of Lugo | 11 | Monthly System Peak Day | SCE | 1-in-2 | 2027 | 17 |  |  |  | 86.1611 | 1
| Zone | South of Lugo | 11 | Monthly System Peak Day | SCE | 1-in-2 | 2027 | 18 |  |  |  | 83.1111 | 1
| Zone | South of Lugo | 11 | Monthly System Peak Day | SCE | 1-in-2 | 2027 | 19 |  |  |  | 79.5417 | 1
| Zone | South of Lugo | 11 | Monthly System Peak Day | SCE | 1-in-2 | 2027 | 20 |  |  |  | 77.2222 | 1
| Zone | South of Lugo | 11 | Monthly System Peak Day | SCE | 1-in-2 | 2027 | 21 |  |  |  | 74.79 | 1
| Zone | South of Lugo | 11 | Monthly System Peak Day | SCE | 1-in-2 | 2027 | 22 |  |  |  | 73.0744 | 1
| Zone | South of Lugo | 11 | Monthly System Peak Day | SCE | 1-in-2 | 2027 | 23 |  |  |  | 70.7164 | 1
| Zone | South of Lugo | 11 | Monthly System Peak Day | SCE | 1-in-2 | 2027 | 24 |  |  |  | 68.9517 | 1
| Zone | South of Lugo | 12 | Average Weekday | SCE | 1-in-2 | 2027 | 1 |  |  |  | 52.8309 | 1
| Zone | South of Lugo | 12 | Average Weekday | SCE | 1-in-2 | 2027 | 2 |  |  |  | 52.1578 | 1
| Zone | South of Lugo | 12 | Average Weekday | SCE | 1-in-2 | 2027 | 3 |  |  |  | 51.683 | 1
| Zone | South of Lugo | 12 | Average Weekday | SCE | 1-in-2 | 2027 | 4 |  |  |  | 51.2664 | 1
| Zone | South of Lugo | 12 | Average Weekday | SCE | 1-in-2 | 2027 | 5 |  |  |  | 50.8731 | 1
| Zone | South of Lugo | 12 | Average Weekday | SCE | 1-in-2 | 2027 | 6 |  |  |  | 50.3862 | 1
| Zone | South of Lugo | 12 | Average Weekday | SCE | 1-in-2 | 2027 | 7 |  |  |  | 49.994 | 1
| Zone | South of Lugo | 12 | Average Weekday | SCE | 1-in-2 | 2027 | 8 |  |  |  | 49.8333 | 1
| Zone | South of Lugo | 12 | Average Weekday | SCE | 1-in-2 | 2027 | 9 |  |  |  | 50.5885 | 1
| Zone | South of Lugo | 12 | Average Weekday | SCE | 1-in-2 | 2027 | 10 |  |  |  | 52.9118 | 1
| Zone | South of Lugo | 12 | Average Weekday | SCE | 1-in-2 | 2027 | 11 |  |  |  | 55.8123 | 1
| Zone | South of Lugo | 12 | Average Weekday | SCE | 1-in-2 | 2027 | 12 |  |  |  | 58.5248 | 1
| Zone | South of Lugo | 12 | Average Weekday | SCE | 1-in-2 | 2027 | 13 |  |  |  | 60.555 | 1
| Zone | South of Lugo | 12 | Average Weekday | SCE | 1-in-2 | 2027 | 14 |  |  |  | 61.9576 | 1
| Zone | South of Lugo | 12 | Average Weekday | SCE | 1-in-2 | 2027 | 15 |  |  |  | 62.7828 | 1
| Zone | South of Lugo | 12 | Average Weekday | SCE | 1-in-2 | 2027 | 16 |  |  |  | 62.8459 | 1
| Zone | South of Lugo | 12 | Average Weekday | SCE | 1-in-2 | 2027 | 17 |  |  |  | 62.0852 | 1
| Zone | South of Lugo | 12 | Average Weekday | SCE | 1-in-2 | 2027 | 18 |  |  |  | 60.184 | 1
| Zone | South of Lugo | 12 | Average Weekday | SCE | 1-in-2 | 2027 | 19 |  |  |  | 58.2015 | 1
| Zone | South of Lugo | 12 | Average Weekday | SCE | 1-in-2 | 2027 | 20 |  |  |  | 56.8922 | 1
| Zone | South of Lugo | 12 | Average Weekday | SCE | 1-in-2 | 2027 | 21 |  |  |  | 55.8111 | 1
| Zone | South of Lugo | 12 | Average Weekday | SCE | 1-in-2 | 2027 | 22 |  |  |  | 54.7683 | 1
| Zone | South of Lugo | 12 | Average Weekday | SCE | 1-in-2 | 2027 | 23 |  |  |  | 53.8381 | 1
| Zone | South of Lugo | 12 | Average Weekday | SCE | 1-in-2 | 2027 | 24 |  |  |  | 53.0334 | 1
| Zone | South of Lugo | 12 | Monthly System Peak Day | SCE | 1-in-2 | 2027 | 1 |  |  |  | 45.9917 | 1
| Zone | South of Lugo | 12 | Monthly System Peak Day | SCE | 1-in-2 | 2027 | 2 |  |  |  | 45.5597 | 1
| Zone | South of Lugo | 12 | Monthly System Peak Day | SCE | 1-in-2 | 2027 | 3 |  |  |  | 45.7214 | 1
| Zone | South of Lugo | 12 | Monthly System Peak Day | SCE | 1-in-2 | 2027 | 4 |  |  |  | 45.8997 | 1
| Zone | South of Lugo | 12 | Monthly System Peak Day | SCE | 1-in-2 | 2027 | 5 |  |  |  | 45.8736 | 1
| Zone | South of Lugo | 12 | Monthly System Peak Day | SCE | 1-in-2 | 2027 | 6 |  |  |  | 45.6872 | 1
| Zone | South of Lugo | 12 | Monthly System Peak Day | SCE | 1-in-2 | 2027 | 7 |  |  |  | 45.7017 | 1
| Zone | South of Lugo | 12 | Monthly System Peak Day | SCE | 1-in-2 | 2027 | 8 |  |  |  | 45.74 | 1
| Zone | South of Lugo | 12 | Monthly System Peak Day | SCE | 1-in-2 | 2027 | 9 |  |  |  | 46.5792 | 1
| Zone | South of Lugo | 12 | Monthly System Peak Day | SCE | 1-in-2 | 2027 | 10 |  |  |  | 49.5064 | 1
| Zone | South of Lugo | 12 | Monthly System Peak Day | SCE | 1-in-2 | 2027 | 11 |  |  |  | 52.5481 | 1
| Zone | South of Lugo | 12 | Monthly System Peak Day | SCE | 1-in-2 | 2027 | 12 |  |  |  | 55.7542 | 1
| Zone | South of Lugo | 12 | Monthly System Peak Day | SCE | 1-in-2 | 2027 | 13 |  |  |  | 57.4317 | 1
| Zone | South of Lugo | 12 | Monthly System Peak Day | SCE | 1-in-2 | 2027 | 14 |  |  |  | 58.4739 | 1
| Zone | South of Lugo | 12 | Monthly System Peak Day | SCE | 1-in-2 | 2027 | 15 |  |  |  | 59.1544 | 1
| Zone | South of Lugo | 12 | Monthly System Peak Day | SCE | 1-in-2 | 2027 | 16 |  |  |  | 59.4806 | 1
| Zone | South of Lugo | 12 | Monthly System Peak Day | SCE | 1-in-2 | 2027 | 17 |  |  |  | 58.9819 | 1
| Zone | South of Lugo | 12 | Monthly System Peak Day | SCE | 1-in-2 | 2027 | 18 |  |  |  | 57.1061 | 1
| Zone | South of Lugo | 12 | Monthly System Peak Day | SCE | 1-in-2 | 2027 | 19 |  |  |  | 54.6917 | 1
| Zone | South of Lugo | 12 | Monthly System Peak Day | SCE | 1-in-2 | 2027 | 20 |  |  |  | 53.4083 | 1
| Zone | South of Lugo | 12 | Monthly System Peak Day | SCE | 1-in-2 | 2027 | 21 |  |  |  | 51.9811 | 1
| Zone | South of Lugo | 12 | Monthly System Peak Day | SCE | 1-in-2 | 2027 | 22 |  |  |  | 50.3236 | 1
| Zone | South of Lugo | 12 | Monthly System Peak Day | SCE | 1-in-2 | 2027 | 23 |  |  |  | 48.5106 | 1
| Zone | South of Lugo | 12 | Monthly System Peak Day | SCE | 1-in-2 | 2027 | 24 |  |  |  | 47.1386 | 1
| Zone | South of Lugo | 1 | Average Weekday | SCE | 1-in-2 | 2028 | 1 |  |  |  | 54.2503 | 1
| Zone | South of Lugo | 1 | Average Weekday | SCE | 1-in-2 | 2028 | 2 |  |  |  | 53.245 | 1
| Zone | South of Lugo | 1 | Average Weekday | SCE | 1-in-2 | 2028 | 3 |  |  |  | 52.5234 | 1
| Zone | South of Lugo | 1 | Average Weekday | SCE | 1-in-2 | 2028 | 4 |  |  |  | 52.0482 | 1
| Zone | South of Lugo | 1 | Average Weekday | SCE | 1-in-2 | 2028 | 5 |  |  |  | 51.4759 | 1
| Zone | South of Lugo | 1 | Average Weekday | SCE | 1-in-2 | 2028 | 6 |  |  |  | 51.056 | 1
| Zone | South of Lugo | 1 | Average Weekday | SCE | 1-in-2 | 2028 | 7 |  |  |  | 50.9637 | 1
| Zone | South of Lugo | 1 | Average Weekday | SCE | 1-in-2 | 2028 | 8 |  |  |  | 50.9324 | 1
| Zone | South of Lugo | 1 | Average Weekday | SCE | 1-in-2 | 2028 | 9 |  |  |  | 51.558 | 1
| Zone | South of Lugo | 1 | Average Weekday | SCE | 1-in-2 | 2028 | 10 |  |  |  | 54.7017 | 1
| Zone | South of Lugo | 1 | Average Weekday | SCE | 1-in-2 | 2028 | 11 |  |  |  | 58.8512 | 1
| Zone | South of Lugo | 1 | Average Weekday | SCE | 1-in-2 | 2028 | 12 |  |  |  | 62.5358 | 1
| Zone | South of Lugo | 1 | Average Weekday | SCE | 1-in-2 | 2028 | 13 |  |  |  | 65.3512 | 1
| Zone | South of Lugo | 1 | Average Weekday | SCE | 1-in-2 | 2028 | 14 |  |  |  | 67.2939 | 1
| Zone | South of Lugo | 1 | Average Weekday | SCE | 1-in-2 | 2028 | 15 |  |  |  | 68.4604 | 1
| Zone | South of Lugo | 1 | Average Weekday | SCE | 1-in-2 | 2028 | 16 |  |  |  | 68.8114 | 1
| Zone | South of Lugo | 1 | Average Weekday | SCE | 1-in-2 | 2028 | 17 |  |  |  | 68.157 | 1
| Zone | South of Lugo | 1 | Average Weekday | SCE | 1-in-2 | 2028 | 18 |  |  |  | 66.2965 | 1
| Zone | South of Lugo | 1 | Average Weekday | SCE | 1-in-2 | 2028 | 19 |  |  |  | 63.4532 | 1
| Zone | South of Lugo | 1 | Average Weekday | SCE | 1-in-2 | 2028 | 20 |  |  |  | 61.3863 | 1
| Zone | South of Lugo | 1 | Average Weekday | SCE | 1-in-2 | 2028 | 21 |  |  |  | 59.9236 | 1
| Zone | South of Lugo | 1 | Average Weekday | SCE | 1-in-2 | 2028 | 22 |  |  |  | 58.4919 | 1
| Zone | South of Lugo | 1 | Average Weekday | SCE | 1-in-2 | 2028 | 23 |  |  |  | 57.092 | 1
| Zone | South of Lugo | 1 | Average Weekday | SCE | 1-in-2 | 2028 | 24 |  |  |  | 55.8453 | 1
| Zone | South of Lugo | 1 | Monthly System Peak Day | SCE | 1-in-2 | 2028 | 1 |  |  |  | 47.7986 | 1
| Zone | South of Lugo | 1 | Monthly System Peak Day | SCE | 1-in-2 | 2028 | 2 |  |  |  | 46.7125 | 1
| Zone | South of Lugo | 1 | Monthly System Peak Day | SCE | 1-in-2 | 2028 | 3 |  |  |  | 44.6117 | 1
| Zone | South of Lugo | 1 | Monthly System Peak Day | SCE | 1-in-2 | 2028 | 4 |  |  |  | 43.7064 | 1
| Zone | South of Lugo | 1 | Monthly System Peak Day | SCE | 1-in-2 | 2028 | 5 |  |  |  | 42.8767 | 1
| Zone | South of Lugo | 1 | Monthly System Peak Day | SCE | 1-in-2 | 2028 | 6 |  |  |  | 42.57 | 1
| Zone | South of Lugo | 1 | Monthly System Peak Day | SCE | 1-in-2 | 2028 | 7 |  |  |  | 42.2903 | 1
| Zone | South of Lugo | 1 | Monthly System Peak Day | SCE | 1-in-2 | 2028 | 8 |  |  |  | 42.6981 | 1
| Zone | South of Lugo | 1 | Monthly System Peak Day | SCE | 1-in-2 | 2028 | 9 |  |  |  | 43.4283 | 1
| Zone | South of Lugo | 1 | Monthly System Peak Day | SCE | 1-in-2 | 2028 | 10 |  |  |  | 46.0053 | 1
| Zone | South of Lugo | 1 | Monthly System Peak Day | SCE | 1-in-2 | 2028 | 11 |  |  |  | 49.6397 | 1
| Zone | South of Lugo | 1 | Monthly System Peak Day | SCE | 1-in-2 | 2028 | 12 |  |  |  | 52.3583 | 1
| Zone | South of Lugo | 1 | Monthly System Peak Day | SCE | 1-in-2 | 2028 | 13 |  |  |  | 53.9456 | 1
| Zone | South of Lugo | 1 | Monthly System Peak Day | SCE | 1-in-2 | 2028 | 14 |  |  |  | 53.7817 | 1
| Zone | South of Lugo | 1 | Monthly System Peak Day | SCE | 1-in-2 | 2028 | 15 |  |  |  | 53.4681 | 1
| Zone | South of Lugo | 1 | Monthly System Peak Day | SCE | 1-in-2 | 2028 | 16 |  |  |  | 54.5822 | 1
| Zone | South of Lugo | 1 | Monthly System Peak Day | SCE | 1-in-2 | 2028 | 17 |  |  |  | 55.2931 | 1
| Zone | South of Lugo | 1 | Monthly System Peak Day | SCE | 1-in-2 | 2028 | 18 |  |  |  | 54.4483 | 1
| Zone | South of Lugo | 1 | Monthly System Peak Day | SCE | 1-in-2 | 2028 | 19 |  |  |  | 52.6003 | 1
| Zone | South of Lugo | 1 | Monthly System Peak Day | SCE | 1-in-2 | 2028 | 20 |  |  |  | 51.2761 | 1
| Zone | South of Lugo | 1 | Monthly System Peak Day | SCE | 1-in-2 | 2028 | 21 |  |  |  | 50.3567 | 1
| Zone | South of Lugo | 1 | Monthly System Peak Day | SCE | 1-in-2 | 2028 | 22 |  |  |  | 49.27 | 1
| Zone | South of Lugo | 1 | Monthly System Peak Day | SCE | 1-in-2 | 2028 | 23 |  |  |  | 48.0264 | 1
| Zone | South of Lugo | 1 | Monthly System Peak Day | SCE | 1-in-2 | 2028 | 24 |  |  |  | 47.0872 | 1
| Zone | South of Lugo | 2 | Average Weekday | SCE | 1-in-2 | 2028 | 1 |  |  |  | 53.6409 | 1
| Zone | South of Lugo | 2 | Average Weekday | SCE | 1-in-2 | 2028 | 2 |  |  |  | 52.8383 | 1
| Zone | South of Lugo | 2 | Average Weekday | SCE | 1-in-2 | 2028 | 3 |  |  |  | 52.0969 | 1
| Zone | South of Lugo | 2 | Average Weekday | SCE | 1-in-2 | 2028 | 4 |  |  |  | 51.3915 | 1
| Zone | South of Lugo | 2 | Average Weekday | SCE | 1-in-2 | 2028 | 5 |  |  |  | 50.8331 | 1
| Zone | South of Lugo | 2 | Average Weekday | SCE | 1-in-2 | 2028 | 6 |  |  |  | 50.3523 | 1
| Zone | South of Lugo | 2 | Average Weekday | SCE | 1-in-2 | 2028 | 7 |  |  |  | 50.0344 | 1
| Zone | South of Lugo | 2 | Average Weekday | SCE | 1-in-2 | 2028 | 8 |  |  |  | 49.9834 | 1
| Zone | South of Lugo | 2 | Average Weekday | SCE | 1-in-2 | 2028 | 9 |  |  |  | 51.6122 | 1
| Zone | South of Lugo | 2 | Average Weekday | SCE | 1-in-2 | 2028 | 10 |  |  |  | 54.9783 | 1
| Zone | South of Lugo | 2 | Average Weekday | SCE | 1-in-2 | 2028 | 11 |  |  |  | 58.403 | 1
| Zone | South of Lugo | 2 | Average Weekday | SCE | 1-in-2 | 2028 | 12 |  |  |  | 61.6492 | 1
| Zone | South of Lugo | 2 | Average Weekday | SCE | 1-in-2 | 2028 | 13 |  |  |  | 64.111 | 1
| Zone | South of Lugo | 2 | Average Weekday | SCE | 1-in-2 | 2028 | 14 |  |  |  | 65.7296 | 1
| Zone | South of Lugo | 2 | Average Weekday | SCE | 1-in-2 | 2028 | 15 |  |  |  | 66.5412 | 1
| Zone | South of Lugo | 2 | Average Weekday | SCE | 1-in-2 | 2028 | 16 |  |  |  | 66.6457 | 1
| Zone | South of Lugo | 2 | Average Weekday | SCE | 1-in-2 | 2028 | 17 |  |  |  | 66.0498 | 1
| Zone | South of Lugo | 2 | Average Weekday | SCE | 1-in-2 | 2028 | 18 |  |  |  | 64.5749 | 1
| Zone | South of Lugo | 2 | Average Weekday | SCE | 1-in-2 | 2028 | 19 |  |  |  | 61.9217 | 1
| Zone | South of Lugo | 2 | Average Weekday | SCE | 1-in-2 | 2028 | 20 |  |  |  | 59.7283 | 1
| Zone | South of Lugo | 2 | Average Weekday | SCE | 1-in-2 | 2028 | 21 |  |  |  | 58.2571 | 1
| Zone | South of Lugo | 2 | Average Weekday | SCE | 1-in-2 | 2028 | 22 |  |  |  | 57.0983 | 1
| Zone | South of Lugo | 2 | Average Weekday | SCE | 1-in-2 | 2028 | 23 |  |  |  | 55.9459 | 1
| Zone | South of Lugo | 2 | Average Weekday | SCE | 1-in-2 | 2028 | 24 |  |  |  | 54.8236 | 1
| Zone | South of Lugo | 2 | Monthly System Peak Day | SCE | 1-in-2 | 2028 | 1 |  |  |  | 44.2064 | 1
| Zone | South of Lugo | 2 | Monthly System Peak Day | SCE | 1-in-2 | 2028 | 2 |  |  |  | 43.8683 | 1
| Zone | South of Lugo | 2 | Monthly System Peak Day | SCE | 1-in-2 | 2028 | 3 |  |  |  | 43.4325 | 1
| Zone | South of Lugo | 2 | Monthly System Peak Day | SCE | 1-in-2 | 2028 | 4 |  |  |  | 43.1303 | 1
| Zone | South of Lugo | 2 | Monthly System Peak Day | SCE | 1-in-2 | 2028 | 5 |  |  |  | 42.5356 | 1
| Zone | South of Lugo | 2 | Monthly System Peak Day | SCE | 1-in-2 | 2028 | 6 |  |  |  | 41.8078 | 1
| Zone | South of Lugo | 2 | Monthly System Peak Day | SCE | 1-in-2 | 2028 | 7 |  |  |  | 41.6083 | 1
| Zone | South of Lugo | 2 | Monthly System Peak Day | SCE | 1-in-2 | 2028 | 8 |  |  |  | 41.5656 | 1
| Zone | South of Lugo | 2 | Monthly System Peak Day | SCE | 1-in-2 | 2028 | 9 |  |  |  | 42.9272 | 1
| Zone | South of Lugo | 2 | Monthly System Peak Day | SCE | 1-in-2 | 2028 | 10 |  |  |  | 45.5697 | 1
| Zone | South of Lugo | 2 | Monthly System Peak Day | SCE | 1-in-2 | 2028 | 11 |  |  |  | 48.4017 | 1
| Zone | South of Lugo | 2 | Monthly System Peak Day | SCE | 1-in-2 | 2028 | 12 |  |  |  | 50.6014 | 1
| Zone | South of Lugo | 2 | Monthly System Peak Day | SCE | 1-in-2 | 2028 | 13 |  |  |  | 52.3811 | 1
| Zone | South of Lugo | 2 | Monthly System Peak Day | SCE | 1-in-2 | 2028 | 14 |  |  |  | 53.8483 | 1
| Zone | South of Lugo | 2 | Monthly System Peak Day | SCE | 1-in-2 | 2028 | 15 |  |  |  | 55.3164 | 1
| Zone | South of Lugo | 2 | Monthly System Peak Day | SCE | 1-in-2 | 2028 | 16 |  |  |  | 56.2403 | 1
| Zone | South of Lugo | 2 | Monthly System Peak Day | SCE | 1-in-2 | 2028 | 17 |  |  |  | 56.4522 | 1
| Zone | South of Lugo | 2 | Monthly System Peak Day | SCE | 1-in-2 | 2028 | 18 |  |  |  | 55.6875 | 1
| Zone | South of Lugo | 2 | Monthly System Peak Day | SCE | 1-in-2 | 2028 | 19 |  |  |  | 53.9058 | 1
| Zone | South of Lugo | 2 | Monthly System Peak Day | SCE | 1-in-2 | 2028 | 20 |  |  |  | 52.2394 | 1
| Zone | South of Lugo | 2 | Monthly System Peak Day | SCE | 1-in-2 | 2028 | 21 |  |  |  | 50.8806 | 1
| Zone | South of Lugo | 2 | Monthly System Peak Day | SCE | 1-in-2 | 2028 | 22 |  |  |  | 49.6031 | 1
| Zone | South of Lugo | 2 | Monthly System Peak Day | SCE | 1-in-2 | 2028 | 23 |  |  |  | 48.2975 | 1
| Zone | South of Lugo | 2 | Monthly System Peak Day | SCE | 1-in-2 | 2028 | 24 |  |  |  | 46.9983 | 1
| Zone | South of Lugo | 3 | Average Weekday | SCE | 1-in-2 | 2028 | 1 |  |  |  | 55.9497 | 1
| Zone | South of Lugo | 3 | Average Weekday | SCE | 1-in-2 | 2028 | 2 |  |  |  | 55.0646 | 1
| Zone | South of Lugo | 3 | Average Weekday | SCE | 1-in-2 | 2028 | 3 |  |  |  | 54.2569 | 1
| Zone | South of Lugo | 3 | Average Weekday | SCE | 1-in-2 | 2028 | 4 |  |  |  | 53.6471 | 1
| Zone | South of Lugo | 3 | Average Weekday | SCE | 1-in-2 | 2028 | 5 |  |  |  | 53.0462 | 1
| Zone | South of Lugo | 3 | Average Weekday | SCE | 1-in-2 | 2028 | 6 |  |  |  | 52.6834 | 1
| Zone | South of Lugo | 3 | Average Weekday | SCE | 1-in-2 | 2028 | 7 |  |  |  | 52.3696 | 1
| Zone | South of Lugo | 3 | Average Weekday | SCE | 1-in-2 | 2028 | 8 |  |  |  | 52.2268 | 1
| Zone | South of Lugo | 3 | Average Weekday | SCE | 1-in-2 | 2028 | 9 |  |  |  | 53.37 | 1
| Zone | South of Lugo | 3 | Average Weekday | SCE | 1-in-2 | 2028 | 10 |  |  |  | 56.119 | 1
| Zone | South of Lugo | 3 | Average Weekday | SCE | 1-in-2 | 2028 | 11 |  |  |  | 59.3661 | 1
| Zone | South of Lugo | 3 | Average Weekday | SCE | 1-in-2 | 2028 | 12 |  |  |  | 62.5066 | 1
| Zone | South of Lugo | 3 | Average Weekday | SCE | 1-in-2 | 2028 | 13 |  |  |  | 64.895 | 1
| Zone | South of Lugo | 3 | Average Weekday | SCE | 1-in-2 | 2028 | 14 |  |  |  | 66.3632 | 1
| Zone | South of Lugo | 3 | Average Weekday | SCE | 1-in-2 | 2028 | 15 |  |  |  | 67.3388 | 1
| Zone | South of Lugo | 3 | Average Weekday | SCE | 1-in-2 | 2028 | 16 |  |  |  | 68.0514 | 1
| Zone | South of Lugo | 3 | Average Weekday | SCE | 1-in-2 | 2028 | 17 |  |  |  | 68.1652 | 1
| Zone | South of Lugo | 3 | Average Weekday | SCE | 1-in-2 | 2028 | 18 |  |  |  | 67.2537 | 1
| Zone | South of Lugo | 3 | Average Weekday | SCE | 1-in-2 | 2028 | 19 |  |  |  | 65.6711 | 1
| Zone | South of Lugo | 3 | Average Weekday | SCE | 1-in-2 | 2028 | 20 |  |  |  | 63.2882 | 1
| Zone | South of Lugo | 3 | Average Weekday | SCE | 1-in-2 | 2028 | 21 |  |  |  | 61.0154 | 1
| Zone | South of Lugo | 3 | Average Weekday | SCE | 1-in-2 | 2028 | 22 |  |  |  | 59.5358 | 1
| Zone | South of Lugo | 3 | Average Weekday | SCE | 1-in-2 | 2028 | 23 |  |  |  | 58.3916 | 1
| Zone | South of Lugo | 3 | Average Weekday | SCE | 1-in-2 | 2028 | 24 |  |  |  | 57.343 | 1
| Zone | South of Lugo | 3 | Monthly System Peak Day | SCE | 1-in-2 | 2028 | 1 |  |  |  | 58.2011 | 1
| Zone | South of Lugo | 3 | Monthly System Peak Day | SCE | 1-in-2 | 2028 | 2 |  |  |  | 56.8633 | 1
| Zone | South of Lugo | 3 | Monthly System Peak Day | SCE | 1-in-2 | 2028 | 3 |  |  |  | 55.3564 | 1
| Zone | South of Lugo | 3 | Monthly System Peak Day | SCE | 1-in-2 | 2028 | 4 |  |  |  | 54.6689 | 1
| Zone | South of Lugo | 3 | Monthly System Peak Day | SCE | 1-in-2 | 2028 | 5 |  |  |  | 53.6828 | 1
| Zone | South of Lugo | 3 | Monthly System Peak Day | SCE | 1-in-2 | 2028 | 6 |  |  |  | 52.8817 | 1
| Zone | South of Lugo | 3 | Monthly System Peak Day | SCE | 1-in-2 | 2028 | 7 |  |  |  | 52.4267 | 1
| Zone | South of Lugo | 3 | Monthly System Peak Day | SCE | 1-in-2 | 2028 | 8 |  |  |  | 52.1092 | 1
| Zone | South of Lugo | 3 | Monthly System Peak Day | SCE | 1-in-2 | 2028 | 9 |  |  |  | 52.6725 | 1
| Zone | South of Lugo | 3 | Monthly System Peak Day | SCE | 1-in-2 | 2028 | 10 |  |  |  | 55.7753 | 1
| Zone | South of Lugo | 3 | Monthly System Peak Day | SCE | 1-in-2 | 2028 | 11 |  |  |  | 60.8097 | 1
| Zone | South of Lugo | 3 | Monthly System Peak Day | SCE | 1-in-2 | 2028 | 12 |  |  |  | 65.2567 | 1
| Zone | South of Lugo | 3 | Monthly System Peak Day | SCE | 1-in-2 | 2028 | 13 |  |  |  | 67.795 | 1
| Zone | South of Lugo | 3 | Monthly System Peak Day | SCE | 1-in-2 | 2028 | 14 |  |  |  | 69.1758 | 1
| Zone | South of Lugo | 3 | Monthly System Peak Day | SCE | 1-in-2 | 2028 | 15 |  |  |  | 70.2303 | 1
| Zone | South of Lugo | 3 | Monthly System Peak Day | SCE | 1-in-2 | 2028 | 16 |  |  |  | 71.1492 | 1
| Zone | South of Lugo | 3 | Monthly System Peak Day | SCE | 1-in-2 | 2028 | 17 |  |  |  | 71.2442 | 1
| Zone | South of Lugo | 3 | Monthly System Peak Day | SCE | 1-in-2 | 2028 | 18 |  |  |  | 70.7628 | 1
| Zone | South of Lugo | 3 | Monthly System Peak Day | SCE | 1-in-2 | 2028 | 19 |  |  |  | 69.2636 | 1
| Zone | South of Lugo | 3 | Monthly System Peak Day | SCE | 1-in-2 | 2028 | 20 |  |  |  | 66.4033 | 1
| Zone | South of Lugo | 3 | Monthly System Peak Day | SCE | 1-in-2 | 2028 | 21 |  |  |  | 63.4692 | 1
| Zone | South of Lugo | 3 | Monthly System Peak Day | SCE | 1-in-2 | 2028 | 22 |  |  |  | 61.8089 | 1
| Zone | South of Lugo | 3 | Monthly System Peak Day | SCE | 1-in-2 | 2028 | 23 |  |  |  | 60.2836 | 1
| Zone | South of Lugo | 3 | Monthly System Peak Day | SCE | 1-in-2 | 2028 | 24 |  |  |  | 58.895 | 1
| Zone | South of Lugo | 4 | Average Weekday | SCE | 1-in-2 | 2028 | 1 |  |  |  | 58.15 | 1
| Zone | South of Lugo | 4 | Average Weekday | SCE | 1-in-2 | 2028 | 2 |  |  |  | 57.2566 | 1
| Zone | South of Lugo | 4 | Average Weekday | SCE | 1-in-2 | 2028 | 3 |  |  |  | 56.41 | 1
| Zone | South of Lugo | 4 | Average Weekday | SCE | 1-in-2 | 2028 | 4 |  |  |  | 55.7055 | 1
| Zone | South of Lugo | 4 | Average Weekday | SCE | 1-in-2 | 2028 | 5 |  |  |  | 55.0724 | 1
| Zone | South of Lugo | 4 | Average Weekday | SCE | 1-in-2 | 2028 | 6 |  |  |  | 54.6253 | 1
| Zone | South of Lugo | 4 | Average Weekday | SCE | 1-in-2 | 2028 | 7 |  |  |  | 54.3086 | 1
| Zone | South of Lugo | 4 | Average Weekday | SCE | 1-in-2 | 2028 | 8 |  |  |  | 54.3317 | 1
| Zone | South of Lugo | 4 | Average Weekday | SCE | 1-in-2 | 2028 | 9 |  |  |  | 55.9264 | 1
| Zone | South of Lugo | 4 | Average Weekday | SCE | 1-in-2 | 2028 | 10 |  |  |  | 58.596 | 1
| Zone | South of Lugo | 4 | Average Weekday | SCE | 1-in-2 | 2028 | 11 |  |  |  | 61.4242 | 1
| Zone | South of Lugo | 4 | Average Weekday | SCE | 1-in-2 | 2028 | 12 |  |  |  | 64.2793 | 1
| Zone | South of Lugo | 4 | Average Weekday | SCE | 1-in-2 | 2028 | 13 |  |  |  | 66.5452 | 1
| Zone | South of Lugo | 4 | Average Weekday | SCE | 1-in-2 | 2028 | 14 |  |  |  | 68.2791 | 1
| Zone | South of Lugo | 4 | Average Weekday | SCE | 1-in-2 | 2028 | 15 |  |  |  | 69.5919 | 1
| Zone | South of Lugo | 4 | Average Weekday | SCE | 1-in-2 | 2028 | 16 |  |  |  | 70.212 | 1
| Zone | South of Lugo | 4 | Average Weekday | SCE | 1-in-2 | 2028 | 17 |  |  |  | 70.3359 | 1
| Zone | South of Lugo | 4 | Average Weekday | SCE | 1-in-2 | 2028 | 18 |  |  |  | 69.7872 | 1
| Zone | South of Lugo | 4 | Average Weekday | SCE | 1-in-2 | 2028 | 19 |  |  |  | 68.5917 | 1
| Zone | South of Lugo | 4 | Average Weekday | SCE | 1-in-2 | 2028 | 20 |  |  |  | 66.3136 | 1
| Zone | South of Lugo | 4 | Average Weekday | SCE | 1-in-2 | 2028 | 21 |  |  |  | 63.3123 | 1
| Zone | South of Lugo | 4 | Average Weekday | SCE | 1-in-2 | 2028 | 22 |  |  |  | 61.0779 | 1
| Zone | South of Lugo | 4 | Average Weekday | SCE | 1-in-2 | 2028 | 23 |  |  |  | 59.6904 | 1
| Zone | South of Lugo | 4 | Average Weekday | SCE | 1-in-2 | 2028 | 24 |  |  |  | 58.6399 | 1
| Zone | South of Lugo | 4 | Monthly System Peak Day | SCE | 1-in-2 | 2028 | 1 |  |  |  | 66.8897 | 1
| Zone | South of Lugo | 4 | Monthly System Peak Day | SCE | 1-in-2 | 2028 | 2 |  |  |  | 65.8975 | 1
| Zone | South of Lugo | 4 | Monthly System Peak Day | SCE | 1-in-2 | 2028 | 3 |  |  |  | 64.8122 | 1
| Zone | South of Lugo | 4 | Monthly System Peak Day | SCE | 1-in-2 | 2028 | 4 |  |  |  | 63.7006 | 1
| Zone | South of Lugo | 4 | Monthly System Peak Day | SCE | 1-in-2 | 2028 | 5 |  |  |  | 62.6464 | 1
| Zone | South of Lugo | 4 | Monthly System Peak Day | SCE | 1-in-2 | 2028 | 6 |  |  |  | 61.9178 | 1
| Zone | South of Lugo | 4 | Monthly System Peak Day | SCE | 1-in-2 | 2028 | 7 |  |  |  | 61.2908 | 1
| Zone | South of Lugo | 4 | Monthly System Peak Day | SCE | 1-in-2 | 2028 | 8 |  |  |  | 61.5175 | 1
| Zone | South of Lugo | 4 | Monthly System Peak Day | SCE | 1-in-2 | 2028 | 9 |  |  |  | 63.8247 | 1
| Zone | South of Lugo | 4 | Monthly System Peak Day | SCE | 1-in-2 | 2028 | 10 |  |  |  | 68.56 | 1
| Zone | South of Lugo | 4 | Monthly System Peak Day | SCE | 1-in-2 | 2028 | 11 |  |  |  | 73.8278 | 1
| Zone | South of Lugo | 4 | Monthly System Peak Day | SCE | 1-in-2 | 2028 | 12 |  |  |  | 78.6222 | 1
| Zone | South of Lugo | 4 | Monthly System Peak Day | SCE | 1-in-2 | 2028 | 13 |  |  |  | 82.5194 | 1
| Zone | South of Lugo | 4 | Monthly System Peak Day | SCE | 1-in-2 | 2028 | 14 |  |  |  | 85.1139 | 1
| Zone | South of Lugo | 4 | Monthly System Peak Day | SCE | 1-in-2 | 2028 | 15 |  |  |  | 86.3083 | 1
| Zone | South of Lugo | 4 | Monthly System Peak Day | SCE | 1-in-2 | 2028 | 16 |  |  |  | 86.7528 | 1
| Zone | South of Lugo | 4 | Monthly System Peak Day | SCE | 1-in-2 | 2028 | 17 |  |  |  | 85.5861 | 1
| Zone | South of Lugo | 4 | Monthly System Peak Day | SCE | 1-in-2 | 2028 | 18 |  |  |  | 85.2889 | 1
| Zone | South of Lugo | 4 | Monthly System Peak Day | SCE | 1-in-2 | 2028 | 19 |  |  |  | 83.9667 | 1
| Zone | South of Lugo | 4 | Monthly System Peak Day | SCE | 1-in-2 | 2028 | 20 |  |  |  | 81.2633 | 1
| Zone | South of Lugo | 4 | Monthly System Peak Day | SCE | 1-in-2 | 2028 | 21 |  |  |  | 77.2006 | 1
| Zone | South of Lugo | 4 | Monthly System Peak Day | SCE | 1-in-2 | 2028 | 22 |  |  |  | 74.1328 | 1
| Zone | South of Lugo | 4 | Monthly System Peak Day | SCE | 1-in-2 | 2028 | 23 |  |  |  | 71.9197 | 1
| Zone | South of Lugo | 4 | Monthly System Peak Day | SCE | 1-in-2 | 2028 | 24 |  |  |  | 68.9083 | 1
| Zone | South of Lugo | 5 | Average Weekday | SCE | 1-in-2 | 2028 | 1 |  |  |  | 61.1348 | 1
| Zone | South of Lugo | 5 | Average Weekday | SCE | 1-in-2 | 2028 | 2 |  |  |  | 60.5346 | 1
| Zone | South of Lugo | 5 | Average Weekday | SCE | 1-in-2 | 2028 | 3 |  |  |  | 60.0288 | 1
| Zone | South of Lugo | 5 | Average Weekday | SCE | 1-in-2 | 2028 | 4 |  |  |  | 59.5236 | 1
| Zone | South of Lugo | 5 | Average Weekday | SCE | 1-in-2 | 2028 | 5 |  |  |  | 59.1163 | 1
| Zone | South of Lugo | 5 | Average Weekday | SCE | 1-in-2 | 2028 | 6 |  |  |  | 58.7282 | 1
| Zone | South of Lugo | 5 | Average Weekday | SCE | 1-in-2 | 2028 | 7 |  |  |  | 58.3962 | 1
| Zone | South of Lugo | 5 | Average Weekday | SCE | 1-in-2 | 2028 | 8 |  |  |  | 58.7437 | 1
| Zone | South of Lugo | 5 | Average Weekday | SCE | 1-in-2 | 2028 | 9 |  |  |  | 60.2327 | 1
| Zone | South of Lugo | 5 | Average Weekday | SCE | 1-in-2 | 2028 | 10 |  |  |  | 62.3563 | 1
| Zone | South of Lugo | 5 | Average Weekday | SCE | 1-in-2 | 2028 | 11 |  |  |  | 64.933 | 1
| Zone | South of Lugo | 5 | Average Weekday | SCE | 1-in-2 | 2028 | 12 |  |  |  | 67.3178 | 1
| Zone | South of Lugo | 5 | Average Weekday | SCE | 1-in-2 | 2028 | 13 |  |  |  | 69.4255 | 1
| Zone | South of Lugo | 5 | Average Weekday | SCE | 1-in-2 | 2028 | 14 |  |  |  | 71.148 | 1
| Zone | South of Lugo | 5 | Average Weekday | SCE | 1-in-2 | 2028 | 15 |  |  |  | 72.4241 | 1
| Zone | South of Lugo | 5 | Average Weekday | SCE | 1-in-2 | 2028 | 16 |  |  |  | 73.1156 | 1
| Zone | South of Lugo | 5 | Average Weekday | SCE | 1-in-2 | 2028 | 17 |  |  |  | 73.2273 | 1
| Zone | South of Lugo | 5 | Average Weekday | SCE | 1-in-2 | 2028 | 18 |  |  |  | 72.5655 | 1
| Zone | South of Lugo | 5 | Average Weekday | SCE | 1-in-2 | 2028 | 19 |  |  |  | 71.1484 | 1
| Zone | South of Lugo | 5 | Average Weekday | SCE | 1-in-2 | 2028 | 20 |  |  |  | 68.9891 | 1
| Zone | South of Lugo | 5 | Average Weekday | SCE | 1-in-2 | 2028 | 21 |  |  |  | 66.1434 | 1
| Zone | South of Lugo | 5 | Average Weekday | SCE | 1-in-2 | 2028 | 22 |  |  |  | 63.9125 | 1
| Zone | South of Lugo | 5 | Average Weekday | SCE | 1-in-2 | 2028 | 23 |  |  |  | 62.6515 | 1
| Zone | South of Lugo | 5 | Average Weekday | SCE | 1-in-2 | 2028 | 24 |  |  |  | 61.7451 | 1
| Zone | South of Lugo | 5 | Monthly System Peak Day | SCE | 1-in-2 | 2028 | 1 |  |  |  | 66.0475 | 1
| Zone | South of Lugo | 5 | Monthly System Peak Day | SCE | 1-in-2 | 2028 | 2 |  |  |  | 64.5492 | 1
| Zone | South of Lugo | 5 | Monthly System Peak Day | SCE | 1-in-2 | 2028 | 3 |  |  |  | 63.2322 | 1
| Zone | South of Lugo | 5 | Monthly System Peak Day | SCE | 1-in-2 | 2028 | 4 |  |  |  | 62.2769 | 1
| Zone | South of Lugo | 5 | Monthly System Peak Day | SCE | 1-in-2 | 2028 | 5 |  |  |  | 61.3519 | 1
| Zone | South of Lugo | 5 | Monthly System Peak Day | SCE | 1-in-2 | 2028 | 6 |  |  |  | 60.4378 | 1
| Zone | South of Lugo | 5 | Monthly System Peak Day | SCE | 1-in-2 | 2028 | 7 |  |  |  | 59.9061 | 1
| Zone | South of Lugo | 5 | Monthly System Peak Day | SCE | 1-in-2 | 2028 | 8 |  |  |  | 60.7006 | 1
| Zone | South of Lugo | 5 | Monthly System Peak Day | SCE | 1-in-2 | 2028 | 9 |  |  |  | 64.1961 | 1
| Zone | South of Lugo | 5 | Monthly System Peak Day | SCE | 1-in-2 | 2028 | 10 |  |  |  | 69.1378 | 1
| Zone | South of Lugo | 5 | Monthly System Peak Day | SCE | 1-in-2 | 2028 | 11 |  |  |  | 74.6647 | 1
| Zone | South of Lugo | 5 | Monthly System Peak Day | SCE | 1-in-2 | 2028 | 12 |  |  |  | 79.1169 | 1
| Zone | South of Lugo | 5 | Monthly System Peak Day | SCE | 1-in-2 | 2028 | 13 |  |  |  | 82.1083 | 1
| Zone | South of Lugo | 5 | Monthly System Peak Day | SCE | 1-in-2 | 2028 | 14 |  |  |  | 84.5722 | 1
| Zone | South of Lugo | 5 | Monthly System Peak Day | SCE | 1-in-2 | 2028 | 15 |  |  |  | 85.1464 | 1
| Zone | South of Lugo | 5 | Monthly System Peak Day | SCE | 1-in-2 | 2028 | 16 |  |  |  | 85.8753 | 1
| Zone | South of Lugo | 5 | Monthly System Peak Day | SCE | 1-in-2 | 2028 | 17 |  |  |  | 86.4417 | 1
| Zone | South of Lugo | 5 | Monthly System Peak Day | SCE | 1-in-2 | 2028 | 18 |  |  |  | 85.7194 | 1
| Zone | South of Lugo | 5 | Monthly System Peak Day | SCE | 1-in-2 | 2028 | 19 |  |  |  | 83.6361 | 1
| Zone | South of Lugo | 5 | Monthly System Peak Day | SCE | 1-in-2 | 2028 | 20 |  |  |  | 80.6308 | 1
| Zone | South of Lugo | 5 | Monthly System Peak Day | SCE | 1-in-2 | 2028 | 21 |  |  |  | 76.6228 | 1
| Zone | South of Lugo | 5 | Monthly System Peak Day | SCE | 1-in-2 | 2028 | 22 |  |  |  | 72.9378 | 1
| Zone | South of Lugo | 5 | Monthly System Peak Day | SCE | 1-in-2 | 2028 | 23 |  |  |  | 70.6978 | 1
| Zone | South of Lugo | 5 | Monthly System Peak Day | SCE | 1-in-2 | 2028 | 24 |  |  |  | 69.0661 | 1
| Zone | South of Lugo | 6 | Average Weekday | SCE | 1-in-2 | 2028 | 1 |  |  |  | 63.9782 | 1
| Zone | South of Lugo | 6 | Average Weekday | SCE | 1-in-2 | 2028 | 2 |  |  |  | 63.1095 | 1
| Zone | South of Lugo | 6 | Average Weekday | SCE | 1-in-2 | 2028 | 3 |  |  |  | 62.3522 | 1
| Zone | South of Lugo | 6 | Average Weekday | SCE | 1-in-2 | 2028 | 4 |  |  |  | 61.6996 | 1
| Zone | South of Lugo | 6 | Average Weekday | SCE | 1-in-2 | 2028 | 5 |  |  |  | 61.1746 | 1
| Zone | South of Lugo | 6 | Average Weekday | SCE | 1-in-2 | 2028 | 6 |  |  |  | 60.7294 | 1
| Zone | South of Lugo | 6 | Average Weekday | SCE | 1-in-2 | 2028 | 7 |  |  |  | 60.3883 | 1
| Zone | South of Lugo | 6 | Average Weekday | SCE | 1-in-2 | 2028 | 8 |  |  |  | 60.8863 | 1
| Zone | South of Lugo | 6 | Average Weekday | SCE | 1-in-2 | 2028 | 9 |  |  |  | 62.5691 | 1
| Zone | South of Lugo | 6 | Average Weekday | SCE | 1-in-2 | 2028 | 10 |  |  |  | 65.1324 | 1
| Zone | South of Lugo | 6 | Average Weekday | SCE | 1-in-2 | 2028 | 11 |  |  |  | 68.1945 | 1
| Zone | South of Lugo | 6 | Average Weekday | SCE | 1-in-2 | 2028 | 12 |  |  |  | 71.3648 | 1
| Zone | South of Lugo | 6 | Average Weekday | SCE | 1-in-2 | 2028 | 13 |  |  |  | 73.9036 | 1
| Zone | South of Lugo | 6 | Average Weekday | SCE | 1-in-2 | 2028 | 14 |  |  |  | 76.0368 | 1
| Zone | South of Lugo | 6 | Average Weekday | SCE | 1-in-2 | 2028 | 15 |  |  |  | 77.7526 | 1
| Zone | South of Lugo | 6 | Average Weekday | SCE | 1-in-2 | 2028 | 16 |  |  |  | 78.7286 | 1
| Zone | South of Lugo | 6 | Average Weekday | SCE | 1-in-2 | 2028 | 17 |  |  |  | 79.2035 | 1
| Zone | South of Lugo | 6 | Average Weekday | SCE | 1-in-2 | 2028 | 18 |  |  |  | 78.5518 | 1
| Zone | South of Lugo | 6 | Average Weekday | SCE | 1-in-2 | 2028 | 19 |  |  |  | 77.0958 | 1
| Zone | South of Lugo | 6 | Average Weekday | SCE | 1-in-2 | 2028 | 20 |  |  |  | 74.8612 | 1
| Zone | South of Lugo | 6 | Average Weekday | SCE | 1-in-2 | 2028 | 21 |  |  |  | 71.7224 | 1
| Zone | South of Lugo | 6 | Average Weekday | SCE | 1-in-2 | 2028 | 22 |  |  |  | 68.5028 | 1
| Zone | South of Lugo | 6 | Average Weekday | SCE | 1-in-2 | 2028 | 23 |  |  |  | 66.5545 | 1
| Zone | South of Lugo | 6 | Average Weekday | SCE | 1-in-2 | 2028 | 24 |  |  |  | 65.2126 | 1
| Zone | South of Lugo | 6 | Monthly System Peak Day | SCE | 1-in-2 | 2028 | 1 |  |  |  | 67.0692 | 1
| Zone | South of Lugo | 6 | Monthly System Peak Day | SCE | 1-in-2 | 2028 | 2 |  |  |  | 65.9033 | 1
| Zone | South of Lugo | 6 | Monthly System Peak Day | SCE | 1-in-2 | 2028 | 3 |  |  |  | 65.135 | 1
| Zone | South of Lugo | 6 | Monthly System Peak Day | SCE | 1-in-2 | 2028 | 4 |  |  |  | 64.3161 | 1
| Zone | South of Lugo | 6 | Monthly System Peak Day | SCE | 1-in-2 | 2028 | 5 |  |  |  | 63.5986 | 1
| Zone | South of Lugo | 6 | Monthly System Peak Day | SCE | 1-in-2 | 2028 | 6 |  |  |  | 62.5897 | 1
| Zone | South of Lugo | 6 | Monthly System Peak Day | SCE | 1-in-2 | 2028 | 7 |  |  |  | 62.07 | 1
| Zone | South of Lugo | 6 | Monthly System Peak Day | SCE | 1-in-2 | 2028 | 8 |  |  |  | 63.3292 | 1
| Zone | South of Lugo | 6 | Monthly System Peak Day | SCE | 1-in-2 | 2028 | 9 |  |  |  | 66.2958 | 1
| Zone | South of Lugo | 6 | Monthly System Peak Day | SCE | 1-in-2 | 2028 | 10 |  |  |  | 70.9294 | 1
| Zone | South of Lugo | 6 | Monthly System Peak Day | SCE | 1-in-2 | 2028 | 11 |  |  |  | 74.8111 | 1
| Zone | South of Lugo | 6 | Monthly System Peak Day | SCE | 1-in-2 | 2028 | 12 |  |  |  | 78.54 | 1
| Zone | South of Lugo | 6 | Monthly System Peak Day | SCE | 1-in-2 | 2028 | 13 |  |  |  | 80.0636 | 1
| Zone | South of Lugo | 6 | Monthly System Peak Day | SCE | 1-in-2 | 2028 | 14 |  |  |  | 81.5794 | 1
| Zone | South of Lugo | 6 | Monthly System Peak Day | SCE | 1-in-2 | 2028 | 15 |  |  |  | 83.7931 | 1
| Zone | South of Lugo | 6 | Monthly System Peak Day | SCE | 1-in-2 | 2028 | 16 |  |  |  | 85.1108 | 1
| Zone | South of Lugo | 6 | Monthly System Peak Day | SCE | 1-in-2 | 2028 | 17 |  |  |  | 85.9139 | 1
| Zone | South of Lugo | 6 | Monthly System Peak Day | SCE | 1-in-2 | 2028 | 18 |  |  |  | 84.7444 | 1
| Zone | South of Lugo | 6 | Monthly System Peak Day | SCE | 1-in-2 | 2028 | 19 |  |  |  | 82.1444 | 1
| Zone | South of Lugo | 6 | Monthly System Peak Day | SCE | 1-in-2 | 2028 | 20 |  |  |  | 79.5269 | 1
| Zone | South of Lugo | 6 | Monthly System Peak Day | SCE | 1-in-2 | 2028 | 21 |  |  |  | 76.2128 | 1
| Zone | South of Lugo | 6 | Monthly System Peak Day | SCE | 1-in-2 | 2028 | 22 |  |  |  | 72.9086 | 1
| Zone | South of Lugo | 6 | Monthly System Peak Day | SCE | 1-in-2 | 2028 | 23 |  |  |  | 71.2892 | 1
| Zone | South of Lugo | 6 | Monthly System Peak Day | SCE | 1-in-2 | 2028 | 24 |  |  |  | 69.8431 | 1
| Zone | South of Lugo | 7 | Average Weekday | SCE | 1-in-2 | 2028 | 1 |  |  |  | 68.6348 | 1
| Zone | South of Lugo | 7 | Average Weekday | SCE | 1-in-2 | 2028 | 2 |  |  |  | 67.8546 | 1
| Zone | South of Lugo | 7 | Average Weekday | SCE | 1-in-2 | 2028 | 3 |  |  |  | 67.1611 | 1
| Zone | South of Lugo | 7 | Average Weekday | SCE | 1-in-2 | 2028 | 4 |  |  |  | 66.537 | 1
| Zone | South of Lugo | 7 | Average Weekday | SCE | 1-in-2 | 2028 | 5 |  |  |  | 66.0419 | 1
| Zone | South of Lugo | 7 | Average Weekday | SCE | 1-in-2 | 2028 | 6 |  |  |  | 65.5975 | 1
| Zone | South of Lugo | 7 | Average Weekday | SCE | 1-in-2 | 2028 | 7 |  |  |  | 65.2822 | 1
| Zone | South of Lugo | 7 | Average Weekday | SCE | 1-in-2 | 2028 | 8 |  |  |  | 65.8683 | 1
| Zone | South of Lugo | 7 | Average Weekday | SCE | 1-in-2 | 2028 | 9 |  |  |  | 67.9582 | 1
| Zone | South of Lugo | 7 | Average Weekday | SCE | 1-in-2 | 2028 | 10 |  |  |  | 70.6765 | 1
| Zone | South of Lugo | 7 | Average Weekday | SCE | 1-in-2 | 2028 | 11 |  |  |  | 73.7944 | 1
| Zone | South of Lugo | 7 | Average Weekday | SCE | 1-in-2 | 2028 | 12 |  |  |  | 76.9344 | 1
| Zone | South of Lugo | 7 | Average Weekday | SCE | 1-in-2 | 2028 | 13 |  |  |  | 79.4886 | 1
| Zone | South of Lugo | 7 | Average Weekday | SCE | 1-in-2 | 2028 | 14 |  |  |  | 81.4124 | 1
| Zone | South of Lugo | 7 | Average Weekday | SCE | 1-in-2 | 2028 | 15 |  |  |  | 82.8268 | 1
| Zone | South of Lugo | 7 | Average Weekday | SCE | 1-in-2 | 2028 | 16 |  |  |  | 83.4491 | 1
| Zone | South of Lugo | 7 | Average Weekday | SCE | 1-in-2 | 2028 | 17 |  |  |  | 83.7052 | 1
| Zone | South of Lugo | 7 | Average Weekday | SCE | 1-in-2 | 2028 | 18 |  |  |  | 83.0297 | 1
| Zone | South of Lugo | 7 | Average Weekday | SCE | 1-in-2 | 2028 | 19 |  |  |  | 81.4723 | 1
| Zone | South of Lugo | 7 | Average Weekday | SCE | 1-in-2 | 2028 | 20 |  |  |  | 79.2629 | 1
| Zone | South of Lugo | 7 | Average Weekday | SCE | 1-in-2 | 2028 | 21 |  |  |  | 76.138 | 1
| Zone | South of Lugo | 7 | Average Weekday | SCE | 1-in-2 | 2028 | 22 |  |  |  | 72.8533 | 1
| Zone | South of Lugo | 7 | Average Weekday | SCE | 1-in-2 | 2028 | 23 |  |  |  | 70.8084 | 1
| Zone | South of Lugo | 7 | Average Weekday | SCE | 1-in-2 | 2028 | 24 |  |  |  | 69.575 | 1
| Zone | South of Lugo | 7 | Monthly System Peak Day | SCE | 1-in-2 | 2028 | 1 |  |  |  | 72.2423 | 1
| Zone | South of Lugo | 7 | Monthly System Peak Day | SCE | 1-in-2 | 2028 | 2 |  |  |  | 71.3351 | 1
| Zone | South of Lugo | 7 | Monthly System Peak Day | SCE | 1-in-2 | 2028 | 3 |  |  |  | 70.228 | 1
| Zone | South of Lugo | 7 | Monthly System Peak Day | SCE | 1-in-2 | 2028 | 4 |  |  |  | 69.6182 | 1
| Zone | South of Lugo | 7 | Monthly System Peak Day | SCE | 1-in-2 | 2028 | 5 |  |  |  | 69.2769 | 1
| Zone | South of Lugo | 7 | Monthly System Peak Day | SCE | 1-in-2 | 2028 | 6 |  |  |  | 68.8951 | 1
| Zone | South of Lugo | 7 | Monthly System Peak Day | SCE | 1-in-2 | 2028 | 7 |  |  |  | 68.4341 | 1
| Zone | South of Lugo | 7 | Monthly System Peak Day | SCE | 1-in-2 | 2028 | 8 |  |  |  | 68.8008 | 1
| Zone | South of Lugo | 7 | Monthly System Peak Day | SCE | 1-in-2 | 2028 | 9 |  |  |  | 71.7569 | 1
| Zone | South of Lugo | 7 | Monthly System Peak Day | SCE | 1-in-2 | 2028 | 10 |  |  |  | 75.7528 | 1
| Zone | South of Lugo | 7 | Monthly System Peak Day | SCE | 1-in-2 | 2028 | 11 |  |  |  | 80.0769 | 1
| Zone | South of Lugo | 7 | Monthly System Peak Day | SCE | 1-in-2 | 2028 | 12 |  |  |  | 83.7615 | 1
| Zone | South of Lugo | 7 | Monthly System Peak Day | SCE | 1-in-2 | 2028 | 13 |  |  |  | 86.9231 | 1
| Zone | South of Lugo | 7 | Monthly System Peak Day | SCE | 1-in-2 | 2028 | 14 |  |  |  | 88.8051 | 1
| Zone | South of Lugo | 7 | Monthly System Peak Day | SCE | 1-in-2 | 2028 | 15 |  |  |  | 90.4872 | 1
| Zone | South of Lugo | 7 | Monthly System Peak Day | SCE | 1-in-2 | 2028 | 16 |  |  |  | 90.8692 | 1
| Zone | South of Lugo | 7 | Monthly System Peak Day | SCE | 1-in-2 | 2028 | 17 |  |  |  | 91.9231 | 1
| Zone | South of Lugo | 7 | Monthly System Peak Day | SCE | 1-in-2 | 2028 | 18 |  |  |  | 91.3897 | 1
| Zone | South of Lugo | 7 | Monthly System Peak Day | SCE | 1-in-2 | 2028 | 19 |  |  |  | 89.0718 | 1
| Zone | South of Lugo | 7 | Monthly System Peak Day | SCE | 1-in-2 | 2028 | 20 |  |  |  | 86.6872 | 1
| Zone | South of Lugo | 7 | Monthly System Peak Day | SCE | 1-in-2 | 2028 | 21 |  |  |  | 83.3 | 1
| Zone | South of Lugo | 7 | Monthly System Peak Day | SCE | 1-in-2 | 2028 | 22 |  |  |  | 79.4908 | 1
| Zone | South of Lugo | 7 | Monthly System Peak Day | SCE | 1-in-2 | 2028 | 23 |  |  |  | 76.8203 | 1
| Zone | South of Lugo | 7 | Monthly System Peak Day | SCE | 1-in-2 | 2028 | 24 |  |  |  | 75.1987 | 1
| Zone | South of Lugo | 8 | Average Weekday | SCE | 1-in-2 | 2028 | 1 |  |  |  | 70.0345 | 1
| Zone | South of Lugo | 8 | Average Weekday | SCE | 1-in-2 | 2028 | 2 |  |  |  | 69.0806 | 1
| Zone | South of Lugo | 8 | Average Weekday | SCE | 1-in-2 | 2028 | 3 |  |  |  | 68.2447 | 1
| Zone | South of Lugo | 8 | Average Weekday | SCE | 1-in-2 | 2028 | 4 |  |  |  | 67.5212 | 1
| Zone | South of Lugo | 8 | Average Weekday | SCE | 1-in-2 | 2028 | 5 |  |  |  | 66.9202 | 1
| Zone | South of Lugo | 8 | Average Weekday | SCE | 1-in-2 | 2028 | 6 |  |  |  | 66.3969 | 1
| Zone | South of Lugo | 8 | Average Weekday | SCE | 1-in-2 | 2028 | 7 |  |  |  | 66.0998 | 1
| Zone | South of Lugo | 8 | Average Weekday | SCE | 1-in-2 | 2028 | 8 |  |  |  | 66.163 | 1
| Zone | South of Lugo | 8 | Average Weekday | SCE | 1-in-2 | 2028 | 9 |  |  |  | 68.0861 | 1
| Zone | South of Lugo | 8 | Average Weekday | SCE | 1-in-2 | 2028 | 10 |  |  |  | 71.1121 | 1
| Zone | South of Lugo | 8 | Average Weekday | SCE | 1-in-2 | 2028 | 11 |  |  |  | 74.7632 | 1
| Zone | South of Lugo | 8 | Average Weekday | SCE | 1-in-2 | 2028 | 12 |  |  |  | 78.4705 | 1
| Zone | South of Lugo | 8 | Average Weekday | SCE | 1-in-2 | 2028 | 13 |  |  |  | 81.311 | 1
| Zone | South of Lugo | 8 | Average Weekday | SCE | 1-in-2 | 2028 | 14 |  |  |  | 83.5318 | 1
| Zone | South of Lugo | 8 | Average Weekday | SCE | 1-in-2 | 2028 | 15 |  |  |  | 84.9576 | 1
| Zone | South of Lugo | 8 | Average Weekday | SCE | 1-in-2 | 2028 | 16 |  |  |  | 85.6107 | 1
| Zone | South of Lugo | 8 | Average Weekday | SCE | 1-in-2 | 2028 | 17 |  |  |  | 85.8816 | 1
| Zone | South of Lugo | 8 | Average Weekday | SCE | 1-in-2 | 2028 | 18 |  |  |  | 85.1098 | 1
| Zone | South of Lugo | 8 | Average Weekday | SCE | 1-in-2 | 2028 | 19 |  |  |  | 83.4933 | 1
| Zone | South of Lugo | 8 | Average Weekday | SCE | 1-in-2 | 2028 | 20 |  |  |  | 80.9206 | 1
| Zone | South of Lugo | 8 | Average Weekday | SCE | 1-in-2 | 2028 | 21 |  |  |  | 77.1187 | 1
| Zone | South of Lugo | 8 | Average Weekday | SCE | 1-in-2 | 2028 | 22 |  |  |  | 74.0969 | 1
| Zone | South of Lugo | 8 | Average Weekday | SCE | 1-in-2 | 2028 | 23 |  |  |  | 72.2916 | 1
| Zone | South of Lugo | 8 | Average Weekday | SCE | 1-in-2 | 2028 | 24 |  |  |  | 71.0937 | 1
| Zone | South of Lugo | 8 | Monthly System Peak Day | SCE | 1-in-2 | 2028 | 1 |  |  |  | 78.1795 | 1
| Zone | South of Lugo | 8 | Monthly System Peak Day | SCE | 1-in-2 | 2028 | 2 |  |  |  | 77.0659 | 1
| Zone | South of Lugo | 8 | Monthly System Peak Day | SCE | 1-in-2 | 2028 | 3 |  |  |  | 76.5549 | 1
| Zone | South of Lugo | 8 | Monthly System Peak Day | SCE | 1-in-2 | 2028 | 4 |  |  |  | 75.7885 | 1
| Zone | South of Lugo | 8 | Monthly System Peak Day | SCE | 1-in-2 | 2028 | 5 |  |  |  | 75.3146 | 1
| Zone | South of Lugo | 8 | Monthly System Peak Day | SCE | 1-in-2 | 2028 | 6 |  |  |  | 74.9559 | 1
| Zone | South of Lugo | 8 | Monthly System Peak Day | SCE | 1-in-2 | 2028 | 7 |  |  |  | 74.6141 | 1
| Zone | South of Lugo | 8 | Monthly System Peak Day | SCE | 1-in-2 | 2028 | 8 |  |  |  | 74.7823 | 1
| Zone | South of Lugo | 8 | Monthly System Peak Day | SCE | 1-in-2 | 2028 | 9 |  |  |  | 76.6659 | 1
| Zone | South of Lugo | 8 | Monthly System Peak Day | SCE | 1-in-2 | 2028 | 10 |  |  |  | 80.6795 | 1
| Zone | South of Lugo | 8 | Monthly System Peak Day | SCE | 1-in-2 | 2028 | 11 |  |  |  | 84.5692 | 1
| Zone | South of Lugo | 8 | Monthly System Peak Day | SCE | 1-in-2 | 2028 | 12 |  |  |  | 87.9692 | 1
| Zone | South of Lugo | 8 | Monthly System Peak Day | SCE | 1-in-2 | 2028 | 13 |  |  |  | 90.3 | 1
| Zone | South of Lugo | 8 | Monthly System Peak Day | SCE | 1-in-2 | 2028 | 14 |  |  |  | 92.2385 | 1
| Zone | South of Lugo | 8 | Monthly System Peak Day | SCE | 1-in-2 | 2028 | 15 |  |  |  | 93.7077 | 1
| Zone | South of Lugo | 8 | Monthly System Peak Day | SCE | 1-in-2 | 2028 | 16 |  |  |  | 93.8103 | 1
| Zone | South of Lugo | 8 | Monthly System Peak Day | SCE | 1-in-2 | 2028 | 17 |  |  |  | 93.0154 | 1
| Zone | South of Lugo | 8 | Monthly System Peak Day | SCE | 1-in-2 | 2028 | 18 |  |  |  | 91.7667 | 1
| Zone | South of Lugo | 8 | Monthly System Peak Day | SCE | 1-in-2 | 2028 | 19 |  |  |  | 90.3692 | 1
| Zone | South of Lugo | 8 | Monthly System Peak Day | SCE | 1-in-2 | 2028 | 20 |  |  |  | 88.3385 | 1
| Zone | South of Lugo | 8 | Monthly System Peak Day | SCE | 1-in-2 | 2028 | 21 |  |  |  | 84.8487 | 1
| Zone | South of Lugo | 8 | Monthly System Peak Day | SCE | 1-in-2 | 2028 | 22 |  |  |  | 81.4385 | 1
| Zone | South of Lugo | 8 | Monthly System Peak Day | SCE | 1-in-2 | 2028 | 23 |  |  |  | 79.3128 | 1
| Zone | South of Lugo | 8 | Monthly System Peak Day | SCE | 1-in-2 | 2028 | 24 |  |  |  | 77.8072 | 1
| Zone | South of Lugo | 8 | Typical Event Day | SCE | 1-in-2 | 2028 | 1 |  |  |  | 73.3879 | 1
| Zone | South of Lugo | 8 | Typical Event Day | SCE | 1-in-2 | 2028 | 2 |  |  |  | 72.3336 | 1
| Zone | South of Lugo | 8 | Typical Event Day | SCE | 1-in-2 | 2028 | 3 |  |  |  | 71.5701 | 1
| Zone | South of Lugo | 8 | Typical Event Day | SCE | 1-in-2 | 2028 | 4 |  |  |  | 70.9136 | 1
| Zone | South of Lugo | 8 | Typical Event Day | SCE | 1-in-2 | 2028 | 5 |  |  |  | 70.3249 | 1
| Zone | South of Lugo | 8 | Typical Event Day | SCE | 1-in-2 | 2028 | 6 |  |  |  | 69.7097 | 1
| Zone | South of Lugo | 8 | Typical Event Day | SCE | 1-in-2 | 2028 | 7 |  |  |  | 69.4113 | 1
| Zone | South of Lugo | 8 | Typical Event Day | SCE | 1-in-2 | 2028 | 8 |  |  |  | 69.8227 | 1
| Zone | South of Lugo | 8 | Typical Event Day | SCE | 1-in-2 | 2028 | 9 |  |  |  | 72.166 | 1
| Zone | South of Lugo | 8 | Typical Event Day | SCE | 1-in-2 | 2028 | 10 |  |  |  | 76.4347 | 1
| Zone | South of Lugo | 8 | Typical Event Day | SCE | 1-in-2 | 2028 | 11 |  |  |  | 80.7497 | 1
| Zone | South of Lugo | 8 | Typical Event Day | SCE | 1-in-2 | 2028 | 12 |  |  |  | 84.6027 | 1
| Zone | South of Lugo | 8 | Typical Event Day | SCE | 1-in-2 | 2028 | 13 |  |  |  | 87.3238 | 1
| Zone | South of Lugo | 8 | Typical Event Day | SCE | 1-in-2 | 2028 | 14 |  |  |  | 89.3264 | 1
| Zone | South of Lugo | 8 | Typical Event Day | SCE | 1-in-2 | 2028 | 15 |  |  |  | 90.9715 | 1
| Zone | South of Lugo | 8 | Typical Event Day | SCE | 1-in-2 | 2028 | 16 |  |  |  | 91.3217 | 1
| Zone | South of Lugo | 8 | Typical Event Day | SCE | 1-in-2 | 2028 | 17 |  |  |  | 91.5824 | 1
| Zone | South of Lugo | 8 | Typical Event Day | SCE | 1-in-2 | 2028 | 18 |  |  |  | 90.7228 | 1
| Zone | South of Lugo | 8 | Typical Event Day | SCE | 1-in-2 | 2028 | 19 |  |  |  | 88.882 | 1
| Zone | South of Lugo | 8 | Typical Event Day | SCE | 1-in-2 | 2028 | 20 |  |  |  | 86.5312 | 1
| Zone | South of Lugo | 8 | Typical Event Day | SCE | 1-in-2 | 2028 | 21 |  |  |  | 83.1432 | 1
| Zone | South of Lugo | 8 | Typical Event Day | SCE | 1-in-2 | 2028 | 22 |  |  |  | 79.9623 | 1
| Zone | South of Lugo | 8 | Typical Event Day | SCE | 1-in-2 | 2028 | 23 |  |  |  | 77.8256 | 1
| Zone | South of Lugo | 8 | Typical Event Day | SCE | 1-in-2 | 2028 | 24 |  |  |  | 76.0635 | 1
| Zone | South of Lugo | 9 | Average Weekday | SCE | 1-in-2 | 2028 | 1 |  |  |  | 69.5679 | 1
| Zone | South of Lugo | 9 | Average Weekday | SCE | 1-in-2 | 2028 | 2 |  |  |  | 68.7193 | 1
| Zone | South of Lugo | 9 | Average Weekday | SCE | 1-in-2 | 2028 | 3 |  |  |  | 68.0278 | 1
| Zone | South of Lugo | 9 | Average Weekday | SCE | 1-in-2 | 2028 | 4 |  |  |  | 67.4097 | 1
| Zone | South of Lugo | 9 | Average Weekday | SCE | 1-in-2 | 2028 | 5 |  |  |  | 66.9014 | 1
| Zone | South of Lugo | 9 | Average Weekday | SCE | 1-in-2 | 2028 | 6 |  |  |  | 66.4414 | 1
| Zone | South of Lugo | 9 | Average Weekday | SCE | 1-in-2 | 2028 | 7 |  |  |  | 66.1311 | 1
| Zone | South of Lugo | 9 | Average Weekday | SCE | 1-in-2 | 2028 | 8 |  |  |  | 66.0566 | 1
| Zone | South of Lugo | 9 | Average Weekday | SCE | 1-in-2 | 2028 | 9 |  |  |  | 67.5294 | 1
| Zone | South of Lugo | 9 | Average Weekday | SCE | 1-in-2 | 2028 | 10 |  |  |  | 70.3949 | 1
| Zone | South of Lugo | 9 | Average Weekday | SCE | 1-in-2 | 2028 | 11 |  |  |  | 73.7984 | 1
| Zone | South of Lugo | 9 | Average Weekday | SCE | 1-in-2 | 2028 | 12 |  |  |  | 77.143 | 1
| Zone | South of Lugo | 9 | Average Weekday | SCE | 1-in-2 | 2028 | 13 |  |  |  | 79.9568 | 1
| Zone | South of Lugo | 9 | Average Weekday | SCE | 1-in-2 | 2028 | 14 |  |  |  | 81.9296 | 1
| Zone | South of Lugo | 9 | Average Weekday | SCE | 1-in-2 | 2028 | 15 |  |  |  | 83.0553 | 1
| Zone | South of Lugo | 9 | Average Weekday | SCE | 1-in-2 | 2028 | 16 |  |  |  | 83.4899 | 1
| Zone | South of Lugo | 9 | Average Weekday | SCE | 1-in-2 | 2028 | 17 |  |  |  | 83.3043 | 1
| Zone | South of Lugo | 9 | Average Weekday | SCE | 1-in-2 | 2028 | 18 |  |  |  | 82.3103 | 1
| Zone | South of Lugo | 9 | Average Weekday | SCE | 1-in-2 | 2028 | 19 |  |  |  | 80.5187 | 1
| Zone | South of Lugo | 9 | Average Weekday | SCE | 1-in-2 | 2028 | 20 |  |  |  | 77.4977 | 1
| Zone | South of Lugo | 9 | Average Weekday | SCE | 1-in-2 | 2028 | 21 |  |  |  | 74.4041 | 1
| Zone | South of Lugo | 9 | Average Weekday | SCE | 1-in-2 | 2028 | 22 |  |  |  | 72.588 | 1
| Zone | South of Lugo | 9 | Average Weekday | SCE | 1-in-2 | 2028 | 23 |  |  |  | 71.3442 | 1
| Zone | South of Lugo | 9 | Average Weekday | SCE | 1-in-2 | 2028 | 24 |  |  |  | 70.2551 | 1
| Zone | South of Lugo | 9 | Monthly System Peak Day | SCE | 1-in-2 | 2028 | 1 |  |  |  | 76.4608 | 1
| Zone | South of Lugo | 9 | Monthly System Peak Day | SCE | 1-in-2 | 2028 | 2 |  |  |  | 75.3621 | 1
| Zone | South of Lugo | 9 | Monthly System Peak Day | SCE | 1-in-2 | 2028 | 3 |  |  |  | 74.6651 | 1
| Zone | South of Lugo | 9 | Monthly System Peak Day | SCE | 1-in-2 | 2028 | 4 |  |  |  | 74.1926 | 1
| Zone | South of Lugo | 9 | Monthly System Peak Day | SCE | 1-in-2 | 2028 | 5 |  |  |  | 73.3282 | 1
| Zone | South of Lugo | 9 | Monthly System Peak Day | SCE | 1-in-2 | 2028 | 6 |  |  |  | 72.6123 | 1
| Zone | South of Lugo | 9 | Monthly System Peak Day | SCE | 1-in-2 | 2028 | 7 |  |  |  | 72.7421 | 1
| Zone | South of Lugo | 9 | Monthly System Peak Day | SCE | 1-in-2 | 2028 | 8 |  |  |  | 72.621 | 1
| Zone | South of Lugo | 9 | Monthly System Peak Day | SCE | 1-in-2 | 2028 | 9 |  |  |  | 74.2392 | 1
| Zone | South of Lugo | 9 | Monthly System Peak Day | SCE | 1-in-2 | 2028 | 10 |  |  |  | 78.6872 | 1
| Zone | South of Lugo | 9 | Monthly System Peak Day | SCE | 1-in-2 | 2028 | 11 |  |  |  | 83.9282 | 1
| Zone | South of Lugo | 9 | Monthly System Peak Day | SCE | 1-in-2 | 2028 | 12 |  |  |  | 88.6077 | 1
| Zone | South of Lugo | 9 | Monthly System Peak Day | SCE | 1-in-2 | 2028 | 13 |  |  |  | 92.6256 | 1
| Zone | South of Lugo | 9 | Monthly System Peak Day | SCE | 1-in-2 | 2028 | 14 |  |  |  | 95.3128 | 1
| Zone | South of Lugo | 9 | Monthly System Peak Day | SCE | 1-in-2 | 2028 | 15 |  |  |  | 96.4564 | 1
| Zone | South of Lugo | 9 | Monthly System Peak Day | SCE | 1-in-2 | 2028 | 16 |  |  |  | 96.0103 | 1
| Zone | South of Lugo | 9 | Monthly System Peak Day | SCE | 1-in-2 | 2028 | 17 |  |  |  | 95.9142 | 1
| Zone | South of Lugo | 9 | Monthly System Peak Day | SCE | 1-in-2 | 2028 | 18 |  |  |  | 95.4629 | 1
| Zone | South of Lugo | 9 | Monthly System Peak Day | SCE | 1-in-2 | 2028 | 19 |  |  |  | 94.5256 | 1
| Zone | South of Lugo | 9 | Monthly System Peak Day | SCE | 1-in-2 | 2028 | 20 |  |  |  | 92.141 | 1
| Zone | South of Lugo | 9 | Monthly System Peak Day | SCE | 1-in-2 | 2028 | 21 |  |  |  | 88.6436 | 1
| Zone | South of Lugo | 9 | Monthly System Peak Day | SCE | 1-in-2 | 2028 | 22 |  |  |  | 86.3513 | 1
| Zone | South of Lugo | 9 | Monthly System Peak Day | SCE | 1-in-2 | 2028 | 23 |  |  |  | 84.2231 | 1
| Zone | South of Lugo | 9 | Monthly System Peak Day | SCE | 1-in-2 | 2028 | 24 |  |  |  | 81.7487 | 1
| Zone | South of Lugo | 10 | Average Weekday | SCE | 1-in-2 | 2028 | 1 |  |  |  | 64.658 | 1
| Zone | South of Lugo | 10 | Average Weekday | SCE | 1-in-2 | 2028 | 2 |  |  |  | 63.8062 | 1
| Zone | South of Lugo | 10 | Average Weekday | SCE | 1-in-2 | 2028 | 3 |  |  |  | 62.9019 | 1
| Zone | South of Lugo | 10 | Average Weekday | SCE | 1-in-2 | 2028 | 4 |  |  |  | 62.2469 | 1
| Zone | South of Lugo | 10 | Average Weekday | SCE | 1-in-2 | 2028 | 5 |  |  |  | 61.6376 | 1
| Zone | South of Lugo | 10 | Average Weekday | SCE | 1-in-2 | 2028 | 6 |  |  |  | 61.2473 | 1
| Zone | South of Lugo | 10 | Average Weekday | SCE | 1-in-2 | 2028 | 7 |  |  |  | 60.9326 | 1
| Zone | South of Lugo | 10 | Average Weekday | SCE | 1-in-2 | 2028 | 8 |  |  |  | 60.7842 | 1
| Zone | South of Lugo | 10 | Average Weekday | SCE | 1-in-2 | 2028 | 9 |  |  |  | 61.3719 | 1
| Zone | South of Lugo | 10 | Average Weekday | SCE | 1-in-2 | 2028 | 10 |  |  |  | 63.9419 | 1
| Zone | South of Lugo | 10 | Average Weekday | SCE | 1-in-2 | 2028 | 11 |  |  |  | 67.2273 | 1
| Zone | South of Lugo | 10 | Average Weekday | SCE | 1-in-2 | 2028 | 12 |  |  |  | 70.4369 | 1
| Zone | South of Lugo | 10 | Average Weekday | SCE | 1-in-2 | 2028 | 13 |  |  |  | 73.1782 | 1
| Zone | South of Lugo | 10 | Average Weekday | SCE | 1-in-2 | 2028 | 14 |  |  |  | 75.1897 | 1
| Zone | South of Lugo | 10 | Average Weekday | SCE | 1-in-2 | 2028 | 15 |  |  |  | 76.6368 | 1
| Zone | South of Lugo | 10 | Average Weekday | SCE | 1-in-2 | 2028 | 16 |  |  |  | 77.4598 | 1
| Zone | South of Lugo | 10 | Average Weekday | SCE | 1-in-2 | 2028 | 17 |  |  |  | 77.3466 | 1
| Zone | South of Lugo | 10 | Average Weekday | SCE | 1-in-2 | 2028 | 18 |  |  |  | 76.4242 | 1
| Zone | South of Lugo | 10 | Average Weekday | SCE | 1-in-2 | 2028 | 19 |  |  |  | 74.5143 | 1
| Zone | South of Lugo | 10 | Average Weekday | SCE | 1-in-2 | 2028 | 20 |  |  |  | 71.5232 | 1
| Zone | South of Lugo | 10 | Average Weekday | SCE | 1-in-2 | 2028 | 21 |  |  |  | 69.4376 | 1
| Zone | South of Lugo | 10 | Average Weekday | SCE | 1-in-2 | 2028 | 22 |  |  |  | 67.9225 | 1
| Zone | South of Lugo | 10 | Average Weekday | SCE | 1-in-2 | 2028 | 23 |  |  |  | 66.6274 | 1
| Zone | South of Lugo | 10 | Average Weekday | SCE | 1-in-2 | 2028 | 24 |  |  |  | 65.4949 | 1
| Zone | South of Lugo | 10 | Monthly System Peak Day | SCE | 1-in-2 | 2028 | 1 |  |  |  | 74.6742 | 1
| Zone | South of Lugo | 10 | Monthly System Peak Day | SCE | 1-in-2 | 2028 | 2 |  |  |  | 73.1483 | 1
| Zone | South of Lugo | 10 | Monthly System Peak Day | SCE | 1-in-2 | 2028 | 3 |  |  |  | 70.4508 | 1
| Zone | South of Lugo | 10 | Monthly System Peak Day | SCE | 1-in-2 | 2028 | 4 |  |  |  | 69.3717 | 1
| Zone | South of Lugo | 10 | Monthly System Peak Day | SCE | 1-in-2 | 2028 | 5 |  |  |  | 68.6522 | 1
| Zone | South of Lugo | 10 | Monthly System Peak Day | SCE | 1-in-2 | 2028 | 6 |  |  |  | 68.2467 | 1
| Zone | South of Lugo | 10 | Monthly System Peak Day | SCE | 1-in-2 | 2028 | 7 |  |  |  | 67.8128 | 1
| Zone | South of Lugo | 10 | Monthly System Peak Day | SCE | 1-in-2 | 2028 | 8 |  |  |  | 67.5925 | 1
| Zone | South of Lugo | 10 | Monthly System Peak Day | SCE | 1-in-2 | 2028 | 9 |  |  |  | 68.5853 | 1
| Zone | South of Lugo | 10 | Monthly System Peak Day | SCE | 1-in-2 | 2028 | 10 |  |  |  | 72.8856 | 1
| Zone | South of Lugo | 10 | Monthly System Peak Day | SCE | 1-in-2 | 2028 | 11 |  |  |  | 79.2614 | 1
| Zone | South of Lugo | 10 | Monthly System Peak Day | SCE | 1-in-2 | 2028 | 12 |  |  |  | 84.9889 | 1
| Zone | South of Lugo | 10 | Monthly System Peak Day | SCE | 1-in-2 | 2028 | 13 |  |  |  | 88.8639 | 1
| Zone | South of Lugo | 10 | Monthly System Peak Day | SCE | 1-in-2 | 2028 | 14 |  |  |  | 91.4361 | 1
| Zone | South of Lugo | 10 | Monthly System Peak Day | SCE | 1-in-2 | 2028 | 15 |  |  |  | 92.7056 | 1
| Zone | South of Lugo | 10 | Monthly System Peak Day | SCE | 1-in-2 | 2028 | 16 |  |  |  | 93 | 1
| Zone | South of Lugo | 10 | Monthly System Peak Day | SCE | 1-in-2 | 2028 | 17 |  |  |  | 92.4833 | 1
| Zone | South of Lugo | 10 | Monthly System Peak Day | SCE | 1-in-2 | 2028 | 18 |  |  |  | 91.7389 | 1
| Zone | South of Lugo | 10 | Monthly System Peak Day | SCE | 1-in-2 | 2028 | 19 |  |  |  | 90.6139 | 1
| Zone | South of Lugo | 10 | Monthly System Peak Day | SCE | 1-in-2 | 2028 | 20 |  |  |  | 86.85 | 1
| Zone | South of Lugo | 10 | Monthly System Peak Day | SCE | 1-in-2 | 2028 | 21 |  |  |  | 84.0083 | 1
| Zone | South of Lugo | 10 | Monthly System Peak Day | SCE | 1-in-2 | 2028 | 22 |  |  |  | 82.2222 | 1
| Zone | South of Lugo | 10 | Monthly System Peak Day | SCE | 1-in-2 | 2028 | 23 |  |  |  | 79.4361 | 1
| Zone | South of Lugo | 10 | Monthly System Peak Day | SCE | 1-in-2 | 2028 | 24 |  |  |  | 77.6992 | 1
| Zone | South of Lugo | 11 | Average Weekday | SCE | 1-in-2 | 2028 | 1 |  |  |  | 58.5333 | 1
| Zone | South of Lugo | 11 | Average Weekday | SCE | 1-in-2 | 2028 | 2 |  |  |  | 57.7813 | 1
| Zone | South of Lugo | 11 | Average Weekday | SCE | 1-in-2 | 2028 | 3 |  |  |  | 57.0469 | 1
| Zone | South of Lugo | 11 | Average Weekday | SCE | 1-in-2 | 2028 | 4 |  |  |  | 56.5065 | 1
| Zone | South of Lugo | 11 | Average Weekday | SCE | 1-in-2 | 2028 | 5 |  |  |  | 56.0571 | 1
| Zone | South of Lugo | 11 | Average Weekday | SCE | 1-in-2 | 2028 | 6 |  |  |  | 55.6144 | 1
| Zone | South of Lugo | 11 | Average Weekday | SCE | 1-in-2 | 2028 | 7 |  |  |  | 55.485 | 1
| Zone | South of Lugo | 11 | Average Weekday | SCE | 1-in-2 | 2028 | 8 |  |  |  | 55.4742 | 1
| Zone | South of Lugo | 11 | Average Weekday | SCE | 1-in-2 | 2028 | 9 |  |  |  | 57.1545 | 1
| Zone | South of Lugo | 11 | Average Weekday | SCE | 1-in-2 | 2028 | 10 |  |  |  | 60.4087 | 1
| Zone | South of Lugo | 11 | Average Weekday | SCE | 1-in-2 | 2028 | 11 |  |  |  | 63.8954 | 1
| Zone | South of Lugo | 11 | Average Weekday | SCE | 1-in-2 | 2028 | 12 |  |  |  | 66.8067 | 1
| Zone | South of Lugo | 11 | Average Weekday | SCE | 1-in-2 | 2028 | 13 |  |  |  | 68.9962 | 1
| Zone | South of Lugo | 11 | Average Weekday | SCE | 1-in-2 | 2028 | 14 |  |  |  | 70.4599 | 1
| Zone | South of Lugo | 11 | Average Weekday | SCE | 1-in-2 | 2028 | 15 |  |  |  | 71.3165 | 1
| Zone | South of Lugo | 11 | Average Weekday | SCE | 1-in-2 | 2028 | 16 |  |  |  | 71.3995 | 1
| Zone | South of Lugo | 11 | Average Weekday | SCE | 1-in-2 | 2028 | 17 |  |  |  | 70.5174 | 1
| Zone | South of Lugo | 11 | Average Weekday | SCE | 1-in-2 | 2028 | 18 |  |  |  | 68.4079 | 1
| Zone | South of Lugo | 11 | Average Weekday | SCE | 1-in-2 | 2028 | 19 |  |  |  | 66.0434 | 1
| Zone | South of Lugo | 11 | Average Weekday | SCE | 1-in-2 | 2028 | 20 |  |  |  | 64.3404 | 1
| Zone | South of Lugo | 11 | Average Weekday | SCE | 1-in-2 | 2028 | 21 |  |  |  | 62.8974 | 1
| Zone | South of Lugo | 11 | Average Weekday | SCE | 1-in-2 | 2028 | 22 |  |  |  | 61.5474 | 1
| Zone | South of Lugo | 11 | Average Weekday | SCE | 1-in-2 | 2028 | 23 |  |  |  | 60.3009 | 1
| Zone | South of Lugo | 11 | Average Weekday | SCE | 1-in-2 | 2028 | 24 |  |  |  | 59.3525 | 1
| Zone | South of Lugo | 11 | Monthly System Peak Day | SCE | 1-in-2 | 2028 | 1 |  |  |  | 65.7875 | 1
| Zone | South of Lugo | 11 | Monthly System Peak Day | SCE | 1-in-2 | 2028 | 2 |  |  |  | 64.2083 | 1
| Zone | South of Lugo | 11 | Monthly System Peak Day | SCE | 1-in-2 | 2028 | 3 |  |  |  | 63.0328 | 1
| Zone | South of Lugo | 11 | Monthly System Peak Day | SCE | 1-in-2 | 2028 | 4 |  |  |  | 62.1006 | 1
| Zone | South of Lugo | 11 | Monthly System Peak Day | SCE | 1-in-2 | 2028 | 5 |  |  |  | 61.2594 | 1
| Zone | South of Lugo | 11 | Monthly System Peak Day | SCE | 1-in-2 | 2028 | 6 |  |  |  | 60.3725 | 1
| Zone | South of Lugo | 11 | Monthly System Peak Day | SCE | 1-in-2 | 2028 | 7 |  |  |  | 60.0858 | 1
| Zone | South of Lugo | 11 | Monthly System Peak Day | SCE | 1-in-2 | 2028 | 8 |  |  |  | 60.1878 | 1
| Zone | South of Lugo | 11 | Monthly System Peak Day | SCE | 1-in-2 | 2028 | 9 |  |  |  | 62.6325 | 1
| Zone | South of Lugo | 11 | Monthly System Peak Day | SCE | 1-in-2 | 2028 | 10 |  |  |  | 67.8433 | 1
| Zone | South of Lugo | 11 | Monthly System Peak Day | SCE | 1-in-2 | 2028 | 11 |  |  |  | 74.2411 | 1
| Zone | South of Lugo | 11 | Monthly System Peak Day | SCE | 1-in-2 | 2028 | 12 |  |  |  | 79.9083 | 1
| Zone | South of Lugo | 11 | Monthly System Peak Day | SCE | 1-in-2 | 2028 | 13 |  |  |  | 83.9361 | 1
| Zone | South of Lugo | 11 | Monthly System Peak Day | SCE | 1-in-2 | 2028 | 14 |  |  |  | 86.475 | 1
| Zone | South of Lugo | 11 | Monthly System Peak Day | SCE | 1-in-2 | 2028 | 15 |  |  |  | 87.6361 | 1
| Zone | South of Lugo | 11 | Monthly System Peak Day | SCE | 1-in-2 | 2028 | 16 |  |  |  | 87.3444 | 1
| Zone | South of Lugo | 11 | Monthly System Peak Day | SCE | 1-in-2 | 2028 | 17 |  |  |  | 86.1611 | 1
| Zone | South of Lugo | 11 | Monthly System Peak Day | SCE | 1-in-2 | 2028 | 18 |  |  |  | 83.1111 | 1
| Zone | South of Lugo | 11 | Monthly System Peak Day | SCE | 1-in-2 | 2028 | 19 |  |  |  | 79.5417 | 1
| Zone | South of Lugo | 11 | Monthly System Peak Day | SCE | 1-in-2 | 2028 | 20 |  |  |  | 77.2222 | 1
| Zone | South of Lugo | 11 | Monthly System Peak Day | SCE | 1-in-2 | 2028 | 21 |  |  |  | 74.79 | 1
| Zone | South of Lugo | 11 | Monthly System Peak Day | SCE | 1-in-2 | 2028 | 22 |  |  |  | 73.0744 | 1
| Zone | South of Lugo | 11 | Monthly System Peak Day | SCE | 1-in-2 | 2028 | 23 |  |  |  | 70.7164 | 1
| Zone | South of Lugo | 11 | Monthly System Peak Day | SCE | 1-in-2 | 2028 | 24 |  |  |  | 68.9517 | 1
| Zone | South of Lugo | 12 | Average Weekday | SCE | 1-in-2 | 2028 | 1 |  |  |  | 52.8309 | 1
| Zone | South of Lugo | 12 | Average Weekday | SCE | 1-in-2 | 2028 | 2 |  |  |  | 52.1578 | 1
| Zone | South of Lugo | 12 | Average Weekday | SCE | 1-in-2 | 2028 | 3 |  |  |  | 51.683 | 1
| Zone | South of Lugo | 12 | Average Weekday | SCE | 1-in-2 | 2028 | 4 |  |  |  | 51.2664 | 1
| Zone | South of Lugo | 12 | Average Weekday | SCE | 1-in-2 | 2028 | 5 |  |  |  | 50.8731 | 1
| Zone | South of Lugo | 12 | Average Weekday | SCE | 1-in-2 | 2028 | 6 |  |  |  | 50.3862 | 1
| Zone | South of Lugo | 12 | Average Weekday | SCE | 1-in-2 | 2028 | 7 |  |  |  | 49.994 | 1
| Zone | South of Lugo | 12 | Average Weekday | SCE | 1-in-2 | 2028 | 8 |  |  |  | 49.8333 | 1
| Zone | South of Lugo | 12 | Average Weekday | SCE | 1-in-2 | 2028 | 9 |  |  |  | 50.5885 | 1
| Zone | South of Lugo | 12 | Average Weekday | SCE | 1-in-2 | 2028 | 10 |  |  |  | 52.9118 | 1
| Zone | South of Lugo | 12 | Average Weekday | SCE | 1-in-2 | 2028 | 11 |  |  |  | 55.8123 | 1
| Zone | South of Lugo | 12 | Average Weekday | SCE | 1-in-2 | 2028 | 12 |  |  |  | 58.5248 | 1
| Zone | South of Lugo | 12 | Average Weekday | SCE | 1-in-2 | 2028 | 13 |  |  |  | 60.555 | 1
| Zone | South of Lugo | 12 | Average Weekday | SCE | 1-in-2 | 2028 | 14 |  |  |  | 61.9576 | 1
| Zone | South of Lugo | 12 | Average Weekday | SCE | 1-in-2 | 2028 | 15 |  |  |  | 62.7828 | 1
| Zone | South of Lugo | 12 | Average Weekday | SCE | 1-in-2 | 2028 | 16 |  |  |  | 62.8459 | 1
| Zone | South of Lugo | 12 | Average Weekday | SCE | 1-in-2 | 2028 | 17 |  |  |  | 62.0852 | 1
| Zone | South of Lugo | 12 | Average Weekday | SCE | 1-in-2 | 2028 | 18 |  |  |  | 60.184 | 1
| Zone | South of Lugo | 12 | Average Weekday | SCE | 1-in-2 | 2028 | 19 |  |  |  | 58.2015 | 1
| Zone | South of Lugo | 12 | Average Weekday | SCE | 1-in-2 | 2028 | 20 |  |  |  | 56.8922 | 1
| Zone | South of Lugo | 12 | Average Weekday | SCE | 1-in-2 | 2028 | 21 |  |  |  | 55.8111 | 1
| Zone | South of Lugo | 12 | Average Weekday | SCE | 1-in-2 | 2028 | 22 |  |  |  | 54.7683 | 1
| Zone | South of Lugo | 12 | Average Weekday | SCE | 1-in-2 | 2028 | 23 |  |  |  | 53.8381 | 1
| Zone | South of Lugo | 12 | Average Weekday | SCE | 1-in-2 | 2028 | 24 |  |  |  | 53.0334 | 1
| Zone | South of Lugo | 12 | Monthly System Peak Day | SCE | 1-in-2 | 2028 | 1 |  |  |  | 45.9917 | 1
| Zone | South of Lugo | 12 | Monthly System Peak Day | SCE | 1-in-2 | 2028 | 2 |  |  |  | 45.5597 | 1
| Zone | South of Lugo | 12 | Monthly System Peak Day | SCE | 1-in-2 | 2028 | 3 |  |  |  | 45.7214 | 1
| Zone | South of Lugo | 12 | Monthly System Peak Day | SCE | 1-in-2 | 2028 | 4 |  |  |  | 45.8997 | 1
| Zone | South of Lugo | 12 | Monthly System Peak Day | SCE | 1-in-2 | 2028 | 5 |  |  |  | 45.8736 | 1
| Zone | South of Lugo | 12 | Monthly System Peak Day | SCE | 1-in-2 | 2028 | 6 |  |  |  | 45.6872 | 1
| Zone | South of Lugo | 12 | Monthly System Peak Day | SCE | 1-in-2 | 2028 | 7 |  |  |  | 45.7017 | 1
| Zone | South of Lugo | 12 | Monthly System Peak Day | SCE | 1-in-2 | 2028 | 8 |  |  |  | 45.74 | 1
| Zone | South of Lugo | 12 | Monthly System Peak Day | SCE | 1-in-2 | 2028 | 9 |  |  |  | 46.5792 | 1
| Zone | South of Lugo | 12 | Monthly System Peak Day | SCE | 1-in-2 | 2028 | 10 |  |  |  | 49.5064 | 1
| Zone | South of Lugo | 12 | Monthly System Peak Day | SCE | 1-in-2 | 2028 | 11 |  |  |  | 52.5481 | 1
| Zone | South of Lugo | 12 | Monthly System Peak Day | SCE | 1-in-2 | 2028 | 12 |  |  |  | 55.7542 | 1
| Zone | South of Lugo | 12 | Monthly System Peak Day | SCE | 1-in-2 | 2028 | 13 |  |  |  | 57.4317 | 1
| Zone | South of Lugo | 12 | Monthly System Peak Day | SCE | 1-in-2 | 2028 | 14 |  |  |  | 58.4739 | 1
| Zone | South of Lugo | 12 | Monthly System Peak Day | SCE | 1-in-2 | 2028 | 15 |  |  |  | 59.1544 | 1
| Zone | South of Lugo | 12 | Monthly System Peak Day | SCE | 1-in-2 | 2028 | 16 |  |  |  | 59.4806 | 1
| Zone | South of Lugo | 12 | Monthly System Peak Day | SCE | 1-in-2 | 2028 | 17 |  |  |  | 58.9819 | 1
| Zone | South of Lugo | 12 | Monthly System Peak Day | SCE | 1-in-2 | 2028 | 18 |  |  |  | 57.1061 | 1
| Zone | South of Lugo | 12 | Monthly System Peak Day | SCE | 1-in-2 | 2028 | 19 |  |  |  | 54.6917 | 1
| Zone | South of Lugo | 12 | Monthly System Peak Day | SCE | 1-in-2 | 2028 | 20 |  |  |  | 53.4083 | 1
| Zone | South of Lugo | 12 | Monthly System Peak Day | SCE | 1-in-2 | 2028 | 21 |  |  |  | 51.9811 | 1
| Zone | South of Lugo | 12 | Monthly System Peak Day | SCE | 1-in-2 | 2028 | 22 |  |  |  | 50.3236 | 1
| Zone | South of Lugo | 12 | Monthly System Peak Day | SCE | 1-in-2 | 2028 | 23 |  |  |  | 48.5106 | 1
| Zone | South of Lugo | 12 | Monthly System Peak Day | SCE | 1-in-2 | 2028 | 24 |  |  |  | 47.1386 | 1
| Zone | South of Lugo | 1 | Average Weekday | SCE | 1-in-2 | 2029 | 1 |  |  |  | 54.2503 | 1
| Zone | South of Lugo | 1 | Average Weekday | SCE | 1-in-2 | 2029 | 2 |  |  |  | 53.245 | 1
| Zone | South of Lugo | 1 | Average Weekday | SCE | 1-in-2 | 2029 | 3 |  |  |  | 52.5234 | 1
| Zone | South of Lugo | 1 | Average Weekday | SCE | 1-in-2 | 2029 | 4 |  |  |  | 52.0482 | 1
| Zone | South of Lugo | 1 | Average Weekday | SCE | 1-in-2 | 2029 | 5 |  |  |  | 51.4759 | 1
| Zone | South of Lugo | 1 | Average Weekday | SCE | 1-in-2 | 2029 | 6 |  |  |  | 51.056 | 1
| Zone | South of Lugo | 1 | Average Weekday | SCE | 1-in-2 | 2029 | 7 |  |  |  | 50.9637 | 1
| Zone | South of Lugo | 1 | Average Weekday | SCE | 1-in-2 | 2029 | 8 |  |  |  | 50.9324 | 1
| Zone | South of Lugo | 1 | Average Weekday | SCE | 1-in-2 | 2029 | 9 |  |  |  | 51.558 | 1
| Zone | South of Lugo | 1 | Average Weekday | SCE | 1-in-2 | 2029 | 10 |  |  |  | 54.7017 | 1
| Zone | South of Lugo | 1 | Average Weekday | SCE | 1-in-2 | 2029 | 11 |  |  |  | 58.8512 | 1
| Zone | South of Lugo | 1 | Average Weekday | SCE | 1-in-2 | 2029 | 12 |  |  |  | 62.5358 | 1
| Zone | South of Lugo | 1 | Average Weekday | SCE | 1-in-2 | 2029 | 13 |  |  |  | 65.3512 | 1
| Zone | South of Lugo | 1 | Average Weekday | SCE | 1-in-2 | 2029 | 14 |  |  |  | 67.2939 | 1
| Zone | South of Lugo | 1 | Average Weekday | SCE | 1-in-2 | 2029 | 15 |  |  |  | 68.4604 | 1
| Zone | South of Lugo | 1 | Average Weekday | SCE | 1-in-2 | 2029 | 16 |  |  |  | 68.8114 | 1
| Zone | South of Lugo | 1 | Average Weekday | SCE | 1-in-2 | 2029 | 17 |  |  |  | 68.157 | 1
| Zone | South of Lugo | 1 | Average Weekday | SCE | 1-in-2 | 2029 | 18 |  |  |  | 66.2965 | 1
| Zone | South of Lugo | 1 | Average Weekday | SCE | 1-in-2 | 2029 | 19 |  |  |  | 63.4532 | 1
| Zone | South of Lugo | 1 | Average Weekday | SCE | 1-in-2 | 2029 | 20 |  |  |  | 61.3863 | 1
| Zone | South of Lugo | 1 | Average Weekday | SCE | 1-in-2 | 2029 | 21 |  |  |  | 59.9236 | 1
| Zone | South of Lugo | 1 | Average Weekday | SCE | 1-in-2 | 2029 | 22 |  |  |  | 58.4919 | 1
| Zone | South of Lugo | 1 | Average Weekday | SCE | 1-in-2 | 2029 | 23 |  |  |  | 57.092 | 1
| Zone | South of Lugo | 1 | Average Weekday | SCE | 1-in-2 | 2029 | 24 |  |  |  | 55.8453 | 1
| Zone | South of Lugo | 1 | Monthly System Peak Day | SCE | 1-in-2 | 2029 | 1 |  |  |  | 47.7986 | 1
| Zone | South of Lugo | 1 | Monthly System Peak Day | SCE | 1-in-2 | 2029 | 2 |  |  |  | 46.7125 | 1
| Zone | South of Lugo | 1 | Monthly System Peak Day | SCE | 1-in-2 | 2029 | 3 |  |  |  | 44.6117 | 1
| Zone | South of Lugo | 1 | Monthly System Peak Day | SCE | 1-in-2 | 2029 | 4 |  |  |  | 43.7064 | 1
| Zone | South of Lugo | 1 | Monthly System Peak Day | SCE | 1-in-2 | 2029 | 5 |  |  |  | 42.8767 | 1
| Zone | South of Lugo | 1 | Monthly System Peak Day | SCE | 1-in-2 | 2029 | 6 |  |  |  | 42.57 | 1
| Zone | South of Lugo | 1 | Monthly System Peak Day | SCE | 1-in-2 | 2029 | 7 |  |  |  | 42.2903 | 1
| Zone | South of Lugo | 1 | Monthly System Peak Day | SCE | 1-in-2 | 2029 | 8 |  |  |  | 42.6981 | 1
| Zone | South of Lugo | 1 | Monthly System Peak Day | SCE | 1-in-2 | 2029 | 9 |  |  |  | 43.4283 | 1
| Zone | South of Lugo | 1 | Monthly System Peak Day | SCE | 1-in-2 | 2029 | 10 |  |  |  | 46.0053 | 1
| Zone | South of Lugo | 1 | Monthly System Peak Day | SCE | 1-in-2 | 2029 | 11 |  |  |  | 49.6397 | 1
| Zone | South of Lugo | 1 | Monthly System Peak Day | SCE | 1-in-2 | 2029 | 12 |  |  |  | 52.3583 | 1
| Zone | South of Lugo | 1 | Monthly System Peak Day | SCE | 1-in-2 | 2029 | 13 |  |  |  | 53.9456 | 1
| Zone | South of Lugo | 1 | Monthly System Peak Day | SCE | 1-in-2 | 2029 | 14 |  |  |  | 53.7817 | 1
| Zone | South of Lugo | 1 | Monthly System Peak Day | SCE | 1-in-2 | 2029 | 15 |  |  |  | 53.4681 | 1
| Zone | South of Lugo | 1 | Monthly System Peak Day | SCE | 1-in-2 | 2029 | 16 |  |  |  | 54.5822 | 1
| Zone | South of Lugo | 1 | Monthly System Peak Day | SCE | 1-in-2 | 2029 | 17 |  |  |  | 55.2931 | 1
| Zone | South of Lugo | 1 | Monthly System Peak Day | SCE | 1-in-2 | 2029 | 18 |  |  |  | 54.4483 | 1
| Zone | South of Lugo | 1 | Monthly System Peak Day | SCE | 1-in-2 | 2029 | 19 |  |  |  | 52.6003 | 1
| Zone | South of Lugo | 1 | Monthly System Peak Day | SCE | 1-in-2 | 2029 | 20 |  |  |  | 51.2761 | 1
| Zone | South of Lugo | 1 | Monthly System Peak Day | SCE | 1-in-2 | 2029 | 21 |  |  |  | 50.3567 | 1
| Zone | South of Lugo | 1 | Monthly System Peak Day | SCE | 1-in-2 | 2029 | 22 |  |  |  | 49.27 | 1
| Zone | South of Lugo | 1 | Monthly System Peak Day | SCE | 1-in-2 | 2029 | 23 |  |  |  | 48.0264 | 1
| Zone | South of Lugo | 1 | Monthly System Peak Day | SCE | 1-in-2 | 2029 | 24 |  |  |  | 47.0872 | 1
| Zone | South of Lugo | 2 | Average Weekday | SCE | 1-in-2 | 2029 | 1 |  |  |  | 53.6409 | 1
| Zone | South of Lugo | 2 | Average Weekday | SCE | 1-in-2 | 2029 | 2 |  |  |  | 52.8383 | 1
| Zone | South of Lugo | 2 | Average Weekday | SCE | 1-in-2 | 2029 | 3 |  |  |  | 52.0969 | 1
| Zone | South of Lugo | 2 | Average Weekday | SCE | 1-in-2 | 2029 | 4 |  |  |  | 51.3915 | 1
| Zone | South of Lugo | 2 | Average Weekday | SCE | 1-in-2 | 2029 | 5 |  |  |  | 50.8331 | 1
| Zone | South of Lugo | 2 | Average Weekday | SCE | 1-in-2 | 2029 | 6 |  |  |  | 50.3523 | 1
| Zone | South of Lugo | 2 | Average Weekday | SCE | 1-in-2 | 2029 | 7 |  |  |  | 50.0344 | 1
| Zone | South of Lugo | 2 | Average Weekday | SCE | 1-in-2 | 2029 | 8 |  |  |  | 49.9834 | 1
| Zone | South of Lugo | 2 | Average Weekday | SCE | 1-in-2 | 2029 | 9 |  |  |  | 51.6122 | 1
| Zone | South of Lugo | 2 | Average Weekday | SCE | 1-in-2 | 2029 | 10 |  |  |  | 54.9783 | 1
| Zone | South of Lugo | 2 | Average Weekday | SCE | 1-in-2 | 2029 | 11 |  |  |  | 58.403 | 1
| Zone | South of Lugo | 2 | Average Weekday | SCE | 1-in-2 | 2029 | 12 |  |  |  | 61.6492 | 1
| Zone | South of Lugo | 2 | Average Weekday | SCE | 1-in-2 | 2029 | 13 |  |  |  | 64.111 | 1
| Zone | South of Lugo | 2 | Average Weekday | SCE | 1-in-2 | 2029 | 14 |  |  |  | 65.7296 | 1
| Zone | South of Lugo | 2 | Average Weekday | SCE | 1-in-2 | 2029 | 15 |  |  |  | 66.5412 | 1
| Zone | South of Lugo | 2 | Average Weekday | SCE | 1-in-2 | 2029 | 16 |  |  |  | 66.6457 | 1
| Zone | South of Lugo | 2 | Average Weekday | SCE | 1-in-2 | 2029 | 17 |  |  |  | 66.0498 | 1
| Zone | South of Lugo | 2 | Average Weekday | SCE | 1-in-2 | 2029 | 18 |  |  |  | 64.5749 | 1
| Zone | South of Lugo | 2 | Average Weekday | SCE | 1-in-2 | 2029 | 19 |  |  |  | 61.9217 | 1
| Zone | South of Lugo | 2 | Average Weekday | SCE | 1-in-2 | 2029 | 20 |  |  |  | 59.7283 | 1
| Zone | South of Lugo | 2 | Average Weekday | SCE | 1-in-2 | 2029 | 21 |  |  |  | 58.2571 | 1
| Zone | South of Lugo | 2 | Average Weekday | SCE | 1-in-2 | 2029 | 22 |  |  |  | 57.0983 | 1
| Zone | South of Lugo | 2 | Average Weekday | SCE | 1-in-2 | 2029 | 23 |  |  |  | 55.9459 | 1
| Zone | South of Lugo | 2 | Average Weekday | SCE | 1-in-2 | 2029 | 24 |  |  |  | 54.8236 | 1
| Zone | South of Lugo | 2 | Monthly System Peak Day | SCE | 1-in-2 | 2029 | 1 |  |  |  | 44.2064 | 1
| Zone | South of Lugo | 2 | Monthly System Peak Day | SCE | 1-in-2 | 2029 | 2 |  |  |  | 43.8683 | 1
| Zone | South of Lugo | 2 | Monthly System Peak Day | SCE | 1-in-2 | 2029 | 3 |  |  |  | 43.4325 | 1
| Zone | South of Lugo | 2 | Monthly System Peak Day | SCE | 1-in-2 | 2029 | 4 |  |  |  | 43.1303 | 1
| Zone | South of Lugo | 2 | Monthly System Peak Day | SCE | 1-in-2 | 2029 | 5 |  |  |  | 42.5356 | 1
| Zone | South of Lugo | 2 | Monthly System Peak Day | SCE | 1-in-2 | 2029 | 6 |  |  |  | 41.8078 | 1
| Zone | South of Lugo | 2 | Monthly System Peak Day | SCE | 1-in-2 | 2029 | 7 |  |  |  | 41.6083 | 1
| Zone | South of Lugo | 2 | Monthly System Peak Day | SCE | 1-in-2 | 2029 | 8 |  |  |  | 41.5656 | 1
| Zone | South of Lugo | 2 | Monthly System Peak Day | SCE | 1-in-2 | 2029 | 9 |  |  |  | 42.9272 | 1
| Zone | South of Lugo | 2 | Monthly System Peak Day | SCE | 1-in-2 | 2029 | 10 |  |  |  | 45.5697 | 1
| Zone | South of Lugo | 2 | Monthly System Peak Day | SCE | 1-in-2 | 2029 | 11 |  |  |  | 48.4017 | 1
| Zone | South of Lugo | 2 | Monthly System Peak Day | SCE | 1-in-2 | 2029 | 12 |  |  |  | 50.6014 | 1
| Zone | South of Lugo | 2 | Monthly System Peak Day | SCE | 1-in-2 | 2029 | 13 |  |  |  | 52.3811 | 1
| Zone | South of Lugo | 2 | Monthly System Peak Day | SCE | 1-in-2 | 2029 | 14 |  |  |  | 53.8483 | 1
| Zone | South of Lugo | 2 | Monthly System Peak Day | SCE | 1-in-2 | 2029 | 15 |  |  |  | 55.3164 | 1
| Zone | South of Lugo | 2 | Monthly System Peak Day | SCE | 1-in-2 | 2029 | 16 |  |  |  | 56.2403 | 1
| Zone | South of Lugo | 2 | Monthly System Peak Day | SCE | 1-in-2 | 2029 | 17 |  |  |  | 56.4522 | 1
| Zone | South of Lugo | 2 | Monthly System Peak Day | SCE | 1-in-2 | 2029 | 18 |  |  |  | 55.6875 | 1
| Zone | South of Lugo | 2 | Monthly System Peak Day | SCE | 1-in-2 | 2029 | 19 |  |  |  | 53.9058 | 1
| Zone | South of Lugo | 2 | Monthly System Peak Day | SCE | 1-in-2 | 2029 | 20 |  |  |  | 52.2394 | 1
| Zone | South of Lugo | 2 | Monthly System Peak Day | SCE | 1-in-2 | 2029 | 21 |  |  |  | 50.8806 | 1
| Zone | South of Lugo | 2 | Monthly System Peak Day | SCE | 1-in-2 | 2029 | 22 |  |  |  | 49.6031 | 1
| Zone | South of Lugo | 2 | Monthly System Peak Day | SCE | 1-in-2 | 2029 | 23 |  |  |  | 48.2975 | 1
| Zone | South of Lugo | 2 | Monthly System Peak Day | SCE | 1-in-2 | 2029 | 24 |  |  |  | 46.9983 | 1
| Zone | South of Lugo | 3 | Average Weekday | SCE | 1-in-2 | 2029 | 1 |  |  |  | 55.9497 | 1
| Zone | South of Lugo | 3 | Average Weekday | SCE | 1-in-2 | 2029 | 2 |  |  |  | 55.0646 | 1
| Zone | South of Lugo | 3 | Average Weekday | SCE | 1-in-2 | 2029 | 3 |  |  |  | 54.2569 | 1
| Zone | South of Lugo | 3 | Average Weekday | SCE | 1-in-2 | 2029 | 4 |  |  |  | 53.6471 | 1
| Zone | South of Lugo | 3 | Average Weekday | SCE | 1-in-2 | 2029 | 5 |  |  |  | 53.0462 | 1
| Zone | South of Lugo | 3 | Average Weekday | SCE | 1-in-2 | 2029 | 6 |  |  |  | 52.6834 | 1
| Zone | South of Lugo | 3 | Average Weekday | SCE | 1-in-2 | 2029 | 7 |  |  |  | 52.3696 | 1
| Zone | South of Lugo | 3 | Average Weekday | SCE | 1-in-2 | 2029 | 8 |  |  |  | 52.2268 | 1
| Zone | South of Lugo | 3 | Average Weekday | SCE | 1-in-2 | 2029 | 9 |  |  |  | 53.37 | 1
| Zone | South of Lugo | 3 | Average Weekday | SCE | 1-in-2 | 2029 | 10 |  |  |  | 56.119 | 1
| Zone | South of Lugo | 3 | Average Weekday | SCE | 1-in-2 | 2029 | 11 |  |  |  | 59.3661 | 1
| Zone | South of Lugo | 3 | Average Weekday | SCE | 1-in-2 | 2029 | 12 |  |  |  | 62.5066 | 1
| Zone | South of Lugo | 3 | Average Weekday | SCE | 1-in-2 | 2029 | 13 |  |  |  | 64.895 | 1
| Zone | South of Lugo | 3 | Average Weekday | SCE | 1-in-2 | 2029 | 14 |  |  |  | 66.3632 | 1
| Zone | South of Lugo | 3 | Average Weekday | SCE | 1-in-2 | 2029 | 15 |  |  |  | 67.3388 | 1
| Zone | South of Lugo | 3 | Average Weekday | SCE | 1-in-2 | 2029 | 16 |  |  |  | 68.0514 | 1
| Zone | South of Lugo | 3 | Average Weekday | SCE | 1-in-2 | 2029 | 17 |  |  |  | 68.1652 | 1
| Zone | South of Lugo | 3 | Average Weekday | SCE | 1-in-2 | 2029 | 18 |  |  |  | 67.2537 | 1
| Zone | South of Lugo | 3 | Average Weekday | SCE | 1-in-2 | 2029 | 19 |  |  |  | 65.6711 | 1
| Zone | South of Lugo | 3 | Average Weekday | SCE | 1-in-2 | 2029 | 20 |  |  |  | 63.2882 | 1
| Zone | South of Lugo | 3 | Average Weekday | SCE | 1-in-2 | 2029 | 21 |  |  |  | 61.0154 | 1
| Zone | South of Lugo | 3 | Average Weekday | SCE | 1-in-2 | 2029 | 22 |  |  |  | 59.5358 | 1
| Zone | South of Lugo | 3 | Average Weekday | SCE | 1-in-2 | 2029 | 23 |  |  |  | 58.3916 | 1
| Zone | South of Lugo | 3 | Average Weekday | SCE | 1-in-2 | 2029 | 24 |  |  |  | 57.343 | 1
| Zone | South of Lugo | 3 | Monthly System Peak Day | SCE | 1-in-2 | 2029 | 1 |  |  |  | 58.2011 | 1
| Zone | South of Lugo | 3 | Monthly System Peak Day | SCE | 1-in-2 | 2029 | 2 |  |  |  | 56.8633 | 1
| Zone | South of Lugo | 3 | Monthly System Peak Day | SCE | 1-in-2 | 2029 | 3 |  |  |  | 55.3564 | 1
| Zone | South of Lugo | 3 | Monthly System Peak Day | SCE | 1-in-2 | 2029 | 4 |  |  |  | 54.6689 | 1
| Zone | South of Lugo | 3 | Monthly System Peak Day | SCE | 1-in-2 | 2029 | 5 |  |  |  | 53.6828 | 1
| Zone | South of Lugo | 3 | Monthly System Peak Day | SCE | 1-in-2 | 2029 | 6 |  |  |  | 52.8817 | 1
| Zone | South of Lugo | 3 | Monthly System Peak Day | SCE | 1-in-2 | 2029 | 7 |  |  |  | 52.4267 | 1
| Zone | South of Lugo | 3 | Monthly System Peak Day | SCE | 1-in-2 | 2029 | 8 |  |  |  | 52.1092 | 1
| Zone | South of Lugo | 3 | Monthly System Peak Day | SCE | 1-in-2 | 2029 | 9 |  |  |  | 52.6725 | 1
| Zone | South of Lugo | 3 | Monthly System Peak Day | SCE | 1-in-2 | 2029 | 10 |  |  |  | 55.7753 | 1
| Zone | South of Lugo | 3 | Monthly System Peak Day | SCE | 1-in-2 | 2029 | 11 |  |  |  | 60.8097 | 1
| Zone | South of Lugo | 3 | Monthly System Peak Day | SCE | 1-in-2 | 2029 | 12 |  |  |  | 65.2567 | 1
| Zone | South of Lugo | 3 | Monthly System Peak Day | SCE | 1-in-2 | 2029 | 13 |  |  |  | 67.795 | 1
| Zone | South of Lugo | 3 | Monthly System Peak Day | SCE | 1-in-2 | 2029 | 14 |  |  |  | 69.1758 | 1
| Zone | South of Lugo | 3 | Monthly System Peak Day | SCE | 1-in-2 | 2029 | 15 |  |  |  | 70.2303 | 1
| Zone | South of Lugo | 3 | Monthly System Peak Day | SCE | 1-in-2 | 2029 | 16 |  |  |  | 71.1492 | 1
| Zone | South of Lugo | 3 | Monthly System Peak Day | SCE | 1-in-2 | 2029 | 17 |  |  |  | 71.2442 | 1
| Zone | South of Lugo | 3 | Monthly System Peak Day | SCE | 1-in-2 | 2029 | 18 |  |  |  | 70.7628 | 1
| Zone | South of Lugo | 3 | Monthly System Peak Day | SCE | 1-in-2 | 2029 | 19 |  |  |  | 69.2636 | 1
| Zone | South of Lugo | 3 | Monthly System Peak Day | SCE | 1-in-2 | 2029 | 20 |  |  |  | 66.4033 | 1
| Zone | South of Lugo | 3 | Monthly System Peak Day | SCE | 1-in-2 | 2029 | 21 |  |  |  | 63.4692 | 1
| Zone | South of Lugo | 3 | Monthly System Peak Day | SCE | 1-in-2 | 2029 | 22 |  |  |  | 61.8089 | 1
| Zone | South of Lugo | 3 | Monthly System Peak Day | SCE | 1-in-2 | 2029 | 23 |  |  |  | 60.2836 | 1
| Zone | South of Lugo | 3 | Monthly System Peak Day | SCE | 1-in-2 | 2029 | 24 |  |  |  | 58.895 | 1
| Zone | South of Lugo | 4 | Average Weekday | SCE | 1-in-2 | 2029 | 1 |  |  |  | 58.15 | 1
| Zone | South of Lugo | 4 | Average Weekday | SCE | 1-in-2 | 2029 | 2 |  |  |  | 57.2566 | 1
| Zone | South of Lugo | 4 | Average Weekday | SCE | 1-in-2 | 2029 | 3 |  |  |  | 56.41 | 1
| Zone | South of Lugo | 4 | Average Weekday | SCE | 1-in-2 | 2029 | 4 |  |  |  | 55.7055 | 1
| Zone | South of Lugo | 4 | Average Weekday | SCE | 1-in-2 | 2029 | 5 |  |  |  | 55.0724 | 1
| Zone | South of Lugo | 4 | Average Weekday | SCE | 1-in-2 | 2029 | 6 |  |  |  | 54.6253 | 1
| Zone | South of Lugo | 4 | Average Weekday | SCE | 1-in-2 | 2029 | 7 |  |  |  | 54.3086 | 1
| Zone | South of Lugo | 4 | Average Weekday | SCE | 1-in-2 | 2029 | 8 |  |  |  | 54.3317 | 1
| Zone | South of Lugo | 4 | Average Weekday | SCE | 1-in-2 | 2029 | 9 |  |  |  | 55.9264 | 1
| Zone | South of Lugo | 4 | Average Weekday | SCE | 1-in-2 | 2029 | 10 |  |  |  | 58.596 | 1
| Zone | South of Lugo | 4 | Average Weekday | SCE | 1-in-2 | 2029 | 11 |  |  |  | 61.4242 | 1
| Zone | South of Lugo | 4 | Average Weekday | SCE | 1-in-2 | 2029 | 12 |  |  |  | 64.2793 | 1
| Zone | South of Lugo | 4 | Average Weekday | SCE | 1-in-2 | 2029 | 13 |  |  |  | 66.5452 | 1
| Zone | South of Lugo | 4 | Average Weekday | SCE | 1-in-2 | 2029 | 14 |  |  |  | 68.2791 | 1
| Zone | South of Lugo | 4 | Average Weekday | SCE | 1-in-2 | 2029 | 15 |  |  |  | 69.5919 | 1
| Zone | South of Lugo | 4 | Average Weekday | SCE | 1-in-2 | 2029 | 16 |  |  |  | 70.212 | 1
| Zone | South of Lugo | 4 | Average Weekday | SCE | 1-in-2 | 2029 | 17 |  |  |  | 70.3359 | 1
| Zone | South of Lugo | 4 | Average Weekday | SCE | 1-in-2 | 2029 | 18 |  |  |  | 69.7872 | 1
| Zone | South of Lugo | 4 | Average Weekday | SCE | 1-in-2 | 2029 | 19 |  |  |  | 68.5917 | 1
| Zone | South of Lugo | 4 | Average Weekday | SCE | 1-in-2 | 2029 | 20 |  |  |  | 66.3136 | 1
| Zone | South of Lugo | 4 | Average Weekday | SCE | 1-in-2 | 2029 | 21 |  |  |  | 63.3123 | 1
| Zone | South of Lugo | 4 | Average Weekday | SCE | 1-in-2 | 2029 | 22 |  |  |  | 61.0779 | 1
| Zone | South of Lugo | 4 | Average Weekday | SCE | 1-in-2 | 2029 | 23 |  |  |  | 59.6904 | 1
| Zone | South of Lugo | 4 | Average Weekday | SCE | 1-in-2 | 2029 | 24 |  |  |  | 58.6399 | 1
| Zone | South of Lugo | 4 | Monthly System Peak Day | SCE | 1-in-2 | 2029 | 1 |  |  |  | 66.8897 | 1
| Zone | South of Lugo | 4 | Monthly System Peak Day | SCE | 1-in-2 | 2029 | 2 |  |  |  | 65.8975 | 1
| Zone | South of Lugo | 4 | Monthly System Peak Day | SCE | 1-in-2 | 2029 | 3 |  |  |  | 64.8122 | 1
| Zone | South of Lugo | 4 | Monthly System Peak Day | SCE | 1-in-2 | 2029 | 4 |  |  |  | 63.7006 | 1
| Zone | South of Lugo | 4 | Monthly System Peak Day | SCE | 1-in-2 | 2029 | 5 |  |  |  | 62.6464 | 1
| Zone | South of Lugo | 4 | Monthly System Peak Day | SCE | 1-in-2 | 2029 | 6 |  |  |  | 61.9178 | 1
| Zone | South of Lugo | 4 | Monthly System Peak Day | SCE | 1-in-2 | 2029 | 7 |  |  |  | 61.2908 | 1
| Zone | South of Lugo | 4 | Monthly System Peak Day | SCE | 1-in-2 | 2029 | 8 |  |  |  | 61.5175 | 1
| Zone | South of Lugo | 4 | Monthly System Peak Day | SCE | 1-in-2 | 2029 | 9 |  |  |  | 63.8247 | 1
| Zone | South of Lugo | 4 | Monthly System Peak Day | SCE | 1-in-2 | 2029 | 10 |  |  |  | 68.56 | 1
| Zone | South of Lugo | 4 | Monthly System Peak Day | SCE | 1-in-2 | 2029 | 11 |  |  |  | 73.8278 | 1
| Zone | South of Lugo | 4 | Monthly System Peak Day | SCE | 1-in-2 | 2029 | 12 |  |  |  | 78.6222 | 1
| Zone | South of Lugo | 4 | Monthly System Peak Day | SCE | 1-in-2 | 2029 | 13 |  |  |  | 82.5194 | 1
| Zone | South of Lugo | 4 | Monthly System Peak Day | SCE | 1-in-2 | 2029 | 14 |  |  |  | 85.1139 | 1
| Zone | South of Lugo | 4 | Monthly System Peak Day | SCE | 1-in-2 | 2029 | 15 |  |  |  | 86.3083 | 1
| Zone | South of Lugo | 4 | Monthly System Peak Day | SCE | 1-in-2 | 2029 | 16 |  |  |  | 86.7528 | 1
| Zone | South of Lugo | 4 | Monthly System Peak Day | SCE | 1-in-2 | 2029 | 17 |  |  |  | 85.5861 | 1
| Zone | South of Lugo | 4 | Monthly System Peak Day | SCE | 1-in-2 | 2029 | 18 |  |  |  | 85.2889 | 1
| Zone | South of Lugo | 4 | Monthly System Peak Day | SCE | 1-in-2 | 2029 | 19 |  |  |  | 83.9667 | 1
| Zone | South of Lugo | 4 | Monthly System Peak Day | SCE | 1-in-2 | 2029 | 20 |  |  |  | 81.2633 | 1
| Zone | South of Lugo | 4 | Monthly System Peak Day | SCE | 1-in-2 | 2029 | 21 |  |  |  | 77.2006 | 1
| Zone | South of Lugo | 4 | Monthly System Peak Day | SCE | 1-in-2 | 2029 | 22 |  |  |  | 74.1328 | 1
| Zone | South of Lugo | 4 | Monthly System Peak Day | SCE | 1-in-2 | 2029 | 23 |  |  |  | 71.9197 | 1
| Zone | South of Lugo | 4 | Monthly System Peak Day | SCE | 1-in-2 | 2029 | 24 |  |  |  | 68.9083 | 1
| Zone | South of Lugo | 5 | Average Weekday | SCE | 1-in-2 | 2029 | 1 |  |  |  | 61.1348 | 1
| Zone | South of Lugo | 5 | Average Weekday | SCE | 1-in-2 | 2029 | 2 |  |  |  | 60.5346 | 1
| Zone | South of Lugo | 5 | Average Weekday | SCE | 1-in-2 | 2029 | 3 |  |  |  | 60.0288 | 1
| Zone | South of Lugo | 5 | Average Weekday | SCE | 1-in-2 | 2029 | 4 |  |  |  | 59.5236 | 1
| Zone | South of Lugo | 5 | Average Weekday | SCE | 1-in-2 | 2029 | 5 |  |  |  | 59.1163 | 1
| Zone | South of Lugo | 5 | Average Weekday | SCE | 1-in-2 | 2029 | 6 |  |  |  | 58.7282 | 1
| Zone | South of Lugo | 5 | Average Weekday | SCE | 1-in-2 | 2029 | 7 |  |  |  | 58.3962 | 1
| Zone | South of Lugo | 5 | Average Weekday | SCE | 1-in-2 | 2029 | 8 |  |  |  | 58.7437 | 1
| Zone | South of Lugo | 5 | Average Weekday | SCE | 1-in-2 | 2029 | 9 |  |  |  | 60.2327 | 1
| Zone | South of Lugo | 5 | Average Weekday | SCE | 1-in-2 | 2029 | 10 |  |  |  | 62.3563 | 1
| Zone | South of Lugo | 5 | Average Weekday | SCE | 1-in-2 | 2029 | 11 |  |  |  | 64.933 | 1
| Zone | South of Lugo | 5 | Average Weekday | SCE | 1-in-2 | 2029 | 12 |  |  |  | 67.3178 | 1
| Zone | South of Lugo | 5 | Average Weekday | SCE | 1-in-2 | 2029 | 13 |  |  |  | 69.4255 | 1
| Zone | South of Lugo | 5 | Average Weekday | SCE | 1-in-2 | 2029 | 14 |  |  |  | 71.148 | 1
| Zone | South of Lugo | 5 | Average Weekday | SCE | 1-in-2 | 2029 | 15 |  |  |  | 72.4241 | 1
| Zone | South of Lugo | 5 | Average Weekday | SCE | 1-in-2 | 2029 | 16 |  |  |  | 73.1156 | 1
| Zone | South of Lugo | 5 | Average Weekday | SCE | 1-in-2 | 2029 | 17 |  |  |  | 73.2273 | 1
| Zone | South of Lugo | 5 | Average Weekday | SCE | 1-in-2 | 2029 | 18 |  |  |  | 72.5655 | 1
| Zone | South of Lugo | 5 | Average Weekday | SCE | 1-in-2 | 2029 | 19 |  |  |  | 71.1484 | 1
| Zone | South of Lugo | 5 | Average Weekday | SCE | 1-in-2 | 2029 | 20 |  |  |  | 68.9891 | 1
| Zone | South of Lugo | 5 | Average Weekday | SCE | 1-in-2 | 2029 | 21 |  |  |  | 66.1434 | 1
| Zone | South of Lugo | 5 | Average Weekday | SCE | 1-in-2 | 2029 | 22 |  |  |  | 63.9125 | 1
| Zone | South of Lugo | 5 | Average Weekday | SCE | 1-in-2 | 2029 | 23 |  |  |  | 62.6515 | 1
| Zone | South of Lugo | 5 | Average Weekday | SCE | 1-in-2 | 2029 | 24 |  |  |  | 61.7451 | 1
| Zone | South of Lugo | 5 | Monthly System Peak Day | SCE | 1-in-2 | 2029 | 1 |  |  |  | 66.0475 | 1
| Zone | South of Lugo | 5 | Monthly System Peak Day | SCE | 1-in-2 | 2029 | 2 |  |  |  | 64.5492 | 1
| Zone | South of Lugo | 5 | Monthly System Peak Day | SCE | 1-in-2 | 2029 | 3 |  |  |  | 63.2322 | 1
| Zone | South of Lugo | 5 | Monthly System Peak Day | SCE | 1-in-2 | 2029 | 4 |  |  |  | 62.2769 | 1
| Zone | South of Lugo | 5 | Monthly System Peak Day | SCE | 1-in-2 | 2029 | 5 |  |  |  | 61.3519 | 1
| Zone | South of Lugo | 5 | Monthly System Peak Day | SCE | 1-in-2 | 2029 | 6 |  |  |  | 60.4378 | 1
| Zone | South of Lugo | 5 | Monthly System Peak Day | SCE | 1-in-2 | 2029 | 7 |  |  |  | 59.9061 | 1
| Zone | South of Lugo | 5 | Monthly System Peak Day | SCE | 1-in-2 | 2029 | 8 |  |  |  | 60.7006 | 1
| Zone | South of Lugo | 5 | Monthly System Peak Day | SCE | 1-in-2 | 2029 | 9 |  |  |  | 64.1961 | 1
| Zone | South of Lugo | 5 | Monthly System Peak Day | SCE | 1-in-2 | 2029 | 10 |  |  |  | 69.1378 | 1
| Zone | South of Lugo | 5 | Monthly System Peak Day | SCE | 1-in-2 | 2029 | 11 |  |  |  | 74.6647 | 1
| Zone | South of Lugo | 5 | Monthly System Peak Day | SCE | 1-in-2 | 2029 | 12 |  |  |  | 79.1169 | 1
| Zone | South of Lugo | 5 | Monthly System Peak Day | SCE | 1-in-2 | 2029 | 13 |  |  |  | 82.1083 | 1
| Zone | South of Lugo | 5 | Monthly System Peak Day | SCE | 1-in-2 | 2029 | 14 |  |  |  | 84.5722 | 1
| Zone | South of Lugo | 5 | Monthly System Peak Day | SCE | 1-in-2 | 2029 | 15 |  |  |  | 85.1464 | 1
| Zone | South of Lugo | 5 | Monthly System Peak Day | SCE | 1-in-2 | 2029 | 16 |  |  |  | 85.8753 | 1
| Zone | South of Lugo | 5 | Monthly System Peak Day | SCE | 1-in-2 | 2029 | 17 |  |  |  | 86.4417 | 1
| Zone | South of Lugo | 5 | Monthly System Peak Day | SCE | 1-in-2 | 2029 | 18 |  |  |  | 85.7194 | 1
| Zone | South of Lugo | 5 | Monthly System Peak Day | SCE | 1-in-2 | 2029 | 19 |  |  |  | 83.6361 | 1
| Zone | South of Lugo | 5 | Monthly System Peak Day | SCE | 1-in-2 | 2029 | 20 |  |  |  | 80.6308 | 1
| Zone | South of Lugo | 5 | Monthly System Peak Day | SCE | 1-in-2 | 2029 | 21 |  |  |  | 76.6228 | 1
| Zone | South of Lugo | 5 | Monthly System Peak Day | SCE | 1-in-2 | 2029 | 22 |  |  |  | 72.9378 | 1
| Zone | South of Lugo | 5 | Monthly System Peak Day | SCE | 1-in-2 | 2029 | 23 |  |  |  | 70.6978 | 1
| Zone | South of Lugo | 5 | Monthly System Peak Day | SCE | 1-in-2 | 2029 | 24 |  |  |  | 69.0661 | 1
| Zone | South of Lugo | 6 | Average Weekday | SCE | 1-in-2 | 2029 | 1 |  |  |  | 63.9782 | 1
| Zone | South of Lugo | 6 | Average Weekday | SCE | 1-in-2 | 2029 | 2 |  |  |  | 63.1095 | 1
| Zone | South of Lugo | 6 | Average Weekday | SCE | 1-in-2 | 2029 | 3 |  |  |  | 62.3522 | 1
| Zone | South of Lugo | 6 | Average Weekday | SCE | 1-in-2 | 2029 | 4 |  |  |  | 61.6996 | 1
| Zone | South of Lugo | 6 | Average Weekday | SCE | 1-in-2 | 2029 | 5 |  |  |  | 61.1746 | 1
| Zone | South of Lugo | 6 | Average Weekday | SCE | 1-in-2 | 2029 | 6 |  |  |  | 60.7294 | 1
| Zone | South of Lugo | 6 | Average Weekday | SCE | 1-in-2 | 2029 | 7 |  |  |  | 60.3883 | 1
| Zone | South of Lugo | 6 | Average Weekday | SCE | 1-in-2 | 2029 | 8 |  |  |  | 60.8863 | 1
| Zone | South of Lugo | 6 | Average Weekday | SCE | 1-in-2 | 2029 | 9 |  |  |  | 62.5691 | 1
| Zone | South of Lugo | 6 | Average Weekday | SCE | 1-in-2 | 2029 | 10 |  |  |  | 65.1324 | 1
| Zone | South of Lugo | 6 | Average Weekday | SCE | 1-in-2 | 2029 | 11 |  |  |  | 68.1945 | 1
| Zone | South of Lugo | 6 | Average Weekday | SCE | 1-in-2 | 2029 | 12 |  |  |  | 71.3648 | 1
| Zone | South of Lugo | 6 | Average Weekday | SCE | 1-in-2 | 2029 | 13 |  |  |  | 73.9036 | 1
| Zone | South of Lugo | 6 | Average Weekday | SCE | 1-in-2 | 2029 | 14 |  |  |  | 76.0368 | 1
| Zone | South of Lugo | 6 | Average Weekday | SCE | 1-in-2 | 2029 | 15 |  |  |  | 77.7526 | 1
| Zone | South of Lugo | 6 | Average Weekday | SCE | 1-in-2 | 2029 | 16 |  |  |  | 78.7286 | 1
| Zone | South of Lugo | 6 | Average Weekday | SCE | 1-in-2 | 2029 | 17 |  |  |  | 79.2035 | 1
| Zone | South of Lugo | 6 | Average Weekday | SCE | 1-in-2 | 2029 | 18 |  |  |  | 78.5518 | 1
| Zone | South of Lugo | 6 | Average Weekday | SCE | 1-in-2 | 2029 | 19 |  |  |  | 77.0958 | 1
| Zone | South of Lugo | 6 | Average Weekday | SCE | 1-in-2 | 2029 | 20 |  |  |  | 74.8612 | 1
| Zone | South of Lugo | 6 | Average Weekday | SCE | 1-in-2 | 2029 | 21 |  |  |  | 71.7224 | 1
| Zone | South of Lugo | 6 | Average Weekday | SCE | 1-in-2 | 2029 | 22 |  |  |  | 68.5028 | 1
| Zone | South of Lugo | 6 | Average Weekday | SCE | 1-in-2 | 2029 | 23 |  |  |  | 66.5545 | 1
| Zone | South of Lugo | 6 | Average Weekday | SCE | 1-in-2 | 2029 | 24 |  |  |  | 65.2126 | 1
| Zone | South of Lugo | 6 | Monthly System Peak Day | SCE | 1-in-2 | 2029 | 1 |  |  |  | 67.0692 | 1
| Zone | South of Lugo | 6 | Monthly System Peak Day | SCE | 1-in-2 | 2029 | 2 |  |  |  | 65.9033 | 1
| Zone | South of Lugo | 6 | Monthly System Peak Day | SCE | 1-in-2 | 2029 | 3 |  |  |  | 65.135 | 1
| Zone | South of Lugo | 6 | Monthly System Peak Day | SCE | 1-in-2 | 2029 | 4 |  |  |  | 64.3161 | 1
| Zone | South of Lugo | 6 | Monthly System Peak Day | SCE | 1-in-2 | 2029 | 5 |  |  |  | 63.5986 | 1
| Zone | South of Lugo | 6 | Monthly System Peak Day | SCE | 1-in-2 | 2029 | 6 |  |  |  | 62.5897 | 1
| Zone | South of Lugo | 6 | Monthly System Peak Day | SCE | 1-in-2 | 2029 | 7 |  |  |  | 62.07 | 1
| Zone | South of Lugo | 6 | Monthly System Peak Day | SCE | 1-in-2 | 2029 | 8 |  |  |  | 63.3292 | 1
| Zone | South of Lugo | 6 | Monthly System Peak Day | SCE | 1-in-2 | 2029 | 9 |  |  |  | 66.2958 | 1
| Zone | South of Lugo | 6 | Monthly System Peak Day | SCE | 1-in-2 | 2029 | 10 |  |  |  | 70.9294 | 1
| Zone | South of Lugo | 6 | Monthly System Peak Day | SCE | 1-in-2 | 2029 | 11 |  |  |  | 74.8111 | 1
| Zone | South of Lugo | 6 | Monthly System Peak Day | SCE | 1-in-2 | 2029 | 12 |  |  |  | 78.54 | 1
| Zone | South of Lugo | 6 | Monthly System Peak Day | SCE | 1-in-2 | 2029 | 13 |  |  |  | 80.0636 | 1
| Zone | South of Lugo | 6 | Monthly System Peak Day | SCE | 1-in-2 | 2029 | 14 |  |  |  | 81.5794 | 1
| Zone | South of Lugo | 6 | Monthly System Peak Day | SCE | 1-in-2 | 2029 | 15 |  |  |  | 83.7931 | 1
| Zone | South of Lugo | 6 | Monthly System Peak Day | SCE | 1-in-2 | 2029 | 16 |  |  |  | 85.1108 | 1
| Zone | South of Lugo | 6 | Monthly System Peak Day | SCE | 1-in-2 | 2029 | 17 |  |  |  | 85.9139 | 1
| Zone | South of Lugo | 6 | Monthly System Peak Day | SCE | 1-in-2 | 2029 | 18 |  |  |  | 84.7444 | 1
| Zone | South of Lugo | 6 | Monthly System Peak Day | SCE | 1-in-2 | 2029 | 19 |  |  |  | 82.1444 | 1
| Zone | South of Lugo | 6 | Monthly System Peak Day | SCE | 1-in-2 | 2029 | 20 |  |  |  | 79.5269 | 1
| Zone | South of Lugo | 6 | Monthly System Peak Day | SCE | 1-in-2 | 2029 | 21 |  |  |  | 76.2128 | 1
| Zone | South of Lugo | 6 | Monthly System Peak Day | SCE | 1-in-2 | 2029 | 22 |  |  |  | 72.9086 | 1
| Zone | South of Lugo | 6 | Monthly System Peak Day | SCE | 1-in-2 | 2029 | 23 |  |  |  | 71.2892 | 1
| Zone | South of Lugo | 6 | Monthly System Peak Day | SCE | 1-in-2 | 2029 | 24 |  |  |  | 69.8431 | 1
| Zone | South of Lugo | 7 | Average Weekday | SCE | 1-in-2 | 2029 | 1 |  |  |  | 68.6348 | 1
| Zone | South of Lugo | 7 | Average Weekday | SCE | 1-in-2 | 2029 | 2 |  |  |  | 67.8546 | 1
| Zone | South of Lugo | 7 | Average Weekday | SCE | 1-in-2 | 2029 | 3 |  |  |  | 67.1611 | 1
| Zone | South of Lugo | 7 | Average Weekday | SCE | 1-in-2 | 2029 | 4 |  |  |  | 66.537 | 1
| Zone | South of Lugo | 7 | Average Weekday | SCE | 1-in-2 | 2029 | 5 |  |  |  | 66.0419 | 1
| Zone | South of Lugo | 7 | Average Weekday | SCE | 1-in-2 | 2029 | 6 |  |  |  | 65.5975 | 1
| Zone | South of Lugo | 7 | Average Weekday | SCE | 1-in-2 | 2029 | 7 |  |  |  | 65.2822 | 1
| Zone | South of Lugo | 7 | Average Weekday | SCE | 1-in-2 | 2029 | 8 |  |  |  | 65.8683 | 1
| Zone | South of Lugo | 7 | Average Weekday | SCE | 1-in-2 | 2029 | 9 |  |  |  | 67.9582 | 1
| Zone | South of Lugo | 7 | Average Weekday | SCE | 1-in-2 | 2029 | 10 |  |  |  | 70.6765 | 1
| Zone | South of Lugo | 7 | Average Weekday | SCE | 1-in-2 | 2029 | 11 |  |  |  | 73.7944 | 1
| Zone | South of Lugo | 7 | Average Weekday | SCE | 1-in-2 | 2029 | 12 |  |  |  | 76.9344 | 1
| Zone | South of Lugo | 7 | Average Weekday | SCE | 1-in-2 | 2029 | 13 |  |  |  | 79.4886 | 1
| Zone | South of Lugo | 7 | Average Weekday | SCE | 1-in-2 | 2029 | 14 |  |  |  | 81.4124 | 1
| Zone | South of Lugo | 7 | Average Weekday | SCE | 1-in-2 | 2029 | 15 |  |  |  | 82.8268 | 1
| Zone | South of Lugo | 7 | Average Weekday | SCE | 1-in-2 | 2029 | 16 |  |  |  | 83.4491 | 1
| Zone | South of Lugo | 7 | Average Weekday | SCE | 1-in-2 | 2029 | 17 |  |  |  | 83.7052 | 1
| Zone | South of Lugo | 7 | Average Weekday | SCE | 1-in-2 | 2029 | 18 |  |  |  | 83.0297 | 1
| Zone | South of Lugo | 7 | Average Weekday | SCE | 1-in-2 | 2029 | 19 |  |  |  | 81.4723 | 1
| Zone | South of Lugo | 7 | Average Weekday | SCE | 1-in-2 | 2029 | 20 |  |  |  | 79.2629 | 1
| Zone | South of Lugo | 7 | Average Weekday | SCE | 1-in-2 | 2029 | 21 |  |  |  | 76.138 | 1
| Zone | South of Lugo | 7 | Average Weekday | SCE | 1-in-2 | 2029 | 22 |  |  |  | 72.8533 | 1
| Zone | South of Lugo | 7 | Average Weekday | SCE | 1-in-2 | 2029 | 23 |  |  |  | 70.8084 | 1
| Zone | South of Lugo | 7 | Average Weekday | SCE | 1-in-2 | 2029 | 24 |  |  |  | 69.575 | 1
| Zone | South of Lugo | 7 | Monthly System Peak Day | SCE | 1-in-2 | 2029 | 1 |  |  |  | 72.2423 | 1
| Zone | South of Lugo | 7 | Monthly System Peak Day | SCE | 1-in-2 | 2029 | 2 |  |  |  | 71.3351 | 1
| Zone | South of Lugo | 7 | Monthly System Peak Day | SCE | 1-in-2 | 2029 | 3 |  |  |  | 70.228 | 1
| Zone | South of Lugo | 7 | Monthly System Peak Day | SCE | 1-in-2 | 2029 | 4 |  |  |  | 69.6182 | 1
| Zone | South of Lugo | 7 | Monthly System Peak Day | SCE | 1-in-2 | 2029 | 5 |  |  |  | 69.2769 | 1
| Zone | South of Lugo | 7 | Monthly System Peak Day | SCE | 1-in-2 | 2029 | 6 |  |  |  | 68.8951 | 1
| Zone | South of Lugo | 7 | Monthly System Peak Day | SCE | 1-in-2 | 2029 | 7 |  |  |  | 68.4341 | 1
| Zone | South of Lugo | 7 | Monthly System Peak Day | SCE | 1-in-2 | 2029 | 8 |  |  |  | 68.8008 | 1
| Zone | South of Lugo | 7 | Monthly System Peak Day | SCE | 1-in-2 | 2029 | 9 |  |  |  | 71.7569 | 1
| Zone | South of Lugo | 7 | Monthly System Peak Day | SCE | 1-in-2 | 2029 | 10 |  |  |  | 75.7528 | 1
| Zone | South of Lugo | 7 | Monthly System Peak Day | SCE | 1-in-2 | 2029 | 11 |  |  |  | 80.0769 | 1
| Zone | South of Lugo | 7 | Monthly System Peak Day | SCE | 1-in-2 | 2029 | 12 |  |  |  | 83.7615 | 1
| Zone | South of Lugo | 7 | Monthly System Peak Day | SCE | 1-in-2 | 2029 | 13 |  |  |  | 86.9231 | 1
| Zone | South of Lugo | 7 | Monthly System Peak Day | SCE | 1-in-2 | 2029 | 14 |  |  |  | 88.8051 | 1
| Zone | South of Lugo | 7 | Monthly System Peak Day | SCE | 1-in-2 | 2029 | 15 |  |  |  | 90.4872 | 1
| Zone | South of Lugo | 7 | Monthly System Peak Day | SCE | 1-in-2 | 2029 | 16 |  |  |  | 90.8692 | 1
| Zone | South of Lugo | 7 | Monthly System Peak Day | SCE | 1-in-2 | 2029 | 17 |  |  |  | 91.9231 | 1
| Zone | South of Lugo | 7 | Monthly System Peak Day | SCE | 1-in-2 | 2029 | 18 |  |  |  | 91.3897 | 1
| Zone | South of Lugo | 7 | Monthly System Peak Day | SCE | 1-in-2 | 2029 | 19 |  |  |  | 89.0718 | 1
| Zone | South of Lugo | 7 | Monthly System Peak Day | SCE | 1-in-2 | 2029 | 20 |  |  |  | 86.6872 | 1
| Zone | South of Lugo | 7 | Monthly System Peak Day | SCE | 1-in-2 | 2029 | 21 |  |  |  | 83.3 | 1
| Zone | South of Lugo | 7 | Monthly System Peak Day | SCE | 1-in-2 | 2029 | 22 |  |  |  | 79.4908 | 1
| Zone | South of Lugo | 7 | Monthly System Peak Day | SCE | 1-in-2 | 2029 | 23 |  |  |  | 76.8203 | 1
| Zone | South of Lugo | 7 | Monthly System Peak Day | SCE | 1-in-2 | 2029 | 24 |  |  |  | 75.1987 | 1
| Zone | South of Lugo | 8 | Average Weekday | SCE | 1-in-2 | 2029 | 1 |  |  |  | 70.0345 | 1
| Zone | South of Lugo | 8 | Average Weekday | SCE | 1-in-2 | 2029 | 2 |  |  |  | 69.0806 | 1
| Zone | South of Lugo | 8 | Average Weekday | SCE | 1-in-2 | 2029 | 3 |  |  |  | 68.2447 | 1
| Zone | South of Lugo | 8 | Average Weekday | SCE | 1-in-2 | 2029 | 4 |  |  |  | 67.5212 | 1
| Zone | South of Lugo | 8 | Average Weekday | SCE | 1-in-2 | 2029 | 5 |  |  |  | 66.9202 | 1
| Zone | South of Lugo | 8 | Average Weekday | SCE | 1-in-2 | 2029 | 6 |  |  |  | 66.3969 | 1
| Zone | South of Lugo | 8 | Average Weekday | SCE | 1-in-2 | 2029 | 7 |  |  |  | 66.0998 | 1
| Zone | South of Lugo | 8 | Average Weekday | SCE | 1-in-2 | 2029 | 8 |  |  |  | 66.163 | 1
| Zone | South of Lugo | 8 | Average Weekday | SCE | 1-in-2 | 2029 | 9 |  |  |  | 68.0861 | 1
| Zone | South of Lugo | 8 | Average Weekday | SCE | 1-in-2 | 2029 | 10 |  |  |  | 71.1121 | 1
| Zone | South of Lugo | 8 | Average Weekday | SCE | 1-in-2 | 2029 | 11 |  |  |  | 74.7632 | 1
| Zone | South of Lugo | 8 | Average Weekday | SCE | 1-in-2 | 2029 | 12 |  |  |  | 78.4705 | 1
| Zone | South of Lugo | 8 | Average Weekday | SCE | 1-in-2 | 2029 | 13 |  |  |  | 81.311 | 1
| Zone | South of Lugo | 8 | Average Weekday | SCE | 1-in-2 | 2029 | 14 |  |  |  | 83.5318 | 1
| Zone | South of Lugo | 8 | Average Weekday | SCE | 1-in-2 | 2029 | 15 |  |  |  | 84.9576 | 1
| Zone | South of Lugo | 8 | Average Weekday | SCE | 1-in-2 | 2029 | 16 |  |  |  | 85.6107 | 1
| Zone | South of Lugo | 8 | Average Weekday | SCE | 1-in-2 | 2029 | 17 |  |  |  | 85.8816 | 1
| Zone | South of Lugo | 8 | Average Weekday | SCE | 1-in-2 | 2029 | 18 |  |  |  | 85.1098 | 1
| Zone | South of Lugo | 8 | Average Weekday | SCE | 1-in-2 | 2029 | 19 |  |  |  | 83.4933 | 1
| Zone | South of Lugo | 8 | Average Weekday | SCE | 1-in-2 | 2029 | 20 |  |  |  | 80.9206 | 1
| Zone | South of Lugo | 8 | Average Weekday | SCE | 1-in-2 | 2029 | 21 |  |  |  | 77.1187 | 1
| Zone | South of Lugo | 8 | Average Weekday | SCE | 1-in-2 | 2029 | 22 |  |  |  | 74.0969 | 1
| Zone | South of Lugo | 8 | Average Weekday | SCE | 1-in-2 | 2029 | 23 |  |  |  | 72.2916 | 1
| Zone | South of Lugo | 8 | Average Weekday | SCE | 1-in-2 | 2029 | 24 |  |  |  | 71.0937 | 1
| Zone | South of Lugo | 8 | Monthly System Peak Day | SCE | 1-in-2 | 2029 | 1 |  |  |  | 78.1795 | 1
| Zone | South of Lugo | 8 | Monthly System Peak Day | SCE | 1-in-2 | 2029 | 2 |  |  |  | 77.0659 | 1
| Zone | South of Lugo | 8 | Monthly System Peak Day | SCE | 1-in-2 | 2029 | 3 |  |  |  | 76.5549 | 1
| Zone | South of Lugo | 8 | Monthly System Peak Day | SCE | 1-in-2 | 2029 | 4 |  |  |  | 75.7885 | 1
| Zone | South of Lugo | 8 | Monthly System Peak Day | SCE | 1-in-2 | 2029 | 5 |  |  |  | 75.3146 | 1
| Zone | South of Lugo | 8 | Monthly System Peak Day | SCE | 1-in-2 | 2029 | 6 |  |  |  | 74.9559 | 1
| Zone | South of Lugo | 8 | Monthly System Peak Day | SCE | 1-in-2 | 2029 | 7 |  |  |  | 74.6141 | 1
| Zone | South of Lugo | 8 | Monthly System Peak Day | SCE | 1-in-2 | 2029 | 8 |  |  |  | 74.7823 | 1
| Zone | South of Lugo | 8 | Monthly System Peak Day | SCE | 1-in-2 | 2029 | 9 |  |  |  | 76.6659 | 1
| Zone | South of Lugo | 8 | Monthly System Peak Day | SCE | 1-in-2 | 2029 | 10 |  |  |  | 80.6795 | 1
| Zone | South of Lugo | 8 | Monthly System Peak Day | SCE | 1-in-2 | 2029 | 11 |  |  |  | 84.5692 | 1
| Zone | South of Lugo | 8 | Monthly System Peak Day | SCE | 1-in-2 | 2029 | 12 |  |  |  | 87.9692 | 1
| Zone | South of Lugo | 8 | Monthly System Peak Day | SCE | 1-in-2 | 2029 | 13 |  |  |  | 90.3 | 1
| Zone | South of Lugo | 8 | Monthly System Peak Day | SCE | 1-in-2 | 2029 | 14 |  |  |  | 92.2385 | 1
| Zone | South of Lugo | 8 | Monthly System Peak Day | SCE | 1-in-2 | 2029 | 15 |  |  |  | 93.7077 | 1
| Zone | South of Lugo | 8 | Monthly System Peak Day | SCE | 1-in-2 | 2029 | 16 |  |  |  | 93.8103 | 1
| Zone | South of Lugo | 8 | Monthly System Peak Day | SCE | 1-in-2 | 2029 | 17 |  |  |  | 93.0154 | 1
| Zone | South of Lugo | 8 | Monthly System Peak Day | SCE | 1-in-2 | 2029 | 18 |  |  |  | 91.7667 | 1
| Zone | South of Lugo | 8 | Monthly System Peak Day | SCE | 1-in-2 | 2029 | 19 |  |  |  | 90.3692 | 1
| Zone | South of Lugo | 8 | Monthly System Peak Day | SCE | 1-in-2 | 2029 | 20 |  |  |  | 88.3385 | 1
| Zone | South of Lugo | 8 | Monthly System Peak Day | SCE | 1-in-2 | 2029 | 21 |  |  |  | 84.8487 | 1
| Zone | South of Lugo | 8 | Monthly System Peak Day | SCE | 1-in-2 | 2029 | 22 |  |  |  | 81.4385 | 1
| Zone | South of Lugo | 8 | Monthly System Peak Day | SCE | 1-in-2 | 2029 | 23 |  |  |  | 79.3128 | 1
| Zone | South of Lugo | 8 | Monthly System Peak Day | SCE | 1-in-2 | 2029 | 24 |  |  |  | 77.8072 | 1
| Zone | South of Lugo | 8 | Typical Event Day | SCE | 1-in-2 | 2029 | 1 |  |  |  | 73.3879 | 1
| Zone | South of Lugo | 8 | Typical Event Day | SCE | 1-in-2 | 2029 | 2 |  |  |  | 72.3336 | 1
| Zone | South of Lugo | 8 | Typical Event Day | SCE | 1-in-2 | 2029 | 3 |  |  |  | 71.5701 | 1
| Zone | South of Lugo | 8 | Typical Event Day | SCE | 1-in-2 | 2029 | 4 |  |  |  | 70.9136 | 1
| Zone | South of Lugo | 8 | Typical Event Day | SCE | 1-in-2 | 2029 | 5 |  |  |  | 70.3249 | 1
| Zone | South of Lugo | 8 | Typical Event Day | SCE | 1-in-2 | 2029 | 6 |  |  |  | 69.7097 | 1
| Zone | South of Lugo | 8 | Typical Event Day | SCE | 1-in-2 | 2029 | 7 |  |  |  | 69.4113 | 1
| Zone | South of Lugo | 8 | Typical Event Day | SCE | 1-in-2 | 2029 | 8 |  |  |  | 69.8227 | 1
| Zone | South of Lugo | 8 | Typical Event Day | SCE | 1-in-2 | 2029 | 9 |  |  |  | 72.166 | 1
| Zone | South of Lugo | 8 | Typical Event Day | SCE | 1-in-2 | 2029 | 10 |  |  |  | 76.4347 | 1
| Zone | South of Lugo | 8 | Typical Event Day | SCE | 1-in-2 | 2029 | 11 |  |  |  | 80.7497 | 1
| Zone | South of Lugo | 8 | Typical Event Day | SCE | 1-in-2 | 2029 | 12 |  |  |  | 84.6027 | 1
| Zone | South of Lugo | 8 | Typical Event Day | SCE | 1-in-2 | 2029 | 13 |  |  |  | 87.3238 | 1
| Zone | South of Lugo | 8 | Typical Event Day | SCE | 1-in-2 | 2029 | 14 |  |  |  | 89.3264 | 1
| Zone | South of Lugo | 8 | Typical Event Day | SCE | 1-in-2 | 2029 | 15 |  |  |  | 90.9715 | 1
| Zone | South of Lugo | 8 | Typical Event Day | SCE | 1-in-2 | 2029 | 16 |  |  |  | 91.3217 | 1
| Zone | South of Lugo | 8 | Typical Event Day | SCE | 1-in-2 | 2029 | 17 |  |  |  | 91.5824 | 1
| Zone | South of Lugo | 8 | Typical Event Day | SCE | 1-in-2 | 2029 | 18 |  |  |  | 90.7228 | 1
| Zone | South of Lugo | 8 | Typical Event Day | SCE | 1-in-2 | 2029 | 19 |  |  |  | 88.882 | 1
| Zone | South of Lugo | 8 | Typical Event Day | SCE | 1-in-2 | 2029 | 20 |  |  |  | 86.5312 | 1
| Zone | South of Lugo | 8 | Typical Event Day | SCE | 1-in-2 | 2029 | 21 |  |  |  | 83.1432 | 1
| Zone | South of Lugo | 8 | Typical Event Day | SCE | 1-in-2 | 2029 | 22 |  |  |  | 79.9623 | 1
| Zone | South of Lugo | 8 | Typical Event Day | SCE | 1-in-2 | 2029 | 23 |  |  |  | 77.8256 | 1
| Zone | South of Lugo | 8 | Typical Event Day | SCE | 1-in-2 | 2029 | 24 |  |  |  | 76.0635 | 1
| Zone | South of Lugo | 9 | Average Weekday | SCE | 1-in-2 | 2029 | 1 |  |  |  | 69.5679 | 1
| Zone | South of Lugo | 9 | Average Weekday | SCE | 1-in-2 | 2029 | 2 |  |  |  | 68.7193 | 1
| Zone | South of Lugo | 9 | Average Weekday | SCE | 1-in-2 | 2029 | 3 |  |  |  | 68.0278 | 1
| Zone | South of Lugo | 9 | Average Weekday | SCE | 1-in-2 | 2029 | 4 |  |  |  | 67.4097 | 1
| Zone | South of Lugo | 9 | Average Weekday | SCE | 1-in-2 | 2029 | 5 |  |  |  | 66.9014 | 1
| Zone | South of Lugo | 9 | Average Weekday | SCE | 1-in-2 | 2029 | 6 |  |  |  | 66.4414 | 1
| Zone | South of Lugo | 9 | Average Weekday | SCE | 1-in-2 | 2029 | 7 |  |  |  | 66.1311 | 1
| Zone | South of Lugo | 9 | Average Weekday | SCE | 1-in-2 | 2029 | 8 |  |  |  | 66.0566 | 1
| Zone | South of Lugo | 9 | Average Weekday | SCE | 1-in-2 | 2029 | 9 |  |  |  | 67.5294 | 1
| Zone | South of Lugo | 9 | Average Weekday | SCE | 1-in-2 | 2029 | 10 |  |  |  | 70.3949 | 1
| Zone | South of Lugo | 9 | Average Weekday | SCE | 1-in-2 | 2029 | 11 |  |  |  | 73.7984 | 1
| Zone | South of Lugo | 9 | Average Weekday | SCE | 1-in-2 | 2029 | 12 |  |  |  | 77.143 | 1
| Zone | South of Lugo | 9 | Average Weekday | SCE | 1-in-2 | 2029 | 13 |  |  |  | 79.9568 | 1
| Zone | South of Lugo | 9 | Average Weekday | SCE | 1-in-2 | 2029 | 14 |  |  |  | 81.9296 | 1
| Zone | South of Lugo | 9 | Average Weekday | SCE | 1-in-2 | 2029 | 15 |  |  |  | 83.0553 | 1
| Zone | South of Lugo | 9 | Average Weekday | SCE | 1-in-2 | 2029 | 16 |  |  |  | 83.4899 | 1
| Zone | South of Lugo | 9 | Average Weekday | SCE | 1-in-2 | 2029 | 17 |  |  |  | 83.3043 | 1
| Zone | South of Lugo | 9 | Average Weekday | SCE | 1-in-2 | 2029 | 18 |  |  |  | 82.3103 | 1
| Zone | South of Lugo | 9 | Average Weekday | SCE | 1-in-2 | 2029 | 19 |  |  |  | 80.5187 | 1
| Zone | South of Lugo | 9 | Average Weekday | SCE | 1-in-2 | 2029 | 20 |  |  |  | 77.4977 | 1
| Zone | South of Lugo | 9 | Average Weekday | SCE | 1-in-2 | 2029 | 21 |  |  |  | 74.4041 | 1
| Zone | South of Lugo | 9 | Average Weekday | SCE | 1-in-2 | 2029 | 22 |  |  |  | 72.588 | 1
| Zone | South of Lugo | 9 | Average Weekday | SCE | 1-in-2 | 2029 | 23 |  |  |  | 71.3442 | 1
| Zone | South of Lugo | 9 | Average Weekday | SCE | 1-in-2 | 2029 | 24 |  |  |  | 70.2551 | 1
| Zone | South of Lugo | 9 | Monthly System Peak Day | SCE | 1-in-2 | 2029 | 1 |  |  |  | 76.4608 | 1
| Zone | South of Lugo | 9 | Monthly System Peak Day | SCE | 1-in-2 | 2029 | 2 |  |  |  | 75.3621 | 1
| Zone | South of Lugo | 9 | Monthly System Peak Day | SCE | 1-in-2 | 2029 | 3 |  |  |  | 74.6651 | 1
| Zone | South of Lugo | 9 | Monthly System Peak Day | SCE | 1-in-2 | 2029 | 4 |  |  |  | 74.1926 | 1
| Zone | South of Lugo | 9 | Monthly System Peak Day | SCE | 1-in-2 | 2029 | 5 |  |  |  | 73.3282 | 1
| Zone | South of Lugo | 9 | Monthly System Peak Day | SCE | 1-in-2 | 2029 | 6 |  |  |  | 72.6123 | 1
| Zone | South of Lugo | 9 | Monthly System Peak Day | SCE | 1-in-2 | 2029 | 7 |  |  |  | 72.7421 | 1
| Zone | South of Lugo | 9 | Monthly System Peak Day | SCE | 1-in-2 | 2029 | 8 |  |  |  | 72.621 | 1
| Zone | South of Lugo | 9 | Monthly System Peak Day | SCE | 1-in-2 | 2029 | 9 |  |  |  | 74.2392 | 1
| Zone | South of Lugo | 9 | Monthly System Peak Day | SCE | 1-in-2 | 2029 | 10 |  |  |  | 78.6872 | 1
| Zone | South of Lugo | 9 | Monthly System Peak Day | SCE | 1-in-2 | 2029 | 11 |  |  |  | 83.9282 | 1
| Zone | South of Lugo | 9 | Monthly System Peak Day | SCE | 1-in-2 | 2029 | 12 |  |  |  | 88.6077 | 1
| Zone | South of Lugo | 9 | Monthly System Peak Day | SCE | 1-in-2 | 2029 | 13 |  |  |  | 92.6256 | 1
| Zone | South of Lugo | 9 | Monthly System Peak Day | SCE | 1-in-2 | 2029 | 14 |  |  |  | 95.3128 | 1
| Zone | South of Lugo | 9 | Monthly System Peak Day | SCE | 1-in-2 | 2029 | 15 |  |  |  | 96.4564 | 1
| Zone | South of Lugo | 9 | Monthly System Peak Day | SCE | 1-in-2 | 2029 | 16 |  |  |  | 96.0103 | 1
| Zone | South of Lugo | 9 | Monthly System Peak Day | SCE | 1-in-2 | 2029 | 17 |  |  |  | 95.9142 | 1
| Zone | South of Lugo | 9 | Monthly System Peak Day | SCE | 1-in-2 | 2029 | 18 |  |  |  | 95.4629 | 1
| Zone | South of Lugo | 9 | Monthly System Peak Day | SCE | 1-in-2 | 2029 | 19 |  |  |  | 94.5256 | 1
| Zone | South of Lugo | 9 | Monthly System Peak Day | SCE | 1-in-2 | 2029 | 20 |  |  |  | 92.141 | 1
| Zone | South of Lugo | 9 | Monthly System Peak Day | SCE | 1-in-2 | 2029 | 21 |  |  |  | 88.6436 | 1
| Zone | South of Lugo | 9 | Monthly System Peak Day | SCE | 1-in-2 | 2029 | 22 |  |  |  | 86.3513 | 1
| Zone | South of Lugo | 9 | Monthly System Peak Day | SCE | 1-in-2 | 2029 | 23 |  |  |  | 84.2231 | 1
| Zone | South of Lugo | 9 | Monthly System Peak Day | SCE | 1-in-2 | 2029 | 24 |  |  |  | 81.7487 | 1
| Zone | South of Lugo | 10 | Average Weekday | SCE | 1-in-2 | 2029 | 1 |  |  |  | 64.658 | 1
| Zone | South of Lugo | 10 | Average Weekday | SCE | 1-in-2 | 2029 | 2 |  |  |  | 63.8062 | 1
| Zone | South of Lugo | 10 | Average Weekday | SCE | 1-in-2 | 2029 | 3 |  |  |  | 62.9019 | 1
| Zone | South of Lugo | 10 | Average Weekday | SCE | 1-in-2 | 2029 | 4 |  |  |  | 62.2469 | 1
| Zone | South of Lugo | 10 | Average Weekday | SCE | 1-in-2 | 2029 | 5 |  |  |  | 61.6376 | 1
| Zone | South of Lugo | 10 | Average Weekday | SCE | 1-in-2 | 2029 | 6 |  |  |  | 61.2473 | 1
| Zone | South of Lugo | 10 | Average Weekday | SCE | 1-in-2 | 2029 | 7 |  |  |  | 60.9326 | 1
| Zone | South of Lugo | 10 | Average Weekday | SCE | 1-in-2 | 2029 | 8 |  |  |  | 60.7842 | 1
| Zone | South of Lugo | 10 | Average Weekday | SCE | 1-in-2 | 2029 | 9 |  |  |  | 61.3719 | 1
| Zone | South of Lugo | 10 | Average Weekday | SCE | 1-in-2 | 2029 | 10 |  |  |  | 63.9419 | 1
| Zone | South of Lugo | 10 | Average Weekday | SCE | 1-in-2 | 2029 | 11 |  |  |  | 67.2273 | 1
| Zone | South of Lugo | 10 | Average Weekday | SCE | 1-in-2 | 2029 | 12 |  |  |  | 70.4369 | 1
| Zone | South of Lugo | 10 | Average Weekday | SCE | 1-in-2 | 2029 | 13 |  |  |  | 73.1782 | 1
| Zone | South of Lugo | 10 | Average Weekday | SCE | 1-in-2 | 2029 | 14 |  |  |  | 75.1897 | 1
| Zone | South of Lugo | 10 | Average Weekday | SCE | 1-in-2 | 2029 | 15 |  |  |  | 76.6368 | 1
| Zone | South of Lugo | 10 | Average Weekday | SCE | 1-in-2 | 2029 | 16 |  |  |  | 77.4598 | 1
| Zone | South of Lugo | 10 | Average Weekday | SCE | 1-in-2 | 2029 | 17 |  |  |  | 77.3466 | 1
| Zone | South of Lugo | 10 | Average Weekday | SCE | 1-in-2 | 2029 | 18 |  |  |  | 76.4242 | 1
| Zone | South of Lugo | 10 | Average Weekday | SCE | 1-in-2 | 2029 | 19 |  |  |  | 74.5143 | 1
| Zone | South of Lugo | 10 | Average Weekday | SCE | 1-in-2 | 2029 | 20 |  |  |  | 71.5232 | 1
| Zone | South of Lugo | 10 | Average Weekday | SCE | 1-in-2 | 2029 | 21 |  |  |  | 69.4376 | 1
| Zone | South of Lugo | 10 | Average Weekday | SCE | 1-in-2 | 2029 | 22 |  |  |  | 67.9225 | 1
| Zone | South of Lugo | 10 | Average Weekday | SCE | 1-in-2 | 2029 | 23 |  |  |  | 66.6274 | 1
| Zone | South of Lugo | 10 | Average Weekday | SCE | 1-in-2 | 2029 | 24 |  |  |  | 65.4949 | 1
| Zone | South of Lugo | 10 | Monthly System Peak Day | SCE | 1-in-2 | 2029 | 1 |  |  |  | 74.6742 | 1
| Zone | South of Lugo | 10 | Monthly System Peak Day | SCE | 1-in-2 | 2029 | 2 |  |  |  | 73.1483 | 1
| Zone | South of Lugo | 10 | Monthly System Peak Day | SCE | 1-in-2 | 2029 | 3 |  |  |  | 70.4508 | 1
| Zone | South of Lugo | 10 | Monthly System Peak Day | SCE | 1-in-2 | 2029 | 4 |  |  |  | 69.3717 | 1
| Zone | South of Lugo | 10 | Monthly System Peak Day | SCE | 1-in-2 | 2029 | 5 |  |  |  | 68.6522 | 1
| Zone | South of Lugo | 10 | Monthly System Peak Day | SCE | 1-in-2 | 2029 | 6 |  |  |  | 68.2467 | 1
| Zone | South of Lugo | 10 | Monthly System Peak Day | SCE | 1-in-2 | 2029 | 7 |  |  |  | 67.8128 | 1
| Zone | South of Lugo | 10 | Monthly System Peak Day | SCE | 1-in-2 | 2029 | 8 |  |  |  | 67.5925 | 1
| Zone | South of Lugo | 10 | Monthly System Peak Day | SCE | 1-in-2 | 2029 | 9 |  |  |  | 68.5853 | 1
| Zone | South of Lugo | 10 | Monthly System Peak Day | SCE | 1-in-2 | 2029 | 10 |  |  |  | 72.8856 | 1
| Zone | South of Lugo | 10 | Monthly System Peak Day | SCE | 1-in-2 | 2029 | 11 |  |  |  | 79.2614 | 1
| Zone | South of Lugo | 10 | Monthly System Peak Day | SCE | 1-in-2 | 2029 | 12 |  |  |  | 84.9889 | 1
| Zone | South of Lugo | 10 | Monthly System Peak Day | SCE | 1-in-2 | 2029 | 13 |  |  |  | 88.8639 | 1
| Zone | South of Lugo | 10 | Monthly System Peak Day | SCE | 1-in-2 | 2029 | 14 |  |  |  | 91.4361 | 1
| Zone | South of Lugo | 10 | Monthly System Peak Day | SCE | 1-in-2 | 2029 | 15 |  |  |  | 92.7056 | 1
| Zone | South of Lugo | 10 | Monthly System Peak Day | SCE | 1-in-2 | 2029 | 16 |  |  |  | 93 | 1
| Zone | South of Lugo | 10 | Monthly System Peak Day | SCE | 1-in-2 | 2029 | 17 |  |  |  | 92.4833 | 1
| Zone | South of Lugo | 10 | Monthly System Peak Day | SCE | 1-in-2 | 2029 | 18 |  |  |  | 91.7389 | 1
| Zone | South of Lugo | 10 | Monthly System Peak Day | SCE | 1-in-2 | 2029 | 19 |  |  |  | 90.6139 | 1
| Zone | South of Lugo | 10 | Monthly System Peak Day | SCE | 1-in-2 | 2029 | 20 |  |  |  | 86.85 | 1
| Zone | South of Lugo | 10 | Monthly System Peak Day | SCE | 1-in-2 | 2029 | 21 |  |  |  | 84.0083 | 1
| Zone | South of Lugo | 10 | Monthly System Peak Day | SCE | 1-in-2 | 2029 | 22 |  |  |  | 82.2222 | 1
| Zone | South of Lugo | 10 | Monthly System Peak Day | SCE | 1-in-2 | 2029 | 23 |  |  |  | 79.4361 | 1
| Zone | South of Lugo | 10 | Monthly System Peak Day | SCE | 1-in-2 | 2029 | 24 |  |  |  | 77.6992 | 1
| Zone | South of Lugo | 11 | Average Weekday | SCE | 1-in-2 | 2029 | 1 |  |  |  | 58.5333 | 1
| Zone | South of Lugo | 11 | Average Weekday | SCE | 1-in-2 | 2029 | 2 |  |  |  | 57.7813 | 1
| Zone | South of Lugo | 11 | Average Weekday | SCE | 1-in-2 | 2029 | 3 |  |  |  | 57.0469 | 1
| Zone | South of Lugo | 11 | Average Weekday | SCE | 1-in-2 | 2029 | 4 |  |  |  | 56.5065 | 1
| Zone | South of Lugo | 11 | Average Weekday | SCE | 1-in-2 | 2029 | 5 |  |  |  | 56.0571 | 1
| Zone | South of Lugo | 11 | Average Weekday | SCE | 1-in-2 | 2029 | 6 |  |  |  | 55.6144 | 1
| Zone | South of Lugo | 11 | Average Weekday | SCE | 1-in-2 | 2029 | 7 |  |  |  | 55.485 | 1
| Zone | South of Lugo | 11 | Average Weekday | SCE | 1-in-2 | 2029 | 8 |  |  |  | 55.4742 | 1
| Zone | South of Lugo | 11 | Average Weekday | SCE | 1-in-2 | 2029 | 9 |  |  |  | 57.1545 | 1
| Zone | South of Lugo | 11 | Average Weekday | SCE | 1-in-2 | 2029 | 10 |  |  |  | 60.4087 | 1
| Zone | South of Lugo | 11 | Average Weekday | SCE | 1-in-2 | 2029 | 11 |  |  |  | 63.8954 | 1
| Zone | South of Lugo | 11 | Average Weekday | SCE | 1-in-2 | 2029 | 12 |  |  |  | 66.8067 | 1
| Zone | South of Lugo | 11 | Average Weekday | SCE | 1-in-2 | 2029 | 13 |  |  |  | 68.9962 | 1
| Zone | South of Lugo | 11 | Average Weekday | SCE | 1-in-2 | 2029 | 14 |  |  |  | 70.4599 | 1
| Zone | South of Lugo | 11 | Average Weekday | SCE | 1-in-2 | 2029 | 15 |  |  |  | 71.3165 | 1
| Zone | South of Lugo | 11 | Average Weekday | SCE | 1-in-2 | 2029 | 16 |  |  |  | 71.3995 | 1
| Zone | South of Lugo | 11 | Average Weekday | SCE | 1-in-2 | 2029 | 17 |  |  |  | 70.5174 | 1
| Zone | South of Lugo | 11 | Average Weekday | SCE | 1-in-2 | 2029 | 18 |  |  |  | 68.4079 | 1
| Zone | South of Lugo | 11 | Average Weekday | SCE | 1-in-2 | 2029 | 19 |  |  |  | 66.0434 | 1
| Zone | South of Lugo | 11 | Average Weekday | SCE | 1-in-2 | 2029 | 20 |  |  |  | 64.3404 | 1
| Zone | South of Lugo | 11 | Average Weekday | SCE | 1-in-2 | 2029 | 21 |  |  |  | 62.8974 | 1
| Zone | South of Lugo | 11 | Average Weekday | SCE | 1-in-2 | 2029 | 22 |  |  |  | 61.5474 | 1
| Zone | South of Lugo | 11 | Average Weekday | SCE | 1-in-2 | 2029 | 23 |  |  |  | 60.3009 | 1
| Zone | South of Lugo | 11 | Average Weekday | SCE | 1-in-2 | 2029 | 24 |  |  |  | 59.3525 | 1
| Zone | South of Lugo | 11 | Monthly System Peak Day | SCE | 1-in-2 | 2029 | 1 |  |  |  | 65.7875 | 1
| Zone | South of Lugo | 11 | Monthly System Peak Day | SCE | 1-in-2 | 2029 | 2 |  |  |  | 64.2083 | 1
| Zone | South of Lugo | 11 | Monthly System Peak Day | SCE | 1-in-2 | 2029 | 3 |  |  |  | 63.0328 | 1
| Zone | South of Lugo | 11 | Monthly System Peak Day | SCE | 1-in-2 | 2029 | 4 |  |  |  | 62.1006 | 1
| Zone | South of Lugo | 11 | Monthly System Peak Day | SCE | 1-in-2 | 2029 | 5 |  |  |  | 61.2594 | 1
| Zone | South of Lugo | 11 | Monthly System Peak Day | SCE | 1-in-2 | 2029 | 6 |  |  |  | 60.3725 | 1
| Zone | South of Lugo | 11 | Monthly System Peak Day | SCE | 1-in-2 | 2029 | 7 |  |  |  | 60.0858 | 1
| Zone | South of Lugo | 11 | Monthly System Peak Day | SCE | 1-in-2 | 2029 | 8 |  |  |  | 60.1878 | 1
| Zone | South of Lugo | 11 | Monthly System Peak Day | SCE | 1-in-2 | 2029 | 9 |  |  |  | 62.6325 | 1
| Zone | South of Lugo | 11 | Monthly System Peak Day | SCE | 1-in-2 | 2029 | 10 |  |  |  | 67.8433 | 1
| Zone | South of Lugo | 11 | Monthly System Peak Day | SCE | 1-in-2 | 2029 | 11 |  |  |  | 74.2411 | 1
| Zone | South of Lugo | 11 | Monthly System Peak Day | SCE | 1-in-2 | 2029 | 12 |  |  |  | 79.9083 | 1
| Zone | South of Lugo | 11 | Monthly System Peak Day | SCE | 1-in-2 | 2029 | 13 |  |  |  | 83.9361 | 1
| Zone | South of Lugo | 11 | Monthly System Peak Day | SCE | 1-in-2 | 2029 | 14 |  |  |  | 86.475 | 1
| Zone | South of Lugo | 11 | Monthly System Peak Day | SCE | 1-in-2 | 2029 | 15 |  |  |  | 87.6361 | 1
| Zone | South of Lugo | 11 | Monthly System Peak Day | SCE | 1-in-2 | 2029 | 16 |  |  |  | 87.3444 | 1
| Zone | South of Lugo | 11 | Monthly System Peak Day | SCE | 1-in-2 | 2029 | 17 |  |  |  | 86.1611 | 1
| Zone | South of Lugo | 11 | Monthly System Peak Day | SCE | 1-in-2 | 2029 | 18 |  |  |  | 83.1111 | 1
| Zone | South of Lugo | 11 | Monthly System Peak Day | SCE | 1-in-2 | 2029 | 19 |  |  |  | 79.5417 | 1
| Zone | South of Lugo | 11 | Monthly System Peak Day | SCE | 1-in-2 | 2029 | 20 |  |  |  | 77.2222 | 1
| Zone | South of Lugo | 11 | Monthly System Peak Day | SCE | 1-in-2 | 2029 | 21 |  |  |  | 74.79 | 1
| Zone | South of Lugo | 11 | Monthly System Peak Day | SCE | 1-in-2 | 2029 | 22 |  |  |  | 73.0744 | 1
| Zone | South of Lugo | 11 | Monthly System Peak Day | SCE | 1-in-2 | 2029 | 23 |  |  |  | 70.7164 | 1
| Zone | South of Lugo | 11 | Monthly System Peak Day | SCE | 1-in-2 | 2029 | 24 |  |  |  | 68.9517 | 1
| Zone | South of Lugo | 12 | Average Weekday | SCE | 1-in-2 | 2029 | 1 |  |  |  | 52.8309 | 1
| Zone | South of Lugo | 12 | Average Weekday | SCE | 1-in-2 | 2029 | 2 |  |  |  | 52.1578 | 1
| Zone | South of Lugo | 12 | Average Weekday | SCE | 1-in-2 | 2029 | 3 |  |  |  | 51.683 | 1
| Zone | South of Lugo | 12 | Average Weekday | SCE | 1-in-2 | 2029 | 4 |  |  |  | 51.2664 | 1
| Zone | South of Lugo | 12 | Average Weekday | SCE | 1-in-2 | 2029 | 5 |  |  |  | 50.8731 | 1
| Zone | South of Lugo | 12 | Average Weekday | SCE | 1-in-2 | 2029 | 6 |  |  |  | 50.3862 | 1
| Zone | South of Lugo | 12 | Average Weekday | SCE | 1-in-2 | 2029 | 7 |  |  |  | 49.994 | 1
| Zone | South of Lugo | 12 | Average Weekday | SCE | 1-in-2 | 2029 | 8 |  |  |  | 49.8333 | 1
| Zone | South of Lugo | 12 | Average Weekday | SCE | 1-in-2 | 2029 | 9 |  |  |  | 50.5885 | 1
| Zone | South of Lugo | 12 | Average Weekday | SCE | 1-in-2 | 2029 | 10 |  |  |  | 52.9118 | 1
| Zone | South of Lugo | 12 | Average Weekday | SCE | 1-in-2 | 2029 | 11 |  |  |  | 55.8123 | 1
| Zone | South of Lugo | 12 | Average Weekday | SCE | 1-in-2 | 2029 | 12 |  |  |  | 58.5248 | 1
| Zone | South of Lugo | 12 | Average Weekday | SCE | 1-in-2 | 2029 | 13 |  |  |  | 60.555 | 1
| Zone | South of Lugo | 12 | Average Weekday | SCE | 1-in-2 | 2029 | 14 |  |  |  | 61.9576 | 1
| Zone | South of Lugo | 12 | Average Weekday | SCE | 1-in-2 | 2029 | 15 |  |  |  | 62.7828 | 1
| Zone | South of Lugo | 12 | Average Weekday | SCE | 1-in-2 | 2029 | 16 |  |  |  | 62.8459 | 1
| Zone | South of Lugo | 12 | Average Weekday | SCE | 1-in-2 | 2029 | 17 |  |  |  | 62.0852 | 1
| Zone | South of Lugo | 12 | Average Weekday | SCE | 1-in-2 | 2029 | 18 |  |  |  | 60.184 | 1
| Zone | South of Lugo | 12 | Average Weekday | SCE | 1-in-2 | 2029 | 19 |  |  |  | 58.2015 | 1
| Zone | South of Lugo | 12 | Average Weekday | SCE | 1-in-2 | 2029 | 20 |  |  |  | 56.8922 | 1
| Zone | South of Lugo | 12 | Average Weekday | SCE | 1-in-2 | 2029 | 21 |  |  |  | 55.8111 | 1
| Zone | South of Lugo | 12 | Average Weekday | SCE | 1-in-2 | 2029 | 22 |  |  |  | 54.7683 | 1
| Zone | South of Lugo | 12 | Average Weekday | SCE | 1-in-2 | 2029 | 23 |  |  |  | 53.8381 | 1
| Zone | South of Lugo | 12 | Average Weekday | SCE | 1-in-2 | 2029 | 24 |  |  |  | 53.0334 | 1
| Zone | South of Lugo | 12 | Monthly System Peak Day | SCE | 1-in-2 | 2029 | 1 |  |  |  | 45.9917 | 1
| Zone | South of Lugo | 12 | Monthly System Peak Day | SCE | 1-in-2 | 2029 | 2 |  |  |  | 45.5597 | 1
| Zone | South of Lugo | 12 | Monthly System Peak Day | SCE | 1-in-2 | 2029 | 3 |  |  |  | 45.7214 | 1
| Zone | South of Lugo | 12 | Monthly System Peak Day | SCE | 1-in-2 | 2029 | 4 |  |  |  | 45.8997 | 1
| Zone | South of Lugo | 12 | Monthly System Peak Day | SCE | 1-in-2 | 2029 | 5 |  |  |  | 45.8736 | 1
| Zone | South of Lugo | 12 | Monthly System Peak Day | SCE | 1-in-2 | 2029 | 6 |  |  |  | 45.6872 | 1
| Zone | South of Lugo | 12 | Monthly System Peak Day | SCE | 1-in-2 | 2029 | 7 |  |  |  | 45.7017 | 1
| Zone | South of Lugo | 12 | Monthly System Peak Day | SCE | 1-in-2 | 2029 | 8 |  |  |  | 45.74 | 1
| Zone | South of Lugo | 12 | Monthly System Peak Day | SCE | 1-in-2 | 2029 | 9 |  |  |  | 46.5792 | 1
| Zone | South of Lugo | 12 | Monthly System Peak Day | SCE | 1-in-2 | 2029 | 10 |  |  |  | 49.5064 | 1
| Zone | South of Lugo | 12 | Monthly System Peak Day | SCE | 1-in-2 | 2029 | 11 |  |  |  | 52.5481 | 1
| Zone | South of Lugo | 12 | Monthly System Peak Day | SCE | 1-in-2 | 2029 | 12 |  |  |  | 55.7542 | 1
| Zone | South of Lugo | 12 | Monthly System Peak Day | SCE | 1-in-2 | 2029 | 13 |  |  |  | 57.4317 | 1
| Zone | South of Lugo | 12 | Monthly System Peak Day | SCE | 1-in-2 | 2029 | 14 |  |  |  | 58.4739 | 1
| Zone | South of Lugo | 12 | Monthly System Peak Day | SCE | 1-in-2 | 2029 | 15 |  |  |  | 59.1544 | 1
| Zone | South of Lugo | 12 | Monthly System Peak Day | SCE | 1-in-2 | 2029 | 16 |  |  |  | 59.4806 | 1
| Zone | South of Lugo | 12 | Monthly System Peak Day | SCE | 1-in-2 | 2029 | 17 |  |  |  | 58.9819 | 1
| Zone | South of Lugo | 12 | Monthly System Peak Day | SCE | 1-in-2 | 2029 | 18 |  |  |  | 57.1061 | 1
| Zone | South of Lugo | 12 | Monthly System Peak Day | SCE | 1-in-2 | 2029 | 19 |  |  |  | 54.6917 | 1
| Zone | South of Lugo | 12 | Monthly System Peak Day | SCE | 1-in-2 | 2029 | 20 |  |  |  | 53.4083 | 1
| Zone | South of Lugo | 12 | Monthly System Peak Day | SCE | 1-in-2 | 2029 | 21 |  |  |  | 51.9811 | 1
| Zone | South of Lugo | 12 | Monthly System Peak Day | SCE | 1-in-2 | 2029 | 22 |  |  |  | 50.3236 | 1
| Zone | South of Lugo | 12 | Monthly System Peak Day | SCE | 1-in-2 | 2029 | 23 |  |  |  | 48.5106 | 1
| Zone | South of Lugo | 12 | Monthly System Peak Day | SCE | 1-in-2 | 2029 | 24 |  |  |  | 47.1386 | 1
| Zone | South of Lugo | 1 | Average Weekday | SCE | 1-in-2 | 2030 | 1 |  |  |  | 54.2503 | 1
| Zone | South of Lugo | 1 | Average Weekday | SCE | 1-in-2 | 2030 | 2 |  |  |  | 53.245 | 1
| Zone | South of Lugo | 1 | Average Weekday | SCE | 1-in-2 | 2030 | 3 |  |  |  | 52.5234 | 1
| Zone | South of Lugo | 1 | Average Weekday | SCE | 1-in-2 | 2030 | 4 |  |  |  | 52.0482 | 1
| Zone | South of Lugo | 1 | Average Weekday | SCE | 1-in-2 | 2030 | 5 |  |  |  | 51.4759 | 1
| Zone | South of Lugo | 1 | Average Weekday | SCE | 1-in-2 | 2030 | 6 |  |  |  | 51.056 | 1
| Zone | South of Lugo | 1 | Average Weekday | SCE | 1-in-2 | 2030 | 7 |  |  |  | 50.9637 | 1
| Zone | South of Lugo | 1 | Average Weekday | SCE | 1-in-2 | 2030 | 8 |  |  |  | 50.9324 | 1
| Zone | South of Lugo | 1 | Average Weekday | SCE | 1-in-2 | 2030 | 9 |  |  |  | 51.558 | 1
| Zone | South of Lugo | 1 | Average Weekday | SCE | 1-in-2 | 2030 | 10 |  |  |  | 54.7017 | 1
| Zone | South of Lugo | 1 | Average Weekday | SCE | 1-in-2 | 2030 | 11 |  |  |  | 58.8512 | 1
| Zone | South of Lugo | 1 | Average Weekday | SCE | 1-in-2 | 2030 | 12 |  |  |  | 62.5358 | 1
| Zone | South of Lugo | 1 | Average Weekday | SCE | 1-in-2 | 2030 | 13 |  |  |  | 65.3512 | 1
| Zone | South of Lugo | 1 | Average Weekday | SCE | 1-in-2 | 2030 | 14 |  |  |  | 67.2939 | 1
| Zone | South of Lugo | 1 | Average Weekday | SCE | 1-in-2 | 2030 | 15 |  |  |  | 68.4604 | 1
| Zone | South of Lugo | 1 | Average Weekday | SCE | 1-in-2 | 2030 | 16 |  |  |  | 68.8114 | 1
| Zone | South of Lugo | 1 | Average Weekday | SCE | 1-in-2 | 2030 | 17 |  |  |  | 68.157 | 1
| Zone | South of Lugo | 1 | Average Weekday | SCE | 1-in-2 | 2030 | 18 |  |  |  | 66.2965 | 1
| Zone | South of Lugo | 1 | Average Weekday | SCE | 1-in-2 | 2030 | 19 |  |  |  | 63.4532 | 1
| Zone | South of Lugo | 1 | Average Weekday | SCE | 1-in-2 | 2030 | 20 |  |  |  | 61.3863 | 1
| Zone | South of Lugo | 1 | Average Weekday | SCE | 1-in-2 | 2030 | 21 |  |  |  | 59.9236 | 1
| Zone | South of Lugo | 1 | Average Weekday | SCE | 1-in-2 | 2030 | 22 |  |  |  | 58.4919 | 1
| Zone | South of Lugo | 1 | Average Weekday | SCE | 1-in-2 | 2030 | 23 |  |  |  | 57.092 | 1
| Zone | South of Lugo | 1 | Average Weekday | SCE | 1-in-2 | 2030 | 24 |  |  |  | 55.8453 | 1
| Zone | South of Lugo | 1 | Monthly System Peak Day | SCE | 1-in-2 | 2030 | 1 |  |  |  | 47.7986 | 1
| Zone | South of Lugo | 1 | Monthly System Peak Day | SCE | 1-in-2 | 2030 | 2 |  |  |  | 46.7125 | 1
| Zone | South of Lugo | 1 | Monthly System Peak Day | SCE | 1-in-2 | 2030 | 3 |  |  |  | 44.6117 | 1
| Zone | South of Lugo | 1 | Monthly System Peak Day | SCE | 1-in-2 | 2030 | 4 |  |  |  | 43.7064 | 1
| Zone | South of Lugo | 1 | Monthly System Peak Day | SCE | 1-in-2 | 2030 | 5 |  |  |  | 42.8767 | 1
| Zone | South of Lugo | 1 | Monthly System Peak Day | SCE | 1-in-2 | 2030 | 6 |  |  |  | 42.57 | 1
| Zone | South of Lugo | 1 | Monthly System Peak Day | SCE | 1-in-2 | 2030 | 7 |  |  |  | 42.2903 | 1
| Zone | South of Lugo | 1 | Monthly System Peak Day | SCE | 1-in-2 | 2030 | 8 |  |  |  | 42.6981 | 1
| Zone | South of Lugo | 1 | Monthly System Peak Day | SCE | 1-in-2 | 2030 | 9 |  |  |  | 43.4283 | 1
| Zone | South of Lugo | 1 | Monthly System Peak Day | SCE | 1-in-2 | 2030 | 10 |  |  |  | 46.0053 | 1
| Zone | South of Lugo | 1 | Monthly System Peak Day | SCE | 1-in-2 | 2030 | 11 |  |  |  | 49.6397 | 1
| Zone | South of Lugo | 1 | Monthly System Peak Day | SCE | 1-in-2 | 2030 | 12 |  |  |  | 52.3583 | 1
| Zone | South of Lugo | 1 | Monthly System Peak Day | SCE | 1-in-2 | 2030 | 13 |  |  |  | 53.9456 | 1
| Zone | South of Lugo | 1 | Monthly System Peak Day | SCE | 1-in-2 | 2030 | 14 |  |  |  | 53.7817 | 1
| Zone | South of Lugo | 1 | Monthly System Peak Day | SCE | 1-in-2 | 2030 | 15 |  |  |  | 53.4681 | 1
| Zone | South of Lugo | 1 | Monthly System Peak Day | SCE | 1-in-2 | 2030 | 16 |  |  |  | 54.5822 | 1
| Zone | South of Lugo | 1 | Monthly System Peak Day | SCE | 1-in-2 | 2030 | 17 |  |  |  | 55.2931 | 1
| Zone | South of Lugo | 1 | Monthly System Peak Day | SCE | 1-in-2 | 2030 | 18 |  |  |  | 54.4483 | 1
| Zone | South of Lugo | 1 | Monthly System Peak Day | SCE | 1-in-2 | 2030 | 19 |  |  |  | 52.6003 | 1
| Zone | South of Lugo | 1 | Monthly System Peak Day | SCE | 1-in-2 | 2030 | 20 |  |  |  | 51.2761 | 1
| Zone | South of Lugo | 1 | Monthly System Peak Day | SCE | 1-in-2 | 2030 | 21 |  |  |  | 50.3567 | 1
| Zone | South of Lugo | 1 | Monthly System Peak Day | SCE | 1-in-2 | 2030 | 22 |  |  |  | 49.27 | 1
| Zone | South of Lugo | 1 | Monthly System Peak Day | SCE | 1-in-2 | 2030 | 23 |  |  |  | 48.0264 | 1
| Zone | South of Lugo | 1 | Monthly System Peak Day | SCE | 1-in-2 | 2030 | 24 |  |  |  | 47.0872 | 1
| Zone | South of Lugo | 2 | Average Weekday | SCE | 1-in-2 | 2030 | 1 |  |  |  | 53.6409 | 1
| Zone | South of Lugo | 2 | Average Weekday | SCE | 1-in-2 | 2030 | 2 |  |  |  | 52.8383 | 1
| Zone | South of Lugo | 2 | Average Weekday | SCE | 1-in-2 | 2030 | 3 |  |  |  | 52.0969 | 1
| Zone | South of Lugo | 2 | Average Weekday | SCE | 1-in-2 | 2030 | 4 |  |  |  | 51.3915 | 1
| Zone | South of Lugo | 2 | Average Weekday | SCE | 1-in-2 | 2030 | 5 |  |  |  | 50.8331 | 1
| Zone | South of Lugo | 2 | Average Weekday | SCE | 1-in-2 | 2030 | 6 |  |  |  | 50.3523 | 1
| Zone | South of Lugo | 2 | Average Weekday | SCE | 1-in-2 | 2030 | 7 |  |  |  | 50.0344 | 1
| Zone | South of Lugo | 2 | Average Weekday | SCE | 1-in-2 | 2030 | 8 |  |  |  | 49.9834 | 1
| Zone | South of Lugo | 2 | Average Weekday | SCE | 1-in-2 | 2030 | 9 |  |  |  | 51.6122 | 1
| Zone | South of Lugo | 2 | Average Weekday | SCE | 1-in-2 | 2030 | 10 |  |  |  | 54.9783 | 1
| Zone | South of Lugo | 2 | Average Weekday | SCE | 1-in-2 | 2030 | 11 |  |  |  | 58.403 | 1
| Zone | South of Lugo | 2 | Average Weekday | SCE | 1-in-2 | 2030 | 12 |  |  |  | 61.6492 | 1
| Zone | South of Lugo | 2 | Average Weekday | SCE | 1-in-2 | 2030 | 13 |  |  |  | 64.111 | 1
| Zone | South of Lugo | 2 | Average Weekday | SCE | 1-in-2 | 2030 | 14 |  |  |  | 65.7296 | 1
| Zone | South of Lugo | 2 | Average Weekday | SCE | 1-in-2 | 2030 | 15 |  |  |  | 66.5412 | 1
| Zone | South of Lugo | 2 | Average Weekday | SCE | 1-in-2 | 2030 | 16 |  |  |  | 66.6457 | 1
| Zone | South of Lugo | 2 | Average Weekday | SCE | 1-in-2 | 2030 | 17 |  |  |  | 66.0498 | 1
| Zone | South of Lugo | 2 | Average Weekday | SCE | 1-in-2 | 2030 | 18 |  |  |  | 64.5749 | 1
| Zone | South of Lugo | 2 | Average Weekday | SCE | 1-in-2 | 2030 | 19 |  |  |  | 61.9217 | 1
| Zone | South of Lugo | 2 | Average Weekday | SCE | 1-in-2 | 2030 | 20 |  |  |  | 59.7283 | 1
| Zone | South of Lugo | 2 | Average Weekday | SCE | 1-in-2 | 2030 | 21 |  |  |  | 58.2571 | 1
| Zone | South of Lugo | 2 | Average Weekday | SCE | 1-in-2 | 2030 | 22 |  |  |  | 57.0983 | 1
| Zone | South of Lugo | 2 | Average Weekday | SCE | 1-in-2 | 2030 | 23 |  |  |  | 55.9459 | 1
| Zone | South of Lugo | 2 | Average Weekday | SCE | 1-in-2 | 2030 | 24 |  |  |  | 54.8236 | 1
| Zone | South of Lugo | 2 | Monthly System Peak Day | SCE | 1-in-2 | 2030 | 1 |  |  |  | 44.2064 | 1
| Zone | South of Lugo | 2 | Monthly System Peak Day | SCE | 1-in-2 | 2030 | 2 |  |  |  | 43.8683 | 1
| Zone | South of Lugo | 2 | Monthly System Peak Day | SCE | 1-in-2 | 2030 | 3 |  |  |  | 43.4325 | 1
| Zone | South of Lugo | 2 | Monthly System Peak Day | SCE | 1-in-2 | 2030 | 4 |  |  |  | 43.1303 | 1
| Zone | South of Lugo | 2 | Monthly System Peak Day | SCE | 1-in-2 | 2030 | 5 |  |  |  | 42.5356 | 1
| Zone | South of Lugo | 2 | Monthly System Peak Day | SCE | 1-in-2 | 2030 | 6 |  |  |  | 41.8078 | 1
| Zone | South of Lugo | 2 | Monthly System Peak Day | SCE | 1-in-2 | 2030 | 7 |  |  |  | 41.6083 | 1
| Zone | South of Lugo | 2 | Monthly System Peak Day | SCE | 1-in-2 | 2030 | 8 |  |  |  | 41.5656 | 1
| Zone | South of Lugo | 2 | Monthly System Peak Day | SCE | 1-in-2 | 2030 | 9 |  |  |  | 42.9272 | 1
| Zone | South of Lugo | 2 | Monthly System Peak Day | SCE | 1-in-2 | 2030 | 10 |  |  |  | 45.5697 | 1
| Zone | South of Lugo | 2 | Monthly System Peak Day | SCE | 1-in-2 | 2030 | 11 |  |  |  | 48.4017 | 1
| Zone | South of Lugo | 2 | Monthly System Peak Day | SCE | 1-in-2 | 2030 | 12 |  |  |  | 50.6014 | 1
| Zone | South of Lugo | 2 | Monthly System Peak Day | SCE | 1-in-2 | 2030 | 13 |  |  |  | 52.3811 | 1
| Zone | South of Lugo | 2 | Monthly System Peak Day | SCE | 1-in-2 | 2030 | 14 |  |  |  | 53.8483 | 1
| Zone | South of Lugo | 2 | Monthly System Peak Day | SCE | 1-in-2 | 2030 | 15 |  |  |  | 55.3164 | 1
| Zone | South of Lugo | 2 | Monthly System Peak Day | SCE | 1-in-2 | 2030 | 16 |  |  |  | 56.2403 | 1
| Zone | South of Lugo | 2 | Monthly System Peak Day | SCE | 1-in-2 | 2030 | 17 |  |  |  | 56.4522 | 1
| Zone | South of Lugo | 2 | Monthly System Peak Day | SCE | 1-in-2 | 2030 | 18 |  |  |  | 55.6875 | 1
| Zone | South of Lugo | 2 | Monthly System Peak Day | SCE | 1-in-2 | 2030 | 19 |  |  |  | 53.9058 | 1
| Zone | South of Lugo | 2 | Monthly System Peak Day | SCE | 1-in-2 | 2030 | 20 |  |  |  | 52.2394 | 1
| Zone | South of Lugo | 2 | Monthly System Peak Day | SCE | 1-in-2 | 2030 | 21 |  |  |  | 50.8806 | 1
| Zone | South of Lugo | 2 | Monthly System Peak Day | SCE | 1-in-2 | 2030 | 22 |  |  |  | 49.6031 | 1
| Zone | South of Lugo | 2 | Monthly System Peak Day | SCE | 1-in-2 | 2030 | 23 |  |  |  | 48.2975 | 1
| Zone | South of Lugo | 2 | Monthly System Peak Day | SCE | 1-in-2 | 2030 | 24 |  |  |  | 46.9983 | 1
| Zone | South of Lugo | 3 | Average Weekday | SCE | 1-in-2 | 2030 | 1 |  |  |  | 55.9497 | 1
| Zone | South of Lugo | 3 | Average Weekday | SCE | 1-in-2 | 2030 | 2 |  |  |  | 55.0646 | 1
| Zone | South of Lugo | 3 | Average Weekday | SCE | 1-in-2 | 2030 | 3 |  |  |  | 54.2569 | 1
| Zone | South of Lugo | 3 | Average Weekday | SCE | 1-in-2 | 2030 | 4 |  |  |  | 53.6471 | 1
| Zone | South of Lugo | 3 | Average Weekday | SCE | 1-in-2 | 2030 | 5 |  |  |  | 53.0462 | 1
| Zone | South of Lugo | 3 | Average Weekday | SCE | 1-in-2 | 2030 | 6 |  |  |  | 52.6834 | 1
| Zone | South of Lugo | 3 | Average Weekday | SCE | 1-in-2 | 2030 | 7 |  |  |  | 52.3696 | 1
| Zone | South of Lugo | 3 | Average Weekday | SCE | 1-in-2 | 2030 | 8 |  |  |  | 52.2268 | 1
| Zone | South of Lugo | 3 | Average Weekday | SCE | 1-in-2 | 2030 | 9 |  |  |  | 53.37 | 1
| Zone | South of Lugo | 3 | Average Weekday | SCE | 1-in-2 | 2030 | 10 |  |  |  | 56.119 | 1
| Zone | South of Lugo | 3 | Average Weekday | SCE | 1-in-2 | 2030 | 11 |  |  |  | 59.3661 | 1
| Zone | South of Lugo | 3 | Average Weekday | SCE | 1-in-2 | 2030 | 12 |  |  |  | 62.5066 | 1
| Zone | South of Lugo | 3 | Average Weekday | SCE | 1-in-2 | 2030 | 13 |  |  |  | 64.895 | 1
| Zone | South of Lugo | 3 | Average Weekday | SCE | 1-in-2 | 2030 | 14 |  |  |  | 66.3632 | 1
| Zone | South of Lugo | 3 | Average Weekday | SCE | 1-in-2 | 2030 | 15 |  |  |  | 67.3388 | 1
| Zone | South of Lugo | 3 | Average Weekday | SCE | 1-in-2 | 2030 | 16 |  |  |  | 68.0514 | 1
| Zone | South of Lugo | 3 | Average Weekday | SCE | 1-in-2 | 2030 | 17 |  |  |  | 68.1652 | 1
| Zone | South of Lugo | 3 | Average Weekday | SCE | 1-in-2 | 2030 | 18 |  |  |  | 67.2537 | 1
| Zone | South of Lugo | 3 | Average Weekday | SCE | 1-in-2 | 2030 | 19 |  |  |  | 65.6711 | 1
| Zone | South of Lugo | 3 | Average Weekday | SCE | 1-in-2 | 2030 | 20 |  |  |  | 63.2882 | 1
| Zone | South of Lugo | 3 | Average Weekday | SCE | 1-in-2 | 2030 | 21 |  |  |  | 61.0154 | 1
| Zone | South of Lugo | 3 | Average Weekday | SCE | 1-in-2 | 2030 | 22 |  |  |  | 59.5358 | 1
| Zone | South of Lugo | 3 | Average Weekday | SCE | 1-in-2 | 2030 | 23 |  |  |  | 58.3916 | 1
| Zone | South of Lugo | 3 | Average Weekday | SCE | 1-in-2 | 2030 | 24 |  |  |  | 57.343 | 1
| Zone | South of Lugo | 3 | Monthly System Peak Day | SCE | 1-in-2 | 2030 | 1 |  |  |  | 58.2011 | 1
| Zone | South of Lugo | 3 | Monthly System Peak Day | SCE | 1-in-2 | 2030 | 2 |  |  |  | 56.8633 | 1
| Zone | South of Lugo | 3 | Monthly System Peak Day | SCE | 1-in-2 | 2030 | 3 |  |  |  | 55.3564 | 1
| Zone | South of Lugo | 3 | Monthly System Peak Day | SCE | 1-in-2 | 2030 | 4 |  |  |  | 54.6689 | 1
| Zone | South of Lugo | 3 | Monthly System Peak Day | SCE | 1-in-2 | 2030 | 5 |  |  |  | 53.6828 | 1
| Zone | South of Lugo | 3 | Monthly System Peak Day | SCE | 1-in-2 | 2030 | 6 |  |  |  | 52.8817 | 1
| Zone | South of Lugo | 3 | Monthly System Peak Day | SCE | 1-in-2 | 2030 | 7 |  |  |  | 52.4267 | 1
| Zone | South of Lugo | 3 | Monthly System Peak Day | SCE | 1-in-2 | 2030 | 8 |  |  |  | 52.1092 | 1
| Zone | South of Lugo | 3 | Monthly System Peak Day | SCE | 1-in-2 | 2030 | 9 |  |  |  | 52.6725 | 1
| Zone | South of Lugo | 3 | Monthly System Peak Day | SCE | 1-in-2 | 2030 | 10 |  |  |  | 55.7753 | 1
| Zone | South of Lugo | 3 | Monthly System Peak Day | SCE | 1-in-2 | 2030 | 11 |  |  |  | 60.8097 | 1
| Zone | South of Lugo | 3 | Monthly System Peak Day | SCE | 1-in-2 | 2030 | 12 |  |  |  | 65.2567 | 1
| Zone | South of Lugo | 3 | Monthly System Peak Day | SCE | 1-in-2 | 2030 | 13 |  |  |  | 67.795 | 1
| Zone | South of Lugo | 3 | Monthly System Peak Day | SCE | 1-in-2 | 2030 | 14 |  |  |  | 69.1758 | 1
| Zone | South of Lugo | 3 | Monthly System Peak Day | SCE | 1-in-2 | 2030 | 15 |  |  |  | 70.2303 | 1
| Zone | South of Lugo | 3 | Monthly System Peak Day | SCE | 1-in-2 | 2030 | 16 |  |  |  | 71.1492 | 1
| Zone | South of Lugo | 3 | Monthly System Peak Day | SCE | 1-in-2 | 2030 | 17 |  |  |  | 71.2442 | 1
| Zone | South of Lugo | 3 | Monthly System Peak Day | SCE | 1-in-2 | 2030 | 18 |  |  |  | 70.7628 | 1
| Zone | South of Lugo | 3 | Monthly System Peak Day | SCE | 1-in-2 | 2030 | 19 |  |  |  | 69.2636 | 1
| Zone | South of Lugo | 3 | Monthly System Peak Day | SCE | 1-in-2 | 2030 | 20 |  |  |  | 66.4033 | 1
| Zone | South of Lugo | 3 | Monthly System Peak Day | SCE | 1-in-2 | 2030 | 21 |  |  |  | 63.4692 | 1
| Zone | South of Lugo | 3 | Monthly System Peak Day | SCE | 1-in-2 | 2030 | 22 |  |  |  | 61.8089 | 1
| Zone | South of Lugo | 3 | Monthly System Peak Day | SCE | 1-in-2 | 2030 | 23 |  |  |  | 60.2836 | 1
| Zone | South of Lugo | 3 | Monthly System Peak Day | SCE | 1-in-2 | 2030 | 24 |  |  |  | 58.895 | 1
| Zone | South of Lugo | 4 | Average Weekday | SCE | 1-in-2 | 2030 | 1 |  |  |  | 58.15 | 1
| Zone | South of Lugo | 4 | Average Weekday | SCE | 1-in-2 | 2030 | 2 |  |  |  | 57.2566 | 1
| Zone | South of Lugo | 4 | Average Weekday | SCE | 1-in-2 | 2030 | 3 |  |  |  | 56.41 | 1
| Zone | South of Lugo | 4 | Average Weekday | SCE | 1-in-2 | 2030 | 4 |  |  |  | 55.7055 | 1
| Zone | South of Lugo | 4 | Average Weekday | SCE | 1-in-2 | 2030 | 5 |  |  |  | 55.0724 | 1
| Zone | South of Lugo | 4 | Average Weekday | SCE | 1-in-2 | 2030 | 6 |  |  |  | 54.6253 | 1
| Zone | South of Lugo | 4 | Average Weekday | SCE | 1-in-2 | 2030 | 7 |  |  |  | 54.3086 | 1
| Zone | South of Lugo | 4 | Average Weekday | SCE | 1-in-2 | 2030 | 8 |  |  |  | 54.3317 | 1
| Zone | South of Lugo | 4 | Average Weekday | SCE | 1-in-2 | 2030 | 9 |  |  |  | 55.9264 | 1
| Zone | South of Lugo | 4 | Average Weekday | SCE | 1-in-2 | 2030 | 10 |  |  |  | 58.596 | 1
| Zone | South of Lugo | 4 | Average Weekday | SCE | 1-in-2 | 2030 | 11 |  |  |  | 61.4242 | 1
| Zone | South of Lugo | 4 | Average Weekday | SCE | 1-in-2 | 2030 | 12 |  |  |  | 64.2793 | 1
| Zone | South of Lugo | 4 | Average Weekday | SCE | 1-in-2 | 2030 | 13 |  |  |  | 66.5452 | 1
| Zone | South of Lugo | 4 | Average Weekday | SCE | 1-in-2 | 2030 | 14 |  |  |  | 68.2791 | 1
| Zone | South of Lugo | 4 | Average Weekday | SCE | 1-in-2 | 2030 | 15 |  |  |  | 69.5919 | 1
| Zone | South of Lugo | 4 | Average Weekday | SCE | 1-in-2 | 2030 | 16 |  |  |  | 70.212 | 1
| Zone | South of Lugo | 4 | Average Weekday | SCE | 1-in-2 | 2030 | 17 |  |  |  | 70.3359 | 1
| Zone | South of Lugo | 4 | Average Weekday | SCE | 1-in-2 | 2030 | 18 |  |  |  | 69.7872 | 1
| Zone | South of Lugo | 4 | Average Weekday | SCE | 1-in-2 | 2030 | 19 |  |  |  | 68.5917 | 1
| Zone | South of Lugo | 4 | Average Weekday | SCE | 1-in-2 | 2030 | 20 |  |  |  | 66.3136 | 1
| Zone | South of Lugo | 4 | Average Weekday | SCE | 1-in-2 | 2030 | 21 |  |  |  | 63.3123 | 1
| Zone | South of Lugo | 4 | Average Weekday | SCE | 1-in-2 | 2030 | 22 |  |  |  | 61.0779 | 1
| Zone | South of Lugo | 4 | Average Weekday | SCE | 1-in-2 | 2030 | 23 |  |  |  | 59.6904 | 1
| Zone | South of Lugo | 4 | Average Weekday | SCE | 1-in-2 | 2030 | 24 |  |  |  | 58.6399 | 1
| Zone | South of Lugo | 4 | Monthly System Peak Day | SCE | 1-in-2 | 2030 | 1 |  |  |  | 66.8897 | 1
| Zone | South of Lugo | 4 | Monthly System Peak Day | SCE | 1-in-2 | 2030 | 2 |  |  |  | 65.8975 | 1
| Zone | South of Lugo | 4 | Monthly System Peak Day | SCE | 1-in-2 | 2030 | 3 |  |  |  | 64.8122 | 1
| Zone | South of Lugo | 4 | Monthly System Peak Day | SCE | 1-in-2 | 2030 | 4 |  |  |  | 63.7006 | 1
| Zone | South of Lugo | 4 | Monthly System Peak Day | SCE | 1-in-2 | 2030 | 5 |  |  |  | 62.6464 | 1
| Zone | South of Lugo | 4 | Monthly System Peak Day | SCE | 1-in-2 | 2030 | 6 |  |  |  | 61.9178 | 1
| Zone | South of Lugo | 4 | Monthly System Peak Day | SCE | 1-in-2 | 2030 | 7 |  |  |  | 61.2908 | 1
| Zone | South of Lugo | 4 | Monthly System Peak Day | SCE | 1-in-2 | 2030 | 8 |  |  |  | 61.5175 | 1
| Zone | South of Lugo | 4 | Monthly System Peak Day | SCE | 1-in-2 | 2030 | 9 |  |  |  | 63.8247 | 1
| Zone | South of Lugo | 4 | Monthly System Peak Day | SCE | 1-in-2 | 2030 | 10 |  |  |  | 68.56 | 1
| Zone | South of Lugo | 4 | Monthly System Peak Day | SCE | 1-in-2 | 2030 | 11 |  |  |  | 73.8278 | 1
| Zone | South of Lugo | 4 | Monthly System Peak Day | SCE | 1-in-2 | 2030 | 12 |  |  |  | 78.6222 | 1
| Zone | South of Lugo | 4 | Monthly System Peak Day | SCE | 1-in-2 | 2030 | 13 |  |  |  | 82.5194 | 1
| Zone | South of Lugo | 4 | Monthly System Peak Day | SCE | 1-in-2 | 2030 | 14 |  |  |  | 85.1139 | 1
| Zone | South of Lugo | 4 | Monthly System Peak Day | SCE | 1-in-2 | 2030 | 15 |  |  |  | 86.3083 | 1
| Zone | South of Lugo | 4 | Monthly System Peak Day | SCE | 1-in-2 | 2030 | 16 |  |  |  | 86.7528 | 1
| Zone | South of Lugo | 4 | Monthly System Peak Day | SCE | 1-in-2 | 2030 | 17 |  |  |  | 85.5861 | 1
| Zone | South of Lugo | 4 | Monthly System Peak Day | SCE | 1-in-2 | 2030 | 18 |  |  |  | 85.2889 | 1
| Zone | South of Lugo | 4 | Monthly System Peak Day | SCE | 1-in-2 | 2030 | 19 |  |  |  | 83.9667 | 1
| Zone | South of Lugo | 4 | Monthly System Peak Day | SCE | 1-in-2 | 2030 | 20 |  |  |  | 81.2633 | 1
| Zone | South of Lugo | 4 | Monthly System Peak Day | SCE | 1-in-2 | 2030 | 21 |  |  |  | 77.2006 | 1
| Zone | South of Lugo | 4 | Monthly System Peak Day | SCE | 1-in-2 | 2030 | 22 |  |  |  | 74.1328 | 1
| Zone | South of Lugo | 4 | Monthly System Peak Day | SCE | 1-in-2 | 2030 | 23 |  |  |  | 71.9197 | 1
| Zone | South of Lugo | 4 | Monthly System Peak Day | SCE | 1-in-2 | 2030 | 24 |  |  |  | 68.9083 | 1
| Zone | South of Lugo | 5 | Average Weekday | SCE | 1-in-2 | 2030 | 1 |  |  |  | 61.1348 | 1
| Zone | South of Lugo | 5 | Average Weekday | SCE | 1-in-2 | 2030 | 2 |  |  |  | 60.5346 | 1
| Zone | South of Lugo | 5 | Average Weekday | SCE | 1-in-2 | 2030 | 3 |  |  |  | 60.0288 | 1
| Zone | South of Lugo | 5 | Average Weekday | SCE | 1-in-2 | 2030 | 4 |  |  |  | 59.5236 | 1
| Zone | South of Lugo | 5 | Average Weekday | SCE | 1-in-2 | 2030 | 5 |  |  |  | 59.1163 | 1
| Zone | South of Lugo | 5 | Average Weekday | SCE | 1-in-2 | 2030 | 6 |  |  |  | 58.7282 | 1
| Zone | South of Lugo | 5 | Average Weekday | SCE | 1-in-2 | 2030 | 7 |  |  |  | 58.3962 | 1
| Zone | South of Lugo | 5 | Average Weekday | SCE | 1-in-2 | 2030 | 8 |  |  |  | 58.7437 | 1
| Zone | South of Lugo | 5 | Average Weekday | SCE | 1-in-2 | 2030 | 9 |  |  |  | 60.2327 | 1
| Zone | South of Lugo | 5 | Average Weekday | SCE | 1-in-2 | 2030 | 10 |  |  |  | 62.3563 | 1
| Zone | South of Lugo | 5 | Average Weekday | SCE | 1-in-2 | 2030 | 11 |  |  |  | 64.933 | 1
| Zone | South of Lugo | 5 | Average Weekday | SCE | 1-in-2 | 2030 | 12 |  |  |  | 67.3178 | 1
| Zone | South of Lugo | 5 | Average Weekday | SCE | 1-in-2 | 2030 | 13 |  |  |  | 69.4255 | 1
| Zone | South of Lugo | 5 | Average Weekday | SCE | 1-in-2 | 2030 | 14 |  |  |  | 71.148 | 1
| Zone | South of Lugo | 5 | Average Weekday | SCE | 1-in-2 | 2030 | 15 |  |  |  | 72.4241 | 1
| Zone | South of Lugo | 5 | Average Weekday | SCE | 1-in-2 | 2030 | 16 |  |  |  | 73.1156 | 1
| Zone | South of Lugo | 5 | Average Weekday | SCE | 1-in-2 | 2030 | 17 |  |  |  | 73.2273 | 1
| Zone | South of Lugo | 5 | Average Weekday | SCE | 1-in-2 | 2030 | 18 |  |  |  | 72.5655 | 1
| Zone | South of Lugo | 5 | Average Weekday | SCE | 1-in-2 | 2030 | 19 |  |  |  | 71.1484 | 1
| Zone | South of Lugo | 5 | Average Weekday | SCE | 1-in-2 | 2030 | 20 |  |  |  | 68.9891 | 1
| Zone | South of Lugo | 5 | Average Weekday | SCE | 1-in-2 | 2030 | 21 |  |  |  | 66.1434 | 1
| Zone | South of Lugo | 5 | Average Weekday | SCE | 1-in-2 | 2030 | 22 |  |  |  | 63.9125 | 1
| Zone | South of Lugo | 5 | Average Weekday | SCE | 1-in-2 | 2030 | 23 |  |  |  | 62.6515 | 1
| Zone | South of Lugo | 5 | Average Weekday | SCE | 1-in-2 | 2030 | 24 |  |  |  | 61.7451 | 1
| Zone | South of Lugo | 5 | Monthly System Peak Day | SCE | 1-in-2 | 2030 | 1 |  |  |  | 66.0475 | 1
| Zone | South of Lugo | 5 | Monthly System Peak Day | SCE | 1-in-2 | 2030 | 2 |  |  |  | 64.5492 | 1
| Zone | South of Lugo | 5 | Monthly System Peak Day | SCE | 1-in-2 | 2030 | 3 |  |  |  | 63.2322 | 1
| Zone | South of Lugo | 5 | Monthly System Peak Day | SCE | 1-in-2 | 2030 | 4 |  |  |  | 62.2769 | 1
| Zone | South of Lugo | 5 | Monthly System Peak Day | SCE | 1-in-2 | 2030 | 5 |  |  |  | 61.3519 | 1
| Zone | South of Lugo | 5 | Monthly System Peak Day | SCE | 1-in-2 | 2030 | 6 |  |  |  | 60.4378 | 1
| Zone | South of Lugo | 5 | Monthly System Peak Day | SCE | 1-in-2 | 2030 | 7 |  |  |  | 59.9061 | 1
| Zone | South of Lugo | 5 | Monthly System Peak Day | SCE | 1-in-2 | 2030 | 8 |  |  |  | 60.7006 | 1
| Zone | South of Lugo | 5 | Monthly System Peak Day | SCE | 1-in-2 | 2030 | 9 |  |  |  | 64.1961 | 1
| Zone | South of Lugo | 5 | Monthly System Peak Day | SCE | 1-in-2 | 2030 | 10 |  |  |  | 69.1378 | 1
| Zone | South of Lugo | 5 | Monthly System Peak Day | SCE | 1-in-2 | 2030 | 11 |  |  |  | 74.6647 | 1
| Zone | South of Lugo | 5 | Monthly System Peak Day | SCE | 1-in-2 | 2030 | 12 |  |  |  | 79.1169 | 1
| Zone | South of Lugo | 5 | Monthly System Peak Day | SCE | 1-in-2 | 2030 | 13 |  |  |  | 82.1083 | 1
| Zone | South of Lugo | 5 | Monthly System Peak Day | SCE | 1-in-2 | 2030 | 14 |  |  |  | 84.5722 | 1
| Zone | South of Lugo | 5 | Monthly System Peak Day | SCE | 1-in-2 | 2030 | 15 |  |  |  | 85.1464 | 1
| Zone | South of Lugo | 5 | Monthly System Peak Day | SCE | 1-in-2 | 2030 | 16 |  |  |  | 85.8753 | 1
| Zone | South of Lugo | 5 | Monthly System Peak Day | SCE | 1-in-2 | 2030 | 17 |  |  |  | 86.4417 | 1
| Zone | South of Lugo | 5 | Monthly System Peak Day | SCE | 1-in-2 | 2030 | 18 |  |  |  | 85.7194 | 1
| Zone | South of Lugo | 5 | Monthly System Peak Day | SCE | 1-in-2 | 2030 | 19 |  |  |  | 83.6361 | 1
| Zone | South of Lugo | 5 | Monthly System Peak Day | SCE | 1-in-2 | 2030 | 20 |  |  |  | 80.6308 | 1
| Zone | South of Lugo | 5 | Monthly System Peak Day | SCE | 1-in-2 | 2030 | 21 |  |  |  | 76.6228 | 1
| Zone | South of Lugo | 5 | Monthly System Peak Day | SCE | 1-in-2 | 2030 | 22 |  |  |  | 72.9378 | 1
| Zone | South of Lugo | 5 | Monthly System Peak Day | SCE | 1-in-2 | 2030 | 23 |  |  |  | 70.6978 | 1
| Zone | South of Lugo | 5 | Monthly System Peak Day | SCE | 1-in-2 | 2030 | 24 |  |  |  | 69.0661 | 1
| Zone | South of Lugo | 6 | Average Weekday | SCE | 1-in-2 | 2030 | 1 |  |  |  | 63.9782 | 1
| Zone | South of Lugo | 6 | Average Weekday | SCE | 1-in-2 | 2030 | 2 |  |  |  | 63.1095 | 1
| Zone | South of Lugo | 6 | Average Weekday | SCE | 1-in-2 | 2030 | 3 |  |  |  | 62.3522 | 1
| Zone | South of Lugo | 6 | Average Weekday | SCE | 1-in-2 | 2030 | 4 |  |  |  | 61.6996 | 1
| Zone | South of Lugo | 6 | Average Weekday | SCE | 1-in-2 | 2030 | 5 |  |  |  | 61.1746 | 1
| Zone | South of Lugo | 6 | Average Weekday | SCE | 1-in-2 | 2030 | 6 |  |  |  | 60.7294 | 1
| Zone | South of Lugo | 6 | Average Weekday | SCE | 1-in-2 | 2030 | 7 |  |  |  | 60.3883 | 1
| Zone | South of Lugo | 6 | Average Weekday | SCE | 1-in-2 | 2030 | 8 |  |  |  | 60.8863 | 1
| Zone | South of Lugo | 6 | Average Weekday | SCE | 1-in-2 | 2030 | 9 |  |  |  | 62.5691 | 1
| Zone | South of Lugo | 6 | Average Weekday | SCE | 1-in-2 | 2030 | 10 |  |  |  | 65.1324 | 1
| Zone | South of Lugo | 6 | Average Weekday | SCE | 1-in-2 | 2030 | 11 |  |  |  | 68.1945 | 1
| Zone | South of Lugo | 6 | Average Weekday | SCE | 1-in-2 | 2030 | 12 |  |  |  | 71.3648 | 1
| Zone | South of Lugo | 6 | Average Weekday | SCE | 1-in-2 | 2030 | 13 |  |  |  | 73.9036 | 1
| Zone | South of Lugo | 6 | Average Weekday | SCE | 1-in-2 | 2030 | 14 |  |  |  | 76.0368 | 1
| Zone | South of Lugo | 6 | Average Weekday | SCE | 1-in-2 | 2030 | 15 |  |  |  | 77.7526 | 1
| Zone | South of Lugo | 6 | Average Weekday | SCE | 1-in-2 | 2030 | 16 |  |  |  | 78.7286 | 1
| Zone | South of Lugo | 6 | Average Weekday | SCE | 1-in-2 | 2030 | 17 |  |  |  | 79.2035 | 1
| Zone | South of Lugo | 6 | Average Weekday | SCE | 1-in-2 | 2030 | 18 |  |  |  | 78.5518 | 1
| Zone | South of Lugo | 6 | Average Weekday | SCE | 1-in-2 | 2030 | 19 |  |  |  | 77.0958 | 1
| Zone | South of Lugo | 6 | Average Weekday | SCE | 1-in-2 | 2030 | 20 |  |  |  | 74.8612 | 1
| Zone | South of Lugo | 6 | Average Weekday | SCE | 1-in-2 | 2030 | 21 |  |  |  | 71.7224 | 1
| Zone | South of Lugo | 6 | Average Weekday | SCE | 1-in-2 | 2030 | 22 |  |  |  | 68.5028 | 1
| Zone | South of Lugo | 6 | Average Weekday | SCE | 1-in-2 | 2030 | 23 |  |  |  | 66.5545 | 1
| Zone | South of Lugo | 6 | Average Weekday | SCE | 1-in-2 | 2030 | 24 |  |  |  | 65.2126 | 1
| Zone | South of Lugo | 6 | Monthly System Peak Day | SCE | 1-in-2 | 2030 | 1 |  |  |  | 67.0692 | 1
| Zone | South of Lugo | 6 | Monthly System Peak Day | SCE | 1-in-2 | 2030 | 2 |  |  |  | 65.9033 | 1
| Zone | South of Lugo | 6 | Monthly System Peak Day | SCE | 1-in-2 | 2030 | 3 |  |  |  | 65.135 | 1
| Zone | South of Lugo | 6 | Monthly System Peak Day | SCE | 1-in-2 | 2030 | 4 |  |  |  | 64.3161 | 1
| Zone | South of Lugo | 6 | Monthly System Peak Day | SCE | 1-in-2 | 2030 | 5 |  |  |  | 63.5986 | 1
| Zone | South of Lugo | 6 | Monthly System Peak Day | SCE | 1-in-2 | 2030 | 6 |  |  |  | 62.5897 | 1
| Zone | South of Lugo | 6 | Monthly System Peak Day | SCE | 1-in-2 | 2030 | 7 |  |  |  | 62.07 | 1
| Zone | South of Lugo | 6 | Monthly System Peak Day | SCE | 1-in-2 | 2030 | 8 |  |  |  | 63.3292 | 1
| Zone | South of Lugo | 6 | Monthly System Peak Day | SCE | 1-in-2 | 2030 | 9 |  |  |  | 66.2958 | 1
| Zone | South of Lugo | 6 | Monthly System Peak Day | SCE | 1-in-2 | 2030 | 10 |  |  |  | 70.9294 | 1
| Zone | South of Lugo | 6 | Monthly System Peak Day | SCE | 1-in-2 | 2030 | 11 |  |  |  | 74.8111 | 1
| Zone | South of Lugo | 6 | Monthly System Peak Day | SCE | 1-in-2 | 2030 | 12 |  |  |  | 78.54 | 1
| Zone | South of Lugo | 6 | Monthly System Peak Day | SCE | 1-in-2 | 2030 | 13 |  |  |  | 80.0636 | 1
| Zone | South of Lugo | 6 | Monthly System Peak Day | SCE | 1-in-2 | 2030 | 14 |  |  |  | 81.5794 | 1
| Zone | South of Lugo | 6 | Monthly System Peak Day | SCE | 1-in-2 | 2030 | 15 |  |  |  | 83.7931 | 1
| Zone | South of Lugo | 6 | Monthly System Peak Day | SCE | 1-in-2 | 2030 | 16 |  |  |  | 85.1108 | 1
| Zone | South of Lugo | 6 | Monthly System Peak Day | SCE | 1-in-2 | 2030 | 17 |  |  |  | 85.9139 | 1
| Zone | South of Lugo | 6 | Monthly System Peak Day | SCE | 1-in-2 | 2030 | 18 |  |  |  | 84.7444 | 1
| Zone | South of Lugo | 6 | Monthly System Peak Day | SCE | 1-in-2 | 2030 | 19 |  |  |  | 82.1444 | 1
| Zone | South of Lugo | 6 | Monthly System Peak Day | SCE | 1-in-2 | 2030 | 20 |  |  |  | 79.5269 | 1
| Zone | South of Lugo | 6 | Monthly System Peak Day | SCE | 1-in-2 | 2030 | 21 |  |  |  | 76.2128 | 1
| Zone | South of Lugo | 6 | Monthly System Peak Day | SCE | 1-in-2 | 2030 | 22 |  |  |  | 72.9086 | 1
| Zone | South of Lugo | 6 | Monthly System Peak Day | SCE | 1-in-2 | 2030 | 23 |  |  |  | 71.2892 | 1
| Zone | South of Lugo | 6 | Monthly System Peak Day | SCE | 1-in-2 | 2030 | 24 |  |  |  | 69.8431 | 1
| Zone | South of Lugo | 7 | Average Weekday | SCE | 1-in-2 | 2030 | 1 |  |  |  | 68.6348 | 1
| Zone | South of Lugo | 7 | Average Weekday | SCE | 1-in-2 | 2030 | 2 |  |  |  | 67.8546 | 1
| Zone | South of Lugo | 7 | Average Weekday | SCE | 1-in-2 | 2030 | 3 |  |  |  | 67.1611 | 1
| Zone | South of Lugo | 7 | Average Weekday | SCE | 1-in-2 | 2030 | 4 |  |  |  | 66.537 | 1
| Zone | South of Lugo | 7 | Average Weekday | SCE | 1-in-2 | 2030 | 5 |  |  |  | 66.0419 | 1
| Zone | South of Lugo | 7 | Average Weekday | SCE | 1-in-2 | 2030 | 6 |  |  |  | 65.5975 | 1
| Zone | South of Lugo | 7 | Average Weekday | SCE | 1-in-2 | 2030 | 7 |  |  |  | 65.2822 | 1
| Zone | South of Lugo | 7 | Average Weekday | SCE | 1-in-2 | 2030 | 8 |  |  |  | 65.8683 | 1
| Zone | South of Lugo | 7 | Average Weekday | SCE | 1-in-2 | 2030 | 9 |  |  |  | 67.9582 | 1
| Zone | South of Lugo | 7 | Average Weekday | SCE | 1-in-2 | 2030 | 10 |  |  |  | 70.6765 | 1
| Zone | South of Lugo | 7 | Average Weekday | SCE | 1-in-2 | 2030 | 11 |  |  |  | 73.7944 | 1
| Zone | South of Lugo | 7 | Average Weekday | SCE | 1-in-2 | 2030 | 12 |  |  |  | 76.9344 | 1
| Zone | South of Lugo | 7 | Average Weekday | SCE | 1-in-2 | 2030 | 13 |  |  |  | 79.4886 | 1
| Zone | South of Lugo | 7 | Average Weekday | SCE | 1-in-2 | 2030 | 14 |  |  |  | 81.4124 | 1
| Zone | South of Lugo | 7 | Average Weekday | SCE | 1-in-2 | 2030 | 15 |  |  |  | 82.8268 | 1
| Zone | South of Lugo | 7 | Average Weekday | SCE | 1-in-2 | 2030 | 16 |  |  |  | 83.4491 | 1
| Zone | South of Lugo | 7 | Average Weekday | SCE | 1-in-2 | 2030 | 17 |  |  |  | 83.7052 | 1
| Zone | South of Lugo | 7 | Average Weekday | SCE | 1-in-2 | 2030 | 18 |  |  |  | 83.0297 | 1
| Zone | South of Lugo | 7 | Average Weekday | SCE | 1-in-2 | 2030 | 19 |  |  |  | 81.4723 | 1
| Zone | South of Lugo | 7 | Average Weekday | SCE | 1-in-2 | 2030 | 20 |  |  |  | 79.2629 | 1
| Zone | South of Lugo | 7 | Average Weekday | SCE | 1-in-2 | 2030 | 21 |  |  |  | 76.138 | 1
| Zone | South of Lugo | 7 | Average Weekday | SCE | 1-in-2 | 2030 | 22 |  |  |  | 72.8533 | 1
| Zone | South of Lugo | 7 | Average Weekday | SCE | 1-in-2 | 2030 | 23 |  |  |  | 70.8084 | 1
| Zone | South of Lugo | 7 | Average Weekday | SCE | 1-in-2 | 2030 | 24 |  |  |  | 69.575 | 1
| Zone | South of Lugo | 7 | Monthly System Peak Day | SCE | 1-in-2 | 2030 | 1 |  |  |  | 72.2423 | 1
| Zone | South of Lugo | 7 | Monthly System Peak Day | SCE | 1-in-2 | 2030 | 2 |  |  |  | 71.3351 | 1
| Zone | South of Lugo | 7 | Monthly System Peak Day | SCE | 1-in-2 | 2030 | 3 |  |  |  | 70.228 | 1
| Zone | South of Lugo | 7 | Monthly System Peak Day | SCE | 1-in-2 | 2030 | 4 |  |  |  | 69.6182 | 1
| Zone | South of Lugo | 7 | Monthly System Peak Day | SCE | 1-in-2 | 2030 | 5 |  |  |  | 69.2769 | 1
| Zone | South of Lugo | 7 | Monthly System Peak Day | SCE | 1-in-2 | 2030 | 6 |  |  |  | 68.8951 | 1
| Zone | South of Lugo | 7 | Monthly System Peak Day | SCE | 1-in-2 | 2030 | 7 |  |  |  | 68.4341 | 1
| Zone | South of Lugo | 7 | Monthly System Peak Day | SCE | 1-in-2 | 2030 | 8 |  |  |  | 68.8008 | 1
| Zone | South of Lugo | 7 | Monthly System Peak Day | SCE | 1-in-2 | 2030 | 9 |  |  |  | 71.7569 | 1
| Zone | South of Lugo | 7 | Monthly System Peak Day | SCE | 1-in-2 | 2030 | 10 |  |  |  | 75.7528 | 1
| Zone | South of Lugo | 7 | Monthly System Peak Day | SCE | 1-in-2 | 2030 | 11 |  |  |  | 80.0769 | 1
| Zone | South of Lugo | 7 | Monthly System Peak Day | SCE | 1-in-2 | 2030 | 12 |  |  |  | 83.7615 | 1
| Zone | South of Lugo | 7 | Monthly System Peak Day | SCE | 1-in-2 | 2030 | 13 |  |  |  | 86.9231 | 1
| Zone | South of Lugo | 7 | Monthly System Peak Day | SCE | 1-in-2 | 2030 | 14 |  |  |  | 88.8051 | 1
| Zone | South of Lugo | 7 | Monthly System Peak Day | SCE | 1-in-2 | 2030 | 15 |  |  |  | 90.4872 | 1
| Zone | South of Lugo | 7 | Monthly System Peak Day | SCE | 1-in-2 | 2030 | 16 |  |  |  | 90.8692 | 1
| Zone | South of Lugo | 7 | Monthly System Peak Day | SCE | 1-in-2 | 2030 | 17 |  |  |  | 91.9231 | 1
| Zone | South of Lugo | 7 | Monthly System Peak Day | SCE | 1-in-2 | 2030 | 18 |  |  |  | 91.3897 | 1
| Zone | South of Lugo | 7 | Monthly System Peak Day | SCE | 1-in-2 | 2030 | 19 |  |  |  | 89.0718 | 1
| Zone | South of Lugo | 7 | Monthly System Peak Day | SCE | 1-in-2 | 2030 | 20 |  |  |  | 86.6872 | 1
| Zone | South of Lugo | 7 | Monthly System Peak Day | SCE | 1-in-2 | 2030 | 21 |  |  |  | 83.3 | 1
| Zone | South of Lugo | 7 | Monthly System Peak Day | SCE | 1-in-2 | 2030 | 22 |  |  |  | 79.4908 | 1
| Zone | South of Lugo | 7 | Monthly System Peak Day | SCE | 1-in-2 | 2030 | 23 |  |  |  | 76.8203 | 1
| Zone | South of Lugo | 7 | Monthly System Peak Day | SCE | 1-in-2 | 2030 | 24 |  |  |  | 75.1987 | 1
| Zone | South of Lugo | 8 | Average Weekday | SCE | 1-in-2 | 2030 | 1 |  |  |  | 70.0345 | 1
| Zone | South of Lugo | 8 | Average Weekday | SCE | 1-in-2 | 2030 | 2 |  |  |  | 69.0806 | 1
| Zone | South of Lugo | 8 | Average Weekday | SCE | 1-in-2 | 2030 | 3 |  |  |  | 68.2447 | 1
| Zone | South of Lugo | 8 | Average Weekday | SCE | 1-in-2 | 2030 | 4 |  |  |  | 67.5212 | 1
| Zone | South of Lugo | 8 | Average Weekday | SCE | 1-in-2 | 2030 | 5 |  |  |  | 66.9202 | 1
| Zone | South of Lugo | 8 | Average Weekday | SCE | 1-in-2 | 2030 | 6 |  |  |  | 66.3969 | 1
| Zone | South of Lugo | 8 | Average Weekday | SCE | 1-in-2 | 2030 | 7 |  |  |  | 66.0998 | 1
| Zone | South of Lugo | 8 | Average Weekday | SCE | 1-in-2 | 2030 | 8 |  |  |  | 66.163 | 1
| Zone | South of Lugo | 8 | Average Weekday | SCE | 1-in-2 | 2030 | 9 |  |  |  | 68.0861 | 1
| Zone | South of Lugo | 8 | Average Weekday | SCE | 1-in-2 | 2030 | 10 |  |  |  | 71.1121 | 1
| Zone | South of Lugo | 8 | Average Weekday | SCE | 1-in-2 | 2030 | 11 |  |  |  | 74.7632 | 1
| Zone | South of Lugo | 8 | Average Weekday | SCE | 1-in-2 | 2030 | 12 |  |  |  | 78.4705 | 1
| Zone | South of Lugo | 8 | Average Weekday | SCE | 1-in-2 | 2030 | 13 |  |  |  | 81.311 | 1
| Zone | South of Lugo | 8 | Average Weekday | SCE | 1-in-2 | 2030 | 14 |  |  |  | 83.5318 | 1
| Zone | South of Lugo | 8 | Average Weekday | SCE | 1-in-2 | 2030 | 15 |  |  |  | 84.9576 | 1
| Zone | South of Lugo | 8 | Average Weekday | SCE | 1-in-2 | 2030 | 16 |  |  |  | 85.6107 | 1
| Zone | South of Lugo | 8 | Average Weekday | SCE | 1-in-2 | 2030 | 17 |  |  |  | 85.8816 | 1
| Zone | South of Lugo | 8 | Average Weekday | SCE | 1-in-2 | 2030 | 18 |  |  |  | 85.1098 | 1
| Zone | South of Lugo | 8 | Average Weekday | SCE | 1-in-2 | 2030 | 19 |  |  |  | 83.4933 | 1
| Zone | South of Lugo | 8 | Average Weekday | SCE | 1-in-2 | 2030 | 20 |  |  |  | 80.9206 | 1
| Zone | South of Lugo | 8 | Average Weekday | SCE | 1-in-2 | 2030 | 21 |  |  |  | 77.1187 | 1
| Zone | South of Lugo | 8 | Average Weekday | SCE | 1-in-2 | 2030 | 22 |  |  |  | 74.0969 | 1
| Zone | South of Lugo | 8 | Average Weekday | SCE | 1-in-2 | 2030 | 23 |  |  |  | 72.2916 | 1
| Zone | South of Lugo | 8 | Average Weekday | SCE | 1-in-2 | 2030 | 24 |  |  |  | 71.0937 | 1
| Zone | South of Lugo | 8 | Monthly System Peak Day | SCE | 1-in-2 | 2030 | 1 |  |  |  | 78.1795 | 1
| Zone | South of Lugo | 8 | Monthly System Peak Day | SCE | 1-in-2 | 2030 | 2 |  |  |  | 77.0659 | 1
| Zone | South of Lugo | 8 | Monthly System Peak Day | SCE | 1-in-2 | 2030 | 3 |  |  |  | 76.5549 | 1
| Zone | South of Lugo | 8 | Monthly System Peak Day | SCE | 1-in-2 | 2030 | 4 |  |  |  | 75.7885 | 1
| Zone | South of Lugo | 8 | Monthly System Peak Day | SCE | 1-in-2 | 2030 | 5 |  |  |  | 75.3146 | 1
| Zone | South of Lugo | 8 | Monthly System Peak Day | SCE | 1-in-2 | 2030 | 6 |  |  |  | 74.9559 | 1
| Zone | South of Lugo | 8 | Monthly System Peak Day | SCE | 1-in-2 | 2030 | 7 |  |  |  | 74.6141 | 1
| Zone | South of Lugo | 8 | Monthly System Peak Day | SCE | 1-in-2 | 2030 | 8 |  |  |  | 74.7823 | 1
| Zone | South of Lugo | 8 | Monthly System Peak Day | SCE | 1-in-2 | 2030 | 9 |  |  |  | 76.6659 | 1
| Zone | South of Lugo | 8 | Monthly System Peak Day | SCE | 1-in-2 | 2030 | 10 |  |  |  | 80.6795 | 1
| Zone | South of Lugo | 8 | Monthly System Peak Day | SCE | 1-in-2 | 2030 | 11 |  |  |  | 84.5692 | 1
| Zone | South of Lugo | 8 | Monthly System Peak Day | SCE | 1-in-2 | 2030 | 12 |  |  |  | 87.9692 | 1
| Zone | South of Lugo | 8 | Monthly System Peak Day | SCE | 1-in-2 | 2030 | 13 |  |  |  | 90.3 | 1
| Zone | South of Lugo | 8 | Monthly System Peak Day | SCE | 1-in-2 | 2030 | 14 |  |  |  | 92.2385 | 1
| Zone | South of Lugo | 8 | Monthly System Peak Day | SCE | 1-in-2 | 2030 | 15 |  |  |  | 93.7077 | 1
| Zone | South of Lugo | 8 | Monthly System Peak Day | SCE | 1-in-2 | 2030 | 16 |  |  |  | 93.8103 | 1
| Zone | South of Lugo | 8 | Monthly System Peak Day | SCE | 1-in-2 | 2030 | 17 |  |  |  | 93.0154 | 1
| Zone | South of Lugo | 8 | Monthly System Peak Day | SCE | 1-in-2 | 2030 | 18 |  |  |  | 91.7667 | 1
| Zone | South of Lugo | 8 | Monthly System Peak Day | SCE | 1-in-2 | 2030 | 19 |  |  |  | 90.3692 | 1
| Zone | South of Lugo | 8 | Monthly System Peak Day | SCE | 1-in-2 | 2030 | 20 |  |  |  | 88.3385 | 1
| Zone | South of Lugo | 8 | Monthly System Peak Day | SCE | 1-in-2 | 2030 | 21 |  |  |  | 84.8487 | 1
| Zone | South of Lugo | 8 | Monthly System Peak Day | SCE | 1-in-2 | 2030 | 22 |  |  |  | 81.4385 | 1
| Zone | South of Lugo | 8 | Monthly System Peak Day | SCE | 1-in-2 | 2030 | 23 |  |  |  | 79.3128 | 1
| Zone | South of Lugo | 8 | Monthly System Peak Day | SCE | 1-in-2 | 2030 | 24 |  |  |  | 77.8072 | 1
| Zone | South of Lugo | 8 | Typical Event Day | SCE | 1-in-2 | 2030 | 1 |  |  |  | 73.3879 | 1
| Zone | South of Lugo | 8 | Typical Event Day | SCE | 1-in-2 | 2030 | 2 |  |  |  | 72.3336 | 1
| Zone | South of Lugo | 8 | Typical Event Day | SCE | 1-in-2 | 2030 | 3 |  |  |  | 71.5701 | 1
| Zone | South of Lugo | 8 | Typical Event Day | SCE | 1-in-2 | 2030 | 4 |  |  |  | 70.9136 | 1
| Zone | South of Lugo | 8 | Typical Event Day | SCE | 1-in-2 | 2030 | 5 |  |  |  | 70.3249 | 1
| Zone | South of Lugo | 8 | Typical Event Day | SCE | 1-in-2 | 2030 | 6 |  |  |  | 69.7097 | 1
| Zone | South of Lugo | 8 | Typical Event Day | SCE | 1-in-2 | 2030 | 7 |  |  |  | 69.4113 | 1
| Zone | South of Lugo | 8 | Typical Event Day | SCE | 1-in-2 | 2030 | 8 |  |  |  | 69.8227 | 1
| Zone | South of Lugo | 8 | Typical Event Day | SCE | 1-in-2 | 2030 | 9 |  |  |  | 72.166 | 1
| Zone | South of Lugo | 8 | Typical Event Day | SCE | 1-in-2 | 2030 | 10 |  |  |  | 76.4347 | 1
| Zone | South of Lugo | 8 | Typical Event Day | SCE | 1-in-2 | 2030 | 11 |  |  |  | 80.7497 | 1
| Zone | South of Lugo | 8 | Typical Event Day | SCE | 1-in-2 | 2030 | 12 |  |  |  | 84.6027 | 1
| Zone | South of Lugo | 8 | Typical Event Day | SCE | 1-in-2 | 2030 | 13 |  |  |  | 87.3238 | 1
| Zone | South of Lugo | 8 | Typical Event Day | SCE | 1-in-2 | 2030 | 14 |  |  |  | 89.3264 | 1
| Zone | South of Lugo | 8 | Typical Event Day | SCE | 1-in-2 | 2030 | 15 |  |  |  | 90.9715 | 1
| Zone | South of Lugo | 8 | Typical Event Day | SCE | 1-in-2 | 2030 | 16 |  |  |  | 91.3217 | 1
| Zone | South of Lugo | 8 | Typical Event Day | SCE | 1-in-2 | 2030 | 17 |  |  |  | 91.5824 | 1
| Zone | South of Lugo | 8 | Typical Event Day | SCE | 1-in-2 | 2030 | 18 |  |  |  | 90.7228 | 1
| Zone | South of Lugo | 8 | Typical Event Day | SCE | 1-in-2 | 2030 | 19 |  |  |  | 88.882 | 1
| Zone | South of Lugo | 8 | Typical Event Day | SCE | 1-in-2 | 2030 | 20 |  |  |  | 86.5312 | 1
| Zone | South of Lugo | 8 | Typical Event Day | SCE | 1-in-2 | 2030 | 21 |  |  |  | 83.1432 | 1
| Zone | South of Lugo | 8 | Typical Event Day | SCE | 1-in-2 | 2030 | 22 |  |  |  | 79.9623 | 1
| Zone | South of Lugo | 8 | Typical Event Day | SCE | 1-in-2 | 2030 | 23 |  |  |  | 77.8256 | 1
| Zone | South of Lugo | 8 | Typical Event Day | SCE | 1-in-2 | 2030 | 24 |  |  |  | 76.0635 | 1
| Zone | South of Lugo | 9 | Average Weekday | SCE | 1-in-2 | 2030 | 1 |  |  |  | 69.5679 | 1
| Zone | South of Lugo | 9 | Average Weekday | SCE | 1-in-2 | 2030 | 2 |  |  |  | 68.7193 | 1
| Zone | South of Lugo | 9 | Average Weekday | SCE | 1-in-2 | 2030 | 3 |  |  |  | 68.0278 | 1
| Zone | South of Lugo | 9 | Average Weekday | SCE | 1-in-2 | 2030 | 4 |  |  |  | 67.4097 | 1
| Zone | South of Lugo | 9 | Average Weekday | SCE | 1-in-2 | 2030 | 5 |  |  |  | 66.9014 | 1
| Zone | South of Lugo | 9 | Average Weekday | SCE | 1-in-2 | 2030 | 6 |  |  |  | 66.4414 | 1
| Zone | South of Lugo | 9 | Average Weekday | SCE | 1-in-2 | 2030 | 7 |  |  |  | 66.1311 | 1
| Zone | South of Lugo | 9 | Average Weekday | SCE | 1-in-2 | 2030 | 8 |  |  |  | 66.0566 | 1
| Zone | South of Lugo | 9 | Average Weekday | SCE | 1-in-2 | 2030 | 9 |  |  |  | 67.5294 | 1
| Zone | South of Lugo | 9 | Average Weekday | SCE | 1-in-2 | 2030 | 10 |  |  |  | 70.3949 | 1
| Zone | South of Lugo | 9 | Average Weekday | SCE | 1-in-2 | 2030 | 11 |  |  |  | 73.7984 | 1
| Zone | South of Lugo | 9 | Average Weekday | SCE | 1-in-2 | 2030 | 12 |  |  |  | 77.143 | 1
| Zone | South of Lugo | 9 | Average Weekday | SCE | 1-in-2 | 2030 | 13 |  |  |  | 79.9568 | 1
| Zone | South of Lugo | 9 | Average Weekday | SCE | 1-in-2 | 2030 | 14 |  |  |  | 81.9296 | 1
| Zone | South of Lugo | 9 | Average Weekday | SCE | 1-in-2 | 2030 | 15 |  |  |  | 83.0553 | 1
| Zone | South of Lugo | 9 | Average Weekday | SCE | 1-in-2 | 2030 | 16 |  |  |  | 83.4899 | 1
| Zone | South of Lugo | 9 | Average Weekday | SCE | 1-in-2 | 2030 | 17 |  |  |  | 83.3043 | 1
| Zone | South of Lugo | 9 | Average Weekday | SCE | 1-in-2 | 2030 | 18 |  |  |  | 82.3103 | 1
| Zone | South of Lugo | 9 | Average Weekday | SCE | 1-in-2 | 2030 | 19 |  |  |  | 80.5187 | 1
| Zone | South of Lugo | 9 | Average Weekday | SCE | 1-in-2 | 2030 | 20 |  |  |  | 77.4977 | 1
| Zone | South of Lugo | 9 | Average Weekday | SCE | 1-in-2 | 2030 | 21 |  |  |  | 74.4041 | 1
| Zone | South of Lugo | 9 | Average Weekday | SCE | 1-in-2 | 2030 | 22 |  |  |  | 72.588 | 1
| Zone | South of Lugo | 9 | Average Weekday | SCE | 1-in-2 | 2030 | 23 |  |  |  | 71.3442 | 1
| Zone | South of Lugo | 9 | Average Weekday | SCE | 1-in-2 | 2030 | 24 |  |  |  | 70.2551 | 1
| Zone | South of Lugo | 9 | Monthly System Peak Day | SCE | 1-in-2 | 2030 | 1 |  |  |  | 76.4608 | 1
| Zone | South of Lugo | 9 | Monthly System Peak Day | SCE | 1-in-2 | 2030 | 2 |  |  |  | 75.3621 | 1
| Zone | South of Lugo | 9 | Monthly System Peak Day | SCE | 1-in-2 | 2030 | 3 |  |  |  | 74.6651 | 1
| Zone | South of Lugo | 9 | Monthly System Peak Day | SCE | 1-in-2 | 2030 | 4 |  |  |  | 74.1926 | 1
| Zone | South of Lugo | 9 | Monthly System Peak Day | SCE | 1-in-2 | 2030 | 5 |  |  |  | 73.3282 | 1
| Zone | South of Lugo | 9 | Monthly System Peak Day | SCE | 1-in-2 | 2030 | 6 |  |  |  | 72.6123 | 1
| Zone | South of Lugo | 9 | Monthly System Peak Day | SCE | 1-in-2 | 2030 | 7 |  |  |  | 72.7421 | 1
| Zone | South of Lugo | 9 | Monthly System Peak Day | SCE | 1-in-2 | 2030 | 8 |  |  |  | 72.621 | 1
| Zone | South of Lugo | 9 | Monthly System Peak Day | SCE | 1-in-2 | 2030 | 9 |  |  |  | 74.2392 | 1
| Zone | South of Lugo | 9 | Monthly System Peak Day | SCE | 1-in-2 | 2030 | 10 |  |  |  | 78.6872 | 1
| Zone | South of Lugo | 9 | Monthly System Peak Day | SCE | 1-in-2 | 2030 | 11 |  |  |  | 83.9282 | 1
| Zone | South of Lugo | 9 | Monthly System Peak Day | SCE | 1-in-2 | 2030 | 12 |  |  |  | 88.6077 | 1
| Zone | South of Lugo | 9 | Monthly System Peak Day | SCE | 1-in-2 | 2030 | 13 |  |  |  | 92.6256 | 1
| Zone | South of Lugo | 9 | Monthly System Peak Day | SCE | 1-in-2 | 2030 | 14 |  |  |  | 95.3128 | 1
| Zone | South of Lugo | 9 | Monthly System Peak Day | SCE | 1-in-2 | 2030 | 15 |  |  |  | 96.4564 | 1
| Zone | South of Lugo | 9 | Monthly System Peak Day | SCE | 1-in-2 | 2030 | 16 |  |  |  | 96.0103 | 1
| Zone | South of Lugo | 9 | Monthly System Peak Day | SCE | 1-in-2 | 2030 | 17 |  |  |  | 95.9142 | 1
| Zone | South of Lugo | 9 | Monthly System Peak Day | SCE | 1-in-2 | 2030 | 18 |  |  |  | 95.4629 | 1
| Zone | South of Lugo | 9 | Monthly System Peak Day | SCE | 1-in-2 | 2030 | 19 |  |  |  | 94.5256 | 1
| Zone | South of Lugo | 9 | Monthly System Peak Day | SCE | 1-in-2 | 2030 | 20 |  |  |  | 92.141 | 1
| Zone | South of Lugo | 9 | Monthly System Peak Day | SCE | 1-in-2 | 2030 | 21 |  |  |  | 88.6436 | 1
| Zone | South of Lugo | 9 | Monthly System Peak Day | SCE | 1-in-2 | 2030 | 22 |  |  |  | 86.3513 | 1
| Zone | South of Lugo | 9 | Monthly System Peak Day | SCE | 1-in-2 | 2030 | 23 |  |  |  | 84.2231 | 1
| Zone | South of Lugo | 9 | Monthly System Peak Day | SCE | 1-in-2 | 2030 | 24 |  |  |  | 81.7487 | 1
| Zone | South of Lugo | 10 | Average Weekday | SCE | 1-in-2 | 2030 | 1 |  |  |  | 64.658 | 1
| Zone | South of Lugo | 10 | Average Weekday | SCE | 1-in-2 | 2030 | 2 |  |  |  | 63.8062 | 1
| Zone | South of Lugo | 10 | Average Weekday | SCE | 1-in-2 | 2030 | 3 |  |  |  | 62.9019 | 1
| Zone | South of Lugo | 10 | Average Weekday | SCE | 1-in-2 | 2030 | 4 |  |  |  | 62.2469 | 1
| Zone | South of Lugo | 10 | Average Weekday | SCE | 1-in-2 | 2030 | 5 |  |  |  | 61.6376 | 1
| Zone | South of Lugo | 10 | Average Weekday | SCE | 1-in-2 | 2030 | 6 |  |  |  | 61.2473 | 1
| Zone | South of Lugo | 10 | Average Weekday | SCE | 1-in-2 | 2030 | 7 |  |  |  | 60.9326 | 1
| Zone | South of Lugo | 10 | Average Weekday | SCE | 1-in-2 | 2030 | 8 |  |  |  | 60.7842 | 1
| Zone | South of Lugo | 10 | Average Weekday | SCE | 1-in-2 | 2030 | 9 |  |  |  | 61.3719 | 1
| Zone | South of Lugo | 10 | Average Weekday | SCE | 1-in-2 | 2030 | 10 |  |  |  | 63.9419 | 1
| Zone | South of Lugo | 10 | Average Weekday | SCE | 1-in-2 | 2030 | 11 |  |  |  | 67.2273 | 1
| Zone | South of Lugo | 10 | Average Weekday | SCE | 1-in-2 | 2030 | 12 |  |  |  | 70.4369 | 1
| Zone | South of Lugo | 10 | Average Weekday | SCE | 1-in-2 | 2030 | 13 |  |  |  | 73.1782 | 1
| Zone | South of Lugo | 10 | Average Weekday | SCE | 1-in-2 | 2030 | 14 |  |  |  | 75.1897 | 1
| Zone | South of Lugo | 10 | Average Weekday | SCE | 1-in-2 | 2030 | 15 |  |  |  | 76.6368 | 1
| Zone | South of Lugo | 10 | Average Weekday | SCE | 1-in-2 | 2030 | 16 |  |  |  | 77.4598 | 1
| Zone | South of Lugo | 10 | Average Weekday | SCE | 1-in-2 | 2030 | 17 |  |  |  | 77.3466 | 1
| Zone | South of Lugo | 10 | Average Weekday | SCE | 1-in-2 | 2030 | 18 |  |  |  | 76.4242 | 1
| Zone | South of Lugo | 10 | Average Weekday | SCE | 1-in-2 | 2030 | 19 |  |  |  | 74.5143 | 1
| Zone | South of Lugo | 10 | Average Weekday | SCE | 1-in-2 | 2030 | 20 |  |  |  | 71.5232 | 1
| Zone | South of Lugo | 10 | Average Weekday | SCE | 1-in-2 | 2030 | 21 |  |  |  | 69.4376 | 1
| Zone | South of Lugo | 10 | Average Weekday | SCE | 1-in-2 | 2030 | 22 |  |  |  | 67.9225 | 1
| Zone | South of Lugo | 10 | Average Weekday | SCE | 1-in-2 | 2030 | 23 |  |  |  | 66.6274 | 1
| Zone | South of Lugo | 10 | Average Weekday | SCE | 1-in-2 | 2030 | 24 |  |  |  | 65.4949 | 1
| Zone | South of Lugo | 10 | Monthly System Peak Day | SCE | 1-in-2 | 2030 | 1 |  |  |  | 74.6742 | 1
| Zone | South of Lugo | 10 | Monthly System Peak Day | SCE | 1-in-2 | 2030 | 2 |  |  |  | 73.1483 | 1
| Zone | South of Lugo | 10 | Monthly System Peak Day | SCE | 1-in-2 | 2030 | 3 |  |  |  | 70.4508 | 1
| Zone | South of Lugo | 10 | Monthly System Peak Day | SCE | 1-in-2 | 2030 | 4 |  |  |  | 69.3717 | 1
| Zone | South of Lugo | 10 | Monthly System Peak Day | SCE | 1-in-2 | 2030 | 5 |  |  |  | 68.6522 | 1
| Zone | South of Lugo | 10 | Monthly System Peak Day | SCE | 1-in-2 | 2030 | 6 |  |  |  | 68.2467 | 1
| Zone | South of Lugo | 10 | Monthly System Peak Day | SCE | 1-in-2 | 2030 | 7 |  |  |  | 67.8128 | 1
| Zone | South of Lugo | 10 | Monthly System Peak Day | SCE | 1-in-2 | 2030 | 8 |  |  |  | 67.5925 | 1
| Zone | South of Lugo | 10 | Monthly System Peak Day | SCE | 1-in-2 | 2030 | 9 |  |  |  | 68.5853 | 1
| Zone | South of Lugo | 10 | Monthly System Peak Day | SCE | 1-in-2 | 2030 | 10 |  |  |  | 72.8856 | 1
| Zone | South of Lugo | 10 | Monthly System Peak Day | SCE | 1-in-2 | 2030 | 11 |  |  |  | 79.2614 | 1
| Zone | South of Lugo | 10 | Monthly System Peak Day | SCE | 1-in-2 | 2030 | 12 |  |  |  | 84.9889 | 1
| Zone | South of Lugo | 10 | Monthly System Peak Day | SCE | 1-in-2 | 2030 | 13 |  |  |  | 88.8639 | 1
| Zone | South of Lugo | 10 | Monthly System Peak Day | SCE | 1-in-2 | 2030 | 14 |  |  |  | 91.4361 | 1
| Zone | South of Lugo | 10 | Monthly System Peak Day | SCE | 1-in-2 | 2030 | 15 |  |  |  | 92.7056 | 1
| Zone | South of Lugo | 10 | Monthly System Peak Day | SCE | 1-in-2 | 2030 | 16 |  |  |  | 93 | 1
| Zone | South of Lugo | 10 | Monthly System Peak Day | SCE | 1-in-2 | 2030 | 17 |  |  |  | 92.4833 | 1
| Zone | South of Lugo | 10 | Monthly System Peak Day | SCE | 1-in-2 | 2030 | 18 |  |  |  | 91.7389 | 1
| Zone | South of Lugo | 10 | Monthly System Peak Day | SCE | 1-in-2 | 2030 | 19 |  |  |  | 90.6139 | 1
| Zone | South of Lugo | 10 | Monthly System Peak Day | SCE | 1-in-2 | 2030 | 20 |  |  |  | 86.85 | 1
| Zone | South of Lugo | 10 | Monthly System Peak Day | SCE | 1-in-2 | 2030 | 21 |  |  |  | 84.0083 | 1
| Zone | South of Lugo | 10 | Monthly System Peak Day | SCE | 1-in-2 | 2030 | 22 |  |  |  | 82.2222 | 1
| Zone | South of Lugo | 10 | Monthly System Peak Day | SCE | 1-in-2 | 2030 | 23 |  |  |  | 79.4361 | 1
| Zone | South of Lugo | 10 | Monthly System Peak Day | SCE | 1-in-2 | 2030 | 24 |  |  |  | 77.6992 | 1
| Zone | South of Lugo | 11 | Average Weekday | SCE | 1-in-2 | 2030 | 1 |  |  |  | 58.5333 | 1
| Zone | South of Lugo | 11 | Average Weekday | SCE | 1-in-2 | 2030 | 2 |  |  |  | 57.7813 | 1
| Zone | South of Lugo | 11 | Average Weekday | SCE | 1-in-2 | 2030 | 3 |  |  |  | 57.0469 | 1
| Zone | South of Lugo | 11 | Average Weekday | SCE | 1-in-2 | 2030 | 4 |  |  |  | 56.5065 | 1
| Zone | South of Lugo | 11 | Average Weekday | SCE | 1-in-2 | 2030 | 5 |  |  |  | 56.0571 | 1
| Zone | South of Lugo | 11 | Average Weekday | SCE | 1-in-2 | 2030 | 6 |  |  |  | 55.6144 | 1
| Zone | South of Lugo | 11 | Average Weekday | SCE | 1-in-2 | 2030 | 7 |  |  |  | 55.485 | 1
| Zone | South of Lugo | 11 | Average Weekday | SCE | 1-in-2 | 2030 | 8 |  |  |  | 55.4742 | 1
| Zone | South of Lugo | 11 | Average Weekday | SCE | 1-in-2 | 2030 | 9 |  |  |  | 57.1545 | 1
| Zone | South of Lugo | 11 | Average Weekday | SCE | 1-in-2 | 2030 | 10 |  |  |  | 60.4087 | 1
| Zone | South of Lugo | 11 | Average Weekday | SCE | 1-in-2 | 2030 | 11 |  |  |  | 63.8954 | 1
| Zone | South of Lugo | 11 | Average Weekday | SCE | 1-in-2 | 2030 | 12 |  |  |  | 66.8067 | 1
| Zone | South of Lugo | 11 | Average Weekday | SCE | 1-in-2 | 2030 | 13 |  |  |  | 68.9962 | 1
| Zone | South of Lugo | 11 | Average Weekday | SCE | 1-in-2 | 2030 | 14 |  |  |  | 70.4599 | 1
| Zone | South of Lugo | 11 | Average Weekday | SCE | 1-in-2 | 2030 | 15 |  |  |  | 71.3165 | 1
| Zone | South of Lugo | 11 | Average Weekday | SCE | 1-in-2 | 2030 | 16 |  |  |  | 71.3995 | 1
| Zone | South of Lugo | 11 | Average Weekday | SCE | 1-in-2 | 2030 | 17 |  |  |  | 70.5174 | 1
| Zone | South of Lugo | 11 | Average Weekday | SCE | 1-in-2 | 2030 | 18 |  |  |  | 68.4079 | 1
| Zone | South of Lugo | 11 | Average Weekday | SCE | 1-in-2 | 2030 | 19 |  |  |  | 66.0434 | 1
| Zone | South of Lugo | 11 | Average Weekday | SCE | 1-in-2 | 2030 | 20 |  |  |  | 64.3404 | 1
| Zone | South of Lugo | 11 | Average Weekday | SCE | 1-in-2 | 2030 | 21 |  |  |  | 62.8974 | 1
| Zone | South of Lugo | 11 | Average Weekday | SCE | 1-in-2 | 2030 | 22 |  |  |  | 61.5474 | 1
| Zone | South of Lugo | 11 | Average Weekday | SCE | 1-in-2 | 2030 | 23 |  |  |  | 60.3009 | 1
| Zone | South of Lugo | 11 | Average Weekday | SCE | 1-in-2 | 2030 | 24 |  |  |  | 59.3525 | 1
| Zone | South of Lugo | 11 | Monthly System Peak Day | SCE | 1-in-2 | 2030 | 1 |  |  |  | 65.7875 | 1
| Zone | South of Lugo | 11 | Monthly System Peak Day | SCE | 1-in-2 | 2030 | 2 |  |  |  | 64.2083 | 1
| Zone | South of Lugo | 11 | Monthly System Peak Day | SCE | 1-in-2 | 2030 | 3 |  |  |  | 63.0328 | 1
| Zone | South of Lugo | 11 | Monthly System Peak Day | SCE | 1-in-2 | 2030 | 4 |  |  |  | 62.1006 | 1
| Zone | South of Lugo | 11 | Monthly System Peak Day | SCE | 1-in-2 | 2030 | 5 |  |  |  | 61.2594 | 1
| Zone | South of Lugo | 11 | Monthly System Peak Day | SCE | 1-in-2 | 2030 | 6 |  |  |  | 60.3725 | 1
| Zone | South of Lugo | 11 | Monthly System Peak Day | SCE | 1-in-2 | 2030 | 7 |  |  |  | 60.0858 | 1
| Zone | South of Lugo | 11 | Monthly System Peak Day | SCE | 1-in-2 | 2030 | 8 |  |  |  | 60.1878 | 1
| Zone | South of Lugo | 11 | Monthly System Peak Day | SCE | 1-in-2 | 2030 | 9 |  |  |  | 62.6325 | 1
| Zone | South of Lugo | 11 | Monthly System Peak Day | SCE | 1-in-2 | 2030 | 10 |  |  |  | 67.8433 | 1
| Zone | South of Lugo | 11 | Monthly System Peak Day | SCE | 1-in-2 | 2030 | 11 |  |  |  | 74.2411 | 1
| Zone | South of Lugo | 11 | Monthly System Peak Day | SCE | 1-in-2 | 2030 | 12 |  |  |  | 79.9083 | 1
| Zone | South of Lugo | 11 | Monthly System Peak Day | SCE | 1-in-2 | 2030 | 13 |  |  |  | 83.9361 | 1
| Zone | South of Lugo | 11 | Monthly System Peak Day | SCE | 1-in-2 | 2030 | 14 |  |  |  | 86.475 | 1
| Zone | South of Lugo | 11 | Monthly System Peak Day | SCE | 1-in-2 | 2030 | 15 |  |  |  | 87.6361 | 1
| Zone | South of Lugo | 11 | Monthly System Peak Day | SCE | 1-in-2 | 2030 | 16 |  |  |  | 87.3444 | 1
| Zone | South of Lugo | 11 | Monthly System Peak Day | SCE | 1-in-2 | 2030 | 17 |  |  |  | 86.1611 | 1
| Zone | South of Lugo | 11 | Monthly System Peak Day | SCE | 1-in-2 | 2030 | 18 |  |  |  | 83.1111 | 1
| Zone | South of Lugo | 11 | Monthly System Peak Day | SCE | 1-in-2 | 2030 | 19 |  |  |  | 79.5417 | 1
| Zone | South of Lugo | 11 | Monthly System Peak Day | SCE | 1-in-2 | 2030 | 20 |  |  |  | 77.2222 | 1
| Zone | South of Lugo | 11 | Monthly System Peak Day | SCE | 1-in-2 | 2030 | 21 |  |  |  | 74.79 | 1
| Zone | South of Lugo | 11 | Monthly System Peak Day | SCE | 1-in-2 | 2030 | 22 |  |  |  | 73.0744 | 1
| Zone | South of Lugo | 11 | Monthly System Peak Day | SCE | 1-in-2 | 2030 | 23 |  |  |  | 70.7164 | 1
| Zone | South of Lugo | 11 | Monthly System Peak Day | SCE | 1-in-2 | 2030 | 24 |  |  |  | 68.9517 | 1
| Zone | South of Lugo | 12 | Average Weekday | SCE | 1-in-2 | 2030 | 1 |  |  |  | 52.8309 | 1
| Zone | South of Lugo | 12 | Average Weekday | SCE | 1-in-2 | 2030 | 2 |  |  |  | 52.1578 | 1
| Zone | South of Lugo | 12 | Average Weekday | SCE | 1-in-2 | 2030 | 3 |  |  |  | 51.683 | 1
| Zone | South of Lugo | 12 | Average Weekday | SCE | 1-in-2 | 2030 | 4 |  |  |  | 51.2664 | 1
| Zone | South of Lugo | 12 | Average Weekday | SCE | 1-in-2 | 2030 | 5 |  |  |  | 50.8731 | 1
| Zone | South of Lugo | 12 | Average Weekday | SCE | 1-in-2 | 2030 | 6 |  |  |  | 50.3862 | 1
| Zone | South of Lugo | 12 | Average Weekday | SCE | 1-in-2 | 2030 | 7 |  |  |  | 49.994 | 1
| Zone | South of Lugo | 12 | Average Weekday | SCE | 1-in-2 | 2030 | 8 |  |  |  | 49.8333 | 1
| Zone | South of Lugo | 12 | Average Weekday | SCE | 1-in-2 | 2030 | 9 |  |  |  | 50.5885 | 1
| Zone | South of Lugo | 12 | Average Weekday | SCE | 1-in-2 | 2030 | 10 |  |  |  | 52.9118 | 1
| Zone | South of Lugo | 12 | Average Weekday | SCE | 1-in-2 | 2030 | 11 |  |  |  | 55.8123 | 1
| Zone | South of Lugo | 12 | Average Weekday | SCE | 1-in-2 | 2030 | 12 |  |  |  | 58.5248 | 1
| Zone | South of Lugo | 12 | Average Weekday | SCE | 1-in-2 | 2030 | 13 |  |  |  | 60.555 | 1
| Zone | South of Lugo | 12 | Average Weekday | SCE | 1-in-2 | 2030 | 14 |  |  |  | 61.9576 | 1
| Zone | South of Lugo | 12 | Average Weekday | SCE | 1-in-2 | 2030 | 15 |  |  |  | 62.7828 | 1
| Zone | South of Lugo | 12 | Average Weekday | SCE | 1-in-2 | 2030 | 16 |  |  |  | 62.8459 | 1
| Zone | South of Lugo | 12 | Average Weekday | SCE | 1-in-2 | 2030 | 17 |  |  |  | 62.0852 | 1
| Zone | South of Lugo | 12 | Average Weekday | SCE | 1-in-2 | 2030 | 18 |  |  |  | 60.184 | 1
| Zone | South of Lugo | 12 | Average Weekday | SCE | 1-in-2 | 2030 | 19 |  |  |  | 58.2015 | 1
| Zone | South of Lugo | 12 | Average Weekday | SCE | 1-in-2 | 2030 | 20 |  |  |  | 56.8922 | 1
| Zone | South of Lugo | 12 | Average Weekday | SCE | 1-in-2 | 2030 | 21 |  |  |  | 55.8111 | 1
| Zone | South of Lugo | 12 | Average Weekday | SCE | 1-in-2 | 2030 | 22 |  |  |  | 54.7683 | 1
| Zone | South of Lugo | 12 | Average Weekday | SCE | 1-in-2 | 2030 | 23 |  |  |  | 53.8381 | 1
| Zone | South of Lugo | 12 | Average Weekday | SCE | 1-in-2 | 2030 | 24 |  |  |  | 53.0334 | 1
| Zone | South of Lugo | 12 | Monthly System Peak Day | SCE | 1-in-2 | 2030 | 1 |  |  |  | 45.9917 | 1
| Zone | South of Lugo | 12 | Monthly System Peak Day | SCE | 1-in-2 | 2030 | 2 |  |  |  | 45.5597 | 1
| Zone | South of Lugo | 12 | Monthly System Peak Day | SCE | 1-in-2 | 2030 | 3 |  |  |  | 45.7214 | 1
| Zone | South of Lugo | 12 | Monthly System Peak Day | SCE | 1-in-2 | 2030 | 4 |  |  |  | 45.8997 | 1
| Zone | South of Lugo | 12 | Monthly System Peak Day | SCE | 1-in-2 | 2030 | 5 |  |  |  | 45.8736 | 1
| Zone | South of Lugo | 12 | Monthly System Peak Day | SCE | 1-in-2 | 2030 | 6 |  |  |  | 45.6872 | 1
| Zone | South of Lugo | 12 | Monthly System Peak Day | SCE | 1-in-2 | 2030 | 7 |  |  |  | 45.7017 | 1
| Zone | South of Lugo | 12 | Monthly System Peak Day | SCE | 1-in-2 | 2030 | 8 |  |  |  | 45.74 | 1
| Zone | South of Lugo | 12 | Monthly System Peak Day | SCE | 1-in-2 | 2030 | 9 |  |  |  | 46.5792 | 1
| Zone | South of Lugo | 12 | Monthly System Peak Day | SCE | 1-in-2 | 2030 | 10 |  |  |  | 49.5064 | 1
| Zone | South of Lugo | 12 | Monthly System Peak Day | SCE | 1-in-2 | 2030 | 11 |  |  |  | 52.5481 | 1
| Zone | South of Lugo | 12 | Monthly System Peak Day | SCE | 1-in-2 | 2030 | 12 |  |  |  | 55.7542 | 1
| Zone | South of Lugo | 12 | Monthly System Peak Day | SCE | 1-in-2 | 2030 | 13 |  |  |  | 57.4317 | 1
| Zone | South of Lugo | 12 | Monthly System Peak Day | SCE | 1-in-2 | 2030 | 14 |  |  |  | 58.4739 | 1
| Zone | South of Lugo | 12 | Monthly System Peak Day | SCE | 1-in-2 | 2030 | 15 |  |  |  | 59.1544 | 1
| Zone | South of Lugo | 12 | Monthly System Peak Day | SCE | 1-in-2 | 2030 | 16 |  |  |  | 59.4806 | 1
| Zone | South of Lugo | 12 | Monthly System Peak Day | SCE | 1-in-2 | 2030 | 17 |  |  |  | 58.9819 | 1
| Zone | South of Lugo | 12 | Monthly System Peak Day | SCE | 1-in-2 | 2030 | 18 |  |  |  | 57.1061 | 1
| Zone | South of Lugo | 12 | Monthly System Peak Day | SCE | 1-in-2 | 2030 | 19 |  |  |  | 54.6917 | 1
| Zone | South of Lugo | 12 | Monthly System Peak Day | SCE | 1-in-2 | 2030 | 20 |  |  |  | 53.4083 | 1
| Zone | South of Lugo | 12 | Monthly System Peak Day | SCE | 1-in-2 | 2030 | 21 |  |  |  | 51.9811 | 1
| Zone | South of Lugo | 12 | Monthly System Peak Day | SCE | 1-in-2 | 2030 | 22 |  |  |  | 50.3236 | 1
| Zone | South of Lugo | 12 | Monthly System Peak Day | SCE | 1-in-2 | 2030 | 23 |  |  |  | 48.5106 | 1
| Zone | South of Lugo | 12 | Monthly System Peak Day | SCE | 1-in-2 | 2030 | 24 |  |  |  | 47.1386 | 1
| Zone | South of Lugo | 1 | Average Weekday | SCE | 1-in-2 | 2031 | 1 |  |  |  | 54.2503 | 1
| Zone | South of Lugo | 1 | Average Weekday | SCE | 1-in-2 | 2031 | 2 |  |  |  | 53.245 | 1
| Zone | South of Lugo | 1 | Average Weekday | SCE | 1-in-2 | 2031 | 3 |  |  |  | 52.5234 | 1
| Zone | South of Lugo | 1 | Average Weekday | SCE | 1-in-2 | 2031 | 4 |  |  |  | 52.0482 | 1
| Zone | South of Lugo | 1 | Average Weekday | SCE | 1-in-2 | 2031 | 5 |  |  |  | 51.4759 | 1
| Zone | South of Lugo | 1 | Average Weekday | SCE | 1-in-2 | 2031 | 6 |  |  |  | 51.056 | 1
| Zone | South of Lugo | 1 | Average Weekday | SCE | 1-in-2 | 2031 | 7 |  |  |  | 50.9637 | 1
| Zone | South of Lugo | 1 | Average Weekday | SCE | 1-in-2 | 2031 | 8 |  |  |  | 50.9324 | 1
| Zone | South of Lugo | 1 | Average Weekday | SCE | 1-in-2 | 2031 | 9 |  |  |  | 51.558 | 1
| Zone | South of Lugo | 1 | Average Weekday | SCE | 1-in-2 | 2031 | 10 |  |  |  | 54.7017 | 1
| Zone | South of Lugo | 1 | Average Weekday | SCE | 1-in-2 | 2031 | 11 |  |  |  | 58.8512 | 1
| Zone | South of Lugo | 1 | Average Weekday | SCE | 1-in-2 | 2031 | 12 |  |  |  | 62.5358 | 1
| Zone | South of Lugo | 1 | Average Weekday | SCE | 1-in-2 | 2031 | 13 |  |  |  | 65.3512 | 1
| Zone | South of Lugo | 1 | Average Weekday | SCE | 1-in-2 | 2031 | 14 |  |  |  | 67.2939 | 1
| Zone | South of Lugo | 1 | Average Weekday | SCE | 1-in-2 | 2031 | 15 |  |  |  | 68.4604 | 1
| Zone | South of Lugo | 1 | Average Weekday | SCE | 1-in-2 | 2031 | 16 |  |  |  | 68.8114 | 1
| Zone | South of Lugo | 1 | Average Weekday | SCE | 1-in-2 | 2031 | 17 |  |  |  | 68.157 | 1
| Zone | South of Lugo | 1 | Average Weekday | SCE | 1-in-2 | 2031 | 18 |  |  |  | 66.2965 | 1
| Zone | South of Lugo | 1 | Average Weekday | SCE | 1-in-2 | 2031 | 19 |  |  |  | 63.4532 | 1
| Zone | South of Lugo | 1 | Average Weekday | SCE | 1-in-2 | 2031 | 20 |  |  |  | 61.3863 | 1
| Zone | South of Lugo | 1 | Average Weekday | SCE | 1-in-2 | 2031 | 21 |  |  |  | 59.9236 | 1
| Zone | South of Lugo | 1 | Average Weekday | SCE | 1-in-2 | 2031 | 22 |  |  |  | 58.4919 | 1
| Zone | South of Lugo | 1 | Average Weekday | SCE | 1-in-2 | 2031 | 23 |  |  |  | 57.092 | 1
| Zone | South of Lugo | 1 | Average Weekday | SCE | 1-in-2 | 2031 | 24 |  |  |  | 55.8453 | 1
| Zone | South of Lugo | 1 | Monthly System Peak Day | SCE | 1-in-2 | 2031 | 1 |  |  |  | 47.7986 | 1
| Zone | South of Lugo | 1 | Monthly System Peak Day | SCE | 1-in-2 | 2031 | 2 |  |  |  | 46.7125 | 1
| Zone | South of Lugo | 1 | Monthly System Peak Day | SCE | 1-in-2 | 2031 | 3 |  |  |  | 44.6117 | 1
| Zone | South of Lugo | 1 | Monthly System Peak Day | SCE | 1-in-2 | 2031 | 4 |  |  |  | 43.7064 | 1
| Zone | South of Lugo | 1 | Monthly System Peak Day | SCE | 1-in-2 | 2031 | 5 |  |  |  | 42.8767 | 1
| Zone | South of Lugo | 1 | Monthly System Peak Day | SCE | 1-in-2 | 2031 | 6 |  |  |  | 42.57 | 1
| Zone | South of Lugo | 1 | Monthly System Peak Day | SCE | 1-in-2 | 2031 | 7 |  |  |  | 42.2903 | 1
| Zone | South of Lugo | 1 | Monthly System Peak Day | SCE | 1-in-2 | 2031 | 8 |  |  |  | 42.6981 | 1
| Zone | South of Lugo | 1 | Monthly System Peak Day | SCE | 1-in-2 | 2031 | 9 |  |  |  | 43.4283 | 1
| Zone | South of Lugo | 1 | Monthly System Peak Day | SCE | 1-in-2 | 2031 | 10 |  |  |  | 46.0053 | 1
| Zone | South of Lugo | 1 | Monthly System Peak Day | SCE | 1-in-2 | 2031 | 11 |  |  |  | 49.6397 | 1
| Zone | South of Lugo | 1 | Monthly System Peak Day | SCE | 1-in-2 | 2031 | 12 |  |  |  | 52.3583 | 1
| Zone | South of Lugo | 1 | Monthly System Peak Day | SCE | 1-in-2 | 2031 | 13 |  |  |  | 53.9456 | 1
| Zone | South of Lugo | 1 | Monthly System Peak Day | SCE | 1-in-2 | 2031 | 14 |  |  |  | 53.7817 | 1
| Zone | South of Lugo | 1 | Monthly System Peak Day | SCE | 1-in-2 | 2031 | 15 |  |  |  | 53.4681 | 1
| Zone | South of Lugo | 1 | Monthly System Peak Day | SCE | 1-in-2 | 2031 | 16 |  |  |  | 54.5822 | 1
| Zone | South of Lugo | 1 | Monthly System Peak Day | SCE | 1-in-2 | 2031 | 17 |  |  |  | 55.2931 | 1
| Zone | South of Lugo | 1 | Monthly System Peak Day | SCE | 1-in-2 | 2031 | 18 |  |  |  | 54.4483 | 1
| Zone | South of Lugo | 1 | Monthly System Peak Day | SCE | 1-in-2 | 2031 | 19 |  |  |  | 52.6003 | 1
| Zone | South of Lugo | 1 | Monthly System Peak Day | SCE | 1-in-2 | 2031 | 20 |  |  |  | 51.2761 | 1
| Zone | South of Lugo | 1 | Monthly System Peak Day | SCE | 1-in-2 | 2031 | 21 |  |  |  | 50.3567 | 1
| Zone | South of Lugo | 1 | Monthly System Peak Day | SCE | 1-in-2 | 2031 | 22 |  |  |  | 49.27 | 1
| Zone | South of Lugo | 1 | Monthly System Peak Day | SCE | 1-in-2 | 2031 | 23 |  |  |  | 48.0264 | 1
| Zone | South of Lugo | 1 | Monthly System Peak Day | SCE | 1-in-2 | 2031 | 24 |  |  |  | 47.0872 | 1
| Zone | South of Lugo | 2 | Average Weekday | SCE | 1-in-2 | 2031 | 1 |  |  |  | 53.6409 | 1
| Zone | South of Lugo | 2 | Average Weekday | SCE | 1-in-2 | 2031 | 2 |  |  |  | 52.8383 | 1
| Zone | South of Lugo | 2 | Average Weekday | SCE | 1-in-2 | 2031 | 3 |  |  |  | 52.0969 | 1
| Zone | South of Lugo | 2 | Average Weekday | SCE | 1-in-2 | 2031 | 4 |  |  |  | 51.3915 | 1
| Zone | South of Lugo | 2 | Average Weekday | SCE | 1-in-2 | 2031 | 5 |  |  |  | 50.8331 | 1
| Zone | South of Lugo | 2 | Average Weekday | SCE | 1-in-2 | 2031 | 6 |  |  |  | 50.3523 | 1
| Zone | South of Lugo | 2 | Average Weekday | SCE | 1-in-2 | 2031 | 7 |  |  |  | 50.0344 | 1
| Zone | South of Lugo | 2 | Average Weekday | SCE | 1-in-2 | 2031 | 8 |  |  |  | 49.9834 | 1
| Zone | South of Lugo | 2 | Average Weekday | SCE | 1-in-2 | 2031 | 9 |  |  |  | 51.6122 | 1
| Zone | South of Lugo | 2 | Average Weekday | SCE | 1-in-2 | 2031 | 10 |  |  |  | 54.9783 | 1
| Zone | South of Lugo | 2 | Average Weekday | SCE | 1-in-2 | 2031 | 11 |  |  |  | 58.403 | 1
| Zone | South of Lugo | 2 | Average Weekday | SCE | 1-in-2 | 2031 | 12 |  |  |  | 61.6492 | 1
| Zone | South of Lugo | 2 | Average Weekday | SCE | 1-in-2 | 2031 | 13 |  |  |  | 64.111 | 1
| Zone | South of Lugo | 2 | Average Weekday | SCE | 1-in-2 | 2031 | 14 |  |  |  | 65.7296 | 1
| Zone | South of Lugo | 2 | Average Weekday | SCE | 1-in-2 | 2031 | 15 |  |  |  | 66.5412 | 1
| Zone | South of Lugo | 2 | Average Weekday | SCE | 1-in-2 | 2031 | 16 |  |  |  | 66.6457 | 1
| Zone | South of Lugo | 2 | Average Weekday | SCE | 1-in-2 | 2031 | 17 |  |  |  | 66.0498 | 1
| Zone | South of Lugo | 2 | Average Weekday | SCE | 1-in-2 | 2031 | 18 |  |  |  | 64.5749 | 1
| Zone | South of Lugo | 2 | Average Weekday | SCE | 1-in-2 | 2031 | 19 |  |  |  | 61.9217 | 1
| Zone | South of Lugo | 2 | Average Weekday | SCE | 1-in-2 | 2031 | 20 |  |  |  | 59.7283 | 1
| Zone | South of Lugo | 2 | Average Weekday | SCE | 1-in-2 | 2031 | 21 |  |  |  | 58.2571 | 1
| Zone | South of Lugo | 2 | Average Weekday | SCE | 1-in-2 | 2031 | 22 |  |  |  | 57.0983 | 1
| Zone | South of Lugo | 2 | Average Weekday | SCE | 1-in-2 | 2031 | 23 |  |  |  | 55.9459 | 1
| Zone | South of Lugo | 2 | Average Weekday | SCE | 1-in-2 | 2031 | 24 |  |  |  | 54.8236 | 1
| Zone | South of Lugo | 2 | Monthly System Peak Day | SCE | 1-in-2 | 2031 | 1 |  |  |  | 44.2064 | 1
| Zone | South of Lugo | 2 | Monthly System Peak Day | SCE | 1-in-2 | 2031 | 2 |  |  |  | 43.8683 | 1
| Zone | South of Lugo | 2 | Monthly System Peak Day | SCE | 1-in-2 | 2031 | 3 |  |  |  | 43.4325 | 1
| Zone | South of Lugo | 2 | Monthly System Peak Day | SCE | 1-in-2 | 2031 | 4 |  |  |  | 43.1303 | 1
| Zone | South of Lugo | 2 | Monthly System Peak Day | SCE | 1-in-2 | 2031 | 5 |  |  |  | 42.5356 | 1
| Zone | South of Lugo | 2 | Monthly System Peak Day | SCE | 1-in-2 | 2031 | 6 |  |  |  | 41.8078 | 1
| Zone | South of Lugo | 2 | Monthly System Peak Day | SCE | 1-in-2 | 2031 | 7 |  |  |  | 41.6083 | 1
| Zone | South of Lugo | 2 | Monthly System Peak Day | SCE | 1-in-2 | 2031 | 8 |  |  |  | 41.5656 | 1
| Zone | South of Lugo | 2 | Monthly System Peak Day | SCE | 1-in-2 | 2031 | 9 |  |  |  | 42.9272 | 1
| Zone | South of Lugo | 2 | Monthly System Peak Day | SCE | 1-in-2 | 2031 | 10 |  |  |  | 45.5697 | 1
| Zone | South of Lugo | 2 | Monthly System Peak Day | SCE | 1-in-2 | 2031 | 11 |  |  |  | 48.4017 | 1
| Zone | South of Lugo | 2 | Monthly System Peak Day | SCE | 1-in-2 | 2031 | 12 |  |  |  | 50.6014 | 1
| Zone | South of Lugo | 2 | Monthly System Peak Day | SCE | 1-in-2 | 2031 | 13 |  |  |  | 52.3811 | 1
| Zone | South of Lugo | 2 | Monthly System Peak Day | SCE | 1-in-2 | 2031 | 14 |  |  |  | 53.8483 | 1
| Zone | South of Lugo | 2 | Monthly System Peak Day | SCE | 1-in-2 | 2031 | 15 |  |  |  | 55.3164 | 1
| Zone | South of Lugo | 2 | Monthly System Peak Day | SCE | 1-in-2 | 2031 | 16 |  |  |  | 56.2403 | 1
| Zone | South of Lugo | 2 | Monthly System Peak Day | SCE | 1-in-2 | 2031 | 17 |  |  |  | 56.4522 | 1
| Zone | South of Lugo | 2 | Monthly System Peak Day | SCE | 1-in-2 | 2031 | 18 |  |  |  | 55.6875 | 1
| Zone | South of Lugo | 2 | Monthly System Peak Day | SCE | 1-in-2 | 2031 | 19 |  |  |  | 53.9058 | 1
| Zone | South of Lugo | 2 | Monthly System Peak Day | SCE | 1-in-2 | 2031 | 20 |  |  |  | 52.2394 | 1
| Zone | South of Lugo | 2 | Monthly System Peak Day | SCE | 1-in-2 | 2031 | 21 |  |  |  | 50.8806 | 1
| Zone | South of Lugo | 2 | Monthly System Peak Day | SCE | 1-in-2 | 2031 | 22 |  |  |  | 49.6031 | 1
| Zone | South of Lugo | 2 | Monthly System Peak Day | SCE | 1-in-2 | 2031 | 23 |  |  |  | 48.2975 | 1
| Zone | South of Lugo | 2 | Monthly System Peak Day | SCE | 1-in-2 | 2031 | 24 |  |  |  | 46.9983 | 1
| Zone | South of Lugo | 3 | Average Weekday | SCE | 1-in-2 | 2031 | 1 |  |  |  | 55.9497 | 1
| Zone | South of Lugo | 3 | Average Weekday | SCE | 1-in-2 | 2031 | 2 |  |  |  | 55.0646 | 1
| Zone | South of Lugo | 3 | Average Weekday | SCE | 1-in-2 | 2031 | 3 |  |  |  | 54.2569 | 1
| Zone | South of Lugo | 3 | Average Weekday | SCE | 1-in-2 | 2031 | 4 |  |  |  | 53.6471 | 1
| Zone | South of Lugo | 3 | Average Weekday | SCE | 1-in-2 | 2031 | 5 |  |  |  | 53.0462 | 1
| Zone | South of Lugo | 3 | Average Weekday | SCE | 1-in-2 | 2031 | 6 |  |  |  | 52.6834 | 1
| Zone | South of Lugo | 3 | Average Weekday | SCE | 1-in-2 | 2031 | 7 |  |  |  | 52.3696 | 1
| Zone | South of Lugo | 3 | Average Weekday | SCE | 1-in-2 | 2031 | 8 |  |  |  | 52.2268 | 1
| Zone | South of Lugo | 3 | Average Weekday | SCE | 1-in-2 | 2031 | 9 |  |  |  | 53.37 | 1
| Zone | South of Lugo | 3 | Average Weekday | SCE | 1-in-2 | 2031 | 10 |  |  |  | 56.119 | 1
| Zone | South of Lugo | 3 | Average Weekday | SCE | 1-in-2 | 2031 | 11 |  |  |  | 59.3661 | 1
| Zone | South of Lugo | 3 | Average Weekday | SCE | 1-in-2 | 2031 | 12 |  |  |  | 62.5066 | 1
| Zone | South of Lugo | 3 | Average Weekday | SCE | 1-in-2 | 2031 | 13 |  |  |  | 64.895 | 1
| Zone | South of Lugo | 3 | Average Weekday | SCE | 1-in-2 | 2031 | 14 |  |  |  | 66.3632 | 1
| Zone | South of Lugo | 3 | Average Weekday | SCE | 1-in-2 | 2031 | 15 |  |  |  | 67.3388 | 1
| Zone | South of Lugo | 3 | Average Weekday | SCE | 1-in-2 | 2031 | 16 |  |  |  | 68.0514 | 1
| Zone | South of Lugo | 3 | Average Weekday | SCE | 1-in-2 | 2031 | 17 |  |  |  | 68.1652 | 1
| Zone | South of Lugo | 3 | Average Weekday | SCE | 1-in-2 | 2031 | 18 |  |  |  | 67.2537 | 1
| Zone | South of Lugo | 3 | Average Weekday | SCE | 1-in-2 | 2031 | 19 |  |  |  | 65.6711 | 1
| Zone | South of Lugo | 3 | Average Weekday | SCE | 1-in-2 | 2031 | 20 |  |  |  | 63.2882 | 1
| Zone | South of Lugo | 3 | Average Weekday | SCE | 1-in-2 | 2031 | 21 |  |  |  | 61.0154 | 1
| Zone | South of Lugo | 3 | Average Weekday | SCE | 1-in-2 | 2031 | 22 |  |  |  | 59.5358 | 1
| Zone | South of Lugo | 3 | Average Weekday | SCE | 1-in-2 | 2031 | 23 |  |  |  | 58.3916 | 1
| Zone | South of Lugo | 3 | Average Weekday | SCE | 1-in-2 | 2031 | 24 |  |  |  | 57.343 | 1
| Zone | South of Lugo | 3 | Monthly System Peak Day | SCE | 1-in-2 | 2031 | 1 |  |  |  | 58.2011 | 1
| Zone | South of Lugo | 3 | Monthly System Peak Day | SCE | 1-in-2 | 2031 | 2 |  |  |  | 56.8633 | 1
| Zone | South of Lugo | 3 | Monthly System Peak Day | SCE | 1-in-2 | 2031 | 3 |  |  |  | 55.3564 | 1
| Zone | South of Lugo | 3 | Monthly System Peak Day | SCE | 1-in-2 | 2031 | 4 |  |  |  | 54.6689 | 1
| Zone | South of Lugo | 3 | Monthly System Peak Day | SCE | 1-in-2 | 2031 | 5 |  |  |  | 53.6828 | 1
| Zone | South of Lugo | 3 | Monthly System Peak Day | SCE | 1-in-2 | 2031 | 6 |  |  |  | 52.8817 | 1
| Zone | South of Lugo | 3 | Monthly System Peak Day | SCE | 1-in-2 | 2031 | 7 |  |  |  | 52.4267 | 1
| Zone | South of Lugo | 3 | Monthly System Peak Day | SCE | 1-in-2 | 2031 | 8 |  |  |  | 52.1092 | 1
| Zone | South of Lugo | 3 | Monthly System Peak Day | SCE | 1-in-2 | 2031 | 9 |  |  |  | 52.6725 | 1
| Zone | South of Lugo | 3 | Monthly System Peak Day | SCE | 1-in-2 | 2031 | 10 |  |  |  | 55.7753 | 1
| Zone | South of Lugo | 3 | Monthly System Peak Day | SCE | 1-in-2 | 2031 | 11 |  |  |  | 60.8097 | 1
| Zone | South of Lugo | 3 | Monthly System Peak Day | SCE | 1-in-2 | 2031 | 12 |  |  |  | 65.2567 | 1
| Zone | South of Lugo | 3 | Monthly System Peak Day | SCE | 1-in-2 | 2031 | 13 |  |  |  | 67.795 | 1
| Zone | South of Lugo | 3 | Monthly System Peak Day | SCE | 1-in-2 | 2031 | 14 |  |  |  | 69.1758 | 1
| Zone | South of Lugo | 3 | Monthly System Peak Day | SCE | 1-in-2 | 2031 | 15 |  |  |  | 70.2303 | 1
| Zone | South of Lugo | 3 | Monthly System Peak Day | SCE | 1-in-2 | 2031 | 16 |  |  |  | 71.1492 | 1
| Zone | South of Lugo | 3 | Monthly System Peak Day | SCE | 1-in-2 | 2031 | 17 |  |  |  | 71.2442 | 1
| Zone | South of Lugo | 3 | Monthly System Peak Day | SCE | 1-in-2 | 2031 | 18 |  |  |  | 70.7628 | 1
| Zone | South of Lugo | 3 | Monthly System Peak Day | SCE | 1-in-2 | 2031 | 19 |  |  |  | 69.2636 | 1
| Zone | South of Lugo | 3 | Monthly System Peak Day | SCE | 1-in-2 | 2031 | 20 |  |  |  | 66.4033 | 1
| Zone | South of Lugo | 3 | Monthly System Peak Day | SCE | 1-in-2 | 2031 | 21 |  |  |  | 63.4692 | 1
| Zone | South of Lugo | 3 | Monthly System Peak Day | SCE | 1-in-2 | 2031 | 22 |  |  |  | 61.8089 | 1
| Zone | South of Lugo | 3 | Monthly System Peak Day | SCE | 1-in-2 | 2031 | 23 |  |  |  | 60.2836 | 1
| Zone | South of Lugo | 3 | Monthly System Peak Day | SCE | 1-in-2 | 2031 | 24 |  |  |  | 58.895 | 1
| Zone | South of Lugo | 4 | Average Weekday | SCE | 1-in-2 | 2031 | 1 |  |  |  | 58.15 | 1
| Zone | South of Lugo | 4 | Average Weekday | SCE | 1-in-2 | 2031 | 2 |  |  |  | 57.2566 | 1
| Zone | South of Lugo | 4 | Average Weekday | SCE | 1-in-2 | 2031 | 3 |  |  |  | 56.41 | 1
| Zone | South of Lugo | 4 | Average Weekday | SCE | 1-in-2 | 2031 | 4 |  |  |  | 55.7055 | 1
| Zone | South of Lugo | 4 | Average Weekday | SCE | 1-in-2 | 2031 | 5 |  |  |  | 55.0724 | 1
| Zone | South of Lugo | 4 | Average Weekday | SCE | 1-in-2 | 2031 | 6 |  |  |  | 54.6253 | 1
| Zone | South of Lugo | 4 | Average Weekday | SCE | 1-in-2 | 2031 | 7 |  |  |  | 54.3086 | 1
| Zone | South of Lugo | 4 | Average Weekday | SCE | 1-in-2 | 2031 | 8 |  |  |  | 54.3317 | 1
| Zone | South of Lugo | 4 | Average Weekday | SCE | 1-in-2 | 2031 | 9 |  |  |  | 55.9264 | 1
| Zone | South of Lugo | 4 | Average Weekday | SCE | 1-in-2 | 2031 | 10 |  |  |  | 58.596 | 1
| Zone | South of Lugo | 4 | Average Weekday | SCE | 1-in-2 | 2031 | 11 |  |  |  | 61.4242 | 1
| Zone | South of Lugo | 4 | Average Weekday | SCE | 1-in-2 | 2031 | 12 |  |  |  | 64.2793 | 1
| Zone | South of Lugo | 4 | Average Weekday | SCE | 1-in-2 | 2031 | 13 |  |  |  | 66.5452 | 1
| Zone | South of Lugo | 4 | Average Weekday | SCE | 1-in-2 | 2031 | 14 |  |  |  | 68.2791 | 1
| Zone | South of Lugo | 4 | Average Weekday | SCE | 1-in-2 | 2031 | 15 |  |  |  | 69.5919 | 1
| Zone | South of Lugo | 4 | Average Weekday | SCE | 1-in-2 | 2031 | 16 |  |  |  | 70.212 | 1
| Zone | South of Lugo | 4 | Average Weekday | SCE | 1-in-2 | 2031 | 17 |  |  |  | 70.3359 | 1
| Zone | South of Lugo | 4 | Average Weekday | SCE | 1-in-2 | 2031 | 18 |  |  |  | 69.7872 | 1
| Zone | South of Lugo | 4 | Average Weekday | SCE | 1-in-2 | 2031 | 19 |  |  |  | 68.5917 | 1
| Zone | South of Lugo | 4 | Average Weekday | SCE | 1-in-2 | 2031 | 20 |  |  |  | 66.3136 | 1
| Zone | South of Lugo | 4 | Average Weekday | SCE | 1-in-2 | 2031 | 21 |  |  |  | 63.3123 | 1
| Zone | South of Lugo | 4 | Average Weekday | SCE | 1-in-2 | 2031 | 22 |  |  |  | 61.0779 | 1
| Zone | South of Lugo | 4 | Average Weekday | SCE | 1-in-2 | 2031 | 23 |  |  |  | 59.6904 | 1
| Zone | South of Lugo | 4 | Average Weekday | SCE | 1-in-2 | 2031 | 24 |  |  |  | 58.6399 | 1
| Zone | South of Lugo | 4 | Monthly System Peak Day | SCE | 1-in-2 | 2031 | 1 |  |  |  | 66.8897 | 1
| Zone | South of Lugo | 4 | Monthly System Peak Day | SCE | 1-in-2 | 2031 | 2 |  |  |  | 65.8975 | 1
| Zone | South of Lugo | 4 | Monthly System Peak Day | SCE | 1-in-2 | 2031 | 3 |  |  |  | 64.8122 | 1
| Zone | South of Lugo | 4 | Monthly System Peak Day | SCE | 1-in-2 | 2031 | 4 |  |  |  | 63.7006 | 1
| Zone | South of Lugo | 4 | Monthly System Peak Day | SCE | 1-in-2 | 2031 | 5 |  |  |  | 62.6464 | 1
| Zone | South of Lugo | 4 | Monthly System Peak Day | SCE | 1-in-2 | 2031 | 6 |  |  |  | 61.9178 | 1
| Zone | South of Lugo | 4 | Monthly System Peak Day | SCE | 1-in-2 | 2031 | 7 |  |  |  | 61.2908 | 1
| Zone | South of Lugo | 4 | Monthly System Peak Day | SCE | 1-in-2 | 2031 | 8 |  |  |  | 61.5175 | 1
| Zone | South of Lugo | 4 | Monthly System Peak Day | SCE | 1-in-2 | 2031 | 9 |  |  |  | 63.8247 | 1
| Zone | South of Lugo | 4 | Monthly System Peak Day | SCE | 1-in-2 | 2031 | 10 |  |  |  | 68.56 | 1
| Zone | South of Lugo | 4 | Monthly System Peak Day | SCE | 1-in-2 | 2031 | 11 |  |  |  | 73.8278 | 1
| Zone | South of Lugo | 4 | Monthly System Peak Day | SCE | 1-in-2 | 2031 | 12 |  |  |  | 78.6222 | 1
| Zone | South of Lugo | 4 | Monthly System Peak Day | SCE | 1-in-2 | 2031 | 13 |  |  |  | 82.5194 | 1
| Zone | South of Lugo | 4 | Monthly System Peak Day | SCE | 1-in-2 | 2031 | 14 |  |  |  | 85.1139 | 1
| Zone | South of Lugo | 4 | Monthly System Peak Day | SCE | 1-in-2 | 2031 | 15 |  |  |  | 86.3083 | 1
| Zone | South of Lugo | 4 | Monthly System Peak Day | SCE | 1-in-2 | 2031 | 16 |  |  |  | 86.7528 | 1
| Zone | South of Lugo | 4 | Monthly System Peak Day | SCE | 1-in-2 | 2031 | 17 |  |  |  | 85.5861 | 1
| Zone | South of Lugo | 4 | Monthly System Peak Day | SCE | 1-in-2 | 2031 | 18 |  |  |  | 85.2889 | 1
| Zone | South of Lugo | 4 | Monthly System Peak Day | SCE | 1-in-2 | 2031 | 19 |  |  |  | 83.9667 | 1
| Zone | South of Lugo | 4 | Monthly System Peak Day | SCE | 1-in-2 | 2031 | 20 |  |  |  | 81.2633 | 1
| Zone | South of Lugo | 4 | Monthly System Peak Day | SCE | 1-in-2 | 2031 | 21 |  |  |  | 77.2006 | 1
| Zone | South of Lugo | 4 | Monthly System Peak Day | SCE | 1-in-2 | 2031 | 22 |  |  |  | 74.1328 | 1
| Zone | South of Lugo | 4 | Monthly System Peak Day | SCE | 1-in-2 | 2031 | 23 |  |  |  | 71.9197 | 1
| Zone | South of Lugo | 4 | Monthly System Peak Day | SCE | 1-in-2 | 2031 | 24 |  |  |  | 68.9083 | 1
| Zone | South of Lugo | 5 | Average Weekday | SCE | 1-in-2 | 2031 | 1 |  |  |  | 61.1348 | 1
| Zone | South of Lugo | 5 | Average Weekday | SCE | 1-in-2 | 2031 | 2 |  |  |  | 60.5346 | 1
| Zone | South of Lugo | 5 | Average Weekday | SCE | 1-in-2 | 2031 | 3 |  |  |  | 60.0288 | 1
| Zone | South of Lugo | 5 | Average Weekday | SCE | 1-in-2 | 2031 | 4 |  |  |  | 59.5236 | 1
| Zone | South of Lugo | 5 | Average Weekday | SCE | 1-in-2 | 2031 | 5 |  |  |  | 59.1163 | 1
| Zone | South of Lugo | 5 | Average Weekday | SCE | 1-in-2 | 2031 | 6 |  |  |  | 58.7282 | 1
| Zone | South of Lugo | 5 | Average Weekday | SCE | 1-in-2 | 2031 | 7 |  |  |  | 58.3962 | 1
| Zone | South of Lugo | 5 | Average Weekday | SCE | 1-in-2 | 2031 | 8 |  |  |  | 58.7437 | 1
| Zone | South of Lugo | 5 | Average Weekday | SCE | 1-in-2 | 2031 | 9 |  |  |  | 60.2327 | 1
| Zone | South of Lugo | 5 | Average Weekday | SCE | 1-in-2 | 2031 | 10 |  |  |  | 62.3563 | 1
| Zone | South of Lugo | 5 | Average Weekday | SCE | 1-in-2 | 2031 | 11 |  |  |  | 64.933 | 1
| Zone | South of Lugo | 5 | Average Weekday | SCE | 1-in-2 | 2031 | 12 |  |  |  | 67.3178 | 1
| Zone | South of Lugo | 5 | Average Weekday | SCE | 1-in-2 | 2031 | 13 |  |  |  | 69.4255 | 1
| Zone | South of Lugo | 5 | Average Weekday | SCE | 1-in-2 | 2031 | 14 |  |  |  | 71.148 | 1
| Zone | South of Lugo | 5 | Average Weekday | SCE | 1-in-2 | 2031 | 15 |  |  |  | 72.4241 | 1
| Zone | South of Lugo | 5 | Average Weekday | SCE | 1-in-2 | 2031 | 16 |  |  |  | 73.1156 | 1
| Zone | South of Lugo | 5 | Average Weekday | SCE | 1-in-2 | 2031 | 17 |  |  |  | 73.2273 | 1
| Zone | South of Lugo | 5 | Average Weekday | SCE | 1-in-2 | 2031 | 18 |  |  |  | 72.5655 | 1
| Zone | South of Lugo | 5 | Average Weekday | SCE | 1-in-2 | 2031 | 19 |  |  |  | 71.1484 | 1
| Zone | South of Lugo | 5 | Average Weekday | SCE | 1-in-2 | 2031 | 20 |  |  |  | 68.9891 | 1
| Zone | South of Lugo | 5 | Average Weekday | SCE | 1-in-2 | 2031 | 21 |  |  |  | 66.1434 | 1
| Zone | South of Lugo | 5 | Average Weekday | SCE | 1-in-2 | 2031 | 22 |  |  |  | 63.9125 | 1
| Zone | South of Lugo | 5 | Average Weekday | SCE | 1-in-2 | 2031 | 23 |  |  |  | 62.6515 | 1
| Zone | South of Lugo | 5 | Average Weekday | SCE | 1-in-2 | 2031 | 24 |  |  |  | 61.7451 | 1
| Zone | South of Lugo | 5 | Monthly System Peak Day | SCE | 1-in-2 | 2031 | 1 |  |  |  | 66.0475 | 1
| Zone | South of Lugo | 5 | Monthly System Peak Day | SCE | 1-in-2 | 2031 | 2 |  |  |  | 64.5492 | 1
| Zone | South of Lugo | 5 | Monthly System Peak Day | SCE | 1-in-2 | 2031 | 3 |  |  |  | 63.2322 | 1
| Zone | South of Lugo | 5 | Monthly System Peak Day | SCE | 1-in-2 | 2031 | 4 |  |  |  | 62.2769 | 1
| Zone | South of Lugo | 5 | Monthly System Peak Day | SCE | 1-in-2 | 2031 | 5 |  |  |  | 61.3519 | 1
| Zone | South of Lugo | 5 | Monthly System Peak Day | SCE | 1-in-2 | 2031 | 6 |  |  |  | 60.4378 | 1
| Zone | South of Lugo | 5 | Monthly System Peak Day | SCE | 1-in-2 | 2031 | 7 |  |  |  | 59.9061 | 1
| Zone | South of Lugo | 5 | Monthly System Peak Day | SCE | 1-in-2 | 2031 | 8 |  |  |  | 60.7006 | 1
| Zone | South of Lugo | 5 | Monthly System Peak Day | SCE | 1-in-2 | 2031 | 9 |  |  |  | 64.1961 | 1
| Zone | South of Lugo | 5 | Monthly System Peak Day | SCE | 1-in-2 | 2031 | 10 |  |  |  | 69.1378 | 1
| Zone | South of Lugo | 5 | Monthly System Peak Day | SCE | 1-in-2 | 2031 | 11 |  |  |  | 74.6647 | 1
| Zone | South of Lugo | 5 | Monthly System Peak Day | SCE | 1-in-2 | 2031 | 12 |  |  |  | 79.1169 | 1
| Zone | South of Lugo | 5 | Monthly System Peak Day | SCE | 1-in-2 | 2031 | 13 |  |  |  | 82.1083 | 1
| Zone | South of Lugo | 5 | Monthly System Peak Day | SCE | 1-in-2 | 2031 | 14 |  |  |  | 84.5722 | 1
| Zone | South of Lugo | 5 | Monthly System Peak Day | SCE | 1-in-2 | 2031 | 15 |  |  |  | 85.1464 | 1
| Zone | South of Lugo | 5 | Monthly System Peak Day | SCE | 1-in-2 | 2031 | 16 |  |  |  | 85.8753 | 1
| Zone | South of Lugo | 5 | Monthly System Peak Day | SCE | 1-in-2 | 2031 | 17 |  |  |  | 86.4417 | 1
| Zone | South of Lugo | 5 | Monthly System Peak Day | SCE | 1-in-2 | 2031 | 18 |  |  |  | 85.7194 | 1
| Zone | South of Lugo | 5 | Monthly System Peak Day | SCE | 1-in-2 | 2031 | 19 |  |  |  | 83.6361 | 1
| Zone | South of Lugo | 5 | Monthly System Peak Day | SCE | 1-in-2 | 2031 | 20 |  |  |  | 80.6308 | 1
| Zone | South of Lugo | 5 | Monthly System Peak Day | SCE | 1-in-2 | 2031 | 21 |  |  |  | 76.6228 | 1
| Zone | South of Lugo | 5 | Monthly System Peak Day | SCE | 1-in-2 | 2031 | 22 |  |  |  | 72.9378 | 1
| Zone | South of Lugo | 5 | Monthly System Peak Day | SCE | 1-in-2 | 2031 | 23 |  |  |  | 70.6978 | 1
| Zone | South of Lugo | 5 | Monthly System Peak Day | SCE | 1-in-2 | 2031 | 24 |  |  |  | 69.0661 | 1
| Zone | South of Lugo | 6 | Average Weekday | SCE | 1-in-2 | 2031 | 1 |  |  |  | 63.9782 | 1
| Zone | South of Lugo | 6 | Average Weekday | SCE | 1-in-2 | 2031 | 2 |  |  |  | 63.1095 | 1
| Zone | South of Lugo | 6 | Average Weekday | SCE | 1-in-2 | 2031 | 3 |  |  |  | 62.3522 | 1
| Zone | South of Lugo | 6 | Average Weekday | SCE | 1-in-2 | 2031 | 4 |  |  |  | 61.6996 | 1
| Zone | South of Lugo | 6 | Average Weekday | SCE | 1-in-2 | 2031 | 5 |  |  |  | 61.1746 | 1
| Zone | South of Lugo | 6 | Average Weekday | SCE | 1-in-2 | 2031 | 6 |  |  |  | 60.7294 | 1
| Zone | South of Lugo | 6 | Average Weekday | SCE | 1-in-2 | 2031 | 7 |  |  |  | 60.3883 | 1
| Zone | South of Lugo | 6 | Average Weekday | SCE | 1-in-2 | 2031 | 8 |  |  |  | 60.8863 | 1
| Zone | South of Lugo | 6 | Average Weekday | SCE | 1-in-2 | 2031 | 9 |  |  |  | 62.5691 | 1
| Zone | South of Lugo | 6 | Average Weekday | SCE | 1-in-2 | 2031 | 10 |  |  |  | 65.1324 | 1
| Zone | South of Lugo | 6 | Average Weekday | SCE | 1-in-2 | 2031 | 11 |  |  |  | 68.1945 | 1
| Zone | South of Lugo | 6 | Average Weekday | SCE | 1-in-2 | 2031 | 12 |  |  |  | 71.3648 | 1
| Zone | South of Lugo | 6 | Average Weekday | SCE | 1-in-2 | 2031 | 13 |  |  |  | 73.9036 | 1
| Zone | South of Lugo | 6 | Average Weekday | SCE | 1-in-2 | 2031 | 14 |  |  |  | 76.0368 | 1
| Zone | South of Lugo | 6 | Average Weekday | SCE | 1-in-2 | 2031 | 15 |  |  |  | 77.7526 | 1
| Zone | South of Lugo | 6 | Average Weekday | SCE | 1-in-2 | 2031 | 16 |  |  |  | 78.7286 | 1
| Zone | South of Lugo | 6 | Average Weekday | SCE | 1-in-2 | 2031 | 17 |  |  |  | 79.2035 | 1
| Zone | South of Lugo | 6 | Average Weekday | SCE | 1-in-2 | 2031 | 18 |  |  |  | 78.5518 | 1
| Zone | South of Lugo | 6 | Average Weekday | SCE | 1-in-2 | 2031 | 19 |  |  |  | 77.0958 | 1
| Zone | South of Lugo | 6 | Average Weekday | SCE | 1-in-2 | 2031 | 20 |  |  |  | 74.8612 | 1
| Zone | South of Lugo | 6 | Average Weekday | SCE | 1-in-2 | 2031 | 21 |  |  |  | 71.7224 | 1
| Zone | South of Lugo | 6 | Average Weekday | SCE | 1-in-2 | 2031 | 22 |  |  |  | 68.5028 | 1
| Zone | South of Lugo | 6 | Average Weekday | SCE | 1-in-2 | 2031 | 23 |  |  |  | 66.5545 | 1
| Zone | South of Lugo | 6 | Average Weekday | SCE | 1-in-2 | 2031 | 24 |  |  |  | 65.2126 | 1
| Zone | South of Lugo | 6 | Monthly System Peak Day | SCE | 1-in-2 | 2031 | 1 |  |  |  | 67.0692 | 1
| Zone | South of Lugo | 6 | Monthly System Peak Day | SCE | 1-in-2 | 2031 | 2 |  |  |  | 65.9033 | 1
| Zone | South of Lugo | 6 | Monthly System Peak Day | SCE | 1-in-2 | 2031 | 3 |  |  |  | 65.135 | 1
| Zone | South of Lugo | 6 | Monthly System Peak Day | SCE | 1-in-2 | 2031 | 4 |  |  |  | 64.3161 | 1
| Zone | South of Lugo | 6 | Monthly System Peak Day | SCE | 1-in-2 | 2031 | 5 |  |  |  | 63.5986 | 1
| Zone | South of Lugo | 6 | Monthly System Peak Day | SCE | 1-in-2 | 2031 | 6 |  |  |  | 62.5897 | 1
| Zone | South of Lugo | 6 | Monthly System Peak Day | SCE | 1-in-2 | 2031 | 7 |  |  |  | 62.07 | 1
| Zone | South of Lugo | 6 | Monthly System Peak Day | SCE | 1-in-2 | 2031 | 8 |  |  |  | 63.3292 | 1
| Zone | South of Lugo | 6 | Monthly System Peak Day | SCE | 1-in-2 | 2031 | 9 |  |  |  | 66.2958 | 1
| Zone | South of Lugo | 6 | Monthly System Peak Day | SCE | 1-in-2 | 2031 | 10 |  |  |  | 70.9294 | 1
| Zone | South of Lugo | 6 | Monthly System Peak Day | SCE | 1-in-2 | 2031 | 11 |  |  |  | 74.8111 | 1
| Zone | South of Lugo | 6 | Monthly System Peak Day | SCE | 1-in-2 | 2031 | 12 |  |  |  | 78.54 | 1
| Zone | South of Lugo | 6 | Monthly System Peak Day | SCE | 1-in-2 | 2031 | 13 |  |  |  | 80.0636 | 1
| Zone | South of Lugo | 6 | Monthly System Peak Day | SCE | 1-in-2 | 2031 | 14 |  |  |  | 81.5794 | 1
| Zone | South of Lugo | 6 | Monthly System Peak Day | SCE | 1-in-2 | 2031 | 15 |  |  |  | 83.7931 | 1
| Zone | South of Lugo | 6 | Monthly System Peak Day | SCE | 1-in-2 | 2031 | 16 |  |  |  | 85.1108 | 1
| Zone | South of Lugo | 6 | Monthly System Peak Day | SCE | 1-in-2 | 2031 | 17 |  |  |  | 85.9139 | 1
| Zone | South of Lugo | 6 | Monthly System Peak Day | SCE | 1-in-2 | 2031 | 18 |  |  |  | 84.7444 | 1
| Zone | South of Lugo | 6 | Monthly System Peak Day | SCE | 1-in-2 | 2031 | 19 |  |  |  | 82.1444 | 1
| Zone | South of Lugo | 6 | Monthly System Peak Day | SCE | 1-in-2 | 2031 | 20 |  |  |  | 79.5269 | 1
| Zone | South of Lugo | 6 | Monthly System Peak Day | SCE | 1-in-2 | 2031 | 21 |  |  |  | 76.2128 | 1
| Zone | South of Lugo | 6 | Monthly System Peak Day | SCE | 1-in-2 | 2031 | 22 |  |  |  | 72.9086 | 1
| Zone | South of Lugo | 6 | Monthly System Peak Day | SCE | 1-in-2 | 2031 | 23 |  |  |  | 71.2892 | 1
| Zone | South of Lugo | 6 | Monthly System Peak Day | SCE | 1-in-2 | 2031 | 24 |  |  |  | 69.8431 | 1
| Zone | South of Lugo | 7 | Average Weekday | SCE | 1-in-2 | 2031 | 1 |  |  |  | 68.6348 | 1
| Zone | South of Lugo | 7 | Average Weekday | SCE | 1-in-2 | 2031 | 2 |  |  |  | 67.8546 | 1
| Zone | South of Lugo | 7 | Average Weekday | SCE | 1-in-2 | 2031 | 3 |  |  |  | 67.1611 | 1
| Zone | South of Lugo | 7 | Average Weekday | SCE | 1-in-2 | 2031 | 4 |  |  |  | 66.537 | 1
| Zone | South of Lugo | 7 | Average Weekday | SCE | 1-in-2 | 2031 | 5 |  |  |  | 66.0419 | 1
| Zone | South of Lugo | 7 | Average Weekday | SCE | 1-in-2 | 2031 | 6 |  |  |  | 65.5975 | 1
| Zone | South of Lugo | 7 | Average Weekday | SCE | 1-in-2 | 2031 | 7 |  |  |  | 65.2822 | 1
| Zone | South of Lugo | 7 | Average Weekday | SCE | 1-in-2 | 2031 | 8 |  |  |  | 65.8683 | 1
| Zone | South of Lugo | 7 | Average Weekday | SCE | 1-in-2 | 2031 | 9 |  |  |  | 67.9582 | 1
| Zone | South of Lugo | 7 | Average Weekday | SCE | 1-in-2 | 2031 | 10 |  |  |  | 70.6765 | 1
| Zone | South of Lugo | 7 | Average Weekday | SCE | 1-in-2 | 2031 | 11 |  |  |  | 73.7944 | 1
| Zone | South of Lugo | 7 | Average Weekday | SCE | 1-in-2 | 2031 | 12 |  |  |  | 76.9344 | 1
| Zone | South of Lugo | 7 | Average Weekday | SCE | 1-in-2 | 2031 | 13 |  |  |  | 79.4886 | 1
| Zone | South of Lugo | 7 | Average Weekday | SCE | 1-in-2 | 2031 | 14 |  |  |  | 81.4124 | 1
| Zone | South of Lugo | 7 | Average Weekday | SCE | 1-in-2 | 2031 | 15 |  |  |  | 82.8268 | 1
| Zone | South of Lugo | 7 | Average Weekday | SCE | 1-in-2 | 2031 | 16 |  |  |  | 83.4491 | 1
| Zone | South of Lugo | 7 | Average Weekday | SCE | 1-in-2 | 2031 | 17 |  |  |  | 83.7052 | 1
| Zone | South of Lugo | 7 | Average Weekday | SCE | 1-in-2 | 2031 | 18 |  |  |  | 83.0297 | 1
| Zone | South of Lugo | 7 | Average Weekday | SCE | 1-in-2 | 2031 | 19 |  |  |  | 81.4723 | 1
| Zone | South of Lugo | 7 | Average Weekday | SCE | 1-in-2 | 2031 | 20 |  |  |  | 79.2629 | 1
| Zone | South of Lugo | 7 | Average Weekday | SCE | 1-in-2 | 2031 | 21 |  |  |  | 76.138 | 1
| Zone | South of Lugo | 7 | Average Weekday | SCE | 1-in-2 | 2031 | 22 |  |  |  | 72.8533 | 1
| Zone | South of Lugo | 7 | Average Weekday | SCE | 1-in-2 | 2031 | 23 |  |  |  | 70.8084 | 1
| Zone | South of Lugo | 7 | Average Weekday | SCE | 1-in-2 | 2031 | 24 |  |  |  | 69.575 | 1
| Zone | South of Lugo | 7 | Monthly System Peak Day | SCE | 1-in-2 | 2031 | 1 |  |  |  | 72.2423 | 1
| Zone | South of Lugo | 7 | Monthly System Peak Day | SCE | 1-in-2 | 2031 | 2 |  |  |  | 71.3351 | 1
| Zone | South of Lugo | 7 | Monthly System Peak Day | SCE | 1-in-2 | 2031 | 3 |  |  |  | 70.228 | 1
| Zone | South of Lugo | 7 | Monthly System Peak Day | SCE | 1-in-2 | 2031 | 4 |  |  |  | 69.6182 | 1
| Zone | South of Lugo | 7 | Monthly System Peak Day | SCE | 1-in-2 | 2031 | 5 |  |  |  | 69.2769 | 1
| Zone | South of Lugo | 7 | Monthly System Peak Day | SCE | 1-in-2 | 2031 | 6 |  |  |  | 68.8951 | 1
| Zone | South of Lugo | 7 | Monthly System Peak Day | SCE | 1-in-2 | 2031 | 7 |  |  |  | 68.4341 | 1
| Zone | South of Lugo | 7 | Monthly System Peak Day | SCE | 1-in-2 | 2031 | 8 |  |  |  | 68.8008 | 1
| Zone | South of Lugo | 7 | Monthly System Peak Day | SCE | 1-in-2 | 2031 | 9 |  |  |  | 71.7569 | 1
| Zone | South of Lugo | 7 | Monthly System Peak Day | SCE | 1-in-2 | 2031 | 10 |  |  |  | 75.7528 | 1
| Zone | South of Lugo | 7 | Monthly System Peak Day | SCE | 1-in-2 | 2031 | 11 |  |  |  | 80.0769 | 1
| Zone | South of Lugo | 7 | Monthly System Peak Day | SCE | 1-in-2 | 2031 | 12 |  |  |  | 83.7615 | 1
| Zone | South of Lugo | 7 | Monthly System Peak Day | SCE | 1-in-2 | 2031 | 13 |  |  |  | 86.9231 | 1
| Zone | South of Lugo | 7 | Monthly System Peak Day | SCE | 1-in-2 | 2031 | 14 |  |  |  | 88.8051 | 1
| Zone | South of Lugo | 7 | Monthly System Peak Day | SCE | 1-in-2 | 2031 | 15 |  |  |  | 90.4872 | 1
| Zone | South of Lugo | 7 | Monthly System Peak Day | SCE | 1-in-2 | 2031 | 16 |  |  |  | 90.8692 | 1
| Zone | South of Lugo | 7 | Monthly System Peak Day | SCE | 1-in-2 | 2031 | 17 |  |  |  | 91.9231 | 1
| Zone | South of Lugo | 7 | Monthly System Peak Day | SCE | 1-in-2 | 2031 | 18 |  |  |  | 91.3897 | 1
| Zone | South of Lugo | 7 | Monthly System Peak Day | SCE | 1-in-2 | 2031 | 19 |  |  |  | 89.0718 | 1
| Zone | South of Lugo | 7 | Monthly System Peak Day | SCE | 1-in-2 | 2031 | 20 |  |  |  | 86.6872 | 1
| Zone | South of Lugo | 7 | Monthly System Peak Day | SCE | 1-in-2 | 2031 | 21 |  |  |  | 83.3 | 1
| Zone | South of Lugo | 7 | Monthly System Peak Day | SCE | 1-in-2 | 2031 | 22 |  |  |  | 79.4908 | 1
| Zone | South of Lugo | 7 | Monthly System Peak Day | SCE | 1-in-2 | 2031 | 23 |  |  |  | 76.8203 | 1
| Zone | South of Lugo | 7 | Monthly System Peak Day | SCE | 1-in-2 | 2031 | 24 |  |  |  | 75.1987 | 1
| Zone | South of Lugo | 8 | Average Weekday | SCE | 1-in-2 | 2031 | 1 |  |  |  | 70.0345 | 1
| Zone | South of Lugo | 8 | Average Weekday | SCE | 1-in-2 | 2031 | 2 |  |  |  | 69.0806 | 1
| Zone | South of Lugo | 8 | Average Weekday | SCE | 1-in-2 | 2031 | 3 |  |  |  | 68.2447 | 1
| Zone | South of Lugo | 8 | Average Weekday | SCE | 1-in-2 | 2031 | 4 |  |  |  | 67.5212 | 1
| Zone | South of Lugo | 8 | Average Weekday | SCE | 1-in-2 | 2031 | 5 |  |  |  | 66.9202 | 1
| Zone | South of Lugo | 8 | Average Weekday | SCE | 1-in-2 | 2031 | 6 |  |  |  | 66.3969 | 1
| Zone | South of Lugo | 8 | Average Weekday | SCE | 1-in-2 | 2031 | 7 |  |  |  | 66.0998 | 1
| Zone | South of Lugo | 8 | Average Weekday | SCE | 1-in-2 | 2031 | 8 |  |  |  | 66.163 | 1
| Zone | South of Lugo | 8 | Average Weekday | SCE | 1-in-2 | 2031 | 9 |  |  |  | 68.0861 | 1
| Zone | South of Lugo | 8 | Average Weekday | SCE | 1-in-2 | 2031 | 10 |  |  |  | 71.1121 | 1
| Zone | South of Lugo | 8 | Average Weekday | SCE | 1-in-2 | 2031 | 11 |  |  |  | 74.7632 | 1
| Zone | South of Lugo | 8 | Average Weekday | SCE | 1-in-2 | 2031 | 12 |  |  |  | 78.4705 | 1
| Zone | South of Lugo | 8 | Average Weekday | SCE | 1-in-2 | 2031 | 13 |  |  |  | 81.311 | 1
| Zone | South of Lugo | 8 | Average Weekday | SCE | 1-in-2 | 2031 | 14 |  |  |  | 83.5318 | 1
| Zone | South of Lugo | 8 | Average Weekday | SCE | 1-in-2 | 2031 | 15 |  |  |  | 84.9576 | 1
| Zone | South of Lugo | 8 | Average Weekday | SCE | 1-in-2 | 2031 | 16 |  |  |  | 85.6107 | 1
| Zone | South of Lugo | 8 | Average Weekday | SCE | 1-in-2 | 2031 | 17 |  |  |  | 85.8816 | 1
| Zone | South of Lugo | 8 | Average Weekday | SCE | 1-in-2 | 2031 | 18 |  |  |  | 85.1098 | 1
| Zone | South of Lugo | 8 | Average Weekday | SCE | 1-in-2 | 2031 | 19 |  |  |  | 83.4933 | 1
| Zone | South of Lugo | 8 | Average Weekday | SCE | 1-in-2 | 2031 | 20 |  |  |  | 80.9206 | 1
| Zone | South of Lugo | 8 | Average Weekday | SCE | 1-in-2 | 2031 | 21 |  |  |  | 77.1187 | 1
| Zone | South of Lugo | 8 | Average Weekday | SCE | 1-in-2 | 2031 | 22 |  |  |  | 74.0969 | 1
| Zone | South of Lugo | 8 | Average Weekday | SCE | 1-in-2 | 2031 | 23 |  |  |  | 72.2916 | 1
| Zone | South of Lugo | 8 | Average Weekday | SCE | 1-in-2 | 2031 | 24 |  |  |  | 71.0937 | 1
| Zone | South of Lugo | 8 | Monthly System Peak Day | SCE | 1-in-2 | 2031 | 1 |  |  |  | 78.1795 | 1
| Zone | South of Lugo | 8 | Monthly System Peak Day | SCE | 1-in-2 | 2031 | 2 |  |  |  | 77.0659 | 1
| Zone | South of Lugo | 8 | Monthly System Peak Day | SCE | 1-in-2 | 2031 | 3 |  |  |  | 76.5549 | 1
| Zone | South of Lugo | 8 | Monthly System Peak Day | SCE | 1-in-2 | 2031 | 4 |  |  |  | 75.7885 | 1
| Zone | South of Lugo | 8 | Monthly System Peak Day | SCE | 1-in-2 | 2031 | 5 |  |  |  | 75.3146 | 1
| Zone | South of Lugo | 8 | Monthly System Peak Day | SCE | 1-in-2 | 2031 | 6 |  |  |  | 74.9559 | 1
| Zone | South of Lugo | 8 | Monthly System Peak Day | SCE | 1-in-2 | 2031 | 7 |  |  |  | 74.6141 | 1
| Zone | South of Lugo | 8 | Monthly System Peak Day | SCE | 1-in-2 | 2031 | 8 |  |  |  | 74.7823 | 1
| Zone | South of Lugo | 8 | Monthly System Peak Day | SCE | 1-in-2 | 2031 | 9 |  |  |  | 76.6659 | 1
| Zone | South of Lugo | 8 | Monthly System Peak Day | SCE | 1-in-2 | 2031 | 10 |  |  |  | 80.6795 | 1
| Zone | South of Lugo | 8 | Monthly System Peak Day | SCE | 1-in-2 | 2031 | 11 |  |  |  | 84.5692 | 1
| Zone | South of Lugo | 8 | Monthly System Peak Day | SCE | 1-in-2 | 2031 | 12 |  |  |  | 87.9692 | 1
| Zone | South of Lugo | 8 | Monthly System Peak Day | SCE | 1-in-2 | 2031 | 13 |  |  |  | 90.3 | 1
| Zone | South of Lugo | 8 | Monthly System Peak Day | SCE | 1-in-2 | 2031 | 14 |  |  |  | 92.2385 | 1
| Zone | South of Lugo | 8 | Monthly System Peak Day | SCE | 1-in-2 | 2031 | 15 |  |  |  | 93.7077 | 1
| Zone | South of Lugo | 8 | Monthly System Peak Day | SCE | 1-in-2 | 2031 | 16 |  |  |  | 93.8103 | 1
| Zone | South of Lugo | 8 | Monthly System Peak Day | SCE | 1-in-2 | 2031 | 17 |  |  |  | 93.0154 | 1
| Zone | South of Lugo | 8 | Monthly System Peak Day | SCE | 1-in-2 | 2031 | 18 |  |  |  | 91.7667 | 1
| Zone | South of Lugo | 8 | Monthly System Peak Day | SCE | 1-in-2 | 2031 | 19 |  |  |  | 90.3692 | 1
| Zone | South of Lugo | 8 | Monthly System Peak Day | SCE | 1-in-2 | 2031 | 20 |  |  |  | 88.3385 | 1
| Zone | South of Lugo | 8 | Monthly System Peak Day | SCE | 1-in-2 | 2031 | 21 |  |  |  | 84.8487 | 1
| Zone | South of Lugo | 8 | Monthly System Peak Day | SCE | 1-in-2 | 2031 | 22 |  |  |  | 81.4385 | 1
| Zone | South of Lugo | 8 | Monthly System Peak Day | SCE | 1-in-2 | 2031 | 23 |  |  |  | 79.3128 | 1
| Zone | South of Lugo | 8 | Monthly System Peak Day | SCE | 1-in-2 | 2031 | 24 |  |  |  | 77.8072 | 1
| Zone | South of Lugo | 8 | Typical Event Day | SCE | 1-in-2 | 2031 | 1 |  |  |  | 73.3879 | 1
| Zone | South of Lugo | 8 | Typical Event Day | SCE | 1-in-2 | 2031 | 2 |  |  |  | 72.3336 | 1
| Zone | South of Lugo | 8 | Typical Event Day | SCE | 1-in-2 | 2031 | 3 |  |  |  | 71.5701 | 1
| Zone | South of Lugo | 8 | Typical Event Day | SCE | 1-in-2 | 2031 | 4 |  |  |  | 70.9136 | 1
| Zone | South of Lugo | 8 | Typical Event Day | SCE | 1-in-2 | 2031 | 5 |  |  |  | 70.3249 | 1
| Zone | South of Lugo | 8 | Typical Event Day | SCE | 1-in-2 | 2031 | 6 |  |  |  | 69.7097 | 1
| Zone | South of Lugo | 8 | Typical Event Day | SCE | 1-in-2 | 2031 | 7 |  |  |  | 69.4113 | 1
| Zone | South of Lugo | 8 | Typical Event Day | SCE | 1-in-2 | 2031 | 8 |  |  |  | 69.8227 | 1
| Zone | South of Lugo | 8 | Typical Event Day | SCE | 1-in-2 | 2031 | 9 |  |  |  | 72.166 | 1
| Zone | South of Lugo | 8 | Typical Event Day | SCE | 1-in-2 | 2031 | 10 |  |  |  | 76.4347 | 1
| Zone | South of Lugo | 8 | Typical Event Day | SCE | 1-in-2 | 2031 | 11 |  |  |  | 80.7497 | 1
| Zone | South of Lugo | 8 | Typical Event Day | SCE | 1-in-2 | 2031 | 12 |  |  |  | 84.6027 | 1
| Zone | South of Lugo | 8 | Typical Event Day | SCE | 1-in-2 | 2031 | 13 |  |  |  | 87.3238 | 1
| Zone | South of Lugo | 8 | Typical Event Day | SCE | 1-in-2 | 2031 | 14 |  |  |  | 89.3264 | 1
| Zone | South of Lugo | 8 | Typical Event Day | SCE | 1-in-2 | 2031 | 15 |  |  |  | 90.9715 | 1
| Zone | South of Lugo | 8 | Typical Event Day | SCE | 1-in-2 | 2031 | 16 |  |  |  | 91.3217 | 1
| Zone | South of Lugo | 8 | Typical Event Day | SCE | 1-in-2 | 2031 | 17 |  |  |  | 91.5824 | 1
| Zone | South of Lugo | 8 | Typical Event Day | SCE | 1-in-2 | 2031 | 18 |  |  |  | 90.7228 | 1
| Zone | South of Lugo | 8 | Typical Event Day | SCE | 1-in-2 | 2031 | 19 |  |  |  | 88.882 | 1
| Zone | South of Lugo | 8 | Typical Event Day | SCE | 1-in-2 | 2031 | 20 |  |  |  | 86.5312 | 1
| Zone | South of Lugo | 8 | Typical Event Day | SCE | 1-in-2 | 2031 | 21 |  |  |  | 83.1432 | 1
| Zone | South of Lugo | 8 | Typical Event Day | SCE | 1-in-2 | 2031 | 22 |  |  |  | 79.9623 | 1
| Zone | South of Lugo | 8 | Typical Event Day | SCE | 1-in-2 | 2031 | 23 |  |  |  | 77.8256 | 1
| Zone | South of Lugo | 8 | Typical Event Day | SCE | 1-in-2 | 2031 | 24 |  |  |  | 76.0635 | 1
| Zone | South of Lugo | 9 | Average Weekday | SCE | 1-in-2 | 2031 | 1 |  |  |  | 69.5679 | 1
| Zone | South of Lugo | 9 | Average Weekday | SCE | 1-in-2 | 2031 | 2 |  |  |  | 68.7193 | 1
| Zone | South of Lugo | 9 | Average Weekday | SCE | 1-in-2 | 2031 | 3 |  |  |  | 68.0278 | 1
| Zone | South of Lugo | 9 | Average Weekday | SCE | 1-in-2 | 2031 | 4 |  |  |  | 67.4097 | 1
| Zone | South of Lugo | 9 | Average Weekday | SCE | 1-in-2 | 2031 | 5 |  |  |  | 66.9014 | 1
| Zone | South of Lugo | 9 | Average Weekday | SCE | 1-in-2 | 2031 | 6 |  |  |  | 66.4414 | 1
| Zone | South of Lugo | 9 | Average Weekday | SCE | 1-in-2 | 2031 | 7 |  |  |  | 66.1311 | 1
| Zone | South of Lugo | 9 | Average Weekday | SCE | 1-in-2 | 2031 | 8 |  |  |  | 66.0566 | 1
| Zone | South of Lugo | 9 | Average Weekday | SCE | 1-in-2 | 2031 | 9 |  |  |  | 67.5294 | 1
| Zone | South of Lugo | 9 | Average Weekday | SCE | 1-in-2 | 2031 | 10 |  |  |  | 70.3949 | 1
| Zone | South of Lugo | 9 | Average Weekday | SCE | 1-in-2 | 2031 | 11 |  |  |  | 73.7984 | 1
| Zone | South of Lugo | 9 | Average Weekday | SCE | 1-in-2 | 2031 | 12 |  |  |  | 77.143 | 1
| Zone | South of Lugo | 9 | Average Weekday | SCE | 1-in-2 | 2031 | 13 |  |  |  | 79.9568 | 1
| Zone | South of Lugo | 9 | Average Weekday | SCE | 1-in-2 | 2031 | 14 |  |  |  | 81.9296 | 1
| Zone | South of Lugo | 9 | Average Weekday | SCE | 1-in-2 | 2031 | 15 |  |  |  | 83.0553 | 1
| Zone | South of Lugo | 9 | Average Weekday | SCE | 1-in-2 | 2031 | 16 |  |  |  | 83.4899 | 1
| Zone | South of Lugo | 9 | Average Weekday | SCE | 1-in-2 | 2031 | 17 |  |  |  | 83.3043 | 1
| Zone | South of Lugo | 9 | Average Weekday | SCE | 1-in-2 | 2031 | 18 |  |  |  | 82.3103 | 1
| Zone | South of Lugo | 9 | Average Weekday | SCE | 1-in-2 | 2031 | 19 |  |  |  | 80.5187 | 1
| Zone | South of Lugo | 9 | Average Weekday | SCE | 1-in-2 | 2031 | 20 |  |  |  | 77.4977 | 1
| Zone | South of Lugo | 9 | Average Weekday | SCE | 1-in-2 | 2031 | 21 |  |  |  | 74.4041 | 1
| Zone | South of Lugo | 9 | Average Weekday | SCE | 1-in-2 | 2031 | 22 |  |  |  | 72.588 | 1
| Zone | South of Lugo | 9 | Average Weekday | SCE | 1-in-2 | 2031 | 23 |  |  |  | 71.3442 | 1
| Zone | South of Lugo | 9 | Average Weekday | SCE | 1-in-2 | 2031 | 24 |  |  |  | 70.2551 | 1
| Zone | South of Lugo | 9 | Monthly System Peak Day | SCE | 1-in-2 | 2031 | 1 |  |  |  | 76.4608 | 1
| Zone | South of Lugo | 9 | Monthly System Peak Day | SCE | 1-in-2 | 2031 | 2 |  |  |  | 75.3621 | 1
| Zone | South of Lugo | 9 | Monthly System Peak Day | SCE | 1-in-2 | 2031 | 3 |  |  |  | 74.6651 | 1
| Zone | South of Lugo | 9 | Monthly System Peak Day | SCE | 1-in-2 | 2031 | 4 |  |  |  | 74.1926 | 1
| Zone | South of Lugo | 9 | Monthly System Peak Day | SCE | 1-in-2 | 2031 | 5 |  |  |  | 73.3282 | 1
| Zone | South of Lugo | 9 | Monthly System Peak Day | SCE | 1-in-2 | 2031 | 6 |  |  |  | 72.6123 | 1
| Zone | South of Lugo | 9 | Monthly System Peak Day | SCE | 1-in-2 | 2031 | 7 |  |  |  | 72.7421 | 1
| Zone | South of Lugo | 9 | Monthly System Peak Day | SCE | 1-in-2 | 2031 | 8 |  |  |  | 72.621 | 1
| Zone | South of Lugo | 9 | Monthly System Peak Day | SCE | 1-in-2 | 2031 | 9 |  |  |  | 74.2392 | 1
| Zone | South of Lugo | 9 | Monthly System Peak Day | SCE | 1-in-2 | 2031 | 10 |  |  |  | 78.6872 | 1
| Zone | South of Lugo | 9 | Monthly System Peak Day | SCE | 1-in-2 | 2031 | 11 |  |  |  | 83.9282 | 1
| Zone | South of Lugo | 9 | Monthly System Peak Day | SCE | 1-in-2 | 2031 | 12 |  |  |  | 88.6077 | 1
| Zone | South of Lugo | 9 | Monthly System Peak Day | SCE | 1-in-2 | 2031 | 13 |  |  |  | 92.6256 | 1
| Zone | South of Lugo | 9 | Monthly System Peak Day | SCE | 1-in-2 | 2031 | 14 |  |  |  | 95.3128 | 1
| Zone | South of Lugo | 9 | Monthly System Peak Day | SCE | 1-in-2 | 2031 | 15 |  |  |  | 96.4564 | 1
| Zone | South of Lugo | 9 | Monthly System Peak Day | SCE | 1-in-2 | 2031 | 16 |  |  |  | 96.0103 | 1
| Zone | South of Lugo | 9 | Monthly System Peak Day | SCE | 1-in-2 | 2031 | 17 |  |  |  | 95.9142 | 1
| Zone | South of Lugo | 9 | Monthly System Peak Day | SCE | 1-in-2 | 2031 | 18 |  |  |  | 95.4629 | 1
| Zone | South of Lugo | 9 | Monthly System Peak Day | SCE | 1-in-2 | 2031 | 19 |  |  |  | 94.5256 | 1
| Zone | South of Lugo | 9 | Monthly System Peak Day | SCE | 1-in-2 | 2031 | 20 |  |  |  | 92.141 | 1
| Zone | South of Lugo | 9 | Monthly System Peak Day | SCE | 1-in-2 | 2031 | 21 |  |  |  | 88.6436 | 1
| Zone | South of Lugo | 9 | Monthly System Peak Day | SCE | 1-in-2 | 2031 | 22 |  |  |  | 86.3513 | 1
| Zone | South of Lugo | 9 | Monthly System Peak Day | SCE | 1-in-2 | 2031 | 23 |  |  |  | 84.2231 | 1
| Zone | South of Lugo | 9 | Monthly System Peak Day | SCE | 1-in-2 | 2031 | 24 |  |  |  | 81.7487 | 1
| Zone | South of Lugo | 10 | Average Weekday | SCE | 1-in-2 | 2031 | 1 |  |  |  | 64.658 | 1
| Zone | South of Lugo | 10 | Average Weekday | SCE | 1-in-2 | 2031 | 2 |  |  |  | 63.8062 | 1
| Zone | South of Lugo | 10 | Average Weekday | SCE | 1-in-2 | 2031 | 3 |  |  |  | 62.9019 | 1
| Zone | South of Lugo | 10 | Average Weekday | SCE | 1-in-2 | 2031 | 4 |  |  |  | 62.2469 | 1
| Zone | South of Lugo | 10 | Average Weekday | SCE | 1-in-2 | 2031 | 5 |  |  |  | 61.6376 | 1
| Zone | South of Lugo | 10 | Average Weekday | SCE | 1-in-2 | 2031 | 6 |  |  |  | 61.2473 | 1
| Zone | South of Lugo | 10 | Average Weekday | SCE | 1-in-2 | 2031 | 7 |  |  |  | 60.9326 | 1
| Zone | South of Lugo | 10 | Average Weekday | SCE | 1-in-2 | 2031 | 8 |  |  |  | 60.7842 | 1
| Zone | South of Lugo | 10 | Average Weekday | SCE | 1-in-2 | 2031 | 9 |  |  |  | 61.3719 | 1
| Zone | South of Lugo | 10 | Average Weekday | SCE | 1-in-2 | 2031 | 10 |  |  |  | 63.9419 | 1
| Zone | South of Lugo | 10 | Average Weekday | SCE | 1-in-2 | 2031 | 11 |  |  |  | 67.2273 | 1
| Zone | South of Lugo | 10 | Average Weekday | SCE | 1-in-2 | 2031 | 12 |  |  |  | 70.4369 | 1
| Zone | South of Lugo | 10 | Average Weekday | SCE | 1-in-2 | 2031 | 13 |  |  |  | 73.1782 | 1
| Zone | South of Lugo | 10 | Average Weekday | SCE | 1-in-2 | 2031 | 14 |  |  |  | 75.1897 | 1
| Zone | South of Lugo | 10 | Average Weekday | SCE | 1-in-2 | 2031 | 15 |  |  |  | 76.6368 | 1
| Zone | South of Lugo | 10 | Average Weekday | SCE | 1-in-2 | 2031 | 16 |  |  |  | 77.4598 | 1
| Zone | South of Lugo | 10 | Average Weekday | SCE | 1-in-2 | 2031 | 17 |  |  |  | 77.3466 | 1
| Zone | South of Lugo | 10 | Average Weekday | SCE | 1-in-2 | 2031 | 18 |  |  |  | 76.4242 | 1
| Zone | South of Lugo | 10 | Average Weekday | SCE | 1-in-2 | 2031 | 19 |  |  |  | 74.5143 | 1
| Zone | South of Lugo | 10 | Average Weekday | SCE | 1-in-2 | 2031 | 20 |  |  |  | 71.5232 | 1
| Zone | South of Lugo | 10 | Average Weekday | SCE | 1-in-2 | 2031 | 21 |  |  |  | 69.4376 | 1
| Zone | South of Lugo | 10 | Average Weekday | SCE | 1-in-2 | 2031 | 22 |  |  |  | 67.9225 | 1
| Zone | South of Lugo | 10 | Average Weekday | SCE | 1-in-2 | 2031 | 23 |  |  |  | 66.6274 | 1
| Zone | South of Lugo | 10 | Average Weekday | SCE | 1-in-2 | 2031 | 24 |  |  |  | 65.4949 | 1
| Zone | South of Lugo | 10 | Monthly System Peak Day | SCE | 1-in-2 | 2031 | 1 |  |  |  | 74.6742 | 1
| Zone | South of Lugo | 10 | Monthly System Peak Day | SCE | 1-in-2 | 2031 | 2 |  |  |  | 73.1483 | 1
| Zone | South of Lugo | 10 | Monthly System Peak Day | SCE | 1-in-2 | 2031 | 3 |  |  |  | 70.4508 | 1
| Zone | South of Lugo | 10 | Monthly System Peak Day | SCE | 1-in-2 | 2031 | 4 |  |  |  | 69.3717 | 1
| Zone | South of Lugo | 10 | Monthly System Peak Day | SCE | 1-in-2 | 2031 | 5 |  |  |  | 68.6522 | 1
| Zone | South of Lugo | 10 | Monthly System Peak Day | SCE | 1-in-2 | 2031 | 6 |  |  |  | 68.2467 | 1
| Zone | South of Lugo | 10 | Monthly System Peak Day | SCE | 1-in-2 | 2031 | 7 |  |  |  | 67.8128 | 1
| Zone | South of Lugo | 10 | Monthly System Peak Day | SCE | 1-in-2 | 2031 | 8 |  |  |  | 67.5925 | 1
| Zone | South of Lugo | 10 | Monthly System Peak Day | SCE | 1-in-2 | 2031 | 9 |  |  |  | 68.5853 | 1
| Zone | South of Lugo | 10 | Monthly System Peak Day | SCE | 1-in-2 | 2031 | 10 |  |  |  | 72.8856 | 1
| Zone | South of Lugo | 10 | Monthly System Peak Day | SCE | 1-in-2 | 2031 | 11 |  |  |  | 79.2614 | 1
| Zone | South of Lugo | 10 | Monthly System Peak Day | SCE | 1-in-2 | 2031 | 12 |  |  |  | 84.9889 | 1
| Zone | South of Lugo | 10 | Monthly System Peak Day | SCE | 1-in-2 | 2031 | 13 |  |  |  | 88.8639 | 1
| Zone | South of Lugo | 10 | Monthly System Peak Day | SCE | 1-in-2 | 2031 | 14 |  |  |  | 91.4361 | 1
| Zone | South of Lugo | 10 | Monthly System Peak Day | SCE | 1-in-2 | 2031 | 15 |  |  |  | 92.7056 | 1
| Zone | South of Lugo | 10 | Monthly System Peak Day | SCE | 1-in-2 | 2031 | 16 |  |  |  | 93 | 1
| Zone | South of Lugo | 10 | Monthly System Peak Day | SCE | 1-in-2 | 2031 | 17 |  |  |  | 92.4833 | 1
| Zone | South of Lugo | 10 | Monthly System Peak Day | SCE | 1-in-2 | 2031 | 18 |  |  |  | 91.7389 | 1
| Zone | South of Lugo | 10 | Monthly System Peak Day | SCE | 1-in-2 | 2031 | 19 |  |  |  | 90.6139 | 1
| Zone | South of Lugo | 10 | Monthly System Peak Day | SCE | 1-in-2 | 2031 | 20 |  |  |  | 86.85 | 1
| Zone | South of Lugo | 10 | Monthly System Peak Day | SCE | 1-in-2 | 2031 | 21 |  |  |  | 84.0083 | 1
| Zone | South of Lugo | 10 | Monthly System Peak Day | SCE | 1-in-2 | 2031 | 22 |  |  |  | 82.2222 | 1
| Zone | South of Lugo | 10 | Monthly System Peak Day | SCE | 1-in-2 | 2031 | 23 |  |  |  | 79.4361 | 1
| Zone | South of Lugo | 10 | Monthly System Peak Day | SCE | 1-in-2 | 2031 | 24 |  |  |  | 77.6992 | 1
| Zone | South of Lugo | 11 | Average Weekday | SCE | 1-in-2 | 2031 | 1 |  |  |  | 58.5333 | 1
| Zone | South of Lugo | 11 | Average Weekday | SCE | 1-in-2 | 2031 | 2 |  |  |  | 57.7813 | 1
| Zone | South of Lugo | 11 | Average Weekday | SCE | 1-in-2 | 2031 | 3 |  |  |  | 57.0469 | 1
| Zone | South of Lugo | 11 | Average Weekday | SCE | 1-in-2 | 2031 | 4 |  |  |  | 56.5065 | 1
| Zone | South of Lugo | 11 | Average Weekday | SCE | 1-in-2 | 2031 | 5 |  |  |  | 56.0571 | 1
| Zone | South of Lugo | 11 | Average Weekday | SCE | 1-in-2 | 2031 | 6 |  |  |  | 55.6144 | 1
| Zone | South of Lugo | 11 | Average Weekday | SCE | 1-in-2 | 2031 | 7 |  |  |  | 55.485 | 1
| Zone | South of Lugo | 11 | Average Weekday | SCE | 1-in-2 | 2031 | 8 |  |  |  | 55.4742 | 1
| Zone | South of Lugo | 11 | Average Weekday | SCE | 1-in-2 | 2031 | 9 |  |  |  | 57.1545 | 1
| Zone | South of Lugo | 11 | Average Weekday | SCE | 1-in-2 | 2031 | 10 |  |  |  | 60.4087 | 1
| Zone | South of Lugo | 11 | Average Weekday | SCE | 1-in-2 | 2031 | 11 |  |  |  | 63.8954 | 1
| Zone | South of Lugo | 11 | Average Weekday | SCE | 1-in-2 | 2031 | 12 |  |  |  | 66.8067 | 1
| Zone | South of Lugo | 11 | Average Weekday | SCE | 1-in-2 | 2031 | 13 |  |  |  | 68.9962 | 1
| Zone | South of Lugo | 11 | Average Weekday | SCE | 1-in-2 | 2031 | 14 |  |  |  | 70.4599 | 1
| Zone | South of Lugo | 11 | Average Weekday | SCE | 1-in-2 | 2031 | 15 |  |  |  | 71.3165 | 1
| Zone | South of Lugo | 11 | Average Weekday | SCE | 1-in-2 | 2031 | 16 |  |  |  | 71.3995 | 1
| Zone | South of Lugo | 11 | Average Weekday | SCE | 1-in-2 | 2031 | 17 |  |  |  | 70.5174 | 1
| Zone | South of Lugo | 11 | Average Weekday | SCE | 1-in-2 | 2031 | 18 |  |  |  | 68.4079 | 1
| Zone | South of Lugo | 11 | Average Weekday | SCE | 1-in-2 | 2031 | 19 |  |  |  | 66.0434 | 1
| Zone | South of Lugo | 11 | Average Weekday | SCE | 1-in-2 | 2031 | 20 |  |  |  | 64.3404 | 1
| Zone | South of Lugo | 11 | Average Weekday | SCE | 1-in-2 | 2031 | 21 |  |  |  | 62.8974 | 1
| Zone | South of Lugo | 11 | Average Weekday | SCE | 1-in-2 | 2031 | 22 |  |  |  | 61.5474 | 1
| Zone | South of Lugo | 11 | Average Weekday | SCE | 1-in-2 | 2031 | 23 |  |  |  | 60.3009 | 1
| Zone | South of Lugo | 11 | Average Weekday | SCE | 1-in-2 | 2031 | 24 |  |  |  | 59.3525 | 1
| Zone | South of Lugo | 11 | Monthly System Peak Day | SCE | 1-in-2 | 2031 | 1 |  |  |  | 65.7875 | 1
| Zone | South of Lugo | 11 | Monthly System Peak Day | SCE | 1-in-2 | 2031 | 2 |  |  |  | 64.2083 | 1
| Zone | South of Lugo | 11 | Monthly System Peak Day | SCE | 1-in-2 | 2031 | 3 |  |  |  | 63.0328 | 1
| Zone | South of Lugo | 11 | Monthly System Peak Day | SCE | 1-in-2 | 2031 | 4 |  |  |  | 62.1006 | 1
| Zone | South of Lugo | 11 | Monthly System Peak Day | SCE | 1-in-2 | 2031 | 5 |  |  |  | 61.2594 | 1
| Zone | South of Lugo | 11 | Monthly System Peak Day | SCE | 1-in-2 | 2031 | 6 |  |  |  | 60.3725 | 1
| Zone | South of Lugo | 11 | Monthly System Peak Day | SCE | 1-in-2 | 2031 | 7 |  |  |  | 60.0858 | 1
| Zone | South of Lugo | 11 | Monthly System Peak Day | SCE | 1-in-2 | 2031 | 8 |  |  |  | 60.1878 | 1
| Zone | South of Lugo | 11 | Monthly System Peak Day | SCE | 1-in-2 | 2031 | 9 |  |  |  | 62.6325 | 1
| Zone | South of Lugo | 11 | Monthly System Peak Day | SCE | 1-in-2 | 2031 | 10 |  |  |  | 67.8433 | 1
| Zone | South of Lugo | 11 | Monthly System Peak Day | SCE | 1-in-2 | 2031 | 11 |  |  |  | 74.2411 | 1
| Zone | South of Lugo | 11 | Monthly System Peak Day | SCE | 1-in-2 | 2031 | 12 |  |  |  | 79.9083 | 1
| Zone | South of Lugo | 11 | Monthly System Peak Day | SCE | 1-in-2 | 2031 | 13 |  |  |  | 83.9361 | 1
| Zone | South of Lugo | 11 | Monthly System Peak Day | SCE | 1-in-2 | 2031 | 14 |  |  |  | 86.475 | 1
| Zone | South of Lugo | 11 | Monthly System Peak Day | SCE | 1-in-2 | 2031 | 15 |  |  |  | 87.6361 | 1
| Zone | South of Lugo | 11 | Monthly System Peak Day | SCE | 1-in-2 | 2031 | 16 |  |  |  | 87.3444 | 1
| Zone | South of Lugo | 11 | Monthly System Peak Day | SCE | 1-in-2 | 2031 | 17 |  |  |  | 86.1611 | 1
| Zone | South of Lugo | 11 | Monthly System Peak Day | SCE | 1-in-2 | 2031 | 18 |  |  |  | 83.1111 | 1
| Zone | South of Lugo | 11 | Monthly System Peak Day | SCE | 1-in-2 | 2031 | 19 |  |  |  | 79.5417 | 1
| Zone | South of Lugo | 11 | Monthly System Peak Day | SCE | 1-in-2 | 2031 | 20 |  |  |  | 77.2222 | 1
| Zone | South of Lugo | 11 | Monthly System Peak Day | SCE | 1-in-2 | 2031 | 21 |  |  |  | 74.79 | 1
| Zone | South of Lugo | 11 | Monthly System Peak Day | SCE | 1-in-2 | 2031 | 22 |  |  |  | 73.0744 | 1
| Zone | South of Lugo | 11 | Monthly System Peak Day | SCE | 1-in-2 | 2031 | 23 |  |  |  | 70.7164 | 1
| Zone | South of Lugo | 11 | Monthly System Peak Day | SCE | 1-in-2 | 2031 | 24 |  |  |  | 68.9517 | 1
| Zone | South of Lugo | 12 | Average Weekday | SCE | 1-in-2 | 2031 | 1 |  |  |  | 52.8309 | 1
| Zone | South of Lugo | 12 | Average Weekday | SCE | 1-in-2 | 2031 | 2 |  |  |  | 52.1578 | 1
| Zone | South of Lugo | 12 | Average Weekday | SCE | 1-in-2 | 2031 | 3 |  |  |  | 51.683 | 1
| Zone | South of Lugo | 12 | Average Weekday | SCE | 1-in-2 | 2031 | 4 |  |  |  | 51.2664 | 1
| Zone | South of Lugo | 12 | Average Weekday | SCE | 1-in-2 | 2031 | 5 |  |  |  | 50.8731 | 1
| Zone | South of Lugo | 12 | Average Weekday | SCE | 1-in-2 | 2031 | 6 |  |  |  | 50.3862 | 1
| Zone | South of Lugo | 12 | Average Weekday | SCE | 1-in-2 | 2031 | 7 |  |  |  | 49.994 | 1
| Zone | South of Lugo | 12 | Average Weekday | SCE | 1-in-2 | 2031 | 8 |  |  |  | 49.8333 | 1
| Zone | South of Lugo | 12 | Average Weekday | SCE | 1-in-2 | 2031 | 9 |  |  |  | 50.5885 | 1
| Zone | South of Lugo | 12 | Average Weekday | SCE | 1-in-2 | 2031 | 10 |  |  |  | 52.9118 | 1
| Zone | South of Lugo | 12 | Average Weekday | SCE | 1-in-2 | 2031 | 11 |  |  |  | 55.8123 | 1
| Zone | South of Lugo | 12 | Average Weekday | SCE | 1-in-2 | 2031 | 12 |  |  |  | 58.5248 | 1
| Zone | South of Lugo | 12 | Average Weekday | SCE | 1-in-2 | 2031 | 13 |  |  |  | 60.555 | 1
| Zone | South of Lugo | 12 | Average Weekday | SCE | 1-in-2 | 2031 | 14 |  |  |  | 61.9576 | 1
| Zone | South of Lugo | 12 | Average Weekday | SCE | 1-in-2 | 2031 | 15 |  |  |  | 62.7828 | 1
| Zone | South of Lugo | 12 | Average Weekday | SCE | 1-in-2 | 2031 | 16 |  |  |  | 62.8459 | 1
| Zone | South of Lugo | 12 | Average Weekday | SCE | 1-in-2 | 2031 | 17 |  |  |  | 62.0852 | 1
| Zone | South of Lugo | 12 | Average Weekday | SCE | 1-in-2 | 2031 | 18 |  |  |  | 60.184 | 1
| Zone | South of Lugo | 12 | Average Weekday | SCE | 1-in-2 | 2031 | 19 |  |  |  | 58.2015 | 1
| Zone | South of Lugo | 12 | Average Weekday | SCE | 1-in-2 | 2031 | 20 |  |  |  | 56.8922 | 1
| Zone | South of Lugo | 12 | Average Weekday | SCE | 1-in-2 | 2031 | 21 |  |  |  | 55.8111 | 1
| Zone | South of Lugo | 12 | Average Weekday | SCE | 1-in-2 | 2031 | 22 |  |  |  | 54.7683 | 1
| Zone | South of Lugo | 12 | Average Weekday | SCE | 1-in-2 | 2031 | 23 |  |  |  | 53.8381 | 1
| Zone | South of Lugo | 12 | Average Weekday | SCE | 1-in-2 | 2031 | 24 |  |  |  | 53.0334 | 1
| Zone | South of Lugo | 12 | Monthly System Peak Day | SCE | 1-in-2 | 2031 | 1 |  |  |  | 45.9917 | 1
| Zone | South of Lugo | 12 | Monthly System Peak Day | SCE | 1-in-2 | 2031 | 2 |  |  |  | 45.5597 | 1
| Zone | South of Lugo | 12 | Monthly System Peak Day | SCE | 1-in-2 | 2031 | 3 |  |  |  | 45.7214 | 1
| Zone | South of Lugo | 12 | Monthly System Peak Day | SCE | 1-in-2 | 2031 | 4 |  |  |  | 45.8997 | 1
| Zone | South of Lugo | 12 | Monthly System Peak Day | SCE | 1-in-2 | 2031 | 5 |  |  |  | 45.8736 | 1
| Zone | South of Lugo | 12 | Monthly System Peak Day | SCE | 1-in-2 | 2031 | 6 |  |  |  | 45.6872 | 1
| Zone | South of Lugo | 12 | Monthly System Peak Day | SCE | 1-in-2 | 2031 | 7 |  |  |  | 45.7017 | 1
| Zone | South of Lugo | 12 | Monthly System Peak Day | SCE | 1-in-2 | 2031 | 8 |  |  |  | 45.74 | 1
| Zone | South of Lugo | 12 | Monthly System Peak Day | SCE | 1-in-2 | 2031 | 9 |  |  |  | 46.5792 | 1
| Zone | South of Lugo | 12 | Monthly System Peak Day | SCE | 1-in-2 | 2031 | 10 |  |  |  | 49.5064 | 1
| Zone | South of Lugo | 12 | Monthly System Peak Day | SCE | 1-in-2 | 2031 | 11 |  |  |  | 52.5481 | 1
| Zone | South of Lugo | 12 | Monthly System Peak Day | SCE | 1-in-2 | 2031 | 12 |  |  |  | 55.7542 | 1
| Zone | South of Lugo | 12 | Monthly System Peak Day | SCE | 1-in-2 | 2031 | 13 |  |  |  | 57.4317 | 1
| Zone | South of Lugo | 12 | Monthly System Peak Day | SCE | 1-in-2 | 2031 | 14 |  |  |  | 58.4739 | 1
| Zone | South of Lugo | 12 | Monthly System Peak Day | SCE | 1-in-2 | 2031 | 15 |  |  |  | 59.1544 | 1
| Zone | South of Lugo | 12 | Monthly System Peak Day | SCE | 1-in-2 | 2031 | 16 |  |  |  | 59.4806 | 1
| Zone | South of Lugo | 12 | Monthly System Peak Day | SCE | 1-in-2 | 2031 | 17 |  |  |  | 58.9819 | 1
| Zone | South of Lugo | 12 | Monthly System Peak Day | SCE | 1-in-2 | 2031 | 18 |  |  |  | 57.1061 | 1
| Zone | South of Lugo | 12 | Monthly System Peak Day | SCE | 1-in-2 | 2031 | 19 |  |  |  | 54.6917 | 1
| Zone | South of Lugo | 12 | Monthly System Peak Day | SCE | 1-in-2 | 2031 | 20 |  |  |  | 53.4083 | 1
| Zone | South of Lugo | 12 | Monthly System Peak Day | SCE | 1-in-2 | 2031 | 21 |  |  |  | 51.9811 | 1
| Zone | South of Lugo | 12 | Monthly System Peak Day | SCE | 1-in-2 | 2031 | 22 |  |  |  | 50.3236 | 1
| Zone | South of Lugo | 12 | Monthly System Peak Day | SCE | 1-in-2 | 2031 | 23 |  |  |  | 48.5106 | 1
| Zone | South of Lugo | 12 | Monthly System Peak Day | SCE | 1-in-2 | 2031 | 24 |  |  |  | 47.1386 | 1

## Helpers (hidden)
Reporting Level | Day Types | Weather Years | Forecast Years | Category | Segment | Category Options | SubCategory Options
Average Customer | Typical Event Day | 1-in-2 | 2021 | All | All Customers | All | All Customers
Aggregate | Average Weekday | 1-in-10 | 2022 | LCA | Big Creek/Ventura | LCA
| Monthly System Peak Day |  | 2023 | LCA | LA Basin | Zone
|  | Weather Type | 2024 | LCA | Outside LA Basin
| Month Types | CAISO | 2025 | Zone | Remainder of System
| 1 | SCE | 2026 | Zone | South Orange County
| 2 |  | 2027 | Zone | South of Lugo
| 3 |  | 2028
| 4 |  | 2029
| 5 |  | 2030
| 6 |  | 2031
7
8
9
10
11
12