| Zone | Remainder of System | 3 | Monthly System Peak Day | SCE | 1-in-2 | 2028 | 21 | 220.8809 | 225.8797 | 8.0689 | 62.3174 | 0
| Zone | Remainder of System | 3 | Monthly System Peak Day | SCE | 1-in-2 | 2028 | 22 | 419.4525 | 437.7922 | 8.3021 | 60.1617 | 0
| Zone | Remainder of System | 3 | Monthly System Peak Day | SCE | 1-in-2 | 2028 | 23 | 409.8031 | 431.2481 | 8.4036 | 58.5692 | 0
| Zone | Remainder of System | 3 | Monthly System Peak Day | SCE | 1-in-2 | 2028 | 24 | 352.6301 | 377.6543 | 8.4936 | 57.2979 | 0
| Zone | Remainder of System | 4 | Average Weekday | SCE | 1-in-2 | 2028 | 1 | 269.7727 | 280.9851 | 8.4649 | 56.7256 | 0
| Zone | Remainder of System | 4 | Average Weekday | SCE | 1-in-2 | 2028 | 2 | 268.1611 | 276.7508 | 8.4169 | 55.8527 | 0
| Zone | Remainder of System | 4 | Average Weekday | SCE | 1-in-2 | 2028 | 3 | 427.4848 | 439.317 | 8.4097 | 55.0819 | 0
| Zone | Remainder of System | 4 | Average Weekday | SCE | 1-in-2 | 2028 | 4 | 595.6565 | 612.5617 | 8.3927 | 54.4336 | 0
| Zone | Remainder of System | 4 | Average Weekday | SCE | 1-in-2 | 2028 | 5 | 550.5024 | 568.6844 | 8.3863 | 53.7938 | 0
| Zone | Remainder of System | 4 | Average Weekday | SCE | 1-in-2 | 2028 | 6 | 546.3992 | 564.8466 | 8.3546 | 53.2767 | 0
| Zone | Remainder of System | 4 | Average Weekday | SCE | 1-in-2 | 2028 | 7 | 549.8644 | 551.0253 | 8.3385 | 52.8415 | 0
| Zone | Remainder of System | 4 | Average Weekday | SCE | 1-in-2 | 2028 | 8 | 534.2086 | 541.6484 | 8.4919 | 52.6877 | 0
| Zone | Remainder of System | 4 | Average Weekday | SCE | 1-in-2 | 2028 | 9 | 505.264 | 543.7043 | 8.681 | 54.1994 | 0
| Zone | Remainder of System | 4 | Average Weekday | SCE | 1-in-2 | 2028 | 10 | 486.8585 | 510.0451 | 8.5496 | 57.0022 | 0
| Zone | Remainder of System | 4 | Average Weekday | SCE | 1-in-2 | 2028 | 11 | 460.4412 | 474.6953 | 8.6269 | 59.9768 | 0
| Zone | Remainder of System | 4 | Average Weekday | SCE | 1-in-2 | 2028 | 12 | 459.9392 | 472.0389 | 8.7145 | 62.8243 | 0
| Zone | Remainder of System | 4 | Average Weekday | SCE | 1-in-2 | 2028 | 13 | 375.9076 | 386.6885 | 8.7882 | 65.1956 | 0
| Zone | Remainder of System | 4 | Average Weekday | SCE | 1-in-2 | 2028 | 14 | 346.8482 | 354.5239 | 8.7393 | 67.0563 | 0
| Zone | Remainder of System | 4 | Average Weekday | SCE | 1-in-2 | 2028 | 15 | 293.9702 | 301.2552 | 8.5744 | 68.3359 | 0
| Zone | Remainder of System | 4 | Average Weekday | SCE | 1-in-2 | 2028 | 16 | 261.8457 | 264.8396 | 8.36 | 68.9607 | 0
| Zone | Remainder of System | 4 | Average Weekday | SCE | 1-in-2 | 2028 | 17 | 260.7801 | 265.143 | 8.2323 | 69.025 | 0
| Zone | Remainder of System | 4 | Average Weekday | SCE | 1-in-2 | 2028 | 18 | 224.9148 | 230.5305 | 8.2444 | 68.3253 | 0
| Zone | Remainder of System | 4 | Average Weekday | SCE | 1-in-2 | 2028 | 19 | 230.512 | 237.1863 | 8.4989 | 66.968 | 0
| Zone | Remainder of System | 4 | Average Weekday | SCE | 1-in-2 | 2028 | 20 | 222.6921 | 226.0456 | 8.3949 | 64.7012 | 0
| Zone | Remainder of System | 4 | Average Weekday | SCE | 1-in-2 | 2028 | 21 | 223.8655 | 229.1156 | 8.0842 | 61.7724 | 0
| Zone | Remainder of System | 4 | Average Weekday | SCE | 1-in-2 | 2028 | 22 | 409.6708 | 427.6505 | 8.3142 | 59.6956 | 0
| Zone | Remainder of System | 4 | Average Weekday | SCE | 1-in-2 | 2028 | 23 | 404.2768 | 425.2657 | 8.42 | 58.3124 | 0
| Zone | Remainder of System | 4 | Average Weekday | SCE | 1-in-2 | 2028 | 24 | 346.988 | 371.149 | 8.5096 | 57.2555 | 0
| Zone | Remainder of System | 4 | Monthly System Peak Day | SCE | 1-in-2 | 2028 | 1 | 269.7727 | 280.9851 | 8.4649 | 64.1575 | 0
| Zone | Remainder of System | 4 | Monthly System Peak Day | SCE | 1-in-2 | 2028 | 2 | 268.1611 | 276.7508 | 8.4169 | 62.7754 | 0
| Zone | Remainder of System | 4 | Monthly System Peak Day | SCE | 1-in-2 | 2028 | 3 | 427.4848 | 439.317 | 8.4097 | 61.6456 | 0
| Zone | Remainder of System | 4 | Monthly System Peak Day | SCE | 1-in-2 | 2028 | 4 | 595.6565 | 612.5617 | 8.3927 | 60.6523 | 0
| Zone | Remainder of System | 4 | Monthly System Peak Day | SCE | 1-in-2 | 2028 | 5 | 550.5024 | 568.6844 | 8.3863 | 59.6858 | 0
| Zone | Remainder of System | 4 | Monthly System Peak Day | SCE | 1-in-2 | 2028 | 6 | 546.3992 | 564.8466 | 8.3546 | 58.665 | 0
| Zone | Remainder of System | 4 | Monthly System Peak Day | SCE | 1-in-2 | 2028 | 7 | 549.8644 | 551.0253 | 8.3385 | 57.9631 | 0
| Zone | Remainder of System | 4 | Monthly System Peak Day | SCE | 1-in-2 | 2028 | 8 | 534.2086 | 541.6484 | 8.4919 | 57.5916 | 0
| Zone | Remainder of System | 4 | Monthly System Peak Day | SCE | 1-in-2 | 2028 | 9 | 505.264 | 543.7043 | 8.681 | 59.2997 | 0
| Zone | Remainder of System | 4 | Monthly System Peak Day | SCE | 1-in-2 | 2028 | 10 | 486.8585 | 510.0451 | 8.5496 | 63.5939 | 0
| Zone | Remainder of System | 4 | Monthly System Peak Day | SCE | 1-in-2 | 2028 | 11 | 460.4412 | 474.6953 | 8.6269 | 69.2791 | 0
| Zone | Remainder of System | 4 | Monthly System Peak Day | SCE | 1-in-2 | 2028 | 12 | 459.9392 | 472.0389 | 8.7145 | 74.446 | 0
| Zone | Remainder of System | 4 | Monthly System Peak Day | SCE | 1-in-2 | 2028 | 13 | 375.9076 | 386.6885 | 8.7882 | 78.6886 | 0
| Zone | Remainder of System | 4 | Monthly System Peak Day | SCE | 1-in-2 | 2028 | 14 | 346.8482 | 354.5239 | 8.7393 | 81.3344 | 0
| Zone | Remainder of System | 4 | Monthly System Peak Day | SCE | 1-in-2 | 2028 | 15 | 293.9702 | 301.2552 | 8.5744 | 82.8242 | 0
| Zone | Remainder of System | 4 | Monthly System Peak Day | SCE | 1-in-2 | 2028 | 16 | 261.8457 | 264.8396 | 8.36 | 83.5658 | 0
| Zone | Remainder of System | 4 | Monthly System Peak Day | SCE | 1-in-2 | 2028 | 17 | 260.7801 | 265.143 | 8.2323 | 83.0798 | 0
| Zone | Remainder of System | 4 | Monthly System Peak Day | SCE | 1-in-2 | 2028 | 18 | 224.9148 | 230.5305 | 8.2444 | 82.7467 | 0
| Zone | Remainder of System | 4 | Monthly System Peak Day | SCE | 1-in-2 | 2028 | 19 | 230.512 | 237.1863 | 8.4989 | 81.1574 | 0
| Zone | Remainder of System | 4 | Monthly System Peak Day | SCE | 1-in-2 | 2028 | 20 | 222.6921 | 226.0456 | 8.3949 | 78.3726 | 0
| Zone | Remainder of System | 4 | Monthly System Peak Day | SCE | 1-in-2 | 2028 | 21 | 223.8655 | 229.1156 | 8.0842 | 74.0086 | 0
| Zone | Remainder of System | 4 | Monthly System Peak Day | SCE | 1-in-2 | 2028 | 22 | 409.6708 | 427.6505 | 8.3142 | 70.8448 | 0
| Zone | Remainder of System | 4 | Monthly System Peak Day | SCE | 1-in-2 | 2028 | 23 | 404.2768 | 425.2657 | 8.42 | 68.5482 | 0
| Zone | Remainder of System | 4 | Monthly System Peak Day | SCE | 1-in-2 | 2028 | 24 | 346.988 | 371.149 | 8.5096 | 66.4925 | 0
| Zone | Remainder of System | 5 | Average Weekday | SCE | 1-in-2 | 2028 | 1 | 282.8709 | 294.2226 | 8.4967 | 59.7443 | 0
| Zone | Remainder of System | 5 | Average Weekday | SCE | 1-in-2 | 2028 | 2 | 283.444 | 291.2584 | 8.4497 | 59.0711 | 0
| Zone | Remainder of System | 5 | Average Weekday | SCE | 1-in-2 | 2028 | 3 | 443.5811 | 456.6017 | 8.4426 | 58.4673 | 0
| Zone | Remainder of System | 5 | Average Weekday | SCE | 1-in-2 | 2028 | 4 | 606.7754 | 624.7937 | 8.4257 | 57.9163 | 0
| Zone | Remainder of System | 5 | Average Weekday | SCE | 1-in-2 | 2028 | 5 | 567.5186 | 586.5541 | 8.4188 | 57.4537 | 0
| Zone | Remainder of System | 5 | Average Weekday | SCE | 1-in-2 | 2028 | 6 | 553.68 | 574.1593 | 8.3861 | 57.0042 | 0
| Zone | Remainder of System | 5 | Average Weekday | SCE | 1-in-2 | 2028 | 7 | 547.6436 | 548.866 | 8.3682 | 56.5906 | 0
| Zone | Remainder of System | 5 | Average Weekday | SCE | 1-in-2 | 2028 | 8 | 544.8484 | 556.0178 | 8.5211 | 56.9009 | 0
| Zone | Remainder of System | 5 | Average Weekday | SCE | 1-in-2 | 2028 | 9 | 512.2386 | 548.2343 | 8.7082 | 58.6635 | 0
| Zone | Remainder of System | 5 | Average Weekday | SCE | 1-in-2 | 2028 | 10 | 502.3119 | 525.5439 | 8.579 | 61.0024 | 0
| Zone | Remainder of System | 5 | Average Weekday | SCE | 1-in-2 | 2028 | 11 | 481.8319 | 496.6777 | 8.6531 | 63.674 | 0
| Zone | Remainder of System | 5 | Average Weekday | SCE | 1-in-2 | 2028 | 12 | 475.0452 | 486.7411 | 8.7371 | 66.1969 | 0
| Zone | Remainder of System | 5 | Average Weekday | SCE | 1-in-2 | 2028 | 13 | 384.4093 | 395.6333 | 8.8088 | 68.4385 | 0
| Zone | Remainder of System | 5 | Average Weekday | SCE | 1-in-2 | 2028 | 14 | 361.6909 | 369.409 | 8.762 | 70.1752 | 0
| Zone | Remainder of System | 5 | Average Weekday | SCE | 1-in-2 | 2028 | 15 | 318.3665 | 325.4733 | 8.6007 | 71.341 | 0
| Zone | Remainder of System | 5 | Average Weekday | SCE | 1-in-2 | 2028 | 16 | 277.0956 | 279.9391 | 8.3901 | 71.901 | 0
| Zone | Remainder of System | 5 | Average Weekday | SCE | 1-in-2 | 2028 | 17 | 265.3987 | 270.8907 | 8.2621 | 71.8083 | 0
| Zone | Remainder of System | 5 | Average Weekday | SCE | 1-in-2 | 2028 | 18 | 239.1069 | 245.0738 | 8.2711 | 71.1675 | 0
| Zone | Remainder of System | 5 | Average Weekday | SCE | 1-in-2 | 2028 | 19 | 248.2487 | 255.1246 | 8.497 | 69.8052 | 0
| Zone | Remainder of System | 5 | Average Weekday | SCE | 1-in-2 | 2028 | 20 | 235.7348 | 239.0989 | 8.3945 | 67.6863 | 0
| Zone | Remainder of System | 5 | Average Weekday | SCE | 1-in-2 | 2028 | 21 | 240.7886 | 246.1586 | 8.0861 | 64.9519 | 0
| Zone | Remainder of System | 5 | Average Weekday | SCE | 1-in-2 | 2028 | 22 | 430.0316 | 448.2966 | 8.3408 | 62.6968 | 0
| Zone | Remainder of System | 5 | Average Weekday | SCE | 1-in-2 | 2028 | 23 | 430.4538 | 452.1378 | 8.45 | 61.385 | 0
| Zone | Remainder of System | 5 | Average Weekday | SCE | 1-in-2 | 2028 | 24 | 369.0518 | 394.0105 | 8.54 | 60.3901 | 0
| Zone | Remainder of System | 5 | Monthly System Peak Day | SCE | 1-in-2 | 2028 | 1 | 282.8709 | 294.2226 | 8.4967 | 64.8964 | 0
| Zone | Remainder of System | 5 | Monthly System Peak Day | SCE | 1-in-2 | 2028 | 2 | 283.444 | 291.2584 | 8.4497 | 63.6406 | 0
| Zone | Remainder of System | 5 | Monthly System Peak Day | SCE | 1-in-2 | 2028 | 3 | 443.5811 | 456.6017 | 8.4426 | 62.6729 | 0
| Zone | Remainder of System | 5 | Monthly System Peak Day | SCE | 1-in-2 | 2028 | 4 | 606.7754 | 624.7937 | 8.4257 | 61.8119 | 0
| Zone | Remainder of System | 5 | Monthly System Peak Day | SCE | 1-in-2 | 2028 | 5 | 567.5186 | 586.5541 | 8.4188 | 60.6742 | 0
| Zone | Remainder of System | 5 | Monthly System Peak Day | SCE | 1-in-2 | 2028 | 6 | 553.68 | 574.1593 | 8.3861 | 59.7664 | 0
| Zone | Remainder of System | 5 | Monthly System Peak Day | SCE | 1-in-2 | 2028 | 7 | 547.6436 | 548.866 | 8.3682 | 59.136 | 0
| Zone | Remainder of System | 5 | Monthly System Peak Day | SCE | 1-in-2 | 2028 | 8 | 544.8484 | 556.0178 | 8.5211 | 59.7714 | 0
| Zone | Remainder of System | 5 | Monthly System Peak Day | SCE | 1-in-2 | 2028 | 9 | 512.2386 | 548.2343 | 8.7082 | 62.8957 | 0
| Zone | Remainder of System | 5 | Monthly System Peak Day | SCE | 1-in-2 | 2028 | 10 | 502.3119 | 525.5439 | 8.579 | 67.3915 | 0
| Zone | Remainder of System | 5 | Monthly System Peak Day | SCE | 1-in-2 | 2028 | 11 | 481.8319 | 496.6777 | 8.6531 | 72.2703 | 0
| Zone | Remainder of System | 5 | Monthly System Peak Day | SCE | 1-in-2 | 2028 | 12 | 475.0452 | 486.7411 | 8.7371 | 76.5772 | 0
| Zone | Remainder of System | 5 | Monthly System Peak Day | SCE | 1-in-2 | 2028 | 13 | 384.4093 | 395.6333 | 8.8088 | 79.8254 | 0
| Zone | Remainder of System | 5 | Monthly System Peak Day | SCE | 1-in-2 | 2028 | 14 | 361.6909 | 369.409 | 8.762 | 82.5221 | 0
| Zone | Remainder of System | 5 | Monthly System Peak Day | SCE | 1-in-2 | 2028 | 15 | 318.3665 | 325.4733 | 8.6007 | 83.8722 | 0
| Zone | Remainder of System | 5 | Monthly System Peak Day | SCE | 1-in-2 | 2028 | 16 | 277.0956 | 279.9391 | 8.3901 | 84.6226 | 0
| Zone | Remainder of System | 5 | Monthly System Peak Day | SCE | 1-in-2 | 2028 | 17 | 265.3987 | 270.8907 | 8.2621 | 84.5816 | 0
| Zone | Remainder of System | 5 | Monthly System Peak Day | SCE | 1-in-2 | 2028 | 18 | 239.1069 | 245.0738 | 8.2711 | 83.3941 | 0
| Zone | Remainder of System | 5 | Monthly System Peak Day | SCE | 1-in-2 | 2028 | 19 | 248.2487 | 255.1246 | 8.497 | 81.34 | 0
| Zone | Remainder of System | 5 | Monthly System Peak Day | SCE | 1-in-2 | 2028 | 20 | 235.7348 | 239.0989 | 8.3945 | 78.6477 | 0
| Zone | Remainder of System | 5 | Monthly System Peak Day | SCE | 1-in-2 | 2028 | 21 | 240.7886 | 246.1586 | 8.0861 | 74.5744 | 0
| Zone | Remainder of System | 5 | Monthly System Peak Day | SCE | 1-in-2 | 2028 | 22 | 430.0316 | 448.2966 | 8.3408 | 71.0129 | 0
| Zone | Remainder of System | 5 | Monthly System Peak Day | SCE | 1-in-2 | 2028 | 23 | 430.4538 | 452.1378 | 8.45 | 69.1124 | 0
| Zone | Remainder of System | 5 | Monthly System Peak Day | SCE | 1-in-2 | 2028 | 24 | 369.0518 | 394.0105 | 8.54 | 67.7685 | 0
| Zone | Remainder of System | 6 | Average Weekday | SCE | 1-in-2 | 2028 | 1 | 272.9723 | 291.0363 | 8.7266 | 63.1112 | 0
| Zone | Remainder of System | 6 | Average Weekday | SCE | 1-in-2 | 2028 | 2 | 269.5358 | 287.1115 | 8.6979 | 62.1452 | 0
| Zone | Remainder of System | 6 | Average Weekday | SCE | 1-in-2 | 2028 | 3 | 419.6695 | 453.3449 | 8.6904 | 61.3041 | 0
| Zone | Remainder of System | 6 | Average Weekday | SCE | 1-in-2 | 2028 | 4 | 575.1375 | 620.1999 | 8.6854 | 60.6018 | 0
| Zone | Remainder of System | 6 | Average Weekday | SCE | 1-in-2 | 2028 | 5 | 530.5893 | 579.0574 | 8.7009 | 60.0304 | 0
| Zone | Remainder of System | 6 | Average Weekday | SCE | 1-in-2 | 2028 | 6 | 536.1437 | 589.3495 | 8.7304 | 59.4565 | 0
| Zone | Remainder of System | 6 | Average Weekday | SCE | 1-in-2 | 2028 | 7 | 545.605 | 575.1297 | 9.0012 | 58.9785 | 0
| Zone | Remainder of System | 6 | Average Weekday | SCE | 1-in-2 | 2028 | 8 | 537.279 | 572.1196 | 8.6982 | 59.7299 | 0
| Zone | Remainder of System | 6 | Average Weekday | SCE | 1-in-2 | 2028 | 9 | 539.1638 | 556.4894 | 8.7578 | 62.174 | 0
| Zone | Remainder of System | 6 | Average Weekday | SCE | 1-in-2 | 2028 | 10 | 524.3027 | 531.6616 | 8.9561 | 65.2314 | 0
| Zone | Remainder of System | 6 | Average Weekday | SCE | 1-in-2 | 2028 | 11 | 486.9138 | 489.5524 | 9.0005 | 68.4714 | 0
| Zone | Remainder of System | 6 | Average Weekday | SCE | 1-in-2 | 2028 | 12 | 479.9565 | 491.2976 | 8.9336 | 71.628 | 0
| Zone | Remainder of System | 6 | Average Weekday | SCE | 1-in-2 | 2028 | 13 | 389.0081 | 419.8106 | 9.0207 | 74.2421 | 0
| Zone | Remainder of System | 6 | Average Weekday | SCE | 1-in-2 | 2028 | 14 | 362.3025 | 384.9275 | 8.9787 | 76.363 | 0
| Zone | Remainder of System | 6 | Average Weekday | SCE | 1-in-2 | 2028 | 15 | 301.2808 | 320.0137 | 9.1574 | 77.827 | 0
| Zone | Remainder of System | 6 | Average Weekday | SCE | 1-in-2 | 2028 | 16 | 264.3995 | 274.8293 | 9.4627 | 78.4645 | 0
| Zone | Remainder of System | 6 | Average Weekday | SCE | 1-in-2 | 2028 | 17 | 260.9455 | 267.1361 | 9.9133 | 78.5503 | 0
| Zone | Remainder of System | 6 | Average Weekday | SCE | 1-in-2 | 2028 | 18 | 226.3225 | 240.4782 | 9.6161 | 77.7222 | 0
| Zone | Remainder of System | 6 | Average Weekday | SCE | 1-in-2 | 2028 | 19 | 218.1205 | 229.3539 | 14.8997 | 76.2164 | 0
| Zone | Remainder of System | 6 | Average Weekday | SCE | 1-in-2 | 2028 | 20 | 199.6361 | 206.2774 | 8.5564 | 74.0276 | 0
| Zone | Remainder of System | 6 | Average Weekday | SCE | 1-in-2 | 2028 | 21 | 219.0022 | 225.4079 | 8.9969 | 70.9789 | 0
| Zone | Remainder of System | 6 | Average Weekday | SCE | 1-in-2 | 2028 | 22 | 386.6501 | 429.9445 | 8.5597 | 67.784 | 0
| Zone | Remainder of System | 6 | Average Weekday | SCE | 1-in-2 | 2028 | 23 | 409.3559 | 454.6197 | 8.6443 | 65.8352 | 0
| Zone | Remainder of System | 6 | Average Weekday | SCE | 1-in-2 | 2028 | 24 | 377.7657 | 412.6986 | 8.6744 | 64.4629 | 0
| Zone | Remainder of System | 6 | Monthly System Peak Day | SCE | 1-in-2 | 2028 | 1 | 272.9723 | 290.279 | 8.3442 | 66.1814 | 0
| Zone | Remainder of System | 6 | Monthly System Peak Day | SCE | 1-in-2 | 2028 | 2 | 269.5358 | 283.8289 | 8.3536 | 65.3093 | 0
| Zone | Remainder of System | 6 | Monthly System Peak Day | SCE | 1-in-2 | 2028 | 3 | 419.6695 | 440.7855 | 8.3553 | 64.5322 | 0
| Zone | Remainder of System | 6 | Monthly System Peak Day | SCE | 1-in-2 | 2028 | 4 | 575.1375 | 594.1588 | 8.3578 | 63.6849 | 0
| Zone | Remainder of System | 6 | Monthly System Peak Day | SCE | 1-in-2 | 2028 | 5 | 530.5893 | 558.1158 | 8.3566 | 63.0052 | 0
| Zone | Remainder of System | 6 | Monthly System Peak Day | SCE | 1-in-2 | 2028 | 6 | 536.1437 | 566.0531 | 8.3582 | 62.3138 | 0
| Zone | Remainder of System | 6 | Monthly System Peak Day | SCE | 1-in-2 | 2028 | 7 | 545.605 | 543.675 | 8.4001 | 61.6708 | 0
| Zone | Remainder of System | 6 | Monthly System Peak Day | SCE | 1-in-2 | 2028 | 8 | 537.279 | 551.023 | 8.2779 | 62.4689 | 0
| Zone | Remainder of System | 6 | Monthly System Peak Day | SCE | 1-in-2 | 2028 | 9 | 539.1638 | 565.4614 | 8.2697 | 65.5896 | 0
| Zone | Remainder of System | 6 | Monthly System Peak Day | SCE | 1-in-2 | 2028 | 10 | 524.3027 | 540.5905 | 8.3512 | 69.8796 | 0
| Zone | Remainder of System | 6 | Monthly System Peak Day | SCE | 1-in-2 | 2028 | 11 | 486.9138 | 501.602 | 8.3356 | 73.7697 | 0
| Zone | Remainder of System | 6 | Monthly System Peak Day | SCE | 1-in-2 | 2028 | 12 | 479.9565 | 498.0772 | 8.2947 | 77.0112 | 0
| Zone | Remainder of System | 6 | Monthly System Peak Day | SCE | 1-in-2 | 2028 | 13 | 389.0081 | 414.1231 | 8.3001 | 78.8944 | 0
| Zone | Remainder of System | 6 | Monthly System Peak Day | SCE | 1-in-2 | 2028 | 14 | 362.3025 | 383.5576 | 8.3253 | 80.4202 | 0
| Zone | Remainder of System | 6 | Monthly System Peak Day | SCE | 1-in-2 | 2028 | 15 | 301.2808 | 321.0168 | 8.4347 | 82.0385 | 0
| Zone | Remainder of System | 6 | Monthly System Peak Day | SCE | 1-in-2 | 2028 | 16 | 264.3995 | 271.3861 | 8.5623 | 82.9346 | 0
| Zone | Remainder of System | 6 | Monthly System Peak Day | SCE | 1-in-2 | 2028 | 17 | 260.9455 | 268.5676 | 9.4122 | 82.8591 | 0
| Zone | Remainder of System | 6 | Monthly System Peak Day | SCE | 1-in-2 | 2028 | 18 | 226.3225 | 244.2923 | 9.3093 | 82.1153 | 0
| Zone | Remainder of System | 6 | Monthly System Peak Day | SCE | 1-in-2 | 2028 | 19 | 218.1205 | 240.499 | 10.2084 | 80.028 | 0
| Zone | Remainder of System | 6 | Monthly System Peak Day | SCE | 1-in-2 | 2028 | 20 | 199.6361 | 213.2704 | 8.4734 | 76.8822 | 0
| Zone | Remainder of System | 6 | Monthly System Peak Day | SCE | 1-in-2 | 2028 | 21 | 219.0022 | 238.9376 | 9.0977 | 73.8356 | 0
| Zone | Remainder of System | 6 | Monthly System Peak Day | SCE | 1-in-2 | 2028 | 22 | 386.6501 | 414.083 | 8.3653 | 71.3098 | 0
| Zone | Remainder of System | 6 | Monthly System Peak Day | SCE | 1-in-2 | 2028 | 23 | 409.3559 | 441.6032 | 8.3519 | 69.544 | 0
| Zone | Remainder of System | 6 | Monthly System Peak Day | SCE | 1-in-2 | 2028 | 24 | 377.7657 | 407.3969 | 8.3164 | 68.0731 | 0
| Zone | Remainder of System | 7 | Average Weekday | SCE | 1-in-2 | 2028 | 1 | 265.3192 | 282.4288 | 8.8814 | 68.08 | 0
| Zone | Remainder of System | 7 | Average Weekday | SCE | 1-in-2 | 2028 | 2 | 263.4506 | 274.9108 | 8.8927 | 67.3516 | 0
| Zone | Remainder of System | 7 | Average Weekday | SCE | 1-in-2 | 2028 | 3 | 405.6774 | 426.2061 | 8.8947 | 66.697 | 0
| Zone | Remainder of System | 7 | Average Weekday | SCE | 1-in-2 | 2028 | 4 | 559.5558 | 581.1182 | 8.8972 | 66.1335 | 0
| Zone | Remainder of System | 7 | Average Weekday | SCE | 1-in-2 | 2028 | 5 | 515.149 | 540.6688 | 8.8952 | 65.6106 | 0
| Zone | Remainder of System | 7 | Average Weekday | SCE | 1-in-2 | 2028 | 6 | 515.6426 | 543.2232 | 8.8937 | 65.1256 | 0
| Zone | Remainder of System | 7 | Average Weekday | SCE | 1-in-2 | 2028 | 7 | 524.2531 | 523.1378 | 8.8761 | 64.7652 | 0
| Zone | Remainder of System | 7 | Average Weekday | SCE | 1-in-2 | 2028 | 8 | 514.8501 | 530.3738 | 8.8201 | 65.1789 | 0
| Zone | Remainder of System | 7 | Average Weekday | SCE | 1-in-2 | 2028 | 9 | 504.0559 | 532.168 | 8.8074 | 67.2839 | 0
| Zone | Remainder of System | 7 | Average Weekday | SCE | 1-in-2 | 2028 | 10 | 489.6417 | 505.8222 | 8.8478 | 70.1065 | 0
| Zone | Remainder of System | 7 | Average Weekday | SCE | 1-in-2 | 2028 | 11 | 459.0491 | 474.3026 | 8.8323 | 73.2348 | 0
| Zone | Remainder of System | 7 | Average Weekday | SCE | 1-in-2 | 2028 | 12 | 452.5823 | 472.7101 | 8.8186 | 76.4308 | 0
| Zone | Remainder of System | 7 | Average Weekday | SCE | 1-in-2 | 2028 | 13 | 362.5879 | 387.3433 | 8.8123 | 79.0108 | 0
| Zone | Remainder of System | 7 | Average Weekday | SCE | 1-in-2 | 2028 | 14 | 335.8669 | 357.4419 | 8.8357 | 81.0239 | 0
| Zone | Remainder of System | 7 | Average Weekday | SCE | 1-in-2 | 2028 | 15 | 283.723 | 303.6656 | 8.8894 | 82.3721 | 0
| Zone | Remainder of System | 7 | Average Weekday | SCE | 1-in-2 | 2028 | 16 | 245.5926 | 252.308 | 8.9286 | 82.9063 | 0
| Zone | Remainder of System | 7 | Average Weekday | SCE | 1-in-2 | 2028 | 17 | 247.2317 | 255.864 | 9.8652 | 82.877 | 0
| Zone | Remainder of System | 7 | Average Weekday | SCE | 1-in-2 | 2028 | 18 | 217.8996 | 236.0226 | 9.7762 | 82.0052 | 0
| Zone | Remainder of System | 7 | Average Weekday | SCE | 1-in-2 | 2028 | 19 | 214.0173 | 236.6581 | 9.5395 | 80.3719 | 0
| Zone | Remainder of System | 7 | Average Weekday | SCE | 1-in-2 | 2028 | 20 | 202.4883 | 216.1239 | 9.1802 | 78.1158 | 0
| Zone | Remainder of System | 7 | Average Weekday | SCE | 1-in-2 | 2028 | 21 | 220.2375 | 240.239 | 9.2791 | 75.1175 | 0
| Zone | Remainder of System | 7 | Average Weekday | SCE | 1-in-2 | 2028 | 22 | 385.3568 | 412.3013 | 8.8853 | 71.9882 | 0
| Zone | Remainder of System | 7 | Average Weekday | SCE | 1-in-2 | 2028 | 23 | 402.1554 | 433.3652 | 8.8941 | 70.0845 | 0
| Zone | Remainder of System | 7 | Average Weekday | SCE | 1-in-2 | 2028 | 24 | 362.1172 | 390.4265 | 8.8622 | 68.8469 | 0
| Zone | Remainder of System | 7 | Monthly System Peak Day | SCE | 1-in-2 | 2028 | 1 | 265.3192 | 261.9201 | 8.9517 | 72.0963 | 0
| Zone | Remainder of System | 7 | Monthly System Peak Day | SCE | 1-in-2 | 2028 | 2 | 263.4506 | 245.3891 | 8.9653 | 71.2256 | 0
| Zone | Remainder of System | 7 | Monthly System Peak Day | SCE | 1-in-2 | 2028 | 3 | 405.6774 | 350.7851 | 8.9689 | 70.3178 | 0
| Zone | Remainder of System | 7 | Monthly System Peak Day | SCE | 1-in-2 | 2028 | 4 | 559.5558 | 461.4196 | 8.9678 | 69.5301 | 0
| Zone | Remainder of System | 7 | Monthly System Peak Day | SCE | 1-in-2 | 2028 | 5 | 515.149 | 430.8084 | 8.9661 | 69.1043 | 0
| Zone | Remainder of System | 7 | Monthly System Peak Day | SCE | 1-in-2 | 2028 | 6 | 515.6426 | 454.3347 | 8.9644 | 68.6554 | 0
| Zone | Remainder of System | 7 | Monthly System Peak Day | SCE | 1-in-2 | 2028 | 7 | 524.2531 | 444.5052 | 8.9719 | 68.0973 | 0
| Zone | Remainder of System | 7 | Monthly System Peak Day | SCE | 1-in-2 | 2028 | 8 | 514.8501 | 459.3766 | 8.9029 | 68.6928 | 0
| Zone | Remainder of System | 7 | Monthly System Peak Day | SCE | 1-in-2 | 2028 | 9 | 504.0559 | 485.9348 | 8.8838 | 71.6543 | 0
| Zone | Remainder of System | 7 | Monthly System Peak Day | SCE | 1-in-2 | 2028 | 10 | 489.6417 | 458.3424 | 8.9254 | 75.5544 | 0
| Zone | Remainder of System | 7 | Monthly System Peak Day | SCE | 1-in-2 | 2028 | 11 | 459.0491 | 428.2316 | 8.8932 | 79.4162 | 0
| Zone | Remainder of System | 7 | Monthly System Peak Day | SCE | 1-in-2 | 2028 | 12 | 452.5823 | 426.7026 | 8.8639 | 83.2174 | 0
| Zone | Remainder of System | 7 | Monthly System Peak Day | SCE | 1-in-2 | 2028 | 13 | 362.5879 | 358.9128 | 8.8541 | 86.2327 | 0
| Zone | Remainder of System | 7 | Monthly System Peak Day | SCE | 1-in-2 | 2028 | 14 | 335.8669 | 336.2123 | 8.884 | 87.9311 | 0
| Zone | Remainder of System | 7 | Monthly System Peak Day | SCE | 1-in-2 | 2028 | 15 | 283.723 | 290.9372 | 8.9697 | 89.6186 | 0
| Zone | Remainder of System | 7 | Monthly System Peak Day | SCE | 1-in-2 | 2028 | 16 | 245.5926 | 240.2162 | 9.0233 | 90.3848 | 0
| Zone | Remainder of System | 7 | Monthly System Peak Day | SCE | 1-in-2 | 2028 | 17 | 247.2317 | 252.9524 | 9.9259 | 90.9913 | 0
| Zone | Remainder of System | 7 | Monthly System Peak Day | SCE | 1-in-2 | 2028 | 18 | 217.8996 | 249.474 | 9.954 | 90.0721 | 0
| Zone | Remainder of System | 7 | Monthly System Peak Day | SCE | 1-in-2 | 2028 | 19 | 214.0173 | 199.4157 | 9.1134 | 88.1822 | 0
| Zone | Remainder of System | 7 | Monthly System Peak Day | SCE | 1-in-2 | 2028 | 20 | 202.4883 | 176.8145 | 8.9513 | 85.4468 | 0
| Zone | Remainder of System | 7 | Monthly System Peak Day | SCE | 1-in-2 | 2028 | 21 | 220.2375 | 201.7589 | 10.4978 | 82.3442 | 0
| Zone | Remainder of System | 7 | Monthly System Peak Day | SCE | 1-in-2 | 2028 | 22 | 385.3568 | 355.215 | 9.0854 | 78.7247 | 0
| Zone | Remainder of System | 7 | Monthly System Peak Day | SCE | 1-in-2 | 2028 | 23 | 402.1554 | 363.974 | 8.9307 | 76.4082 | 0
| Zone | Remainder of System | 7 | Monthly System Peak Day | SCE | 1-in-2 | 2028 | 24 | 362.1172 | 342.5219 | 8.9232 | 74.4873 | 0
| Zone | Remainder of System | 8 | Average Weekday | SCE | 1-in-2 | 2028 | 1 | 274.4468 | 296.1246 | 8.4466 | 68.1134 | 0
| Zone | Remainder of System | 8 | Average Weekday | SCE | 1-in-2 | 2028 | 2 | 274.5501 | 290.9551 | 8.4603 | 67.1923 | 0
| Zone | Remainder of System | 8 | Average Weekday | SCE | 1-in-2 | 2028 | 3 | 414.1171 | 433.9957 | 8.4627 | 66.3666 | 0
| Zone | Remainder of System | 8 | Average Weekday | SCE | 1-in-2 | 2028 | 4 | 570.9643 | 594.6287 | 8.4654 | 65.6033 | 0
| Zone | Remainder of System | 8 | Average Weekday | SCE | 1-in-2 | 2028 | 5 | 522.8887 | 554.9035 | 8.4629 | 64.9066 | 0
| Zone | Remainder of System | 8 | Average Weekday | SCE | 1-in-2 | 2028 | 6 | 527.7167 | 562.4774 | 8.4607 | 64.3295 | 0
| Zone | Remainder of System | 8 | Average Weekday | SCE | 1-in-2 | 2028 | 7 | 537.4964 | 537.6832 | 8.4418 | 63.8791 | 0
| Zone | Remainder of System | 8 | Average Weekday | SCE | 1-in-2 | 2028 | 8 | 528.0981 | 546.7433 | 8.3754 | 63.8355 | 0
| Zone | Remainder of System | 8 | Average Weekday | SCE | 1-in-2 | 2028 | 9 | 511.539 | 538.3903 | 8.3583 | 65.9972 | 0
| Zone | Remainder of System | 8 | Average Weekday | SCE | 1-in-2 | 2028 | 10 | 499.6422 | 516.2751 | 8.4076 | 69.4323 | 0
| Zone | Remainder of System | 8 | Average Weekday | SCE | 1-in-2 | 2028 | 11 | 463.6096 | 479.2592 | 8.3863 | 73.4127 | 0
| Zone | Remainder of System | 8 | Average Weekday | SCE | 1-in-2 | 2028 | 12 | 453.6824 | 474.2827 | 8.3658 | 77.2854 | 0
| Zone | Remainder of System | 8 | Average Weekday | SCE | 1-in-2 | 2028 | 13 | 373.2357 | 399.2986 | 8.3566 | 80.4135 | 0
| Zone | Remainder of System | 8 | Average Weekday | SCE | 1-in-2 | 2028 | 14 | 343.4282 | 365.2878 | 8.388 | 82.7527 | 0
| Zone | Remainder of System | 8 | Average Weekday | SCE | 1-in-2 | 2028 | 15 | 291.7001 | 311.8806 | 8.4559 | 84.1637 | 0
| Zone | Remainder of System | 8 | Average Weekday | SCE | 1-in-2 | 2028 | 16 | 251.6627 | 258.6566 | 8.5037 | 84.6461 | 0
| Zone | Remainder of System | 8 | Average Weekday | SCE | 1-in-2 | 2028 | 17 | 255.5123 | 261.7547 | 9.5816 | 84.5587 | 0
| Zone | Remainder of System | 8 | Average Weekday | SCE | 1-in-2 | 2028 | 18 | 223.9957 | 241.6225 | 9.4844 | 83.6467 | 0
| Zone | Remainder of System | 8 | Average Weekday | SCE | 1-in-2 | 2028 | 19 | 218.7428 | 240.8102 | 9.004 | 81.9145 | 0
| Zone | Remainder of System | 8 | Average Weekday | SCE | 1-in-2 | 2028 | 20 | 215.3336 | 228.5709 | 8.6723 | 79.2555 | 0
| Zone | Remainder of System | 8 | Average Weekday | SCE | 1-in-2 | 2028 | 21 | 230.0032 | 250.0156 | 8.9206 | 75.5248 | 0
| Zone | Remainder of System | 8 | Average Weekday | SCE | 1-in-2 | 2028 | 22 | 388.3012 | 416.4738 | 8.4567 | 72.4927 | 0
| Zone | Remainder of System | 8 | Average Weekday | SCE | 1-in-2 | 2028 | 23 | 406.0933 | 439.7778 | 8.4573 | 70.5976 | 0
| Zone | Remainder of System | 8 | Average Weekday | SCE | 1-in-2 | 2028 | 24 | 367.3391 | 398.8361 | 8.423 | 69.2749 | 0
| Zone | Remainder of System | 8 | Monthly System Peak Day | SCE | 1-in-2 | 2028 | 1 | 274.4468 | 269.5951 | 7.5026 | 76.5583 | 0
| Zone | Remainder of System | 8 | Monthly System Peak Day | SCE | 1-in-2 | 2028 | 2 | 274.5501 | 259.1126 | 7.5217 | 75.5448 | 0
| Zone | Remainder of System | 8 | Monthly System Peak Day | SCE | 1-in-2 | 2028 | 3 | 414.1171 | 367.2391 | 7.5267 | 74.7414 | 0
| Zone | Remainder of System | 8 | Monthly System Peak Day | SCE | 1-in-2 | 2028 | 4 | 570.9643 | 477.687 | 7.5259 | 73.777 | 0
| Zone | Remainder of System | 8 | Monthly System Peak Day | SCE | 1-in-2 | 2028 | 5 | 522.8887 | 449.0703 | 7.5232 | 72.987 | 0
| Zone | Remainder of System | 8 | Monthly System Peak Day | SCE | 1-in-2 | 2028 | 6 | 527.7167 | 463.8883 | 7.5207 | 72.4561 | 0
| Zone | Remainder of System | 8 | Monthly System Peak Day | SCE | 1-in-2 | 2028 | 7 | 537.4964 | 450.2919 | 7.5236 | 71.7849 | 0
| Zone | Remainder of System | 8 | Monthly System Peak Day | SCE | 1-in-2 | 2028 | 8 | 528.0981 | 468.883 | 7.4335 | 71.7491 | 0
| Zone | Remainder of System | 8 | Monthly System Peak Day | SCE | 1-in-2 | 2028 | 9 | 511.539 | 493.625 | 7.4011 | 73.699 | 0
| Zone | Remainder of System | 8 | Monthly System Peak Day | SCE | 1-in-2 | 2028 | 10 | 499.6422 | 469.5139 | 7.457 | 77.4223 | 0
| Zone | Remainder of System | 8 | Monthly System Peak Day | SCE | 1-in-2 | 2028 | 11 | 463.6096 | 432.1087 | 7.4085 | 81.725 | 0
| Zone | Remainder of System | 8 | Monthly System Peak Day | SCE | 1-in-2 | 2028 | 12 | 453.6824 | 426.3031 | 7.3634 | 85.3394 | 0
| Zone | Remainder of System | 8 | Monthly System Peak Day | SCE | 1-in-2 | 2028 | 13 | 373.2357 | 370.7255 | 7.3446 | 87.9907 | 0
| Zone | Remainder of System | 8 | Monthly System Peak Day | SCE | 1-in-2 | 2028 | 14 | 343.4282 | 344.4913 | 7.3961 | 90.3014 | 0
| Zone | Remainder of System | 8 | Monthly System Peak Day | SCE | 1-in-2 | 2028 | 15 | 291.7001 | 299.3083 | 7.5176 | 91.72 | 0
| Zone | Remainder of System | 8 | Monthly System Peak Day | SCE | 1-in-2 | 2028 | 16 | 251.6627 | 246.6626 | 7.5837 | 91.501 | 0
| Zone | Remainder of System | 8 | Monthly System Peak Day | SCE | 1-in-2 | 2028 | 17 | 255.5123 | 258.9457 | 8.6304 | 90.7507 | 0
| Zone | Remainder of System | 8 | Monthly System Peak Day | SCE | 1-in-2 | 2028 | 18 | 223.9957 | 256.4989 | 8.6654 | 89.0636 | 0
| Zone | Remainder of System | 8 | Monthly System Peak Day | SCE | 1-in-2 | 2028 | 19 | 218.7428 | 202.9624 | 7.2305 | 87.5076 | 0
| Zone | Remainder of System | 8 | Monthly System Peak Day | SCE | 1-in-2 | 2028 | 20 | 215.3336 | 187.5863 | 7.1089 | 85.999 | 0
| Zone | Remainder of System | 8 | Monthly System Peak Day | SCE | 1-in-2 | 2028 | 21 | 230.0032 | 209.2408 | 9.2995 | 82.5548 | 0
| Zone | Remainder of System | 8 | Monthly System Peak Day | SCE | 1-in-2 | 2028 | 22 | 388.3012 | 360.9465 | 7.6785 | 79.5711 | 0
| Zone | Remainder of System | 8 | Monthly System Peak Day | SCE | 1-in-2 | 2028 | 23 | 406.0933 | 373.2811 | 7.4804 | 77.5837 | 0
| Zone | Remainder of System | 8 | Monthly System Peak Day | SCE | 1-in-2 | 2028 | 24 | 367.3391 | 351.3777 | 7.4655 | 76.0731 | 0
| Zone | Remainder of System | 8 | Typical Event Day | SCE | 1-in-2 | 2028 | 1 | 274.4468 | 269.5951 | 7.5026 | 72.4863 | 0
| Zone | Remainder of System | 8 | Typical Event Day | SCE | 1-in-2 | 2028 | 2 | 274.5501 | 259.1126 | 7.5217 | 71.5219 | 0
| Zone | Remainder of System | 8 | Typical Event Day | SCE | 1-in-2 | 2028 | 3 | 414.1171 | 367.2391 | 7.5267 | 70.628 | 0
| Zone | Remainder of System | 8 | Typical Event Day | SCE | 1-in-2 | 2028 | 4 | 570.9643 | 477.687 | 7.5259 | 69.7216 | 0
| Zone | Remainder of System | 8 | Typical Event Day | SCE | 1-in-2 | 2028 | 5 | 522.8887 | 449.0703 | 7.5232 | 68.971 | 0
| Zone | Remainder of System | 8 | Typical Event Day | SCE | 1-in-2 | 2028 | 6 | 527.7167 | 463.8883 | 7.5207 | 68.3599 | 0
| Zone | Remainder of System | 8 | Typical Event Day | SCE | 1-in-2 | 2028 | 7 | 537.4964 | 450.2919 | 7.5236 | 67.7703 | 0
| Zone | Remainder of System | 8 | Typical Event Day | SCE | 1-in-2 | 2028 | 8 | 528.0981 | 468.883 | 7.4335 | 68.0641 | 0
| Zone | Remainder of System | 8 | Typical Event Day | SCE | 1-in-2 | 2028 | 9 | 511.539 | 493.625 | 7.4011 | 70.6394 | 0
| Zone | Remainder of System | 8 | Typical Event Day | SCE | 1-in-2 | 2028 | 10 | 499.6422 | 469.5139 | 7.457 | 74.7339 | 0
| Zone | Remainder of System | 8 | Typical Event Day | SCE | 1-in-2 | 2028 | 11 | 463.6096 | 432.1087 | 7.4085 | 79.0757 | 0
| Zone | Remainder of System | 8 | Typical Event Day | SCE | 1-in-2 | 2028 | 12 | 453.6824 | 426.3031 | 7.3634 | 82.9721 | 0
| Zone | Remainder of System | 8 | Typical Event Day | SCE | 1-in-2 | 2028 | 13 | 373.2357 | 370.7255 | 7.3446 | 85.9025 | 0
| Zone | Remainder of System | 8 | Typical Event Day | SCE | 1-in-2 | 2028 | 14 | 343.4282 | 344.4913 | 7.3961 | 88.018 | 0
| Zone | Remainder of System | 8 | Typical Event Day | SCE | 1-in-2 | 2028 | 15 | 291.7001 | 299.3083 | 7.5176 | 89.4849 | 0
| Zone | Remainder of System | 8 | Typical Event Day | SCE | 1-in-2 | 2028 | 16 | 251.6627 | 246.6626 | 7.5837 | 89.6902 | 0
| Zone | Remainder of System | 8 | Typical Event Day | SCE | 1-in-2 | 2028 | 17 | 255.5123 | 258.9457 | 8.6304 | 89.5193 | 0
| Zone | Remainder of System | 8 | Typical Event Day | SCE | 1-in-2 | 2028 | 18 | 223.9957 | 256.4989 | 8.6654 | 88.4404 | 0
| Zone | Remainder of System | 8 | Typical Event Day | SCE | 1-in-2 | 2028 | 19 | 218.7428 | 202.9624 | 7.2305 | 86.7779 | 0
| Zone | Remainder of System | 8 | Typical Event Day | SCE | 1-in-2 | 2028 | 20 | 215.3336 | 187.5863 | 7.1089 | 84.3062 | 0
| Zone | Remainder of System | 8 | Typical Event Day | SCE | 1-in-2 | 2028 | 21 | 230.0032 | 209.2408 | 9.2995 | 80.9554 | 0
| Zone | Remainder of System | 8 | Typical Event Day | SCE | 1-in-2 | 2028 | 22 | 388.3012 | 360.9465 | 7.6785 | 78.0579 | 0
| Zone | Remainder of System | 8 | Typical Event Day | SCE | 1-in-2 | 2028 | 23 | 406.0933 | 373.2811 | 7.4804 | 76.0778 | 0
| Zone | Remainder of System | 8 | Typical Event Day | SCE | 1-in-2 | 2028 | 24 | 367.3391 | 351.3777 | 7.4655 | 74.4038 | 0
| Zone | Remainder of System | 9 | Average Weekday | SCE | 1-in-2 | 2028 | 1 | 270.2845 | 279.6899 | 9.1508 | 67.7225 | 0
| Zone | Remainder of System | 9 | Average Weekday | SCE | 1-in-2 | 2028 | 2 | 277.6211 | 279.3277 | 9.1682 | 66.8467 | 0
| Zone | Remainder of System | 9 | Average Weekday | SCE | 1-in-2 | 2028 | 3 | 440.7559 | 435.7155 | 9.1706 | 66.0813 | 0
| Zone | Remainder of System | 9 | Average Weekday | SCE | 1-in-2 | 2028 | 4 | 601.1293 | 597.989 | 9.1731 | 65.3971 | 0
| Zone | Remainder of System | 9 | Average Weekday | SCE | 1-in-2 | 2028 | 5 | 537.0913 | 536.0096 | 9.1679 | 64.8121 | 0
| Zone | Remainder of System | 9 | Average Weekday | SCE | 1-in-2 | 2028 | 6 | 525.5294 | 533.7771 | 9.1592 | 64.288 | 0
| Zone | Remainder of System | 9 | Average Weekday | SCE | 1-in-2 | 2028 | 7 | 554.2345 | 541.6768 | 9.1315 | 63.8783 | 0
| Zone | Remainder of System | 9 | Average Weekday | SCE | 1-in-2 | 2028 | 8 | 527.7896 | 524.8467 | 9.084 | 63.6256 | 0
| Zone | Remainder of System | 9 | Average Weekday | SCE | 1-in-2 | 2028 | 9 | 484.2701 | 506.3558 | 9.0718 | 64.6467 | 0
| Zone | Remainder of System | 9 | Average Weekday | SCE | 1-in-2 | 2028 | 10 | 478.6655 | 490.7828 | 9.1236 | 67.4421 | 0
| Zone | Remainder of System | 9 | Average Weekday | SCE | 1-in-2 | 2028 | 11 | 447.7469 | 459.9974 | 9.1018 | 71.0719 | 0
| Zone | Remainder of System | 9 | Average Weekday | SCE | 1-in-2 | 2028 | 12 | 440.2956 | 452.9104 | 9.0781 | 74.7336 | 0
| Zone | Remainder of System | 9 | Average Weekday | SCE | 1-in-2 | 2028 | 13 | 371.5527 | 385.4016 | 9.0657 | 77.7354 | 0
| Zone | Remainder of System | 9 | Average Weekday | SCE | 1-in-2 | 2028 | 14 | 333.5179 | 347.4245 | 9.0928 | 79.8337 | 0
| Zone | Remainder of System | 9 | Average Weekday | SCE | 1-in-2 | 2028 | 15 | 283.5247 | 298.5385 | 9.1452 | 81.0599 | 0
| Zone | Remainder of System | 9 | Average Weekday | SCE | 1-in-2 | 2028 | 16 | 253.0847 | 255.6733 | 9.1907 | 81.5924 | 0
| Zone | Remainder of System | 9 | Average Weekday | SCE | 1-in-2 | 2028 | 17 | 258.7166 | 264.7201 | 10.1841 | 81.3424 | 0
| Zone | Remainder of System | 9 | Average Weekday | SCE | 1-in-2 | 2028 | 18 | 229.2259 | 246.5284 | 10.0663 | 80.3228 | 0
| Zone | Remainder of System | 9 | Average Weekday | SCE | 1-in-2 | 2028 | 19 | 229.7614 | 249.8637 | 10.0793 | 78.4973 | 0
| Zone | Remainder of System | 9 | Average Weekday | SCE | 1-in-2 | 2028 | 20 | 226.6859 | 238.2912 | 9.1774 | 75.5853 | 0
| Zone | Remainder of System | 9 | Average Weekday | SCE | 1-in-2 | 2028 | 21 | 235.9054 | 253.254 | 9.4032 | 72.5789 | 0
| Zone | Remainder of System | 9 | Average Weekday | SCE | 1-in-2 | 2028 | 22 | 394.0536 | 417.0772 | 9.1047 | 70.814 | 0
| Zone | Remainder of System | 9 | Average Weekday | SCE | 1-in-2 | 2028 | 23 | 407.6247 | 430.1824 | 9.1409 | 69.5334 | 0
| Zone | Remainder of System | 9 | Average Weekday | SCE | 1-in-2 | 2028 | 24 | 363.5132 | 382.3989 | 9.1237 | 68.4417 | 0
| Zone | Remainder of System | 9 | Monthly System Peak Day | SCE | 1-in-2 | 2028 | 1 | 270.2845 | 258.8755 | 9.2117 | 75.1094 | 0
| Zone | Remainder of System | 9 | Monthly System Peak Day | SCE | 1-in-2 | 2028 | 2 | 277.6211 | 252.8172 | 9.2311 | 74.0078 | 0
| Zone | Remainder of System | 9 | Monthly System Peak Day | SCE | 1-in-2 | 2028 | 3 | 440.7559 | 371.688 | 9.2354 | 72.9204 | 0
| Zone | Remainder of System | 9 | Monthly System Peak Day | SCE | 1-in-2 | 2028 | 4 | 601.1293 | 470.9908 | 9.234 | 71.8942 | 0
| Zone | Remainder of System | 9 | Monthly System Peak Day | SCE | 1-in-2 | 2028 | 5 | 537.0913 | 419.7371 | 9.2293 | 70.7876 | 0
| Zone | Remainder of System | 9 | Monthly System Peak Day | SCE | 1-in-2 | 2028 | 6 | 525.5294 | 421.0677 | 9.2208 | 70.0145 | 0
| Zone | Remainder of System | 9 | Monthly System Peak Day | SCE | 1-in-2 | 2028 | 7 | 554.2345 | 440.3328 | 9.2208 | 69.5282 | 0
| Zone | Remainder of System | 9 | Monthly System Peak Day | SCE | 1-in-2 | 2028 | 8 | 527.7896 | 431.7561 | 9.1592 | 69.3458 | 0
| Zone | Remainder of System | 9 | Monthly System Peak Day | SCE | 1-in-2 | 2028 | 9 | 484.2701 | 459.2433 | 9.14 | 71.6146 | 0
| Zone | Remainder of System | 9 | Monthly System Peak Day | SCE | 1-in-2 | 2028 | 10 | 478.6655 | 439.8128 | 9.1909 | 76.0792 | 0
| Zone | Remainder of System | 9 | Monthly System Peak Day | SCE | 1-in-2 | 2028 | 11 | 447.7469 | 409.4131 | 9.1516 | 81.3919 | 0
| Zone | Remainder of System | 9 | Monthly System Peak Day | SCE | 1-in-2 | 2028 | 12 | 440.2956 | 405.9391 | 9.1128 | 86.3206 | 0
| Zone | Remainder of System | 9 | Monthly System Peak Day | SCE | 1-in-2 | 2028 | 13 | 371.5527 | 349.2591 | 9.0969 | 90.4921 | 0
| Zone | Remainder of System | 9 | Monthly System Peak Day | SCE | 1-in-2 | 2028 | 14 | 333.5179 | 320.7216 | 9.131 | 93.4192 | 0
| Zone | Remainder of System | 9 | Monthly System Peak Day | SCE | 1-in-2 | 2028 | 15 | 283.5247 | 281.8828 | 9.2183 | 94.5626 | 0
| Zone | Remainder of System | 9 | Monthly System Peak Day | SCE | 1-in-2 | 2028 | 16 | 253.0847 | 240.5601 | 9.2766 | 93.9402 | 0
| Zone | Remainder of System | 9 | Monthly System Peak Day | SCE | 1-in-2 | 2028 | 17 | 258.7166 | 262.1927 | 10.2012 | 93.476 | 0
| Zone | Remainder of System | 9 | Monthly System Peak Day | SCE | 1-in-2 | 2028 | 18 | 229.2259 | 258.9239 | 10.1878 | 92.5105 | 0
| Zone | Remainder of System | 9 | Monthly System Peak Day | SCE | 1-in-2 | 2028 | 19 | 229.7614 | 210.2051 | 9.6372 | 91.3939 | 0
| Zone | Remainder of System | 9 | Monthly System Peak Day | SCE | 1-in-2 | 2028 | 20 | 226.6859 | 197.7688 | 8.9657 | 88.8968 | 0
| Zone | Remainder of System | 9 | Monthly System Peak Day | SCE | 1-in-2 | 2028 | 21 | 235.9054 | 216.3696 | 10.4094 | 85.0871 | 0
| Zone | Remainder of System | 9 | Monthly System Peak Day | SCE | 1-in-2 | 2028 | 22 | 394.0536 | 354.8208 | 9.3174 | 82.6259 | 0
| Zone | Remainder of System | 9 | Monthly System Peak Day | SCE | 1-in-2 | 2028 | 23 | 407.6247 | 354.8489 | 9.1684 | 80.7753 | 0
| Zone | Remainder of System | 9 | Monthly System Peak Day | SCE | 1-in-2 | 2028 | 24 | 363.5132 | 331.103 | 9.1755 | 78.9817 | 0
| Zone | Remainder of System | 10 | Average Weekday | SCE | 1-in-2 | 2028 | 1 | 287.4412 | 298.021 | 8.5645 | 62.4444 | 0
| Zone | Remainder of System | 10 | Average Weekday | SCE | 1-in-2 | 2028 | 2 | 281.1996 | 287.7998 | 8.4537 | 61.5437 | 0
| Zone | Remainder of System | 10 | Average Weekday | SCE | 1-in-2 | 2028 | 3 | 433.46 | 442.8796 | 8.4386 | 60.6485 | 0
| Zone | Remainder of System | 10 | Average Weekday | SCE | 1-in-2 | 2028 | 4 | 598.8326 | 613.5753 | 8.401 | 59.9332 | 0
| Zone | Remainder of System | 10 | Average Weekday | SCE | 1-in-2 | 2028 | 5 | 584.8741 | 598.7192 | 8.3975 | 59.2025 | 0
| Zone | Remainder of System | 10 | Average Weekday | SCE | 1-in-2 | 2028 | 6 | 581.8969 | 596.9911 | 8.347 | 58.6584 | 0
| Zone | Remainder of System | 10 | Average Weekday | SCE | 1-in-2 | 2028 | 7 | 581.901 | 581.4211 | 8.3327 | 58.2291 | 0
| Zone | Remainder of System | 10 | Average Weekday | SCE | 1-in-2 | 2028 | 8 | 569.9868 | 574.254 | 8.6366 | 57.9539 | 0
| Zone | Remainder of System | 10 | Average Weekday | SCE | 1-in-2 | 2028 | 9 | 543.7339 | 581.8983 | 9.0642 | 58.3197 | 0
| Zone | Remainder of System | 10 | Average Weekday | SCE | 1-in-2 | 2028 | 10 | 525.2994 | 542.8981 | 8.7834 | 60.8693 | 0
| Zone | Remainder of System | 10 | Average Weekday | SCE | 1-in-2 | 2028 | 11 | 508.4589 | 521.4527 | 9.0046 | 64.43 | 0
| Zone | Remainder of System | 10 | Average Weekday | SCE | 1-in-2 | 2028 | 12 | 497.1814 | 509.2468 | 9.2499 | 68.177 | 0
| Zone | Remainder of System | 10 | Average Weekday | SCE | 1-in-2 | 2028 | 13 | 399.5996 | 409.9814 | 9.4452 | 71.2953 | 0
| Zone | Remainder of System | 10 | Average Weekday | SCE | 1-in-2 | 2028 | 14 | 350.3084 | 357.5184 | 9.3081 | 73.5492 | 0
| Zone | Remainder of System | 10 | Average Weekday | SCE | 1-in-2 | 2028 | 15 | 304.1941 | 310.9507 | 8.914 | 74.9618 | 0
| Zone | Remainder of System | 10 | Average Weekday | SCE | 1-in-2 | 2028 | 16 | 273.5082 | 276.2045 | 8.4107 | 75.8111 | 0
| Zone | Remainder of System | 10 | Average Weekday | SCE | 1-in-2 | 2028 | 17 | 270.7747 | 276.9619 | 8.2061 | 75.6843 | 0
| Zone | Remainder of System | 10 | Average Weekday | SCE | 1-in-2 | 2028 | 18 | 252.1709 | 258.8587 | 8.2636 | 74.5942 | 0
| Zone | Remainder of System | 10 | Average Weekday | SCE | 1-in-2 | 2028 | 19 | 266.972 | 273.5886 | 8.6906 | 72.5631 | 0
| Zone | Remainder of System | 10 | Average Weekday | SCE | 1-in-2 | 2028 | 20 | 258.5453 | 262.0055 | 8.3952 | 69.6331 | 0
| Zone | Remainder of System | 10 | Average Weekday | SCE | 1-in-2 | 2028 | 21 | 246.3936 | 252.0424 | 8.0954 | 67.329 | 0
| Zone | Remainder of System | 10 | Average Weekday | SCE | 1-in-2 | 2028 | 22 | 431.09 | 448.9076 | 8.3288 | 65.6424 | 0
| Zone | Remainder of System | 10 | Average Weekday | SCE | 1-in-2 | 2028 | 23 | 411.5913 | 432.157 | 8.4825 | 64.3401 | 0
| Zone | Remainder of System | 10 | Average Weekday | SCE | 1-in-2 | 2028 | 24 | 341.6093 | 365.0205 | 8.6628 | 63.2154 | 0
| Zone | Remainder of System | 10 | Monthly System Peak Day | SCE | 1-in-2 | 2028 | 1 | 287.4412 | 307.8376 | 8.3932 | 70.789 | 0
| Zone | Remainder of System | 10 | Monthly System Peak Day | SCE | 1-in-2 | 2028 | 2 | 281.1996 | 293.0993 | 8.3377 | 69.3827 | 0
| Zone | Remainder of System | 10 | Monthly System Peak Day | SCE | 1-in-2 | 2028 | 3 | 433.46 | 447.8378 | 8.3313 | 67.3456 | 0
| Zone | Remainder of System | 10 | Monthly System Peak Day | SCE | 1-in-2 | 2028 | 4 | 598.8326 | 615.2236 | 8.3184 | 66.5839 | 0
| Zone | Remainder of System | 10 | Monthly System Peak Day | SCE | 1-in-2 | 2028 | 5 | 584.8741 | 603.869 | 8.3123 | 65.9856 | 0
| Zone | Remainder of System | 10 | Monthly System Peak Day | SCE | 1-in-2 | 2028 | 6 | 581.8969 | 595.6428 | 8.2897 | 65.2669 | 0
| Zone | Remainder of System | 10 | Monthly System Peak Day | SCE | 1-in-2 | 2028 | 7 | 581.901 | 575.6472 | 8.2776 | 64.3182 | 0
| Zone | Remainder of System | 10 | Monthly System Peak Day | SCE | 1-in-2 | 2028 | 8 | 569.9868 | 574.5635 | 8.4347 | 64.1286 | 0
| Zone | Remainder of System | 10 | Monthly System Peak Day | SCE | 1-in-2 | 2028 | 9 | 543.7339 | 593.6336 | 8.7323 | 64.9142 | 0
| Zone | Remainder of System | 10 | Monthly System Peak Day | SCE | 1-in-2 | 2028 | 10 | 525.2994 | 549.7911 | 8.5194 | 69.0419 | 0
| Zone | Remainder of System | 10 | Monthly System Peak Day | SCE | 1-in-2 | 2028 | 11 | 508.4589 | 530.4445 | 8.661 | 75.3311 | 0
| Zone | Remainder of System | 10 | Monthly System Peak Day | SCE | 1-in-2 | 2028 | 12 | 497.1814 | 522.6363 | 8.832 | 81.3694 | 0
| Zone | Remainder of System | 10 | Monthly System Peak Day | SCE | 1-in-2 | 2028 | 13 | 399.5996 | 409.2158 | 8.9791 | 85.661 | 0
| Zone | Remainder of System | 10 | Monthly System Peak Day | SCE | 1-in-2 | 2028 | 14 | 350.3084 | 356.2381 | 8.8835 | 88.0198 | 0
| Zone | Remainder of System | 10 | Monthly System Peak Day | SCE | 1-in-2 | 2028 | 15 | 304.1941 | 311.2954 | 8.5948 | 89.3562 | 0
| Zone | Remainder of System | 10 | Monthly System Peak Day | SCE | 1-in-2 | 2028 | 16 | 273.5082 | 274.8595 | 8.2813 | 90.0823 | 0
| Zone | Remainder of System | 10 | Monthly System Peak Day | SCE | 1-in-2 | 2028 | 17 | 270.7747 | 276.9214 | 8.1522 | 89.8948 | 0
| Zone | Remainder of System | 10 | Monthly System Peak Day | SCE | 1-in-2 | 2028 | 18 | 252.1709 | 258.6464 | 8.1485 | 88.749 | 0
| Zone | Remainder of System | 10 | Monthly System Peak Day | SCE | 1-in-2 | 2028 | 19 | 266.972 | 272.6702 | 8.6498 | 86.7542 | 0
| Zone | Remainder of System | 10 | Monthly System Peak Day | SCE | 1-in-2 | 2028 | 20 | 258.5453 | 262.5835 | 8.3947 | 83.4368 | 0
| Zone | Remainder of System | 10 | Monthly System Peak Day | SCE | 1-in-2 | 2028 | 21 | 246.3936 | 254.6297 | 8.3368 | 80.0617 | 0
| Zone | Remainder of System | 10 | Monthly System Peak Day | SCE | 1-in-2 | 2028 | 22 | 431.09 | 448.8589 | 8.2571 | 77.4533 | 0
| Zone | Remainder of System | 10 | Monthly System Peak Day | SCE | 1-in-2 | 2028 | 23 | 411.5913 | 435.5102 | 8.3457 | 74.9468 | 0
| Zone | Remainder of System | 10 | Monthly System Peak Day | SCE | 1-in-2 | 2028 | 24 | 341.6093 | 379.2706 | 8.4554 | 73.4656 | 0
| Zone | Remainder of System | 11 | Average Weekday | SCE | 1-in-2 | 2028 | 1 | 270.3455 | 277.0053 | 8.4465 | 56.3377 | 0
| Zone | Remainder of System | 11 | Average Weekday | SCE | 1-in-2 | 2028 | 2 | 269.2245 | 275.5222 | 8.4652 | 55.4292 | 0
| Zone | Remainder of System | 11 | Average Weekday | SCE | 1-in-2 | 2028 | 3 | 416.093 | 426.6945 | 8.4402 | 54.7265 | 0
| Zone | Remainder of System | 11 | Average Weekday | SCE | 1-in-2 | 2028 | 4 | 592.2648 | 609.6971 | 8.4517 | 54.1046 | 0
| Zone | Remainder of System | 11 | Average Weekday | SCE | 1-in-2 | 2028 | 5 | 557.9651 | 583.6858 | 8.4252 | 53.5218 | 0
| Zone | Remainder of System | 11 | Average Weekday | SCE | 1-in-2 | 2028 | 6 | 546.05 | 573.6249 | 8.4312 | 52.9617 | 0
| Zone | Remainder of System | 11 | Average Weekday | SCE | 1-in-2 | 2028 | 7 | 554.4119 | 551.5914 | 8.62 | 52.6793 | 0
| Zone | Remainder of System | 11 | Average Weekday | SCE | 1-in-2 | 2028 | 8 | 532.4677 | 536.7797 | 8.924 | 52.5522 | 0
| Zone | Remainder of System | 11 | Average Weekday | SCE | 1-in-2 | 2028 | 9 | 517.7349 | 545.0206 | 8.6093 | 54.1377 | 0
| Zone | Remainder of System | 11 | Average Weekday | SCE | 1-in-2 | 2028 | 10 | 495.2757 | 507.6455 | 8.9054 | 57.6626 | 0
| Zone | Remainder of System | 11 | Average Weekday | SCE | 1-in-2 | 2028 | 11 | 468.5389 | 476.6551 | 9.0962 | 61.6392 | 0
| Zone | Remainder of System | 11 | Average Weekday | SCE | 1-in-2 | 2028 | 12 | 462.0728 | 469.481 | 9.193 | 65.053 | 0
| Zone | Remainder of System | 11 | Average Weekday | SCE | 1-in-2 | 2028 | 13 | 373.3301 | 384.5144 | 8.973 | 67.5163 | 0
| Zone | Remainder of System | 11 | Average Weekday | SCE | 1-in-2 | 2028 | 14 | 340.8817 | 348.5736 | 8.7093 | 69.0679 | 0
| Zone | Remainder of System | 11 | Average Weekday | SCE | 1-in-2 | 2028 | 15 | 287.8704 | 297.3396 | 8.3908 | 69.9383 | 0
| Zone | Remainder of System | 11 | Average Weekday | SCE | 1-in-2 | 2028 | 16 | 260.1415 | 262.7038 | 8.4732 | 70.0307 | 0
| Zone | Remainder of System | 11 | Average Weekday | SCE | 1-in-2 | 2028 | 17 | 264.9582 | 270.5196 | 8.2879 | 69.073 | 0
| Zone | Remainder of System | 11 | Average Weekday | SCE | 1-in-2 | 2028 | 18 | 247.1283 | 253.2616 | 8.4574 | 66.8593 | 0
| Zone | Remainder of System | 11 | Average Weekday | SCE | 1-in-2 | 2028 | 19 | 263.8937 | 268.2207 | 8.4122 | 64.2909 | 0
| Zone | Remainder of System | 11 | Average Weekday | SCE | 1-in-2 | 2028 | 20 | 248.6398 | 309.6068 | 10.4817 | 62.3427 | 0
| Zone | Remainder of System | 11 | Average Weekday | SCE | 1-in-2 | 2028 | 21 | 235.44 | 241.709 | 8.0636 | 60.7342 | 0
| Zone | Remainder of System | 11 | Average Weekday | SCE | 1-in-2 | 2028 | 22 | 412.9146 | 428.849 | 8.4129 | 59.3492 | 0
| Zone | Remainder of System | 11 | Average Weekday | SCE | 1-in-2 | 2028 | 23 | 393.7992 | 408.8934 | 8.5787 | 58.1896 | 0
| Zone | Remainder of System | 11 | Average Weekday | SCE | 1-in-2 | 2028 | 24 | 322.2574 | 334.9924 | 8.503 | 57.2544 | 0
| Zone | Remainder of System | 11 | Monthly System Peak Day | SCE | 1-in-2 | 2028 | 1 | 270.3455 | 282.0707 | 8.3644 | 62.9629 | 0
| Zone | Remainder of System | 11 | Monthly System Peak Day | SCE | 1-in-2 | 2028 | 2 | 269.2245 | 279.418 | 8.3864 | 61.5748 | 0
| Zone | Remainder of System | 11 | Monthly System Peak Day | SCE | 1-in-2 | 2028 | 3 | 416.093 | 430.1751 | 8.374 | 60.682 | 0
| Zone | Remainder of System | 11 | Monthly System Peak Day | SCE | 1-in-2 | 2028 | 4 | 592.2648 | 613.4258 | 8.3838 | 59.921 | 0
| Zone | Remainder of System | 11 | Monthly System Peak Day | SCE | 1-in-2 | 2028 | 5 | 557.9651 | 587.3994 | 8.3746 | 59.1649 | 0
| Zone | Remainder of System | 11 | Monthly System Peak Day | SCE | 1-in-2 | 2028 | 6 | 546.05 | 574.6913 | 8.3812 | 58.0889 | 0
| Zone | Remainder of System | 11 | Monthly System Peak Day | SCE | 1-in-2 | 2028 | 7 | 554.4119 | 539.98 | 8.5338 | 57.8746 | 0
| Zone | Remainder of System | 11 | Monthly System Peak Day | SCE | 1-in-2 | 2028 | 8 | 532.4677 | 542.2225 | 8.9216 | 57.32 | 0
| Zone | Remainder of System | 11 | Monthly System Peak Day | SCE | 1-in-2 | 2028 | 9 | 517.7349 | 553.4365 | 8.5253 | 59.5354 | 0
| Zone | Remainder of System | 11 | Monthly System Peak Day | SCE | 1-in-2 | 2028 | 10 | 495.2757 | 517.8224 | 8.8937 | 64.4605 | 0
| Zone | Remainder of System | 11 | Monthly System Peak Day | SCE | 1-in-2 | 2028 | 11 | 468.5389 | 490.0587 | 9.1765 | 70.7812 | 0
| Zone | Remainder of System | 11 | Monthly System Peak Day | SCE | 1-in-2 | 2028 | 12 | 462.0728 | 485.0817 | 9.3377 | 76.6454 | 0
| Zone | Remainder of System | 11 | Monthly System Peak Day | SCE | 1-in-2 | 2028 | 13 | 373.3301 | 384.7113 | 9.0162 | 80.6052 | 0
| Zone | Remainder of System | 11 | Monthly System Peak Day | SCE | 1-in-2 | 2028 | 14 | 340.8817 | 347.2318 | 8.6466 | 83.1096 | 0
| Zone | Remainder of System | 11 | Monthly System Peak Day | SCE | 1-in-2 | 2028 | 15 | 287.8704 | 297.3956 | 8.3005 | 84.4602 | 0
| Zone | Remainder of System | 11 | Monthly System Peak Day | SCE | 1-in-2 | 2028 | 16 | 260.1415 | 261.5532 | 8.3841 | 84.6998 | 0
| Zone | Remainder of System | 11 | Monthly System Peak Day | SCE | 1-in-2 | 2028 | 17 | 264.9582 | 272.4722 | 8.2007 | 83.4215 | 0
| Zone | Remainder of System | 11 | Monthly System Peak Day | SCE | 1-in-2 | 2028 | 18 | 247.1283 | 255.8352 | 8.3641 | 80.7623 | 0
| Zone | Remainder of System | 11 | Monthly System Peak Day | SCE | 1-in-2 | 2028 | 19 | 263.8937 | 269.365 | 8.4113 | 76.9132 | 0
| Zone | Remainder of System | 11 | Monthly System Peak Day | SCE | 1-in-2 | 2028 | 20 | 248.6398 | 356.8548 | 17.1585 | 74.1084 | 0
| Zone | Remainder of System | 11 | Monthly System Peak Day | SCE | 1-in-2 | 2028 | 21 | 235.44 | 243.9986 | 8.3702 | 71.8048 | 0
| Zone | Remainder of System | 11 | Monthly System Peak Day | SCE | 1-in-2 | 2028 | 22 | 412.9146 | 430.22 | 8.3352 | 69.7539 | 0
| Zone | Remainder of System | 11 | Monthly System Peak Day | SCE | 1-in-2 | 2028 | 23 | 393.7992 | 414.6917 | 8.4906 | 68.1384 | 0
| Zone | Remainder of System | 11 | Monthly System Peak Day | SCE | 1-in-2 | 2028 | 24 | 322.2574 | 344.8184 | 8.4089 | 66.5664 | 0
| Zone | Remainder of System | 12 | Average Weekday | SCE | 1-in-2 | 2028 | 1 | 255.311 | 262.3671 | 8.3079 | 50.1723 | 0
| Zone | Remainder of System | 12 | Average Weekday | SCE | 1-in-2 | 2028 | 2 | 251.2918 | 257.9704 | 8.3339 | 49.47 | 0
| Zone | Remainder of System | 12 | Average Weekday | SCE | 1-in-2 | 2028 | 3 | 392.5284 | 404.7704 | 8.3396 | 48.8424 | 0
| Zone | Remainder of System | 12 | Average Weekday | SCE | 1-in-2 | 2028 | 4 | 567.8604 | 587.2875 | 8.3463 | 48.2737 | 0
| Zone | Remainder of System | 12 | Average Weekday | SCE | 1-in-2 | 2028 | 5 | 537.8275 | 566.6807 | 8.3498 | 47.7582 | 0
| Zone | Remainder of System | 12 | Average Weekday | SCE | 1-in-2 | 2028 | 6 | 514.7269 | 546.9925 | 8.355 | 47.2208 | 0
| Zone | Remainder of System | 12 | Average Weekday | SCE | 1-in-2 | 2028 | 7 | 508.8139 | 507.6562 | 8.316 | 46.8903 | 0
| Zone | Remainder of System | 12 | Average Weekday | SCE | 1-in-2 | 2028 | 8 | 499.8683 | 506.7237 | 8.2675 | 46.6249 | 0
| Zone | Remainder of System | 12 | Average Weekday | SCE | 1-in-2 | 2028 | 9 | 480.8266 | 508.9942 | 8.2191 | 47.1296 | 0
| Zone | Remainder of System | 12 | Average Weekday | SCE | 1-in-2 | 2028 | 10 | 451.3402 | 467.8493 | 8.2463 | 49.7166 | 0
| Zone | Remainder of System | 12 | Average Weekday | SCE | 1-in-2 | 2028 | 11 | 426.4639 | 436.5039 | 8.2036 | 53.0028 | 0
| Zone | Remainder of System | 12 | Average Weekday | SCE | 1-in-2 | 2028 | 12 | 418.892 | 425.9112 | 8.1641 | 56.0652 | 0
| Zone | Remainder of System | 12 | Average Weekday | SCE | 1-in-2 | 2028 | 13 | 339.4747 | 350.2493 | 8.1544 | 58.4044 | 0
| Zone | Remainder of System | 12 | Average Weekday | SCE | 1-in-2 | 2028 | 14 | 309.5201 | 318.0462 | 8.1879 | 60.0157 | 0
| Zone | Remainder of System | 12 | Average Weekday | SCE | 1-in-2 | 2028 | 15 | 270.8116 | 279.537 | 8.2434 | 60.9106 | 0
| Zone | Remainder of System | 12 | Average Weekday | SCE | 1-in-2 | 2028 | 16 | 237.9225 | 240.4152 | 8.3022 | 61.1029 | 0
| Zone | Remainder of System | 12 | Average Weekday | SCE | 1-in-2 | 2028 | 17 | 243.7724 | 250.3116 | 8.167 | 60.4067 | 0
| Zone | Remainder of System | 12 | Average Weekday | SCE | 1-in-2 | 2028 | 18 | 228.1327 | 234.0271 | 8.1458 | 58.4535 | 0
| Zone | Remainder of System | 12 | Average Weekday | SCE | 1-in-2 | 2028 | 19 | 246.1352 | 250.4539 | 8.4118 | 56.1744 | 0
| Zone | Remainder of System | 12 | Average Weekday | SCE | 1-in-2 | 2028 | 20 | 238.3128 | 300.0772 | 8.4276 | 54.5751 | 0
| Zone | Remainder of System | 12 | Average Weekday | SCE | 1-in-2 | 2028 | 21 | 225.3188 | 232.0115 | 8.0633 | 53.3029 | 0
| Zone | Remainder of System | 12 | Average Weekday | SCE | 1-in-2 | 2028 | 22 | 400.3306 | 415.9371 | 8.2508 | 52.1925 | 0
| Zone | Remainder of System | 12 | Average Weekday | SCE | 1-in-2 | 2028 | 23 | 382.7299 | 397.4258 | 8.2763 | 51.2585 | 0
| Zone | Remainder of System | 12 | Average Weekday | SCE | 1-in-2 | 2028 | 24 | 312.1889 | 325.7455 | 8.2796 | 50.3709 | 0
| Zone | Remainder of System | 12 | Monthly System Peak Day | SCE | 1-in-2 | 2028 | 1 | 255.311 | 262.3671 | 8.3079 | 42.6698 | 0
| Zone | Remainder of System | 12 | Monthly System Peak Day | SCE | 1-in-2 | 2028 | 2 | 251.2918 | 257.9704 | 8.3339 | 41.9151 | 0
| Zone | Remainder of System | 12 | Monthly System Peak Day | SCE | 1-in-2 | 2028 | 3 | 392.5284 | 404.7704 | 8.3396 | 41.1108 | 0
| Zone | Remainder of System | 12 | Monthly System Peak Day | SCE | 1-in-2 | 2028 | 4 | 567.8604 | 587.2875 | 8.3463 | 40.6979 | 0
| Zone | Remainder of System | 12 | Monthly System Peak Day | SCE | 1-in-2 | 2028 | 5 | 537.8275 | 566.6807 | 8.3498 | 40.2189 | 0
| Zone | Remainder of System | 12 | Monthly System Peak Day | SCE | 1-in-2 | 2028 | 6 | 514.7269 | 546.9925 | 8.355 | 39.9074 | 0
| Zone | Remainder of System | 12 | Monthly System Peak Day | SCE | 1-in-2 | 2028 | 7 | 508.8139 | 507.6562 | 8.316 | 39.547 | 0
| Zone | Remainder of System | 12 | Monthly System Peak Day | SCE | 1-in-2 | 2028 | 8 | 499.8683 | 506.7237 | 8.2675 | 38.9194 | 0
| Zone | Remainder of System | 12 | Monthly System Peak Day | SCE | 1-in-2 | 2028 | 9 | 480.8266 | 508.9942 | 8.2191 | 39.6245 | 0
| Zone | Remainder of System | 12 | Monthly System Peak Day | SCE | 1-in-2 | 2028 | 10 | 451.3402 | 467.8493 | 8.2463 | 43.6048 | 0
| Zone | Remainder of System | 12 | Monthly System Peak Day | SCE | 1-in-2 | 2028 | 11 | 426.4639 | 436.5039 | 8.2036 | 48.0539 | 0
| Zone | Remainder of System | 12 | Monthly System Peak Day | SCE | 1-in-2 | 2028 | 12 | 418.892 | 425.9112 | 8.1641 | 52.486 | 0
| Zone | Remainder of System | 12 | Monthly System Peak Day | SCE | 1-in-2 | 2028 | 13 | 339.4747 | 350.2493 | 8.1544 | 55.021 | 0
| Zone | Remainder of System | 12 | Monthly System Peak Day | SCE | 1-in-2 | 2028 | 14 | 309.5201 | 318.0462 | 8.1879 | 56.6707 | 0
| Zone | Remainder of System | 12 | Monthly System Peak Day | SCE | 1-in-2 | 2028 | 15 | 270.8116 | 279.537 | 8.2434 | 57.6764 | 0
| Zone | Remainder of System | 12 | Monthly System Peak Day | SCE | 1-in-2 | 2028 | 16 | 237.9225 | 240.4152 | 8.3022 | 58.0747 | 0
| Zone | Remainder of System | 12 | Monthly System Peak Day | SCE | 1-in-2 | 2028 | 17 | 243.7724 | 250.3116 | 8.167 | 57.8306 | 0
| Zone | Remainder of System | 12 | Monthly System Peak Day | SCE | 1-in-2 | 2028 | 18 | 228.1327 | 234.0271 | 8.1458 | 55.8258 | 0
| Zone | Remainder of System | 12 | Monthly System Peak Day | SCE | 1-in-2 | 2028 | 19 | 246.1352 | 250.4539 | 8.4118 | 52.9366 | 0
| Zone | Remainder of System | 12 | Monthly System Peak Day | SCE | 1-in-2 | 2028 | 20 | 238.3128 | 300.0772 | 8.4276 | 50.7595 | 0
| Zone | Remainder of System | 12 | Monthly System Peak Day | SCE | 1-in-2 | 2028 | 21 | 225.3188 | 232.0115 | 8.0633 | 48.9271 | 0
| Zone | Remainder of System | 12 | Monthly System Peak Day | SCE | 1-in-2 | 2028 | 22 | 400.3306 | 415.9371 | 8.2508 | 47.1432 | 0
| Zone | Remainder of System | 12 | Monthly System Peak Day | SCE | 1-in-2 | 2028 | 23 | 382.7299 | 397.4258 | 8.2763 | 45.5948 | 0
| Zone | Remainder of System | 12 | Monthly System Peak Day | SCE | 1-in-2 | 2028 | 24 | 312.1889 | 325.7455 | 8.2796 | 44.4353 | 0
| Zone | Remainder of System | 1 | Average Weekday | SCE | 1-in-2 | 2029 | 1 | 264.1719 | 270.517 | 8.3088 | 51.6842 | 0
| Zone | Remainder of System | 1 | Average Weekday | SCE | 1-in-2 | 2029 | 2 | 261.9113 | 269.1691 | 8.3346 | 50.7685 | 0
| Zone | Remainder of System | 1 | Average Weekday | SCE | 1-in-2 | 2029 | 3 | 405.76 | 417.5233 | 8.3402 | 49.9205 | 0
| Zone | Remainder of System | 1 | Average Weekday | SCE | 1-in-2 | 2029 | 4 | 577.1229 | 595.4827 | 8.3469 | 49.2463 | 0
| Zone | Remainder of System | 1 | Average Weekday | SCE | 1-in-2 | 2029 | 5 | 549.2049 | 577.1824 | 8.3505 | 48.4951 | 0
| Zone | Remainder of System | 1 | Average Weekday | SCE | 1-in-2 | 2029 | 6 | 535.5519 | 566.7266 | 8.3557 | 47.8427 | 0
| Zone | Remainder of System | 1 | Average Weekday | SCE | 1-in-2 | 2029 | 7 | 542.368 | 540.2351 | 8.3169 | 47.4947 | 0
| Zone | Remainder of System | 1 | Average Weekday | SCE | 1-in-2 | 2029 | 8 | 533.6573 | 539.4389 | 8.2688 | 47.191 | 0
| Zone | Remainder of System | 1 | Average Weekday | SCE | 1-in-2 | 2029 | 9 | 501.8299 | 527.5017 | 8.2206 | 47.8607 | 0
| Zone | Remainder of System | 1 | Average Weekday | SCE | 1-in-2 | 2029 | 10 | 483.778 | 496.9362 | 8.2475 | 51.2694 | 0
| Zone | Remainder of System | 1 | Average Weekday | SCE | 1-in-2 | 2029 | 11 | 455.0719 | 463.4447 | 8.2053 | 55.8102 | 0
| Zone | Remainder of System | 1 | Average Weekday | SCE | 1-in-2 | 2029 | 12 | 450.0912 | 457.1882 | 8.1663 | 60.0831 | 0
| Zone | Remainder of System | 1 | Average Weekday | SCE | 1-in-2 | 2029 | 13 | 378.0746 | 388.8663 | 8.1567 | 63.2369 | 0
| Zone | Remainder of System | 1 | Average Weekday | SCE | 1-in-2 | 2029 | 14 | 342.8649 | 350.5545 | 8.1898 | 65.3415 | 0
| Zone | Remainder of System | 1 | Average Weekday | SCE | 1-in-2 | 2029 | 15 | 297.33 | 305.1078 | 8.2448 | 66.6752 | 0
| Zone | Remainder of System | 1 | Average Weekday | SCE | 1-in-2 | 2029 | 16 | 264.3788 | 266.6208 | 8.303 | 67.1856 | 0
| Zone | Remainder of System | 1 | Average Weekday | SCE | 1-in-2 | 2029 | 17 | 267.7216 | 274.1021 | 8.1753 | 66.6752 | 0
| Zone | Remainder of System | 1 | Average Weekday | SCE | 1-in-2 | 2029 | 18 | 248.8556 | 254.9225 | 8.1541 | 64.7423 | 0
| Zone | Remainder of System | 1 | Average Weekday | SCE | 1-in-2 | 2029 | 19 | 262.5334 | 266.916 | 8.4168 | 61.5145 | 0
| Zone | Remainder of System | 1 | Average Weekday | SCE | 1-in-2 | 2029 | 20 | 252.9269 | 314.7311 | 8.4319 | 59.0859 | 0
| Zone | Remainder of System | 1 | Average Weekday | SCE | 1-in-2 | 2029 | 21 | 235.8518 | 242.3032 | 8.07 | 57.2936 | 0
| Zone | Remainder of System | 1 | Average Weekday | SCE | 1-in-2 | 2029 | 22 | 410.33 | 426.1993 | 8.2516 | 55.8199 | 0
| Zone | Remainder of System | 1 | Average Weekday | SCE | 1-in-2 | 2029 | 23 | 397.5898 | 412.3601 | 8.2775 | 54.5391 | 0
| Zone | Remainder of System | 1 | Average Weekday | SCE | 1-in-2 | 2029 | 24 | 328.1291 | 340.5254 | 8.2807 | 53.3992 | 0
| Zone | Remainder of System | 1 | Monthly System Peak Day | SCE | 1-in-2 | 2029 | 1 | 264.1719 | 270.517 | 8.3088 | 45.2329 | 0
| Zone | Remainder of System | 1 | Monthly System Peak Day | SCE | 1-in-2 | 2029 | 2 | 261.9113 | 269.1691 | 8.3346 | 44.3477 | 0
| Zone | Remainder of System | 1 | Monthly System Peak Day | SCE | 1-in-2 | 2029 | 3 | 405.76 | 417.5233 | 8.3402 | 43.1525 | 0
| Zone | Remainder of System | 1 | Monthly System Peak Day | SCE | 1-in-2 | 2029 | 4 | 577.1229 | 595.4827 | 8.3469 | 42.4549 | 0
| Zone | Remainder of System | 1 | Monthly System Peak Day | SCE | 1-in-2 | 2029 | 5 | 549.2049 | 577.1824 | 8.3505 | 41.466 | 0
| Zone | Remainder of System | 1 | Monthly System Peak Day | SCE | 1-in-2 | 2029 | 6 | 535.5519 | 566.7266 | 8.3557 | 41.032 | 0
| Zone | Remainder of System | 1 | Monthly System Peak Day | SCE | 1-in-2 | 2029 | 7 | 542.368 | 540.2351 | 8.3169 | 40.989 | 0
| Zone | Remainder of System | 1 | Monthly System Peak Day | SCE | 1-in-2 | 2029 | 8 | 533.6573 | 539.4389 | 8.2688 | 41.1076 | 0
| Zone | Remainder of System | 1 | Monthly System Peak Day | SCE | 1-in-2 | 2029 | 9 | 501.8299 | 527.5017 | 8.2206 | 41.7407 | 0
| Zone | Remainder of System | 1 | Monthly System Peak Day | SCE | 1-in-2 | 2029 | 10 | 483.778 | 496.9362 | 8.2475 | 44.4336 | 0
| Zone | Remainder of System | 1 | Monthly System Peak Day | SCE | 1-in-2 | 2029 | 11 | 455.0719 | 463.4447 | 8.2053 | 47.8574 | 0
| Zone | Remainder of System | 1 | Monthly System Peak Day | SCE | 1-in-2 | 2029 | 12 | 450.0912 | 457.1882 | 8.1663 | 50.8356 | 0
| Zone | Remainder of System | 1 | Monthly System Peak Day | SCE | 1-in-2 | 2029 | 13 | 378.0746 | 388.8663 | 8.1567 | 52.4705 | 0
| Zone | Remainder of System | 1 | Monthly System Peak Day | SCE | 1-in-2 | 2029 | 14 | 342.8649 | 350.5545 | 8.1898 | 52.7748 | 0
| Zone | Remainder of System | 1 | Monthly System Peak Day | SCE | 1-in-2 | 2029 | 15 | 297.33 | 305.1078 | 8.2448 | 53.0031 | 0
| Zone | Remainder of System | 1 | Monthly System Peak Day | SCE | 1-in-2 | 2029 | 16 | 264.3788 | 266.6208 | 8.303 | 54.3325 | 0
| Zone | Remainder of System | 1 | Monthly System Peak Day | SCE | 1-in-2 | 2029 | 17 | 267.7216 | 274.1021 | 8.1753 | 54.7159 | 0
| Zone | Remainder of System | 1 | Monthly System Peak Day | SCE | 1-in-2 | 2029 | 18 | 248.8556 | 254.9225 | 8.1541 | 53.6653 | 0
| Zone | Remainder of System | 1 | Monthly System Peak Day | SCE | 1-in-2 | 2029 | 19 | 262.5334 | 266.916 | 8.4168 | 51.839 | 0
| Zone | Remainder of System | 1 | Monthly System Peak Day | SCE | 1-in-2 | 2029 | 20 | 252.9269 | 314.7311 | 8.4319 | 50.4515 | 0
| Zone | Remainder of System | 1 | Monthly System Peak Day | SCE | 1-in-2 | 2029 | 21 | 235.8518 | 242.3032 | 8.07 | 49.5422 | 0
| Zone | Remainder of System | 1 | Monthly System Peak Day | SCE | 1-in-2 | 2029 | 22 | 410.33 | 426.1993 | 8.2516 | 48.5366 | 0
| Zone | Remainder of System | 1 | Monthly System Peak Day | SCE | 1-in-2 | 2029 | 23 | 397.5898 | 412.3601 | 8.2775 | 47.118 | 0
| Zone | Remainder of System | 1 | Monthly System Peak Day | SCE | 1-in-2 | 2029 | 24 | 328.1291 | 340.5254 | 8.2807 | 46.2753 | 0
| Zone | Remainder of System | 2 | Average Weekday | SCE | 1-in-2 | 2029 | 1 | 264.2205 | 271.3826 | 8.3655 | 51.2742 | 0
| Zone | Remainder of System | 2 | Average Weekday | SCE | 1-in-2 | 2029 | 2 | 258.5684 | 266.713 | 8.397 | 50.4072 | 0
| Zone | Remainder of System | 2 | Average Weekday | SCE | 1-in-2 | 2029 | 3 | 398.8226 | 412.0154 | 8.4036 | 49.536 | 0
| Zone | Remainder of System | 2 | Average Weekday | SCE | 1-in-2 | 2029 | 4 | 566.4269 | 587.6147 | 8.4115 | 48.8013 | 0
| Zone | Remainder of System | 2 | Average Weekday | SCE | 1-in-2 | 2029 | 5 | 546.8052 | 577.7766 | 8.4148 | 48.212 | 0
| Zone | Remainder of System | 2 | Average Weekday | SCE | 1-in-2 | 2029 | 6 | 537.3135 | 570.45 | 8.4196 | 47.6223 | 0
| Zone | Remainder of System | 2 | Average Weekday | SCE | 1-in-2 | 2029 | 7 | 530.0975 | 529.4262 | 8.3722 | 47.1867 | 0
| Zone | Remainder of System | 2 | Average Weekday | SCE | 1-in-2 | 2029 | 8 | 520.2839 | 526.5058 | 8.3149 | 47.0018 | 0
| Zone | Remainder of System | 2 | Average Weekday | SCE | 1-in-2 | 2029 | 9 | 500.7249 | 526.8077 | 8.2567 | 48.3194 | 0
| Zone | Remainder of System | 2 | Average Weekday | SCE | 1-in-2 | 2029 | 10 | 478.4728 | 491.0003 | 8.2916 | 51.798 | 0
| Zone | Remainder of System | 2 | Average Weekday | SCE | 1-in-2 | 2029 | 11 | 454.2537 | 462.8603 | 8.2381 | 55.8778 | 0
| Zone | Remainder of System | 2 | Average Weekday | SCE | 1-in-2 | 2029 | 12 | 449.0812 | 456.859 | 8.1874 | 59.4056 | 0
| Zone | Remainder of System | 2 | Average Weekday | SCE | 1-in-2 | 2029 | 13 | 372.8126 | 384.6506 | 8.1739 | 62.0189 | 0
| Zone | Remainder of System | 2 | Average Weekday | SCE | 1-in-2 | 2029 | 14 | 334.584 | 342.8984 | 8.2172 | 63.7177 | 0
| Zone | Remainder of System | 2 | Average Weekday | SCE | 1-in-2 | 2029 | 15 | 283.7572 | 293.8359 | 8.2871 | 64.6926 | 0
| Zone | Remainder of System | 2 | Average Weekday | SCE | 1-in-2 | 2029 | 16 | 253.9969 | 257.8227 | 8.359 | 64.9768 | 0
| Zone | Remainder of System | 2 | Average Weekday | SCE | 1-in-2 | 2029 | 17 | 246.5013 | 251.6404 | 8.2076 | 64.4648 | 0
| Zone | Remainder of System | 2 | Average Weekday | SCE | 1-in-2 | 2029 | 18 | 233.1492 | 238.3084 | 8.18 | 63.0519 | 0
| Zone | Remainder of System | 2 | Average Weekday | SCE | 1-in-2 | 2029 | 19 | 254.9782 | 259.4419 | 8.4168 | 60.4631 | 0
| Zone | Remainder of System | 2 | Average Weekday | SCE | 1-in-2 | 2029 | 20 | 246.1058 | 306.0298 | 8.4354 | 58.0362 | 0
| Zone | Remainder of System | 2 | Average Weekday | SCE | 1-in-2 | 2029 | 21 | 224.3226 | 230.5127 | 8.0444 | 56.2859 | 0
| Zone | Remainder of System | 2 | Average Weekday | SCE | 1-in-2 | 2029 | 22 | 395.287 | 411.0038 | 8.2925 | 54.9557 | 0
| Zone | Remainder of System | 2 | Average Weekday | SCE | 1-in-2 | 2029 | 23 | 380.8798 | 396.0494 | 8.3265 | 53.7427 | 0
| Zone | Remainder of System | 2 | Average Weekday | SCE | 1-in-2 | 2029 | 24 | 321.1147 | 334.7779 | 8.3307 | 52.6077 | 0
| Zone | Remainder of System | 2 | Monthly System Peak Day | SCE | 1-in-2 | 2029 | 1 | 264.2205 | 271.3826 | 8.3655 | 43.0796 | 0
| Zone | Remainder of System | 2 | Monthly System Peak Day | SCE | 1-in-2 | 2029 | 2 | 258.5684 | 266.713 | 8.397 | 42.6704 | 0
| Zone | Remainder of System | 2 | Monthly System Peak Day | SCE | 1-in-2 | 2029 | 3 | 398.8226 | 412.0154 | 8.4036 | 42.2478 | 0
| Zone | Remainder of System | 2 | Monthly System Peak Day | SCE | 1-in-2 | 2029 | 4 | 566.4269 | 587.6147 | 8.4115 | 41.6455 | 0
| Zone | Remainder of System | 2 | Monthly System Peak Day | SCE | 1-in-2 | 2029 | 5 | 546.8052 | 577.7766 | 8.4148 | 40.9489 | 0
| Zone | Remainder of System | 2 | Monthly System Peak Day | SCE | 1-in-2 | 2029 | 6 | 537.3135 | 570.45 | 8.4196 | 40.2685 | 0
| Zone | Remainder of System | 2 | Monthly System Peak Day | SCE | 1-in-2 | 2029 | 7 | 530.0975 | 529.4262 | 8.3722 | 40.074 | 0
| Zone | Remainder of System | 2 | Monthly System Peak Day | SCE | 1-in-2 | 2029 | 8 | 520.2839 | 526.5058 | 8.3149 | 40.4173 | 0
| Zone | Remainder of System | 2 | Monthly System Peak Day | SCE | 1-in-2 | 2029 | 9 | 500.7249 | 526.8077 | 8.2567 | 41.9505 | 0
| Zone | Remainder of System | 2 | Monthly System Peak Day | SCE | 1-in-2 | 2029 | 10 | 478.4728 | 491.0003 | 8.2916 | 44.4785 | 0
| Zone | Remainder of System | 2 | Monthly System Peak Day | SCE | 1-in-2 | 2029 | 11 | 454.2537 | 462.8603 | 8.2381 | 47.3478 | 0
| Zone | Remainder of System | 2 | Monthly System Peak Day | SCE | 1-in-2 | 2029 | 12 | 449.0812 | 456.859 | 8.1874 | 49.7673 | 0
| Zone | Remainder of System | 2 | Monthly System Peak Day | SCE | 1-in-2 | 2029 | 13 | 372.8126 | 384.6506 | 8.1739 | 51.7034 | 0
| Zone | Remainder of System | 2 | Monthly System Peak Day | SCE | 1-in-2 | 2029 | 14 | 334.584 | 342.8984 | 8.2172 | 53.2478 | 0
| Zone | Remainder of System | 2 | Monthly System Peak Day | SCE | 1-in-2 | 2029 | 15 | 283.7572 | 293.8359 | 8.2871 | 54.4851 | 0
| Zone | Remainder of System | 2 | Monthly System Peak Day | SCE | 1-in-2 | 2029 | 16 | 253.9969 | 257.8227 | 8.359 | 55.3304 | 0
| Zone | Remainder of System | 2 | Monthly System Peak Day | SCE | 1-in-2 | 2029 | 17 | 246.5013 | 251.6404 | 8.2076 | 55.3557 | 0
| Zone | Remainder of System | 2 | Monthly System Peak Day | SCE | 1-in-2 | 2029 | 18 | 233.1492 | 238.3084 | 8.18 | 54.5997 | 0
| Zone | Remainder of System | 2 | Monthly System Peak Day | SCE | 1-in-2 | 2029 | 19 | 254.9782 | 259.4419 | 8.4168 | 52.7071 | 0
| Zone | Remainder of System | 2 | Monthly System Peak Day | SCE | 1-in-2 | 2029 | 20 | 246.1058 | 306.0298 | 8.4354 | 51.0971 | 0
| Zone | Remainder of System | 2 | Monthly System Peak Day | SCE | 1-in-2 | 2029 | 21 | 224.3226 | 230.5127 | 8.0444 | 49.6206 | 0
| Zone | Remainder of System | 2 | Monthly System Peak Day | SCE | 1-in-2 | 2029 | 22 | 395.287 | 411.0038 | 8.2925 | 48.4219 | 0
| Zone | Remainder of System | 2 | Monthly System Peak Day | SCE | 1-in-2 | 2029 | 23 | 380.8798 | 396.0494 | 8.3265 | 47.5168 | 0
| Zone | Remainder of System | 2 | Monthly System Peak Day | SCE | 1-in-2 | 2029 | 24 | 321.1147 | 334.7779 | 8.3307 | 46.4661 | 0
| Zone | Remainder of System | 3 | Average Weekday | SCE | 1-in-2 | 2029 | 1 | 271.677 | 283.5211 | 8.4524 | 54.1435 | 0
| Zone | Remainder of System | 3 | Average Weekday | SCE | 1-in-2 | 2029 | 2 | 266.3118 | 274.1046 | 8.4037 | 53.2403 | 0
| Zone | Remainder of System | 3 | Average Weekday | SCE | 1-in-2 | 2029 | 3 | 425.664 | 436.8375 | 8.3964 | 52.4569 | 0
| Zone | Remainder of System | 3 | Average Weekday | SCE | 1-in-2 | 2029 | 4 | 599.0627 | 615.9171 | 8.3792 | 51.7498 | 0
| Zone | Remainder of System | 3 | Average Weekday | SCE | 1-in-2 | 2029 | 5 | 565.4734 | 584.8558 | 8.3731 | 51.0914 | 0
| Zone | Remainder of System | 3 | Average Weekday | SCE | 1-in-2 | 2029 | 6 | 556.3821 | 575.7324 | 8.3416 | 50.5427 | 0
| Zone | Remainder of System | 3 | Average Weekday | SCE | 1-in-2 | 2029 | 7 | 560.5097 | 561.1981 | 8.3266 | 50.1566 | 0
| Zone | Remainder of System | 3 | Average Weekday | SCE | 1-in-2 | 2029 | 8 | 538.4022 | 548.8515 | 8.4807 | 49.9464 | 0
| Zone | Remainder of System | 3 | Average Weekday | SCE | 1-in-2 | 2029 | 9 | 523.2246 | 563.0881 | 8.6712 | 51.061 | 0
| Zone | Remainder of System | 3 | Average Weekday | SCE | 1-in-2 | 2029 | 10 | 504.0348 | 526.6825 | 8.5386 | 53.9562 | 0
| Zone | Remainder of System | 3 | Average Weekday | SCE | 1-in-2 | 2029 | 11 | 471.7393 | 488.2433 | 8.6176 | 57.3554 | 0
| Zone | Remainder of System | 3 | Average Weekday | SCE | 1-in-2 | 2029 | 12 | 471.4268 | 483.5249 | 8.7069 | 60.4466 | 0
| Zone | Remainder of System | 3 | Average Weekday | SCE | 1-in-2 | 2029 | 13 | 377.9228 | 388.7718 | 8.7819 | 62.898 | 0
| Zone | Remainder of System | 3 | Average Weekday | SCE | 1-in-2 | 2029 | 14 | 353.3977 | 361.0435 | 8.7318 | 64.7007 | 0
| Zone | Remainder of System | 3 | Average Weekday | SCE | 1-in-2 | 2029 | 15 | 306.3562 | 313.3624 | 8.5651 | 65.848 | 0
| Zone | Remainder of System | 3 | Average Weekday | SCE | 1-in-2 | 2029 | 16 | 272.8718 | 275.7563 | 8.3483 | 66.4528 | 0
| Zone | Remainder of System | 3 | Average Weekday | SCE | 1-in-2 | 2029 | 17 | 274.481 | 280.2086 | 8.2037 | 66.4302 | 0
| Zone | Remainder of System | 3 | Average Weekday | SCE | 1-in-2 | 2029 | 18 | 247.7144 | 254.0929 | 8.2182 | 65.606 | 0
| Zone | Remainder of System | 3 | Average Weekday | SCE | 1-in-2 | 2029 | 19 | 262.3253 | 268.9746 | 8.5037 | 63.9302 | 0
| Zone | Remainder of System | 3 | Average Weekday | SCE | 1-in-2 | 2029 | 20 | 248.6445 | 251.8406 | 8.3997 | 61.6012 | 0
| Zone | Remainder of System | 3 | Average Weekday | SCE | 1-in-2 | 2029 | 21 | 220.8728 | 225.8716 | 8.0735 | 59.2809 | 0
| Zone | Remainder of System | 3 | Average Weekday | SCE | 1-in-2 | 2029 | 22 | 419.4898 | 437.8295 | 8.3061 | 57.6995 | 0
| Zone | Remainder of System | 3 | Average Weekday | SCE | 1-in-2 | 2029 | 23 | 409.8828 | 431.3279 | 8.4076 | 56.5104 | 0
| Zone | Remainder of System | 3 | Average Weekday | SCE | 1-in-2 | 2029 | 24 | 352.7283 | 377.7525 | 8.4976 | 55.5042 | 0
| Zone | Remainder of System | 3 | Monthly System Peak Day | SCE | 1-in-2 | 2029 | 1 | 271.677 | 283.5211 | 8.4524 | 56.5818 | 0
| Zone | Remainder of System | 3 | Monthly System Peak Day | SCE | 1-in-2 | 2029 | 2 | 266.3118 | 274.1046 | 8.4037 | 55.43 | 0
| Zone | Remainder of System | 3 | Monthly System Peak Day | SCE | 1-in-2 | 2029 | 3 | 425.664 | 436.8375 | 8.3964 | 53.8095 | 0
| Zone | Remainder of System | 3 | Monthly System Peak Day | SCE | 1-in-2 | 2029 | 4 | 599.0627 | 615.9171 | 8.3792 | 52.9917 | 0
| Zone | Remainder of System | 3 | Monthly System Peak Day | SCE | 1-in-2 | 2029 | 5 | 565.4734 | 584.8558 | 8.3731 | 52.1472 | 0
| Zone | Remainder of System | 3 | Monthly System Peak Day | SCE | 1-in-2 | 2029 | 6 | 556.3821 | 575.7324 | 8.3416 | 51.274 | 0
| Zone | Remainder of System | 3 | Monthly System Peak Day | SCE | 1-in-2 | 2029 | 7 | 560.5097 | 561.1981 | 8.3266 | 50.7147 | 0
| Zone | Remainder of System | 3 | Monthly System Peak Day | SCE | 1-in-2 | 2029 | 8 | 538.4022 | 548.8515 | 8.4807 | 50.1826 | 0
| Zone | Remainder of System | 3 | Monthly System Peak Day | SCE | 1-in-2 | 2029 | 9 | 523.2246 | 563.0881 | 8.6712 | 50.6921 | 0
| Zone | Remainder of System | 3 | Monthly System Peak Day | SCE | 1-in-2 | 2029 | 10 | 504.0348 | 526.6825 | 8.5386 | 53.8657 | 0
| Zone | Remainder of System | 3 | Monthly System Peak Day | SCE | 1-in-2 | 2029 | 11 | 471.7393 | 488.2433 | 8.6176 | 58.4301 | 0
| Zone | Remainder of System | 3 | Monthly System Peak Day | SCE | 1-in-2 | 2029 | 12 | 471.4268 | 483.5249 | 8.7069 | 62.8319 | 0
| Zone | Remainder of System | 3 | Monthly System Peak Day | SCE | 1-in-2 | 2029 | 13 | 377.9228 | 388.7718 | 8.7819 | 66.0819 | 0
| Zone | Remainder of System | 3 | Monthly System Peak Day | SCE | 1-in-2 | 2029 | 14 | 353.3977 | 361.0435 | 8.7318 | 67.8967 | 0
| Zone | Remainder of System | 3 | Monthly System Peak Day | SCE | 1-in-2 | 2029 | 15 | 306.3562 | 313.3624 | 8.5651 | 68.9896 | 0
| Zone | Remainder of System | 3 | Monthly System Peak Day | SCE | 1-in-2 | 2029 | 16 | 272.8718 | 275.7563 | 8.3483 | 69.8232 | 0
| Zone | Remainder of System | 3 | Monthly System Peak Day | SCE | 1-in-2 | 2029 | 17 | 274.481 | 280.2086 | 8.2037 | 70.0976 | 0
| Zone | Remainder of System | 3 | Monthly System Peak Day | SCE | 1-in-2 | 2029 | 18 | 247.7144 | 254.0929 | 8.2182 | 69.6302 | 0
| Zone | Remainder of System | 3 | Monthly System Peak Day | SCE | 1-in-2 | 2029 | 19 | 262.3253 | 268.9746 | 8.5037 | 68.0398 | 0
| Zone | Remainder of System | 3 | Monthly System Peak Day | SCE | 1-in-2 | 2029 | 20 | 248.6445 | 251.8406 | 8.3997 | 65.2065 | 0
| Zone | Remainder of System | 3 | Monthly System Peak Day | SCE | 1-in-2 | 2029 | 21 | 220.8728 | 225.8716 | 8.0735 | 62.3174 | 0
| Zone | Remainder of System | 3 | Monthly System Peak Day | SCE | 1-in-2 | 2029 | 22 | 419.4898 | 437.8295 | 8.3061 | 60.1617 | 0
| Zone | Remainder of System | 3 | Monthly System Peak Day | SCE | 1-in-2 | 2029 | 23 | 409.8828 | 431.3279 | 8.4076 | 58.5692 | 0
| Zone | Remainder of System | 3 | Monthly System Peak Day | SCE | 1-in-2 | 2029 | 24 | 352.7283 | 377.7525 | 8.4976 | 57.2979 | 0
| Zone | Remainder of System | 4 | Average Weekday | SCE | 1-in-2 | 2029 | 1 | 269.8219 | 281.0343 | 8.4689 | 56.7256 | 0
| Zone | Remainder of System | 4 | Average Weekday | SCE | 1-in-2 | 2029 | 2 | 268.2278 | 276.8175 | 8.4208 | 55.8527 | 0
| Zone | Remainder of System | 4 | Average Weekday | SCE | 1-in-2 | 2029 | 3 | 427.5861 | 439.4214 | 8.4136 | 55.0819 | 0
| Zone | Remainder of System | 4 | Average Weekday | SCE | 1-in-2 | 2029 | 4 | 595.754 | 612.6732 | 8.3966 | 54.4336 | 0
| Zone | Remainder of System | 4 | Average Weekday | SCE | 1-in-2 | 2029 | 5 | 550.5753 | 568.7583 | 8.3903 | 53.7938 | 0
| Zone | Remainder of System | 4 | Average Weekday | SCE | 1-in-2 | 2029 | 6 | 546.5053 | 564.9527 | 8.3586 | 53.2767 | 0
| Zone | Remainder of System | 4 | Average Weekday | SCE | 1-in-2 | 2029 | 7 | 549.9653 | 551.1263 | 8.3424 | 52.8415 | 0
| Zone | Remainder of System | 4 | Average Weekday | SCE | 1-in-2 | 2029 | 8 | 534.2863 | 541.7261 | 8.4958 | 52.6877 | 0
| Zone | Remainder of System | 4 | Average Weekday | SCE | 1-in-2 | 2029 | 9 | 505.3395 | 543.7832 | 8.6849 | 54.1994 | 0
| Zone | Remainder of System | 4 | Average Weekday | SCE | 1-in-2 | 2029 | 10 | 486.916 | 510.1154 | 8.5536 | 57.0022 | 0
| Zone | Remainder of System | 4 | Average Weekday | SCE | 1-in-2 | 2029 | 11 | 460.4781 | 474.742 | 8.6309 | 59.9768 | 0
| Zone | Remainder of System | 4 | Average Weekday | SCE | 1-in-2 | 2029 | 12 | 459.9801 | 472.0797 | 8.7185 | 62.8243 | 0
| Zone | Remainder of System | 4 | Average Weekday | SCE | 1-in-2 | 2029 | 13 | 375.9186 | 386.6995 | 8.7923 | 65.1956 | 0
| Zone | Remainder of System | 4 | Average Weekday | SCE | 1-in-2 | 2029 | 14 | 346.8787 | 354.5644 | 8.7433 | 67.0563 | 0
| Zone | Remainder of System | 4 | Average Weekday | SCE | 1-in-2 | 2029 | 15 | 293.9792 | 301.2628 | 8.5784 | 68.3359 | 0
| Zone | Remainder of System | 4 | Average Weekday | SCE | 1-in-2 | 2029 | 16 | 261.8541 | 264.848 | 8.364 | 68.9607 | 0
| Zone | Remainder of System | 4 | Average Weekday | SCE | 1-in-2 | 2029 | 17 | 260.8062 | 265.1677 | 8.2367 | 69.025 | 0
| Zone | Remainder of System | 4 | Average Weekday | SCE | 1-in-2 | 2029 | 18 | 224.9403 | 230.5562 | 8.2488 | 68.3253 | 0
| Zone | Remainder of System | 4 | Average Weekday | SCE | 1-in-2 | 2029 | 19 | 230.5277 | 237.2007 | 8.5039 | 66.968 | 0
| Zone | Remainder of System | 4 | Average Weekday | SCE | 1-in-2 | 2029 | 20 | 222.6895 | 226.043 | 8.3998 | 64.7012 | 0
| Zone | Remainder of System | 4 | Average Weekday | SCE | 1-in-2 | 2029 | 21 | 223.8545 | 229.1056 | 8.0887 | 61.7724 | 0
| Zone | Remainder of System | 4 | Average Weekday | SCE | 1-in-2 | 2029 | 22 | 409.7083 | 427.6878 | 8.3182 | 59.6956 | 0
| Zone | Remainder of System | 4 | Average Weekday | SCE | 1-in-2 | 2029 | 23 | 404.3566 | 425.3455 | 8.4239 | 58.3124 | 0
| Zone | Remainder of System | 4 | Average Weekday | SCE | 1-in-2 | 2029 | 24 | 347.0833 | 371.2472 | 8.5135 | 57.2555 | 0
| Zone | Remainder of System | 4 | Monthly System Peak Day | SCE | 1-in-2 | 2029 | 1 | 269.8219 | 281.0343 | 8.4689 | 64.1575 | 0
| Zone | Remainder of System | 4 | Monthly System Peak Day | SCE | 1-in-2 | 2029 | 2 | 268.2278 | 276.8175 | 8.4208 | 62.7754 | 0
| Zone | Remainder of System | 4 | Monthly System Peak Day | SCE | 1-in-2 | 2029 | 3 | 427.5861 | 439.4214 | 8.4136 | 61.6456 | 0
| Zone | Remainder of System | 4 | Monthly System Peak Day | SCE | 1-in-2 | 2029 | 4 | 595.754 | 612.6732 | 8.3966 | 60.6523 | 0
| Zone | Remainder of System | 4 | Monthly System Peak Day | SCE | 1-in-2 | 2029 | 5 | 550.5753 | 568.7583 | 8.3903 | 59.6858 | 0
| Zone | Remainder of System | 4 | Monthly System Peak Day | SCE | 1-in-2 | 2029 | 6 | 546.5053 | 564.9527 | 8.3586 | 58.665 | 0
| Zone | Remainder of System | 4 | Monthly System Peak Day | SCE | 1-in-2 | 2029 | 7 | 549.9653 | 551.1263 | 8.3424 | 57.9631 | 0
| Zone | Remainder of System | 4 | Monthly System Peak Day | SCE | 1-in-2 | 2029 | 8 | 534.2863 | 541.7261 | 8.4958 | 57.5916 | 0
| Zone | Remainder of System | 4 | Monthly System Peak Day | SCE | 1-in-2 | 2029 | 9 | 505.3395 | 543.7832 | 8.6849 | 59.2997 | 0
| Zone | Remainder of System | 4 | Monthly System Peak Day | SCE | 1-in-2 | 2029 | 10 | 486.916 | 510.1154 | 8.5536 | 63.5939 | 0
| Zone | Remainder of System | 4 | Monthly System Peak Day | SCE | 1-in-2 | 2029 | 11 | 460.4781 | 474.742 | 8.6309 | 69.2791 | 0
| Zone | Remainder of System | 4 | Monthly System Peak Day | SCE | 1-in-2 | 2029 | 12 | 459.9801 | 472.0797 | 8.7185 | 74.446 | 0
| Zone | Remainder of System | 4 | Monthly System Peak Day | SCE | 1-in-2 | 2029 | 13 | 375.9186 | 386.6995 | 8.7923 | 78.6886 | 0
| Zone | Remainder of System | 4 | Monthly System Peak Day | SCE | 1-in-2 | 2029 | 14 | 346.8787 | 354.5644 | 8.7433 | 81.3344 | 0
| Zone | Remainder of System | 4 | Monthly System Peak Day | SCE | 1-in-2 | 2029 | 15 | 293.9792 | 301.2628 | 8.5784 | 82.8242 | 0
| Zone | Remainder of System | 4 | Monthly System Peak Day | SCE | 1-in-2 | 2029 | 16 | 261.8541 | 264.848 | 8.364 | 83.5658 | 0
| Zone | Remainder of System | 4 | Monthly System Peak Day | SCE | 1-in-2 | 2029 | 17 | 260.8062 | 265.1677 | 8.2367 | 83.0798 | 0
| Zone | Remainder of System | 4 | Monthly System Peak Day | SCE | 1-in-2 | 2029 | 18 | 224.9403 | 230.5562 | 8.2488 | 82.7467 | 0
| Zone | Remainder of System | 4 | Monthly System Peak Day | SCE | 1-in-2 | 2029 | 19 | 230.5277 | 237.2007 | 8.5039 | 81.1574 | 0
| Zone | Remainder of System | 4 | Monthly System Peak Day | SCE | 1-in-2 | 2029 | 20 | 222.6895 | 226.043 | 8.3998 | 78.3726 | 0
| Zone | Remainder of System | 4 | Monthly System Peak Day | SCE | 1-in-2 | 2029 | 21 | 223.8545 | 229.1056 | 8.0887 | 74.0086 | 0
| Zone | Remainder of System | 4 | Monthly System Peak Day | SCE | 1-in-2 | 2029 | 22 | 409.7083 | 427.6878 | 8.3182 | 70.8448 | 0
| Zone | Remainder of System | 4 | Monthly System Peak Day | SCE | 1-in-2 | 2029 | 23 | 404.3566 | 425.3455 | 8.4239 | 68.5482 | 0
| Zone | Remainder of System | 4 | Monthly System Peak Day | SCE | 1-in-2 | 2029 | 24 | 347.0833 | 371.2472 | 8.5135 | 66.4925 | 0
| Zone | Remainder of System | 5 | Average Weekday | SCE | 1-in-2 | 2029 | 1 | 282.9184 | 294.2717 | 8.5006 | 59.7443 | 0
| Zone | Remainder of System | 5 | Average Weekday | SCE | 1-in-2 | 2029 | 2 | 283.4901 | 291.3219 | 8.4536 | 59.0711 | 0
| Zone | Remainder of System | 5 | Average Weekday | SCE | 1-in-2 | 2029 | 3 | 443.6854 | 456.7061 | 8.4465 | 58.4673 | 0
| Zone | Remainder of System | 5 | Average Weekday | SCE | 1-in-2 | 2029 | 4 | 606.8851 | 624.9052 | 8.4296 | 57.9163 | 0
| Zone | Remainder of System | 5 | Average Weekday | SCE | 1-in-2 | 2029 | 5 | 567.5914 | 586.6279 | 8.4228 | 57.4537 | 0
| Zone | Remainder of System | 5 | Average Weekday | SCE | 1-in-2 | 2029 | 6 | 553.7797 | 574.2761 | 8.3901 | 57.0042 | 0
| Zone | Remainder of System | 5 | Average Weekday | SCE | 1-in-2 | 2029 | 7 | 547.7446 | 548.967 | 8.3722 | 56.5906 | 0
| Zone | Remainder of System | 5 | Average Weekday | SCE | 1-in-2 | 2029 | 8 | 544.926 | 556.0955 | 8.5251 | 56.9009 | 0
| Zone | Remainder of System | 5 | Average Weekday | SCE | 1-in-2 | 2029 | 9 | 512.3141 | 548.3127 | 8.7121 | 58.6635 | 0
| Zone | Remainder of System | 5 | Average Weekday | SCE | 1-in-2 | 2029 | 10 | 502.3822 | 525.6142 | 8.583 | 61.0024 | 0
| Zone | Remainder of System | 5 | Average Weekday | SCE | 1-in-2 | 2029 | 11 | 481.8689 | 496.7245 | 8.6571 | 63.674 | 0
| Zone | Remainder of System | 5 | Average Weekday | SCE | 1-in-2 | 2029 | 12 | 475.0843 | 486.7802 | 8.7411 | 66.1969 | 0
| Zone | Remainder of System | 5 | Average Weekday | SCE | 1-in-2 | 2029 | 13 | 384.4171 | 395.6443 | 8.8128 | 68.4385 | 0
| Zone | Remainder of System | 5 | Average Weekday | SCE | 1-in-2 | 2029 | 14 | 361.7215 | 369.4395 | 8.766 | 70.1752 | 0
| Zone | Remainder of System | 5 | Average Weekday | SCE | 1-in-2 | 2029 | 15 | 318.3748 | 325.4823 | 8.6046 | 71.341 | 0
| Zone | Remainder of System | 5 | Average Weekday | SCE | 1-in-2 | 2029 | 16 | 277.1048 | 279.9483 | 8.3941 | 71.901 | 0
| Zone | Remainder of System | 5 | Average Weekday | SCE | 1-in-2 | 2029 | 17 | 265.4218 | 270.9153 | 8.2665 | 71.8083 | 0
| Zone | Remainder of System | 5 | Average Weekday | SCE | 1-in-2 | 2029 | 18 | 239.13 | 245.0986 | 8.2754 | 71.1675 | 0
| Zone | Remainder of System | 5 | Average Weekday | SCE | 1-in-2 | 2029 | 19 | 248.261 | 255.1369 | 8.502 | 69.8052 | 0
| Zone | Remainder of System | 5 | Average Weekday | SCE | 1-in-2 | 2029 | 20 | 235.7306 | 239.0963 | 8.3994 | 67.6863 | 0
| Zone | Remainder of System | 5 | Average Weekday | SCE | 1-in-2 | 2029 | 21 | 240.7791 | 246.1491 | 8.0907 | 64.9519 | 0
| Zone | Remainder of System | 5 | Average Weekday | SCE | 1-in-2 | 2029 | 22 | 430.0691 | 448.3339 | 8.3448 | 62.6968 | 0
| Zone | Remainder of System | 5 | Average Weekday | SCE | 1-in-2 | 2029 | 23 | 430.5335 | 452.2176 | 8.4539 | 61.385 | 0
| Zone | Remainder of System | 5 | Average Weekday | SCE | 1-in-2 | 2029 | 24 | 369.1471 | 394.1058 | 8.5439 | 60.3901 | 0
| Zone | Remainder of System | 5 | Monthly System Peak Day | SCE | 1-in-2 | 2029 | 1 | 282.9184 | 294.2717 | 8.5006 | 64.8964 | 0
| Zone | Remainder of System | 5 | Monthly System Peak Day | SCE | 1-in-2 | 2029 | 2 | 283.4901 | 291.3219 | 8.4536 | 63.6406 | 0
| Zone | Remainder of System | 5 | Monthly System Peak Day | SCE | 1-in-2 | 2029 | 3 | 443.6854 | 456.7061 | 8.4465 | 62.6729 | 0
| Zone | Remainder of System | 5 | Monthly System Peak Day | SCE | 1-in-2 | 2029 | 4 | 606.8851 | 624.9052 | 8.4296 | 61.8119 | 0
| Zone | Remainder of System | 5 | Monthly System Peak Day | SCE | 1-in-2 | 2029 | 5 | 567.5914 | 586.6279 | 8.4228 | 60.6742 | 0
| Zone | Remainder of System | 5 | Monthly System Peak Day | SCE | 1-in-2 | 2029 | 6 | 553.7797 | 574.2761 | 8.3901 | 59.7664 | 0
| Zone | Remainder of System | 5 | Monthly System Peak Day | SCE | 1-in-2 | 2029 | 7 | 547.7446 | 548.967 | 8.3722 | 59.136 | 0
| Zone | Remainder of System | 5 | Monthly System Peak Day | SCE | 1-in-2 | 2029 | 8 | 544.926 | 556.0955 | 8.5251 | 59.7714 | 0
| Zone | Remainder of System | 5 | Monthly System Peak Day | SCE | 1-in-2 | 2029 | 9 | 512.3141 | 548.3127 | 8.7121 | 62.8957 | 0
| Zone | Remainder of System | 5 | Monthly System Peak Day | SCE | 1-in-2 | 2029 | 10 | 502.3822 | 525.6142 | 8.583 | 67.3915 | 0
| Zone | Remainder of System | 5 | Monthly System Peak Day | SCE | 1-in-2 | 2029 | 11 | 481.8689 | 496.7245 | 8.6571 | 72.2703 | 0
| Zone | Remainder of System | 5 | Monthly System Peak Day | SCE | 1-in-2 | 2029 | 12 | 475.0843 | 486.7802 | 8.7411 | 76.5772 | 0
| Zone | Remainder of System | 5 | Monthly System Peak Day | SCE | 1-in-2 | 2029 | 13 | 384.4171 | 395.6443 | 8.8128 | 79.8254 | 0
| Zone | Remainder of System | 5 | Monthly System Peak Day | SCE | 1-in-2 | 2029 | 14 | 361.7215 | 369.4395 | 8.766 | 82.5221 | 0
| Zone | Remainder of System | 5 | Monthly System Peak Day | SCE | 1-in-2 | 2029 | 15 | 318.3748 | 325.4823 | 8.6046 | 83.8722 | 0
| Zone | Remainder of System | 5 | Monthly System Peak Day | SCE | 1-in-2 | 2029 | 16 | 277.1048 | 279.9483 | 8.3941 | 84.6226 | 0
| Zone | Remainder of System | 5 | Monthly System Peak Day | SCE | 1-in-2 | 2029 | 17 | 265.4218 | 270.9153 | 8.2665 | 84.5816 | 0
| Zone | Remainder of System | 5 | Monthly System Peak Day | SCE | 1-in-2 | 2029 | 18 | 239.13 | 245.0986 | 8.2754 | 83.3941 | 0
| Zone | Remainder of System | 5 | Monthly System Peak Day | SCE | 1-in-2 | 2029 | 19 | 248.261 | 255.1369 | 8.502 | 81.34 | 0
| Zone | Remainder of System | 5 | Monthly System Peak Day | SCE | 1-in-2 | 2029 | 20 | 235.7306 | 239.0963 | 8.3994 | 78.6477 | 0
| Zone | Remainder of System | 5 | Monthly System Peak Day | SCE | 1-in-2 | 2029 | 21 | 240.7791 | 246.1491 | 8.0907 | 74.5744 | 0
| Zone | Remainder of System | 5 | Monthly System Peak Day | SCE | 1-in-2 | 2029 | 22 | 430.0691 | 448.3339 | 8.3448 | 71.0129 | 0
| Zone | Remainder of System | 5 | Monthly System Peak Day | SCE | 1-in-2 | 2029 | 23 | 430.5335 | 452.2176 | 8.4539 | 69.1124 | 0
| Zone | Remainder of System | 5 | Monthly System Peak Day | SCE | 1-in-2 | 2029 | 24 | 369.1471 | 394.1058 | 8.5439 | 67.7685 | 0
| Zone | Remainder of System | 6 | Average Weekday | SCE | 1-in-2 | 2029 | 1 | 273.01 | 291.0838 | 8.7304 | 63.1112 | 0
| Zone | Remainder of System | 6 | Average Weekday | SCE | 1-in-2 | 2029 | 2 | 269.6262 | 287.2189 | 8.7017 | 62.1452 | 0
| Zone | Remainder of System | 6 | Average Weekday | SCE | 1-in-2 | 2029 | 3 | 419.7555 | 453.4428 | 8.6942 | 61.3041 | 0
| Zone | Remainder of System | 6 | Average Weekday | SCE | 1-in-2 | 2029 | 4 | 575.2483 | 620.2945 | 8.6892 | 60.6018 | 0
| Zone | Remainder of System | 6 | Average Weekday | SCE | 1-in-2 | 2029 | 5 | 530.659 | 579.1429 | 8.7047 | 60.0304 | 0
| Zone | Remainder of System | 6 | Average Weekday | SCE | 1-in-2 | 2029 | 6 | 536.2403 | 589.4565 | 8.7342 | 59.4565 | 0
| Zone | Remainder of System | 6 | Average Weekday | SCE | 1-in-2 | 2029 | 7 | 545.6985 | 575.2276 | 9.0049 | 58.9785 | 0
| Zone | Remainder of System | 6 | Average Weekday | SCE | 1-in-2 | 2029 | 8 | 537.3326 | 572.1871 | 8.702 | 59.7299 | 0
| Zone | Remainder of System | 6 | Average Weekday | SCE | 1-in-2 | 2029 | 9 | 539.2317 | 556.5601 | 8.7617 | 62.174 | 0
| Zone | Remainder of System | 6 | Average Weekday | SCE | 1-in-2 | 2029 | 10 | 524.3593 | 531.7209 | 8.9599 | 65.2314 | 0
| Zone | Remainder of System | 6 | Average Weekday | SCE | 1-in-2 | 2029 | 11 | 486.9497 | 489.5916 | 9.0043 | 68.4714 | 0
| Zone | Remainder of System | 6 | Average Weekday | SCE | 1-in-2 | 2029 | 12 | 479.9831 | 491.3273 | 8.9376 | 71.628 | 0
| Zone | Remainder of System | 6 | Average Weekday | SCE | 1-in-2 | 2029 | 13 | 389.0275 | 419.8329 | 9.0246 | 74.2421 | 0
| Zone | Remainder of System | 6 | Average Weekday | SCE | 1-in-2 | 2029 | 14 | 362.3322 | 384.9585 | 8.9826 | 76.363 | 0
| Zone | Remainder of System | 6 | Average Weekday | SCE | 1-in-2 | 2029 | 15 | 301.2895 | 320.0258 | 9.1611 | 77.827 | 0
| Zone | Remainder of System | 6 | Average Weekday | SCE | 1-in-2 | 2029 | 16 | 264.4072 | 274.8362 | 9.4662 | 78.4645 | 0
| Zone | Remainder of System | 6 | Average Weekday | SCE | 1-in-2 | 2029 | 17 | 260.9695 | 267.1588 | 9.9169 | 78.5503 | 0
| Zone | Remainder of System | 6 | Average Weekday | SCE | 1-in-2 | 2029 | 18 | 226.3475 | 240.5014 | 9.6199 | 77.7222 | 0
| Zone | Remainder of System | 6 | Average Weekday | SCE | 1-in-2 | 2029 | 19 | 218.1332 | 229.3664 | 14.9026 | 76.2164 | 0
| Zone | Remainder of System | 6 | Average Weekday | SCE | 1-in-2 | 2029 | 20 | 199.6307 | 206.2726 | 8.5612 | 74.0276 | 0
| Zone | Remainder of System | 6 | Average Weekday | SCE | 1-in-2 | 2029 | 21 | 218.9924 | 225.3927 | 9.001 | 70.9789 | 0
| Zone | Remainder of System | 6 | Average Weekday | SCE | 1-in-2 | 2029 | 22 | 386.6863 | 429.9771 | 8.5636 | 67.784 | 0
| Zone | Remainder of System | 6 | Average Weekday | SCE | 1-in-2 | 2029 | 23 | 409.4333 | 454.6934 | 8.6482 | 65.8352 | 0
| Zone | Remainder of System | 6 | Average Weekday | SCE | 1-in-2 | 2029 | 24 | 377.8578 | 412.7908 | 8.6783 | 64.4629 | 0
| Zone | Remainder of System | 6 | Monthly System Peak Day | SCE | 1-in-2 | 2029 | 1 | 273.01 | 290.3185 | 8.3482 | 66.1814 | 0
| Zone | Remainder of System | 6 | Monthly System Peak Day | SCE | 1-in-2 | 2029 | 2 | 269.6262 | 283.9365 | 8.3576 | 65.3093 | 0
| Zone | Remainder of System | 6 | Monthly System Peak Day | SCE | 1-in-2 | 2029 | 3 | 419.7555 | 440.8837 | 8.3593 | 64.5322 | 0
| Zone | Remainder of System | 6 | Monthly System Peak Day | SCE | 1-in-2 | 2029 | 4 | 575.2483 | 594.2669 | 8.3618 | 63.6849 | 0
| Zone | Remainder of System | 6 | Monthly System Peak Day | SCE | 1-in-2 | 2029 | 5 | 530.659 | 558.2014 | 8.3605 | 63.0052 | 0
| Zone | Remainder of System | 6 | Monthly System Peak Day | SCE | 1-in-2 | 2029 | 6 | 536.2403 | 566.16 | 8.3622 | 62.3138 | 0
| Zone | Remainder of System | 6 | Monthly System Peak Day | SCE | 1-in-2 | 2029 | 7 | 545.6985 | 543.7729 | 8.4041 | 61.6708 | 0
| Zone | Remainder of System | 6 | Monthly System Peak Day | SCE | 1-in-2 | 2029 | 8 | 537.3326 | 551.0983 | 8.282 | 62.4689 | 0
| Zone | Remainder of System | 6 | Monthly System Peak Day | SCE | 1-in-2 | 2029 | 9 | 539.2317 | 565.5293 | 8.2738 | 65.5896 | 0
| Zone | Remainder of System | 6 | Monthly System Peak Day | SCE | 1-in-2 | 2029 | 10 | 524.3593 | 540.647 | 8.3552 | 69.8796 | 0
| Zone | Remainder of System | 6 | Monthly System Peak Day | SCE | 1-in-2 | 2029 | 11 | 486.9497 | 501.638 | 8.3397 | 73.7697 | 0
| Zone | Remainder of System | 6 | Monthly System Peak Day | SCE | 1-in-2 | 2029 | 12 | 479.9831 | 498.1039 | 8.299 | 77.0112 | 0
| Zone | Remainder of System | 6 | Monthly System Peak Day | SCE | 1-in-2 | 2029 | 13 | 389.0275 | 414.1424 | 8.3043 | 78.8944 | 0
| Zone | Remainder of System | 6 | Monthly System Peak Day | SCE | 1-in-2 | 2029 | 14 | 362.3322 | 383.5872 | 8.3295 | 80.4202 | 0
| Zone | Remainder of System | 6 | Monthly System Peak Day | SCE | 1-in-2 | 2029 | 15 | 301.2895 | 321.0255 | 8.4388 | 82.0385 | 0
| Zone | Remainder of System | 6 | Monthly System Peak Day | SCE | 1-in-2 | 2029 | 16 | 264.4072 | 271.3993 | 8.5662 | 82.9346 | 0
| Zone | Remainder of System | 6 | Monthly System Peak Day | SCE | 1-in-2 | 2029 | 17 | 260.9695 | 268.5903 | 9.4161 | 82.8591 | 0
| Zone | Remainder of System | 6 | Monthly System Peak Day | SCE | 1-in-2 | 2029 | 18 | 226.3475 | 244.3156 | 9.3132 | 82.1153 | 0
| Zone | Remainder of System | 6 | Monthly System Peak Day | SCE | 1-in-2 | 2029 | 19 | 218.1332 | 240.5117 | 10.2125 | 80.028 | 0
| Zone | Remainder of System | 6 | Monthly System Peak Day | SCE | 1-in-2 | 2029 | 20 | 199.6307 | 213.265 | 8.4783 | 76.8822 | 0
| Zone | Remainder of System | 6 | Monthly System Peak Day | SCE | 1-in-2 | 2029 | 21 | 218.9924 | 238.9254 | 9.1018 | 73.8356 | 0
| Zone | Remainder of System | 6 | Monthly System Peak Day | SCE | 1-in-2 | 2029 | 22 | 386.6863 | 414.1191 | 8.3693 | 71.3098 | 0
| Zone | Remainder of System | 6 | Monthly System Peak Day | SCE | 1-in-2 | 2029 | 23 | 409.4333 | 441.6806 | 8.3559 | 69.544 | 0
| Zone | Remainder of System | 6 | Monthly System Peak Day | SCE | 1-in-2 | 2029 | 24 | 377.8578 | 407.4893 | 8.3204 | 68.0731 | 0
| Zone | Remainder of System | 7 | Average Weekday | SCE | 1-in-2 | 2029 | 1 | 265.3569 | 282.4683 | 8.8851 | 68.08 | 0
| Zone | Remainder of System | 7 | Average Weekday | SCE | 1-in-2 | 2029 | 2 | 263.5461 | 275.0215 | 8.8965 | 67.3516 | 0
| Zone | Remainder of System | 7 | Average Weekday | SCE | 1-in-2 | 2029 | 3 | 405.7632 | 426.3044 | 8.8985 | 66.697 | 0
| Zone | Remainder of System | 7 | Average Weekday | SCE | 1-in-2 | 2029 | 4 | 559.6664 | 581.2125 | 8.9009 | 66.1335 | 0
| Zone | Remainder of System | 7 | Average Weekday | SCE | 1-in-2 | 2029 | 5 | 515.2177 | 540.7384 | 8.899 | 65.6106 | 0
| Zone | Remainder of System | 7 | Average Weekday | SCE | 1-in-2 | 2029 | 6 | 515.7363 | 543.3302 | 8.8974 | 65.1256 | 0
| Zone | Remainder of System | 7 | Average Weekday | SCE | 1-in-2 | 2029 | 7 | 524.3515 | 523.2358 | 8.8798 | 64.7652 | 0
| Zone | Remainder of System | 7 | Average Weekday | SCE | 1-in-2 | 2029 | 8 | 514.9116 | 530.449 | 8.8239 | 65.1789 | 0
| Zone | Remainder of System | 7 | Average Weekday | SCE | 1-in-2 | 2029 | 9 | 504.1238 | 532.2446 | 8.8113 | 67.2839 | 0
| Zone | Remainder of System | 7 | Average Weekday | SCE | 1-in-2 | 2029 | 10 | 489.6982 | 505.8788 | 8.8516 | 70.1065 | 0
| Zone | Remainder of System | 7 | Average Weekday | SCE | 1-in-2 | 2029 | 11 | 459.0851 | 474.3387 | 8.8362 | 73.2348 | 0
| Zone | Remainder of System | 7 | Average Weekday | SCE | 1-in-2 | 2029 | 12 | 452.6219 | 472.7498 | 8.8225 | 76.4308 | 0
| Zone | Remainder of System | 7 | Average Weekday | SCE | 1-in-2 | 2029 | 13 | 362.6072 | 387.3626 | 8.8163 | 79.0108 | 0
| Zone | Remainder of System | 7 | Average Weekday | SCE | 1-in-2 | 2029 | 14 | 335.8965 | 357.4812 | 8.8397 | 81.0239 | 0
| Zone | Remainder of System | 7 | Average Weekday | SCE | 1-in-2 | 2029 | 15 | 283.7304 | 303.6743 | 8.8932 | 82.3721 | 0
| Zone | Remainder of System | 7 | Average Weekday | SCE | 1-in-2 | 2029 | 16 | 245.5995 | 252.3204 | 8.9324 | 82.9063 | 0
| Zone | Remainder of System | 7 | Average Weekday | SCE | 1-in-2 | 2029 | 17 | 247.2557 | 255.8854 | 9.8688 | 82.877 | 0
| Zone | Remainder of System | 7 | Average Weekday | SCE | 1-in-2 | 2029 | 18 | 217.9246 | 236.0459 | 9.7798 | 82.0052 | 0
| Zone | Remainder of System | 7 | Average Weekday | SCE | 1-in-2 | 2029 | 19 | 214.0301 | 236.6708 | 9.5439 | 80.3719 | 0
| Zone | Remainder of System | 7 | Average Weekday | SCE | 1-in-2 | 2029 | 20 | 202.4829 | 216.1185 | 9.1848 | 78.1158 | 0
| Zone | Remainder of System | 7 | Average Weekday | SCE | 1-in-2 | 2029 | 21 | 220.2253 | 240.2268 | 9.2831 | 75.1175 | 0
| Zone | Remainder of System | 7 | Average Weekday | SCE | 1-in-2 | 2029 | 22 | 385.393 | 412.3375 | 8.889 | 71.9882 | 0
| Zone | Remainder of System | 7 | Average Weekday | SCE | 1-in-2 | 2029 | 23 | 402.2328 | 433.4425 | 8.8978 | 70.0845 | 0
| Zone | Remainder of System | 7 | Average Weekday | SCE | 1-in-2 | 2029 | 24 | 362.2094 | 390.5187 | 8.8659 | 68.8469 | 0
| Zone | Remainder of System | 7 | Monthly System Peak Day | SCE | 1-in-2 | 2029 | 1 | 265.3569 | 261.9597 | 8.9554 | 72.0963 | 0
| Zone | Remainder of System | 7 | Monthly System Peak Day | SCE | 1-in-2 | 2029 | 2 | 263.5461 | 245.4803 | 8.9691 | 71.2256 | 0
| Zone | Remainder of System | 7 | Monthly System Peak Day | SCE | 1-in-2 | 2029 | 3 | 405.7632 | 350.8741 | 8.9726 | 70.3178 | 0
| Zone | Remainder of System | 7 | Monthly System Peak Day | SCE | 1-in-2 | 2029 | 4 | 559.6664 | 461.5276 | 8.9715 | 69.5301 | 0
| Zone | Remainder of System | 7 | Monthly System Peak Day | SCE | 1-in-2 | 2029 | 5 | 515.2177 | 430.8939 | 8.9698 | 69.1043 | 0
| Zone | Remainder of System | 7 | Monthly System Peak Day | SCE | 1-in-2 | 2029 | 6 | 515.7363 | 454.4117 | 8.9681 | 68.6554 | 0
| Zone | Remainder of System | 7 | Monthly System Peak Day | SCE | 1-in-2 | 2029 | 7 | 524.3515 | 444.5659 | 8.9756 | 68.0973 | 0
| Zone | Remainder of System | 7 | Monthly System Peak Day | SCE | 1-in-2 | 2029 | 8 | 514.9116 | 459.4265 | 8.9066 | 68.6928 | 0
| Zone | Remainder of System | 7 | Monthly System Peak Day | SCE | 1-in-2 | 2029 | 9 | 504.1238 | 486.007 | 8.8877 | 71.6543 | 0
| Zone | Remainder of System | 7 | Monthly System Peak Day | SCE | 1-in-2 | 2029 | 10 | 489.6982 | 458.3981 | 8.9292 | 75.5544 | 0
| Zone | Remainder of System | 7 | Monthly System Peak Day | SCE | 1-in-2 | 2029 | 11 | 459.0851 | 428.2416 | 8.8971 | 79.4162 | 0
| Zone | Remainder of System | 7 | Monthly System Peak Day | SCE | 1-in-2 | 2029 | 12 | 452.6219 | 426.727 | 8.8679 | 83.2174 | 0
| Zone | Remainder of System | 7 | Monthly System Peak Day | SCE | 1-in-2 | 2029 | 13 | 362.6072 | 358.9187 | 8.8581 | 86.2327 | 0
| Zone | Remainder of System | 7 | Monthly System Peak Day | SCE | 1-in-2 | 2029 | 14 | 335.8965 | 336.2401 | 8.8879 | 87.9311 | 0
| Zone | Remainder of System | 7 | Monthly System Peak Day | SCE | 1-in-2 | 2029 | 15 | 283.7304 | 290.9455 | 8.9735 | 89.6186 | 0
| Zone | Remainder of System | 7 | Monthly System Peak Day | SCE | 1-in-2 | 2029 | 16 | 245.5995 | 240.2228 | 9.027 | 90.3848 | 0
| Zone | Remainder of System | 7 | Monthly System Peak Day | SCE | 1-in-2 | 2029 | 17 | 247.2557 | 252.9738 | 9.9295 | 90.9913 | 0
| Zone | Remainder of System | 7 | Monthly System Peak Day | SCE | 1-in-2 | 2029 | 18 | 217.9246 | 249.4973 | 9.9576 | 90.0721 | 0
| Zone | Remainder of System | 7 | Monthly System Peak Day | SCE | 1-in-2 | 2029 | 19 | 214.0301 | 199.4349 | 9.118 | 88.1822 | 0
| Zone | Remainder of System | 7 | Monthly System Peak Day | SCE | 1-in-2 | 2029 | 20 | 202.4829 | 176.824 | 8.9559 | 85.4468 | 0
| Zone | Remainder of System | 7 | Monthly System Peak Day | SCE | 1-in-2 | 2029 | 21 | 220.2253 | 201.7514 | 10.5013 | 82.3442 | 0
| Zone | Remainder of System | 7 | Monthly System Peak Day | SCE | 1-in-2 | 2029 | 22 | 385.393 | 355.2478 | 9.089 | 78.7247 | 0
| Zone | Remainder of System | 7 | Monthly System Peak Day | SCE | 1-in-2 | 2029 | 23 | 402.2328 | 364.0454 | 8.9345 | 76.4082 | 0
| Zone | Remainder of System | 7 | Monthly System Peak Day | SCE | 1-in-2 | 2029 | 24 | 362.2094 | 342.613 | 8.9269 | 74.4873 | 0
| Zone | Remainder of System | 8 | Average Weekday | SCE | 1-in-2 | 2029 | 1 | 274.4926 | 296.1721 | 8.4505 | 68.1134 | 0
| Zone | Remainder of System | 8 | Average Weekday | SCE | 1-in-2 | 2029 | 2 | 274.6425 | 291.0627 | 8.4642 | 67.1923 | 0
| Zone | Remainder of System | 8 | Average Weekday | SCE | 1-in-2 | 2029 | 3 | 414.2166 | 434.0903 | 8.4667 | 66.3666 | 0
| Zone | Remainder of System | 8 | Average Weekday | SCE | 1-in-2 | 2029 | 4 | 571.0749 | 594.7527 | 8.4693 | 65.6033 | 0
| Zone | Remainder of System | 8 | Average Weekday | SCE | 1-in-2 | 2029 | 5 | 522.9732 | 554.989 | 8.4668 | 64.9066 | 0
| Zone | Remainder of System | 8 | Average Weekday | SCE | 1-in-2 | 2029 | 6 | 527.8133 | 562.5844 | 8.4646 | 64.3295 | 0
| Zone | Remainder of System | 8 | Average Weekday | SCE | 1-in-2 | 2029 | 7 | 537.5943 | 537.7811 | 8.4458 | 63.8791 | 0
| Zone | Remainder of System | 8 | Average Weekday | SCE | 1-in-2 | 2029 | 8 | 528.1734 | 546.8186 | 8.3794 | 63.8355 | 0
| Zone | Remainder of System | 8 | Average Weekday | SCE | 1-in-2 | 2029 | 9 | 511.6069 | 538.4583 | 8.3624 | 65.9972 | 0
| Zone | Remainder of System | 8 | Average Weekday | SCE | 1-in-2 | 2029 | 10 | 499.6987 | 516.3317 | 8.4116 | 69.4323 | 0
| Zone | Remainder of System | 8 | Average Weekday | SCE | 1-in-2 | 2029 | 11 | 463.6456 | 479.2952 | 8.3904 | 73.4127 | 0
| Zone | Remainder of System | 8 | Average Weekday | SCE | 1-in-2 | 2029 | 12 | 453.722 | 474.3223 | 8.37 | 77.2854 | 0
| Zone | Remainder of System | 8 | Average Weekday | SCE | 1-in-2 | 2029 | 13 | 373.2551 | 399.3179 | 8.3608 | 80.4135 | 0
| Zone | Remainder of System | 8 | Average Weekday | SCE | 1-in-2 | 2029 | 14 | 343.4578 | 365.3174 | 8.3922 | 82.7527 | 0
| Zone | Remainder of System | 8 | Average Weekday | SCE | 1-in-2 | 2029 | 15 | 291.7088 | 311.8893 | 8.46 | 84.1637 | 0
| Zone | Remainder of System | 8 | Average Weekday | SCE | 1-in-2 | 2029 | 16 | 251.6696 | 258.6635 | 8.5076 | 84.6461 | 0
| Zone | Remainder of System | 8 | Average Weekday | SCE | 1-in-2 | 2029 | 17 | 255.5363 | 261.7761 | 9.5854 | 84.5587 | 0
| Zone | Remainder of System | 8 | Average Weekday | SCE | 1-in-2 | 2029 | 18 | 224.0208 | 241.6457 | 9.4882 | 83.6467 | 0
| Zone | Remainder of System | 8 | Average Weekday | SCE | 1-in-2 | 2029 | 19 | 218.7521 | 240.8229 | 9.0087 | 81.9145 | 0
| Zone | Remainder of System | 8 | Average Weekday | SCE | 1-in-2 | 2029 | 20 | 215.3271 | 228.5644 | 8.6771 | 79.2555 | 0
| Zone | Remainder of System | 8 | Average Weekday | SCE | 1-in-2 | 2029 | 21 | 229.9924 | 250.0034 | 8.9247 | 75.5248 | 0
| Zone | Remainder of System | 8 | Average Weekday | SCE | 1-in-2 | 2029 | 22 | 388.3374 | 416.51 | 8.4606 | 72.4927 | 0
| Zone | Remainder of System | 8 | Average Weekday | SCE | 1-in-2 | 2029 | 23 | 406.1706 | 439.8552 | 8.4613 | 70.5976 | 0
| Zone | Remainder of System | 8 | Average Weekday | SCE | 1-in-2 | 2029 | 24 | 367.4313 | 398.9283 | 8.427 | 69.2749 | 0
| Zone | Remainder of System | 8 | Monthly System Peak Day | SCE | 1-in-2 | 2029 | 1 | 274.4926 | 269.6347 | 7.507 | 76.5583 | 0
| Zone | Remainder of System | 8 | Monthly System Peak Day | SCE | 1-in-2 | 2029 | 2 | 274.6425 | 259.2089 | 7.5261 | 75.5448 | 0
| Zone | Remainder of System | 8 | Monthly System Peak Day | SCE | 1-in-2 | 2029 | 3 | 414.2166 | 367.3393 | 7.5312 | 74.7414 | 0
| Zone | Remainder of System | 8 | Monthly System Peak Day | SCE | 1-in-2 | 2029 | 4 | 571.0749 | 477.813 | 7.5303 | 73.777 | 0
| Zone | Remainder of System | 8 | Monthly System Peak Day | SCE | 1-in-2 | 2029 | 5 | 522.9732 | 449.1569 | 7.5276 | 72.987 | 0
| Zone | Remainder of System | 8 | Monthly System Peak Day | SCE | 1-in-2 | 2029 | 6 | 527.8133 | 463.9653 | 7.5251 | 72.4561 | 0
| Zone | Remainder of System | 8 | Monthly System Peak Day | SCE | 1-in-2 | 2029 | 7 | 537.5943 | 450.3525 | 7.528 | 71.7849 | 0
| Zone | Remainder of System | 8 | Monthly System Peak Day | SCE | 1-in-2 | 2029 | 8 | 528.1734 | 468.9328 | 7.438 | 71.7491 | 0
| Zone | Remainder of System | 8 | Monthly System Peak Day | SCE | 1-in-2 | 2029 | 9 | 511.6069 | 493.6885 | 7.4058 | 73.699 | 0
| Zone | Remainder of System | 8 | Monthly System Peak Day | SCE | 1-in-2 | 2029 | 10 | 499.6987 | 469.5697 | 7.4615 | 77.4223 | 0
| Zone | Remainder of System | 8 | Monthly System Peak Day | SCE | 1-in-2 | 2029 | 11 | 463.6456 | 432.1445 | 7.4131 | 81.725 | 0
| Zone | Remainder of System | 8 | Monthly System Peak Day | SCE | 1-in-2 | 2029 | 12 | 453.722 | 426.3275 | 7.3682 | 85.3394 | 0
| Zone | Remainder of System | 8 | Monthly System Peak Day | SCE | 1-in-2 | 2029 | 13 | 373.2551 | 370.7223 | 7.3494 | 87.9907 | 0
| Zone | Remainder of System | 8 | Monthly System Peak Day | SCE | 1-in-2 | 2029 | 14 | 343.4578 | 344.5227 | 7.4008 | 90.3014 | 0
| Zone | Remainder of System | 8 | Monthly System Peak Day | SCE | 1-in-2 | 2029 | 15 | 291.7088 | 299.3167 | 7.5221 | 91.72 | 0
| Zone | Remainder of System | 8 | Monthly System Peak Day | SCE | 1-in-2 | 2029 | 16 | 251.6696 | 246.6692 | 7.5881 | 91.501 | 0
| Zone | Remainder of System | 8 | Monthly System Peak Day | SCE | 1-in-2 | 2029 | 17 | 255.5363 | 258.9672 | 8.6346 | 90.7507 | 0
| Zone | Remainder of System | 8 | Monthly System Peak Day | SCE | 1-in-2 | 2029 | 18 | 224.0208 | 256.5201 | 8.6695 | 89.0636 | 0
| Zone | Remainder of System | 8 | Monthly System Peak Day | SCE | 1-in-2 | 2029 | 19 | 218.7521 | 202.98 | 7.2363 | 87.5076 | 0
| Zone | Remainder of System | 8 | Monthly System Peak Day | SCE | 1-in-2 | 2029 | 20 | 215.3271 | 187.5909 | 7.1147 | 85.999 | 0
| Zone | Remainder of System | 8 | Monthly System Peak Day | SCE | 1-in-2 | 2029 | 21 | 229.9924 | 209.2294 | 9.3035 | 82.5548 | 0
| Zone | Remainder of System | 8 | Monthly System Peak Day | SCE | 1-in-2 | 2029 | 22 | 388.3374 | 360.9795 | 7.6828 | 79.5711 | 0
| Zone | Remainder of System | 8 | Monthly System Peak Day | SCE | 1-in-2 | 2029 | 23 | 406.1706 | 373.3525 | 7.4848 | 77.5837 | 0
| Zone | Remainder of System | 8 | Monthly System Peak Day | SCE | 1-in-2 | 2029 | 24 | 367.4313 | 351.4688 | 7.47 | 76.0731 | 0
| Zone | Remainder of System | 8 | Typical Event Day | SCE | 1-in-2 | 2029 | 1 | 274.4926 | 269.6347 | 7.507 | 72.4863 | 0
| Zone | Remainder of System | 8 | Typical Event Day | SCE | 1-in-2 | 2029 | 2 | 274.6425 | 259.2089 | 7.5261 | 71.5219 | 0
| Zone | Remainder of System | 8 | Typical Event Day | SCE | 1-in-2 | 2029 | 3 | 414.2166 | 367.3393 | 7.5312 | 70.628 | 0
| Zone | Remainder of System | 8 | Typical Event Day | SCE | 1-in-2 | 2029 | 4 | 571.0749 | 477.813 | 7.5303 | 69.7216 | 0
| Zone | Remainder of System | 8 | Typical Event Day | SCE | 1-in-2 | 2029 | 5 | 522.9732 | 449.1569 | 7.5276 | 68.971 | 0
| Zone | Remainder of System | 8 | Typical Event Day | SCE | 1-in-2 | 2029 | 6 | 527.8133 | 463.9653 | 7.5251 | 68.3599 | 0
| Zone | Remainder of System | 8 | Typical Event Day | SCE | 1-in-2 | 2029 | 7 | 537.5943 | 450.3525 | 7.528 | 67.7703 | 0
| Zone | Remainder of System | 8 | Typical Event Day | SCE | 1-in-2 | 2029 | 8 | 528.1734 | 468.9328 | 7.438 | 68.0641 | 0
| Zone | Remainder of System | 8 | Typical Event Day | SCE | 1-in-2 | 2029 | 9 | 511.6069 | 493.6885 | 7.4058 | 70.6394 | 0
| Zone | Remainder of System | 8 | Typical Event Day | SCE | 1-in-2 | 2029 | 10 | 499.6987 | 469.5697 | 7.4615 | 74.7339 | 0
| Zone | Remainder of System | 8 | Typical Event Day | SCE | 1-in-2 | 2029 | 11 | 463.6456 | 432.1445 | 7.4131 | 79.0757 | 0
| Zone | Remainder of System | 8 | Typical Event Day | SCE | 1-in-2 | 2029 | 12 | 453.722 | 426.3275 | 7.3682 | 82.9721 | 0
| Zone | Remainder of System | 8 | Typical Event Day | SCE | 1-in-2 | 2029 | 13 | 373.2551 | 370.7223 | 7.3494 | 85.9025 | 0
| Zone | Remainder of System | 8 | Typical Event Day | SCE | 1-in-2 | 2029 | 14 | 343.4578 | 344.5227 | 7.4008 | 88.018 | 0
| Zone | Remainder of System | 8 | Typical Event Day | SCE | 1-in-2 | 2029 | 15 | 291.7088 | 299.3167 | 7.5221 | 89.4849 | 0
| Zone | Remainder of System | 8 | Typical Event Day | SCE | 1-in-2 | 2029 | 16 | 251.6696 | 246.6692 | 7.5881 | 89.6902 | 0
| Zone | Remainder of System | 8 | Typical Event Day | SCE | 1-in-2 | 2029 | 17 | 255.5363 | 258.9672 | 8.6346 | 89.5193 | 0
| Zone | Remainder of System | 8 | Typical Event Day | SCE | 1-in-2 | 2029 | 18 | 224.0208 | 256.5201 | 8.6695 | 88.4404 | 0
| Zone | Remainder of System | 8 | Typical Event Day | SCE | 1-in-2 | 2029 | 19 | 218.7521 | 202.98 | 7.2363 | 86.7779 | 0
| Zone | Remainder of System | 8 | Typical Event Day | SCE | 1-in-2 | 2029 | 20 | 215.3271 | 187.5909 | 7.1147 | 84.3062 | 0
| Zone | Remainder of System | 8 | Typical Event Day | SCE | 1-in-2 | 2029 | 21 | 229.9924 | 209.2294 | 9.3035 | 80.9554 | 0
| Zone | Remainder of System | 8 | Typical Event Day | SCE | 1-in-2 | 2029 | 22 | 388.3374 | 360.9795 | 7.6828 | 78.0579 | 0
| Zone | Remainder of System | 8 | Typical Event Day | SCE | 1-in-2 | 2029 | 23 | 406.1706 | 373.3525 | 7.4848 | 76.0778 | 0
| Zone | Remainder of System | 8 | Typical Event Day | SCE | 1-in-2 | 2029 | 24 | 367.4313 | 351.4688 | 7.47 | 74.4038 | 0
| Zone | Remainder of System | 9 | Average Weekday | SCE | 1-in-2 | 2029 | 1 | 270.3223 | 279.7277 | 9.1545 | 67.7225 | 0
| Zone | Remainder of System | 9 | Average Weekday | SCE | 1-in-2 | 2029 | 2 | 277.6694 | 279.376 | 9.1718 | 66.8467 | 0
| Zone | Remainder of System | 9 | Average Weekday | SCE | 1-in-2 | 2029 | 3 | 440.8407 | 435.8003 | 9.1742 | 66.0813 | 0
| Zone | Remainder of System | 9 | Average Weekday | SCE | 1-in-2 | 2029 | 4 | 601.2399 | 598.0995 | 9.1768 | 65.3971 | 0
| Zone | Remainder of System | 9 | Average Weekday | SCE | 1-in-2 | 2029 | 5 | 537.1584 | 536.0782 | 9.1715 | 64.8121 | 0
| Zone | Remainder of System | 9 | Average Weekday | SCE | 1-in-2 | 2029 | 6 | 525.6219 | 533.8737 | 9.1628 | 64.288 | 0
| Zone | Remainder of System | 9 | Average Weekday | SCE | 1-in-2 | 2029 | 7 | 554.3285 | 541.7751 | 9.1351 | 63.8783 | 0
| Zone | Remainder of System | 9 | Average Weekday | SCE | 1-in-2 | 2029 | 8 | 527.8432 | 524.9081 | 9.0877 | 63.6256 | 0
| Zone | Remainder of System | 9 | Average Weekday | SCE | 1-in-2 | 2029 | 9 | 484.338 | 506.4237 | 9.0756 | 64.6467 | 0
| Zone | Remainder of System | 9 | Average Weekday | SCE | 1-in-2 | 2029 | 10 | 478.722 | 490.8393 | 9.1273 | 67.4421 | 0
| Zone | Remainder of System | 9 | Average Weekday | SCE | 1-in-2 | 2029 | 11 | 447.7829 | 460.0334 | 9.1056 | 71.0719 | 0
| Zone | Remainder of System | 9 | Average Weekday | SCE | 1-in-2 | 2029 | 12 | 440.3222 | 452.9371 | 9.082 | 74.7336 | 0
| Zone | Remainder of System | 9 | Average Weekday | SCE | 1-in-2 | 2029 | 13 | 371.5721 | 385.421 | 9.0696 | 77.7354 | 0
| Zone | Remainder of System | 9 | Average Weekday | SCE | 1-in-2 | 2029 | 14 | 333.5458 | 347.4525 | 9.0967 | 79.8337 | 0
| Zone | Remainder of System | 9 | Average Weekday | SCE | 1-in-2 | 2029 | 15 | 283.5321 | 298.5458 | 9.149 | 81.0599 | 0
| Zone | Remainder of System | 9 | Average Weekday | SCE | 1-in-2 | 2029 | 16 | 253.0917 | 255.6802 | 9.1943 | 81.5924 | 0
| Zone | Remainder of System | 9 | Average Weekday | SCE | 1-in-2 | 2029 | 17 | 258.7392 | 264.7415 | 10.1877 | 81.3424 | 0
| Zone | Remainder of System | 9 | Average Weekday | SCE | 1-in-2 | 2029 | 18 | 229.2491 | 246.5517 | 10.0699 | 80.3228 | 0
| Zone | Remainder of System | 9 | Average Weekday | SCE | 1-in-2 | 2029 | 19 | 229.7742 | 249.8764 | 10.0835 | 78.4973 | 0
| Zone | Remainder of System | 9 | Average Weekday | SCE | 1-in-2 | 2029 | 20 | 226.6804 | 238.2864 | 9.1819 | 75.5853 | 0
| Zone | Remainder of System | 9 | Average Weekday | SCE | 1-in-2 | 2029 | 21 | 235.8932 | 253.2418 | 9.4072 | 72.5789 | 0
| Zone | Remainder of System | 9 | Average Weekday | SCE | 1-in-2 | 2029 | 22 | 394.0898 | 417.1134 | 9.1084 | 70.814 | 0
| Zone | Remainder of System | 9 | Average Weekday | SCE | 1-in-2 | 2029 | 23 | 407.7021 | 430.2598 | 9.1445 | 69.5334 | 0
| Zone | Remainder of System | 9 | Average Weekday | SCE | 1-in-2 | 2029 | 24 | 363.6053 | 382.491 | 9.1274 | 68.4417 | 0
| Zone | Remainder of System | 9 | Monthly System Peak Day | SCE | 1-in-2 | 2029 | 1 | 270.3223 | 258.9132 | 9.2154 | 75.1094 | 0
| Zone | Remainder of System | 9 | Monthly System Peak Day | SCE | 1-in-2 | 2029 | 2 | 277.6694 | 252.8882 | 9.2347 | 74.0078 | 0
| Zone | Remainder of System | 9 | Monthly System Peak Day | SCE | 1-in-2 | 2029 | 3 | 440.8407 | 371.7613 | 9.239 | 72.9204 | 0
| Zone | Remainder of System | 9 | Monthly System Peak Day | SCE | 1-in-2 | 2029 | 4 | 601.2399 | 471.0972 | 9.2376 | 71.8942 | 0
| Zone | Remainder of System | 9 | Monthly System Peak Day | SCE | 1-in-2 | 2029 | 5 | 537.1584 | 419.8052 | 9.2329 | 70.7876 | 0
| Zone | Remainder of System | 9 | Monthly System Peak Day | SCE | 1-in-2 | 2029 | 6 | 525.6219 | 421.1331 | 9.2244 | 70.0145 | 0
| Zone | Remainder of System | 9 | Monthly System Peak Day | SCE | 1-in-2 | 2029 | 7 | 554.3285 | 440.394 | 9.2244 | 69.5282 | 0
| Zone | Remainder of System | 9 | Monthly System Peak Day | SCE | 1-in-2 | 2029 | 8 | 527.8432 | 431.7921 | 9.1629 | 69.3458 | 0
| Zone | Remainder of System | 9 | Monthly System Peak Day | SCE | 1-in-2 | 2029 | 9 | 484.338 | 459.3069 | 9.1437 | 71.6146 | 0
| Zone | Remainder of System | 9 | Monthly System Peak Day | SCE | 1-in-2 | 2029 | 10 | 478.722 | 439.8693 | 9.1946 | 76.0792 | 0
| Zone | Remainder of System | 9 | Monthly System Peak Day | SCE | 1-in-2 | 2029 | 11 | 447.7829 | 409.4489 | 9.1554 | 81.3919 | 0
| Zone | Remainder of System | 9 | Monthly System Peak Day | SCE | 1-in-2 | 2029 | 12 | 440.3222 | 405.9505 | 9.1167 | 86.3206 | 0
| Zone | Remainder of System | 9 | Monthly System Peak Day | SCE | 1-in-2 | 2029 | 13 | 371.5721 | 349.26 | 9.1008 | 90.4921 | 0
| Zone | Remainder of System | 9 | Monthly System Peak Day | SCE | 1-in-2 | 2029 | 14 | 333.5458 | 320.753 | 9.1348 | 93.4192 | 0
| Zone | Remainder of System | 9 | Monthly System Peak Day | SCE | 1-in-2 | 2029 | 15 | 283.5321 | 281.8912 | 9.222 | 94.5626 | 0
| Zone | Remainder of System | 9 | Monthly System Peak Day | SCE | 1-in-2 | 2029 | 16 | 253.0917 | 240.5667 | 9.2802 | 93.9402 | 0
| Zone | Remainder of System | 9 | Monthly System Peak Day | SCE | 1-in-2 | 2029 | 17 | 258.7392 | 262.2141 | 10.2047 | 93.476 | 0
| Zone | Remainder of System | 9 | Monthly System Peak Day | SCE | 1-in-2 | 2029 | 18 | 229.2491 | 258.9471 | 10.1913 | 92.5105 | 0
| Zone | Remainder of System | 9 | Monthly System Peak Day | SCE | 1-in-2 | 2029 | 19 | 229.7742 | 210.2243 | 9.6416 | 91.3939 | 0
| Zone | Remainder of System | 9 | Monthly System Peak Day | SCE | 1-in-2 | 2029 | 20 | 226.6804 | 197.7749 | 8.9703 | 88.8968 | 0
| Zone | Remainder of System | 9 | Monthly System Peak Day | SCE | 1-in-2 | 2029 | 21 | 235.8932 | 216.3607 | 10.4129 | 85.0871 | 0
| Zone | Remainder of System | 9 | Monthly System Peak Day | SCE | 1-in-2 | 2029 | 22 | 394.0898 | 354.8538 | 9.321 | 82.6259 | 0
| Zone | Remainder of System | 9 | Monthly System Peak Day | SCE | 1-in-2 | 2029 | 23 | 407.7021 | 354.9203 | 9.172 | 80.7753 | 0
| Zone | Remainder of System | 9 | Monthly System Peak Day | SCE | 1-in-2 | 2029 | 24 | 363.6053 | 331.1941 | 9.1791 | 78.9817 | 0
| Zone | Remainder of System | 10 | Average Weekday | SCE | 1-in-2 | 2029 | 1 | 287.4886 | 298.0702 | 8.5684 | 62.4444 | 0
| Zone | Remainder of System | 10 | Average Weekday | SCE | 1-in-2 | 2029 | 2 | 281.2477 | 287.8479 | 8.4577 | 61.5437 | 0
| Zone | Remainder of System | 10 | Average Weekday | SCE | 1-in-2 | 2029 | 3 | 433.5424 | 442.9621 | 8.4425 | 60.6485 | 0
| Zone | Remainder of System | 10 | Average Weekday | SCE | 1-in-2 | 2029 | 4 | 598.9283 | 613.671 | 8.405 | 59.9332 | 0
| Zone | Remainder of System | 10 | Average Weekday | SCE | 1-in-2 | 2029 | 5 | 584.9455 | 598.7762 | 8.4014 | 59.2025 | 0
| Zone | Remainder of System | 10 | Average Weekday | SCE | 1-in-2 | 2029 | 6 | 581.9935 | 597.0878 | 8.351 | 58.6584 | 0
| Zone | Remainder of System | 10 | Average Weekday | SCE | 1-in-2 | 2029 | 7 | 581.9979 | 581.5221 | 8.3367 | 58.2291 | 0
| Zone | Remainder of System | 10 | Average Weekday | SCE | 1-in-2 | 2029 | 8 | 570.0421 | 574.3316 | 8.6405 | 57.9539 | 0
| Zone | Remainder of System | 10 | Average Weekday | SCE | 1-in-2 | 2029 | 9 | 543.801 | 581.9772 | 9.068 | 58.3197 | 0
| Zone | Remainder of System | 10 | Average Weekday | SCE | 1-in-2 | 2029 | 10 | 525.3577 | 542.9564 | 8.7873 | 60.8693 | 0
| Zone | Remainder of System | 10 | Average Weekday | SCE | 1-in-2 | 2029 | 11 | 508.496 | 521.4899 | 9.0085 | 64.43 | 0
| Zone | Remainder of System | 10 | Average Weekday | SCE | 1-in-2 | 2029 | 12 | 497.2222 | 509.2876 | 9.2536 | 68.177 | 0
| Zone | Remainder of System | 10 | Average Weekday | SCE | 1-in-2 | 2029 | 13 | 399.6116 | 409.9933 | 9.4489 | 71.2953 | 0
| Zone | Remainder of System | 10 | Average Weekday | SCE | 1-in-2 | 2029 | 14 | 350.3389 | 357.549 | 9.3118 | 73.5492 | 0
| Zone | Remainder of System | 10 | Average Weekday | SCE | 1-in-2 | 2029 | 15 | 304.2017 | 310.9583 | 8.9178 | 74.9618 | 0
| Zone | Remainder of System | 10 | Average Weekday | SCE | 1-in-2 | 2029 | 16 | 273.514 | 276.2103 | 8.4146 | 75.8111 | 0
| Zone | Remainder of System | 10 | Average Weekday | SCE | 1-in-2 | 2029 | 17 | 270.7968 | 276.9865 | 8.2105 | 75.6843 | 0
| Zone | Remainder of System | 10 | Average Weekday | SCE | 1-in-2 | 2029 | 18 | 252.191 | 258.8835 | 8.268 | 74.5942 | 0
| Zone | Remainder of System | 10 | Average Weekday | SCE | 1-in-2 | 2029 | 19 | 266.9831 | 273.5996 | 8.6955 | 72.5631 | 0
| Zone | Remainder of System | 10 | Average Weekday | SCE | 1-in-2 | 2029 | 20 | 258.5403 | 262.0005 | 8.4002 | 69.6331 | 0
| Zone | Remainder of System | 10 | Average Weekday | SCE | 1-in-2 | 2029 | 21 | 246.3792 | 252.0281 | 8.1 | 67.329 | 0
| Zone | Remainder of System | 10 | Average Weekday | SCE | 1-in-2 | 2029 | 22 | 431.1266 | 448.9449 | 8.3328 | 65.6424 | 0
| Zone | Remainder of System | 10 | Average Weekday | SCE | 1-in-2 | 2029 | 23 | 411.6711 | 432.2367 | 8.4864 | 64.3401 | 0
| Zone | Remainder of System | 10 | Average Weekday | SCE | 1-in-2 | 2029 | 24 | 341.7032 | 365.1145 | 8.6667 | 63.2154 | 0
| Zone | Remainder of System | 10 | Monthly System Peak Day | SCE | 1-in-2 | 2029 | 1 | 287.4886 | 307.8868 | 8.3972 | 70.789 | 0
| Zone | Remainder of System | 10 | Monthly System Peak Day | SCE | 1-in-2 | 2029 | 2 | 281.2477 | 293.1628 | 8.3417 | 69.3827 | 0
| Zone | Remainder of System | 10 | Monthly System Peak Day | SCE | 1-in-2 | 2029 | 3 | 433.5424 | 447.9354 | 8.3353 | 67.3456 | 0
| Zone | Remainder of System | 10 | Monthly System Peak Day | SCE | 1-in-2 | 2029 | 4 | 598.9283 | 615.3193 | 8.3223 | 66.5839 | 0
| Zone | Remainder of System | 10 | Monthly System Peak Day | SCE | 1-in-2 | 2029 | 5 | 584.9455 | 603.9265 | 8.3163 | 65.9856 | 0
| Zone | Remainder of System | 10 | Monthly System Peak Day | SCE | 1-in-2 | 2029 | 6 | 581.9935 | 595.7424 | 8.2937 | 65.2669 | 0
| Zone | Remainder of System | 10 | Monthly System Peak Day | SCE | 1-in-2 | 2029 | 7 | 581.9979 | 575.7481 | 8.2817 | 64.3182 | 0
| Zone | Remainder of System | 10 | Monthly System Peak Day | SCE | 1-in-2 | 2029 | 8 | 570.0421 | 574.6367 | 8.4387 | 64.1286 | 0
| Zone | Remainder of System | 10 | Monthly System Peak Day | SCE | 1-in-2 | 2029 | 9 | 543.801 | 593.7125 | 8.7362 | 64.9142 | 0
| Zone | Remainder of System | 10 | Monthly System Peak Day | SCE | 1-in-2 | 2029 | 10 | 525.3577 | 549.8622 | 8.5233 | 69.0419 | 0
| Zone | Remainder of System | 10 | Monthly System Peak Day | SCE | 1-in-2 | 2029 | 11 | 508.496 | 530.4914 | 8.665 | 75.3311 | 0
| Zone | Remainder of System | 10 | Monthly System Peak Day | SCE | 1-in-2 | 2029 | 12 | 497.2222 | 522.6771 | 8.836 | 81.3694 | 0
| Zone | Remainder of System | 10 | Monthly System Peak Day | SCE | 1-in-2 | 2029 | 13 | 399.6116 | 409.2244 | 8.983 | 85.661 | 0
| Zone | Remainder of System | 10 | Monthly System Peak Day | SCE | 1-in-2 | 2029 | 14 | 350.3389 | 356.2686 | 8.8875 | 88.0198 | 0
| Zone | Remainder of System | 10 | Monthly System Peak Day | SCE | 1-in-2 | 2029 | 15 | 304.2017 | 311.3044 | 8.5988 | 89.3562 | 0
| Zone | Remainder of System | 10 | Monthly System Peak Day | SCE | 1-in-2 | 2029 | 16 | 273.514 | 274.8653 | 8.2853 | 90.0823 | 0
| Zone | Remainder of System | 10 | Monthly System Peak Day | SCE | 1-in-2 | 2029 | 17 | 270.7968 | 276.946 | 8.1566 | 89.8948 | 0
| Zone | Remainder of System | 10 | Monthly System Peak Day | SCE | 1-in-2 | 2029 | 18 | 252.191 | 258.6712 | 8.1529 | 88.749 | 0
| Zone | Remainder of System | 10 | Monthly System Peak Day | SCE | 1-in-2 | 2029 | 19 | 266.9831 | 272.6812 | 8.6546 | 86.7542 | 0
| Zone | Remainder of System | 10 | Monthly System Peak Day | SCE | 1-in-2 | 2029 | 20 | 258.5403 | 262.5785 | 8.3997 | 83.4368 | 0
| Zone | Remainder of System | 10 | Monthly System Peak Day | SCE | 1-in-2 | 2029 | 21 | 246.3792 | 254.6153 | 8.3412 | 80.0617 | 0
| Zone | Remainder of System | 10 | Monthly System Peak Day | SCE | 1-in-2 | 2029 | 22 | 431.1266 | 448.8962 | 8.2612 | 77.4533 | 0
| Zone | Remainder of System | 10 | Monthly System Peak Day | SCE | 1-in-2 | 2029 | 23 | 411.6711 | 435.5899 | 8.3497 | 74.9468 | 0
| Zone | Remainder of System | 10 | Monthly System Peak Day | SCE | 1-in-2 | 2029 | 24 | 341.7032 | 379.3645 | 8.4593 | 73.4656 | 0
| Zone | Remainder of System | 11 | Average Weekday | SCE | 1-in-2 | 2029 | 1 | 270.3867 | 277.0482 | 8.4505 | 56.3377 | 0
| Zone | Remainder of System | 11 | Average Weekday | SCE | 1-in-2 | 2029 | 2 | 269.2663 | 275.5641 | 8.4691 | 55.4292 | 0
| Zone | Remainder of System | 11 | Average Weekday | SCE | 1-in-2 | 2029 | 3 | 416.1692 | 426.7738 | 8.4441 | 54.7265 | 0
| Zone | Remainder of System | 11 | Average Weekday | SCE | 1-in-2 | 2029 | 4 | 592.3547 | 609.789 | 8.4557 | 54.1046 | 0
| Zone | Remainder of System | 11 | Average Weekday | SCE | 1-in-2 | 2029 | 5 | 558.017 | 583.7545 | 8.4291 | 53.5218 | 0
| Zone | Remainder of System | 11 | Average Weekday | SCE | 1-in-2 | 2029 | 6 | 546.1402 | 573.7311 | 8.4351 | 52.9617 | 0
| Zone | Remainder of System | 11 | Average Weekday | SCE | 1-in-2 | 2029 | 7 | 554.5089 | 551.6879 | 8.6238 | 52.6793 | 0
| Zone | Remainder of System | 11 | Average Weekday | SCE | 1-in-2 | 2029 | 8 | 532.5229 | 536.8492 | 8.9278 | 52.5522 | 0
| Zone | Remainder of System | 11 | Average Weekday | SCE | 1-in-2 | 2029 | 9 | 517.8015 | 545.0961 | 8.6132 | 54.1377 | 0
| Zone | Remainder of System | 11 | Average Weekday | SCE | 1-in-2 | 2029 | 10 | 495.3332 | 507.703 | 8.9092 | 57.6626 | 0
| Zone | Remainder of System | 11 | Average Weekday | SCE | 1-in-2 | 2029 | 11 | 468.5759 | 476.6921 | 9.1 | 61.6392 | 0
| Zone | Remainder of System | 11 | Average Weekday | SCE | 1-in-2 | 2029 | 12 | 462.1137 | 469.5219 | 9.1968 | 65.053 | 0
| Zone | Remainder of System | 11 | Average Weekday | SCE | 1-in-2 | 2029 | 13 | 373.3387 | 384.5231 | 8.9769 | 67.5163 | 0
| Zone | Remainder of System | 11 | Average Weekday | SCE | 1-in-2 | 2029 | 14 | 340.9085 | 348.6004 | 8.7133 | 69.0679 | 0
| Zone | Remainder of System | 11 | Average Weekday | SCE | 1-in-2 | 2029 | 15 | 287.8794 | 297.3486 | 8.3948 | 69.9383 | 0
| Zone | Remainder of System | 11 | Average Weekday | SCE | 1-in-2 | 2029 | 16 | 260.1479 | 262.7102 | 8.4772 | 70.0307 | 0
| Zone | Remainder of System | 11 | Average Weekday | SCE | 1-in-2 | 2029 | 17 | 264.9772 | 270.5411 | 8.2922 | 69.073 | 0
| Zone | Remainder of System | 11 | Average Weekday | SCE | 1-in-2 | 2029 | 18 | 247.1483 | 253.2816 | 8.4617 | 66.8593 | 0
| Zone | Remainder of System | 11 | Average Weekday | SCE | 1-in-2 | 2029 | 19 | 263.906 | 268.233 | 8.4173 | 64.2909 | 0
| Zone | Remainder of System | 11 | Average Weekday | SCE | 1-in-2 | 2029 | 20 | 248.6349 | 309.6018 | 10.4857 | 62.3427 | 0
| Zone | Remainder of System | 11 | Average Weekday | SCE | 1-in-2 | 2029 | 21 | 235.4245 | 241.6935 | 8.0681 | 60.7342 | 0
| Zone | Remainder of System | 11 | Average Weekday | SCE | 1-in-2 | 2029 | 22 | 412.9509 | 428.886 | 8.4169 | 59.3492 | 0
| Zone | Remainder of System | 11 | Average Weekday | SCE | 1-in-2 | 2029 | 23 | 393.8789 | 408.9731 | 8.5826 | 58.1896 | 0
| Zone | Remainder of System | 11 | Average Weekday | SCE | 1-in-2 | 2029 | 24 | 322.3439 | 335.0789 | 8.5069 | 57.2544 | 0
| Zone | Remainder of System | 11 | Monthly System Peak Day | SCE | 1-in-2 | 2029 | 1 | 270.3867 | 282.1136 | 8.3684 | 62.9629 | 0
| Zone | Remainder of System | 11 | Monthly System Peak Day | SCE | 1-in-2 | 2029 | 2 | 269.2663 | 279.4599 | 8.3903 | 61.5748 | 0
| Zone | Remainder of System | 11 | Monthly System Peak Day | SCE | 1-in-2 | 2029 | 3 | 416.1692 | 430.2545 | 8.3779 | 60.682 | 0
| Zone | Remainder of System | 11 | Monthly System Peak Day | SCE | 1-in-2 | 2029 | 4 | 592.3547 | 613.5235 | 8.3877 | 59.921 | 0
| Zone | Remainder of System | 11 | Monthly System Peak Day | SCE | 1-in-2 | 2029 | 5 | 558.017 | 587.468 | 8.3786 | 59.1649 | 0
| Zone | Remainder of System | 11 | Monthly System Peak Day | SCE | 1-in-2 | 2029 | 6 | 546.1402 | 574.7958 | 8.3851 | 58.0889 | 0
| Zone | Remainder of System | 11 | Monthly System Peak Day | SCE | 1-in-2 | 2029 | 7 | 554.5089 | 540.07 | 8.5377 | 57.8746 | 0
| Zone | Remainder of System | 11 | Monthly System Peak Day | SCE | 1-in-2 | 2029 | 8 | 532.5229 | 542.2956 | 8.9253 | 57.32 | 0
| Zone | Remainder of System | 11 | Monthly System Peak Day | SCE | 1-in-2 | 2029 | 9 | 517.8015 | 553.5153 | 8.5293 | 59.5354 | 0
| Zone | Remainder of System | 11 | Monthly System Peak Day | SCE | 1-in-2 | 2029 | 10 | 495.3332 | 517.8928 | 8.8975 | 64.4605 | 0
| Zone | Remainder of System | 11 | Monthly System Peak Day | SCE | 1-in-2 | 2029 | 11 | 468.5759 | 490.1057 | 9.1803 | 70.7812 | 0
| Zone | Remainder of System | 11 | Monthly System Peak Day | SCE | 1-in-2 | 2029 | 12 | 462.1137 | 485.1205 | 9.3414 | 76.6454 | 0
| Zone | Remainder of System | 11 | Monthly System Peak Day | SCE | 1-in-2 | 2029 | 13 | 373.3387 | 384.719 | 9.0201 | 80.6052 | 0
| Zone | Remainder of System | 11 | Monthly System Peak Day | SCE | 1-in-2 | 2029 | 14 | 340.9085 | 347.2686 | 8.6506 | 83.1096 | 0
| Zone | Remainder of System | 11 | Monthly System Peak Day | SCE | 1-in-2 | 2029 | 15 | 287.8794 | 297.4046 | 8.3046 | 84.4602 | 0
| Zone | Remainder of System | 11 | Monthly System Peak Day | SCE | 1-in-2 | 2029 | 16 | 260.1479 | 261.5596 | 8.3881 | 84.6998 | 0
| Zone | Remainder of System | 11 | Monthly System Peak Day | SCE | 1-in-2 | 2029 | 17 | 264.9772 | 272.4913 | 8.2051 | 83.4215 | 0
| Zone | Remainder of System | 11 | Monthly System Peak Day | SCE | 1-in-2 | 2029 | 18 | 247.1483 | 255.8552 | 8.3684 | 80.7623 | 0
| Zone | Remainder of System | 11 | Monthly System Peak Day | SCE | 1-in-2 | 2029 | 19 | 263.906 | 269.3774 | 8.4163 | 76.9132 | 0
| Zone | Remainder of System | 11 | Monthly System Peak Day | SCE | 1-in-2 | 2029 | 20 | 248.6349 | 356.8481 | 17.1609 | 74.1084 | 0
| Zone | Remainder of System | 11 | Monthly System Peak Day | SCE | 1-in-2 | 2029 | 21 | 235.4245 | 243.983 | 8.3746 | 71.8048 | 0
| Zone | Remainder of System | 11 | Monthly System Peak Day | SCE | 1-in-2 | 2029 | 22 | 412.9509 | 430.257 | 8.3391 | 69.7539 | 0
| Zone | Remainder of System | 11 | Monthly System Peak Day | SCE | 1-in-2 | 2029 | 23 | 393.8789 | 414.7711 | 8.4945 | 68.1384 | 0
| Zone | Remainder of System | 11 | Monthly System Peak Day | SCE | 1-in-2 | 2029 | 24 | 322.3439 | 344.9121 | 8.4129 | 66.5664 | 0
| Zone | Remainder of System | 12 | Average Weekday | SCE | 1-in-2 | 2029 | 1 | 255.3582 | 262.4161 | 8.3119 | 50.1723 | 0
| Zone | Remainder of System | 12 | Average Weekday | SCE | 1-in-2 | 2029 | 2 | 251.3397 | 258.0338 | 8.3379 | 49.47 | 0
| Zone | Remainder of System | 12 | Average Weekday | SCE | 1-in-2 | 2029 | 3 | 392.6258 | 404.8708 | 8.3436 | 48.8424 | 0
| Zone | Remainder of System | 12 | Average Weekday | SCE | 1-in-2 | 2029 | 4 | 567.9702 | 587.3993 | 8.3502 | 48.2737 | 0
| Zone | Remainder of System | 12 | Average Weekday | SCE | 1-in-2 | 2029 | 5 | 537.9013 | 566.7546 | 8.3538 | 47.7582 | 0
| Zone | Remainder of System | 12 | Average Weekday | SCE | 1-in-2 | 2029 | 6 | 514.8266 | 547.1093 | 8.359 | 47.2208 | 0
| Zone | Remainder of System | 12 | Average Weekday | SCE | 1-in-2 | 2029 | 7 | 508.9103 | 507.7572 | 8.32 | 46.8903 | 0
| Zone | Remainder of System | 12 | Average Weekday | SCE | 1-in-2 | 2029 | 8 | 499.946 | 506.8013 | 8.2716 | 46.6249 | 0
| Zone | Remainder of System | 12 | Average Weekday | SCE | 1-in-2 | 2029 | 9 | 480.9021 | 509.0697 | 8.2232 | 47.1296 | 0
| Zone | Remainder of System | 12 | Average Weekday | SCE | 1-in-2 | 2029 | 10 | 451.3977 | 467.9196 | 8.2504 | 49.7166 | 0
| Zone | Remainder of System | 12 | Average Weekday | SCE | 1-in-2 | 2029 | 11 | 426.5009 | 436.5506 | 8.2078 | 53.0028 | 0
| Zone | Remainder of System | 12 | Average Weekday | SCE | 1-in-2 | 2029 | 12 | 418.9311 | 425.9503 | 8.1684 | 56.0652 | 0
| Zone | Remainder of System | 12 | Average Weekday | SCE | 1-in-2 | 2029 | 13 | 339.4857 | 350.2603 | 8.1587 | 58.4044 | 0
| Zone | Remainder of System | 12 | Average Weekday | SCE | 1-in-2 | 2029 | 14 | 309.5605 | 318.0867 | 8.1922 | 60.0157 | 0
| Zone | Remainder of System | 12 | Average Weekday | SCE | 1-in-2 | 2029 | 15 | 270.8206 | 279.5532 | 8.2476 | 60.9106 | 0
| Zone | Remainder of System | 12 | Average Weekday | SCE | 1-in-2 | 2029 | 16 | 237.929 | 240.4275 | 8.3062 | 61.1029 | 0
| Zone | Remainder of System | 12 | Average Weekday | SCE | 1-in-2 | 2029 | 17 | 243.7946 | 250.3362 | 8.1715 | 60.4067 | 0
| Zone | Remainder of System | 12 | Average Weekday | SCE | 1-in-2 | 2029 | 18 | 228.1527 | 234.0471 | 8.1503 | 58.4535 | 0
| Zone | Remainder of System | 12 | Average Weekday | SCE | 1-in-2 | 2029 | 19 | 246.1476 | 250.4662 | 8.4168 | 56.1744 | 0
| Zone | Remainder of System | 12 | Average Weekday | SCE | 1-in-2 | 2029 | 20 | 238.3062 | 300.0706 | 8.4325 | 54.5751 | 0
| Zone | Remainder of System | 12 | Average Weekday | SCE | 1-in-2 | 2029 | 21 | 225.3033 | 231.9975 | 8.0679 | 53.3029 | 0
| Zone | Remainder of System | 12 | Average Weekday | SCE | 1-in-2 | 2029 | 22 | 400.367 | 415.9741 | 8.2548 | 52.1925 | 0
| Zone | Remainder of System | 12 | Average Weekday | SCE | 1-in-2 | 2029 | 23 | 382.8097 | 397.5055 | 8.2803 | 51.2585 | 0
| Zone | Remainder of System | 12 | Average Weekday | SCE | 1-in-2 | 2029 | 24 | 312.2825 | 325.8391 | 8.2836 | 50.3709 | 0
| Zone | Remainder of System | 12 | Monthly System Peak Day | SCE | 1-in-2 | 2029 | 1 | 255.3582 | 262.4161 | 8.3119 | 42.6698 | 0
| Zone | Remainder of System | 12 | Monthly System Peak Day | SCE | 1-in-2 | 2029 | 2 | 251.3397 | 258.0338 | 8.3379 | 41.9151 | 0
| Zone | Remainder of System | 12 | Monthly System Peak Day | SCE | 1-in-2 | 2029 | 3 | 392.6258 | 404.8708 | 8.3436 | 41.1108 | 0
| Zone | Remainder of System | 12 | Monthly System Peak Day | SCE | 1-in-2 | 2029 | 4 | 567.9702 | 587.3993 | 8.3502 | 40.6979 | 0
| Zone | Remainder of System | 12 | Monthly System Peak Day | SCE | 1-in-2 | 2029 | 5 | 537.9013 | 566.7546 | 8.3538 | 40.2189 | 0
| Zone | Remainder of System | 12 | Monthly System Peak Day | SCE | 1-in-2 | 2029 | 6 | 514.8266 | 547.1093 | 8.359 | 39.9074 | 0
| Zone | Remainder of System | 12 | Monthly System Peak Day | SCE | 1-in-2 | 2029 | 7 | 508.9103 | 507.7572 | 8.32 | 39.547 | 0
| Zone | Remainder of System | 12 | Monthly System Peak Day | SCE | 1-in-2 | 2029 | 8 | 499.946 | 506.8013 | 8.2716 | 38.9194 | 0
| Zone | Remainder of System | 12 | Monthly System Peak Day | SCE | 1-in-2 | 2029 | 9 | 480.9021 | 509.0697 | 8.2232 | 39.6245 | 0
| Zone | Remainder of System | 12 | Monthly System Peak Day | SCE | 1-in-2 | 2029 | 10 | 451.3977 | 467.9196 | 8.2504 | 43.6048 | 0
| Zone | Remainder of System | 12 | Monthly System Peak Day | SCE | 1-in-2 | 2029 | 11 | 426.5009 | 436.5506 | 8.2078 | 48.0539 | 0
| Zone | Remainder of System | 12 | Monthly System Peak Day | SCE | 1-in-2 | 2029 | 12 | 418.9311 | 425.9503 | 8.1684 | 52.486 | 0
| Zone | Remainder of System | 12 | Monthly System Peak Day | SCE | 1-in-2 | 2029 | 13 | 339.4857 | 350.2603 | 8.1587 | 55.021 | 0
| Zone | Remainder of System | 12 | Monthly System Peak Day | SCE | 1-in-2 | 2029 | 14 | 309.5605 | 318.0867 | 8.1922 | 56.6707 | 0
| Zone | Remainder of System | 12 | Monthly System Peak Day | SCE | 1-in-2 | 2029 | 15 | 270.8206 | 279.5532 | 8.2476 | 57.6764 | 0
| Zone | Remainder of System | 12 | Monthly System Peak Day | SCE | 1-in-2 | 2029 | 16 | 237.929 | 240.4275 | 8.3062 | 58.0747 | 0
| Zone | Remainder of System | 12 | Monthly System Peak Day | SCE | 1-in-2 | 2029 | 17 | 243.7946 | 250.3362 | 8.1715 | 57.8306 | 0
| Zone | Remainder of System | 12 | Monthly System Peak Day | SCE | 1-in-2 | 2029 | 18 | 228.1527 | 234.0471 | 8.1503 | 55.8258 | 0
| Zone | Remainder of System | 12 | Monthly System Peak Day | SCE | 1-in-2 | 2029 | 19 | 246.1476 | 250.4662 | 8.4168 | 52.9366 | 0
| Zone | Remainder of System | 12 | Monthly System Peak Day | SCE | 1-in-2 | 2029 | 20 | 238.3062 | 300.0706 | 8.4325 | 50.7595 | 0
| Zone | Remainder of System | 12 | Monthly System Peak Day | SCE | 1-in-2 | 2029 | 21 | 225.3033 | 231.9975 | 8.0679 | 48.9271 | 0
| Zone | Remainder of System | 12 | Monthly System Peak Day | SCE | 1-in-2 | 2029 | 22 | 400.367 | 415.9741 | 8.2548 | 47.1432 | 0
| Zone | Remainder of System | 12 | Monthly System Peak Day | SCE | 1-in-2 | 2029 | 23 | 382.8097 | 397.5055 | 8.2803 | 45.5948 | 0
| Zone | Remainder of System | 12 | Monthly System Peak Day | SCE | 1-in-2 | 2029 | 24 | 312.2825 | 325.8391 | 8.2836 | 44.4353 | 0
| Zone | Remainder of System | 1 | Average Weekday | SCE | 1-in-2 | 2030 | 1 | 264.1926 | 270.5386 | 8.3109 | 51.6842 | 0
| Zone | Remainder of System | 1 | Average Weekday | SCE | 1-in-2 | 2030 | 2 | 261.9391 | 269.1979 | 8.3367 | 50.7685 | 0
| Zone | Remainder of System | 1 | Average Weekday | SCE | 1-in-2 | 2030 | 3 | 405.8077 | 417.571 | 8.3423 | 49.9205 | 0
| Zone | Remainder of System | 1 | Average Weekday | SCE | 1-in-2 | 2030 | 4 | 577.1749 | 595.5356 | 8.3489 | 49.2463 | 0
| Zone | Remainder of System | 1 | Average Weekday | SCE | 1-in-2 | 2030 | 5 | 549.2388 | 577.2167 | 8.3525 | 48.4951 | 0
| Zone | Remainder of System | 1 | Average Weekday | SCE | 1-in-2 | 2030 | 6 | 535.5985 | 566.7819 | 8.3578 | 47.8427 | 0
| Zone | Remainder of System | 1 | Average Weekday | SCE | 1-in-2 | 2030 | 7 | 542.4164 | 540.2834 | 8.3189 | 47.4947 | 0
| Zone | Remainder of System | 1 | Average Weekday | SCE | 1-in-2 | 2030 | 8 | 533.6921 | 539.4738 | 8.2708 | 47.191 | 0
| Zone | Remainder of System | 1 | Average Weekday | SCE | 1-in-2 | 2030 | 9 | 501.8633 | 527.5395 | 8.2228 | 47.8607 | 0
| Zone | Remainder of System | 1 | Average Weekday | SCE | 1-in-2 | 2030 | 10 | 483.8068 | 496.965 | 8.2496 | 51.2694 | 0
| Zone | Remainder of System | 1 | Average Weekday | SCE | 1-in-2 | 2030 | 11 | 455.0903 | 463.4632 | 8.2074 | 55.8102 | 0
| Zone | Remainder of System | 1 | Average Weekday | SCE | 1-in-2 | 2030 | 12 | 450.1108 | 457.2086 | 8.1685 | 60.0831 | 0
| Zone | Remainder of System | 1 | Average Weekday | SCE | 1-in-2 | 2030 | 13 | 378.0801 | 388.8718 | 8.1589 | 63.2369 | 0
| Zone | Remainder of System | 1 | Average Weekday | SCE | 1-in-2 | 2030 | 14 | 342.8802 | 350.5697 | 8.192 | 65.3415 | 0
| Zone | Remainder of System | 1 | Average Weekday | SCE | 1-in-2 | 2030 | 15 | 297.3344 | 305.1124 | 8.2469 | 66.6752 | 0
| Zone | Remainder of System | 1 | Average Weekday | SCE | 1-in-2 | 2030 | 16 | 264.3821 | 266.6237 | 8.3051 | 67.1856 | 0
| Zone | Remainder of System | 1 | Average Weekday | SCE | 1-in-2 | 2030 | 17 | 267.7328 | 274.1133 | 8.1775 | 66.6752 | 0
| Zone | Remainder of System | 1 | Average Weekday | SCE | 1-in-2 | 2030 | 18 | 248.8656 | 254.9338 | 8.1563 | 64.7423 | 0
| Zone | Remainder of System | 1 | Average Weekday | SCE | 1-in-2 | 2030 | 19 | 262.5396 | 266.9221 | 8.4194 | 61.5145 | 0
| Zone | Remainder of System | 1 | Average Weekday | SCE | 1-in-2 | 2030 | 20 | 252.9236 | 314.7278 | 8.4344 | 59.0859 | 0
| Zone | Remainder of System | 1 | Average Weekday | SCE | 1-in-2 | 2030 | 21 | 235.8441 | 242.296 | 8.0724 | 57.2936 | 0
| Zone | Remainder of System | 1 | Average Weekday | SCE | 1-in-2 | 2030 | 22 | 410.3482 | 426.2179 | 8.2537 | 55.8199 | 0
| Zone | Remainder of System | 1 | Average Weekday | SCE | 1-in-2 | 2030 | 23 | 397.6297 | 412.4001 | 8.2795 | 54.5391 | 0
| Zone | Remainder of System | 1 | Average Weekday | SCE | 1-in-2 | 2030 | 24 | 328.1725 | 340.5688 | 8.2827 | 53.3992 | 0
| Zone | Remainder of System | 1 | Monthly System Peak Day | SCE | 1-in-2 | 2030 | 1 | 264.1926 | 270.5386 | 8.3109 | 45.2329 | 0
| Zone | Remainder of System | 1 | Monthly System Peak Day | SCE | 1-in-2 | 2030 | 2 | 261.9391 | 269.1979 | 8.3367 | 44.3477 | 0
| Zone | Remainder of System | 1 | Monthly System Peak Day | SCE | 1-in-2 | 2030 | 3 | 405.8077 | 417.571 | 8.3423 | 43.1525 | 0
| Zone | Remainder of System | 1 | Monthly System Peak Day | SCE | 1-in-2 | 2030 | 4 | 577.1749 | 595.5356 | 8.3489 | 42.4549 | 0
| Zone | Remainder of System | 1 | Monthly System Peak Day | SCE | 1-in-2 | 2030 | 5 | 549.2388 | 577.2167 | 8.3525 | 41.466 | 0
| Zone | Remainder of System | 1 | Monthly System Peak Day | SCE | 1-in-2 | 2030 | 6 | 535.5985 | 566.7819 | 8.3578 | 41.032 | 0
| Zone | Remainder of System | 1 | Monthly System Peak Day | SCE | 1-in-2 | 2030 | 7 | 542.4164 | 540.2834 | 8.3189 | 40.989 | 0
| Zone | Remainder of System | 1 | Monthly System Peak Day | SCE | 1-in-2 | 2030 | 8 | 533.6921 | 539.4738 | 8.2708 | 41.1076 | 0
| Zone | Remainder of System | 1 | Monthly System Peak Day | SCE | 1-in-2 | 2030 | 9 | 501.8633 | 527.5395 | 8.2228 | 41.7407 | 0
| Zone | Remainder of System | 1 | Monthly System Peak Day | SCE | 1-in-2 | 2030 | 10 | 483.8068 | 496.965 | 8.2496 | 44.4336 | 0
| Zone | Remainder of System | 1 | Monthly System Peak Day | SCE | 1-in-2 | 2030 | 11 | 455.0903 | 463.4632 | 8.2074 | 47.8574 | 0
| Zone | Remainder of System | 1 | Monthly System Peak Day | SCE | 1-in-2 | 2030 | 12 | 450.1108 | 457.2086 | 8.1685 | 50.8356 | 0
| Zone | Remainder of System | 1 | Monthly System Peak Day | SCE | 1-in-2 | 2030 | 13 | 378.0801 | 388.8718 | 8.1589 | 52.4705 | 0
| Zone | Remainder of System | 1 | Monthly System Peak Day | SCE | 1-in-2 | 2030 | 14 | 342.8802 | 350.5697 | 8.192 | 52.7748 | 0
| Zone | Remainder of System | 1 | Monthly System Peak Day | SCE | 1-in-2 | 2030 | 15 | 297.3344 | 305.1124 | 8.2469 | 53.0031 | 0
| Zone | Remainder of System | 1 | Monthly System Peak Day | SCE | 1-in-2 | 2030 | 16 | 264.3821 | 266.6237 | 8.3051 | 54.3325 | 0
| Zone | Remainder of System | 1 | Monthly System Peak Day | SCE | 1-in-2 | 2030 | 17 | 267.7328 | 274.1133 | 8.1775 | 54.7159 | 0
| Zone | Remainder of System | 1 | Monthly System Peak Day | SCE | 1-in-2 | 2030 | 18 | 248.8656 | 254.9338 | 8.1563 | 53.6653 | 0
| Zone | Remainder of System | 1 | Monthly System Peak Day | SCE | 1-in-2 | 2030 | 19 | 262.5396 | 266.9221 | 8.4194 | 51.839 | 0
| Zone | Remainder of System | 1 | Monthly System Peak Day | SCE | 1-in-2 | 2030 | 20 | 252.9236 | 314.7278 | 8.4344 | 50.4515 | 0
| Zone | Remainder of System | 1 | Monthly System Peak Day | SCE | 1-in-2 | 2030 | 21 | 235.8441 | 242.296 | 8.0724 | 49.5422 | 0
| Zone | Remainder of System | 1 | Monthly System Peak Day | SCE | 1-in-2 | 2030 | 22 | 410.3482 | 426.2179 | 8.2537 | 48.5366 | 0
| Zone | Remainder of System | 1 | Monthly System Peak Day | SCE | 1-in-2 | 2030 | 23 | 397.6297 | 412.4001 | 8.2795 | 47.118 | 0
| Zone | Remainder of System | 1 | Monthly System Peak Day | SCE | 1-in-2 | 2030 | 24 | 328.1725 | 340.5688 | 8.2827 | 46.2753 | 0
| Zone | Remainder of System | 2 | Average Weekday | SCE | 1-in-2 | 2030 | 1 | 264.2442 | 271.4072 | 8.3675 | 51.2742 | 0
| Zone | Remainder of System | 2 | Average Weekday | SCE | 1-in-2 | 2030 | 2 | 258.6002 | 266.7448 | 8.399 | 50.4072 | 0
| Zone | Remainder of System | 2 | Average Weekday | SCE | 1-in-2 | 2030 | 3 | 398.8732 | 412.0676 | 8.4056 | 49.536 | 0
| Zone | Remainder of System | 2 | Average Weekday | SCE | 1-in-2 | 2030 | 4 | 566.4818 | 587.6706 | 8.4135 | 48.8013 | 0
| Zone | Remainder of System | 2 | Average Weekday | SCE | 1-in-2 | 2030 | 5 | 546.8422 | 577.8135 | 8.4169 | 48.212 | 0
| Zone | Remainder of System | 2 | Average Weekday | SCE | 1-in-2 | 2030 | 6 | 537.3634 | 570.5076 | 8.4216 | 47.6223 | 0
| Zone | Remainder of System | 2 | Average Weekday | SCE | 1-in-2 | 2030 | 7 | 530.148 | 529.48 | 8.3742 | 47.1867 | 0
| Zone | Remainder of System | 2 | Average Weekday | SCE | 1-in-2 | 2030 | 8 | 520.3227 | 526.5447 | 8.317 | 47.0018 | 0
| Zone | Remainder of System | 2 | Average Weekday | SCE | 1-in-2 | 2030 | 9 | 500.7582 | 526.8469 | 8.2588 | 48.3194 | 0
| Zone | Remainder of System | 2 | Average Weekday | SCE | 1-in-2 | 2030 | 10 | 478.5015 | 491.0291 | 8.2937 | 51.798 | 0
| Zone | Remainder of System | 2 | Average Weekday | SCE | 1-in-2 | 2030 | 11 | 454.2722 | 462.8787 | 8.2403 | 55.8778 | 0
| Zone | Remainder of System | 2 | Average Weekday | SCE | 1-in-2 | 2030 | 12 | 449.1007 | 456.8794 | 8.1896 | 59.4056 | 0
| Zone | Remainder of System | 2 | Average Weekday | SCE | 1-in-2 | 2030 | 13 | 372.8233 | 384.6613 | 8.1761 | 62.0189 | 0
| Zone | Remainder of System | 2 | Average Weekday | SCE | 1-in-2 | 2030 | 14 | 334.6043 | 342.9187 | 8.2194 | 63.7177 | 0
| Zone | Remainder of System | 2 | Average Weekday | SCE | 1-in-2 | 2030 | 15 | 283.7617 | 293.844 | 8.2892 | 64.6926 | 0
| Zone | Remainder of System | 2 | Average Weekday | SCE | 1-in-2 | 2030 | 16 | 254.0011 | 257.8298 | 8.361 | 64.9768 | 0
| Zone | Remainder of System | 2 | Average Weekday | SCE | 1-in-2 | 2030 | 17 | 246.5116 | 251.6515 | 8.2099 | 64.4648 | 0
| Zone | Remainder of System | 2 | Average Weekday | SCE | 1-in-2 | 2030 | 18 | 233.1598 | 238.3198 | 8.1823 | 63.0519 | 0
| Zone | Remainder of System | 2 | Average Weekday | SCE | 1-in-2 | 2030 | 19 | 254.9844 | 259.448 | 8.4194 | 60.4631 | 0
| Zone | Remainder of System | 2 | Average Weekday | SCE | 1-in-2 | 2030 | 20 | 246.1019 | 306.0265 | 8.4379 | 58.0362 | 0
| Zone | Remainder of System | 2 | Average Weekday | SCE | 1-in-2 | 2030 | 21 | 224.3151 | 230.5052 | 8.0467 | 56.2859 | 0
| Zone | Remainder of System | 2 | Average Weekday | SCE | 1-in-2 | 2030 | 22 | 395.3053 | 411.0224 | 8.2945 | 54.9557 | 0
| Zone | Remainder of System | 2 | Average Weekday | SCE | 1-in-2 | 2030 | 23 | 380.9196 | 396.0893 | 8.3285 | 53.7427 | 0
| Zone | Remainder of System | 2 | Average Weekday | SCE | 1-in-2 | 2030 | 24 | 321.1617 | 334.8256 | 8.3327 | 52.6077 | 0
| Zone | Remainder of System | 2 | Monthly System Peak Day | SCE | 1-in-2 | 2030 | 1 | 264.2442 | 271.4072 | 8.3675 | 43.0796 | 0
| Zone | Remainder of System | 2 | Monthly System Peak Day | SCE | 1-in-2 | 2030 | 2 | 258.6002 | 266.7448 | 8.399 | 42.6704 | 0
| Zone | Remainder of System | 2 | Monthly System Peak Day | SCE | 1-in-2 | 2030 | 3 | 398.8732 | 412.0676 | 8.4056 | 42.2478 | 0
| Zone | Remainder of System | 2 | Monthly System Peak Day | SCE | 1-in-2 | 2030 | 4 | 566.4818 | 587.6706 | 8.4135 | 41.6455 | 0
| Zone | Remainder of System | 2 | Monthly System Peak Day | SCE | 1-in-2 | 2030 | 5 | 546.8422 | 577.8135 | 8.4169 | 40.9489 | 0
| Zone | Remainder of System | 2 | Monthly System Peak Day | SCE | 1-in-2 | 2030 | 6 | 537.3634 | 570.5076 | 8.4216 | 40.2685 | 0
| Zone | Remainder of System | 2 | Monthly System Peak Day | SCE | 1-in-2 | 2030 | 7 | 530.148 | 529.48 | 8.3742 | 40.074 | 0
| Zone | Remainder of System | 2 | Monthly System Peak Day | SCE | 1-in-2 | 2030 | 8 | 520.3227 | 526.5447 | 8.317 | 40.4173 | 0
| Zone | Remainder of System | 2 | Monthly System Peak Day | SCE | 1-in-2 | 2030 | 9 | 500.7582 | 526.8469 | 8.2588 | 41.9505 | 0
| Zone | Remainder of System | 2 | Monthly System Peak Day | SCE | 1-in-2 | 2030 | 10 | 478.5015 | 491.0291 | 8.2937 | 44.4785 | 0
| Zone | Remainder of System | 2 | Monthly System Peak Day | SCE | 1-in-2 | 2030 | 11 | 454.2722 | 462.8787 | 8.2403 | 47.3478 | 0
| Zone | Remainder of System | 2 | Monthly System Peak Day | SCE | 1-in-2 | 2030 | 12 | 449.1007 | 456.8794 | 8.1896 | 49.7673 | 0
| Zone | Remainder of System | 2 | Monthly System Peak Day | SCE | 1-in-2 | 2030 | 13 | 372.8233 | 384.6613 | 8.1761 | 51.7034 | 0
| Zone | Remainder of System | 2 | Monthly System Peak Day | SCE | 1-in-2 | 2030 | 14 | 334.6043 | 342.9187 | 8.2194 | 53.2478 | 0
| Zone | Remainder of System | 2 | Monthly System Peak Day | SCE | 1-in-2 | 2030 | 15 | 283.7617 | 293.844 | 8.2892 | 54.4851 | 0
| Zone | Remainder of System | 2 | Monthly System Peak Day | SCE | 1-in-2 | 2030 | 16 | 254.0011 | 257.8298 | 8.361 | 55.3304 | 0
| Zone | Remainder of System | 2 | Monthly System Peak Day | SCE | 1-in-2 | 2030 | 17 | 246.5116 | 251.6515 | 8.2099 | 55.3557 | 0
| Zone | Remainder of System | 2 | Monthly System Peak Day | SCE | 1-in-2 | 2030 | 18 | 233.1598 | 238.3198 | 8.1823 | 54.5997 | 0
| Zone | Remainder of System | 2 | Monthly System Peak Day | SCE | 1-in-2 | 2030 | 19 | 254.9844 | 259.448 | 8.4194 | 52.7071 | 0
| Zone | Remainder of System | 2 | Monthly System Peak Day | SCE | 1-in-2 | 2030 | 20 | 246.1019 | 306.0265 | 8.4379 | 51.0971 | 0
| Zone | Remainder of System | 2 | Monthly System Peak Day | SCE | 1-in-2 | 2030 | 21 | 224.3151 | 230.5052 | 8.0467 | 49.6206 | 0
| Zone | Remainder of System | 2 | Monthly System Peak Day | SCE | 1-in-2 | 2030 | 22 | 395.3053 | 411.0224 | 8.2945 | 48.4219 | 0
| Zone | Remainder of System | 2 | Monthly System Peak Day | SCE | 1-in-2 | 2030 | 23 | 380.9196 | 396.0893 | 8.3285 | 47.5168 | 0
| Zone | Remainder of System | 2 | Monthly System Peak Day | SCE | 1-in-2 | 2030 | 24 | 321.1617 | 334.8256 | 8.3327 | 46.4661 | 0
| Zone | Remainder of System | 3 | Average Weekday | SCE | 1-in-2 | 2030 | 1 | 271.7028 | 283.5469 | 8.4544 | 54.1435 | 0
| Zone | Remainder of System | 3 | Average Weekday | SCE | 1-in-2 | 2030 | 2 | 266.3375 | 274.138 | 8.4057 | 53.2403 | 0
| Zone | Remainder of System | 3 | Average Weekday | SCE | 1-in-2 | 2030 | 3 | 425.7071 | 436.8821 | 8.3984 | 52.4569 | 0
| Zone | Remainder of System | 3 | Average Weekday | SCE | 1-in-2 | 2030 | 4 | 599.1115 | 615.9669 | 8.3812 | 51.7498 | 0
| Zone | Remainder of System | 3 | Average Weekday | SCE | 1-in-2 | 2030 | 5 | 565.5101 | 584.8927 | 8.3751 | 51.0914 | 0
| Zone | Remainder of System | 3 | Average Weekday | SCE | 1-in-2 | 2030 | 6 | 556.4352 | 575.7855 | 8.3436 | 50.5427 | 0
| Zone | Remainder of System | 3 | Average Weekday | SCE | 1-in-2 | 2030 | 7 | 560.5605 | 561.2486 | 8.3286 | 50.1566 | 0
| Zone | Remainder of System | 3 | Average Weekday | SCE | 1-in-2 | 2030 | 8 | 538.439 | 548.8955 | 8.4827 | 49.9464 | 0
| Zone | Remainder of System | 3 | Average Weekday | SCE | 1-in-2 | 2030 | 9 | 523.2623 | 563.1276 | 8.6732 | 51.061 | 0
| Zone | Remainder of System | 3 | Average Weekday | SCE | 1-in-2 | 2030 | 10 | 504.0699 | 526.7177 | 8.5406 | 53.9562 | 0
| Zone | Remainder of System | 3 | Average Weekday | SCE | 1-in-2 | 2030 | 11 | 471.7627 | 488.2668 | 8.6196 | 57.3554 | 0
| Zone | Remainder of System | 3 | Average Weekday | SCE | 1-in-2 | 2030 | 12 | 471.4472 | 483.5454 | 8.709 | 60.4466 | 0
| Zone | Remainder of System | 3 | Average Weekday | SCE | 1-in-2 | 2030 | 13 | 377.9288 | 388.7777 | 8.7839 | 62.898 | 0
| Zone | Remainder of System | 3 | Average Weekday | SCE | 1-in-2 | 2030 | 14 | 353.4179 | 361.0637 | 8.7338 | 64.7007 | 0
| Zone | Remainder of System | 3 | Average Weekday | SCE | 1-in-2 | 2030 | 15 | 306.36 | 313.3662 | 8.5672 | 65.848 | 0
| Zone | Remainder of System | 3 | Average Weekday | SCE | 1-in-2 | 2030 | 16 | 272.8748 | 275.7592 | 8.3503 | 66.4528 | 0
| Zone | Remainder of System | 3 | Average Weekday | SCE | 1-in-2 | 2030 | 17 | 274.494 | 280.2209 | 8.206 | 66.4302 | 0
| Zone | Remainder of System | 3 | Average Weekday | SCE | 1-in-2 | 2030 | 18 | 247.7273 | 254.1053 | 8.2205 | 65.606 | 0
| Zone | Remainder of System | 3 | Average Weekday | SCE | 1-in-2 | 2030 | 19 | 262.3319 | 268.9811 | 8.5062 | 63.9302 | 0
| Zone | Remainder of System | 3 | Average Weekday | SCE | 1-in-2 | 2030 | 20 | 248.644 | 251.8393 | 8.4023 | 61.6012 | 0
| Zone | Remainder of System | 3 | Average Weekday | SCE | 1-in-2 | 2030 | 21 | 220.8688 | 225.8675 | 8.0758 | 59.2809 | 0
| Zone | Remainder of System | 3 | Average Weekday | SCE | 1-in-2 | 2030 | 22 | 419.5085 | 437.8481 | 8.3081 | 57.6995 | 0
| Zone | Remainder of System | 3 | Average Weekday | SCE | 1-in-2 | 2030 | 23 | 409.9228 | 431.3677 | 8.4096 | 56.5104 | 0
| Zone | Remainder of System | 3 | Average Weekday | SCE | 1-in-2 | 2030 | 24 | 352.7774 | 377.8016 | 8.4996 | 55.5042 | 0
| Zone | Remainder of System | 3 | Monthly System Peak Day | SCE | 1-in-2 | 2030 | 1 | 271.7028 | 283.5469 | 8.4544 | 56.5818 | 0
| Zone | Remainder of System | 3 | Monthly System Peak Day | SCE | 1-in-2 | 2030 | 2 | 266.3375 | 274.138 | 8.4057 | 55.43 | 0
| Zone | Remainder of System | 3 | Monthly System Peak Day | SCE | 1-in-2 | 2030 | 3 | 425.7071 | 436.8821 | 8.3984 | 53.8095 | 0
| Zone | Remainder of System | 3 | Monthly System Peak Day | SCE | 1-in-2 | 2030 | 4 | 599.1115 | 615.9669 | 8.3812 | 52.9917 | 0
| Zone | Remainder of System | 3 | Monthly System Peak Day | SCE | 1-in-2 | 2030 | 5 | 565.5101 | 584.8927 | 8.3751 | 52.1472 | 0
| Zone | Remainder of System | 3 | Monthly System Peak Day | SCE | 1-in-2 | 2030 | 6 | 556.4352 | 575.7855 | 8.3436 | 51.274 | 0
| Zone | Remainder of System | 3 | Monthly System Peak Day | SCE | 1-in-2 | 2030 | 7 | 560.5605 | 561.2486 | 8.3286 | 50.7147 | 0
| Zone | Remainder of System | 3 | Monthly System Peak Day | SCE | 1-in-2 | 2030 | 8 | 538.439 | 548.8955 | 8.4827 | 50.1826 | 0
| Zone | Remainder of System | 3 | Monthly System Peak Day | SCE | 1-in-2 | 2030 | 9 | 523.2623 | 563.1276 | 8.6732 | 50.6921 | 0
| Zone | Remainder of System | 3 | Monthly System Peak Day | SCE | 1-in-2 | 2030 | 10 | 504.0699 | 526.7177 | 8.5406 | 53.8657 | 0
| Zone | Remainder of System | 3 | Monthly System Peak Day | SCE | 1-in-2 | 2030 | 11 | 471.7627 | 488.2668 | 8.6196 | 58.4301 | 0
| Zone | Remainder of System | 3 | Monthly System Peak Day | SCE | 1-in-2 | 2030 | 12 | 471.4472 | 483.5454 | 8.709 | 62.8319 | 0
| Zone | Remainder of System | 3 | Monthly System Peak Day | SCE | 1-in-2 | 2030 | 13 | 377.9288 | 388.7777 | 8.7839 | 66.0819 | 0
| Zone | Remainder of System | 3 | Monthly System Peak Day | SCE | 1-in-2 | 2030 | 14 | 353.4179 | 361.0637 | 8.7338 | 67.8967 | 0
| Zone | Remainder of System | 3 | Monthly System Peak Day | SCE | 1-in-2 | 2030 | 15 | 306.36 | 313.3662 | 8.5672 | 68.9896 | 0
| Zone | Remainder of System | 3 | Monthly System Peak Day | SCE | 1-in-2 | 2030 | 16 | 272.8748 | 275.7592 | 8.3503 | 69.8232 | 0
| Zone | Remainder of System | 3 | Monthly System Peak Day | SCE | 1-in-2 | 2030 | 17 | 274.494 | 280.2209 | 8.206 | 70.0976 | 0
| Zone | Remainder of System | 3 | Monthly System Peak Day | SCE | 1-in-2 | 2030 | 18 | 247.7273 | 254.1053 | 8.2205 | 69.6302 | 0
| Zone | Remainder of System | 3 | Monthly System Peak Day | SCE | 1-in-2 | 2030 | 19 | 262.3319 | 268.9811 | 8.5062 | 68.0398 | 0
| Zone | Remainder of System | 3 | Monthly System Peak Day | SCE | 1-in-2 | 2030 | 20 | 248.644 | 251.8393 | 8.4023 | 65.2065 | 0
| Zone | Remainder of System | 3 | Monthly System Peak Day | SCE | 1-in-2 | 2030 | 21 | 220.8688 | 225.8675 | 8.0758 | 62.3174 | 0
| Zone | Remainder of System | 3 | Monthly System Peak Day | SCE | 1-in-2 | 2030 | 22 | 419.5085 | 437.8481 | 8.3081 | 60.1617 | 0
| Zone | Remainder of System | 3 | Monthly System Peak Day | SCE | 1-in-2 | 2030 | 23 | 409.9228 | 431.3677 | 8.4096 | 58.5692 | 0
| Zone | Remainder of System | 3 | Monthly System Peak Day | SCE | 1-in-2 | 2030 | 24 | 352.7774 | 377.8016 | 8.4996 | 57.2979 | 0
| Zone | Remainder of System | 4 | Average Weekday | SCE | 1-in-2 | 2030 | 1 | 269.8464 | 281.0589 | 8.4709 | 56.7256 | 0
| Zone | Remainder of System | 4 | Average Weekday | SCE | 1-in-2 | 2030 | 2 | 268.2612 | 276.8509 | 8.4228 | 55.8527 | 0
| Zone | Remainder of System | 4 | Average Weekday | SCE | 1-in-2 | 2030 | 3 | 427.6367 | 439.4736 | 8.4156 | 55.0819 | 0
| Zone | Remainder of System | 4 | Average Weekday | SCE | 1-in-2 | 2030 | 4 | 595.8029 | 612.729 | 8.3986 | 54.4336 | 0
| Zone | Remainder of System | 4 | Average Weekday | SCE | 1-in-2 | 2030 | 5 | 550.6117 | 568.7952 | 8.3923 | 53.7938 | 0
| Zone | Remainder of System | 4 | Average Weekday | SCE | 1-in-2 | 2030 | 6 | 546.5583 | 565.0058 | 8.3606 | 53.2767 | 0
| Zone | Remainder of System | 4 | Average Weekday | SCE | 1-in-2 | 2030 | 7 | 550.0159 | 551.1768 | 8.3445 | 52.8415 | 0
| Zone | Remainder of System | 4 | Average Weekday | SCE | 1-in-2 | 2030 | 8 | 534.3251 | 541.7649 | 8.4978 | 52.6877 | 0
| Zone | Remainder of System | 4 | Average Weekday | SCE | 1-in-2 | 2030 | 9 | 505.3773 | 543.8227 | 8.6869 | 54.1994 | 0
| Zone | Remainder of System | 4 | Average Weekday | SCE | 1-in-2 | 2030 | 10 | 486.9447 | 510.1506 | 8.5556 | 57.0022 | 0
| Zone | Remainder of System | 4 | Average Weekday | SCE | 1-in-2 | 2030 | 11 | 460.4966 | 474.7654 | 8.633 | 59.9768 | 0
| Zone | Remainder of System | 4 | Average Weekday | SCE | 1-in-2 | 2030 | 12 | 460.0005 | 472.1001 | 8.7205 | 62.8243 | 0
| Zone | Remainder of System | 4 | Average Weekday | SCE | 1-in-2 | 2030 | 13 | 375.9241 | 386.705 | 8.7943 | 65.1956 | 0
| Zone | Remainder of System | 4 | Average Weekday | SCE | 1-in-2 | 2030 | 14 | 346.894 | 354.5846 | 8.7453 | 67.0563 | 0
| Zone | Remainder of System | 4 | Average Weekday | SCE | 1-in-2 | 2030 | 15 | 293.9837 | 301.2666 | 8.5804 | 68.3359 | 0
| Zone | Remainder of System | 4 | Average Weekday | SCE | 1-in-2 | 2030 | 16 | 261.8583 | 264.8522 | 8.366 | 68.9607 | 0
| Zone | Remainder of System | 4 | Average Weekday | SCE | 1-in-2 | 2030 | 17 | 260.8193 | 265.18 | 8.2389 | 69.025 | 0
| Zone | Remainder of System | 4 | Average Weekday | SCE | 1-in-2 | 2030 | 18 | 224.953 | 230.569 | 8.251 | 68.3253 | 0
| Zone | Remainder of System | 4 | Average Weekday | SCE | 1-in-2 | 2030 | 19 | 230.5356 | 237.2079 | 8.5064 | 66.968 | 0
| Zone | Remainder of System | 4 | Average Weekday | SCE | 1-in-2 | 2030 | 20 | 222.6882 | 226.0417 | 8.4023 | 64.7012 | 0
| Zone | Remainder of System | 4 | Average Weekday | SCE | 1-in-2 | 2030 | 21 | 223.849 | 229.1006 | 8.091 | 61.7724 | 0
| Zone | Remainder of System | 4 | Average Weekday | SCE | 1-in-2 | 2030 | 22 | 409.7271 | 427.7065 | 8.3202 | 59.6956 | 0
| Zone | Remainder of System | 4 | Average Weekday | SCE | 1-in-2 | 2030 | 23 | 404.3965 | 425.3853 | 8.426 | 58.3124 | 0
| Zone | Remainder of System | 4 | Average Weekday | SCE | 1-in-2 | 2030 | 24 | 347.131 | 371.2963 | 8.5155 | 57.2555 | 0
| Zone | Remainder of System | 4 | Monthly System Peak Day | SCE | 1-in-2 | 2030 | 1 | 269.8464 | 281.0589 | 8.4709 | 64.1575 | 0
| Zone | Remainder of System | 4 | Monthly System Peak Day | SCE | 1-in-2 | 2030 | 2 | 268.2612 | 276.8509 | 8.4228 | 62.7754 | 0
| Zone | Remainder of System | 4 | Monthly System Peak Day | SCE | 1-in-2 | 2030 | 3 | 427.6367 | 439.4736 | 8.4156 | 61.6456 | 0
| Zone | Remainder of System | 4 | Monthly System Peak Day | SCE | 1-in-2 | 2030 | 4 | 595.8029 | 612.729 | 8.3986 | 60.6523 | 0
| Zone | Remainder of System | 4 | Monthly System Peak Day | SCE | 1-in-2 | 2030 | 5 | 550.6117 | 568.7952 | 8.3923 | 59.6858 | 0
| Zone | Remainder of System | 4 | Monthly System Peak Day | SCE | 1-in-2 | 2030 | 6 | 546.5583 | 565.0058 | 8.3606 | 58.665 | 0
| Zone | Remainder of System | 4 | Monthly System Peak Day | SCE | 1-in-2 | 2030 | 7 | 550.0159 | 551.1768 | 8.3445 | 57.9631 | 0
| Zone | Remainder of System | 4 | Monthly System Peak Day | SCE | 1-in-2 | 2030 | 8 | 534.3251 | 541.7649 | 8.4978 | 57.5916 | 0
| Zone | Remainder of System | 4 | Monthly System Peak Day | SCE | 1-in-2 | 2030 | 9 | 505.3773 | 543.8227 | 8.6869 | 59.2997 | 0
| Zone | Remainder of System | 4 | Monthly System Peak Day | SCE | 1-in-2 | 2030 | 10 | 486.9447 | 510.1506 | 8.5556 | 63.5939 | 0
| Zone | Remainder of System | 4 | Monthly System Peak Day | SCE | 1-in-2 | 2030 | 11 | 460.4966 | 474.7654 | 8.633 | 69.2791 | 0
| Zone | Remainder of System | 4 | Monthly System Peak Day | SCE | 1-in-2 | 2030 | 12 | 460.0005 | 472.1001 | 8.7205 | 74.446 | 0
| Zone | Remainder of System | 4 | Monthly System Peak Day | SCE | 1-in-2 | 2030 | 13 | 375.9241 | 386.705 | 8.7943 | 78.6886 | 0
| Zone | Remainder of System | 4 | Monthly System Peak Day | SCE | 1-in-2 | 2030 | 14 | 346.894 | 354.5846 | 8.7453 | 81.3344 | 0
| Zone | Remainder of System | 4 | Monthly System Peak Day | SCE | 1-in-2 | 2030 | 15 | 293.9837 | 301.2666 | 8.5804 | 82.8242 | 0
| Zone | Remainder of System | 4 | Monthly System Peak Day | SCE | 1-in-2 | 2030 | 16 | 261.8583 | 264.8522 | 8.366 | 83.5658 | 0
| Zone | Remainder of System | 4 | Monthly System Peak Day | SCE | 1-in-2 | 2030 | 17 | 260.8193 | 265.18 | 8.2389 | 83.0798 | 0
| Zone | Remainder of System | 4 | Monthly System Peak Day | SCE | 1-in-2 | 2030 | 18 | 224.953 | 230.569 | 8.251 | 82.7467 | 0
| Zone | Remainder of System | 4 | Monthly System Peak Day | SCE | 1-in-2 | 2030 | 19 | 230.5356 | 237.2079 | 8.5064 | 81.1574 | 0
| Zone | Remainder of System | 4 | Monthly System Peak Day | SCE | 1-in-2 | 2030 | 20 | 222.6882 | 226.0417 | 8.4023 | 78.3726 | 0
| Zone | Remainder of System | 4 | Monthly System Peak Day | SCE | 1-in-2 | 2030 | 21 | 223.849 | 229.1006 | 8.091 | 74.0086 | 0
| Zone | Remainder of System | 4 | Monthly System Peak Day | SCE | 1-in-2 | 2030 | 22 | 409.7271 | 427.7065 | 8.3202 | 70.8448 | 0
| Zone | Remainder of System | 4 | Monthly System Peak Day | SCE | 1-in-2 | 2030 | 23 | 404.3965 | 425.3853 | 8.426 | 68.5482 | 0
| Zone | Remainder of System | 4 | Monthly System Peak Day | SCE | 1-in-2 | 2030 | 24 | 347.131 | 371.2963 | 8.5155 | 66.4925 | 0
| Zone | Remainder of System | 5 | Average Weekday | SCE | 1-in-2 | 2030 | 1 | 282.9421 | 294.2963 | 8.5026 | 59.7443 | 0
| Zone | Remainder of System | 5 | Average Weekday | SCE | 1-in-2 | 2030 | 2 | 283.5132 | 291.3537 | 8.4556 | 59.0711 | 0
| Zone | Remainder of System | 5 | Average Weekday | SCE | 1-in-2 | 2030 | 3 | 443.7376 | 456.7583 | 8.4485 | 58.4673 | 0
| Zone | Remainder of System | 5 | Average Weekday | SCE | 1-in-2 | 2030 | 4 | 606.9399 | 624.961 | 8.4316 | 57.9163 | 0
| Zone | Remainder of System | 5 | Average Weekday | SCE | 1-in-2 | 2030 | 5 | 567.6278 | 586.6649 | 8.4248 | 57.4537 | 0
| Zone | Remainder of System | 5 | Average Weekday | SCE | 1-in-2 | 2030 | 6 | 553.8295 | 574.3345 | 8.3921 | 57.0042 | 0
| Zone | Remainder of System | 5 | Average Weekday | SCE | 1-in-2 | 2030 | 7 | 547.7951 | 549.0175 | 8.3742 | 56.5906 | 0
| Zone | Remainder of System | 5 | Average Weekday | SCE | 1-in-2 | 2030 | 8 | 544.9649 | 556.1343 | 8.5271 | 56.9009 | 0
| Zone | Remainder of System | 5 | Average Weekday | SCE | 1-in-2 | 2030 | 9 | 512.3519 | 548.3519 | 8.7141 | 58.6635 | 0
| Zone | Remainder of System | 5 | Average Weekday | SCE | 1-in-2 | 2030 | 10 | 502.4174 | 525.6494 | 8.585 | 61.0024 | 0
| Zone | Remainder of System | 5 | Average Weekday | SCE | 1-in-2 | 2030 | 11 | 481.8873 | 496.7478 | 8.6591 | 63.674 | 0
| Zone | Remainder of System | 5 | Average Weekday | SCE | 1-in-2 | 2030 | 12 | 475.1039 | 486.7997 | 8.7431 | 66.1969 | 0
| Zone | Remainder of System | 5 | Average Weekday | SCE | 1-in-2 | 2030 | 13 | 384.4209 | 395.6498 | 8.8148 | 68.4385 | 0
| Zone | Remainder of System | 5 | Average Weekday | SCE | 1-in-2 | 2030 | 14 | 361.7368 | 369.4548 | 8.768 | 70.1752 | 0
| Zone | Remainder of System | 5 | Average Weekday | SCE | 1-in-2 | 2030 | 15 | 318.379 | 325.4868 | 8.6066 | 71.341 | 0
| Zone | Remainder of System | 5 | Average Weekday | SCE | 1-in-2 | 2030 | 16 | 277.1094 | 279.9529 | 8.3961 | 71.901 | 0
| Zone | Remainder of System | 5 | Average Weekday | SCE | 1-in-2 | 2030 | 17 | 265.4333 | 270.9277 | 8.2687 | 71.8083 | 0
| Zone | Remainder of System | 5 | Average Weekday | SCE | 1-in-2 | 2030 | 18 | 239.1416 | 245.111 | 8.2776 | 71.1675 | 0
| Zone | Remainder of System | 5 | Average Weekday | SCE | 1-in-2 | 2030 | 19 | 248.2672 | 255.1431 | 8.5045 | 69.8052 | 0
| Zone | Remainder of System | 5 | Average Weekday | SCE | 1-in-2 | 2030 | 20 | 235.7284 | 239.095 | 8.4019 | 67.6863 | 0
| Zone | Remainder of System | 5 | Average Weekday | SCE | 1-in-2 | 2030 | 21 | 240.7743 | 246.1444 | 8.093 | 64.9519 | 0
| Zone | Remainder of System | 5 | Average Weekday | SCE | 1-in-2 | 2030 | 22 | 430.0879 | 448.3526 | 8.3468 | 62.6968 | 0
| Zone | Remainder of System | 5 | Average Weekday | SCE | 1-in-2 | 2030 | 23 | 430.5735 | 452.2575 | 8.4559 | 61.385 | 0
| Zone | Remainder of System | 5 | Average Weekday | SCE | 1-in-2 | 2030 | 24 | 369.1947 | 394.1534 | 8.5459 | 60.3901 | 0
| Zone | Remainder of System | 5 | Monthly System Peak Day | SCE | 1-in-2 | 2030 | 1 | 282.9421 | 294.2963 | 8.5026 | 64.8964 | 0
| Zone | Remainder of System | 5 | Monthly System Peak Day | SCE | 1-in-2 | 2030 | 2 | 283.5132 | 291.3537 | 8.4556 | 63.6406 | 0
| Zone | Remainder of System | 5 | Monthly System Peak Day | SCE | 1-in-2 | 2030 | 3 | 443.7376 | 456.7583 | 8.4485 | 62.6729 | 0
| Zone | Remainder of System | 5 | Monthly System Peak Day | SCE | 1-in-2 | 2030 | 4 | 606.9399 | 624.961 | 8.4316 | 61.8119 | 0
| Zone | Remainder of System | 5 | Monthly System Peak Day | SCE | 1-in-2 | 2030 | 5 | 567.6278 | 586.6649 | 8.4248 | 60.6742 | 0
| Zone | Remainder of System | 5 | Monthly System Peak Day | SCE | 1-in-2 | 2030 | 6 | 553.8295 | 574.3345 | 8.3921 | 59.7664 | 0
| Zone | Remainder of System | 5 | Monthly System Peak Day | SCE | 1-in-2 | 2030 | 7 | 547.7951 | 549.0175 | 8.3742 | 59.136 | 0
| Zone | Remainder of System | 5 | Monthly System Peak Day | SCE | 1-in-2 | 2030 | 8 | 544.9649 | 556.1343 | 8.5271 | 59.7714 | 0
| Zone | Remainder of System | 5 | Monthly System Peak Day | SCE | 1-in-2 | 2030 | 9 | 512.3519 | 548.3519 | 8.7141 | 62.8957 | 0
| Zone | Remainder of System | 5 | Monthly System Peak Day | SCE | 1-in-2 | 2030 | 10 | 502.4174 | 525.6494 | 8.585 | 67.3915 | 0
| Zone | Remainder of System | 5 | Monthly System Peak Day | SCE | 1-in-2 | 2030 | 11 | 481.8873 | 496.7478 | 8.6591 | 72.2703 | 0
| Zone | Remainder of System | 5 | Monthly System Peak Day | SCE | 1-in-2 | 2030 | 12 | 475.1039 | 486.7997 | 8.7431 | 76.5772 | 0
| Zone | Remainder of System | 5 | Monthly System Peak Day | SCE | 1-in-2 | 2030 | 13 | 384.4209 | 395.6498 | 8.8148 | 79.8254 | 0
| Zone | Remainder of System | 5 | Monthly System Peak Day | SCE | 1-in-2 | 2030 | 14 | 361.7368 | 369.4548 | 8.768 | 82.5221 | 0
| Zone | Remainder of System | 5 | Monthly System Peak Day | SCE | 1-in-2 | 2030 | 15 | 318.379 | 325.4868 | 8.6066 | 83.8722 | 0
| Zone | Remainder of System | 5 | Monthly System Peak Day | SCE | 1-in-2 | 2030 | 16 | 277.1094 | 279.9529 | 8.3961 | 84.6226 | 0
| Zone | Remainder of System | 5 | Monthly System Peak Day | SCE | 1-in-2 | 2030 | 17 | 265.4333 | 270.9277 | 8.2687 | 84.5816 | 0
| Zone | Remainder of System | 5 | Monthly System Peak Day | SCE | 1-in-2 | 2030 | 18 | 239.1416 | 245.111 | 8.2776 | 83.3941 | 0
| Zone | Remainder of System | 5 | Monthly System Peak Day | SCE | 1-in-2 | 2030 | 19 | 248.2672 | 255.1431 | 8.5045 | 81.34 | 0
| Zone | Remainder of System | 5 | Monthly System Peak Day | SCE | 1-in-2 | 2030 | 20 | 235.7284 | 239.095 | 8.4019 | 78.6477 | 0
| Zone | Remainder of System | 5 | Monthly System Peak Day | SCE | 1-in-2 | 2030 | 21 | 240.7743 | 246.1444 | 8.093 | 74.5744 | 0
| Zone | Remainder of System | 5 | Monthly System Peak Day | SCE | 1-in-2 | 2030 | 22 | 430.0879 | 448.3526 | 8.3468 | 71.0129 | 0
| Zone | Remainder of System | 5 | Monthly System Peak Day | SCE | 1-in-2 | 2030 | 23 | 430.5735 | 452.2575 | 8.4559 | 69.1124 | 0
| Zone | Remainder of System | 5 | Monthly System Peak Day | SCE | 1-in-2 | 2030 | 24 | 369.1947 | 394.1534 | 8.5459 | 67.7685 | 0
| Zone | Remainder of System | 6 | Average Weekday | SCE | 1-in-2 | 2030 | 1 | 273.0289 | 291.1076 | 8.7324 | 63.1112 | 0
| Zone | Remainder of System | 6 | Average Weekday | SCE | 1-in-2 | 2030 | 2 | 269.6714 | 287.2726 | 8.7037 | 62.1452 | 0
| Zone | Remainder of System | 6 | Average Weekday | SCE | 1-in-2 | 2030 | 3 | 419.7986 | 453.4919 | 8.6961 | 61.3041 | 0
| Zone | Remainder of System | 6 | Average Weekday | SCE | 1-in-2 | 2030 | 4 | 575.3037 | 620.3418 | 8.6911 | 60.6018 | 0
| Zone | Remainder of System | 6 | Average Weekday | SCE | 1-in-2 | 2030 | 5 | 530.6938 | 579.1857 | 8.7067 | 60.0304 | 0
| Zone | Remainder of System | 6 | Average Weekday | SCE | 1-in-2 | 2030 | 6 | 536.2886 | 589.51 | 8.7361 | 59.4565 | 0
| Zone | Remainder of System | 6 | Average Weekday | SCE | 1-in-2 | 2030 | 7 | 545.7452 | 575.2766 | 9.0068 | 58.9785 | 0
| Zone | Remainder of System | 6 | Average Weekday | SCE | 1-in-2 | 2030 | 8 | 537.3594 | 572.2209 | 8.704 | 59.7299 | 0
| Zone | Remainder of System | 6 | Average Weekday | SCE | 1-in-2 | 2030 | 9 | 539.2657 | 556.5955 | 8.7637 | 62.174 | 0
| Zone | Remainder of System | 6 | Average Weekday | SCE | 1-in-2 | 2030 | 10 | 524.3875 | 531.7506 | 8.9618 | 65.2314 | 0
| Zone | Remainder of System | 6 | Average Weekday | SCE | 1-in-2 | 2030 | 11 | 486.9676 | 489.6111 | 9.0063 | 68.4714 | 0
| Zone | Remainder of System | 6 | Average Weekday | SCE | 1-in-2 | 2030 | 12 | 479.9964 | 491.3421 | 8.9395 | 71.628 | 0
| Zone | Remainder of System | 6 | Average Weekday | SCE | 1-in-2 | 2030 | 13 | 389.0372 | 419.8441 | 9.0266 | 74.2421 | 0
| Zone | Remainder of System | 6 | Average Weekday | SCE | 1-in-2 | 2030 | 14 | 362.347 | 384.974 | 8.9845 | 76.363 | 0
| Zone | Remainder of System | 6 | Average Weekday | SCE | 1-in-2 | 2030 | 15 | 301.2939 | 320.0318 | 9.163 | 77.827 | 0
| Zone | Remainder of System | 6 | Average Weekday | SCE | 1-in-2 | 2030 | 16 | 264.411 | 274.8397 | 9.468 | 78.4645 | 0
| Zone | Remainder of System | 6 | Average Weekday | SCE | 1-in-2 | 2030 | 17 | 260.9815 | 267.1701 | 9.9188 | 78.5503 | 0
| Zone | Remainder of System | 6 | Average Weekday | SCE | 1-in-2 | 2030 | 18 | 226.36 | 240.5131 | 9.6218 | 77.7222 | 0
| Zone | Remainder of System | 6 | Average Weekday | SCE | 1-in-2 | 2030 | 19 | 218.1396 | 229.3727 | 14.904 | 76.2164 | 0
| Zone | Remainder of System | 6 | Average Weekday | SCE | 1-in-2 | 2030 | 20 | 199.628 | 206.2702 | 8.5637 | 74.0276 | 0
| Zone | Remainder of System | 6 | Average Weekday | SCE | 1-in-2 | 2030 | 21 | 218.9875 | 225.3851 | 9.0031 | 70.9789 | 0
| Zone | Remainder of System | 6 | Average Weekday | SCE | 1-in-2 | 2030 | 22 | 386.7044 | 429.9935 | 8.5655 | 67.784 | 0
| Zone | Remainder of System | 6 | Average Weekday | SCE | 1-in-2 | 2030 | 23 | 409.472 | 454.7302 | 8.6501 | 65.8352 | 0
| Zone | Remainder of System | 6 | Average Weekday | SCE | 1-in-2 | 2030 | 24 | 377.9039 | 412.8369 | 8.6802 | 64.4629 | 0
| Zone | Remainder of System | 6 | Monthly System Peak Day | SCE | 1-in-2 | 2030 | 1 | 273.0289 | 290.3382 | 8.3502 | 66.1814 | 0
| Zone | Remainder of System | 6 | Monthly System Peak Day | SCE | 1-in-2 | 2030 | 2 | 269.6714 | 283.9903 | 8.3596 | 65.3093 | 0
| Zone | Remainder of System | 6 | Monthly System Peak Day | SCE | 1-in-2 | 2030 | 3 | 419.7986 | 440.9328 | 8.3613 | 64.5322 | 0
| Zone | Remainder of System | 6 | Monthly System Peak Day | SCE | 1-in-2 | 2030 | 4 | 575.3037 | 594.321 | 8.3638 | 63.6849 | 0
| Zone | Remainder of System | 6 | Monthly System Peak Day | SCE | 1-in-2 | 2030 | 5 | 530.6938 | 558.2441 | 8.3626 | 63.0052 | 0
| Zone | Remainder of System | 6 | Monthly System Peak Day | SCE | 1-in-2 | 2030 | 6 | 536.2886 | 566.2136 | 8.3642 | 62.3138 | 0
| Zone | Remainder of System | 6 | Monthly System Peak Day | SCE | 1-in-2 | 2030 | 7 | 545.7452 | 543.8219 | 8.4061 | 61.6708 | 0
| Zone | Remainder of System | 6 | Monthly System Peak Day | SCE | 1-in-2 | 2030 | 8 | 537.3594 | 551.1359 | 8.284 | 62.4689 | 0
| Zone | Remainder of System | 6 | Monthly System Peak Day | SCE | 1-in-2 | 2030 | 9 | 539.2657 | 565.5633 | 8.2759 | 65.5896 | 0
| Zone | Remainder of System | 6 | Monthly System Peak Day | SCE | 1-in-2 | 2030 | 10 | 524.3875 | 540.6753 | 8.3573 | 69.8796 | 0
| Zone | Remainder of System | 6 | Monthly System Peak Day | SCE | 1-in-2 | 2030 | 11 | 486.9676 | 501.656 | 8.3418 | 73.7697 | 0
| Zone | Remainder of System | 6 | Monthly System Peak Day | SCE | 1-in-2 | 2030 | 12 | 479.9964 | 498.1172 | 8.3011 | 77.0112 | 0
| Zone | Remainder of System | 6 | Monthly System Peak Day | SCE | 1-in-2 | 2030 | 13 | 389.0372 | 414.1521 | 8.3065 | 78.8944 | 0
| Zone | Remainder of System | 6 | Monthly System Peak Day | SCE | 1-in-2 | 2030 | 14 | 362.347 | 383.6021 | 8.3316 | 80.4202 | 0
| Zone | Remainder of System | 6 | Monthly System Peak Day | SCE | 1-in-2 | 2030 | 15 | 301.2939 | 321.0299 | 8.4408 | 82.0385 | 0
| Zone | Remainder of System | 6 | Monthly System Peak Day | SCE | 1-in-2 | 2030 | 16 | 264.411 | 271.4059 | 8.5682 | 82.9346 | 0
| Zone | Remainder of System | 6 | Monthly System Peak Day | SCE | 1-in-2 | 2030 | 17 | 260.9815 | 268.6016 | 9.418 | 82.8591 | 0
| Zone | Remainder of System | 6 | Monthly System Peak Day | SCE | 1-in-2 | 2030 | 18 | 226.36 | 244.3272 | 9.3151 | 82.1153 | 0
| Zone | Remainder of System | 6 | Monthly System Peak Day | SCE | 1-in-2 | 2030 | 19 | 218.1396 | 240.5181 | 10.2147 | 80.028 | 0
| Zone | Remainder of System | 6 | Monthly System Peak Day | SCE | 1-in-2 | 2030 | 20 | 199.628 | 213.2623 | 8.4808 | 76.8822 | 0
| Zone | Remainder of System | 6 | Monthly System Peak Day | SCE | 1-in-2 | 2030 | 21 | 218.9875 | 238.9193 | 9.1038 | 73.8356 | 0
| Zone | Remainder of System | 6 | Monthly System Peak Day | SCE | 1-in-2 | 2030 | 22 | 386.7044 | 414.1372 | 8.3713 | 71.3098 | 0
| Zone | Remainder of System | 6 | Monthly System Peak Day | SCE | 1-in-2 | 2030 | 23 | 409.472 | 441.7193 | 8.3579 | 69.544 | 0
| Zone | Remainder of System | 6 | Monthly System Peak Day | SCE | 1-in-2 | 2030 | 24 | 377.9039 | 407.5356 | 8.3224 | 68.0731 | 0
| Zone | Remainder of System | 7 | Average Weekday | SCE | 1-in-2 | 2030 | 1 | 265.3758 | 282.488 | 8.887 | 68.08 | 0
| Zone | Remainder of System | 7 | Average Weekday | SCE | 1-in-2 | 2030 | 2 | 263.5938 | 275.0768 | 8.8984 | 67.3516 | 0
| Zone | Remainder of System | 7 | Average Weekday | SCE | 1-in-2 | 2030 | 3 | 405.8061 | 426.3535 | 8.9004 | 66.697 | 0
| Zone | Remainder of System | 7 | Average Weekday | SCE | 1-in-2 | 2030 | 4 | 559.7217 | 581.2596 | 8.9028 | 66.1335 | 0
| Zone | Remainder of System | 7 | Average Weekday | SCE | 1-in-2 | 2030 | 5 | 515.252 | 540.7732 | 8.9009 | 65.6106 | 0
| Zone | Remainder of System | 7 | Average Weekday | SCE | 1-in-2 | 2030 | 6 | 515.7831 | 543.3837 | 8.8993 | 65.1256 | 0
| Zone | Remainder of System | 7 | Average Weekday | SCE | 1-in-2 | 2030 | 7 | 524.4007 | 523.2847 | 8.8817 | 64.7652 | 0
| Zone | Remainder of System | 7 | Average Weekday | SCE | 1-in-2 | 2030 | 8 | 514.9423 | 530.4868 | 8.8259 | 65.1789 | 0
| Zone | Remainder of System | 7 | Average Weekday | SCE | 1-in-2 | 2030 | 9 | 504.1578 | 532.2828 | 8.8133 | 67.2839 | 0
| Zone | Remainder of System | 7 | Average Weekday | SCE | 1-in-2 | 2030 | 10 | 489.7264 | 505.907 | 8.8536 | 70.1065 | 0
| Zone | Remainder of System | 7 | Average Weekday | SCE | 1-in-2 | 2030 | 11 | 459.1031 | 474.3567 | 8.8382 | 73.2348 | 0
| Zone | Remainder of System | 7 | Average Weekday | SCE | 1-in-2 | 2030 | 12 | 452.6417 | 472.7696 | 8.8246 | 76.4308 | 0
| Zone | Remainder of System | 7 | Average Weekday | SCE | 1-in-2 | 2030 | 13 | 362.6169 | 387.3723 | 8.8183 | 79.0108 | 0
| Zone | Remainder of System | 7 | Average Weekday | SCE | 1-in-2 | 2030 | 14 | 335.9113 | 357.5008 | 8.8417 | 81.0239 | 0
| Zone | Remainder of System | 7 | Average Weekday | SCE | 1-in-2 | 2030 | 15 | 283.7341 | 303.6787 | 8.8952 | 82.3721 | 0
| Zone | Remainder of System | 7 | Average Weekday | SCE | 1-in-2 | 2030 | 16 | 245.603 | 252.3266 | 8.9343 | 82.9063 | 0
| Zone | Remainder of System | 7 | Average Weekday | SCE | 1-in-2 | 2030 | 17 | 247.2677 | 255.8961 | 9.8707 | 82.877 | 0
| Zone | Remainder of System | 7 | Average Weekday | SCE | 1-in-2 | 2030 | 18 | 217.9371 | 236.0575 | 9.7817 | 82.0052 | 0
| Zone | Remainder of System | 7 | Average Weekday | SCE | 1-in-2 | 2030 | 19 | 214.0364 | 236.6771 | 9.5462 | 80.3719 | 0
| Zone | Remainder of System | 7 | Average Weekday | SCE | 1-in-2 | 2030 | 20 | 202.4801 | 216.1158 | 9.1871 | 78.1158 | 0
| Zone | Remainder of System | 7 | Average Weekday | SCE | 1-in-2 | 2030 | 21 | 220.2192 | 240.2207 | 9.2851 | 75.1175 | 0
| Zone | Remainder of System | 7 | Average Weekday | SCE | 1-in-2 | 2030 | 22 | 385.4111 | 412.3556 | 8.8909 | 71.9882 | 0
| Zone | Remainder of System | 7 | Average Weekday | SCE | 1-in-2 | 2030 | 23 | 402.2714 | 433.4812 | 8.8997 | 70.0845 | 0
| Zone | Remainder of System | 7 | Average Weekday | SCE | 1-in-2 | 2030 | 24 | 362.2554 | 390.5648 | 8.8679 | 68.8469 | 0
| Zone | Remainder of System | 7 | Monthly System Peak Day | SCE | 1-in-2 | 2030 | 1 | 265.3758 | 261.9795 | 8.9573 | 72.0963 | 0
| Zone | Remainder of System | 7 | Monthly System Peak Day | SCE | 1-in-2 | 2030 | 2 | 263.5938 | 245.5259 | 8.9709 | 71.2256 | 0
| Zone | Remainder of System | 7 | Monthly System Peak Day | SCE | 1-in-2 | 2030 | 3 | 405.8061 | 350.9186 | 8.9745 | 70.3178 | 0
| Zone | Remainder of System | 7 | Monthly System Peak Day | SCE | 1-in-2 | 2030 | 4 | 559.7217 | 461.5816 | 8.9734 | 69.5301 | 0
| Zone | Remainder of System | 7 | Monthly System Peak Day | SCE | 1-in-2 | 2030 | 5 | 515.252 | 430.9366 | 8.9716 | 69.1043 | 0
| Zone | Remainder of System | 7 | Monthly System Peak Day | SCE | 1-in-2 | 2030 | 6 | 515.7831 | 454.4502 | 8.97 | 68.6554 | 0
| Zone | Remainder of System | 7 | Monthly System Peak Day | SCE | 1-in-2 | 2030 | 7 | 524.4007 | 444.5963 | 8.9775 | 68.0973 | 0
| Zone | Remainder of System | 7 | Monthly System Peak Day | SCE | 1-in-2 | 2030 | 8 | 514.9423 | 459.4514 | 8.9086 | 68.6928 | 0
| Zone | Remainder of System | 7 | Monthly System Peak Day | SCE | 1-in-2 | 2030 | 9 | 504.1578 | 486.0431 | 8.8896 | 71.6543 | 0
| Zone | Remainder of System | 7 | Monthly System Peak Day | SCE | 1-in-2 | 2030 | 10 | 489.7264 | 458.426 | 8.9312 | 75.5544 | 0
| Zone | Remainder of System | 7 | Monthly System Peak Day | SCE | 1-in-2 | 2030 | 11 | 459.1031 | 428.2466 | 8.8991 | 79.4162 | 0
| Zone | Remainder of System | 7 | Monthly System Peak Day | SCE | 1-in-2 | 2030 | 12 | 452.6417 | 426.7392 | 8.8699 | 83.2174 | 0
| Zone | Remainder of System | 7 | Monthly System Peak Day | SCE | 1-in-2 | 2030 | 13 | 362.6169 | 358.9217 | 8.8601 | 86.2327 | 0
| Zone | Remainder of System | 7 | Monthly System Peak Day | SCE | 1-in-2 | 2030 | 14 | 335.9113 | 336.254 | 8.8899 | 87.9311 | 0
| Zone | Remainder of System | 7 | Monthly System Peak Day | SCE | 1-in-2 | 2030 | 15 | 283.7341 | 290.9497 | 8.9754 | 89.6186 | 0
| Zone | Remainder of System | 7 | Monthly System Peak Day | SCE | 1-in-2 | 2030 | 16 | 245.603 | 240.2261 | 9.0289 | 90.3848 | 0
| Zone | Remainder of System | 7 | Monthly System Peak Day | SCE | 1-in-2 | 2030 | 17 | 247.2677 | 252.9845 | 9.9313 | 90.9913 | 0
| Zone | Remainder of System | 7 | Monthly System Peak Day | SCE | 1-in-2 | 2030 | 18 | 217.9371 | 249.5089 | 9.9595 | 90.0721 | 0
| Zone | Remainder of System | 7 | Monthly System Peak Day | SCE | 1-in-2 | 2030 | 19 | 214.0364 | 199.4445 | 9.1204 | 88.1822 | 0
| Zone | Remainder of System | 7 | Monthly System Peak Day | SCE | 1-in-2 | 2030 | 20 | 202.4801 | 176.8287 | 8.9583 | 85.4468 | 0
| Zone | Remainder of System | 7 | Monthly System Peak Day | SCE | 1-in-2 | 2030 | 21 | 220.2192 | 201.7477 | 10.5031 | 82.3442 | 0
| Zone | Remainder of System | 7 | Monthly System Peak Day | SCE | 1-in-2 | 2030 | 22 | 385.4111 | 355.2642 | 9.0909 | 78.7247 | 0
| Zone | Remainder of System | 7 | Monthly System Peak Day | SCE | 1-in-2 | 2030 | 23 | 402.2714 | 364.0811 | 8.9363 | 76.4082 | 0
| Zone | Remainder of System | 7 | Monthly System Peak Day | SCE | 1-in-2 | 2030 | 24 | 362.2554 | 342.6586 | 8.9289 | 74.4873 | 0
| Zone | Remainder of System | 8 | Average Weekday | SCE | 1-in-2 | 2030 | 1 | 274.5155 | 296.1959 | 8.4525 | 68.1134 | 0
| Zone | Remainder of System | 8 | Average Weekday | SCE | 1-in-2 | 2030 | 2 | 274.6888 | 291.1165 | 8.4662 | 67.1923 | 0
| Zone | Remainder of System | 8 | Average Weekday | SCE | 1-in-2 | 2030 | 3 | 414.2663 | 434.1377 | 8.4687 | 66.3666 | 0
| Zone | Remainder of System | 8 | Average Weekday | SCE | 1-in-2 | 2030 | 4 | 571.1302 | 594.8148 | 8.4713 | 65.6033 | 0
| Zone | Remainder of System | 8 | Average Weekday | SCE | 1-in-2 | 2030 | 5 | 523.0155 | 555.0318 | 8.4688 | 64.9066 | 0
| Zone | Remainder of System | 8 | Average Weekday | SCE | 1-in-2 | 2030 | 6 | 527.8616 | 562.6378 | 8.4666 | 64.3295 | 0
| Zone | Remainder of System | 8 | Average Weekday | SCE | 1-in-2 | 2030 | 7 | 537.6433 | 537.83 | 8.4478 | 63.8791 | 0
| Zone | Remainder of System | 8 | Average Weekday | SCE | 1-in-2 | 2030 | 8 | 528.2111 | 546.8563 | 8.3814 | 63.8355 | 0
| Zone | Remainder of System | 8 | Average Weekday | SCE | 1-in-2 | 2030 | 9 | 511.6409 | 538.4922 | 8.3645 | 65.9972 | 0
| Zone | Remainder of System | 8 | Average Weekday | SCE | 1-in-2 | 2030 | 10 | 499.727 | 516.3599 | 8.4137 | 69.4323 | 0
| Zone | Remainder of System | 8 | Average Weekday | SCE | 1-in-2 | 2030 | 11 | 463.6636 | 479.3132 | 8.3925 | 73.4127 | 0
| Zone | Remainder of System | 8 | Average Weekday | SCE | 1-in-2 | 2030 | 12 | 453.7418 | 474.3421 | 8.3721 | 77.2854 | 0
| Zone | Remainder of System | 8 | Average Weekday | SCE | 1-in-2 | 2030 | 13 | 373.2648 | 399.3276 | 8.3629 | 80.4135 | 0
| Zone | Remainder of System | 8 | Average Weekday | SCE | 1-in-2 | 2030 | 14 | 343.4726 | 365.3322 | 8.3943 | 82.7527 | 0
| Zone | Remainder of System | 8 | Average Weekday | SCE | 1-in-2 | 2030 | 15 | 291.7132 | 311.8937 | 8.462 | 84.1637 | 0
| Zone | Remainder of System | 8 | Average Weekday | SCE | 1-in-2 | 2030 | 16 | 251.6731 | 258.667 | 8.5096 | 84.6461 | 0
| Zone | Remainder of System | 8 | Average Weekday | SCE | 1-in-2 | 2030 | 17 | 255.5483 | 261.7868 | 9.5873 | 84.5587 | 0
| Zone | Remainder of System | 8 | Average Weekday | SCE | 1-in-2 | 2030 | 18 | 224.0333 | 241.6573 | 9.4901 | 83.6467 | 0
| Zone | Remainder of System | 8 | Average Weekday | SCE | 1-in-2 | 2030 | 19 | 218.7567 | 240.8293 | 9.0111 | 81.9145 | 0
| Zone | Remainder of System | 8 | Average Weekday | SCE | 1-in-2 | 2030 | 20 | 215.3238 | 228.5612 | 8.6795 | 79.2555 | 0
| Zone | Remainder of System | 8 | Average Weekday | SCE | 1-in-2 | 2030 | 21 | 229.9871 | 249.9973 | 8.9268 | 75.5248 | 0
| Zone | Remainder of System | 8 | Average Weekday | SCE | 1-in-2 | 2030 | 22 | 388.3554 | 416.5281 | 8.4626 | 72.4927 | 0
| Zone | Remainder of System | 8 | Average Weekday | SCE | 1-in-2 | 2030 | 23 | 406.2093 | 439.8938 | 8.4633 | 70.5976 | 0
| Zone | Remainder of System | 8 | Average Weekday | SCE | 1-in-2 | 2030 | 24 | 367.4774 | 398.9743 | 8.429 | 69.2749 | 0
| Zone | Remainder of System | 8 | Monthly System Peak Day | SCE | 1-in-2 | 2030 | 1 | 274.5155 | 269.6545 | 7.5093 | 76.5583 | 0
| Zone | Remainder of System | 8 | Monthly System Peak Day | SCE | 1-in-2 | 2030 | 2 | 274.6888 | 259.2571 | 7.5284 | 75.5448 | 0
| Zone | Remainder of System | 8 | Monthly System Peak Day | SCE | 1-in-2 | 2030 | 3 | 414.2663 | 367.3894 | 7.5334 | 74.7414 | 0
| Zone | Remainder of System | 8 | Monthly System Peak Day | SCE | 1-in-2 | 2030 | 4 | 571.1302 | 477.8759 | 7.5325 | 73.777 | 0
| Zone | Remainder of System | 8 | Monthly System Peak Day | SCE | 1-in-2 | 2030 | 5 | 523.0155 | 449.2002 | 7.5298 | 72.987 | 0
| Zone | Remainder of System | 8 | Monthly System Peak Day | SCE | 1-in-2 | 2030 | 6 | 527.8616 | 464.0038 | 7.5273 | 72.4561 | 0
| Zone | Remainder of System | 8 | Monthly System Peak Day | SCE | 1-in-2 | 2030 | 7 | 537.6433 | 450.3829 | 7.5302 | 71.7849 | 0
| Zone | Remainder of System | 8 | Monthly System Peak Day | SCE | 1-in-2 | 2030 | 8 | 528.2111 | 468.9578 | 7.4403 | 71.7491 | 0
| Zone | Remainder of System | 8 | Monthly System Peak Day | SCE | 1-in-2 | 2030 | 9 | 511.6409 | 493.7204 | 7.4081 | 73.699 | 0
| Zone | Remainder of System | 8 | Monthly System Peak Day | SCE | 1-in-2 | 2030 | 10 | 499.727 | 469.5976 | 7.4639 | 77.4223 | 0
| Zone | Remainder of System | 8 | Monthly System Peak Day | SCE | 1-in-2 | 2030 | 11 | 463.6636 | 432.1624 | 7.4155 | 81.725 | 0
| Zone | Remainder of System | 8 | Monthly System Peak Day | SCE | 1-in-2 | 2030 | 12 | 453.7418 | 426.3397 | 7.3706 | 85.3394 | 0
| Zone | Remainder of System | 8 | Monthly System Peak Day | SCE | 1-in-2 | 2030 | 13 | 373.2648 | 370.7207 | 7.3519 | 87.9907 | 0
| Zone | Remainder of System | 8 | Monthly System Peak Day | SCE | 1-in-2 | 2030 | 14 | 343.4726 | 344.5384 | 7.4032 | 90.3014 | 0
| Zone | Remainder of System | 8 | Monthly System Peak Day | SCE | 1-in-2 | 2030 | 15 | 291.7132 | 299.3209 | 7.5244 | 91.72 | 0
| Zone | Remainder of System | 8 | Monthly System Peak Day | SCE | 1-in-2 | 2030 | 16 | 251.6731 | 246.6725 | 7.5904 | 91.501 | 0
| Zone | Remainder of System | 8 | Monthly System Peak Day | SCE | 1-in-2 | 2030 | 17 | 255.5483 | 258.9779 | 8.6367 | 90.7507 | 0
| Zone | Remainder of System | 8 | Monthly System Peak Day | SCE | 1-in-2 | 2030 | 18 | 224.0333 | 256.5307 | 8.6716 | 89.0636 | 0
| Zone | Remainder of System | 8 | Monthly System Peak Day | SCE | 1-in-2 | 2030 | 19 | 218.7567 | 202.9888 | 7.2393 | 87.5076 | 0
| Zone | Remainder of System | 8 | Monthly System Peak Day | SCE | 1-in-2 | 2030 | 20 | 215.3238 | 187.5932 | 7.1177 | 85.999 | 0
| Zone | Remainder of System | 8 | Monthly System Peak Day | SCE | 1-in-2 | 2030 | 21 | 229.9871 | 209.2237 | 9.3055 | 82.5548 | 0
| Zone | Remainder of System | 8 | Monthly System Peak Day | SCE | 1-in-2 | 2030 | 22 | 388.3554 | 360.996 | 7.685 | 79.5711 | 0
| Zone | Remainder of System | 8 | Monthly System Peak Day | SCE | 1-in-2 | 2030 | 23 | 406.2093 | 373.3882 | 7.4871 | 77.5837 | 0
| Zone | Remainder of System | 8 | Monthly System Peak Day | SCE | 1-in-2 | 2030 | 24 | 367.4774 | 351.5144 | 7.4723 | 76.0731 | 0
| Zone | Remainder of System | 8 | Typical Event Day | SCE | 1-in-2 | 2030 | 1 | 274.5155 | 269.6545 | 7.5093 | 72.4863 | 0
| Zone | Remainder of System | 8 | Typical Event Day | SCE | 1-in-2 | 2030 | 2 | 274.6888 | 259.2571 | 7.5284 | 71.5219 | 0
| Zone | Remainder of System | 8 | Typical Event Day | SCE | 1-in-2 | 2030 | 3 | 414.2663 | 367.3894 | 7.5334 | 70.628 | 0
| Zone | Remainder of System | 8 | Typical Event Day | SCE | 1-in-2 | 2030 | 4 | 571.1302 | 477.8759 | 7.5325 | 69.7216 | 0
| Zone | Remainder of System | 8 | Typical Event Day | SCE | 1-in-2 | 2030 | 5 | 523.0155 | 449.2002 | 7.5298 | 68.971 | 0
| Zone | Remainder of System | 8 | Typical Event Day | SCE | 1-in-2 | 2030 | 6 | 527.8616 | 464.0038 | 7.5273 | 68.3599 | 0
| Zone | Remainder of System | 8 | Typical Event Day | SCE | 1-in-2 | 2030 | 7 | 537.6433 | 450.3829 | 7.5302 | 67.7703 | 0
| Zone | Remainder of System | 8 | Typical Event Day | SCE | 1-in-2 | 2030 | 8 | 528.2111 | 468.9578 | 7.4403 | 68.0641 | 0
| Zone | Remainder of System | 8 | Typical Event Day | SCE | 1-in-2 | 2030 | 9 | 511.6409 | 493.7204 | 7.4081 | 70.6394 | 0
| Zone | Remainder of System | 8 | Typical Event Day | SCE | 1-in-2 | 2030 | 10 | 499.727 | 469.5976 | 7.4639 | 74.7339 | 0
| Zone | Remainder of System | 8 | Typical Event Day | SCE | 1-in-2 | 2030 | 11 | 463.6636 | 432.1624 | 7.4155 | 79.0757 | 0
| Zone | Remainder of System | 8 | Typical Event Day | SCE | 1-in-2 | 2030 | 12 | 453.7418 | 426.3397 | 7.3706 | 82.9721 | 0
| Zone | Remainder of System | 8 | Typical Event Day | SCE | 1-in-2 | 2030 | 13 | 373.2648 | 370.7207 | 7.3519 | 85.9025 | 0
| Zone | Remainder of System | 8 | Typical Event Day | SCE | 1-in-2 | 2030 | 14 | 343.4726 | 344.5384 | 7.4032 | 88.018 | 0
| Zone | Remainder of System | 8 | Typical Event Day | SCE | 1-in-2 | 2030 | 15 | 291.7132 | 299.3209 | 7.5244 | 89.4849 | 0
| Zone | Remainder of System | 8 | Typical Event Day | SCE | 1-in-2 | 2030 | 16 | 251.6731 | 246.6725 | 7.5904 | 89.6902 | 0
| Zone | Remainder of System | 8 | Typical Event Day | SCE | 1-in-2 | 2030 | 17 | 255.5483 | 258.9779 | 8.6367 | 89.5193 | 0
| Zone | Remainder of System | 8 | Typical Event Day | SCE | 1-in-2 | 2030 | 18 | 224.0333 | 256.5307 | 8.6716 | 88.4404 | 0
| Zone | Remainder of System | 8 | Typical Event Day | SCE | 1-in-2 | 2030 | 19 | 218.7567 | 202.9888 | 7.2393 | 86.7779 | 0
| Zone | Remainder of System | 8 | Typical Event Day | SCE | 1-in-2 | 2030 | 20 | 215.3238 | 187.5932 | 7.1177 | 84.3062 | 0
| Zone | Remainder of System | 8 | Typical Event Day | SCE | 1-in-2 | 2030 | 21 | 229.9871 | 209.2237 | 9.3055 | 80.9554 | 0
| Zone | Remainder of System | 8 | Typical Event Day | SCE | 1-in-2 | 2030 | 22 | 388.3554 | 360.996 | 7.685 | 78.0579 | 0
| Zone | Remainder of System | 8 | Typical Event Day | SCE | 1-in-2 | 2030 | 23 | 406.2093 | 373.3882 | 7.4871 | 76.0778 | 0
| Zone | Remainder of System | 8 | Typical Event Day | SCE | 1-in-2 | 2030 | 24 | 367.4774 | 351.5144 | 7.4723 | 74.4038 | 0
| Zone | Remainder of System | 9 | Average Weekday | SCE | 1-in-2 | 2030 | 1 | 270.3411 | 279.7466 | 9.1563 | 67.7225 | 0
| Zone | Remainder of System | 9 | Average Weekday | SCE | 1-in-2 | 2030 | 2 | 277.6936 | 279.4002 | 9.1737 | 66.8467 | 0
| Zone | Remainder of System | 9 | Average Weekday | SCE | 1-in-2 | 2030 | 3 | 440.8831 | 435.8427 | 9.176 | 66.0813 | 0
| Zone | Remainder of System | 9 | Average Weekday | SCE | 1-in-2 | 2030 | 4 | 601.2952 | 598.1548 | 9.1786 | 65.3971 | 0
| Zone | Remainder of System | 9 | Average Weekday | SCE | 1-in-2 | 2030 | 5 | 537.192 | 536.1126 | 9.1734 | 64.8121 | 0
| Zone | Remainder of System | 9 | Average Weekday | SCE | 1-in-2 | 2030 | 6 | 525.6683 | 533.922 | 9.1646 | 64.288 | 0
| Zone | Remainder of System | 9 | Average Weekday | SCE | 1-in-2 | 2030 | 7 | 554.3755 | 541.8244 | 9.1369 | 63.8783 | 0
| Zone | Remainder of System | 9 | Average Weekday | SCE | 1-in-2 | 2030 | 8 | 527.87 | 524.9388 | 9.0896 | 63.6256 | 0
| Zone | Remainder of System | 9 | Average Weekday | SCE | 1-in-2 | 2030 | 9 | 484.3719 | 506.4576 | 9.0775 | 64.6467 | 0
| Zone | Remainder of System | 9 | Average Weekday | SCE | 1-in-2 | 2030 | 10 | 478.7503 | 490.8676 | 9.1292 | 67.4421 | 0
| Zone | Remainder of System | 9 | Average Weekday | SCE | 1-in-2 | 2030 | 11 | 447.8009 | 460.0514 | 9.1075 | 71.0719 | 0
| Zone | Remainder of System | 9 | Average Weekday | SCE | 1-in-2 | 2030 | 12 | 440.3356 | 452.9504 | 9.084 | 74.7336 | 0
| Zone | Remainder of System | 9 | Average Weekday | SCE | 1-in-2 | 2030 | 13 | 371.5817 | 385.4306 | 9.0716 | 77.7354 | 0
| Zone | Remainder of System | 9 | Average Weekday | SCE | 1-in-2 | 2030 | 14 | 333.5598 | 347.4665 | 9.0986 | 79.8337 | 0
| Zone | Remainder of System | 9 | Average Weekday | SCE | 1-in-2 | 2030 | 15 | 283.5358 | 298.5495 | 9.1509 | 81.0599 | 0
| Zone | Remainder of System | 9 | Average Weekday | SCE | 1-in-2 | 2030 | 16 | 253.0951 | 255.6837 | 9.1961 | 81.5924 | 0
| Zone | Remainder of System | 9 | Average Weekday | SCE | 1-in-2 | 2030 | 17 | 258.7505 | 264.7522 | 10.1895 | 81.3424 | 0
| Zone | Remainder of System | 9 | Average Weekday | SCE | 1-in-2 | 2030 | 18 | 229.2607 | 246.5633 | 10.0717 | 80.3228 | 0
| Zone | Remainder of System | 9 | Average Weekday | SCE | 1-in-2 | 2030 | 19 | 229.7805 | 249.8828 | 10.0856 | 78.4973 | 0
| Zone | Remainder of System | 9 | Average Weekday | SCE | 1-in-2 | 2030 | 20 | 226.6777 | 238.284 | 9.1842 | 75.5853 | 0
| Zone | Remainder of System | 9 | Average Weekday | SCE | 1-in-2 | 2030 | 21 | 235.8871 | 253.2357 | 9.4092 | 72.5789 | 0
| Zone | Remainder of System | 9 | Average Weekday | SCE | 1-in-2 | 2030 | 22 | 394.1079 | 417.1315 | 9.1102 | 70.814 | 0
| Zone | Remainder of System | 9 | Average Weekday | SCE | 1-in-2 | 2030 | 23 | 407.7408 | 430.2985 | 9.1464 | 69.5334 | 0
| Zone | Remainder of System | 9 | Average Weekday | SCE | 1-in-2 | 2030 | 24 | 363.6514 | 382.5371 | 9.1293 | 68.4417 | 0
| Zone | Remainder of System | 9 | Monthly System Peak Day | SCE | 1-in-2 | 2030 | 1 | 270.3411 | 258.9321 | 9.2172 | 75.1094 | 0
| Zone | Remainder of System | 9 | Monthly System Peak Day | SCE | 1-in-2 | 2030 | 2 | 277.6936 | 252.9237 | 9.2365 | 74.0078 | 0
| Zone | Remainder of System | 9 | Monthly System Peak Day | SCE | 1-in-2 | 2030 | 3 | 440.8831 | 371.7979 | 9.2408 | 72.9204 | 0
| Zone | Remainder of System | 9 | Monthly System Peak Day | SCE | 1-in-2 | 2030 | 4 | 601.2952 | 471.1505 | 9.2394 | 71.8942 | 0
| Zone | Remainder of System | 9 | Monthly System Peak Day | SCE | 1-in-2 | 2030 | 5 | 537.192 | 419.8393 | 9.2347 | 70.7876 | 0
| Zone | Remainder of System | 9 | Monthly System Peak Day | SCE | 1-in-2 | 2030 | 6 | 525.6683 | 421.1659 | 9.2262 | 70.0145 | 0
| Zone | Remainder of System | 9 | Monthly System Peak Day | SCE | 1-in-2 | 2030 | 7 | 554.3755 | 440.4245 | 9.2263 | 69.5282 | 0
| Zone | Remainder of System | 9 | Monthly System Peak Day | SCE | 1-in-2 | 2030 | 8 | 527.87 | 431.8101 | 9.1647 | 69.3458 | 0
| Zone | Remainder of System | 9 | Monthly System Peak Day | SCE | 1-in-2 | 2030 | 9 | 484.3719 | 459.3387 | 9.1456 | 71.6146 | 0
| Zone | Remainder of System | 9 | Monthly System Peak Day | SCE | 1-in-2 | 2030 | 10 | 478.7503 | 439.8976 | 9.1964 | 76.0792 | 0
| Zone | Remainder of System | 9 | Monthly System Peak Day | SCE | 1-in-2 | 2030 | 11 | 447.8009 | 409.4669 | 9.1573 | 81.3919 | 0
| Zone | Remainder of System | 9 | Monthly System Peak Day | SCE | 1-in-2 | 2030 | 12 | 440.3356 | 405.9562 | 9.1186 | 86.3206 | 0
| Zone | Remainder of System | 9 | Monthly System Peak Day | SCE | 1-in-2 | 2030 | 13 | 371.5817 | 349.2605 | 9.1028 | 90.4921 | 0
| Zone | Remainder of System | 9 | Monthly System Peak Day | SCE | 1-in-2 | 2030 | 14 | 333.5598 | 320.7687 | 9.1368 | 93.4192 | 0
| Zone | Remainder of System | 9 | Monthly System Peak Day | SCE | 1-in-2 | 2030 | 15 | 283.5358 | 281.8954 | 9.2239 | 94.5626 | 0
| Zone | Remainder of System | 9 | Monthly System Peak Day | SCE | 1-in-2 | 2030 | 16 | 253.0951 | 240.57 | 9.282 | 93.9402 | 0
| Zone | Remainder of System | 9 | Monthly System Peak Day | SCE | 1-in-2 | 2030 | 17 | 258.7505 | 262.2249 | 10.2065 | 93.476 | 0
| Zone | Remainder of System | 9 | Monthly System Peak Day | SCE | 1-in-2 | 2030 | 18 | 229.2607 | 258.9588 | 10.1931 | 92.5105 | 0
| Zone | Remainder of System | 9 | Monthly System Peak Day | SCE | 1-in-2 | 2030 | 19 | 229.7805 | 210.2339 | 9.6438 | 91.3939 | 0
| Zone | Remainder of System | 9 | Monthly System Peak Day | SCE | 1-in-2 | 2030 | 20 | 226.6777 | 197.7779 | 8.9727 | 88.8968 | 0
| Zone | Remainder of System | 9 | Monthly System Peak Day | SCE | 1-in-2 | 2030 | 21 | 235.8871 | 216.3563 | 10.4147 | 85.0871 | 0
| Zone | Remainder of System | 9 | Monthly System Peak Day | SCE | 1-in-2 | 2030 | 22 | 394.1079 | 354.8703 | 9.3228 | 82.6259 | 0
| Zone | Remainder of System | 9 | Monthly System Peak Day | SCE | 1-in-2 | 2030 | 23 | 407.7408 | 354.956 | 9.1739 | 80.7753 | 0
| Zone | Remainder of System | 9 | Monthly System Peak Day | SCE | 1-in-2 | 2030 | 24 | 363.6514 | 331.2397 | 9.181 | 78.9817 | 0
| Zone | Remainder of System | 10 | Average Weekday | SCE | 1-in-2 | 2030 | 1 | 287.5123 | 298.0948 | 8.5704 | 62.4444 | 0
| Zone | Remainder of System | 10 | Average Weekday | SCE | 1-in-2 | 2030 | 2 | 281.2718 | 287.872 | 8.4597 | 61.5437 | 0
| Zone | Remainder of System | 10 | Average Weekday | SCE | 1-in-2 | 2030 | 3 | 433.5836 | 443.0033 | 8.4445 | 60.6485 | 0
| Zone | Remainder of System | 10 | Average Weekday | SCE | 1-in-2 | 2030 | 4 | 598.9763 | 613.7189 | 8.407 | 59.9332 | 0
| Zone | Remainder of System | 10 | Average Weekday | SCE | 1-in-2 | 2030 | 5 | 584.9812 | 598.8047 | 8.4034 | 59.2025 | 0
| Zone | Remainder of System | 10 | Average Weekday | SCE | 1-in-2 | 2030 | 6 | 582.0419 | 597.1361 | 8.353 | 58.6584 | 0
| Zone | Remainder of System | 10 | Average Weekday | SCE | 1-in-2 | 2030 | 7 | 582.0464 | 581.5726 | 8.3387 | 58.2291 | 0
| Zone | Remainder of System | 10 | Average Weekday | SCE | 1-in-2 | 2030 | 8 | 570.0698 | 574.3705 | 8.6425 | 57.9539 | 0
| Zone | Remainder of System | 10 | Average Weekday | SCE | 1-in-2 | 2030 | 9 | 543.8347 | 582.0166 | 9.0699 | 58.3197 | 0
| Zone | Remainder of System | 10 | Average Weekday | SCE | 1-in-2 | 2030 | 10 | 525.3868 | 542.9855 | 8.7892 | 60.8693 | 0
| Zone | Remainder of System | 10 | Average Weekday | SCE | 1-in-2 | 2030 | 11 | 508.5146 | 521.5084 | 9.0104 | 64.43 | 0
| Zone | Remainder of System | 10 | Average Weekday | SCE | 1-in-2 | 2030 | 12 | 497.2427 | 509.308 | 9.2556 | 68.177 | 0
| Zone | Remainder of System | 10 | Average Weekday | SCE | 1-in-2 | 2030 | 13 | 399.6176 | 409.9993 | 9.4508 | 71.2953 | 0
| Zone | Remainder of System | 10 | Average Weekday | SCE | 1-in-2 | 2030 | 14 | 350.3542 | 357.5643 | 9.3137 | 73.5492 | 0
| Zone | Remainder of System | 10 | Average Weekday | SCE | 1-in-2 | 2030 | 15 | 304.2055 | 310.9622 | 8.9197 | 74.9618 | 0
| Zone | Remainder of System | 10 | Average Weekday | SCE | 1-in-2 | 2030 | 16 | 273.5169 | 276.2133 | 8.4167 | 75.8111 | 0
| Zone | Remainder of System | 10 | Average Weekday | SCE | 1-in-2 | 2030 | 17 | 270.808 | 276.9988 | 8.2127 | 75.6843 | 0
| Zone | Remainder of System | 10 | Average Weekday | SCE | 1-in-2 | 2030 | 18 | 252.201 | 258.8959 | 8.2702 | 74.5942 | 0
| Zone | Remainder of System | 10 | Average Weekday | SCE | 1-in-2 | 2030 | 19 | 266.9886 | 273.6052 | 8.698 | 72.5631 | 0
| Zone | Remainder of System | 10 | Average Weekday | SCE | 1-in-2 | 2030 | 20 | 258.5378 | 261.998 | 8.4027 | 69.6331 | 0
| Zone | Remainder of System | 10 | Average Weekday | SCE | 1-in-2 | 2030 | 21 | 246.372 | 252.0209 | 8.1023 | 67.329 | 0
| Zone | Remainder of System | 10 | Average Weekday | SCE | 1-in-2 | 2030 | 22 | 431.1448 | 448.9636 | 8.3348 | 65.6424 | 0
| Zone | Remainder of System | 10 | Average Weekday | SCE | 1-in-2 | 2030 | 23 | 411.711 | 432.2766 | 8.4884 | 64.3401 | 0
| Zone | Remainder of System | 10 | Average Weekday | SCE | 1-in-2 | 2030 | 24 | 341.7502 | 365.1615 | 8.6686 | 63.2154 | 0
| Zone | Remainder of System | 10 | Monthly System Peak Day | SCE | 1-in-2 | 2030 | 1 | 287.5123 | 307.9114 | 8.3992 | 70.789 | 0
| Zone | Remainder of System | 10 | Monthly System Peak Day | SCE | 1-in-2 | 2030 | 2 | 281.2718 | 293.1946 | 8.3437 | 69.3827 | 0
| Zone | Remainder of System | 10 | Monthly System Peak Day | SCE | 1-in-2 | 2030 | 3 | 433.5836 | 447.9842 | 8.3373 | 67.3456 | 0
| Zone | Remainder of System | 10 | Monthly System Peak Day | SCE | 1-in-2 | 2030 | 4 | 598.9763 | 615.3672 | 8.3244 | 66.5839 | 0
| Zone | Remainder of System | 10 | Monthly System Peak Day | SCE | 1-in-2 | 2030 | 5 | 584.9812 | 603.9553 | 8.3183 | 65.9856 | 0
| Zone | Remainder of System | 10 | Monthly System Peak Day | SCE | 1-in-2 | 2030 | 6 | 582.0419 | 595.7922 | 8.2957 | 65.2669 | 0
| Zone | Remainder of System | 10 | Monthly System Peak Day | SCE | 1-in-2 | 2030 | 7 | 582.0464 | 575.7986 | 8.2837 | 64.3182 | 0
| Zone | Remainder of System | 10 | Monthly System Peak Day | SCE | 1-in-2 | 2030 | 8 | 570.0698 | 574.6732 | 8.4408 | 64.1286 | 0
| Zone | Remainder of System | 10 | Monthly System Peak Day | SCE | 1-in-2 | 2030 | 9 | 543.8347 | 593.752 | 8.7382 | 64.9142 | 0
| Zone | Remainder of System | 10 | Monthly System Peak Day | SCE | 1-in-2 | 2030 | 10 | 525.3868 | 549.8978 | 8.5254 | 69.0419 | 0
| Zone | Remainder of System | 10 | Monthly System Peak Day | SCE | 1-in-2 | 2030 | 11 | 508.5146 | 530.5148 | 8.667 | 75.3311 | 0
| Zone | Remainder of System | 10 | Monthly System Peak Day | SCE | 1-in-2 | 2030 | 12 | 497.2427 | 522.6976 | 8.838 | 81.3694 | 0
| Zone | Remainder of System | 10 | Monthly System Peak Day | SCE | 1-in-2 | 2030 | 13 | 399.6176 | 409.2288 | 8.985 | 85.661 | 0
| Zone | Remainder of System | 10 | Monthly System Peak Day | SCE | 1-in-2 | 2030 | 14 | 350.3542 | 356.2839 | 8.8895 | 88.0198 | 0
| Zone | Remainder of System | 10 | Monthly System Peak Day | SCE | 1-in-2 | 2030 | 15 | 304.2055 | 311.3089 | 8.6008 | 89.3562 | 0
| Zone | Remainder of System | 10 | Monthly System Peak Day | SCE | 1-in-2 | 2030 | 16 | 273.5169 | 274.8682 | 8.2874 | 90.0823 | 0
| Zone | Remainder of System | 10 | Monthly System Peak Day | SCE | 1-in-2 | 2030 | 17 | 270.808 | 276.9583 | 8.1588 | 89.8948 | 0
| Zone | Remainder of System | 10 | Monthly System Peak Day | SCE | 1-in-2 | 2030 | 18 | 252.201 | 258.6836 | 8.1552 | 88.749 | 0
| Zone | Remainder of System | 10 | Monthly System Peak Day | SCE | 1-in-2 | 2030 | 19 | 266.9886 | 272.6868 | 8.6571 | 86.7542 | 0
| Zone | Remainder of System | 10 | Monthly System Peak Day | SCE | 1-in-2 | 2030 | 20 | 258.5378 | 262.576 | 8.4022 | 83.4368 | 0
| Zone | Remainder of System | 10 | Monthly System Peak Day | SCE | 1-in-2 | 2030 | 21 | 246.372 | 254.6081 | 8.3435 | 80.0617 | 0
| Zone | Remainder of System | 10 | Monthly System Peak Day | SCE | 1-in-2 | 2030 | 22 | 431.1448 | 448.9149 | 8.2632 | 77.4533 | 0
| Zone | Remainder of System | 10 | Monthly System Peak Day | SCE | 1-in-2 | 2030 | 23 | 411.711 | 435.6298 | 8.3517 | 74.9468 | 0
| Zone | Remainder of System | 10 | Monthly System Peak Day | SCE | 1-in-2 | 2030 | 24 | 341.7502 | 379.4115 | 8.4613 | 73.4656 | 0
| Zone | Remainder of System | 11 | Average Weekday | SCE | 1-in-2 | 2030 | 1 | 270.4073 | 277.0697 | 8.4525 | 56.3377 | 0
| Zone | Remainder of System | 11 | Average Weekday | SCE | 1-in-2 | 2030 | 2 | 269.2873 | 275.585 | 8.4711 | 55.4292 | 0
| Zone | Remainder of System | 11 | Average Weekday | SCE | 1-in-2 | 2030 | 3 | 416.2073 | 426.8135 | 8.4461 | 54.7265 | 0
| Zone | Remainder of System | 11 | Average Weekday | SCE | 1-in-2 | 2030 | 4 | 592.3996 | 609.8349 | 8.4577 | 54.1046 | 0
| Zone | Remainder of System | 11 | Average Weekday | SCE | 1-in-2 | 2030 | 5 | 558.043 | 583.7889 | 8.4311 | 53.5218 | 0
| Zone | Remainder of System | 11 | Average Weekday | SCE | 1-in-2 | 2030 | 6 | 546.1853 | 573.7842 | 8.4371 | 52.9617 | 0
| Zone | Remainder of System | 11 | Average Weekday | SCE | 1-in-2 | 2030 | 7 | 554.5573 | 551.7361 | 8.6258 | 52.6793 | 0
| Zone | Remainder of System | 11 | Average Weekday | SCE | 1-in-2 | 2030 | 8 | 532.5506 | 536.8841 | 8.9297 | 52.5522 | 0
| Zone | Remainder of System | 11 | Average Weekday | SCE | 1-in-2 | 2030 | 9 | 517.8348 | 545.1338 | 8.6153 | 54.1377 | 0
| Zone | Remainder of System | 11 | Average Weekday | SCE | 1-in-2 | 2030 | 10 | 495.362 | 507.7317 | 8.9112 | 57.6626 | 0
| Zone | Remainder of System | 11 | Average Weekday | SCE | 1-in-2 | 2030 | 11 | 468.5944 | 476.7105 | 9.1019 | 61.6392 | 0
| Zone | Remainder of System | 11 | Average Weekday | SCE | 1-in-2 | 2030 | 12 | 462.1341 | 469.5423 | 9.1987 | 65.053 | 0
| Zone | Remainder of System | 11 | Average Weekday | SCE | 1-in-2 | 2030 | 13 | 373.343 | 384.5274 | 8.9789 | 67.5163 | 0
| Zone | Remainder of System | 11 | Average Weekday | SCE | 1-in-2 | 2030 | 14 | 340.9219 | 348.6138 | 8.7154 | 69.0679 | 0
| Zone | Remainder of System | 11 | Average Weekday | SCE | 1-in-2 | 2030 | 15 | 287.8839 | 297.3531 | 8.3969 | 69.9383 | 0
| Zone | Remainder of System | 11 | Average Weekday | SCE | 1-in-2 | 2030 | 16 | 260.151 | 262.7134 | 8.4792 | 70.0307 | 0
| Zone | Remainder of System | 11 | Average Weekday | SCE | 1-in-2 | 2030 | 17 | 264.9868 | 270.5519 | 8.2944 | 69.073 | 0
| Zone | Remainder of System | 11 | Average Weekday | SCE | 1-in-2 | 2030 | 18 | 247.1583 | 253.2916 | 8.4638 | 66.8593 | 0
| Zone | Remainder of System | 11 | Average Weekday | SCE | 1-in-2 | 2030 | 19 | 263.9122 | 268.2392 | 8.4198 | 64.2909 | 0
| Zone | Remainder of System | 11 | Average Weekday | SCE | 1-in-2 | 2030 | 20 | 248.6324 | 309.5994 | 10.4877 | 62.3427 | 0
| Zone | Remainder of System | 11 | Average Weekday | SCE | 1-in-2 | 2030 | 21 | 235.4168 | 241.6857 | 8.0704 | 60.7342 | 0
| Zone | Remainder of System | 11 | Average Weekday | SCE | 1-in-2 | 2030 | 22 | 412.9691 | 428.9045 | 8.4189 | 59.3492 | 0
| Zone | Remainder of System | 11 | Average Weekday | SCE | 1-in-2 | 2030 | 23 | 393.9188 | 409.013 | 8.5846 | 58.1896 | 0
| Zone | Remainder of System | 11 | Average Weekday | SCE | 1-in-2 | 2030 | 24 | 322.3872 | 335.1221 | 8.5089 | 57.2544 | 0
| Zone | Remainder of System | 11 | Monthly System Peak Day | SCE | 1-in-2 | 2030 | 1 | 270.4073 | 282.1351 | 8.3704 | 62.9629 | 0
| Zone | Remainder of System | 11 | Monthly System Peak Day | SCE | 1-in-2 | 2030 | 2 | 269.2873 | 279.4808 | 8.3924 | 61.5748 | 0
| Zone | Remainder of System | 11 | Monthly System Peak Day | SCE | 1-in-2 | 2030 | 3 | 416.2073 | 430.2941 | 8.38 | 60.682 | 0
| Zone | Remainder of System | 11 | Monthly System Peak Day | SCE | 1-in-2 | 2030 | 4 | 592.3996 | 613.5724 | 8.3898 | 59.921 | 0
| Zone | Remainder of System | 11 | Monthly System Peak Day | SCE | 1-in-2 | 2030 | 5 | 558.043 | 587.5024 | 8.3806 | 59.1649 | 0
| Zone | Remainder of System | 11 | Monthly System Peak Day | SCE | 1-in-2 | 2030 | 6 | 546.1853 | 574.8481 | 8.3871 | 58.0889 | 0
| Zone | Remainder of System | 11 | Monthly System Peak Day | SCE | 1-in-2 | 2030 | 7 | 554.5573 | 540.115 | 8.5396 | 57.8746 | 0
| Zone | Remainder of System | 11 | Monthly System Peak Day | SCE | 1-in-2 | 2030 | 8 | 532.5506 | 542.3322 | 8.9272 | 57.32 | 0
| Zone | Remainder of System | 11 | Monthly System Peak Day | SCE | 1-in-2 | 2030 | 9 | 517.8348 | 553.5548 | 8.5313 | 59.5354 | 0
| Zone | Remainder of System | 11 | Monthly System Peak Day | SCE | 1-in-2 | 2030 | 10 | 495.362 | 517.9279 | 8.8994 | 64.4605 | 0
| Zone | Remainder of System | 11 | Monthly System Peak Day | SCE | 1-in-2 | 2030 | 11 | 468.5944 | 490.1292 | 9.1822 | 70.7812 | 0
| Zone | Remainder of System | 11 | Monthly System Peak Day | SCE | 1-in-2 | 2030 | 12 | 462.1341 | 485.1409 | 9.3433 | 76.6454 | 0
| Zone | Remainder of System | 11 | Monthly System Peak Day | SCE | 1-in-2 | 2030 | 13 | 373.343 | 384.7228 | 9.0221 | 80.6052 | 0
| Zone | Remainder of System | 11 | Monthly System Peak Day | SCE | 1-in-2 | 2030 | 14 | 340.9219 | 347.2869 | 8.6527 | 83.1096 | 0
| Zone | Remainder of System | 11 | Monthly System Peak Day | SCE | 1-in-2 | 2030 | 15 | 287.8839 | 297.4091 | 8.3067 | 84.4602 | 0
| Zone | Remainder of System | 11 | Monthly System Peak Day | SCE | 1-in-2 | 2030 | 16 | 260.151 | 261.5628 | 8.3901 | 84.6998 | 0
| Zone | Remainder of System | 11 | Monthly System Peak Day | SCE | 1-in-2 | 2030 | 17 | 264.9868 | 272.5009 | 8.2073 | 83.4215 | 0
| Zone | Remainder of System | 11 | Monthly System Peak Day | SCE | 1-in-2 | 2030 | 18 | 247.1583 | 255.8652 | 8.3706 | 80.7623 | 0
| Zone | Remainder of System | 11 | Monthly System Peak Day | SCE | 1-in-2 | 2030 | 19 | 263.9122 | 269.3835 | 8.4188 | 76.9132 | 0
| Zone | Remainder of System | 11 | Monthly System Peak Day | SCE | 1-in-2 | 2030 | 20 | 248.6324 | 356.8448 | 17.1622 | 74.1084 | 0
| Zone | Remainder of System | 11 | Monthly System Peak Day | SCE | 1-in-2 | 2030 | 21 | 235.4168 | 243.9753 | 8.3768 | 71.8048 | 0
| Zone | Remainder of System | 11 | Monthly System Peak Day | SCE | 1-in-2 | 2030 | 22 | 412.9691 | 430.2755 | 8.3412 | 69.7539 | 0
| Zone | Remainder of System | 11 | Monthly System Peak Day | SCE | 1-in-2 | 2030 | 23 | 393.9188 | 414.8107 | 8.4965 | 68.1384 | 0
| Zone | Remainder of System | 11 | Monthly System Peak Day | SCE | 1-in-2 | 2030 | 24 | 322.3872 | 344.959 | 8.4149 | 66.5664 | 0
| Zone | Remainder of System | 12 | Average Weekday | SCE | 1-in-2 | 2030 | 1 | 255.3819 | 262.4406 | 8.314 | 50.1723 | 0
| Zone | Remainder of System | 12 | Average Weekday | SCE | 1-in-2 | 2030 | 2 | 251.3637 | 258.0654 | 8.34 | 49.47 | 0
| Zone | Remainder of System | 12 | Average Weekday | SCE | 1-in-2 | 2030 | 3 | 392.6744 | 404.9214 | 8.3456 | 48.8424 | 0
| Zone | Remainder of System | 12 | Average Weekday | SCE | 1-in-2 | 2030 | 4 | 568.025 | 587.4552 | 8.3523 | 48.2737 | 0
| Zone | Remainder of System | 12 | Average Weekday | SCE | 1-in-2 | 2030 | 5 | 537.9383 | 566.7916 | 8.3558 | 47.7582 | 0
| Zone | Remainder of System | 12 | Average Weekday | SCE | 1-in-2 | 2030 | 6 | 514.8764 | 547.1677 | 8.361 | 47.2208 | 0
| Zone | Remainder of System | 12 | Average Weekday | SCE | 1-in-2 | 2030 | 7 | 508.9586 | 507.8077 | 8.3221 | 46.8903 | 0
| Zone | Remainder of System | 12 | Average Weekday | SCE | 1-in-2 | 2030 | 8 | 499.9848 | 506.8401 | 8.2737 | 46.6249 | 0
| Zone | Remainder of System | 12 | Average Weekday | SCE | 1-in-2 | 2030 | 9 | 480.9399 | 509.1075 | 8.2253 | 47.1296 | 0
| Zone | Remainder of System | 12 | Average Weekday | SCE | 1-in-2 | 2030 | 10 | 451.4265 | 467.9548 | 8.2525 | 49.7166 | 0
| Zone | Remainder of System | 12 | Average Weekday | SCE | 1-in-2 | 2030 | 11 | 426.5193 | 436.574 | 8.2099 | 53.0028 | 0
| Zone | Remainder of System | 12 | Average Weekday | SCE | 1-in-2 | 2030 | 12 | 418.9507 | 425.9699 | 8.1706 | 56.0652 | 0
| Zone | Remainder of System | 12 | Average Weekday | SCE | 1-in-2 | 2030 | 13 | 339.4912 | 350.2657 | 8.1609 | 58.4044 | 0
| Zone | Remainder of System | 12 | Average Weekday | SCE | 1-in-2 | 2030 | 14 | 309.5808 | 318.107 | 8.1943 | 60.0157 | 0
| Zone | Remainder of System | 12 | Average Weekday | SCE | 1-in-2 | 2030 | 15 | 270.8251 | 279.5613 | 8.2497 | 60.9106 | 0
| Zone | Remainder of System | 12 | Average Weekday | SCE | 1-in-2 | 2030 | 16 | 237.9323 | 240.4336 | 8.3082 | 61.1029 | 0
| Zone | Remainder of System | 12 | Average Weekday | SCE | 1-in-2 | 2030 | 17 | 243.8056 | 250.3485 | 8.1737 | 60.4067 | 0
| Zone | Remainder of System | 12 | Average Weekday | SCE | 1-in-2 | 2030 | 18 | 228.1628 | 234.0571 | 8.1525 | 58.4535 | 0
| Zone | Remainder of System | 12 | Average Weekday | SCE | 1-in-2 | 2030 | 19 | 246.1538 | 250.4724 | 8.4194 | 56.1744 | 0
| Zone | Remainder of System | 12 | Average Weekday | SCE | 1-in-2 | 2030 | 20 | 238.3028 | 300.0672 | 8.435 | 54.5751 | 0
| Zone | Remainder of System | 12 | Average Weekday | SCE | 1-in-2 | 2030 | 21 | 225.2956 | 231.9904 | 8.0702 | 53.3029 | 0
| Zone | Remainder of System | 12 | Average Weekday | SCE | 1-in-2 | 2030 | 22 | 400.3852 | 415.9926 | 8.2569 | 52.1925 | 0
| Zone | Remainder of System | 12 | Average Weekday | SCE | 1-in-2 | 2030 | 23 | 382.8496 | 397.5454 | 8.2824 | 51.2585 | 0
| Zone | Remainder of System | 12 | Average Weekday | SCE | 1-in-2 | 2030 | 24 | 312.3294 | 325.886 | 8.2857 | 50.3709 | 0
| Zone | Remainder of System | 12 | Monthly System Peak Day | SCE | 1-in-2 | 2030 | 1 | 255.3819 | 262.4406 | 8.314 | 42.6698 | 0
| Zone | Remainder of System | 12 | Monthly System Peak Day | SCE | 1-in-2 | 2030 | 2 | 251.3637 | 258.0654 | 8.34 | 41.9151 | 0
| Zone | Remainder of System | 12 | Monthly System Peak Day | SCE | 1-in-2 | 2030 | 3 | 392.6744 | 404.9214 | 8.3456 | 41.1108 | 0
| Zone | Remainder of System | 12 | Monthly System Peak Day | SCE | 1-in-2 | 2030 | 4 | 568.025 | 587.4552 | 8.3523 | 40.6979 | 0
| Zone | Remainder of System | 12 | Monthly System Peak Day | SCE | 1-in-2 | 2030 | 5 | 537.9383 | 566.7916 | 8.3558 | 40.2189 | 0
| Zone | Remainder of System | 12 | Monthly System Peak Day | SCE | 1-in-2 | 2030 | 6 | 514.8764 | 547.1677 | 8.361 | 39.9074 | 0
| Zone | Remainder of System | 12 | Monthly System Peak Day | SCE | 1-in-2 | 2030 | 7 | 508.9586 | 507.8077 | 8.3221 | 39.547 | 0
| Zone | Remainder of System | 12 | Monthly System Peak Day | SCE | 1-in-2 | 2030 | 8 | 499.9848 | 506.8401 | 8.2737 | 38.9194 | 0
| Zone | Remainder of System | 12 | Monthly System Peak Day | SCE | 1-in-2 | 2030 | 9 | 480.9399 | 509.1075 | 8.2253 | 39.6245 | 0
| Zone | Remainder of System | 12 | Monthly System Peak Day | SCE | 1-in-2 | 2030 | 10 | 451.4265 | 467.9548 | 8.2525 | 43.6048 | 0
| Zone | Remainder of System | 12 | Monthly System Peak Day | SCE | 1-in-2 | 2030 | 11 | 426.5193 | 436.574 | 8.2099 | 48.0539 | 0
| Zone | Remainder of System | 12 | Monthly System Peak Day | SCE | 1-in-2 | 2030 | 12 | 418.9507 | 425.9699 | 8.1706 | 52.486 | 0
| Zone | Remainder of System | 12 | Monthly System Peak Day | SCE | 1-in-2 | 2030 | 13 | 339.4912 | 350.2657 | 8.1609 | 55.021 | 0
| Zone | Remainder of System | 12 | Monthly System Peak Day | SCE | 1-in-2 | 2030 | 14 | 309.5808 | 318.107 | 8.1943 | 56.6707 | 0
| Zone | Remainder of System | 12 | Monthly System Peak Day | SCE | 1-in-2 | 2030 | 15 | 270.8251 | 279.5613 | 8.2497 | 57.6764 | 0
| Zone | Remainder of System | 12 | Monthly System Peak Day | SCE | 1-in-2 | 2030 | 16 | 237.9323 | 240.4336 | 8.3082 | 58.0747 | 0
| Zone | Remainder of System | 12 | Monthly System Peak Day | SCE | 1-in-2 | 2030 | 17 | 243.8056 | 250.3485 | 8.1737 | 57.8306 | 0
| Zone | Remainder of System | 12 | Monthly System Peak Day | SCE | 1-in-2 | 2030 | 18 | 228.1628 | 234.0571 | 8.1525 | 55.8258 | 0
| Zone | Remainder of System | 12 | Monthly System Peak Day | SCE | 1-in-2 | 2030 | 19 | 246.1538 | 250.4724 | 8.4194 | 52.9366 | 0
| Zone | Remainder of System | 12 | Monthly System Peak Day | SCE | 1-in-2 | 2030 | 20 | 238.3028 | 300.0672 | 8.435 | 50.7595 | 0
| Zone | Remainder of System | 12 | Monthly System Peak Day | SCE | 1-in-2 | 2030 | 21 | 225.2956 | 231.9904 | 8.0702 | 48.9271 | 0
| Zone | Remainder of System | 12 | Monthly System Peak Day | SCE | 1-in-2 | 2030 | 22 | 400.3852 | 415.9926 | 8.2569 | 47.1432 | 0
| Zone | Remainder of System | 12 | Monthly System Peak Day | SCE | 1-in-2 | 2030 | 23 | 382.8496 | 397.5454 | 8.2824 | 45.5948 | 0
| Zone | Remainder of System | 12 | Monthly System Peak Day | SCE | 1-in-2 | 2030 | 24 | 312.3294 | 325.886 | 8.2857 | 44.4353 | 0
| Zone | Remainder of System | 1 | Average Weekday | SCE | 1-in-2 | 2031 | 1 | 264.2133 | 270.5602 | 8.3129 | 51.6842 | 0
| Zone | Remainder of System | 1 | Average Weekday | SCE | 1-in-2 | 2031 | 2 | 261.9668 | 269.2266 | 8.3387 | 50.7685 | 0
| Zone | Remainder of System | 1 | Average Weekday | SCE | 1-in-2 | 2031 | 3 | 405.8554 | 417.6187 | 8.3443 | 49.9205 | 0
| Zone | Remainder of System | 1 | Average Weekday | SCE | 1-in-2 | 2031 | 4 | 577.2267 | 595.5885 | 8.351 | 49.2463 | 0
| Zone | Remainder of System | 1 | Average Weekday | SCE | 1-in-2 | 2031 | 5 | 549.2726 | 577.2512 | 8.3545 | 48.4951 | 0
| Zone | Remainder of System | 1 | Average Weekday | SCE | 1-in-2 | 2031 | 6 | 535.6451 | 566.8371 | 8.3598 | 47.8427 | 0
| Zone | Remainder of System | 1 | Average Weekday | SCE | 1-in-2 | 2031 | 7 | 542.465 | 540.3316 | 8.321 | 47.4947 | 0
| Zone | Remainder of System | 1 | Average Weekday | SCE | 1-in-2 | 2031 | 8 | 533.7269 | 539.5085 | 8.2729 | 47.191 | 0
| Zone | Remainder of System | 1 | Average Weekday | SCE | 1-in-2 | 2031 | 9 | 501.8966 | 527.5773 | 8.2249 | 47.8607 | 0
| Zone | Remainder of System | 1 | Average Weekday | SCE | 1-in-2 | 2031 | 10 | 483.8355 | 496.9937 | 8.2517 | 51.2694 | 0
| Zone | Remainder of System | 1 | Average Weekday | SCE | 1-in-2 | 2031 | 11 | 455.1088 | 463.4817 | 8.2096 | 55.8102 | 0
| Zone | Remainder of System | 1 | Average Weekday | SCE | 1-in-2 | 2031 | 12 | 450.1303 | 457.229 | 8.1707 | 60.0831 | 0
| Zone | Remainder of System | 1 | Average Weekday | SCE | 1-in-2 | 2031 | 13 | 378.0856 | 388.8773 | 8.1612 | 63.2369 | 0
| Zone | Remainder of System | 1 | Average Weekday | SCE | 1-in-2 | 2031 | 14 | 342.8955 | 350.585 | 8.1942 | 65.3415 | 0
| Zone | Remainder of System | 1 | Average Weekday | SCE | 1-in-2 | 2031 | 15 | 297.339 | 305.1169 | 8.249 | 66.6752 | 0
| Zone | Remainder of System | 1 | Average Weekday | SCE | 1-in-2 | 2031 | 16 | 264.3854 | 266.6266 | 8.3071 | 67.1856 | 0
| Zone | Remainder of System | 1 | Average Weekday | SCE | 1-in-2 | 2031 | 17 | 267.7439 | 274.1243 | 8.1798 | 66.6752 | 0
| Zone | Remainder of System | 1 | Average Weekday | SCE | 1-in-2 | 2031 | 18 | 248.8756 | 254.9452 | 8.1586 | 64.7423 | 0
| Zone | Remainder of System | 1 | Average Weekday | SCE | 1-in-2 | 2031 | 19 | 262.5458 | 266.9283 | 8.422 | 61.5145 | 0
| Zone | Remainder of System | 1 | Average Weekday | SCE | 1-in-2 | 2031 | 20 | 252.9203 | 314.7245 | 8.4369 | 59.0859 | 0
| Zone | Remainder of System | 1 | Average Weekday | SCE | 1-in-2 | 2031 | 21 | 235.8364 | 242.2888 | 8.0747 | 57.2936 | 0
| Zone | Remainder of System | 1 | Average Weekday | SCE | 1-in-2 | 2031 | 22 | 410.3665 | 426.2364 | 8.2557 | 55.8199 | 0
| Zone | Remainder of System | 1 | Average Weekday | SCE | 1-in-2 | 2031 | 23 | 397.6696 | 412.4399 | 8.2816 | 54.5391 | 0
| Zone | Remainder of System | 1 | Average Weekday | SCE | 1-in-2 | 2031 | 24 | 328.2159 | 340.6122 | 8.2848 | 53.3992 | 0
| Zone | Remainder of System | 1 | Monthly System Peak Day | SCE | 1-in-2 | 2031 | 1 | 264.2133 | 270.5602 | 8.3129 | 45.2329 | 0
| Zone | Remainder of System | 1 | Monthly System Peak Day | SCE | 1-in-2 | 2031 | 2 | 261.9668 | 269.2266 | 8.3387 | 44.3477 | 0
| Zone | Remainder of System | 1 | Monthly System Peak Day | SCE | 1-in-2 | 2031 | 3 | 405.8554 | 417.6187 | 8.3443 | 43.1525 | 0
| Zone | Remainder of System | 1 | Monthly System Peak Day | SCE | 1-in-2 | 2031 | 4 | 577.2267 | 595.5885 | 8.351 | 42.4549 | 0
| Zone | Remainder of System | 1 | Monthly System Peak Day | SCE | 1-in-2 | 2031 | 5 | 549.2726 | 577.2512 | 8.3545 | 41.466 | 0
| Zone | Remainder of System | 1 | Monthly System Peak Day | SCE | 1-in-2 | 2031 | 6 | 535.6451 | 566.8371 | 8.3598 | 41.032 | 0
| Zone | Remainder of System | 1 | Monthly System Peak Day | SCE | 1-in-2 | 2031 | 7 | 542.465 | 540.3316 | 8.321 | 40.989 | 0
| Zone | Remainder of System | 1 | Monthly System Peak Day | SCE | 1-in-2 | 2031 | 8 | 533.7269 | 539.5085 | 8.2729 | 41.1076 | 0
| Zone | Remainder of System | 1 | Monthly System Peak Day | SCE | 1-in-2 | 2031 | 9 | 501.8966 | 527.5773 | 8.2249 | 41.7407 | 0
| Zone | Remainder of System | 1 | Monthly System Peak Day | SCE | 1-in-2 | 2031 | 10 | 483.8355 | 496.9937 | 8.2517 | 44.4336 | 0
| Zone | Remainder of System | 1 | Monthly System Peak Day | SCE | 1-in-2 | 2031 | 11 | 455.1088 | 463.4817 | 8.2096 | 47.8574 | 0
| Zone | Remainder of System | 1 | Monthly System Peak Day | SCE | 1-in-2 | 2031 | 12 | 450.1303 | 457.229 | 8.1707 | 50.8356 | 0
| Zone | Remainder of System | 1 | Monthly System Peak Day | SCE | 1-in-2 | 2031 | 13 | 378.0856 | 388.8773 | 8.1612 | 52.4705 | 0
| Zone | Remainder of System | 1 | Monthly System Peak Day | SCE | 1-in-2 | 2031 | 14 | 342.8955 | 350.585 | 8.1942 | 52.7748 | 0
| Zone | Remainder of System | 1 | Monthly System Peak Day | SCE | 1-in-2 | 2031 | 15 | 297.339 | 305.1169 | 8.249 | 53.0031 | 0
| Zone | Remainder of System | 1 | Monthly System Peak Day | SCE | 1-in-2 | 2031 | 16 | 264.3854 | 266.6266 | 8.3071 | 54.3325 | 0
| Zone | Remainder of System | 1 | Monthly System Peak Day | SCE | 1-in-2 | 2031 | 17 | 267.7439 | 274.1243 | 8.1798 | 54.7159 | 0
| Zone | Remainder of System | 1 | Monthly System Peak Day | SCE | 1-in-2 | 2031 | 18 | 248.8756 | 254.9452 | 8.1586 | 53.6653 | 0
| Zone | Remainder of System | 1 | Monthly System Peak Day | SCE | 1-in-2 | 2031 | 19 | 262.5458 | 266.9283 | 8.422 | 51.839 | 0
| Zone | Remainder of System | 1 | Monthly System Peak Day | SCE | 1-in-2 | 2031 | 20 | 252.9203 | 314.7245 | 8.4369 | 50.4515 | 0
| Zone | Remainder of System | 1 | Monthly System Peak Day | SCE | 1-in-2 | 2031 | 21 | 235.8364 | 242.2888 | 8.0747 | 49.5422 | 0
| Zone | Remainder of System | 1 | Monthly System Peak Day | SCE | 1-in-2 | 2031 | 22 | 410.3665 | 426.2364 | 8.2557 | 48.5366 | 0
| Zone | Remainder of System | 1 | Monthly System Peak Day | SCE | 1-in-2 | 2031 | 23 | 397.6696 | 412.4399 | 8.2816 | 47.118 | 0
| Zone | Remainder of System | 1 | Monthly System Peak Day | SCE | 1-in-2 | 2031 | 24 | 328.2159 | 340.6122 | 8.2848 | 46.2753 | 0
| Zone | Remainder of System | 2 | Average Weekday | SCE | 1-in-2 | 2031 | 1 | 264.2679 | 271.4318 | 8.3696 | 51.2742 | 0
| Zone | Remainder of System | 2 | Average Weekday | SCE | 1-in-2 | 2031 | 2 | 258.632 | 266.7766 | 8.401 | 50.4072 | 0
| Zone | Remainder of System | 2 | Average Weekday | SCE | 1-in-2 | 2031 | 3 | 398.9239 | 412.1198 | 8.4077 | 49.536 | 0
| Zone | Remainder of System | 2 | Average Weekday | SCE | 1-in-2 | 2031 | 4 | 566.5366 | 587.7264 | 8.4155 | 48.8013 | 0
| Zone | Remainder of System | 2 | Average Weekday | SCE | 1-in-2 | 2031 | 5 | 546.8792 | 577.8505 | 8.4189 | 48.212 | 0
| Zone | Remainder of System | 2 | Average Weekday | SCE | 1-in-2 | 2031 | 6 | 537.4132 | 570.5652 | 8.4236 | 47.6223 | 0
| Zone | Remainder of System | 2 | Average Weekday | SCE | 1-in-2 | 2031 | 7 | 530.1985 | 529.5339 | 8.3763 | 47.1867 | 0
| Zone | Remainder of System | 2 | Average Weekday | SCE | 1-in-2 | 2031 | 8 | 520.3616 | 526.5835 | 8.3191 | 47.0018 | 0
| Zone | Remainder of System | 2 | Average Weekday | SCE | 1-in-2 | 2031 | 9 | 500.7915 | 526.8862 | 8.2609 | 48.3194 | 0
| Zone | Remainder of System | 2 | Average Weekday | SCE | 1-in-2 | 2031 | 10 | 478.5303 | 491.0578 | 8.2958 | 51.798 | 0
| Zone | Remainder of System | 2 | Average Weekday | SCE | 1-in-2 | 2031 | 11 | 454.2907 | 462.8972 | 8.2424 | 55.8778 | 0
| Zone | Remainder of System | 2 | Average Weekday | SCE | 1-in-2 | 2031 | 12 | 449.1203 | 456.8998 | 8.1918 | 59.4056 | 0
| Zone | Remainder of System | 2 | Average Weekday | SCE | 1-in-2 | 2031 | 13 | 372.834 | 384.6721 | 8.1784 | 62.0189 | 0
| Zone | Remainder of System | 2 | Average Weekday | SCE | 1-in-2 | 2031 | 14 | 334.6246 | 342.9389 | 8.2216 | 63.7177 | 0
| Zone | Remainder of System | 2 | Average Weekday | SCE | 1-in-2 | 2031 | 15 | 283.7662 | 293.8521 | 8.2913 | 64.6926 | 0
| Zone | Remainder of System | 2 | Average Weekday | SCE | 1-in-2 | 2031 | 16 | 254.0054 | 257.8368 | 8.3631 | 64.9768 | 0
| Zone | Remainder of System | 2 | Average Weekday | SCE | 1-in-2 | 2031 | 17 | 246.522 | 251.6626 | 8.2121 | 64.4648 | 0
| Zone | Remainder of System | 2 | Average Weekday | SCE | 1-in-2 | 2031 | 18 | 233.1703 | 238.3311 | 8.1845 | 63.0519 | 0
| Zone | Remainder of System | 2 | Average Weekday | SCE | 1-in-2 | 2031 | 19 | 254.9906 | 259.4542 | 8.422 | 60.4631 | 0
| Zone | Remainder of System | 2 | Average Weekday | SCE | 1-in-2 | 2031 | 20 | 246.0981 | 306.0232 | 8.4404 | 58.0362 | 0
| Zone | Remainder of System | 2 | Average Weekday | SCE | 1-in-2 | 2031 | 21 | 224.3076 | 230.4978 | 8.0491 | 56.2859 | 0
| Zone | Remainder of System | 2 | Average Weekday | SCE | 1-in-2 | 2031 | 22 | 395.3236 | 411.041 | 8.2966 | 54.9557 | 0
| Zone | Remainder of System | 2 | Average Weekday | SCE | 1-in-2 | 2031 | 23 | 380.9596 | 396.1292 | 8.3305 | 53.7427 | 0
| Zone | Remainder of System | 2 | Average Weekday | SCE | 1-in-2 | 2031 | 24 | 321.2086 | 334.8733 | 8.3348 | 52.6077 | 0
| Zone | Remainder of System | 2 | Monthly System Peak Day | SCE | 1-in-2 | 2031 | 1 | 264.2679 | 271.4318 | 8.3696 | 43.0796 | 0
| Zone | Remainder of System | 2 | Monthly System Peak Day | SCE | 1-in-2 | 2031 | 2 | 258.632 | 266.7766 | 8.401 | 42.6704 | 0
| Zone | Remainder of System | 2 | Monthly System Peak Day | SCE | 1-in-2 | 2031 | 3 | 398.9239 | 412.1198 | 8.4077 | 42.2478 | 0
| Zone | Remainder of System | 2 | Monthly System Peak Day | SCE | 1-in-2 | 2031 | 4 | 566.5366 | 587.7264 | 8.4155 | 41.6455 | 0
| Zone | Remainder of System | 2 | Monthly System Peak Day | SCE | 1-in-2 | 2031 | 5 | 546.8792 | 577.8505 | 8.4189 | 40.9489 | 0
| Zone | Remainder of System | 2 | Monthly System Peak Day | SCE | 1-in-2 | 2031 | 6 | 537.4132 | 570.5652 | 8.4236 | 40.2685 | 0
| Zone | Remainder of System | 2 | Monthly System Peak Day | SCE | 1-in-2 | 2031 | 7 | 530.1985 | 529.5339 | 8.3763 | 40.074 | 0
| Zone | Remainder of System | 2 | Monthly System Peak Day | SCE | 1-in-2 | 2031 | 8 | 520.3616 | 526.5835 | 8.3191 | 40.4173 | 0
| Zone | Remainder of System | 2 | Monthly System Peak Day | SCE | 1-in-2 | 2031 | 9 | 500.7915 | 526.8862 | 8.2609 | 41.9505 | 0
| Zone | Remainder of System | 2 | Monthly System Peak Day | SCE | 1-in-2 | 2031 | 10 | 478.5303 | 491.0578 | 8.2958 | 44.4785 | 0
| Zone | Remainder of System | 2 | Monthly System Peak Day | SCE | 1-in-2 | 2031 | 11 | 454.2907 | 462.8972 | 8.2424 | 47.3478 | 0
| Zone | Remainder of System | 2 | Monthly System Peak Day | SCE | 1-in-2 | 2031 | 12 | 449.1203 | 456.8998 | 8.1918 | 49.7673 | 0
| Zone | Remainder of System | 2 | Monthly System Peak Day | SCE | 1-in-2 | 2031 | 13 | 372.834 | 384.6721 | 8.1784 | 51.7034 | 0
| Zone | Remainder of System | 2 | Monthly System Peak Day | SCE | 1-in-2 | 2031 | 14 | 334.6246 | 342.9389 | 8.2216 | 53.2478 | 0
| Zone | Remainder of System | 2 | Monthly System Peak Day | SCE | 1-in-2 | 2031 | 15 | 283.7662 | 293.8521 | 8.2913 | 54.4851 | 0
| Zone | Remainder of System | 2 | Monthly System Peak Day | SCE | 1-in-2 | 2031 | 16 | 254.0054 | 257.8368 | 8.3631 | 55.3304 | 0
| Zone | Remainder of System | 2 | Monthly System Peak Day | SCE | 1-in-2 | 2031 | 17 | 246.522 | 251.6626 | 8.2121 | 55.3557 | 0
| Zone | Remainder of System | 2 | Monthly System Peak Day | SCE | 1-in-2 | 2031 | 18 | 233.1703 | 238.3311 | 8.1845 | 54.5997 | 0
| Zone | Remainder of System | 2 | Monthly System Peak Day | SCE | 1-in-2 | 2031 | 19 | 254.9906 | 259.4542 | 8.422 | 52.7071 | 0
| Zone | Remainder of System | 2 | Monthly System Peak Day | SCE | 1-in-2 | 2031 | 20 | 246.0981 | 306.0232 | 8.4404 | 51.0971 | 0
| Zone | Remainder of System | 2 | Monthly System Peak Day | SCE | 1-in-2 | 2031 | 21 | 224.3076 | 230.4978 | 8.0491 | 49.6206 | 0
| Zone | Remainder of System | 2 | Monthly System Peak Day | SCE | 1-in-2 | 2031 | 22 | 395.3236 | 411.041 | 8.2966 | 48.4219 | 0
| Zone | Remainder of System | 2 | Monthly System Peak Day | SCE | 1-in-2 | 2031 | 23 | 380.9596 | 396.1292 | 8.3305 | 47.5168 | 0
| Zone | Remainder of System | 2 | Monthly System Peak Day | SCE | 1-in-2 | 2031 | 24 | 321.2086 | 334.8733 | 8.3348 | 46.4661 | 0
| Zone | Remainder of System | 3 | Average Weekday | SCE | 1-in-2 | 2031 | 1 | 271.7286 | 283.5728 | 8.4564 | 54.1435 | 0
| Zone | Remainder of System | 3 | Average Weekday | SCE | 1-in-2 | 2031 | 2 | 266.3632 | 274.1714 | 8.4077 | 53.2403 | 0
| Zone | Remainder of System | 3 | Average Weekday | SCE | 1-in-2 | 2031 | 3 | 425.7502 | 436.9267 | 8.4005 | 52.4569 | 0
| Zone | Remainder of System | 3 | Average Weekday | SCE | 1-in-2 | 2031 | 4 | 599.1603 | 616.0167 | 8.3833 | 51.7498 | 0
| Zone | Remainder of System | 3 | Average Weekday | SCE | 1-in-2 | 2031 | 5 | 565.5468 | 584.9297 | 8.3771 | 51.0914 | 0
| Zone | Remainder of System | 3 | Average Weekday | SCE | 1-in-2 | 2031 | 6 | 556.4883 | 575.8386 | 8.3457 | 50.5427 | 0
| Zone | Remainder of System | 3 | Average Weekday | SCE | 1-in-2 | 2031 | 7 | 560.6113 | 561.2991 | 8.3307 | 50.1566 | 0
| Zone | Remainder of System | 3 | Average Weekday | SCE | 1-in-2 | 2031 | 8 | 538.4758 | 548.9395 | 8.4848 | 49.9464 | 0
| Zone | Remainder of System | 3 | Average Weekday | SCE | 1-in-2 | 2031 | 9 | 523.3001 | 563.1671 | 8.6752 | 51.061 | 0
| Zone | Remainder of System | 3 | Average Weekday | SCE | 1-in-2 | 2031 | 10 | 504.1051 | 526.7528 | 8.5426 | 53.9562 | 0
| Zone | Remainder of System | 3 | Average Weekday | SCE | 1-in-2 | 2031 | 11 | 471.7861 | 488.2903 | 8.6217 | 57.3554 | 0
| Zone | Remainder of System | 3 | Average Weekday | SCE | 1-in-2 | 2031 | 12 | 471.4676 | 483.5658 | 8.7111 | 60.4466 | 0
| Zone | Remainder of System | 3 | Average Weekday | SCE | 1-in-2 | 2031 | 13 | 377.9348 | 388.7837 | 8.786 | 62.898 | 0
| Zone | Remainder of System | 3 | Average Weekday | SCE | 1-in-2 | 2031 | 14 | 353.4382 | 361.084 | 8.7358 | 64.7007 | 0
| Zone | Remainder of System | 3 | Average Weekday | SCE | 1-in-2 | 2031 | 15 | 306.3638 | 313.37 | 8.5692 | 65.848 | 0
| Zone | Remainder of System | 3 | Average Weekday | SCE | 1-in-2 | 2031 | 16 | 272.8777 | 275.7621 | 8.3524 | 66.4528 | 0
| Zone | Remainder of System | 3 | Average Weekday | SCE | 1-in-2 | 2031 | 17 | 274.5072 | 280.2332 | 8.2082 | 66.4302 | 0
| Zone | Remainder of System | 3 | Average Weekday | SCE | 1-in-2 | 2031 | 18 | 247.7401 | 254.1177 | 8.2227 | 65.606 | 0
| Zone | Remainder of System | 3 | Average Weekday | SCE | 1-in-2 | 2031 | 19 | 262.3384 | 268.9877 | 8.5088 | 63.9302 | 0
| Zone | Remainder of System | 3 | Average Weekday | SCE | 1-in-2 | 2031 | 20 | 248.6435 | 251.838 | 8.4048 | 61.6012 | 0
| Zone | Remainder of System | 3 | Average Weekday | SCE | 1-in-2 | 2031 | 21 | 220.8648 | 225.8634 | 8.0782 | 59.2809 | 0
| Zone | Remainder of System | 3 | Average Weekday | SCE | 1-in-2 | 2031 | 22 | 419.5272 | 437.8668 | 8.3102 | 57.6995 | 0
| Zone | Remainder of System | 3 | Average Weekday | SCE | 1-in-2 | 2031 | 23 | 409.9626 | 431.4076 | 8.4116 | 56.5104 | 0
| Zone | Remainder of System | 3 | Average Weekday | SCE | 1-in-2 | 2031 | 24 | 352.8265 | 377.8507 | 8.5016 | 55.5042 | 0
| Zone | Remainder of System | 3 | Monthly System Peak Day | SCE | 1-in-2 | 2031 | 1 | 271.7286 | 283.5728 | 8.4564 | 56.5818 | 0
| Zone | Remainder of System | 3 | Monthly System Peak Day | SCE | 1-in-2 | 2031 | 2 | 266.3632 | 274.1714 | 8.4077 | 55.43 | 0
| Zone | Remainder of System | 3 | Monthly System Peak Day | SCE | 1-in-2 | 2031 | 3 | 425.7502 | 436.9267 | 8.4005 | 53.8095 | 0
| Zone | Remainder of System | 3 | Monthly System Peak Day | SCE | 1-in-2 | 2031 | 4 | 599.1603 | 616.0167 | 8.3833 | 52.9917 | 0
| Zone | Remainder of System | 3 | Monthly System Peak Day | SCE | 1-in-2 | 2031 | 5 | 565.5468 | 584.9297 | 8.3771 | 52.1472 | 0
| Zone | Remainder of System | 3 | Monthly System Peak Day | SCE | 1-in-2 | 2031 | 6 | 556.4883 | 575.8386 | 8.3457 | 51.274 | 0
| Zone | Remainder of System | 3 | Monthly System Peak Day | SCE | 1-in-2 | 2031 | 7 | 560.6113 | 561.2991 | 8.3307 | 50.7147 | 0
| Zone | Remainder of System | 3 | Monthly System Peak Day | SCE | 1-in-2 | 2031 | 8 | 538.4758 | 548.9395 | 8.4848 | 50.1826 | 0
| Zone | Remainder of System | 3 | Monthly System Peak Day | SCE | 1-in-2 | 2031 | 9 | 523.3001 | 563.1671 | 8.6752 | 50.6921 | 0
| Zone | Remainder of System | 3 | Monthly System Peak Day | SCE | 1-in-2 | 2031 | 10 | 504.1051 | 526.7528 | 8.5426 | 53.8657 | 0
| Zone | Remainder of System | 3 | Monthly System Peak Day | SCE | 1-in-2 | 2031 | 11 | 471.7861 | 488.2903 | 8.6217 | 58.4301 | 0
| Zone | Remainder of System | 3 | Monthly System Peak Day | SCE | 1-in-2 | 2031 | 12 | 471.4676 | 483.5658 | 8.7111 | 62.8319 | 0
| Zone | Remainder of System | 3 | Monthly System Peak Day | SCE | 1-in-2 | 2031 | 13 | 377.9348 | 388.7837 | 8.786 | 66.0819 | 0
| Zone | Remainder of System | 3 | Monthly System Peak Day | SCE | 1-in-2 | 2031 | 14 | 353.4382 | 361.084 | 8.7358 | 67.8967 | 0
| Zone | Remainder of System | 3 | Monthly System Peak Day | SCE | 1-in-2 | 2031 | 15 | 306.3638 | 313.37 | 8.5692 | 68.9896 | 0
| Zone | Remainder of System | 3 | Monthly System Peak Day | SCE | 1-in-2 | 2031 | 16 | 272.8777 | 275.7621 | 8.3524 | 69.8232 | 0
| Zone | Remainder of System | 3 | Monthly System Peak Day | SCE | 1-in-2 | 2031 | 17 | 274.5072 | 280.2332 | 8.2082 | 70.0976 | 0
| Zone | Remainder of System | 3 | Monthly System Peak Day | SCE | 1-in-2 | 2031 | 18 | 247.7401 | 254.1177 | 8.2227 | 69.6302 | 0
| Zone | Remainder of System | 3 | Monthly System Peak Day | SCE | 1-in-2 | 2031 | 19 | 262.3384 | 268.9877 | 8.5088 | 68.0398 | 0
| Zone | Remainder of System | 3 | Monthly System Peak Day | SCE | 1-in-2 | 2031 | 20 | 248.6435 | 251.838 | 8.4048 | 65.2065 | 0
| Zone | Remainder of System | 3 | Monthly System Peak Day | SCE | 1-in-2 | 2031 | 21 | 220.8648 | 225.8634 | 8.0782 | 62.3174 | 0
| Zone | Remainder of System | 3 | Monthly System Peak Day | SCE | 1-in-2 | 2031 | 22 | 419.5272 | 437.8668 | 8.3102 | 60.1617 | 0
| Zone | Remainder of System | 3 | Monthly System Peak Day | SCE | 1-in-2 | 2031 | 23 | 409.9626 | 431.4076 | 8.4116 | 58.5692 | 0
| Zone | Remainder of System | 3 | Monthly System Peak Day | SCE | 1-in-2 | 2031 | 24 | 352.8265 | 377.8507 | 8.5016 | 57.2979 | 0
| Zone | Remainder of System | 4 | Average Weekday | SCE | 1-in-2 | 2031 | 1 | 269.8711 | 281.0835 | 8.4729 | 56.7256 | 0
| Zone | Remainder of System | 4 | Average Weekday | SCE | 1-in-2 | 2031 | 2 | 268.2946 | 276.8842 | 8.4249 | 55.8527 | 0
| Zone | Remainder of System | 4 | Average Weekday | SCE | 1-in-2 | 2031 | 3 | 427.6874 | 439.5258 | 8.4177 | 55.0819 | 0
| Zone | Remainder of System | 4 | Average Weekday | SCE | 1-in-2 | 2031 | 4 | 595.8516 | 612.7848 | 8.4007 | 54.4336 | 0
| Zone | Remainder of System | 4 | Average Weekday | SCE | 1-in-2 | 2031 | 5 | 550.6481 | 568.8322 | 8.3943 | 53.7938 | 0
| Zone | Remainder of System | 4 | Average Weekday | SCE | 1-in-2 | 2031 | 6 | 546.6115 | 565.0589 | 8.3626 | 53.2767 | 0
| Zone | Remainder of System | 4 | Average Weekday | SCE | 1-in-2 | 2031 | 7 | 550.0663 | 551.2273 | 8.3465 | 52.8415 | 0
| Zone | Remainder of System | 4 | Average Weekday | SCE | 1-in-2 | 2031 | 8 | 534.3639 | 541.8037 | 8.4999 | 52.6877 | 0
| Zone | Remainder of System | 4 | Average Weekday | SCE | 1-in-2 | 2031 | 9 | 505.415 | 543.8621 | 8.6889 | 54.1994 | 0
| Zone | Remainder of System | 4 | Average Weekday | SCE | 1-in-2 | 2031 | 10 | 486.9735 | 510.1858 | 8.5576 | 57.0022 | 0
| Zone | Remainder of System | 4 | Average Weekday | SCE | 1-in-2 | 2031 | 11 | 460.5151 | 474.7887 | 8.635 | 59.9768 | 0
| Zone | Remainder of System | 4 | Average Weekday | SCE | 1-in-2 | 2031 | 12 | 460.0209 | 472.1206 | 8.7226 | 62.8243 | 0
| Zone | Remainder of System | 4 | Average Weekday | SCE | 1-in-2 | 2031 | 13 | 375.9296 | 386.7105 | 8.7964 | 65.1956 | 0
| Zone | Remainder of System | 4 | Average Weekday | SCE | 1-in-2 | 2031 | 14 | 346.9093 | 354.6049 | 8.7473 | 67.0563 | 0
| Zone | Remainder of System | 4 | Average Weekday | SCE | 1-in-2 | 2031 | 15 | 293.9882 | 301.2704 | 8.5824 | 68.3359 | 0
| Zone | Remainder of System | 4 | Average Weekday | SCE | 1-in-2 | 2031 | 16 | 261.8626 | 264.8565 | 8.3681 | 68.9607 | 0
| Zone | Remainder of System | 4 | Average Weekday | SCE | 1-in-2 | 2031 | 17 | 260.8324 | 265.1924 | 8.2412 | 69.025 | 0
| Zone | Remainder of System | 4 | Average Weekday | SCE | 1-in-2 | 2031 | 18 | 224.9657 | 230.5819 | 8.2533 | 68.3253 | 0
| Zone | Remainder of System | 4 | Average Weekday | SCE | 1-in-2 | 2031 | 19 | 230.5435 | 237.2151 | 8.509 | 66.968 | 0
| Zone | Remainder of System | 4 | Average Weekday | SCE | 1-in-2 | 2031 | 20 | 222.6869 | 226.0404 | 8.4049 | 64.7012 | 0
| Zone | Remainder of System | 4 | Average Weekday | SCE | 1-in-2 | 2031 | 21 | 223.8435 | 229.0956 | 8.0934 | 61.7724 | 0
| Zone | Remainder of System | 4 | Average Weekday | SCE | 1-in-2 | 2031 | 22 | 409.7458 | 427.7251 | 8.3223 | 59.6956 | 0
| Zone | Remainder of System | 4 | Average Weekday | SCE | 1-in-2 | 2031 | 23 | 404.4364 | 425.4253 | 8.428 | 58.3124 | 0
| Zone | Remainder of System | 4 | Average Weekday | SCE | 1-in-2 | 2031 | 24 | 347.1786 | 371.3454 | 8.5175 | 57.2555 | 0
| Zone | Remainder of System | 4 | Monthly System Peak Day | SCE | 1-in-2 | 2031 | 1 | 269.8711 | 281.0835 | 8.4729 | 64.1575 | 0
| Zone | Remainder of System | 4 | Monthly System Peak Day | SCE | 1-in-2 | 2031 | 2 | 268.2946 | 276.8842 | 8.4249 | 62.7754 | 0
| Zone | Remainder of System | 4 | Monthly System Peak Day | SCE | 1-in-2 | 2031 | 3 | 427.6874 | 439.5258 | 8.4177 | 61.6456 | 0
| Zone | Remainder of System | 4 | Monthly System Peak Day | SCE | 1-in-2 | 2031 | 4 | 595.8516 | 612.7848 | 8.4007 | 60.6523 | 0
| Zone | Remainder of System | 4 | Monthly System Peak Day | SCE | 1-in-2 | 2031 | 5 | 550.6481 | 568.8322 | 8.3943 | 59.6858 | 0
| Zone | Remainder of System | 4 | Monthly System Peak Day | SCE | 1-in-2 | 2031 | 6 | 546.6115 | 565.0589 | 8.3626 | 58.665 | 0
| Zone | Remainder of System | 4 | Monthly System Peak Day | SCE | 1-in-2 | 2031 | 7 | 550.0663 | 551.2273 | 8.3465 | 57.9631 | 0
| Zone | Remainder of System | 4 | Monthly System Peak Day | SCE | 1-in-2 | 2031 | 8 | 534.3639 | 541.8037 | 8.4999 | 57.5916 | 0
| Zone | Remainder of System | 4 | Monthly System Peak Day | SCE | 1-in-2 | 2031 | 9 | 505.415 | 543.8621 | 8.6889 | 59.2997 | 0
| Zone | Remainder of System | 4 | Monthly System Peak Day | SCE | 1-in-2 | 2031 | 10 | 486.9735 | 510.1858 | 8.5576 | 63.5939 | 0
| Zone | Remainder of System | 4 | Monthly System Peak Day | SCE | 1-in-2 | 2031 | 11 | 460.5151 | 474.7887 | 8.635 | 69.2791 | 0
| Zone | Remainder of System | 4 | Monthly System Peak Day | SCE | 1-in-2 | 2031 | 12 | 460.0209 | 472.1206 | 8.7226 | 74.446 | 0
| Zone | Remainder of System | 4 | Monthly System Peak Day | SCE | 1-in-2 | 2031 | 13 | 375.9296 | 386.7105 | 8.7964 | 78.6886 | 0
| Zone | Remainder of System | 4 | Monthly System Peak Day | SCE | 1-in-2 | 2031 | 14 | 346.9093 | 354.6049 | 8.7473 | 81.3344 | 0
| Zone | Remainder of System | 4 | Monthly System Peak Day | SCE | 1-in-2 | 2031 | 15 | 293.9882 | 301.2704 | 8.5824 | 82.8242 | 0
| Zone | Remainder of System | 4 | Monthly System Peak Day | SCE | 1-in-2 | 2031 | 16 | 261.8626 | 264.8565 | 8.3681 | 83.5658 | 0
| Zone | Remainder of System | 4 | Monthly System Peak Day | SCE | 1-in-2 | 2031 | 17 | 260.8324 | 265.1924 | 8.2412 | 83.0798 | 0
| Zone | Remainder of System | 4 | Monthly System Peak Day | SCE | 1-in-2 | 2031 | 18 | 224.9657 | 230.5819 | 8.2533 | 82.7467 | 0
| Zone | Remainder of System | 4 | Monthly System Peak Day | SCE | 1-in-2 | 2031 | 19 | 230.5435 | 237.2151 | 8.509 | 81.1574 | 0
| Zone | Remainder of System | 4 | Monthly System Peak Day | SCE | 1-in-2 | 2031 | 20 | 222.6869 | 226.0404 | 8.4049 | 78.3726 | 0
| Zone | Remainder of System | 4 | Monthly System Peak Day | SCE | 1-in-2 | 2031 | 21 | 223.8435 | 229.0956 | 8.0934 | 74.0086 | 0
| Zone | Remainder of System | 4 | Monthly System Peak Day | SCE | 1-in-2 | 2031 | 22 | 409.7458 | 427.7251 | 8.3223 | 70.8448 | 0
| Zone | Remainder of System | 4 | Monthly System Peak Day | SCE | 1-in-2 | 2031 | 23 | 404.4364 | 425.4253 | 8.428 | 68.5482 | 0
| Zone | Remainder of System | 4 | Monthly System Peak Day | SCE | 1-in-2 | 2031 | 24 | 347.1786 | 371.3454 | 8.5175 | 66.4925 | 0
| Zone | Remainder of System | 5 | Average Weekday | SCE | 1-in-2 | 2031 | 1 | 282.9658 | 294.3209 | 8.5046 | 59.7443 | 0
| Zone | Remainder of System | 5 | Average Weekday | SCE | 1-in-2 | 2031 | 2 | 283.5362 | 291.3855 | 8.4577 | 59.0711 | 0
| Zone | Remainder of System | 5 | Average Weekday | SCE | 1-in-2 | 2031 | 3 | 443.7898 | 456.8105 | 8.4505 | 58.4673 | 0
| Zone | Remainder of System | 5 | Average Weekday | SCE | 1-in-2 | 2031 | 4 | 606.9948 | 625.0168 | 8.4337 | 57.9163 | 0
| Zone | Remainder of System | 5 | Average Weekday | SCE | 1-in-2 | 2031 | 5 | 567.6642 | 586.7018 | 8.4268 | 57.4537 | 0
| Zone | Remainder of System | 5 | Average Weekday | SCE | 1-in-2 | 2031 | 6 | 553.8793 | 574.393 | 8.3941 | 57.0042 | 0
| Zone | Remainder of System | 5 | Average Weekday | SCE | 1-in-2 | 2031 | 7 | 547.8456 | 549.068 | 8.3762 | 56.5906 | 0
| Zone | Remainder of System | 5 | Average Weekday | SCE | 1-in-2 | 2031 | 8 | 545.0037 | 556.1732 | 8.5291 | 56.9009 | 0
| Zone | Remainder of System | 5 | Average Weekday | SCE | 1-in-2 | 2031 | 9 | 512.3896 | 548.3911 | 8.7161 | 58.6635 | 0
| Zone | Remainder of System | 5 | Average Weekday | SCE | 1-in-2 | 2031 | 10 | 502.4526 | 525.6846 | 8.587 | 61.0024 | 0
| Zone | Remainder of System | 5 | Average Weekday | SCE | 1-in-2 | 2031 | 11 | 481.9058 | 496.7712 | 8.6612 | 63.674 | 0
| Zone | Remainder of System | 5 | Average Weekday | SCE | 1-in-2 | 2031 | 12 | 475.1234 | 486.8193 | 8.7452 | 66.1969 | 0
| Zone | Remainder of System | 5 | Average Weekday | SCE | 1-in-2 | 2031 | 13 | 384.4247 | 395.6553 | 8.8169 | 68.4385 | 0
| Zone | Remainder of System | 5 | Average Weekday | SCE | 1-in-2 | 2031 | 14 | 361.752 | 369.4701 | 8.77 | 70.1752 | 0
| Zone | Remainder of System | 5 | Average Weekday | SCE | 1-in-2 | 2031 | 15 | 318.3831 | 325.4913 | 8.6087 | 71.341 | 0
| Zone | Remainder of System | 5 | Average Weekday | SCE | 1-in-2 | 2031 | 16 | 277.114 | 279.9576 | 8.3981 | 71.901 | 0
| Zone | Remainder of System | 5 | Average Weekday | SCE | 1-in-2 | 2031 | 17 | 265.4449 | 270.94 | 8.2709 | 71.8083 | 0
| Zone | Remainder of System | 5 | Average Weekday | SCE | 1-in-2 | 2031 | 18 | 239.1532 | 245.1234 | 8.2799 | 71.1675 | 0
| Zone | Remainder of System | 5 | Average Weekday | SCE | 1-in-2 | 2031 | 19 | 248.2734 | 255.1493 | 8.5071 | 69.8052 | 0
| Zone | Remainder of System | 5 | Average Weekday | SCE | 1-in-2 | 2031 | 20 | 235.7263 | 239.0937 | 8.4045 | 67.6863 | 0
| Zone | Remainder of System | 5 | Average Weekday | SCE | 1-in-2 | 2031 | 21 | 240.7696 | 246.1396 | 8.0953 | 64.9519 | 0
| Zone | Remainder of System | 5 | Average Weekday | SCE | 1-in-2 | 2031 | 22 | 430.1066 | 448.3712 | 8.3488 | 62.6968 | 0
| Zone | Remainder of System | 5 | Average Weekday | SCE | 1-in-2 | 2031 | 23 | 430.6133 | 452.2974 | 8.458 | 61.385 | 0
| Zone | Remainder of System | 5 | Average Weekday | SCE | 1-in-2 | 2031 | 24 | 369.2424 | 394.2011 | 8.5479 | 60.3901 | 0
| Zone | Remainder of System | 5 | Monthly System Peak Day | SCE | 1-in-2 | 2031 | 1 | 282.9658 | 294.3209 | 8.5046 | 64.8964 | 0
| Zone | Remainder of System | 5 | Monthly System Peak Day | SCE | 1-in-2 | 2031 | 2 | 283.5362 | 291.3855 | 8.4577 | 63.6406 | 0
| Zone | Remainder of System | 5 | Monthly System Peak Day | SCE | 1-in-2 | 2031 | 3 | 443.7898 | 456.8105 | 8.4505 | 62.6729 | 0
| Zone | Remainder of System | 5 | Monthly System Peak Day | SCE | 1-in-2 | 2031 | 4 | 606.9948 | 625.0168 | 8.4337 | 61.8119 | 0
| Zone | Remainder of System | 5 | Monthly System Peak Day | SCE | 1-in-2 | 2031 | 5 | 567.6642 | 586.7018 | 8.4268 | 60.6742 | 0
| Zone | Remainder of System | 5 | Monthly System Peak Day | SCE | 1-in-2 | 2031 | 6 | 553.8793 | 574.393 | 8.3941 | 59.7664 | 0
| Zone | Remainder of System | 5 | Monthly System Peak Day | SCE | 1-in-2 | 2031 | 7 | 547.8456 | 549.068 | 8.3762 | 59.136 | 0
| Zone | Remainder of System | 5 | Monthly System Peak Day | SCE | 1-in-2 | 2031 | 8 | 545.0037 | 556.1732 | 8.5291 | 59.7714 | 0
| Zone | Remainder of System | 5 | Monthly System Peak Day | SCE | 1-in-2 | 2031 | 9 | 512.3896 | 548.3911 | 8.7161 | 62.8957 | 0
| Zone | Remainder of System | 5 | Monthly System Peak Day | SCE | 1-in-2 | 2031 | 10 | 502.4526 | 525.6846 | 8.587 | 67.3915 | 0
| Zone | Remainder of System | 5 | Monthly System Peak Day | SCE | 1-in-2 | 2031 | 11 | 481.9058 | 496.7712 | 8.6612 | 72.2703 | 0
| Zone | Remainder of System | 5 | Monthly System Peak Day | SCE | 1-in-2 | 2031 | 12 | 475.1234 | 486.8193 | 8.7452 | 76.5772 | 0
| Zone | Remainder of System | 5 | Monthly System Peak Day | SCE | 1-in-2 | 2031 | 13 | 384.4247 | 395.6553 | 8.8169 | 79.8254 | 0
| Zone | Remainder of System | 5 | Monthly System Peak Day | SCE | 1-in-2 | 2031 | 14 | 361.752 | 369.4701 | 8.77 | 82.5221 | 0
| Zone | Remainder of System | 5 | Monthly System Peak Day | SCE | 1-in-2 | 2031 | 15 | 318.3831 | 325.4913 | 8.6087 | 83.8722 | 0
| Zone | Remainder of System | 5 | Monthly System Peak Day | SCE | 1-in-2 | 2031 | 16 | 277.114 | 279.9576 | 8.3981 | 84.6226 | 0
| Zone | Remainder of System | 5 | Monthly System Peak Day | SCE | 1-in-2 | 2031 | 17 | 265.4449 | 270.94 | 8.2709 | 84.5816 | 0
| Zone | Remainder of System | 5 | Monthly System Peak Day | SCE | 1-in-2 | 2031 | 18 | 239.1532 | 245.1234 | 8.2799 | 83.3941 | 0
| Zone | Remainder of System | 5 | Monthly System Peak Day | SCE | 1-in-2 | 2031 | 19 | 248.2734 | 255.1493 | 8.5071 | 81.34 | 0
| Zone | Remainder of System | 5 | Monthly System Peak Day | SCE | 1-in-2 | 2031 | 20 | 235.7263 | 239.0937 | 8.4045 | 78.6477 | 0
| Zone | Remainder of System | 5 | Monthly System Peak Day | SCE | 1-in-2 | 2031 | 21 | 240.7696 | 246.1396 | 8.0953 | 74.5744 | 0
| Zone | Remainder of System | 5 | Monthly System Peak Day | SCE | 1-in-2 | 2031 | 22 | 430.1066 | 448.3712 | 8.3488 | 71.0129 | 0
| Zone | Remainder of System | 5 | Monthly System Peak Day | SCE | 1-in-2 | 2031 | 23 | 430.6133 | 452.2974 | 8.458 | 69.1124 | 0
| Zone | Remainder of System | 5 | Monthly System Peak Day | SCE | 1-in-2 | 2031 | 24 | 369.2424 | 394.2011 | 8.5479 | 67.7685 | 0
| Zone | Remainder of System | 6 | Average Weekday | SCE | 1-in-2 | 2031 | 1 | 273.0478 | 291.1314 | 8.7343 | 63.1112 | 0
| Zone | Remainder of System | 6 | Average Weekday | SCE | 1-in-2 | 2031 | 2 | 269.7167 | 287.3263 | 8.7057 | 62.1452 | 0
| Zone | Remainder of System | 6 | Average Weekday | SCE | 1-in-2 | 2031 | 3 | 419.8416 | 453.5409 | 8.6981 | 61.3041 | 0
| Zone | Remainder of System | 6 | Average Weekday | SCE | 1-in-2 | 2031 | 4 | 575.3591 | 620.3892 | 8.6931 | 60.6018 | 0
| Zone | Remainder of System | 6 | Average Weekday | SCE | 1-in-2 | 2031 | 5 | 530.7288 | 579.2285 | 8.7086 | 60.0304 | 0
| Zone | Remainder of System | 6 | Average Weekday | SCE | 1-in-2 | 2031 | 6 | 536.3369 | 589.5635 | 8.7381 | 59.4565 | 0
| Zone | Remainder of System | 6 | Average Weekday | SCE | 1-in-2 | 2031 | 7 | 545.792 | 575.3256 | 9.0087 | 58.9785 | 0
| Zone | Remainder of System | 6 | Average Weekday | SCE | 1-in-2 | 2031 | 8 | 537.3862 | 572.2546 | 8.706 | 59.7299 | 0
| Zone | Remainder of System | 6 | Average Weekday | SCE | 1-in-2 | 2031 | 9 | 539.2997 | 556.6308 | 8.7657 | 62.174 | 0
| Zone | Remainder of System | 6 | Average Weekday | SCE | 1-in-2 | 2031 | 10 | 524.4158 | 531.7803 | 8.9638 | 65.2314 | 0
| Zone | Remainder of System | 6 | Average Weekday | SCE | 1-in-2 | 2031 | 11 | 486.9855 | 489.6307 | 9.0083 | 68.4714 | 0
| Zone | Remainder of System | 6 | Average Weekday | SCE | 1-in-2 | 2031 | 12 | 480.0098 | 491.357 | 8.9416 | 71.628 | 0
| Zone | Remainder of System | 6 | Average Weekday | SCE | 1-in-2 | 2031 | 13 | 389.0468 | 419.8553 | 9.0286 | 74.2421 | 0
| Zone | Remainder of System | 6 | Average Weekday | SCE | 1-in-2 | 2031 | 14 | 362.3618 | 384.9895 | 8.9865 | 76.363 | 0
| Zone | Remainder of System | 6 | Average Weekday | SCE | 1-in-2 | 2031 | 15 | 301.2982 | 320.0378 | 9.1649 | 77.827 | 0
| Zone | Remainder of System | 6 | Average Weekday | SCE | 1-in-2 | 2031 | 16 | 264.4149 | 274.8431 | 9.4698 | 78.4645 | 0
| Zone | Remainder of System | 6 | Average Weekday | SCE | 1-in-2 | 2031 | 17 | 260.9935 | 267.1815 | 9.9207 | 78.5503 | 0
| Zone | Remainder of System | 6 | Average Weekday | SCE | 1-in-2 | 2031 | 18 | 226.3726 | 240.5247 | 9.6237 | 77.7222 | 0
| Zone | Remainder of System | 6 | Average Weekday | SCE | 1-in-2 | 2031 | 19 | 218.146 | 229.379 | 14.9055 | 76.2164 | 0
| Zone | Remainder of System | 6 | Average Weekday | SCE | 1-in-2 | 2031 | 20 | 199.6253 | 206.2677 | 8.5662 | 74.0276 | 0
| Zone | Remainder of System | 6 | Average Weekday | SCE | 1-in-2 | 2031 | 21 | 218.9826 | 225.3775 | 9.0052 | 70.9789 | 0
| Zone | Remainder of System | 6 | Average Weekday | SCE | 1-in-2 | 2031 | 22 | 386.7225 | 430.0098 | 8.5675 | 67.784 | 0
| Zone | Remainder of System | 6 | Average Weekday | SCE | 1-in-2 | 2031 | 23 | 409.5107 | 454.7671 | 8.6521 | 65.8352 | 0
| Zone | Remainder of System | 6 | Average Weekday | SCE | 1-in-2 | 2031 | 24 | 377.95 | 412.883 | 8.6822 | 64.4629 | 0
| Zone | Remainder of System | 6 | Monthly System Peak Day | SCE | 1-in-2 | 2031 | 1 | 273.0478 | 290.3579 | 8.3523 | 66.1814 | 0
| Zone | Remainder of System | 6 | Monthly System Peak Day | SCE | 1-in-2 | 2031 | 2 | 269.7167 | 284.0441 | 8.3617 | 65.3093 | 0
| Zone | Remainder of System | 6 | Monthly System Peak Day | SCE | 1-in-2 | 2031 | 3 | 419.8416 | 440.982 | 8.3634 | 64.5322 | 0
| Zone | Remainder of System | 6 | Monthly System Peak Day | SCE | 1-in-2 | 2031 | 4 | 575.3591 | 594.3751 | 8.3658 | 63.6849 | 0
| Zone | Remainder of System | 6 | Monthly System Peak Day | SCE | 1-in-2 | 2031 | 5 | 530.7288 | 558.2869 | 8.3646 | 63.0052 | 0
| Zone | Remainder of System | 6 | Monthly System Peak Day | SCE | 1-in-2 | 2031 | 6 | 536.3369 | 566.2671 | 8.3662 | 62.3138 | 0
| Zone | Remainder of System | 6 | Monthly System Peak Day | SCE | 1-in-2 | 2031 | 7 | 545.792 | 543.8709 | 8.4081 | 61.6708 | 0
| Zone | Remainder of System | 6 | Monthly System Peak Day | SCE | 1-in-2 | 2031 | 8 | 537.3862 | 551.1736 | 8.2861 | 62.4689 | 0
| Zone | Remainder of System | 6 | Monthly System Peak Day | SCE | 1-in-2 | 2031 | 9 | 539.2997 | 565.5972 | 8.278 | 65.5896 | 0
| Zone | Remainder of System | 6 | Monthly System Peak Day | SCE | 1-in-2 | 2031 | 10 | 524.4158 | 540.7036 | 8.3594 | 69.8796 | 0
| Zone | Remainder of System | 6 | Monthly System Peak Day | SCE | 1-in-2 | 2031 | 11 | 486.9855 | 501.674 | 8.3439 | 73.7697 | 0
| Zone | Remainder of System | 6 | Monthly System Peak Day | SCE | 1-in-2 | 2031 | 12 | 480.0098 | 498.1305 | 8.3033 | 77.0112 | 0
| Zone | Remainder of System | 6 | Monthly System Peak Day | SCE | 1-in-2 | 2031 | 13 | 389.0468 | 414.1618 | 8.3087 | 78.8944 | 0
| Zone | Remainder of System | 6 | Monthly System Peak Day | SCE | 1-in-2 | 2031 | 14 | 362.3618 | 383.6169 | 8.3337 | 80.4202 | 0
| Zone | Remainder of System | 6 | Monthly System Peak Day | SCE | 1-in-2 | 2031 | 15 | 301.2982 | 321.0343 | 8.4429 | 82.0385 | 0
| Zone | Remainder of System | 6 | Monthly System Peak Day | SCE | 1-in-2 | 2031 | 16 | 264.4149 | 271.4124 | 8.5702 | 82.9346 | 0
| Zone | Remainder of System | 6 | Monthly System Peak Day | SCE | 1-in-2 | 2031 | 17 | 260.9935 | 268.6129 | 9.42 | 82.8591 | 0
| Zone | Remainder of System | 6 | Monthly System Peak Day | SCE | 1-in-2 | 2031 | 18 | 226.3726 | 244.3388 | 9.3171 | 82.1153 | 0
| Zone | Remainder of System | 6 | Monthly System Peak Day | SCE | 1-in-2 | 2031 | 19 | 218.146 | 240.5245 | 10.2168 | 80.028 | 0
| Zone | Remainder of System | 6 | Monthly System Peak Day | SCE | 1-in-2 | 2031 | 20 | 199.6253 | 213.2595 | 8.4833 | 76.8822 | 0
| Zone | Remainder of System | 6 | Monthly System Peak Day | SCE | 1-in-2 | 2031 | 21 | 218.9826 | 238.9132 | 9.1059 | 73.8356 | 0
| Zone | Remainder of System | 6 | Monthly System Peak Day | SCE | 1-in-2 | 2031 | 22 | 386.7225 | 414.1553 | 8.3733 | 71.3098 | 0
| Zone | Remainder of System | 6 | Monthly System Peak Day | SCE | 1-in-2 | 2031 | 23 | 409.5107 | 441.758 | 8.36 | 69.544 | 0
| Zone | Remainder of System | 6 | Monthly System Peak Day | SCE | 1-in-2 | 2031 | 24 | 377.95 | 407.5818 | 8.3245 | 68.0731 | 0
| Zone | Remainder of System | 7 | Average Weekday | SCE | 1-in-2 | 2031 | 1 | 265.3947 | 282.5078 | 8.889 | 68.08 | 0
| Zone | Remainder of System | 7 | Average Weekday | SCE | 1-in-2 | 2031 | 2 | 263.6416 | 275.1321 | 8.9003 | 67.3516 | 0
| Zone | Remainder of System | 7 | Average Weekday | SCE | 1-in-2 | 2031 | 3 | 405.8491 | 426.4026 | 8.9023 | 66.697 | 0
| Zone | Remainder of System | 7 | Average Weekday | SCE | 1-in-2 | 2031 | 4 | 559.777 | 581.3068 | 8.9047 | 66.1335 | 0
| Zone | Remainder of System | 7 | Average Weekday | SCE | 1-in-2 | 2031 | 5 | 515.2864 | 540.808 | 8.9028 | 65.6106 | 0
| Zone | Remainder of System | 7 | Average Weekday | SCE | 1-in-2 | 2031 | 6 | 515.83 | 543.4372 | 8.9012 | 65.1256 | 0
| Zone | Remainder of System | 7 | Average Weekday | SCE | 1-in-2 | 2031 | 7 | 524.45 | 523.3337 | 8.8837 | 64.7652 | 0
| Zone | Remainder of System | 7 | Average Weekday | SCE | 1-in-2 | 2031 | 8 | 514.973 | 530.5244 | 8.8279 | 65.1789 | 0
| Zone | Remainder of System | 7 | Average Weekday | SCE | 1-in-2 | 2031 | 9 | 504.1918 | 532.3211 | 8.8153 | 67.2839 | 0
| Zone | Remainder of System | 7 | Average Weekday | SCE | 1-in-2 | 2031 | 10 | 489.7547 | 505.9353 | 8.8555 | 70.1065 | 0
| Zone | Remainder of System | 7 | Average Weekday | SCE | 1-in-2 | 2031 | 11 | 459.1212 | 474.3747 | 8.8402 | 73.2348 | 0
| Zone | Remainder of System | 7 | Average Weekday | SCE | 1-in-2 | 2031 | 12 | 452.6615 | 472.7894 | 8.8266 | 76.4308 | 0
| Zone | Remainder of System | 7 | Average Weekday | SCE | 1-in-2 | 2031 | 13 | 362.6266 | 387.382 | 8.8204 | 79.0108 | 0
| Zone | Remainder of System | 7 | Average Weekday | SCE | 1-in-2 | 2031 | 14 | 335.9261 | 357.5204 | 8.8437 | 81.0239 | 0
| Zone | Remainder of System | 7 | Average Weekday | SCE | 1-in-2 | 2031 | 15 | 283.7378 | 303.683 | 8.8971 | 82.3721 | 0
| Zone | Remainder of System | 7 | Average Weekday | SCE | 1-in-2 | 2031 | 16 | 245.6064 | 252.3328 | 8.9362 | 82.9063 | 0
| Zone | Remainder of System | 7 | Average Weekday | SCE | 1-in-2 | 2031 | 17 | 247.2796 | 255.9068 | 9.8726 | 82.877 | 0
| Zone | Remainder of System | 7 | Average Weekday | SCE | 1-in-2 | 2031 | 18 | 217.9497 | 236.0691 | 9.7836 | 82.0052 | 0
| Zone | Remainder of System | 7 | Average Weekday | SCE | 1-in-2 | 2031 | 19 | 214.0428 | 236.6835 | 9.5485 | 80.3719 | 0
| Zone | Remainder of System | 7 | Average Weekday | SCE | 1-in-2 | 2031 | 20 | 202.4774 | 216.113 | 9.1894 | 78.1158 | 0
| Zone | Remainder of System | 7 | Average Weekday | SCE | 1-in-2 | 2031 | 21 | 220.2131 | 240.2146 | 9.2871 | 75.1175 | 0
| Zone | Remainder of System | 7 | Average Weekday | SCE | 1-in-2 | 2031 | 22 | 385.4291 | 412.3737 | 8.8928 | 71.9882 | 0
| Zone | Remainder of System | 7 | Average Weekday | SCE | 1-in-2 | 2031 | 23 | 402.3101 | 433.5199 | 8.9016 | 70.0845 | 0
| Zone | Remainder of System | 7 | Average Weekday | SCE | 1-in-2 | 2031 | 24 | 362.3015 | 390.6109 | 8.8698 | 68.8469 | 0
| Zone | Remainder of System | 7 | Monthly System Peak Day | SCE | 1-in-2 | 2031 | 1 | 265.3947 | 261.9993 | 8.9593 | 72.0963 | 0
| Zone | Remainder of System | 7 | Monthly System Peak Day | SCE | 1-in-2 | 2031 | 2 | 263.6416 | 245.5716 | 8.9728 | 71.2256 | 0
| Zone | Remainder of System | 7 | Monthly System Peak Day | SCE | 1-in-2 | 2031 | 3 | 405.8491 | 350.9631 | 8.9764 | 70.3178 | 0
| Zone | Remainder of System | 7 | Monthly System Peak Day | SCE | 1-in-2 | 2031 | 4 | 559.777 | 461.6357 | 8.9753 | 69.5301 | 0
| Zone | Remainder of System | 7 | Monthly System Peak Day | SCE | 1-in-2 | 2031 | 5 | 515.2864 | 430.9794 | 8.9735 | 69.1043 | 0
| Zone | Remainder of System | 7 | Monthly System Peak Day | SCE | 1-in-2 | 2031 | 6 | 515.83 | 454.4887 | 8.9719 | 68.6554 | 0
| Zone | Remainder of System | 7 | Monthly System Peak Day | SCE | 1-in-2 | 2031 | 7 | 524.45 | 444.6266 | 8.9794 | 68.0973 | 0
| Zone | Remainder of System | 7 | Monthly System Peak Day | SCE | 1-in-2 | 2031 | 8 | 514.973 | 459.4764 | 8.9105 | 68.6928 | 0
| Zone | Remainder of System | 7 | Monthly System Peak Day | SCE | 1-in-2 | 2031 | 9 | 504.1918 | 486.0793 | 8.8916 | 71.6543 | 0
| Zone | Remainder of System | 7 | Monthly System Peak Day | SCE | 1-in-2 | 2031 | 10 | 489.7547 | 458.4539 | 8.9331 | 75.5544 | 0
| Zone | Remainder of System | 7 | Monthly System Peak Day | SCE | 1-in-2 | 2031 | 11 | 459.1212 | 428.2516 | 8.9011 | 79.4162 | 0
| Zone | Remainder of System | 7 | Monthly System Peak Day | SCE | 1-in-2 | 2031 | 12 | 452.6615 | 426.7514 | 8.8719 | 83.2174 | 0
| Zone | Remainder of System | 7 | Monthly System Peak Day | SCE | 1-in-2 | 2031 | 13 | 362.6266 | 358.9247 | 8.8622 | 86.2327 | 0
| Zone | Remainder of System | 7 | Monthly System Peak Day | SCE | 1-in-2 | 2031 | 14 | 335.9261 | 336.2679 | 8.892 | 87.9311 | 0
| Zone | Remainder of System | 7 | Monthly System Peak Day | SCE | 1-in-2 | 2031 | 15 | 283.7378 | 290.9539 | 8.9774 | 89.6186 | 0
| Zone | Remainder of System | 7 | Monthly System Peak Day | SCE | 1-in-2 | 2031 | 16 | 245.6064 | 240.2295 | 9.0308 | 90.3848 | 0
| Zone | Remainder of System | 7 | Monthly System Peak Day | SCE | 1-in-2 | 2031 | 17 | 247.2796 | 252.9952 | 9.9332 | 90.9913 | 0
| Zone | Remainder of System | 7 | Monthly System Peak Day | SCE | 1-in-2 | 2031 | 18 | 217.9497 | 249.5205 | 9.9613 | 90.0721 | 0
| Zone | Remainder of System | 7 | Monthly System Peak Day | SCE | 1-in-2 | 2031 | 19 | 214.0428 | 199.4541 | 9.1228 | 88.1822 | 0
| Zone | Remainder of System | 7 | Monthly System Peak Day | SCE | 1-in-2 | 2031 | 20 | 202.4774 | 176.8334 | 8.9607 | 85.4468 | 0
| Zone | Remainder of System | 7 | Monthly System Peak Day | SCE | 1-in-2 | 2031 | 21 | 220.2131 | 201.7439 | 10.5049 | 82.3442 | 0
| Zone | Remainder of System | 7 | Monthly System Peak Day | SCE | 1-in-2 | 2031 | 22 | 385.4291 | 355.2806 | 9.0927 | 78.7247 | 0
| Zone | Remainder of System | 7 | Monthly System Peak Day | SCE | 1-in-2 | 2031 | 23 | 402.3101 | 364.1169 | 8.9383 | 76.4082 | 0
| Zone | Remainder of System | 7 | Monthly System Peak Day | SCE | 1-in-2 | 2031 | 24 | 362.3015 | 342.7042 | 8.9308 | 74.4873 | 0
| Zone | Remainder of System | 8 | Average Weekday | SCE | 1-in-2 | 2031 | 1 | 274.5385 | 296.2197 | 8.4545 | 68.1134 | 0
| Zone | Remainder of System | 8 | Average Weekday | SCE | 1-in-2 | 2031 | 2 | 274.735 | 291.1703 | 8.4682 | 67.1923 | 0
| Zone | Remainder of System | 8 | Average Weekday | SCE | 1-in-2 | 2031 | 3 | 414.3161 | 434.185 | 8.4707 | 66.3666 | 0
| Zone | Remainder of System | 8 | Average Weekday | SCE | 1-in-2 | 2031 | 4 | 571.1855 | 594.8768 | 8.4733 | 65.6033 | 0
| Zone | Remainder of System | 8 | Average Weekday | SCE | 1-in-2 | 2031 | 5 | 523.0577 | 555.0746 | 8.4708 | 64.9066 | 0
| Zone | Remainder of System | 8 | Average Weekday | SCE | 1-in-2 | 2031 | 6 | 527.9099 | 562.6913 | 8.4686 | 64.3295 | 0
| Zone | Remainder of System | 8 | Average Weekday | SCE | 1-in-2 | 2031 | 7 | 537.6923 | 537.879 | 8.4498 | 63.8791 | 0
| Zone | Remainder of System | 8 | Average Weekday | SCE | 1-in-2 | 2031 | 8 | 528.2487 | 546.8939 | 8.3835 | 63.8355 | 0
| Zone | Remainder of System | 8 | Average Weekday | SCE | 1-in-2 | 2031 | 9 | 511.6748 | 538.5262 | 8.3666 | 65.9972 | 0
| Zone | Remainder of System | 8 | Average Weekday | SCE | 1-in-2 | 2031 | 10 | 499.7553 | 516.3882 | 8.4158 | 69.4323 | 0
| Zone | Remainder of System | 8 | Average Weekday | SCE | 1-in-2 | 2031 | 11 | 463.6816 | 479.3312 | 8.3946 | 73.4127 | 0
| Zone | Remainder of System | 8 | Average Weekday | SCE | 1-in-2 | 2031 | 12 | 453.7616 | 474.3619 | 8.3743 | 77.2854 | 0
| Zone | Remainder of System | 8 | Average Weekday | SCE | 1-in-2 | 2031 | 13 | 373.2744 | 399.3373 | 8.3651 | 80.4135 | 0
| Zone | Remainder of System | 8 | Average Weekday | SCE | 1-in-2 | 2031 | 14 | 343.4874 | 365.347 | 8.3964 | 82.7527 | 0
| Zone | Remainder of System | 8 | Average Weekday | SCE | 1-in-2 | 2031 | 15 | 291.7176 | 311.8981 | 8.4641 | 84.1637 | 0
| Zone | Remainder of System | 8 | Average Weekday | SCE | 1-in-2 | 2031 | 16 | 251.6766 | 258.6705 | 8.5116 | 84.6461 | 0
| Zone | Remainder of System | 8 | Average Weekday | SCE | 1-in-2 | 2031 | 17 | 255.5603 | 261.7975 | 9.5892 | 84.5587 | 0
| Zone | Remainder of System | 8 | Average Weekday | SCE | 1-in-2 | 2031 | 18 | 224.0458 | 241.669 | 9.4921 | 83.6467 | 0
| Zone | Remainder of System | 8 | Average Weekday | SCE | 1-in-2 | 2031 | 19 | 218.7614 | 240.8357 | 9.0136 | 81.9145 | 0
| Zone | Remainder of System | 8 | Average Weekday | SCE | 1-in-2 | 2031 | 20 | 215.3205 | 228.5579 | 8.682 | 79.2555 | 0
| Zone | Remainder of System | 8 | Average Weekday | SCE | 1-in-2 | 2031 | 21 | 229.9817 | 249.9912 | 8.929 | 75.5248 | 0
| Zone | Remainder of System | 8 | Average Weekday | SCE | 1-in-2 | 2031 | 22 | 388.3735 | 416.5462 | 8.4646 | 72.4927 | 0
| Zone | Remainder of System | 8 | Average Weekday | SCE | 1-in-2 | 2031 | 23 | 406.248 | 439.9325 | 8.4653 | 70.5976 | 0
| Zone | Remainder of System | 8 | Average Weekday | SCE | 1-in-2 | 2031 | 24 | 367.5234 | 399.0204 | 8.4311 | 69.2749 | 0
| Zone | Remainder of System | 8 | Monthly System Peak Day | SCE | 1-in-2 | 2031 | 1 | 274.5385 | 269.6743 | 7.5115 | 76.5583 | 0
| Zone | Remainder of System | 8 | Monthly System Peak Day | SCE | 1-in-2 | 2031 | 2 | 274.735 | 259.3053 | 7.5307 | 75.5448 | 0
| Zone | Remainder of System | 8 | Monthly System Peak Day | SCE | 1-in-2 | 2031 | 3 | 414.3161 | 367.4395 | 7.5357 | 74.7414 | 0
| Zone | Remainder of System | 8 | Monthly System Peak Day | SCE | 1-in-2 | 2031 | 4 | 571.1855 | 477.939 | 7.5348 | 73.777 | 0
| Zone | Remainder of System | 8 | Monthly System Peak Day | SCE | 1-in-2 | 2031 | 5 | 523.0577 | 449.2435 | 7.5321 | 72.987 | 0
| Zone | Remainder of System | 8 | Monthly System Peak Day | SCE | 1-in-2 | 2031 | 6 | 527.9099 | 464.0423 | 7.5296 | 72.4561 | 0
| Zone | Remainder of System | 8 | Monthly System Peak Day | SCE | 1-in-2 | 2031 | 7 | 537.6923 | 450.4132 | 7.5325 | 71.7849 | 0
| Zone | Remainder of System | 8 | Monthly System Peak Day | SCE | 1-in-2 | 2031 | 8 | 528.2487 | 468.9827 | 7.4427 | 71.7491 | 0
| Zone | Remainder of System | 8 | Monthly System Peak Day | SCE | 1-in-2 | 2031 | 9 | 511.6748 | 493.7522 | 7.4105 | 73.699 | 0
| Zone | Remainder of System | 8 | Monthly System Peak Day | SCE | 1-in-2 | 2031 | 10 | 499.7553 | 469.6255 | 7.4662 | 77.4223 | 0
| Zone | Remainder of System | 8 | Monthly System Peak Day | SCE | 1-in-2 | 2031 | 11 | 463.6816 | 432.1803 | 7.4179 | 81.725 | 0
| Zone | Remainder of System | 8 | Monthly System Peak Day | SCE | 1-in-2 | 2031 | 12 | 453.7616 | 426.3518 | 7.3731 | 85.3394 | 0
| Zone | Remainder of System | 8 | Monthly System Peak Day | SCE | 1-in-2 | 2031 | 13 | 373.2744 | 370.7191 | 7.3543 | 87.9907 | 0
| Zone | Remainder of System | 8 | Monthly System Peak Day | SCE | 1-in-2 | 2031 | 14 | 343.4874 | 344.5541 | 7.4057 | 90.3014 | 0
| Zone | Remainder of System | 8 | Monthly System Peak Day | SCE | 1-in-2 | 2031 | 15 | 291.7176 | 299.325 | 7.5267 | 91.72 | 0
| Zone | Remainder of System | 8 | Monthly System Peak Day | SCE | 1-in-2 | 2031 | 16 | 251.6766 | 246.6758 | 7.5926 | 91.501 | 0
| Zone | Remainder of System | 8 | Monthly System Peak Day | SCE | 1-in-2 | 2031 | 17 | 255.5603 | 258.9886 | 8.6388 | 90.7507 | 0
| Zone | Remainder of System | 8 | Monthly System Peak Day | SCE | 1-in-2 | 2031 | 18 | 224.0458 | 256.5413 | 8.6738 | 89.0636 | 0
| Zone | Remainder of System | 8 | Monthly System Peak Day | SCE | 1-in-2 | 2031 | 19 | 218.7614 | 202.9975 | 7.2423 | 87.5076 | 0
| Zone | Remainder of System | 8 | Monthly System Peak Day | SCE | 1-in-2 | 2031 | 20 | 215.3205 | 187.5955 | 7.1207 | 85.999 | 0
| Zone | Remainder of System | 8 | Monthly System Peak Day | SCE | 1-in-2 | 2031 | 21 | 229.9817 | 209.218 | 9.3075 | 82.5548 | 0
| Zone | Remainder of System | 8 | Monthly System Peak Day | SCE | 1-in-2 | 2031 | 22 | 388.3735 | 361.0125 | 7.6872 | 79.5711 | 0
| Zone | Remainder of System | 8 | Monthly System Peak Day | SCE | 1-in-2 | 2031 | 23 | 406.248 | 373.424 | 7.4894 | 77.5837 | 0
| Zone | Remainder of System | 8 | Monthly System Peak Day | SCE | 1-in-2 | 2031 | 24 | 367.5234 | 351.56 | 7.4746 | 76.0731 | 0
| Zone | Remainder of System | 8 | Typical Event Day | SCE | 1-in-2 | 2031 | 1 | 274.5385 | 269.6743 | 7.5115 | 72.4863 | 0
| Zone | Remainder of System | 8 | Typical Event Day | SCE | 1-in-2 | 2031 | 2 | 274.735 | 259.3053 | 7.5307 | 71.5219 | 0
| Zone | Remainder of System | 8 | Typical Event Day | SCE | 1-in-2 | 2031 | 3 | 414.3161 | 367.4395 | 7.5357 | 70.628 | 0
| Zone | Remainder of System | 8 | Typical Event Day | SCE | 1-in-2 | 2031 | 4 | 571.1855 | 477.939 | 7.5348 | 69.7216 | 0
| Zone | Remainder of System | 8 | Typical Event Day | SCE | 1-in-2 | 2031 | 5 | 523.0577 | 449.2435 | 7.5321 | 68.971 | 0
| Zone | Remainder of System | 8 | Typical Event Day | SCE | 1-in-2 | 2031 | 6 | 527.9099 | 464.0423 | 7.5296 | 68.3599 | 0
| Zone | Remainder of System | 8 | Typical Event Day | SCE | 1-in-2 | 2031 | 7 | 537.6923 | 450.4132 | 7.5325 | 67.7703 | 0
| Zone | Remainder of System | 8 | Typical Event Day | SCE | 1-in-2 | 2031 | 8 | 528.2487 | 468.9827 | 7.4427 | 68.0641 | 0
| Zone | Remainder of System | 8 | Typical Event Day | SCE | 1-in-2 | 2031 | 9 | 511.6748 | 493.7522 | 7.4105 | 70.6394 | 0
| Zone | Remainder of System | 8 | Typical Event Day | SCE | 1-in-2 | 2031 | 10 | 499.7553 | 469.6255 | 7.4662 | 74.7339 | 0
| Zone | Remainder of System | 8 | Typical Event Day | SCE | 1-in-2 | 2031 | 11 | 463.6816 | 432.1803 | 7.4179 | 79.0757 | 0
| Zone | Remainder of System | 8 | Typical Event Day | SCE | 1-in-2 | 2031 | 12 | 453.7616 | 426.3518 | 7.3731 | 82.9721 | 0
| Zone | Remainder of System | 8 | Typical Event Day | SCE | 1-in-2 | 2031 | 13 | 373.2744 | 370.7191 | 7.3543 | 85.9025 | 0
| Zone | Remainder of System | 8 | Typical Event Day | SCE | 1-in-2 | 2031 | 14 | 343.4874 | 344.5541 | 7.4057 | 88.018 | 0
| Zone | Remainder of System | 8 | Typical Event Day | SCE | 1-in-2 | 2031 | 15 | 291.7176 | 299.325 | 7.5267 | 89.4849 | 0
| Zone | Remainder of System | 8 | Typical Event Day | SCE | 1-in-2 | 2031 | 16 | 251.6766 | 246.6758 | 7.5926 | 89.6902 | 0
| Zone | Remainder of System | 8 | Typical Event Day | SCE | 1-in-2 | 2031 | 17 | 255.5603 | 258.9886 | 8.6388 | 89.5193 | 0
| Zone | Remainder of System | 8 | Typical Event Day | SCE | 1-in-2 | 2031 | 18 | 224.0458 | 256.5413 | 8.6738 | 88.4404 | 0
| Zone | Remainder of System | 8 | Typical Event Day | SCE | 1-in-2 | 2031 | 19 | 218.7614 | 202.9975 | 7.2423 | 86.7779 | 0
| Zone | Remainder of System | 8 | Typical Event Day | SCE | 1-in-2 | 2031 | 20 | 215.3205 | 187.5955 | 7.1207 | 84.3062 | 0
| Zone | Remainder of System | 8 | Typical Event Day | SCE | 1-in-2 | 2031 | 21 | 229.9817 | 209.218 | 9.3075 | 80.9554 | 0
| Zone | Remainder of System | 8 | Typical Event Day | SCE | 1-in-2 | 2031 | 22 | 388.3735 | 361.0125 | 7.6872 | 78.0579 | 0
| Zone | Remainder of System | 8 | Typical Event Day | SCE | 1-in-2 | 2031 | 23 | 406.248 | 373.424 | 7.4894 | 76.0778 | 0
| Zone | Remainder of System | 8 | Typical Event Day | SCE | 1-in-2 | 2031 | 24 | 367.5234 | 351.56 | 7.4746 | 74.4038 | 0
| Zone | Remainder of System | 9 | Average Weekday | SCE | 1-in-2 | 2031 | 1 | 270.36 | 279.7654 | 9.1582 | 67.7225 | 0
| Zone | Remainder of System | 9 | Average Weekday | SCE | 1-in-2 | 2031 | 2 | 277.7178 | 279.4244 | 9.1755 | 66.8467 | 0
| Zone | Remainder of System | 9 | Average Weekday | SCE | 1-in-2 | 2031 | 3 | 440.9255 | 435.8851 | 9.1779 | 66.0813 | 0
| Zone | Remainder of System | 9 | Average Weekday | SCE | 1-in-2 | 2031 | 4 | 601.3506 | 598.2101 | 9.1805 | 65.3971 | 0
| Zone | Remainder of System | 9 | Average Weekday | SCE | 1-in-2 | 2031 | 5 | 537.2256 | 536.1469 | 9.1752 | 64.8121 | 0
| Zone | Remainder of System | 9 | Average Weekday | SCE | 1-in-2 | 2031 | 6 | 525.7145 | 533.9703 | 9.1665 | 64.288 | 0
| Zone | Remainder of System | 9 | Average Weekday | SCE | 1-in-2 | 2031 | 7 | 554.4225 | 541.8736 | 9.1388 | 63.8783 | 0
| Zone | Remainder of System | 9 | Average Weekday | SCE | 1-in-2 | 2031 | 8 | 527.8969 | 524.9696 | 9.0915 | 63.6256 | 0
| Zone | Remainder of System | 9 | Average Weekday | SCE | 1-in-2 | 2031 | 9 | 484.4059 | 506.4916 | 9.0795 | 64.6467 | 0
| Zone | Remainder of System | 9 | Average Weekday | SCE | 1-in-2 | 2031 | 10 | 478.7785 | 490.8959 | 9.1311 | 67.4421 | 0
| Zone | Remainder of System | 9 | Average Weekday | SCE | 1-in-2 | 2031 | 11 | 447.8189 | 460.0694 | 9.1095 | 71.0719 | 0
| Zone | Remainder of System | 9 | Average Weekday | SCE | 1-in-2 | 2031 | 12 | 440.3489 | 452.9637 | 9.086 | 74.7336 | 0
| Zone | Remainder of System | 9 | Average Weekday | SCE | 1-in-2 | 2031 | 13 | 371.5914 | 385.4403 | 9.0736 | 77.7354 | 0
| Zone | Remainder of System | 9 | Average Weekday | SCE | 1-in-2 | 2031 | 14 | 333.5738 | 347.4804 | 9.1006 | 79.8337 | 0
| Zone | Remainder of System | 9 | Average Weekday | SCE | 1-in-2 | 2031 | 15 | 283.5395 | 298.5532 | 9.1528 | 81.0599 | 0
| Zone | Remainder of System | 9 | Average Weekday | SCE | 1-in-2 | 2031 | 16 | 253.0986 | 255.6871 | 9.198 | 81.5924 | 0
| Zone | Remainder of System | 9 | Average Weekday | SCE | 1-in-2 | 2031 | 17 | 258.7618 | 264.7629 | 10.1913 | 81.3424 | 0
| Zone | Remainder of System | 9 | Average Weekday | SCE | 1-in-2 | 2031 | 18 | 229.2724 | 246.5749 | 10.0735 | 80.3228 | 0
| Zone | Remainder of System | 9 | Average Weekday | SCE | 1-in-2 | 2031 | 19 | 229.7869 | 249.8892 | 10.0878 | 78.4973 | 0
| Zone | Remainder of System | 9 | Average Weekday | SCE | 1-in-2 | 2031 | 20 | 226.675 | 238.2815 | 9.1865 | 75.5853 | 0
| Zone | Remainder of System | 9 | Average Weekday | SCE | 1-in-2 | 2031 | 21 | 235.8809 | 253.2296 | 9.4112 | 72.5789 | 0
| Zone | Remainder of System | 9 | Average Weekday | SCE | 1-in-2 | 2031 | 22 | 394.126 | 417.1496 | 9.1121 | 70.814 | 0
| Zone | Remainder of System | 9 | Average Weekday | SCE | 1-in-2 | 2031 | 23 | 407.7794 | 430.3372 | 9.1482 | 69.5334 | 0
| Zone | Remainder of System | 9 | Average Weekday | SCE | 1-in-2 | 2031 | 24 | 363.6975 | 382.5832 | 9.1312 | 68.4417 | 0
| Zone | Remainder of System | 9 | Monthly System Peak Day | SCE | 1-in-2 | 2031 | 1 | 270.36 | 258.951 | 9.2191 | 75.1094 | 0
| Zone | Remainder of System | 9 | Monthly System Peak Day | SCE | 1-in-2 | 2031 | 2 | 277.7178 | 252.9593 | 9.2384 | 74.0078 | 0
| Zone | Remainder of System | 9 | Monthly System Peak Day | SCE | 1-in-2 | 2031 | 3 | 440.9255 | 371.8345 | 9.2427 | 72.9204 | 0
| Zone | Remainder of System | 9 | Monthly System Peak Day | SCE | 1-in-2 | 2031 | 4 | 601.3506 | 471.2037 | 9.2413 | 71.8942 | 0
| Zone | Remainder of System | 9 | Monthly System Peak Day | SCE | 1-in-2 | 2031 | 5 | 537.2256 | 419.8734 | 9.2365 | 70.7876 | 0
| Zone | Remainder of System | 9 | Monthly System Peak Day | SCE | 1-in-2 | 2031 | 6 | 525.7145 | 421.1986 | 9.228 | 70.0145 | 0
| Zone | Remainder of System | 9 | Monthly System Peak Day | SCE | 1-in-2 | 2031 | 7 | 554.4225 | 440.4551 | 9.2281 | 69.5282 | 0
| Zone | Remainder of System | 9 | Monthly System Peak Day | SCE | 1-in-2 | 2031 | 8 | 527.8969 | 431.8281 | 9.1666 | 69.3458 | 0
| Zone | Remainder of System | 9 | Monthly System Peak Day | SCE | 1-in-2 | 2031 | 9 | 484.4059 | 459.3705 | 9.1475 | 71.6146 | 0
| Zone | Remainder of System | 9 | Monthly System Peak Day | SCE | 1-in-2 | 2031 | 10 | 478.7785 | 439.9258 | 9.1983 | 76.0792 | 0
| Zone | Remainder of System | 9 | Monthly System Peak Day | SCE | 1-in-2 | 2031 | 11 | 447.8189 | 409.4848 | 9.1593 | 81.3919 | 0
| Zone | Remainder of System | 9 | Monthly System Peak Day | SCE | 1-in-2 | 2031 | 12 | 440.3489 | 405.9619 | 9.1206 | 86.3206 | 0
| Zone | Remainder of System | 9 | Monthly System Peak Day | SCE | 1-in-2 | 2031 | 13 | 371.5914 | 349.261 | 9.1048 | 90.4921 | 0
| Zone | Remainder of System | 9 | Monthly System Peak Day | SCE | 1-in-2 | 2031 | 14 | 333.5738 | 320.7844 | 9.1387 | 93.4192 | 0
| Zone | Remainder of System | 9 | Monthly System Peak Day | SCE | 1-in-2 | 2031 | 15 | 283.5395 | 281.8995 | 9.2257 | 94.5626 | 0
| Zone | Remainder of System | 9 | Monthly System Peak Day | SCE | 1-in-2 | 2031 | 16 | 253.0986 | 240.5734 | 9.2838 | 93.9402 | 0
| Zone | Remainder of System | 9 | Monthly System Peak Day | SCE | 1-in-2 | 2031 | 17 | 258.7618 | 262.2356 | 10.2083 | 93.476 | 0
| Zone | Remainder of System | 9 | Monthly System Peak Day | SCE | 1-in-2 | 2031 | 18 | 229.2724 | 258.9704 | 10.195 | 92.5105 | 0
| Zone | Remainder of System | 9 | Monthly System Peak Day | SCE | 1-in-2 | 2031 | 19 | 229.7869 | 210.2435 | 9.6461 | 91.3939 | 0
| Zone | Remainder of System | 9 | Monthly System Peak Day | SCE | 1-in-2 | 2031 | 20 | 226.675 | 197.7809 | 8.975 | 88.8968 | 0
| Zone | Remainder of System | 9 | Monthly System Peak Day | SCE | 1-in-2 | 2031 | 21 | 235.8809 | 216.3518 | 10.4166 | 85.0871 | 0
| Zone | Remainder of System | 9 | Monthly System Peak Day | SCE | 1-in-2 | 2031 | 22 | 394.126 | 354.8868 | 9.3246 | 82.6259 | 0
| Zone | Remainder of System | 9 | Monthly System Peak Day | SCE | 1-in-2 | 2031 | 23 | 407.7794 | 354.9917 | 9.1757 | 80.7753 | 0
| Zone | Remainder of System | 9 | Monthly System Peak Day | SCE | 1-in-2 | 2031 | 24 | 363.6975 | 331.2852 | 9.1829 | 78.9817 | 0
| Zone | Remainder of System | 10 | Average Weekday | SCE | 1-in-2 | 2031 | 1 | 287.5361 | 298.1194 | 8.5724 | 62.4444 | 0
| Zone | Remainder of System | 10 | Average Weekday | SCE | 1-in-2 | 2031 | 2 | 281.2959 | 287.8961 | 8.4617 | 61.5437 | 0
| Zone | Remainder of System | 10 | Average Weekday | SCE | 1-in-2 | 2031 | 3 | 433.6248 | 443.0446 | 8.4466 | 60.6485 | 0
| Zone | Remainder of System | 10 | Average Weekday | SCE | 1-in-2 | 2031 | 4 | 599.0242 | 613.7668 | 8.409 | 59.9332 | 0
| Zone | Remainder of System | 10 | Average Weekday | SCE | 1-in-2 | 2031 | 5 | 585.0169 | 598.8333 | 8.4055 | 59.2025 | 0
| Zone | Remainder of System | 10 | Average Weekday | SCE | 1-in-2 | 2031 | 6 | 582.0902 | 597.1844 | 8.3551 | 58.6584 | 0
| Zone | Remainder of System | 10 | Average Weekday | SCE | 1-in-2 | 2031 | 7 | 582.0949 | 581.6231 | 8.3408 | 58.2291 | 0
| Zone | Remainder of System | 10 | Average Weekday | SCE | 1-in-2 | 2031 | 8 | 570.0975 | 574.4093 | 8.6445 | 57.9539 | 0
| Zone | Remainder of System | 10 | Average Weekday | SCE | 1-in-2 | 2031 | 9 | 543.8682 | 582.0561 | 9.0719 | 58.3197 | 0
| Zone | Remainder of System | 10 | Average Weekday | SCE | 1-in-2 | 2031 | 10 | 525.416 | 543.0147 | 8.7912 | 60.8693 | 0
| Zone | Remainder of System | 10 | Average Weekday | SCE | 1-in-2 | 2031 | 11 | 508.5332 | 521.527 | 9.0124 | 64.43 | 0
| Zone | Remainder of System | 10 | Average Weekday | SCE | 1-in-2 | 2031 | 12 | 497.2631 | 509.3285 | 9.2575 | 68.177 | 0
| Zone | Remainder of System | 10 | Average Weekday | SCE | 1-in-2 | 2031 | 13 | 399.6235 | 410.0053 | 9.4528 | 71.2953 | 0
| Zone | Remainder of System | 10 | Average Weekday | SCE | 1-in-2 | 2031 | 14 | 350.3695 | 357.5795 | 9.3157 | 73.5492 | 0
| Zone | Remainder of System | 10 | Average Weekday | SCE | 1-in-2 | 2031 | 15 | 304.2093 | 310.9659 | 8.9217 | 74.9618 | 0
| Zone | Remainder of System | 10 | Average Weekday | SCE | 1-in-2 | 2031 | 16 | 273.5198 | 276.2162 | 8.4187 | 75.8111 | 0
| Zone | Remainder of System | 10 | Average Weekday | SCE | 1-in-2 | 2031 | 17 | 270.819 | 277.0111 | 8.215 | 75.6843 | 0
| Zone | Remainder of System | 10 | Average Weekday | SCE | 1-in-2 | 2031 | 18 | 252.211 | 258.9082 | 8.2724 | 74.5942 | 0
| Zone | Remainder of System | 10 | Average Weekday | SCE | 1-in-2 | 2031 | 19 | 266.9941 | 273.6107 | 8.7005 | 72.5631 | 0
| Zone | Remainder of System | 10 | Average Weekday | SCE | 1-in-2 | 2031 | 20 | 258.5353 | 261.9955 | 8.4052 | 69.6331 | 0
| Zone | Remainder of System | 10 | Average Weekday | SCE | 1-in-2 | 2031 | 21 | 246.3648 | 252.0137 | 8.1046 | 67.329 | 0
| Zone | Remainder of System | 10 | Average Weekday | SCE | 1-in-2 | 2031 | 22 | 431.1631 | 448.9822 | 8.3368 | 65.6424 | 0
| Zone | Remainder of System | 10 | Average Weekday | SCE | 1-in-2 | 2031 | 23 | 411.7509 | 432.3165 | 8.4904 | 64.3401 | 0
| Zone | Remainder of System | 10 | Average Weekday | SCE | 1-in-2 | 2031 | 24 | 341.7973 | 365.2085 | 8.6706 | 63.2154 | 0
| Zone | Remainder of System | 10 | Monthly System Peak Day | SCE | 1-in-2 | 2031 | 1 | 287.5361 | 307.936 | 8.4013 | 70.789 | 0
| Zone | Remainder of System | 10 | Monthly System Peak Day | SCE | 1-in-2 | 2031 | 2 | 281.2959 | 293.2264 | 8.3458 | 69.3827 | 0
| Zone | Remainder of System | 10 | Monthly System Peak Day | SCE | 1-in-2 | 2031 | 3 | 433.6248 | 448.033 | 8.3394 | 67.3456 | 0
| Zone | Remainder of System | 10 | Monthly System Peak Day | SCE | 1-in-2 | 2031 | 4 | 599.0242 | 615.4151 | 8.3264 | 66.5839 | 0
| Zone | Remainder of System | 10 | Monthly System Peak Day | SCE | 1-in-2 | 2031 | 5 | 585.0169 | 603.9841 | 8.3203 | 65.9856 | 0
| Zone | Remainder of System | 10 | Monthly System Peak Day | SCE | 1-in-2 | 2031 | 6 | 582.0902 | 595.842 | 8.2978 | 65.2669 | 0
| Zone | Remainder of System | 10 | Monthly System Peak Day | SCE | 1-in-2 | 2031 | 7 | 582.0949 | 575.8491 | 8.2858 | 64.3182 | 0
| Zone | Remainder of System | 10 | Monthly System Peak Day | SCE | 1-in-2 | 2031 | 8 | 570.0975 | 574.7098 | 8.4428 | 64.1286 | 0
| Zone | Remainder of System | 10 | Monthly System Peak Day | SCE | 1-in-2 | 2031 | 9 | 543.8682 | 593.7914 | 8.7402 | 64.9142 | 0
| Zone | Remainder of System | 10 | Monthly System Peak Day | SCE | 1-in-2 | 2031 | 10 | 525.416 | 549.9333 | 8.5274 | 69.0419 | 0
| Zone | Remainder of System | 10 | Monthly System Peak Day | SCE | 1-in-2 | 2031 | 11 | 508.5332 | 530.5383 | 8.669 | 75.3311 | 0
| Zone | Remainder of System | 10 | Monthly System Peak Day | SCE | 1-in-2 | 2031 | 12 | 497.2631 | 522.718 | 8.84 | 81.3694 | 0
| Zone | Remainder of System | 10 | Monthly System Peak Day | SCE | 1-in-2 | 2031 | 13 | 399.6235 | 409.2331 | 8.987 | 85.661 | 0
| Zone | Remainder of System | 10 | Monthly System Peak Day | SCE | 1-in-2 | 2031 | 14 | 350.3695 | 356.2992 | 8.8915 | 88.0198 | 0
| Zone | Remainder of System | 10 | Monthly System Peak Day | SCE | 1-in-2 | 2031 | 15 | 304.2093 | 311.3134 | 8.6028 | 89.3562 | 0
| Zone | Remainder of System | 10 | Monthly System Peak Day | SCE | 1-in-2 | 2031 | 16 | 273.5198 | 274.8711 | 8.2894 | 90.0823 | 0
| Zone | Remainder of System | 10 | Monthly System Peak Day | SCE | 1-in-2 | 2031 | 17 | 270.819 | 276.9706 | 8.1611 | 89.8948 | 0
| Zone | Remainder of System | 10 | Monthly System Peak Day | SCE | 1-in-2 | 2031 | 18 | 252.211 | 258.696 | 8.1574 | 88.749 | 0
| Zone | Remainder of System | 10 | Monthly System Peak Day | SCE | 1-in-2 | 2031 | 19 | 266.9941 | 272.6923 | 8.6596 | 86.7542 | 0
| Zone | Remainder of System | 10 | Monthly System Peak Day | SCE | 1-in-2 | 2031 | 20 | 258.5353 | 262.5735 | 8.4047 | 83.4368 | 0
| Zone | Remainder of System | 10 | Monthly System Peak Day | SCE | 1-in-2 | 2031 | 21 | 246.3648 | 254.6009 | 8.3457 | 80.0617 | 0
| Zone | Remainder of System | 10 | Monthly System Peak Day | SCE | 1-in-2 | 2031 | 22 | 431.1631 | 448.9335 | 8.2652 | 77.4533 | 0
| Zone | Remainder of System | 10 | Monthly System Peak Day | SCE | 1-in-2 | 2031 | 23 | 411.7509 | 435.6697 | 8.3538 | 74.9468 | 0
| Zone | Remainder of System | 10 | Monthly System Peak Day | SCE | 1-in-2 | 2031 | 24 | 341.7973 | 379.4586 | 8.4634 | 73.4656 | 0
| Zone | Remainder of System | 11 | Average Weekday | SCE | 1-in-2 | 2031 | 1 | 270.428 | 277.0912 | 8.4545 | 56.3377 | 0
| Zone | Remainder of System | 11 | Average Weekday | SCE | 1-in-2 | 2031 | 2 | 269.3082 | 275.606 | 8.4731 | 55.4292 | 0
| Zone | Remainder of System | 11 | Average Weekday | SCE | 1-in-2 | 2031 | 3 | 416.2454 | 426.8531 | 8.4481 | 54.7265 | 0
| Zone | Remainder of System | 11 | Average Weekday | SCE | 1-in-2 | 2031 | 4 | 592.4445 | 609.8809 | 8.4597 | 54.1046 | 0
| Zone | Remainder of System | 11 | Average Weekday | SCE | 1-in-2 | 2031 | 5 | 558.069 | 583.8232 | 8.4331 | 53.5218 | 0
| Zone | Remainder of System | 11 | Average Weekday | SCE | 1-in-2 | 2031 | 6 | 546.2304 | 573.8373 | 8.4391 | 52.9617 | 0
| Zone | Remainder of System | 11 | Average Weekday | SCE | 1-in-2 | 2031 | 7 | 554.6058 | 551.7843 | 8.6278 | 52.6793 | 0
| Zone | Remainder of System | 11 | Average Weekday | SCE | 1-in-2 | 2031 | 8 | 532.5782 | 536.9189 | 8.9317 | 52.5522 | 0
| Zone | Remainder of System | 11 | Average Weekday | SCE | 1-in-2 | 2031 | 9 | 517.8682 | 545.1716 | 8.6173 | 54.1377 | 0
| Zone | Remainder of System | 11 | Average Weekday | SCE | 1-in-2 | 2031 | 10 | 495.3907 | 507.7605 | 8.9131 | 57.6626 | 0
| Zone | Remainder of System | 11 | Average Weekday | SCE | 1-in-2 | 2031 | 11 | 468.6128 | 476.729 | 9.1039 | 61.6392 | 0
| Zone | Remainder of System | 11 | Average Weekday | SCE | 1-in-2 | 2031 | 12 | 462.1545 | 469.5627 | 9.2007 | 65.053 | 0
| Zone | Remainder of System | 11 | Average Weekday | SCE | 1-in-2 | 2031 | 13 | 373.3474 | 384.5317 | 8.9809 | 67.5163 | 0
| Zone | Remainder of System | 11 | Average Weekday | SCE | 1-in-2 | 2031 | 14 | 340.9353 | 348.6272 | 8.7174 | 69.0679 | 0
| Zone | Remainder of System | 11 | Average Weekday | SCE | 1-in-2 | 2031 | 15 | 287.8884 | 297.3576 | 8.399 | 69.9383 | 0
| Zone | Remainder of System | 11 | Average Weekday | SCE | 1-in-2 | 2031 | 16 | 260.1542 | 262.7166 | 8.4812 | 70.0307 | 0
| Zone | Remainder of System | 11 | Average Weekday | SCE | 1-in-2 | 2031 | 17 | 264.9963 | 270.5627 | 8.2967 | 69.073 | 0
| Zone | Remainder of System | 11 | Average Weekday | SCE | 1-in-2 | 2031 | 18 | 247.1683 | 253.3017 | 8.466 | 66.8593 | 0
| Zone | Remainder of System | 11 | Average Weekday | SCE | 1-in-2 | 2031 | 19 | 263.9184 | 268.2454 | 8.4224 | 64.2909 | 0
| Zone | Remainder of System | 11 | Average Weekday | SCE | 1-in-2 | 2031 | 20 | 248.6299 | 309.5969 | 10.4897 | 62.3427 | 0
| Zone | Remainder of System | 11 | Average Weekday | SCE | 1-in-2 | 2031 | 21 | 235.409 | 241.6779 | 8.0728 | 60.7342 | 0
| Zone | Remainder of System | 11 | Average Weekday | SCE | 1-in-2 | 2031 | 22 | 412.9873 | 428.9231 | 8.4209 | 59.3492 | 0
| Zone | Remainder of System | 11 | Average Weekday | SCE | 1-in-2 | 2031 | 23 | 393.9587 | 409.0529 | 8.5866 | 58.1896 | 0
| Zone | Remainder of System | 11 | Average Weekday | SCE | 1-in-2 | 2031 | 24 | 322.4305 | 335.1654 | 8.5109 | 57.2544 | 0
| Zone | Remainder of System | 11 | Monthly System Peak Day | SCE | 1-in-2 | 2031 | 1 | 270.428 | 282.1566 | 8.3725 | 62.9629 | 0
| Zone | Remainder of System | 11 | Monthly System Peak Day | SCE | 1-in-2 | 2031 | 2 | 269.3082 | 279.5018 | 8.3944 | 61.5748 | 0
| Zone | Remainder of System | 11 | Monthly System Peak Day | SCE | 1-in-2 | 2031 | 3 | 416.2454 | 430.3338 | 8.382 | 60.682 | 0
| Zone | Remainder of System | 11 | Monthly System Peak Day | SCE | 1-in-2 | 2031 | 4 | 592.4445 | 613.6213 | 8.3918 | 59.921 | 0
| Zone | Remainder of System | 11 | Monthly System Peak Day | SCE | 1-in-2 | 2031 | 5 | 558.069 | 587.5368 | 8.3826 | 59.1649 | 0
| Zone | Remainder of System | 11 | Monthly System Peak Day | SCE | 1-in-2 | 2031 | 6 | 546.2304 | 574.9004 | 8.3891 | 58.0889 | 0
| Zone | Remainder of System | 11 | Monthly System Peak Day | SCE | 1-in-2 | 2031 | 7 | 554.6058 | 540.16 | 8.5416 | 57.8746 | 0
| Zone | Remainder of System | 11 | Monthly System Peak Day | SCE | 1-in-2 | 2031 | 8 | 532.5782 | 542.3687 | 8.9292 | 57.32 | 0
| Zone | Remainder of System | 11 | Monthly System Peak Day | SCE | 1-in-2 | 2031 | 9 | 517.8682 | 553.5942 | 8.5334 | 59.5354 | 0
| Zone | Remainder of System | 11 | Monthly System Peak Day | SCE | 1-in-2 | 2031 | 10 | 495.3907 | 517.9631 | 8.9014 | 64.4605 | 0
| Zone | Remainder of System | 11 | Monthly System Peak Day | SCE | 1-in-2 | 2031 | 11 | 468.6128 | 490.1526 | 9.1841 | 70.7812 | 0
| Zone | Remainder of System | 11 | Monthly System Peak Day | SCE | 1-in-2 | 2031 | 12 | 462.1545 | 485.1613 | 9.3453 | 76.6454 | 0
| Zone | Remainder of System | 11 | Monthly System Peak Day | SCE | 1-in-2 | 2031 | 13 | 373.3474 | 384.7267 | 9.0241 | 80.6052 | 0
| Zone | Remainder of System | 11 | Monthly System Peak Day | SCE | 1-in-2 | 2031 | 14 | 340.9353 | 347.3053 | 8.6547 | 83.1096 | 0
| Zone | Remainder of System | 11 | Monthly System Peak Day | SCE | 1-in-2 | 2031 | 15 | 287.8884 | 297.4136 | 8.3088 | 84.4602 | 0
| Zone | Remainder of System | 11 | Monthly System Peak Day | SCE | 1-in-2 | 2031 | 16 | 260.1542 | 261.566 | 8.3922 | 84.6998 | 0
| Zone | Remainder of System | 11 | Monthly System Peak Day | SCE | 1-in-2 | 2031 | 17 | 264.9963 | 272.5104 | 8.2096 | 83.4215 | 0
| Zone | Remainder of System | 11 | Monthly System Peak Day | SCE | 1-in-2 | 2031 | 18 | 247.1683 | 255.8753 | 8.3728 | 80.7623 | 0
| Zone | Remainder of System | 11 | Monthly System Peak Day | SCE | 1-in-2 | 2031 | 19 | 263.9184 | 269.3897 | 8.4214 | 76.9132 | 0
| Zone | Remainder of System | 11 | Monthly System Peak Day | SCE | 1-in-2 | 2031 | 20 | 248.6299 | 356.8415 | 17.1634 | 74.1084 | 0
| Zone | Remainder of System | 11 | Monthly System Peak Day | SCE | 1-in-2 | 2031 | 21 | 235.409 | 243.9675 | 8.3791 | 71.8048 | 0
| Zone | Remainder of System | 11 | Monthly System Peak Day | SCE | 1-in-2 | 2031 | 22 | 412.9873 | 430.294 | 8.3432 | 69.7539 | 0
| Zone | Remainder of System | 11 | Monthly System Peak Day | SCE | 1-in-2 | 2031 | 23 | 393.9587 | 414.8504 | 8.4985 | 68.1384 | 0
| Zone | Remainder of System | 11 | Monthly System Peak Day | SCE | 1-in-2 | 2031 | 24 | 322.4305 | 345.0058 | 8.4169 | 66.5664 | 0
| Zone | Remainder of System | 12 | Average Weekday | SCE | 1-in-2 | 2031 | 1 | 255.4055 | 262.4651 | 8.316 | 50.1723 | 0
| Zone | Remainder of System | 12 | Average Weekday | SCE | 1-in-2 | 2031 | 2 | 251.3876 | 258.0971 | 8.342 | 49.47 | 0
| Zone | Remainder of System | 12 | Average Weekday | SCE | 1-in-2 | 2031 | 3 | 392.7231 | 404.9735 | 8.3476 | 48.8424 | 0
| Zone | Remainder of System | 12 | Average Weekday | SCE | 1-in-2 | 2031 | 4 | 568.0799 | 587.511 | 8.3543 | 48.2737 | 0
| Zone | Remainder of System | 12 | Average Weekday | SCE | 1-in-2 | 2031 | 5 | 537.9752 | 566.8285 | 8.3578 | 47.7582 | 0
| Zone | Remainder of System | 12 | Average Weekday | SCE | 1-in-2 | 2031 | 6 | 514.9262 | 547.2261 | 8.3631 | 47.2208 | 0
| Zone | Remainder of System | 12 | Average Weekday | SCE | 1-in-2 | 2031 | 7 | 509.0068 | 507.8582 | 8.3241 | 46.8903 | 0
| Zone | Remainder of System | 12 | Average Weekday | SCE | 1-in-2 | 2031 | 8 | 500.0236 | 506.879 | 8.2758 | 46.6249 | 0
| Zone | Remainder of System | 12 | Average Weekday | SCE | 1-in-2 | 2031 | 9 | 480.9777 | 509.1452 | 8.2275 | 47.1296 | 0
| Zone | Remainder of System | 12 | Average Weekday | SCE | 1-in-2 | 2031 | 10 | 451.4553 | 467.99 | 8.2546 | 49.7166 | 0
| Zone | Remainder of System | 12 | Average Weekday | SCE | 1-in-2 | 2031 | 11 | 426.5378 | 436.5974 | 8.2121 | 53.0028 | 0
| Zone | Remainder of System | 12 | Average Weekday | SCE | 1-in-2 | 2031 | 12 | 418.9702 | 425.9894 | 8.1728 | 56.0652 | 0
| Zone | Remainder of System | 12 | Average Weekday | SCE | 1-in-2 | 2031 | 13 | 339.4967 | 350.2713 | 8.1632 | 58.4044 | 0
| Zone | Remainder of System | 12 | Average Weekday | SCE | 1-in-2 | 2031 | 14 | 309.6011 | 318.1273 | 8.1965 | 60.0157 | 0
| Zone | Remainder of System | 12 | Average Weekday | SCE | 1-in-2 | 2031 | 15 | 270.8297 | 279.5694 | 8.2518 | 60.9106 | 0
| Zone | Remainder of System | 12 | Average Weekday | SCE | 1-in-2 | 2031 | 16 | 237.9356 | 240.4398 | 8.3103 | 61.1029 | 0
| Zone | Remainder of System | 12 | Average Weekday | SCE | 1-in-2 | 2031 | 17 | 243.8168 | 250.3609 | 8.176 | 60.4067 | 0
| Zone | Remainder of System | 12 | Average Weekday | SCE | 1-in-2 | 2031 | 18 | 228.1728 | 234.0671 | 8.1548 | 58.4535 | 0
| Zone | Remainder of System | 12 | Average Weekday | SCE | 1-in-2 | 2031 | 19 | 246.1599 | 250.4786 | 8.422 | 56.1744 | 0
| Zone | Remainder of System | 12 | Average Weekday | SCE | 1-in-2 | 2031 | 20 | 238.2995 | 300.0639 | 8.4376 | 54.5751 | 0
| Zone | Remainder of System | 12 | Average Weekday | SCE | 1-in-2 | 2031 | 21 | 225.2878 | 231.9834 | 8.0726 | 53.3029 | 0
| Zone | Remainder of System | 12 | Average Weekday | SCE | 1-in-2 | 2031 | 22 | 400.4034 | 416.0112 | 8.2589 | 52.1925 | 0
| Zone | Remainder of System | 12 | Average Weekday | SCE | 1-in-2 | 2031 | 23 | 382.8895 | 397.5853 | 8.2844 | 51.2585 | 0
| Zone | Remainder of System | 12 | Average Weekday | SCE | 1-in-2 | 2031 | 24 | 312.3763 | 325.9329 | 8.2877 | 50.3709 | 0
| Zone | Remainder of System | 12 | Monthly System Peak Day | SCE | 1-in-2 | 2031 | 1 | 255.4055 | 262.4651 | 8.316 | 42.6698 | 0
| Zone | Remainder of System | 12 | Monthly System Peak Day | SCE | 1-in-2 | 2031 | 2 | 251.3876 | 258.0971 | 8.342 | 41.9151 | 0
| Zone | Remainder of System | 12 | Monthly System Peak Day | SCE | 1-in-2 | 2031 | 3 | 392.7231 | 404.9735 | 8.3476 | 41.1108 | 0
| Zone | Remainder of System | 12 | Monthly System Peak Day | SCE | 1-in-2 | 2031 | 4 | 568.0799 | 587.511 | 8.3543 | 40.6979 | 0
| Zone | Remainder of System | 12 | Monthly System Peak Day | SCE | 1-in-2 | 2031 | 5 | 537.9752 | 566.8285 | 8.3578 | 40.2189 | 0
| Zone | Remainder of System | 12 | Monthly System Peak Day | SCE | 1-in-2 | 2031 | 6 | 514.9262 | 547.2261 | 8.3631 | 39.9074 | 0
| Zone | Remainder of System | 12 | Monthly System Peak Day | SCE | 1-in-2 | 2031 | 7 | 509.0068 | 507.8582 | 8.3241 | 39.547 | 0
| Zone | Remainder of System | 12 | Monthly System Peak Day | SCE | 1-in-2 | 2031 | 8 | 500.0236 | 506.879 | 8.2758 | 38.9194 | 0
| Zone | Remainder of System | 12 | Monthly System Peak Day | SCE | 1-in-2 | 2031 | 9 | 480.9777 | 509.1452 | 8.2275 | 39.6245 | 0
| Zone | Remainder of System | 12 | Monthly System Peak Day | SCE | 1-in-2 | 2031 | 10 | 451.4553 | 467.99 | 8.2546 | 43.6048 | 0
| Zone | Remainder of System | 12 | Monthly System Peak Day | SCE | 1-in-2 | 2031 | 11 | 426.5378 | 436.5974 | 8.2121 | 48.0539 | 0
| Zone | Remainder of System | 12 | Monthly System Peak Day | SCE | 1-in-2 | 2031 | 12 | 418.9702 | 425.9894 | 8.1728 | 52.486 | 0
| Zone | Remainder of System | 12 | Monthly System Peak Day | SCE | 1-in-2 | 2031 | 13 | 339.4967 | 350.2713 | 8.1632 | 55.021 | 0
| Zone | Remainder of System | 12 | Monthly System Peak Day | SCE | 1-in-2 | 2031 | 14 | 309.6011 | 318.1273 | 8.1965 | 56.6707 | 0
| Zone | Remainder of System | 12 | Monthly System Peak Day | SCE | 1-in-2 | 2031 | 15 | 270.8297 | 279.5694 | 8.2518 | 57.6764 | 0
| Zone | Remainder of System | 12 | Monthly System Peak Day | SCE | 1-in-2 | 2031 | 16 | 237.9356 | 240.4398 | 8.3103 | 58.0747 | 0
| Zone | Remainder of System | 12 | Monthly System Peak Day | SCE | 1-in-2 | 2031 | 17 | 243.8168 | 250.3609 | 8.176 | 57.8306 | 0
| Zone | Remainder of System | 12 | Monthly System Peak Day | SCE | 1-in-2 | 2031 | 18 | 228.1728 | 234.0671 | 8.1548 | 55.8258 | 0
| Zone | Remainder of System | 12 | Monthly System Peak Day | SCE | 1-in-2 | 2031 | 19 | 246.1599 | 250.4786 | 8.422 | 52.9366 | 0
| Zone | Remainder of System | 12 | Monthly System Peak Day | SCE | 1-in-2 | 2031 | 20 | 238.2995 | 300.0639 | 8.4376 | 50.7595 | 0
| Zone | Remainder of System | 12 | Monthly System Peak Day | SCE | 1-in-2 | 2031 | 21 | 225.2878 | 231.9834 | 8.0726 | 48.9271 | 0
| Zone | Remainder of System | 12 | Monthly System Peak Day | SCE | 1-in-2 | 2031 | 22 | 400.4034 | 416.0112 | 8.2589 | 47.1432 | 0
| Zone | Remainder of System | 12 | Monthly System Peak Day | SCE | 1-in-2 | 2031 | 23 | 382.8895 | 397.5853 | 8.2844 | 45.5948 | 0
| Zone | Remainder of System | 12 | Monthly System Peak Day | SCE | 1-in-2 | 2031 | 24 | 312.3763 | 325.9329 | 8.2877 | 44.4353 | 0
| Zone | South Orange County | 1 | Average Weekday | CAISO | 1-in-10 | 2021 | 1 |  |  |  | 52.18 | 1
| Zone | South Orange County | 1 | Average Weekday | CAISO | 1-in-10 | 2021 | 2 |  |  |  | 51.3559 | 1
| Zone | South Orange County | 1 | Average Weekday | CAISO | 1-in-10 | 2021 | 3 |  |  |  | 50.5879 | 1
| Zone | South Orange County | 1 | Average Weekday | CAISO | 1-in-10 | 2021 | 4 |  |  |  | 49.7468 | 1
| Zone | South Orange County | 1 | Average Weekday | CAISO | 1-in-10 | 2021 | 5 |  |  |  | 48.9691 | 1
| Zone | South Orange County | 1 | Average Weekday | CAISO | 1-in-10 | 2021 | 6 |  |  |  | 48.4568 | 1
| Zone | South Orange County | 1 | Average Weekday | CAISO | 1-in-10 | 2021 | 7 |  |  |  | 48.0644 | 1
| Zone | South Orange County | 1 | Average Weekday | CAISO | 1-in-10 | 2021 | 8 |  |  |  | 48.0706 | 1
| Zone | South Orange County | 1 | Average Weekday | CAISO | 1-in-10 | 2021 | 9 |  |  |  | 48.8383 | 1
| Zone | South Orange County | 1 | Average Weekday | CAISO | 1-in-10 | 2021 | 10 |  |  |  | 51.6117 | 1
| Zone | South Orange County | 1 | Average Weekday | CAISO | 1-in-10 | 2021 | 11 |  |  |  | 55.2199 | 1
| Zone | South Orange County | 1 | Average Weekday | CAISO | 1-in-10 | 2021 | 12 |  |  |  | 58.4718 | 1
| Zone | South Orange County | 1 | Average Weekday | CAISO | 1-in-10 | 2021 | 13 |  |  |  | 60.3987 | 1
| Zone | South Orange County | 1 | Average Weekday | CAISO | 1-in-10 | 2021 | 14 |  |  |  | 61.7776 | 1
| Zone | South Orange County | 1 | Average Weekday | CAISO | 1-in-10 | 2021 | 15 |  |  |  | 62.4536 | 1
| Zone | South Orange County | 1 | Average Weekday | CAISO | 1-in-10 | 2021 | 16 |  |  |  | 62.3352 | 1
| Zone | South Orange County | 1 | Average Weekday | CAISO | 1-in-10 | 2021 | 17 |  |  |  | 61.5598 | 1
| Zone | South Orange County | 1 | Average Weekday | CAISO | 1-in-10 | 2021 | 18 |  |  |  | 60.0373 | 1
| Zone | South Orange County | 1 | Average Weekday | CAISO | 1-in-10 | 2021 | 19 |  |  |  | 58.1541 | 1
| Zone | South Orange County | 1 | Average Weekday | CAISO | 1-in-10 | 2021 | 20 |  |  |  | 56.898 | 1
| Zone | South Orange County | 1 | Average Weekday | CAISO | 1-in-10 | 2021 | 21 |  |  |  | 55.8955 | 1
| Zone | South Orange County | 1 | Average Weekday | CAISO | 1-in-10 | 2021 | 22 |  |  |  | 54.9898 | 1
| Zone | South Orange County | 1 | Average Weekday | CAISO | 1-in-10 | 2021 | 23 |  |  |  | 53.956 | 1
| Zone | South Orange County | 1 | Average Weekday | CAISO | 1-in-10 | 2021 | 24 |  |  |  | 53.0008 | 1
| Zone | South Orange County | 1 | Monthly System Peak Day | CAISO | 1-in-10 | 2021 | 1 |  |  |  | 50.4933 | 1
| Zone | South Orange County | 1 | Monthly System Peak Day | CAISO | 1-in-10 | 2021 | 2 |  |  |  | 49.7233 | 1
| Zone | South Orange County | 1 | Monthly System Peak Day | CAISO | 1-in-10 | 2021 | 3 |  |  |  | 49.9217 | 1
| Zone | South Orange County | 1 | Monthly System Peak Day | CAISO | 1-in-10 | 2021 | 4 |  |  |  | 49.39 | 1
| Zone | South Orange County | 1 | Monthly System Peak Day | CAISO | 1-in-10 | 2021 | 5 |  |  |  | 48.7683 | 1
| Zone | South Orange County | 1 | Monthly System Peak Day | CAISO | 1-in-10 | 2021 | 6 |  |  |  | 48.5117 | 1
| Zone | South Orange County | 1 | Monthly System Peak Day | CAISO | 1-in-10 | 2021 | 7 |  |  |  | 48.0933 | 1
| Zone | South Orange County | 1 | Monthly System Peak Day | CAISO | 1-in-10 | 2021 | 8 |  |  |  | 47.0633 | 1
| Zone | South Orange County | 1 | Monthly System Peak Day | CAISO | 1-in-10 | 2021 | 9 |  |  |  | 46.8917 | 1
| Zone | South Orange County | 1 | Monthly System Peak Day | CAISO | 1-in-10 | 2021 | 10 |  |  |  | 48.225 | 1
| Zone | South Orange County | 1 | Monthly System Peak Day | CAISO | 1-in-10 | 2021 | 11 |  |  |  | 48.75 | 1
| Zone | South Orange County | 1 | Monthly System Peak Day | CAISO | 1-in-10 | 2021 | 12 |  |  |  | 51.1533 | 1
| Zone | South Orange County | 1 | Monthly System Peak Day | CAISO | 1-in-10 | 2021 | 13 |  |  |  | 52.825 | 1
| Zone | South Orange County | 1 | Monthly System Peak Day | CAISO | 1-in-10 | 2021 | 14 |  |  |  | 52.8767 | 1
| Zone | South Orange County | 1 | Monthly System Peak Day | CAISO | 1-in-10 | 2021 | 15 |  |  |  | 53.77 | 1
| Zone | South Orange County | 1 | Monthly System Peak Day | CAISO | 1-in-10 | 2021 | 16 |  |  |  | 53.9133 | 1
| Zone | South Orange County | 1 | Monthly System Peak Day | CAISO | 1-in-10 | 2021 | 17 |  |  |  | 53.655 | 1
| Zone | South Orange County | 1 | Monthly System Peak Day | CAISO | 1-in-10 | 2021 | 18 |  |  |  | 52.6633 | 1
| Zone | South Orange County | 1 | Monthly System Peak Day | CAISO | 1-in-10 | 2021 | 19 |  |  |  | 51.0767 | 1
| Zone | South Orange County | 1 | Monthly System Peak Day | CAISO | 1-in-10 | 2021 | 20 |  |  |  | 50.53 | 1
| Zone | South Orange County | 1 | Monthly System Peak Day | CAISO | 1-in-10 | 2021 | 21 |  |  |  | 50.11 | 1
| Zone | South Orange County | 1 | Monthly System Peak Day | CAISO | 1-in-10 | 2021 | 22 |  |  |  | 49.7583 | 1
| Zone | South Orange County | 1 | Monthly System Peak Day | CAISO | 1-in-10 | 2021 | 23 |  |  |  | 48.78 | 1
| Zone | South Orange County | 1 | Monthly System Peak Day | CAISO | 1-in-10 | 2021 | 24 |  |  |  | 46.86 | 1
| Zone | South Orange County | 2 | Average Weekday | CAISO | 1-in-10 | 2021 | 1 |  |  |  | 51.8979 | 1
| Zone | South Orange County | 2 | Average Weekday | CAISO | 1-in-10 | 2021 | 2 |  |  |  | 51.0911 | 1
| Zone | South Orange County | 2 | Average Weekday | CAISO | 1-in-10 | 2021 | 3 |  |  |  | 50.3206 | 1
| Zone | South Orange County | 2 | Average Weekday | CAISO | 1-in-10 | 2021 | 4 |  |  |  | 49.5876 | 1
| Zone | South Orange County | 2 | Average Weekday | CAISO | 1-in-10 | 2021 | 5 |  |  |  | 48.856 | 1
| Zone | South Orange County | 2 | Average Weekday | CAISO | 1-in-10 | 2021 | 6 |  |  |  | 48.3118 | 1
| Zone | South Orange County | 2 | Average Weekday | CAISO | 1-in-10 | 2021 | 7 |  |  |  | 48.1363 | 1
| Zone | South Orange County | 2 | Average Weekday | CAISO | 1-in-10 | 2021 | 8 |  |  |  | 48.2131 | 1
| Zone | South Orange County | 2 | Average Weekday | CAISO | 1-in-10 | 2021 | 9 |  |  |  | 49.7696 | 1
| Zone | South Orange County | 2 | Average Weekday | CAISO | 1-in-10 | 2021 | 10 |  |  |  | 53.4056 | 1
| Zone | South Orange County | 2 | Average Weekday | CAISO | 1-in-10 | 2021 | 11 |  |  |  | 56.7418 | 1
| Zone | South Orange County | 2 | Average Weekday | CAISO | 1-in-10 | 2021 | 12 |  |  |  | 59.1099 | 1
| Zone | South Orange County | 2 | Average Weekday | CAISO | 1-in-10 | 2021 | 13 |  |  |  | 60.5477 | 1
| Zone | South Orange County | 2 | Average Weekday | CAISO | 1-in-10 | 2021 | 14 |  |  |  | 61.8217 | 1
| Zone | South Orange County | 2 | Average Weekday | CAISO | 1-in-10 | 2021 | 15 |  |  |  | 62.1023 | 1
| Zone | South Orange County | 2 | Average Weekday | CAISO | 1-in-10 | 2021 | 16 |  |  |  | 61.9606 | 1
| Zone | South Orange County | 2 | Average Weekday | CAISO | 1-in-10 | 2021 | 17 |  |  |  | 61.41 | 1
| Zone | South Orange County | 2 | Average Weekday | CAISO | 1-in-10 | 2021 | 18 |  |  |  | 60.2222 | 1
| Zone | South Orange County | 2 | Average Weekday | CAISO | 1-in-10 | 2021 | 19 |  |  |  | 58.3882 | 1
| Zone | South Orange County | 2 | Average Weekday | CAISO | 1-in-10 | 2021 | 20 |  |  |  | 57.0211 | 1
| Zone | South Orange County | 2 | Average Weekday | CAISO | 1-in-10 | 2021 | 21 |  |  |  | 55.9466 | 1
| Zone | South Orange County | 2 | Average Weekday | CAISO | 1-in-10 | 2021 | 22 |  |  |  | 55.0275 | 1
| Zone | South Orange County | 2 | Average Weekday | CAISO | 1-in-10 | 2021 | 23 |  |  |  | 54.1222 | 1
| Zone | South Orange County | 2 | Average Weekday | CAISO | 1-in-10 | 2021 | 24 |  |  |  | 53.2494 | 1
| Zone | South Orange County | 2 | Monthly System Peak Day | CAISO | 1-in-10 | 2021 | 1 |  |  |  | 52.945 | 1
| Zone | South Orange County | 2 | Monthly System Peak Day | CAISO | 1-in-10 | 2021 | 2 |  |  |  | 52.8633 | 1
| Zone | South Orange County | 2 | Monthly System Peak Day | CAISO | 1-in-10 | 2021 | 3 |  |  |  | 52.7767 | 1
| Zone | South Orange County | 2 | Monthly System Peak Day | CAISO | 1-in-10 | 2021 | 4 |  |  |  | 51.915 | 1
| Zone | South Orange County | 2 | Monthly System Peak Day | CAISO | 1-in-10 | 2021 | 5 |  |  |  | 51.09 | 1
| Zone | South Orange County | 2 | Monthly System Peak Day | CAISO | 1-in-10 | 2021 | 6 |  |  |  | 50.0733 | 1
| Zone | South Orange County | 2 | Monthly System Peak Day | CAISO | 1-in-10 | 2021 | 7 |  |  |  | 49.7333 | 1
| Zone | South Orange County | 2 | Monthly System Peak Day | CAISO | 1-in-10 | 2021 | 8 |  |  |  | 49.6567 | 1
| Zone | South Orange County | 2 | Monthly System Peak Day | CAISO | 1-in-10 | 2021 | 9 |  |  |  | 50.3817 | 1
| Zone | South Orange County | 2 | Monthly System Peak Day | CAISO | 1-in-10 | 2021 | 10 |  |  |  | 51.6267 | 1
| Zone | South Orange County | 2 | Monthly System Peak Day | CAISO | 1-in-10 | 2021 | 11 |  |  |  | 52.2633 | 1
| Zone | South Orange County | 2 | Monthly System Peak Day | CAISO | 1-in-10 | 2021 | 12 |  |  |  | 53.465 | 1
| Zone | South Orange County | 2 | Monthly System Peak Day | CAISO | 1-in-10 | 2021 | 13 |  |  |  | 54.3117 | 1
| Zone | South Orange County | 2 | Monthly System Peak Day | CAISO | 1-in-10 | 2021 | 14 |  |  |  | 55.49 | 1
| Zone | South Orange County | 2 | Monthly System Peak Day | CAISO | 1-in-10 | 2021 | 15 |  |  |  | 56.2783 | 1
| Zone | South Orange County | 2 | Monthly System Peak Day | CAISO | 1-in-10 | 2021 | 16 |  |  |  | 57.2867 | 1
| Zone | South Orange County | 2 | Monthly System Peak Day | CAISO | 1-in-10 | 2021 | 17 |  |  |  | 58.5583 | 1
| Zone | South Orange County | 2 | Monthly System Peak Day | CAISO | 1-in-10 | 2021 | 18 |  |  |  | 58.3483 | 1
| Zone | South Orange County | 2 | Monthly System Peak Day | CAISO | 1-in-10 | 2021 | 19 |  |  |  | 57.1133 | 1
| Zone | South Orange County | 2 | Monthly System Peak Day | CAISO | 1-in-10 | 2021 | 20 |  |  |  | 55.98 | 1
| Zone | South Orange County | 2 | Monthly System Peak Day | CAISO | 1-in-10 | 2021 | 21 |  |  |  | 55.37 | 1
| Zone | South Orange County | 2 | Monthly System Peak Day | CAISO | 1-in-10 | 2021 | 22 |  |  |  | 54.715 | 1
| Zone | South Orange County | 2 | Monthly System Peak Day | CAISO | 1-in-10 | 2021 | 23 |  |  |  | 53.8183 | 1
| Zone | South Orange County | 2 | Monthly System Peak Day | CAISO | 1-in-10 | 2021 | 24 |  |  |  | 52.9883 | 1
| Zone | South Orange County | 3 | Average Weekday | CAISO | 1-in-10 | 2021 | 1 |  |  |  | 59.5281 | 1
| Zone | South Orange County | 3 | Average Weekday | CAISO | 1-in-10 | 2021 | 2 |  |  |  | 58.5162 | 1
| Zone | South Orange County | 3 | Average Weekday | CAISO | 1-in-10 | 2021 | 3 |  |  |  | 57.8131 | 1
| Zone | South Orange County | 3 | Average Weekday | CAISO | 1-in-10 | 2021 | 4 |  |  |  | 57.0513 | 1
| Zone | South Orange County | 3 | Average Weekday | CAISO | 1-in-10 | 2021 | 5 |  |  |  | 56.254 | 1
| Zone | South Orange County | 3 | Average Weekday | CAISO | 1-in-10 | 2021 | 6 |  |  |  | 55.6438 | 1
| Zone | South Orange County | 3 | Average Weekday | CAISO | 1-in-10 | 2021 | 7 |  |  |  | 55.2104 | 1
| Zone | South Orange County | 3 | Average Weekday | CAISO | 1-in-10 | 2021 | 8 |  |  |  | 55.3983 | 1
| Zone | South Orange County | 3 | Average Weekday | CAISO | 1-in-10 | 2021 | 9 |  |  |  | 56.9005 | 1
| Zone | South Orange County | 3 | Average Weekday | CAISO | 1-in-10 | 2021 | 10 |  |  |  | 60.304 | 1
| Zone | South Orange County | 3 | Average Weekday | CAISO | 1-in-10 | 2021 | 11 |  |  |  | 64.0885 | 1
| Zone | South Orange County | 3 | Average Weekday | CAISO | 1-in-10 | 2021 | 12 |  |  |  | 67.5235 | 1
| Zone | South Orange County | 3 | Average Weekday | CAISO | 1-in-10 | 2021 | 13 |  |  |  | 69.6426 | 1
| Zone | South Orange County | 3 | Average Weekday | CAISO | 1-in-10 | 2021 | 14 |  |  |  | 71.0985 | 1
| Zone | South Orange County | 3 | Average Weekday | CAISO | 1-in-10 | 2021 | 15 |  |  |  | 71.772 | 1
| Zone | South Orange County | 3 | Average Weekday | CAISO | 1-in-10 | 2021 | 16 |  |  |  | 71.7488 | 1
| Zone | South Orange County | 3 | Average Weekday | CAISO | 1-in-10 | 2021 | 17 |  |  |  | 71.0608 | 1
| Zone | South Orange County | 3 | Average Weekday | CAISO | 1-in-10 | 2021 | 18 |  |  |  | 70.3526 | 1
| Zone | South Orange County | 3 | Average Weekday | CAISO | 1-in-10 | 2021 | 19 |  |  |  | 69.0515 | 1
| Zone | South Orange County | 3 | Average Weekday | CAISO | 1-in-10 | 2021 | 20 |  |  |  | 66.7791 | 1
| Zone | South Orange County | 3 | Average Weekday | CAISO | 1-in-10 | 2021 | 21 |  |  |  | 64.5212 | 1
| Zone | South Orange County | 3 | Average Weekday | CAISO | 1-in-10 | 2021 | 22 |  |  |  | 63.3651 | 1
| Zone | South Orange County | 3 | Average Weekday | CAISO | 1-in-10 | 2021 | 23 |  |  |  | 62.5298 | 1
| Zone | South Orange County | 3 | Average Weekday | CAISO | 1-in-10 | 2021 | 24 |  |  |  | 61.5761 | 1
| Zone | South Orange County | 3 | Monthly System Peak Day | CAISO | 1-in-10 | 2021 | 1 |  |  |  | 65.615 | 1
| Zone | South Orange County | 3 | Monthly System Peak Day | CAISO | 1-in-10 | 2021 | 2 |  |  |  | 63.65 | 1
| Zone | South Orange County | 3 | Monthly System Peak Day | CAISO | 1-in-10 | 2021 | 3 |  |  |  | 62.4633 | 1
| Zone | South Orange County | 3 | Monthly System Peak Day | CAISO | 1-in-10 | 2021 | 4 |  |  |  | 61.2967 | 1
| Zone | South Orange County | 3 | Monthly System Peak Day | CAISO | 1-in-10 | 2021 | 5 |  |  |  | 60.3983 | 1
| Zone | South Orange County | 3 | Monthly System Peak Day | CAISO | 1-in-10 | 2021 | 6 |  |  |  | 59.4917 | 1
| Zone | South Orange County | 3 | Monthly System Peak Day | CAISO | 1-in-10 | 2021 | 7 |  |  |  | 58.8567 | 1
| Zone | South Orange County | 3 | Monthly System Peak Day | CAISO | 1-in-10 | 2021 | 8 |  |  |  | 58.4833 | 1
| Zone | South Orange County | 3 | Monthly System Peak Day | CAISO | 1-in-10 | 2021 | 9 |  |  |  | 59.8433 | 1
| Zone | South Orange County | 3 | Monthly System Peak Day | CAISO | 1-in-10 | 2021 | 10 |  |  |  | 64.5517 | 1
| Zone | South Orange County | 3 | Monthly System Peak Day | CAISO | 1-in-10 | 2021 | 11 |  |  |  | 70.0533 | 1
| Zone | South Orange County | 3 | Monthly System Peak Day | CAISO | 1-in-10 | 2021 | 12 |  |  |  | 75.6833 | 1
| Zone | South Orange County | 3 | Monthly System Peak Day | CAISO | 1-in-10 | 2021 | 13 |  |  |  | 80.6667 | 1
| Zone | South Orange County | 3 | Monthly System Peak Day | CAISO | 1-in-10 | 2021 | 14 |  |  |  | 81.1333 | 1
| Zone | South Orange County | 3 | Monthly System Peak Day | CAISO | 1-in-10 | 2021 | 15 |  |  |  | 80.9833 | 1
| Zone | South Orange County | 3 | Monthly System Peak Day | CAISO | 1-in-10 | 2021 | 16 |  |  |  | 81.1333 | 1
| Zone | South Orange County | 3 | Monthly System Peak Day | CAISO | 1-in-10 | 2021 | 17 |  |  |  | 82.4167 | 1
| Zone | South Orange County | 3 | Monthly System Peak Day | CAISO | 1-in-10 | 2021 | 18 |  |  |  | 81.1333 | 1
| Zone | South Orange County | 3 | Monthly System Peak Day | CAISO | 1-in-10 | 2021 | 19 |  |  |  | 79.4167 | 1
| Zone | South Orange County | 3 | Monthly System Peak Day | CAISO | 1-in-10 | 2021 | 20 |  |  |  | 77.7333 | 1
| Zone | South Orange County | 3 | Monthly System Peak Day | CAISO | 1-in-10 | 2021 | 21 |  |  |  | 75.3 | 1
| Zone | South Orange County | 3 | Monthly System Peak Day | CAISO | 1-in-10 | 2021 | 22 |  |  |  | 73.5333 | 1
| Zone | South Orange County | 3 | Monthly System Peak Day | CAISO | 1-in-10 | 2021 | 23 |  |  |  | 70.9867 | 1
| Zone | South Orange County | 3 | Monthly System Peak Day | CAISO | 1-in-10 | 2021 | 24 |  |  |  | 67.3217 | 1
| Zone | South Orange County | 4 | Average Weekday | CAISO | 1-in-10 | 2021 | 1 |  |  |  | 60.3411 | 1
| Zone | South Orange County | 4 | Average Weekday | CAISO | 1-in-10 | 2021 | 2 |  |  |  | 59.6212 | 1
| Zone | South Orange County | 4 | Average Weekday | CAISO | 1-in-10 | 2021 | 3 |  |  |  | 58.8704 | 1
| Zone | South Orange County | 4 | Average Weekday | CAISO | 1-in-10 | 2021 | 4 |  |  |  | 58.2242 | 1
| Zone | South Orange County | 4 | Average Weekday | CAISO | 1-in-10 | 2021 | 5 |  |  |  | 57.7397 | 1
| Zone | South Orange County | 4 | Average Weekday | CAISO | 1-in-10 | 2021 | 6 |  |  |  | 57.2834 | 1
| Zone | South Orange County | 4 | Average Weekday | CAISO | 1-in-10 | 2021 | 7 |  |  |  | 56.9743 | 1
| Zone | South Orange County | 4 | Average Weekday | CAISO | 1-in-10 | 2021 | 8 |  |  |  | 57.2163 | 1
| Zone | South Orange County | 4 | Average Weekday | CAISO | 1-in-10 | 2021 | 9 |  |  |  | 58.8671 | 1
| Zone | South Orange County | 4 | Average Weekday | CAISO | 1-in-10 | 2021 | 10 |  |  |  | 61.4286 | 1
| Zone | South Orange County | 4 | Average Weekday | CAISO | 1-in-10 | 2021 | 11 |  |  |  | 64.2445 | 1
| Zone | South Orange County | 4 | Average Weekday | CAISO | 1-in-10 | 2021 | 12 |  |  |  | 67.0971 | 1
| Zone | South Orange County | 4 | Average Weekday | CAISO | 1-in-10 | 2021 | 13 |  |  |  | 68.0969 | 1
| Zone | South Orange County | 4 | Average Weekday | CAISO | 1-in-10 | 2021 | 14 |  |  |  | 69.0433 | 1
| Zone | South Orange County | 4 | Average Weekday | CAISO | 1-in-10 | 2021 | 15 |  |  |  | 69.8945 | 1
| Zone | South Orange County | 4 | Average Weekday | CAISO | 1-in-10 | 2021 | 16 |  |  |  | 70.32 | 1
| Zone | South Orange County | 4 | Average Weekday | CAISO | 1-in-10 | 2021 | 17 |  |  |  | 70.4138 | 1
| Zone | South Orange County | 4 | Average Weekday | CAISO | 1-in-10 | 2021 | 18 |  |  |  | 69.9443 | 1
| Zone | South Orange County | 4 | Average Weekday | CAISO | 1-in-10 | 2021 | 19 |  |  |  | 69.0376 | 1
| Zone | South Orange County | 4 | Average Weekday | CAISO | 1-in-10 | 2021 | 20 |  |  |  | 67.3806 | 1
| Zone | South Orange County | 4 | Average Weekday | CAISO | 1-in-10 | 2021 | 21 |  |  |  | 65.1142 | 1
| Zone | South Orange County | 4 | Average Weekday | CAISO | 1-in-10 | 2021 | 22 |  |  |  | 63.6258 | 1
| Zone | South Orange County | 4 | Average Weekday | CAISO | 1-in-10 | 2021 | 23 |  |  |  | 62.5261 | 1
| Zone | South Orange County | 4 | Average Weekday | CAISO | 1-in-10 | 2021 | 24 |  |  |  | 61.5334 | 1
| Zone | South Orange County | 4 | Monthly System Peak Day | CAISO | 1-in-10 | 2021 | 1 |  |  |  | 70.62 | 1
| Zone | South Orange County | 4 | Monthly System Peak Day | CAISO | 1-in-10 | 2021 | 2 |  |  |  | 69.3267 | 1
| Zone | South Orange County | 4 | Monthly System Peak Day | CAISO | 1-in-10 | 2021 | 3 |  |  |  | 67.8167 | 1
| Zone | South Orange County | 4 | Monthly System Peak Day | CAISO | 1-in-10 | 2021 | 4 |  |  |  | 67.425 | 1
| Zone | South Orange County | 4 | Monthly System Peak Day | CAISO | 1-in-10 | 2021 | 5 |  |  |  | 67.59 | 1
| Zone | South Orange County | 4 | Monthly System Peak Day | CAISO | 1-in-10 | 2021 | 6 |  |  |  | 69.3133 | 1
| Zone | South Orange County | 4 | Monthly System Peak Day | CAISO | 1-in-10 | 2021 | 7 |  |  |  | 70.17 | 1
| Zone | South Orange County | 4 | Monthly System Peak Day | CAISO | 1-in-10 | 2021 | 8 |  |  |  | 72.1817 | 1
| Zone | South Orange County | 4 | Monthly System Peak Day | CAISO | 1-in-10 | 2021 | 9 |  |  |  | 74.49 | 1
| Zone | South Orange County | 4 | Monthly System Peak Day | CAISO | 1-in-10 | 2021 | 10 |  |  |  | 77.6667 | 1
| Zone | South Orange County | 4 | Monthly System Peak Day | CAISO | 1-in-10 | 2021 | 11 |  |  |  | 81.65 | 1
| Zone | South Orange County | 4 | Monthly System Peak Day | CAISO | 1-in-10 | 2021 | 12 |  |  |  | 85.6167 | 1
| Zone | South Orange County | 4 | Monthly System Peak Day | CAISO | 1-in-10 | 2021 | 13 |  |  |  | 87.4 | 1
| Zone | South Orange County | 4 | Monthly System Peak Day | CAISO | 1-in-10 | 2021 | 14 |  |  |  | 89.3333 | 1
| Zone | South Orange County | 4 | Monthly System Peak Day | CAISO | 1-in-10 | 2021 | 15 |  |  |  | 90.9667 | 1
| Zone | South Orange County | 4 | Monthly System Peak Day | CAISO | 1-in-10 | 2021 | 16 |  |  |  | 92.3667 | 1
| Zone | South Orange County | 4 | Monthly System Peak Day | CAISO | 1-in-10 | 2021 | 17 |  |  |  | 92.7333 | 1
| Zone | South Orange County | 4 | Monthly System Peak Day | CAISO | 1-in-10 | 2021 | 18 |  |  |  | 93.05 | 1
| Zone | South Orange County | 4 | Monthly System Peak Day | CAISO | 1-in-10 | 2021 | 19 |  |  |  | 92.65 | 1
| Zone | South Orange County | 4 | Monthly System Peak Day | CAISO | 1-in-10 | 2021 | 20 |  |  |  | 89.4667 | 1
| Zone | South Orange County | 4 | Monthly System Peak Day | CAISO | 1-in-10 | 2021 | 21 |  |  |  | 86.6333 | 1
| Zone | South Orange County | 4 | Monthly System Peak Day | CAISO | 1-in-10 | 2021 | 22 |  |  |  | 84.3167 | 1
| Zone | South Orange County | 4 | Monthly System Peak Day | CAISO | 1-in-10 | 2021 | 23 |  |  |  | 81.1333 | 1
| Zone | South Orange County | 4 | Monthly System Peak Day | CAISO | 1-in-10 | 2021 | 24 |  |  |  | 75.3 | 1
| Zone | South Orange County | 5 | Average Weekday | CAISO | 1-in-10 | 2021 | 1 |  |  |  | 63.6645 | 1
| Zone | South Orange County | 5 | Average Weekday | CAISO | 1-in-10 | 2021 | 2 |  |  |  | 63.0442 | 1
| Zone | South Orange County | 5 | Average Weekday | CAISO | 1-in-10 | 2021 | 3 |  |  |  | 62.628 | 1
| Zone | South Orange County | 5 | Average Weekday | CAISO | 1-in-10 | 2021 | 4 |  |  |  | 62.226 | 1
| Zone | South Orange County | 5 | Average Weekday | CAISO | 1-in-10 | 2021 | 5 |  |  |  | 61.8174 | 1
| Zone | South Orange County | 5 | Average Weekday | CAISO | 1-in-10 | 2021 | 6 |  |  |  | 61.6734 | 1
| Zone | South Orange County | 5 | Average Weekday | CAISO | 1-in-10 | 2021 | 7 |  |  |  | 61.397 | 1
| Zone | South Orange County | 5 | Average Weekday | CAISO | 1-in-10 | 2021 | 8 |  |  |  | 61.9969 | 1
| Zone | South Orange County | 5 | Average Weekday | CAISO | 1-in-10 | 2021 | 9 |  |  |  | 64.0083 | 1
| Zone | South Orange County | 5 | Average Weekday | CAISO | 1-in-10 | 2021 | 10 |  |  |  | 66.8587 | 1
| Zone | South Orange County | 5 | Average Weekday | CAISO | 1-in-10 | 2021 | 11 |  |  |  | 69.2524 | 1
| Zone | South Orange County | 5 | Average Weekday | CAISO | 1-in-10 | 2021 | 12 |  |  |  | 71.168 | 1
| Zone | South Orange County | 5 | Average Weekday | CAISO | 1-in-10 | 2021 | 13 |  |  |  | 72.297 | 1
| Zone | South Orange County | 5 | Average Weekday | CAISO | 1-in-10 | 2021 | 14 |  |  |  | 73.148 | 1
| Zone | South Orange County | 5 | Average Weekday | CAISO | 1-in-10 | 2021 | 15 |  |  |  | 73.976 | 1
| Zone | South Orange County | 5 | Average Weekday | CAISO | 1-in-10 | 2021 | 16 |  |  |  | 74.1826 | 1
| Zone | South Orange County | 5 | Average Weekday | CAISO | 1-in-10 | 2021 | 17 |  |  |  | 74.122 | 1
| Zone | South Orange County | 5 | Average Weekday | CAISO | 1-in-10 | 2021 | 18 |  |  |  | 73.3027 | 1
| Zone | South Orange County | 5 | Average Weekday | CAISO | 1-in-10 | 2021 | 19 |  |  |  | 72.369 | 1
| Zone | South Orange County | 5 | Average Weekday | CAISO | 1-in-10 | 2021 | 20 |  |  |  | 70.709 | 1
| Zone | South Orange County | 5 | Average Weekday | CAISO | 1-in-10 | 2021 | 21 |  |  |  | 68.2305 | 1
| Zone | South Orange County | 5 | Average Weekday | CAISO | 1-in-10 | 2021 | 22 |  |  |  | 66.2595 | 1
| Zone | South Orange County | 5 | Average Weekday | CAISO | 1-in-10 | 2021 | 23 |  |  |  | 65.0803 | 1
| Zone | South Orange County | 5 | Average Weekday | CAISO | 1-in-10 | 2021 | 24 |  |  |  | 64.1396 | 1
| Zone | South Orange County | 5 | Monthly System Peak Day | CAISO | 1-in-10 | 2021 | 1 |  |  |  | 70.7233 | 1
| Zone | South Orange County | 5 | Monthly System Peak Day | CAISO | 1-in-10 | 2021 | 2 |  |  |  | 69.7867 | 1
| Zone | South Orange County | 5 | Monthly System Peak Day | CAISO | 1-in-10 | 2021 | 3 |  |  |  | 68.9883 | 1
| Zone | South Orange County | 5 | Monthly System Peak Day | CAISO | 1-in-10 | 2021 | 4 |  |  |  | 68.0967 | 1
| Zone | South Orange County | 5 | Monthly System Peak Day | CAISO | 1-in-10 | 2021 | 5 |  |  |  | 67.4783 | 1
| Zone | South Orange County | 5 | Monthly System Peak Day | CAISO | 1-in-10 | 2021 | 6 |  |  |  | 67.16 | 1
| Zone | South Orange County | 5 | Monthly System Peak Day | CAISO | 1-in-10 | 2021 | 7 |  |  |  | 66.67 | 1
| Zone | South Orange County | 5 | Monthly System Peak Day | CAISO | 1-in-10 | 2021 | 8 |  |  |  | 67.6783 | 1
| Zone | South Orange County | 5 | Monthly System Peak Day | CAISO | 1-in-10 | 2021 | 9 |  |  |  | 72.7933 | 1
| Zone | South Orange County | 5 | Monthly System Peak Day | CAISO | 1-in-10 | 2021 | 10 |  |  |  | 79.3333 | 1
| Zone | South Orange County | 5 | Monthly System Peak Day | CAISO | 1-in-10 | 2021 | 11 |  |  |  | 84.2 | 1
| Zone | South Orange County | 5 | Monthly System Peak Day | CAISO | 1-in-10 | 2021 | 12 |  |  |  | 88.4667 | 1
| Zone | South Orange County | 5 | Monthly System Peak Day | CAISO | 1-in-10 | 2021 | 13 |  |  |  | 90.0333 | 1
| Zone | South Orange County | 5 | Monthly System Peak Day | CAISO | 1-in-10 | 2021 | 14 |  |  |  | 89.8333 | 1
| Zone | South Orange County | 5 | Monthly System Peak Day | CAISO | 1-in-10 | 2021 | 15 |  |  |  | 92.15 | 1
| Zone | South Orange County | 5 | Monthly System Peak Day | CAISO | 1-in-10 | 2021 | 16 |  |  |  | 92.0167 | 1
| Zone | South Orange County | 5 | Monthly System Peak Day | CAISO | 1-in-10 | 2021 | 17 |  |  |  | 91.8 | 1
| Zone | South Orange County | 5 | Monthly System Peak Day | CAISO | 1-in-10 | 2021 | 18 |  |  |  | 90.4333 | 1
| Zone | South Orange County | 5 | Monthly System Peak Day | CAISO | 1-in-10 | 2021 | 19 |  |  |  | 89.9167 | 1
| Zone | South Orange County | 5 | Monthly System Peak Day | CAISO | 1-in-10 | 2021 | 20 |  |  |  | 87.0333 | 1
| Zone | South Orange County | 5 | Monthly System Peak Day | CAISO | 1-in-10 | 2021 | 21 |  |  |  | 83.1833 | 1
| Zone | South Orange County | 5 | Monthly System Peak Day | CAISO | 1-in-10 | 2021 | 22 |  |  |  | 79.8 | 1
| Zone | South Orange County | 5 | Monthly System Peak Day | CAISO | 1-in-10 | 2021 | 23 |  |  |  | 76.7667 | 1
| Zone | South Orange County | 5 | Monthly System Peak Day | CAISO | 1-in-10 | 2021 | 24 |  |  |  | 73.3367 | 1
| Zone | South Orange County | 6 | Average Weekday | CAISO | 1-in-10 | 2021 | 1 |  |  |  | 64.8305 | 1
| Zone | South Orange County | 6 | Average Weekday | CAISO | 1-in-10 | 2021 | 2 |  |  |  | 64.5677 | 1
| Zone | South Orange County | 6 | Average Weekday | CAISO | 1-in-10 | 2021 | 3 |  |  |  | 64.3736 | 1
| Zone | South Orange County | 6 | Average Weekday | CAISO | 1-in-10 | 2021 | 4 |  |  |  | 64.1311 | 1
| Zone | South Orange County | 6 | Average Weekday | CAISO | 1-in-10 | 2021 | 5 |  |  |  | 63.9809 | 1
| Zone | South Orange County | 6 | Average Weekday | CAISO | 1-in-10 | 2021 | 6 |  |  |  | 63.8758 | 1
| Zone | South Orange County | 6 | Average Weekday | CAISO | 1-in-10 | 2021 | 7 |  |  |  | 63.8143 | 1
| Zone | South Orange County | 6 | Average Weekday | CAISO | 1-in-10 | 2021 | 8 |  |  |  | 64.0327 | 1
| Zone | South Orange County | 6 | Average Weekday | CAISO | 1-in-10 | 2021 | 9 |  |  |  | 64.9331 | 1
| Zone | South Orange County | 6 | Average Weekday | CAISO | 1-in-10 | 2021 | 10 |  |  |  | 66.7504 | 1
| Zone | South Orange County | 6 | Average Weekday | CAISO | 1-in-10 | 2021 | 11 |  |  |  | 69.068 | 1
| Zone | South Orange County | 6 | Average Weekday | CAISO | 1-in-10 | 2021 | 12 |  |  |  | 70.8322 | 1
| Zone | South Orange County | 6 | Average Weekday | CAISO | 1-in-10 | 2021 | 13 |  |  |  | 71.7878 | 1
| Zone | South Orange County | 6 | Average Weekday | CAISO | 1-in-10 | 2021 | 14 |  |  |  | 72.1196 | 1
| Zone | South Orange County | 6 | Average Weekday | CAISO | 1-in-10 | 2021 | 15 |  |  |  | 72.8228 | 1
| Zone | South Orange County | 6 | Average Weekday | CAISO | 1-in-10 | 2021 | 16 |  |  |  | 73.7532 | 1
| Zone | South Orange County | 6 | Average Weekday | CAISO | 1-in-10 | 2021 | 17 |  |  |  | 73.7854 | 1
| Zone | South Orange County | 6 | Average Weekday | CAISO | 1-in-10 | 2021 | 18 |  |  |  | 73.2464 | 1
| Zone | South Orange County | 6 | Average Weekday | CAISO | 1-in-10 | 2021 | 19 |  |  |  | 72.2489 | 1
| Zone | South Orange County | 6 | Average Weekday | CAISO | 1-in-10 | 2021 | 20 |  |  |  | 70.5072 | 1
| Zone | South Orange County | 6 | Average Weekday | CAISO | 1-in-10 | 2021 | 21 |  |  |  | 68.643 | 1
| Zone | South Orange County | 6 | Average Weekday | CAISO | 1-in-10 | 2021 | 22 |  |  |  | 66.6989 | 1
| Zone | South Orange County | 6 | Average Weekday | CAISO | 1-in-10 | 2021 | 23 |  |  |  | 65.7762 | 1
| Zone | South Orange County | 6 | Average Weekday | CAISO | 1-in-10 | 2021 | 24 |  |  |  | 65.3146 | 1
| Zone | South Orange County | 6 | Monthly System Peak Day | CAISO | 1-in-10 | 2021 | 1 |  |  |  | 69.3 | 1
| Zone | South Orange County | 6 | Monthly System Peak Day | CAISO | 1-in-10 | 2021 | 2 |  |  |  | 67.8217 | 1
| Zone | South Orange County | 6 | Monthly System Peak Day | CAISO | 1-in-10 | 2021 | 3 |  |  |  | 67.0917 | 1
| Zone | South Orange County | 6 | Monthly System Peak Day | CAISO | 1-in-10 | 2021 | 4 |  |  |  | 66.85 | 1
| Zone | South Orange County | 6 | Monthly System Peak Day | CAISO | 1-in-10 | 2021 | 5 |  |  |  | 66.105 | 1
| Zone | South Orange County | 6 | Monthly System Peak Day | CAISO | 1-in-10 | 2021 | 6 |  |  |  | 65.4533 | 1
| Zone | South Orange County | 6 | Monthly System Peak Day | CAISO | 1-in-10 | 2021 | 7 |  |  |  | 65.015 | 1
| Zone | South Orange County | 6 | Monthly System Peak Day | CAISO | 1-in-10 | 2021 | 8 |  |  |  | 65.9783 | 1
| Zone | South Orange County | 6 | Monthly System Peak Day | CAISO | 1-in-10 | 2021 | 9 |  |  |  | 69.0117 | 1
| Zone | South Orange County | 6 | Monthly System Peak Day | CAISO | 1-in-10 | 2021 | 10 |  |  |  | 74.415 | 1
| Zone | South Orange County | 6 | Monthly System Peak Day | CAISO | 1-in-10 | 2021 | 11 |  |  |  | 79.79 | 1
| Zone | South Orange County | 6 | Monthly System Peak Day | CAISO | 1-in-10 | 2021 | 12 |  |  |  | 80.5 | 1
| Zone | South Orange County | 6 | Monthly System Peak Day | CAISO | 1-in-10 | 2021 | 13 |  |  |  | 79.8833 | 1
| Zone | South Orange County | 6 | Monthly System Peak Day | CAISO | 1-in-10 | 2021 | 14 |  |  |  | 80.15 | 1
| Zone | South Orange County | 6 | Monthly System Peak Day | CAISO | 1-in-10 | 2021 | 15 |  |  |  | 82.8333 | 1
| Zone | South Orange County | 6 | Monthly System Peak Day | CAISO | 1-in-10 | 2021 | 16 |  |  |  | 87.0833 | 1
| Zone | South Orange County | 6 | Monthly System Peak Day | CAISO | 1-in-10 | 2021 | 17 |  |  |  | 88.95 | 1
| Zone | South Orange County | 6 | Monthly System Peak Day | CAISO | 1-in-10 | 2021 | 18 |  |  |  | 89.45 | 1
| Zone | South Orange County | 6 | Monthly System Peak Day | CAISO | 1-in-10 | 2021 | 19 |  |  |  | 85.5833 | 1
| Zone | South Orange County | 6 | Monthly System Peak Day | CAISO | 1-in-10 | 2021 | 20 |  |  |  | 78.3833 | 1
| Zone | South Orange County | 6 | Monthly System Peak Day | CAISO | 1-in-10 | 2021 | 21 |  |  |  | 74.7167 | 1
| Zone | South Orange County | 6 | Monthly System Peak Day | CAISO | 1-in-10 | 2021 | 22 |  |  |  | 72.1567 | 1
| Zone | South Orange County | 6 | Monthly System Peak Day | CAISO | 1-in-10 | 2021 | 23 |  |  |  | 70.8033 | 1
| Zone | South Orange County | 6 | Monthly System Peak Day | CAISO | 1-in-10 | 2021 | 24 |  |  |  | 69.8083 | 1
| Zone | South Orange County | 7 | Average Weekday | CAISO | 1-in-10 | 2021 | 1 |  |  |  | 69.4461 | 1
| Zone | South Orange County | 7 | Average Weekday | CAISO | 1-in-10 | 2021 | 2 |  |  |  | 69.086 | 1
| Zone | South Orange County | 7 | Average Weekday | CAISO | 1-in-10 | 2021 | 3 |  |  |  | 68.7807 | 1
| Zone | South Orange County | 7 | Average Weekday | CAISO | 1-in-10 | 2021 | 4 |  |  |  | 68.5325 | 1
| Zone | South Orange County | 7 | Average Weekday | CAISO | 1-in-10 | 2021 | 5 |  |  |  | 68.3902 | 1
| Zone | South Orange County | 7 | Average Weekday | CAISO | 1-in-10 | 2021 | 6 |  |  |  | 68.3303 | 1
| Zone | South Orange County | 7 | Average Weekday | CAISO | 1-in-10 | 2021 | 7 |  |  |  | 68.2904 | 1
| Zone | South Orange County | 7 | Average Weekday | CAISO | 1-in-10 | 2021 | 8 |  |  |  | 68.6719 | 1
| Zone | South Orange County | 7 | Average Weekday | CAISO | 1-in-10 | 2021 | 9 |  |  |  | 70.0939 | 1
| Zone | South Orange County | 7 | Average Weekday | CAISO | 1-in-10 | 2021 | 10 |  |  |  | 72.5596 | 1
| Zone | South Orange County | 7 | Average Weekday | CAISO | 1-in-10 | 2021 | 11 |  |  |  | 75.3255 | 1
| Zone | South Orange County | 7 | Average Weekday | CAISO | 1-in-10 | 2021 | 12 |  |  |  | 77.2332 | 1
| Zone | South Orange County | 7 | Average Weekday | CAISO | 1-in-10 | 2021 | 13 |  |  |  | 78.0307 | 1
| Zone | South Orange County | 7 | Average Weekday | CAISO | 1-in-10 | 2021 | 14 |  |  |  | 78.1088 | 1
| Zone | South Orange County | 7 | Average Weekday | CAISO | 1-in-10 | 2021 | 15 |  |  |  | 78.888 | 1
| Zone | South Orange County | 7 | Average Weekday | CAISO | 1-in-10 | 2021 | 16 |  |  |  | 79.4733 | 1
| Zone | South Orange County | 7 | Average Weekday | CAISO | 1-in-10 | 2021 | 17 |  |  |  | 79.575 | 1
| Zone | South Orange County | 7 | Average Weekday | CAISO | 1-in-10 | 2021 | 18 |  |  |  | 79.1003 | 1
| Zone | South Orange County | 7 | Average Weekday | CAISO | 1-in-10 | 2021 | 19 |  |  |  | 78.1803 | 1
| Zone | South Orange County | 7 | Average Weekday | CAISO | 1-in-10 | 2021 | 20 |  |  |  | 76.474 | 1
| Zone | South Orange County | 7 | Average Weekday | CAISO | 1-in-10 | 2021 | 21 |  |  |  | 74.0284 | 1
| Zone | South Orange County | 7 | Average Weekday | CAISO | 1-in-10 | 2021 | 22 |  |  |  | 71.8255 | 1
| Zone | South Orange County | 7 | Average Weekday | CAISO | 1-in-10 | 2021 | 23 |  |  |  | 70.847 | 1
| Zone | South Orange County | 7 | Average Weekday | CAISO | 1-in-10 | 2021 | 24 |  |  |  | 70.1921 | 1
| Zone | South Orange County | 7 | Monthly System Peak Day | CAISO | 1-in-10 | 2021 | 1 |  |  |  | 72.6833 | 1
| Zone | South Orange County | 7 | Monthly System Peak Day | CAISO | 1-in-10 | 2021 | 2 |  |  |  | 72.45 | 1
| Zone | South Orange County | 7 | Monthly System Peak Day | CAISO | 1-in-10 | 2021 | 3 |  |  |  | 72.0833 | 1
| Zone | South Orange County | 7 | Monthly System Peak Day | CAISO | 1-in-10 | 2021 | 4 |  |  |  | 71.6333 | 1
| Zone | South Orange County | 7 | Monthly System Peak Day | CAISO | 1-in-10 | 2021 | 5 |  |  |  | 71.3 | 1
| Zone | South Orange County | 7 | Monthly System Peak Day | CAISO | 1-in-10 | 2021 | 6 |  |  |  | 71.1667 | 1
| Zone | South Orange County | 7 | Monthly System Peak Day | CAISO | 1-in-10 | 2021 | 7 |  |  |  | 71 | 1
| Zone | South Orange County | 7 | Monthly System Peak Day | CAISO | 1-in-10 | 2021 | 8 |  |  |  | 71.0333 | 1
| Zone | South Orange County | 7 | Monthly System Peak Day | CAISO | 1-in-10 | 2021 | 9 |  |  |  | 72.3833 | 1
| Zone | South Orange County | 7 | Monthly System Peak Day | CAISO | 1-in-10 | 2021 | 10 |  |  |  | 74.8167 | 1
| Zone | South Orange County | 7 | Monthly System Peak Day | CAISO | 1-in-10 | 2021 | 11 |  |  |  | 78.0333 | 1
| Zone | South Orange County | 7 | Monthly System Peak Day | CAISO | 1-in-10 | 2021 | 12 |  |  |  | 80.65 | 1
| Zone | South Orange County | 7 | Monthly System Peak Day | CAISO | 1-in-10 | 2021 | 13 |  |  |  | 82.0667 | 1
| Zone | South Orange County | 7 | Monthly System Peak Day | CAISO | 1-in-10 | 2021 | 14 |  |  |  | 82.25 | 1
| Zone | South Orange County | 7 | Monthly System Peak Day | CAISO | 1-in-10 | 2021 | 15 |  |  |  | 82.7167 | 1
| Zone | South Orange County | 7 | Monthly System Peak Day | CAISO | 1-in-10 | 2021 | 16 |  |  |  | 81.7167 | 1
| Zone | South Orange County | 7 | Monthly System Peak Day | CAISO | 1-in-10 | 2021 | 17 |  |  |  | 80.05 | 1
| Zone | South Orange County | 7 | Monthly System Peak Day | CAISO | 1-in-10 | 2021 | 18 |  |  |  | 80.8167 | 1
| Zone | South Orange County | 7 | Monthly System Peak Day | CAISO | 1-in-10 | 2021 | 19 |  |  |  | 79.8333 | 1
| Zone | South Orange County | 7 | Monthly System Peak Day | CAISO | 1-in-10 | 2021 | 20 |  |  |  | 77.7 | 1
| Zone | South Orange County | 7 | Monthly System Peak Day | CAISO | 1-in-10 | 2021 | 21 |  |  |  | 75.5 | 1
| Zone | South Orange County | 7 | Monthly System Peak Day | CAISO | 1-in-10 | 2021 | 22 |  |  |  | 73.0833 | 1
| Zone | South Orange County | 7 | Monthly System Peak Day | CAISO | 1-in-10 | 2021 | 23 |  |  |  | 72.4833 | 1
| Zone | South Orange County | 7 | Monthly System Peak Day | CAISO | 1-in-10 | 2021 | 24 |  |  |  | 72.25 | 1
| Zone | South Orange County | 8 | Average Weekday | CAISO | 1-in-10 | 2021 | 1 |  |  |  | 69.5985 | 1
| Zone | South Orange County | 8 | Average Weekday | CAISO | 1-in-10 | 2021 | 2 |  |  |  | 69.3141 | 1
| Zone | South Orange County | 8 | Average Weekday | CAISO | 1-in-10 | 2021 | 3 |  |  |  | 69.0234 | 1
| Zone | South Orange County | 8 | Average Weekday | CAISO | 1-in-10 | 2021 | 4 |  |  |  | 68.8309 | 1
| Zone | South Orange County | 8 | Average Weekday | CAISO | 1-in-10 | 2021 | 5 |  |  |  | 68.605 | 1
| Zone | South Orange County | 8 | Average Weekday | CAISO | 1-in-10 | 2021 | 6 |  |  |  | 68.457 | 1
| Zone | South Orange County | 8 | Average Weekday | CAISO | 1-in-10 | 2021 | 7 |  |  |  | 68.3726 | 1
| Zone | South Orange County | 8 | Average Weekday | CAISO | 1-in-10 | 2021 | 8 |  |  |  | 68.4341 | 1
| Zone | South Orange County | 8 | Average Weekday | CAISO | 1-in-10 | 2021 | 9 |  |  |  | 69.3385 | 1
| Zone | South Orange County | 8 | Average Weekday | CAISO | 1-in-10 | 2021 | 10 |  |  |  | 71.1052 | 1
| Zone | South Orange County | 8 | Average Weekday | CAISO | 1-in-10 | 2021 | 11 |  |  |  | 73.5361 | 1
| Zone | South Orange County | 8 | Average Weekday | CAISO | 1-in-10 | 2021 | 12 |  |  |  | 75.6692 | 1
| Zone | South Orange County | 8 | Average Weekday | CAISO | 1-in-10 | 2021 | 13 |  |  |  | 76.6918 | 1
| Zone | South Orange County | 8 | Average Weekday | CAISO | 1-in-10 | 2021 | 14 |  |  |  | 77.525 | 1
| Zone | South Orange County | 8 | Average Weekday | CAISO | 1-in-10 | 2021 | 15 |  |  |  | 78.6466 | 1
| Zone | South Orange County | 8 | Average Weekday | CAISO | 1-in-10 | 2021 | 16 |  |  |  | 79.2502 | 1
| Zone | South Orange County | 8 | Average Weekday | CAISO | 1-in-10 | 2021 | 17 |  |  |  | 79.1715 | 1
| Zone | South Orange County | 8 | Average Weekday | CAISO | 1-in-10 | 2021 | 18 |  |  |  | 78.5438 | 1
| Zone | South Orange County | 8 | Average Weekday | CAISO | 1-in-10 | 2021 | 19 |  |  |  | 77.3582 | 1
| Zone | South Orange County | 8 | Average Weekday | CAISO | 1-in-10 | 2021 | 20 |  |  |  | 75.7666 | 1
| Zone | South Orange County | 8 | Average Weekday | CAISO | 1-in-10 | 2021 | 21 |  |  |  | 73.3325 | 1
| Zone | South Orange County | 8 | Average Weekday | CAISO | 1-in-10 | 2021 | 22 |  |  |  | 71.7902 | 1
| Zone | South Orange County | 8 | Average Weekday | CAISO | 1-in-10 | 2021 | 23 |  |  |  | 71.0086 | 1
| Zone | South Orange County | 8 | Average Weekday | CAISO | 1-in-10 | 2021 | 24 |  |  |  | 70.2746 | 1
| Zone | South Orange County | 8 | Monthly System Peak Day | CAISO | 1-in-10 | 2021 | 1 |  |  |  | 70.835 | 1
| Zone | South Orange County | 8 | Monthly System Peak Day | CAISO | 1-in-10 | 2021 | 2 |  |  |  | 70.33 | 1
| Zone | South Orange County | 8 | Monthly System Peak Day | CAISO | 1-in-10 | 2021 | 3 |  |  |  | 70.025 | 1
| Zone | South Orange County | 8 | Monthly System Peak Day | CAISO | 1-in-10 | 2021 | 4 |  |  |  | 69.8267 | 1
| Zone | South Orange County | 8 | Monthly System Peak Day | CAISO | 1-in-10 | 2021 | 5 |  |  |  | 69.4383 | 1
| Zone | South Orange County | 8 | Monthly System Peak Day | CAISO | 1-in-10 | 2021 | 6 |  |  |  | 69.155 | 1
| Zone | South Orange County | 8 | Monthly System Peak Day | CAISO | 1-in-10 | 2021 | 7 |  |  |  | 69.0167 | 1
| Zone | South Orange County | 8 | Monthly System Peak Day | CAISO | 1-in-10 | 2021 | 8 |  |  |  | 69.0817 | 1
| Zone | South Orange County | 8 | Monthly System Peak Day | CAISO | 1-in-10 | 2021 | 9 |  |  |  | 70.035 | 1
| Zone | South Orange County | 8 | Monthly System Peak Day | CAISO | 1-in-10 | 2021 | 10 |  |  |  | 73.155 | 1
| Zone | South Orange County | 8 | Monthly System Peak Day | CAISO | 1-in-10 | 2021 | 11 |  |  |  | 77.7833 | 1
| Zone | South Orange County | 8 | Monthly System Peak Day | CAISO | 1-in-10 | 2021 | 12 |  |  |  | 82 | 1
| Zone | South Orange County | 8 | Monthly System Peak Day | CAISO | 1-in-10 | 2021 | 13 |  |  |  | 82.8333 | 1
| Zone | South Orange County | 8 | Monthly System Peak Day | CAISO | 1-in-10 | 2021 | 14 |  |  |  | 84.7 | 1
| Zone | South Orange County | 8 | Monthly System Peak Day | CAISO | 1-in-10 | 2021 | 15 |  |  |  | 85.1167 | 1
| Zone | South Orange County | 8 | Monthly System Peak Day | CAISO | 1-in-10 | 2021 | 16 |  |  |  | 85.1667 | 1
| Zone | South Orange County | 8 | Monthly System Peak Day | CAISO | 1-in-10 | 2021 | 17 |  |  |  | 85.5833 | 1
| Zone | South Orange County | 8 | Monthly System Peak Day | CAISO | 1-in-10 | 2021 | 18 |  |  |  | 85.5 | 1
| Zone | South Orange County | 8 | Monthly System Peak Day | CAISO | 1-in-10 | 2021 | 19 |  |  |  | 84.35 | 1
| Zone | South Orange County | 8 | Monthly System Peak Day | CAISO | 1-in-10 | 2021 | 20 |  |  |  | 84.25 | 1
| Zone | South Orange County | 8 | Monthly System Peak Day | CAISO | 1-in-10 | 2021 | 21 |  |  |  | 80.0833 | 1
| Zone | South Orange County | 8 | Monthly System Peak Day | CAISO | 1-in-10 | 2021 | 22 |  |  |  | 76.4667 | 1
| Zone | South Orange County | 8 | Monthly System Peak Day | CAISO | 1-in-10 | 2021 | 23 |  |  |  | 75.2 | 1
| Zone | South Orange County | 8 | Monthly System Peak Day | CAISO | 1-in-10 | 2021 | 24 |  |  |  | 73.86 | 1
| Zone | South Orange County | 8 | Typical Event Day | CAISO | 1-in-10 | 2021 | 1 |  |  |  | 72.1671 | 1
| Zone | South Orange County | 8 | Typical Event Day | CAISO | 1-in-10 | 2021 | 2 |  |  |  | 71.3337 | 1
| Zone | South Orange County | 8 | Typical Event Day | CAISO | 1-in-10 | 2021 | 3 |  |  |  | 70.8583 | 1
| Zone | South Orange County | 8 | Typical Event Day | CAISO | 1-in-10 | 2021 | 4 |  |  |  | 70.6608 | 1
| Zone | South Orange County | 8 | Typical Event Day | CAISO | 1-in-10 | 2021 | 5 |  |  |  | 70.3275 | 1
| Zone | South Orange County | 8 | Typical Event Day | CAISO | 1-in-10 | 2021 | 6 |  |  |  | 69.9396 | 1
| Zone | South Orange County | 8 | Typical Event Day | CAISO | 1-in-10 | 2021 | 7 |  |  |  | 69.7663 | 1
| Zone | South Orange County | 8 | Typical Event Day | CAISO | 1-in-10 | 2021 | 8 |  |  |  | 70.1567 | 1
| Zone | South Orange County | 8 | Typical Event Day | CAISO | 1-in-10 | 2021 | 9 |  |  |  | 71.8117 | 1
| Zone | South Orange County | 8 | Typical Event Day | CAISO | 1-in-10 | 2021 | 10 |  |  |  | 75.4342 | 1
| Zone | South Orange County | 8 | Typical Event Day | CAISO | 1-in-10 | 2021 | 11 |  |  |  | 80.0058 | 1
| Zone | South Orange County | 8 | Typical Event Day | CAISO | 1-in-10 | 2021 | 12 |  |  |  | 82.7958 | 1
| Zone | South Orange County | 8 | Typical Event Day | CAISO | 1-in-10 | 2021 | 13 |  |  |  | 83.75 | 1
| Zone | South Orange County | 8 | Typical Event Day | CAISO | 1-in-10 | 2021 | 14 |  |  |  | 84.7333 | 1
| Zone | South Orange County | 8 | Typical Event Day | CAISO | 1-in-10 | 2021 | 15 |  |  |  | 85.65 | 1
| Zone | South Orange County | 8 | Typical Event Day | CAISO | 1-in-10 | 2021 | 16 |  |  |  | 86.425 | 1
| Zone | South Orange County | 8 | Typical Event Day | CAISO | 1-in-10 | 2021 | 17 |  |  |  | 86.4542 | 1
| Zone | South Orange County | 8 | Typical Event Day | CAISO | 1-in-10 | 2021 | 18 |  |  |  | 86.6 | 1
| Zone | South Orange County | 8 | Typical Event Day | CAISO | 1-in-10 | 2021 | 19 |  |  |  | 85.0542 | 1
| Zone | South Orange County | 8 | Typical Event Day | CAISO | 1-in-10 | 2021 | 20 |  |  |  | 82.2833 | 1
| Zone | South Orange County | 8 | Typical Event Day | CAISO | 1-in-10 | 2021 | 21 |  |  |  | 79.0292 | 1
| Zone | South Orange County | 8 | Typical Event Day | CAISO | 1-in-10 | 2021 | 22 |  |  |  | 76.9808 | 1
| Zone | South Orange County | 8 | Typical Event Day | CAISO | 1-in-10 | 2021 | 23 |  |  |  | 75.7592 | 1
| Zone | South Orange County | 8 | Typical Event Day | CAISO | 1-in-10 | 2021 | 24 |  |  |  | 74.4796 | 1
| Zone | South Orange County | 9 | Average Weekday | CAISO | 1-in-10 | 2021 | 1 |  |  |  | 71.7479 | 1
| Zone | South Orange County | 9 | Average Weekday | CAISO | 1-in-10 | 2021 | 2 |  |  |  | 71.1465 | 1
| Zone | South Orange County | 9 | Average Weekday | CAISO | 1-in-10 | 2021 | 3 |  |  |  | 70.6301 | 1
| Zone | South Orange County | 9 | Average Weekday | CAISO | 1-in-10 | 2021 | 4 |  |  |  | 70.1971 | 1
| Zone | South Orange County | 9 | Average Weekday | CAISO | 1-in-10 | 2021 | 5 |  |  |  | 69.8707 | 1
| Zone | South Orange County | 9 | Average Weekday | CAISO | 1-in-10 | 2021 | 6 |  |  |  | 69.5087 | 1
| Zone | South Orange County | 9 | Average Weekday | CAISO | 1-in-10 | 2021 | 7 |  |  |  | 69.2601 | 1
| Zone | South Orange County | 9 | Average Weekday | CAISO | 1-in-10 | 2021 | 8 |  |  |  | 69.177 | 1
| Zone | South Orange County | 9 | Average Weekday | CAISO | 1-in-10 | 2021 | 9 |  |  |  | 70.2802 | 1
| Zone | South Orange County | 9 | Average Weekday | CAISO | 1-in-10 | 2021 | 10 |  |  |  | 72.886 | 1
| Zone | South Orange County | 9 | Average Weekday | CAISO | 1-in-10 | 2021 | 11 |  |  |  | 75.8762 | 1
| Zone | South Orange County | 9 | Average Weekday | CAISO | 1-in-10 | 2021 | 12 |  |  |  | 78.4211 | 1
| Zone | South Orange County | 9 | Average Weekday | CAISO | 1-in-10 | 2021 | 13 |  |  |  | 79.6325 | 1
| Zone | South Orange County | 9 | Average Weekday | CAISO | 1-in-10 | 2021 | 14 |  |  |  | 80.3008 | 1
| Zone | South Orange County | 9 | Average Weekday | CAISO | 1-in-10 | 2021 | 15 |  |  |  | 81.2714 | 1
| Zone | South Orange County | 9 | Average Weekday | CAISO | 1-in-10 | 2021 | 16 |  |  |  | 81.5167 | 1
| Zone | South Orange County | 9 | Average Weekday | CAISO | 1-in-10 | 2021 | 17 |  |  |  | 81.431 | 1
| Zone | South Orange County | 9 | Average Weekday | CAISO | 1-in-10 | 2021 | 18 |  |  |  | 80.6365 | 1
| Zone | South Orange County | 9 | Average Weekday | CAISO | 1-in-10 | 2021 | 19 |  |  |  | 79.223 | 1
| Zone | South Orange County | 9 | Average Weekday | CAISO | 1-in-10 | 2021 | 20 |  |  |  | 77.0676 | 1
| Zone | South Orange County | 9 | Average Weekday | CAISO | 1-in-10 | 2021 | 21 |  |  |  | 74.7656 | 1
| Zone | South Orange County | 9 | Average Weekday | CAISO | 1-in-10 | 2021 | 22 |  |  |  | 73.7906 | 1
| Zone | South Orange County | 9 | Average Weekday | CAISO | 1-in-10 | 2021 | 23 |  |  |  | 72.9166 | 1
| Zone | South Orange County | 9 | Average Weekday | CAISO | 1-in-10 | 2021 | 24 |  |  |  | 72.1378 | 1
| Zone | South Orange County | 9 | Monthly System Peak Day | CAISO | 1-in-10 | 2021 | 1 |  |  |  | 75.85 | 1
| Zone | South Orange County | 9 | Monthly System Peak Day | CAISO | 1-in-10 | 2021 | 2 |  |  |  | 74.7333 | 1
| Zone | South Orange County | 9 | Monthly System Peak Day | CAISO | 1-in-10 | 2021 | 3 |  |  |  | 74.2333 | 1
| Zone | South Orange County | 9 | Monthly System Peak Day | CAISO | 1-in-10 | 2021 | 4 |  |  |  | 74.3333 | 1
| Zone | South Orange County | 9 | Monthly System Peak Day | CAISO | 1-in-10 | 2021 | 5 |  |  |  | 74.4667 | 1
| Zone | South Orange County | 9 | Monthly System Peak Day | CAISO | 1-in-10 | 2021 | 6 |  |  |  | 73.9833 | 1
| Zone | South Orange County | 9 | Monthly System Peak Day | CAISO | 1-in-10 | 2021 | 7 |  |  |  | 74.0333 | 1
| Zone | South Orange County | 9 | Monthly System Peak Day | CAISO | 1-in-10 | 2021 | 8 |  |  |  | 74.5333 | 1
| Zone | South Orange County | 9 | Monthly System Peak Day | CAISO | 1-in-10 | 2021 | 9 |  |  |  | 75.8167 | 1
| Zone | South Orange County | 9 | Monthly System Peak Day | CAISO | 1-in-10 | 2021 | 10 |  |  |  | 79.35 | 1
| Zone | South Orange County | 9 | Monthly System Peak Day | CAISO | 1-in-10 | 2021 | 11 |  |  |  | 84.4167 | 1
| Zone | South Orange County | 9 | Monthly System Peak Day | CAISO | 1-in-10 | 2021 | 12 |  |  |  | 88.0333 | 1
| Zone | South Orange County | 9 | Monthly System Peak Day | CAISO | 1-in-10 | 2021 | 13 |  |  |  | 90.2167 | 1
| Zone | South Orange County | 9 | Monthly System Peak Day | CAISO | 1-in-10 | 2021 | 14 |  |  |  | 91.8333 | 1
| Zone | South Orange County | 9 | Monthly System Peak Day | CAISO | 1-in-10 | 2021 | 15 |  |  |  | 91.9333 | 1
| Zone | South Orange County | 9 | Monthly System Peak Day | CAISO | 1-in-10 | 2021 | 16 |  |  |  | 91.7333 | 1
| Zone | South Orange County | 9 | Monthly System Peak Day | CAISO | 1-in-10 | 2021 | 17 |  |  |  | 91.2333 | 1
| Zone | South Orange County | 9 | Monthly System Peak Day | CAISO | 1-in-10 | 2021 | 18 |  |  |  | 90.6333 | 1
| Zone | South Orange County | 9 | Monthly System Peak Day | CAISO | 1-in-10 | 2021 | 19 |  |  |  | 90.45 | 1
| Zone | South Orange County | 9 | Monthly System Peak Day | CAISO | 1-in-10 | 2021 | 20 |  |  |  | 88.8 | 1
| Zone | South Orange County | 9 | Monthly System Peak Day | CAISO | 1-in-10 | 2021 | 21 |  |  |  | 85.8167 | 1
| Zone | South Orange County | 9 | Monthly System Peak Day | CAISO | 1-in-10 | 2021 | 22 |  |  |  | 86.2167 | 1
| Zone | South Orange County | 9 | Monthly System Peak Day | CAISO | 1-in-10 | 2021 | 23 |  |  |  | 84.55 | 1
| Zone | South Orange County | 9 | Monthly System Peak Day | CAISO | 1-in-10 | 2021 | 24 |  |  |  | 82 | 1
| Zone | South Orange County | 10 | Average Weekday | CAISO | 1-in-10 | 2021 | 1 |  |  |  | 69.118 | 1
| Zone | South Orange County | 10 | Average Weekday | CAISO | 1-in-10 | 2021 | 2 |  |  |  | 68.5352 | 1
| Zone | South Orange County | 10 | Average Weekday | CAISO | 1-in-10 | 2021 | 3 |  |  |  | 67.8411 | 1
| Zone | South Orange County | 10 | Average Weekday | CAISO | 1-in-10 | 2021 | 4 |  |  |  | 67.235 | 1
| Zone | South Orange County | 10 | Average Weekday | CAISO | 1-in-10 | 2021 | 5 |  |  |  | 66.6026 | 1
| Zone | South Orange County | 10 | Average Weekday | CAISO | 1-in-10 | 2021 | 6 |  |  |  | 66.2633 | 1
| Zone | South Orange County | 10 | Average Weekday | CAISO | 1-in-10 | 2021 | 7 |  |  |  | 65.9069 | 1
| Zone | South Orange County | 10 | Average Weekday | CAISO | 1-in-10 | 2021 | 8 |  |  |  | 65.5926 | 1
| Zone | South Orange County | 10 | Average Weekday | CAISO | 1-in-10 | 2021 | 9 |  |  |  | 65.9445 | 1
| Zone | South Orange County | 10 | Average Weekday | CAISO | 1-in-10 | 2021 | 10 |  |  |  | 68.4825 | 1
| Zone | South Orange County | 10 | Average Weekday | CAISO | 1-in-10 | 2021 | 11 |  |  |  | 71.8683 | 1
| Zone | South Orange County | 10 | Average Weekday | CAISO | 1-in-10 | 2021 | 12 |  |  |  | 74.8892 | 1
| Zone | South Orange County | 10 | Average Weekday | CAISO | 1-in-10 | 2021 | 13 |  |  |  | 77.3307 | 1
| Zone | South Orange County | 10 | Average Weekday | CAISO | 1-in-10 | 2021 | 14 |  |  |  | 78.5737 | 1
| Zone | South Orange County | 10 | Average Weekday | CAISO | 1-in-10 | 2021 | 15 |  |  |  | 79.2328 | 1
| Zone | South Orange County | 10 | Average Weekday | CAISO | 1-in-10 | 2021 | 16 |  |  |  | 79.1279 | 1
| Zone | South Orange County | 10 | Average Weekday | CAISO | 1-in-10 | 2021 | 17 |  |  |  | 78.8701 | 1
| Zone | South Orange County | 10 | Average Weekday | CAISO | 1-in-10 | 2021 | 18 |  |  |  | 78.3056 | 1
| Zone | South Orange County | 10 | Average Weekday | CAISO | 1-in-10 | 2021 | 19 |  |  |  | 76.8335 | 1
| Zone | South Orange County | 10 | Average Weekday | CAISO | 1-in-10 | 2021 | 20 |  |  |  | 74.2791 | 1
| Zone | South Orange County | 10 | Average Weekday | CAISO | 1-in-10 | 2021 | 21 |  |  |  | 72.6954 | 1
| Zone | South Orange County | 10 | Average Weekday | CAISO | 1-in-10 | 2021 | 22 |  |  |  | 71.6686 | 1
| Zone | South Orange County | 10 | Average Weekday | CAISO | 1-in-10 | 2021 | 23 |  |  |  | 70.7785 | 1
| Zone | South Orange County | 10 | Average Weekday | CAISO | 1-in-10 | 2021 | 24 |  |  |  | 69.9095 | 1
| Zone | South Orange County | 10 | Monthly System Peak Day | CAISO | 1-in-10 | 2021 | 1 |  |  |  | 75 | 1
| Zone | South Orange County | 10 | Monthly System Peak Day | CAISO | 1-in-10 | 2021 | 2 |  |  |  | 74.5633 | 1
| Zone | South Orange County | 10 | Monthly System Peak Day | CAISO | 1-in-10 | 2021 | 3 |  |  |  | 73.8333 | 1
| Zone | South Orange County | 10 | Monthly System Peak Day | CAISO | 1-in-10 | 2021 | 4 |  |  |  | 73.5633 | 1
| Zone | South Orange County | 10 | Monthly System Peak Day | CAISO | 1-in-10 | 2021 | 5 |  |  |  | 73.6483 | 1
| Zone | South Orange County | 10 | Monthly System Peak Day | CAISO | 1-in-10 | 2021 | 6 |  |  |  | 73.495 | 1
| Zone | South Orange County | 10 | Monthly System Peak Day | CAISO | 1-in-10 | 2021 | 7 |  |  |  | 73.0483 | 1
| Zone | South Orange County | 10 | Monthly System Peak Day | CAISO | 1-in-10 | 2021 | 8 |  |  |  | 72.8967 | 1
| Zone | South Orange County | 10 | Monthly System Peak Day | CAISO | 1-in-10 | 2021 | 9 |  |  |  | 73.5133 | 1
| Zone | South Orange County | 10 | Monthly System Peak Day | CAISO | 1-in-10 | 2021 | 10 |  |  |  | 76.9 | 1
| Zone | South Orange County | 10 | Monthly System Peak Day | CAISO | 1-in-10 | 2021 | 11 |  |  |  | 80.4167 | 1
| Zone | South Orange County | 10 | Monthly System Peak Day | CAISO | 1-in-10 | 2021 | 12 |  |  |  | 82.8167 | 1
| Zone | South Orange County | 10 | Monthly System Peak Day | CAISO | 1-in-10 | 2021 | 13 |  |  |  | 83.8 | 1
| Zone | South Orange County | 10 | Monthly System Peak Day | CAISO | 1-in-10 | 2021 | 14 |  |  |  | 83.8333 | 1
| Zone | South Orange County | 10 | Monthly System Peak Day | CAISO | 1-in-10 | 2021 | 15 |  |  |  | 84.0667 | 1
| Zone | South Orange County | 10 | Monthly System Peak Day | CAISO | 1-in-10 | 2021 | 16 |  |  |  | 83.9167 | 1
| Zone | South Orange County | 10 | Monthly System Peak Day | CAISO | 1-in-10 | 2021 | 17 |  |  |  | 82.9167 | 1
| Zone | South Orange County | 10 | Monthly System Peak Day | CAISO | 1-in-10 | 2021 | 18 |  |  |  | 81.4667 | 1
| Zone | South Orange County | 10 | Monthly System Peak Day | CAISO | 1-in-10 | 2021 | 19 |  |  |  | 79.8667 | 1
| Zone | South Orange County | 10 | Monthly System Peak Day | CAISO | 1-in-10 | 2021 | 20 |  |  |  | 77.6667 | 1
| Zone | South Orange County | 10 | Monthly System Peak Day | CAISO | 1-in-10 | 2021 | 21 |  |  |  | 75.6667 | 1
| Zone | South Orange County | 10 | Monthly System Peak Day | CAISO | 1-in-10 | 2021 | 22 |  |  |  | 74.2167 | 1
| Zone | South Orange County | 10 | Monthly System Peak Day | CAISO | 1-in-10 | 2021 | 23 |  |  |  | 73.4133 | 1
| Zone | South Orange County | 10 | Monthly System Peak Day | CAISO | 1-in-10 | 2021 | 24 |  |  |  | 73.0933 | 1
| Zone | South Orange County | 11 | Average Weekday | CAISO | 1-in-10 | 2021 | 1 |  |  |  | 58.9397 | 1
| Zone | South Orange County | 11 | Average Weekday | CAISO | 1-in-10 | 2021 | 2 |  |  |  | 57.9461 | 1
| Zone | South Orange County | 11 | Average Weekday | CAISO | 1-in-10 | 2021 | 3 |  |  |  | 56.9995 | 1
| Zone | South Orange County | 11 | Average Weekday | CAISO | 1-in-10 | 2021 | 4 |  |  |  | 56.0916 | 1
| Zone | South Orange County | 11 | Average Weekday | CAISO | 1-in-10 | 2021 | 5 |  |  |  | 55.3154 | 1
| Zone | South Orange County | 11 | Average Weekday | CAISO | 1-in-10 | 2021 | 6 |  |  |  | 54.6663 | 1
| Zone | South Orange County | 11 | Average Weekday | CAISO | 1-in-10 | 2021 | 7 |  |  |  | 54.3493 | 1
| Zone | South Orange County | 11 | Average Weekday | CAISO | 1-in-10 | 2021 | 8 |  |  |  | 54.1698 | 1
| Zone | South Orange County | 11 | Average Weekday | CAISO | 1-in-10 | 2021 | 9 |  |  |  | 55.668 | 1
| Zone | South Orange County | 11 | Average Weekday | CAISO | 1-in-10 | 2021 | 10 |  |  |  | 59.6793 | 1
| Zone | South Orange County | 11 | Average Weekday | CAISO | 1-in-10 | 2021 | 11 |  |  |  | 64.0458 | 1
| Zone | South Orange County | 11 | Average Weekday | CAISO | 1-in-10 | 2021 | 12 |  |  |  | 67.5321 | 1
| Zone | South Orange County | 11 | Average Weekday | CAISO | 1-in-10 | 2021 | 13 |  |  |  | 69.9497 | 1
| Zone | South Orange County | 11 | Average Weekday | CAISO | 1-in-10 | 2021 | 14 |  |  |  | 71.1228 | 1
| Zone | South Orange County | 11 | Average Weekday | CAISO | 1-in-10 | 2021 | 15 |  |  |  | 71.3371 | 1
| Zone | South Orange County | 11 | Average Weekday | CAISO | 1-in-10 | 2021 | 16 |  |  |  | 71.0195 | 1
| Zone | South Orange County | 11 | Average Weekday | CAISO | 1-in-10 | 2021 | 17 |  |  |  | 70.1644 | 1
| Zone | South Orange County | 11 | Average Weekday | CAISO | 1-in-10 | 2021 | 18 |  |  |  | 68.4656 | 1
| Zone | South Orange County | 11 | Average Weekday | CAISO | 1-in-10 | 2021 | 19 |  |  |  | 66.4926 | 1
| Zone | South Orange County | 11 | Average Weekday | CAISO | 1-in-10 | 2021 | 20 |  |  |  | 64.7972 | 1
| Zone | South Orange County | 11 | Average Weekday | CAISO | 1-in-10 | 2021 | 21 |  |  |  | 63.4676 | 1
| Zone | South Orange County | 11 | Average Weekday | CAISO | 1-in-10 | 2021 | 22 |  |  |  | 62.0872 | 1
| Zone | South Orange County | 11 | Average Weekday | CAISO | 1-in-10 | 2021 | 23 |  |  |  | 60.8519 | 1
| Zone | South Orange County | 11 | Average Weekday | CAISO | 1-in-10 | 2021 | 24 |  |  |  | 59.7972 | 1
| Zone | South Orange County | 11 | Monthly System Peak Day | CAISO | 1-in-10 | 2021 | 1 |  |  |  | 69.45 | 1
| Zone | South Orange County | 11 | Monthly System Peak Day | CAISO | 1-in-10 | 2021 | 2 |  |  |  | 68.3317 | 1
| Zone | South Orange County | 11 | Monthly System Peak Day | CAISO | 1-in-10 | 2021 | 3 |  |  |  | 67.435 | 1
| Zone | South Orange County | 11 | Monthly System Peak Day | CAISO | 1-in-10 | 2021 | 4 |  |  |  | 66.2533 | 1
| Zone | South Orange County | 11 | Monthly System Peak Day | CAISO | 1-in-10 | 2021 | 5 |  |  |  | 65.7983 | 1
| Zone | South Orange County | 11 | Monthly System Peak Day | CAISO | 1-in-10 | 2021 | 6 |  |  |  | 64.7267 | 1
| Zone | South Orange County | 11 | Monthly System Peak Day | CAISO | 1-in-10 | 2021 | 7 |  |  |  | 64.8883 | 1
| Zone | South Orange County | 11 | Monthly System Peak Day | CAISO | 1-in-10 | 2021 | 8 |  |  |  | 65.895 | 1
| Zone | South Orange County | 11 | Monthly System Peak Day | CAISO | 1-in-10 | 2021 | 9 |  |  |  | 68.315 | 1
| Zone | South Orange County | 11 | Monthly System Peak Day | CAISO | 1-in-10 | 2021 | 10 |  |  |  | 72.92 | 1
| Zone | South Orange County | 11 | Monthly System Peak Day | CAISO | 1-in-10 | 2021 | 11 |  |  |  | 80.5 | 1
| Zone | South Orange County | 11 | Monthly System Peak Day | CAISO | 1-in-10 | 2021 | 12 |  |  |  | 86.7 | 1
| Zone | South Orange County | 11 | Monthly System Peak Day | CAISO | 1-in-10 | 2021 | 13 |  |  |  | 90.5667 | 1
| Zone | South Orange County | 11 | Monthly System Peak Day | CAISO | 1-in-10 | 2021 | 14 |  |  |  | 92.2667 | 1
| Zone | South Orange County | 11 | Monthly System Peak Day | CAISO | 1-in-10 | 2021 | 15 |  |  |  | 92.5667 | 1
| Zone | South Orange County | 11 | Monthly System Peak Day | CAISO | 1-in-10 | 2021 | 16 |  |  |  | 91.8333 | 1
| Zone | South Orange County | 11 | Monthly System Peak Day | CAISO | 1-in-10 | 2021 | 17 |  |  |  | 90.8333 | 1
| Zone | South Orange County | 11 | Monthly System Peak Day | CAISO | 1-in-10 | 2021 | 18 |  |  |  | 89.0667 | 1
| Zone | South Orange County | 11 | Monthly System Peak Day | CAISO | 1-in-10 | 2021 | 19 |  |  |  | 86.4833 | 1
| Zone | South Orange County | 11 | Monthly System Peak Day | CAISO | 1-in-10 | 2021 | 20 |  |  |  | 82 | 1
| Zone | South Orange County | 11 | Monthly System Peak Day | CAISO | 1-in-10 | 2021 | 21 |  |  |  | 79.2 | 1
| Zone | South Orange County | 11 | Monthly System Peak Day | CAISO | 1-in-10 | 2021 | 22 |  |  |  | 77.1 | 1
| Zone | South Orange County | 11 | Monthly System Peak Day | CAISO | 1-in-10 | 2021 | 23 |  |  |  | 74.8 | 1
| Zone | South Orange County | 11 | Monthly System Peak Day | CAISO | 1-in-10 | 2021 | 24 |  |  |  | 72.7667 | 1
| Zone | South Orange County | 12 | Average Weekday | CAISO | 1-in-10 | 2021 | 1 |  |  |  | 54.5111 | 1
| Zone | South Orange County | 12 | Average Weekday | CAISO | 1-in-10 | 2021 | 2 |  |  |  | 53.803 | 1
| Zone | South Orange County | 12 | Average Weekday | CAISO | 1-in-10 | 2021 | 3 |  |  |  | 53.0888 | 1
| Zone | South Orange County | 12 | Average Weekday | CAISO | 1-in-10 | 2021 | 4 |  |  |  | 52.4773 | 1
| Zone | South Orange County | 12 | Average Weekday | CAISO | 1-in-10 | 2021 | 5 |  |  |  | 51.8108 | 1
| Zone | South Orange County | 12 | Average Weekday | CAISO | 1-in-10 | 2021 | 6 |  |  |  | 51.2045 | 1
| Zone | South Orange County | 12 | Average Weekday | CAISO | 1-in-10 | 2021 | 7 |  |  |  | 50.8817 | 1
| Zone | South Orange County | 12 | Average Weekday | CAISO | 1-in-10 | 2021 | 8 |  |  |  | 50.913 | 1
| Zone | South Orange County | 12 | Average Weekday | CAISO | 1-in-10 | 2021 | 9 |  |  |  | 51.8998 | 1
| Zone | South Orange County | 12 | Average Weekday | CAISO | 1-in-10 | 2021 | 10 |  |  |  | 54.5417 | 1
| Zone | South Orange County | 12 | Average Weekday | CAISO | 1-in-10 | 2021 | 11 |  |  |  | 58.0038 | 1
| Zone | South Orange County | 12 | Average Weekday | CAISO | 1-in-10 | 2021 | 12 |  |  |  | 61.1044 | 1
| Zone | South Orange County | 12 | Average Weekday | CAISO | 1-in-10 | 2021 | 13 |  |  |  | 63.3377 | 1
| Zone | South Orange County | 12 | Average Weekday | CAISO | 1-in-10 | 2021 | 14 |  |  |  | 64.7409 | 1
| Zone | South Orange County | 12 | Average Weekday | CAISO | 1-in-10 | 2021 | 15 |  |  |  | 64.9516 | 1
| Zone | South Orange County | 12 | Average Weekday | CAISO | 1-in-10 | 2021 | 16 |  |  |  | 64.7126 | 1
| Zone | South Orange County | 12 | Average Weekday | CAISO | 1-in-10 | 2021 | 17 |  |  |  | 63.7061 | 1
| Zone | South Orange County | 12 | Average Weekday | CAISO | 1-in-10 | 2021 | 18 |  |  |  | 61.9373 | 1
| Zone | South Orange County | 12 | Average Weekday | CAISO | 1-in-10 | 2021 | 19 |  |  |  | 60.4372 | 1
| Zone | South Orange County | 12 | Average Weekday | CAISO | 1-in-10 | 2021 | 20 |  |  |  | 59.4795 | 1
| Zone | South Orange County | 12 | Average Weekday | CAISO | 1-in-10 | 2021 | 21 |  |  |  | 58.3909 | 1
| Zone | South Orange County | 12 | Average Weekday | CAISO | 1-in-10 | 2021 | 22 |  |  |  | 57.3438 | 1
| Zone | South Orange County | 12 | Average Weekday | CAISO | 1-in-10 | 2021 | 23 |  |  |  | 56.4152 | 1
| Zone | South Orange County | 12 | Average Weekday | CAISO | 1-in-10 | 2021 | 24 |  |  |  | 55.5105 | 1
| Zone | South Orange County | 12 | Monthly System Peak Day | CAISO | 1-in-10 | 2021 | 1 |  |  |  | 45.5983 | 1
| Zone | South Orange County | 12 | Monthly System Peak Day | CAISO | 1-in-10 | 2021 | 2 |  |  |  | 44.0583 | 1
| Zone | South Orange County | 12 | Monthly System Peak Day | CAISO | 1-in-10 | 2021 | 3 |  |  |  | 42.7283 | 1
| Zone | South Orange County | 12 | Monthly System Peak Day | CAISO | 1-in-10 | 2021 | 4 |  |  |  | 41.4067 | 1
| Zone | South Orange County | 12 | Monthly System Peak Day | CAISO | 1-in-10 | 2021 | 5 |  |  |  | 40.1833 | 1
| Zone | South Orange County | 12 | Monthly System Peak Day | CAISO | 1-in-10 | 2021 | 6 |  |  |  | 39.455 | 1
| Zone | South Orange County | 12 | Monthly System Peak Day | CAISO | 1-in-10 | 2021 | 7 |  |  |  | 39.4983 | 1
| Zone | South Orange County | 12 | Monthly System Peak Day | CAISO | 1-in-10 | 2021 | 8 |  |  |  | 40 | 1
| Zone | South Orange County | 12 | Monthly System Peak Day | CAISO | 1-in-10 | 2021 | 9 |  |  |  | 41.15 | 1
| Zone | South Orange County | 12 | Monthly System Peak Day | CAISO | 1-in-10 | 2021 | 10 |  |  |  | 45.9567 | 1
| Zone | South Orange County | 12 | Monthly System Peak Day | CAISO | 1-in-10 | 2021 | 11 |  |  |  | 51.4333 | 1
| Zone | South Orange County | 12 | Monthly System Peak Day | CAISO | 1-in-10 | 2021 | 12 |  |  |  | 53.555 | 1
| Zone | South Orange County | 12 | Monthly System Peak Day | CAISO | 1-in-10 | 2021 | 13 |  |  |  | 54.46 | 1
| Zone | South Orange County | 12 | Monthly System Peak Day | CAISO | 1-in-10 | 2021 | 14 |  |  |  | 55.6267 | 1
| Zone | South Orange County | 12 | Monthly System Peak Day | CAISO | 1-in-10 | 2021 | 15 |  |  |  | 56.4667 | 1
| Zone | South Orange County | 12 | Monthly System Peak Day | CAISO | 1-in-10 | 2021 | 16 |  |  |  | 56.5783 | 1
| Zone | South Orange County | 12 | Monthly System Peak Day | CAISO | 1-in-10 | 2021 | 17 |  |  |  | 55.9683 | 1
| Zone | South Orange County | 12 | Monthly System Peak Day | CAISO | 1-in-10 | 2021 | 18 |  |  |  | 54.3267 | 1
| Zone | South Orange County | 12 | Monthly System Peak Day | CAISO | 1-in-10 | 2021 | 19 |  |  |  | 52.8067 | 1
| Zone | South Orange County | 12 | Monthly System Peak Day | CAISO | 1-in-10 | 2021 | 20 |  |  |  | 51.9067 | 1
| Zone | South Orange County | 12 | Monthly System Peak Day | CAISO | 1-in-10 | 2021 | 21 |  |  |  | 50.095 | 1
| Zone | South Orange County | 12 | Monthly System Peak Day | CAISO | 1-in-10 | 2021 | 22 |  |  |  | 48.8883 | 1
| Zone | South Orange County | 12 | Monthly System Peak Day | CAISO | 1-in-10 | 2021 | 23 |  |  |  | 48.9217 | 1
| Zone | South Orange County | 12 | Monthly System Peak Day | CAISO | 1-in-10 | 2021 | 24 |  |  |  | 48.4717 | 1
| Zone | South Orange County | 1 | Average Weekday | CAISO | 1-in-10 | 2022 | 1 |  |  |  | 52.18 | 1
| Zone | South Orange County | 1 | Average Weekday | CAISO | 1-in-10 | 2022 | 2 |  |  |  | 51.3559 | 1
| Zone | South Orange County | 1 | Average Weekday | CAISO | 1-in-10 | 2022 | 3 |  |  |  | 50.5879 | 1
| Zone | South Orange County | 1 | Average Weekday | CAISO | 1-in-10 | 2022 | 4 |  |  |  | 49.7468 | 1
| Zone | South Orange County | 1 | Average Weekday | CAISO | 1-in-10 | 2022 | 5 |  |  |  | 48.9691 | 1
| Zone | South Orange County | 1 | Average Weekday | CAISO | 1-in-10 | 2022 | 6 |  |  |  | 48.4568 | 1
| Zone | South Orange County | 1 | Average Weekday | CAISO | 1-in-10 | 2022 | 7 |  |  |  | 48.0644 | 1
| Zone | South Orange County | 1 | Average Weekday | CAISO | 1-in-10 | 2022 | 8 |  |  |  | 48.0706 | 1
| Zone | South Orange County | 1 | Average Weekday | CAISO | 1-in-10 | 2022 | 9 |  |  |  | 48.8383 | 1
| Zone | South Orange County | 1 | Average Weekday | CAISO | 1-in-10 | 2022 | 10 |  |  |  | 51.6117 | 1
| Zone | South Orange County | 1 | Average Weekday | CAISO | 1-in-10 | 2022 | 11 |  |  |  | 55.2199 | 1
| Zone | South Orange County | 1 | Average Weekday | CAISO | 1-in-10 | 2022 | 12 |  |  |  | 58.4718 | 1
| Zone | South Orange County | 1 | Average Weekday | CAISO | 1-in-10 | 2022 | 13 |  |  |  | 60.3987 | 1
| Zone | South Orange County | 1 | Average Weekday | CAISO | 1-in-10 | 2022 | 14 |  |  |  | 61.7776 | 1
| Zone | South Orange County | 1 | Average Weekday | CAISO | 1-in-10 | 2022 | 15 |  |  |  | 62.4536 | 1
| Zone | South Orange County | 1 | Average Weekday | CAISO | 1-in-10 | 2022 | 16 |  |  |  | 62.3352 | 1
| Zone | South Orange County | 1 | Average Weekday | CAISO | 1-in-10 | 2022 | 17 |  |  |  | 61.5598 | 1
| Zone | South Orange County | 1 | Average Weekday | CAISO | 1-in-10 | 2022 | 18 |  |  |  | 60.0373 | 1
| Zone | South Orange County | 1 | Average Weekday | CAISO | 1-in-10 | 2022 | 19 |  |  |  | 58.1541 | 1
| Zone | South Orange County | 1 | Average Weekday | CAISO | 1-in-10 | 2022 | 20 |  |  |  | 56.898 | 1
| Zone | South Orange County | 1 | Average Weekday | CAISO | 1-in-10 | 2022 | 21 |  |  |  | 55.8955 | 1
| Zone | South Orange County | 1 | Average Weekday | CAISO | 1-in-10 | 2022 | 22 |  |  |  | 54.9898 | 1
| Zone | South Orange County | 1 | Average Weekday | CAISO | 1-in-10 | 2022 | 23 |  |  |  | 53.956 | 1
| Zone | South Orange County | 1 | Average Weekday | CAISO | 1-in-10 | 2022 | 24 |  |  |  | 53.0008 | 1
| Zone | South Orange County | 1 | Monthly System Peak Day | CAISO | 1-in-10 | 2022 | 1 |  |  |  | 50.4933 | 1
| Zone | South Orange County | 1 | Monthly System Peak Day | CAISO | 1-in-10 | 2022 | 2 |  |  |  | 49.7233 | 1
| Zone | South Orange County | 1 | Monthly System Peak Day | CAISO | 1-in-10 | 2022 | 3 |  |  |  | 49.9217 | 1
| Zone | South Orange County | 1 | Monthly System Peak Day | CAISO | 1-in-10 | 2022 | 4 |  |  |  | 49.39 | 1
| Zone | South Orange County | 1 | Monthly System Peak Day | CAISO | 1-in-10 | 2022 | 5 |  |  |  | 48.7683 | 1
| Zone | South Orange County | 1 | Monthly System Peak Day | CAISO | 1-in-10 | 2022 | 6 |  |  |  | 48.5117 | 1
| Zone | South Orange County | 1 | Monthly System Peak Day | CAISO | 1-in-10 | 2022 | 7 |  |  |  | 48.0933 | 1
| Zone | South Orange County | 1 | Monthly System Peak Day | CAISO | 1-in-10 | 2022 | 8 |  |  |  | 47.0633 | 1
| Zone | South Orange County | 1 | Monthly System Peak Day | CAISO | 1-in-10 | 2022 | 9 |  |  |  | 46.8917 | 1
| Zone | South Orange County | 1 | Monthly System Peak Day | CAISO | 1-in-10 | 2022 | 10 |  |  |  | 48.225 | 1
| Zone | South Orange County | 1 | Monthly System Peak Day | CAISO | 1-in-10 | 2022 | 11 |  |  |  | 48.75 | 1
| Zone | South Orange County | 1 | Monthly System Peak Day | CAISO | 1-in-10 | 2022 | 12 |  |  |  | 51.1533 | 1
| Zone | South Orange County | 1 | Monthly System Peak Day | CAISO | 1-in-10 | 2022 | 13 |  |  |  | 52.825 | 1
| Zone | South Orange County | 1 | Monthly System Peak Day | CAISO | 1-in-10 | 2022 | 14 |  |  |  | 52.8767 | 1
| Zone | South Orange County | 1 | Monthly System Peak Day | CAISO | 1-in-10 | 2022 | 15 |  |  |  | 53.77 | 1
| Zone | South Orange County | 1 | Monthly System Peak Day | CAISO | 1-in-10 | 2022 | 16 |  |  |  | 53.9133 | 1
| Zone | South Orange County | 1 | Monthly System Peak Day | CAISO | 1-in-10 | 2022 | 17 |  |  |  | 53.655 | 1
| Zone | South Orange County | 1 | Monthly System Peak Day | CAISO | 1-in-10 | 2022 | 18 |  |  |  | 52.6633 | 1
| Zone | South Orange County | 1 | Monthly System Peak Day | CAISO | 1-in-10 | 2022 | 19 |  |  |  | 51.0767 | 1
| Zone | South Orange County | 1 | Monthly System Peak Day | CAISO | 1-in-10 | 2022 | 20 |  |  |  | 50.53 | 1
| Zone | South Orange County | 1 | Monthly System Peak Day | CAISO | 1-in-10 | 2022 | 21 |  |  |  | 50.11 | 1
| Zone | South Orange County | 1 | Monthly System Peak Day | CAISO | 1-in-10 | 2022 | 22 |  |  |  | 49.7583 | 1
| Zone | South Orange County | 1 | Monthly System Peak Day | CAISO | 1-in-10 | 2022 | 23 |  |  |  | 48.78 | 1
| Zone | South Orange County | 1 | Monthly System Peak Day | CAISO | 1-in-10 | 2022 | 24 |  |  |  | 46.86 | 1
| Zone | South Orange County | 2 | Average Weekday | CAISO | 1-in-10 | 2022 | 1 |  |  |  | 51.8979 | 1
| Zone | South Orange County | 2 | Average Weekday | CAISO | 1-in-10 | 2022 | 2 |  |  |  | 51.0911 | 1
| Zone | South Orange County | 2 | Average Weekday | CAISO | 1-in-10 | 2022 | 3 |  |  |  | 50.3206 | 1
| Zone | South Orange County | 2 | Average Weekday | CAISO | 1-in-10 | 2022 | 4 |  |  |  | 49.5876 | 1
| Zone | South Orange County | 2 | Average Weekday | CAISO | 1-in-10 | 2022 | 5 |  |  |  | 48.856 | 1
| Zone | South Orange County | 2 | Average Weekday | CAISO | 1-in-10 | 2022 | 6 |  |  |  | 48.3118 | 1
| Zone | South Orange County | 2 | Average Weekday | CAISO | 1-in-10 | 2022 | 7 |  |  |  | 48.1363 | 1
| Zone | South Orange County | 2 | Average Weekday | CAISO | 1-in-10 | 2022 | 8 |  |  |  | 48.2131 | 1
| Zone | South Orange County | 2 | Average Weekday | CAISO | 1-in-10 | 2022 | 9 |  |  |  | 49.7696 | 1
| Zone | South Orange County | 2 | Average Weekday | CAISO | 1-in-10 | 2022 | 10 |  |  |  | 53.4056 | 1
| Zone | South Orange County | 2 | Average Weekday | CAISO | 1-in-10 | 2022 | 11 |  |  |  | 56.7418 | 1
| Zone | South Orange County | 2 | Average Weekday | CAISO | 1-in-10 | 2022 | 12 |  |  |  | 59.1099 | 1
| Zone | South Orange County | 2 | Average Weekday | CAISO | 1-in-10 | 2022 | 13 |  |  |  | 60.5477 | 1
| Zone | South Orange County | 2 | Average Weekday | CAISO | 1-in-10 | 2022 | 14 |  |  |  | 61.8217 | 1
| Zone | South Orange County | 2 | Average Weekday | CAISO | 1-in-10 | 2022 | 15 |  |  |  | 62.1023 | 1
| Zone | South Orange County | 2 | Average Weekday | CAISO | 1-in-10 | 2022 | 16 |  |  |  | 61.9606 | 1
| Zone | South Orange County | 2 | Average Weekday | CAISO | 1-in-10 | 2022 | 17 |  |  |  | 61.41 | 1
| Zone | South Orange County | 2 | Average Weekday | CAISO | 1-in-10 | 2022 | 18 |  |  |  | 60.2222 | 1
| Zone | South Orange County | 2 | Average Weekday | CAISO | 1-in-10 | 2022 | 19 |  |  |  | 58.3882 | 1
| Zone | South Orange County | 2 | Average Weekday | CAISO | 1-in-10 | 2022 | 20 |  |  |  | 57.0211 | 1
| Zone | South Orange County | 2 | Average Weekday | CAISO | 1-in-10 | 2022 | 21 |  |  |  | 55.9466 | 1
| Zone | South Orange County | 2 | Average Weekday | CAISO | 1-in-10 | 2022 | 22 |  |  |  | 55.0275 | 1
| Zone | South Orange County | 2 | Average Weekday | CAISO | 1-in-10 | 2022 | 23 |  |  |  | 54.1222 | 1
| Zone | South Orange County | 2 | Average Weekday | CAISO | 1-in-10 | 2022 | 24 |  |  |  | 53.2494 | 1
| Zone | South Orange County | 2 | Monthly System Peak Day | CAISO | 1-in-10 | 2022 | 1 |  |  |  | 52.945 | 1
| Zone | South Orange County | 2 | Monthly System Peak Day | CAISO | 1-in-10 | 2022 | 2 |  |  |  | 52.8633 | 1
| Zone | South Orange County | 2 | Monthly System Peak Day | CAISO | 1-in-10 | 2022 | 3 |  |  |  | 52.7767 | 1
| Zone | South Orange County | 2 | Monthly System Peak Day | CAISO | 1-in-10 | 2022 | 4 |  |  |  | 51.915 | 1
| Zone | South Orange County | 2 | Monthly System Peak Day | CAISO | 1-in-10 | 2022 | 5 |  |  |  | 51.09 | 1
| Zone | South Orange County | 2 | Monthly System Peak Day | CAISO | 1-in-10 | 2022 | 6 |  |  |  | 50.0733 | 1
| Zone | South Orange County | 2 | Monthly System Peak Day | CAISO | 1-in-10 | 2022 | 7 |  |  |  | 49.7333 | 1
| Zone | South Orange County | 2 | Monthly System Peak Day | CAISO | 1-in-10 | 2022 | 8 |  |  |  | 49.6567 | 1
| Zone | South Orange County | 2 | Monthly System Peak Day | CAISO | 1-in-10 | 2022 | 9 |  |  |  | 50.3817 | 1
| Zone | South Orange County | 2 | Monthly System Peak Day | CAISO | 1-in-10 | 2022 | 10 |  |  |  | 51.6267 | 1
| Zone | South Orange County | 2 | Monthly System Peak Day | CAISO | 1-in-10 | 2022 | 11 |  |  |  | 52.2633 | 1
| Zone | South Orange County | 2 | Monthly System Peak Day | CAISO | 1-in-10 | 2022 | 12 |  |  |  | 53.465 | 1
| Zone | South Orange County | 2 | Monthly System Peak Day | CAISO | 1-in-10 | 2022 | 13 |  |  |  | 54.3117 | 1
| Zone | South Orange County | 2 | Monthly System Peak Day | CAISO | 1-in-10 | 2022 | 14 |  |  |  | 55.49 | 1
| Zone | South Orange County | 2 | Monthly System Peak Day | CAISO | 1-in-10 | 2022 | 15 |  |  |  | 56.2783 | 1
| Zone | South Orange County | 2 | Monthly System Peak Day | CAISO | 1-in-10 | 2022 | 16 |  |  |  | 57.2867 | 1
| Zone | South Orange County | 2 | Monthly System Peak Day | CAISO | 1-in-10 | 2022 | 17 |  |  |  | 58.5583 | 1
| Zone | South Orange County | 2 | Monthly System Peak Day | CAISO | 1-in-10 | 2022 | 18 |  |  |  | 58.3483 | 1
| Zone | South Orange County | 2 | Monthly System Peak Day | CAISO | 1-in-10 | 2022 | 19 |  |  |  | 57.1133 | 1
| Zone | South Orange County | 2 | Monthly System Peak Day | CAISO | 1-in-10 | 2022 | 20 |  |  |  | 55.98 | 1
| Zone | South Orange County | 2 | Monthly System Peak Day | CAISO | 1-in-10 | 2022 | 21 |  |  |  | 55.37 | 1
| Zone | South Orange County | 2 | Monthly System Peak Day | CAISO | 1-in-10 | 2022 | 22 |  |  |  | 54.715 | 1
| Zone | South Orange County | 2 | Monthly System Peak Day | CAISO | 1-in-10 | 2022 | 23 |  |  |  | 53.8183 | 1
| Zone | South Orange County | 2 | Monthly System Peak Day | CAISO | 1-in-10 | 2022 | 24 |  |  |  | 52.9883 | 1
| Zone | South Orange County | 3 | Average Weekday | CAISO | 1-in-10 | 2022 | 1 |  |  |  | 59.5281 | 1
| Zone | South Orange County | 3 | Average Weekday | CAISO | 1-in-10 | 2022 | 2 |  |  |  | 58.5162 | 1
| Zone | South Orange County | 3 | Average Weekday | CAISO | 1-in-10 | 2022 | 3 |  |  |  | 57.8131 | 1
| Zone | South Orange County | 3 | Average Weekday | CAISO | 1-in-10 | 2022 | 4 |  |  |  | 57.0513 | 1
| Zone | South Orange County | 3 | Average Weekday | CAISO | 1-in-10 | 2022 | 5 |  |  |  | 56.254 | 1
| Zone | South Orange County | 3 | Average Weekday | CAISO | 1-in-10 | 2022 | 6 |  |  |  | 55.6438 | 1
| Zone | South Orange County | 3 | Average Weekday | CAISO | 1-in-10 | 2022 | 7 |  |  |  | 55.2104 | 1
| Zone | South Orange County | 3 | Average Weekday | CAISO | 1-in-10 | 2022 | 8 |  |  |  | 55.3983 | 1
| Zone | South Orange County | 3 | Average Weekday | CAISO | 1-in-10 | 2022 | 9 |  |  |  | 56.9005 | 1
| Zone | South Orange County | 3 | Average Weekday | CAISO | 1-in-10 | 2022 | 10 |  |  |  | 60.304 | 1
| Zone | South Orange County | 3 | Average Weekday | CAISO | 1-in-10 | 2022 | 11 |  |  |  | 64.0885 | 1
| Zone | South Orange County | 3 | Average Weekday | CAISO | 1-in-10 | 2022 | 12 |  |  |  | 67.5235 | 1
| Zone | South Orange County | 3 | Average Weekday | CAISO | 1-in-10 | 2022 | 13 |  |  |  | 69.6426 | 1
| Zone | South Orange County | 3 | Average Weekday | CAISO | 1-in-10 | 2022 | 14 |  |  |  | 71.0985 | 1
| Zone | South Orange County | 3 | Average Weekday | CAISO | 1-in-10 | 2022 | 15 |  |  |  | 71.772 | 1
| Zone | South Orange County | 3 | Average Weekday | CAISO | 1-in-10 | 2022 | 16 |  |  |  | 71.7488 | 1
| Zone | South Orange County | 3 | Average Weekday | CAISO | 1-in-10 | 2022 | 17 |  |  |  | 71.0608 | 1
| Zone | South Orange County | 3 | Average Weekday | CAISO | 1-in-10 | 2022 | 18 |  |  |  | 70.3526 | 1
| Zone | South Orange County | 3 | Average Weekday | CAISO | 1-in-10 | 2022 | 19 |  |  |  | 69.0515 | 1
| Zone | South Orange County | 3 | Average Weekday | CAISO | 1-in-10 | 2022 | 20 |  |  |  | 66.7791 | 1
| Zone | South Orange County | 3 | Average Weekday | CAISO | 1-in-10 | 2022 | 21 |  |  |  | 64.5212 | 1
| Zone | South Orange County | 3 | Average Weekday | CAISO | 1-in-10 | 2022 | 22 |  |  |  | 63.3651 | 1
| Zone | South Orange County | 3 | Average Weekday | CAISO | 1-in-10 | 2022 | 23 |  |  |  | 62.5298 | 1
| Zone | South Orange County | 3 | Average Weekday | CAISO | 1-in-10 | 2022 | 24 |  |  |  | 61.5761 | 1
| Zone | South Orange County | 3 | Monthly System Peak Day | CAISO | 1-in-10 | 2022 | 1 |  |  |  | 65.615 | 1
| Zone | South Orange County | 3 | Monthly System Peak Day | CAISO | 1-in-10 | 2022 | 2 |  |  |  | 63.65 | 1
| Zone | South Orange County | 3 | Monthly System Peak Day | CAISO | 1-in-10 | 2022 | 3 |  |  |  | 62.4633 | 1
| Zone | South Orange County | 3 | Monthly System Peak Day | CAISO | 1-in-10 | 2022 | 4 |  |  |  | 61.2967 | 1
| Zone | South Orange County | 3 | Monthly System Peak Day | CAISO | 1-in-10 | 2022 | 5 |  |  |  | 60.3983 | 1
| Zone | South Orange County | 3 | Monthly System Peak Day | CAISO | 1-in-10 | 2022 | 6 |  |  |  | 59.4917 | 1
| Zone | South Orange County | 3 | Monthly System Peak Day | CAISO | 1-in-10 | 2022 | 7 |  |  |  | 58.8567 | 1
| Zone | South Orange County | 3 | Monthly System Peak Day | CAISO | 1-in-10 | 2022 | 8 |  |  |  | 58.4833 | 1
| Zone | South Orange County | 3 | Monthly System Peak Day | CAISO | 1-in-10 | 2022 | 9 |  |  |  | 59.8433 | 1
| Zone | South Orange County | 3 | Monthly System Peak Day | CAISO | 1-in-10 | 2022 | 10 |  |  |  | 64.5517 | 1
| Zone | South Orange County | 3 | Monthly System Peak Day | CAISO | 1-in-10 | 2022 | 11 |  |  |  | 70.0533 | 1
| Zone | South Orange County | 3 | Monthly System Peak Day | CAISO | 1-in-10 | 2022 | 12 |  |  |  | 75.6833 | 1
| Zone | South Orange County | 3 | Monthly System Peak Day | CAISO | 1-in-10 | 2022 | 13 |  |  |  | 80.6667 | 1
| Zone | South Orange County | 3 | Monthly System Peak Day | CAISO | 1-in-10 | 2022 | 14 |  |  |  | 81.1333 | 1
| Zone | South Orange County | 3 | Monthly System Peak Day | CAISO | 1-in-10 | 2022 | 15 |  |  |  | 80.9833 | 1
| Zone | South Orange County | 3 | Monthly System Peak Day | CAISO | 1-in-10 | 2022 | 16 |  |  |  | 81.1333 | 1
| Zone | South Orange County | 3 | Monthly System Peak Day | CAISO | 1-in-10 | 2022 | 17 |  |  |  | 82.4167 | 1
| Zone | South Orange County | 3 | Monthly System Peak Day | CAISO | 1-in-10 | 2022 | 18 |  |  |  | 81.1333 | 1
| Zone | South Orange County | 3 | Monthly System Peak Day | CAISO | 1-in-10 | 2022 | 19 |  |  |  | 79.4167 | 1
| Zone | South Orange County | 3 | Monthly System Peak Day | CAISO | 1-in-10 | 2022 | 20 |  |  |  | 77.7333 | 1
| Zone | South Orange County | 3 | Monthly System Peak Day | CAISO | 1-in-10 | 2022 | 21 |  |  |  | 75.3 | 1
| Zone | South Orange County | 3 | Monthly System Peak Day | CAISO | 1-in-10 | 2022 | 22 |  |  |  | 73.5333 | 1
| Zone | South Orange County | 3 | Monthly System Peak Day | CAISO | 1-in-10 | 2022 | 23 |  |  |  | 70.9867 | 1
| Zone | South Orange County | 3 | Monthly System Peak Day | CAISO | 1-in-10 | 2022 | 24 |  |  |  | 67.3217 | 1
| Zone | South Orange County | 4 | Average Weekday | CAISO | 1-in-10 | 2022 | 1 |  |  |  | 60.3411 | 1
| Zone | South Orange County | 4 | Average Weekday | CAISO | 1-in-10 | 2022 | 2 |  |  |  | 59.6212 | 1
| Zone | South Orange County | 4 | Average Weekday | CAISO | 1-in-10 | 2022 | 3 |  |  |  | 58.8704 | 1
| Zone | South Orange County | 4 | Average Weekday | CAISO | 1-in-10 | 2022 | 4 |  |  |  | 58.2242 | 1
| Zone | South Orange County | 4 | Average Weekday | CAISO | 1-in-10 | 2022 | 5 |  |  |  | 57.7397 | 1
| Zone | South Orange County | 4 | Average Weekday | CAISO | 1-in-10 | 2022 | 6 |  |  |  | 57.2834 | 1
| Zone | South Orange County | 4 | Average Weekday | CAISO | 1-in-10 | 2022 | 7 |  |  |  | 56.9743 | 1
| Zone | South Orange County | 4 | Average Weekday | CAISO | 1-in-10 | 2022 | 8 |  |  |  | 57.2163 | 1
| Zone | South Orange County | 4 | Average Weekday | CAISO | 1-in-10 | 2022 | 9 |  |  |  | 58.8671 | 1
| Zone | South Orange County | 4 | Average Weekday | CAISO | 1-in-10 | 2022 | 10 |  |  |  | 61.4286 | 1
| Zone | South Orange County | 4 | Average Weekday | CAISO | 1-in-10 | 2022 | 11 |  |  |  | 64.2445 | 1
| Zone | South Orange County | 4 | Average Weekday | CAISO | 1-in-10 | 2022 | 12 |  |  |  | 67.0971 | 1
| Zone | South Orange County | 4 | Average Weekday | CAISO | 1-in-10 | 2022 | 13 |  |  |  | 68.0969 | 1
| Zone | South Orange County | 4 | Average Weekday | CAISO | 1-in-10 | 2022 | 14 |  |  |  | 69.0433 | 1
| Zone | South Orange County | 4 | Average Weekday | CAISO | 1-in-10 | 2022 | 15 |  |  |  | 69.8945 | 1
| Zone | South Orange County | 4 | Average Weekday | CAISO | 1-in-10 | 2022 | 16 |  |  |  | 70.32 | 1
| Zone | South Orange County | 4 | Average Weekday | CAISO | 1-in-10 | 2022 | 17 |  |  |  | 70.4138 | 1
| Zone | South Orange County | 4 | Average Weekday | CAISO | 1-in-10 | 2022 | 18 |  |  |  | 69.9443 | 1
| Zone | South Orange County | 4 | Average Weekday | CAISO | 1-in-10 | 2022 | 19 |  |  |  | 69.0376 | 1
| Zone | South Orange County | 4 | Average Weekday | CAISO | 1-in-10 | 2022 | 20 |  |  |  | 67.3806 | 1
| Zone | South Orange County | 4 | Average Weekday | CAISO | 1-in-10 | 2022 | 21 |  |  |  | 65.1142 | 1
| Zone | South Orange County | 4 | Average Weekday | CAISO | 1-in-10 | 2022 | 22 |  |  |  | 63.6258 | 1
| Zone | South Orange County | 4 | Average Weekday | CAISO | 1-in-10 | 2022 | 23 |  |  |  | 62.5261 | 1
| Zone | South Orange County | 4 | Average Weekday | CAISO | 1-in-10 | 2022 | 24 |  |  |  | 61.5334 | 1
| Zone | South Orange County | 4 | Monthly System Peak Day | CAISO | 1-in-10 | 2022 | 1 |  |  |  | 70.62 | 1
| Zone | South Orange County | 4 | Monthly System Peak Day | CAISO | 1-in-10 | 2022 | 2 |  |  |  | 69.3267 | 1
| Zone | South Orange County | 4 | Monthly System Peak Day | CAISO | 1-in-10 | 2022 | 3 |  |  |  | 67.8167 | 1
| Zone | South Orange County | 4 | Monthly System Peak Day | CAISO | 1-in-10 | 2022 | 4 |  |  |  | 67.425 | 1
| Zone | South Orange County | 4 | Monthly System Peak Day | CAISO | 1-in-10 | 2022 | 5 |  |  |  | 67.59 | 1
| Zone | South Orange County | 4 | Monthly System Peak Day | CAISO | 1-in-10 | 2022 | 6 |  |  |  | 69.3133 | 1
| Zone | South Orange County | 4 | Monthly System Peak Day | CAISO | 1-in-10 | 2022 | 7 |  |  |  | 70.17 | 1
| Zone | South Orange County | 4 | Monthly System Peak Day | CAISO | 1-in-10 | 2022 | 8 |  |  |  | 72.1817 | 1
| Zone | South Orange County | 4 | Monthly System Peak Day | CAISO | 1-in-10 | 2022 | 9 |  |  |  | 74.49 | 1
| Zone | South Orange County | 4 | Monthly System Peak Day | CAISO | 1-in-10 | 2022 | 10 |  |  |  | 77.6667 | 1
| Zone | South Orange County | 4 | Monthly System Peak Day | CAISO | 1-in-10 | 2022 | 11 |  |  |  | 81.65 | 1
| Zone | South Orange County | 4 | Monthly System Peak Day | CAISO | 1-in-10 | 2022 | 12 |  |  |  | 85.6167 | 1
| Zone | South Orange County | 4 | Monthly System Peak Day | CAISO | 1-in-10 | 2022 | 13 |  |  |  | 87.4 | 1
| Zone | South Orange County | 4 | Monthly System Peak Day | CAISO | 1-in-10 | 2022 | 14 |  |  |  | 89.3333 | 1
| Zone | South Orange County | 4 | Monthly System Peak Day | CAISO | 1-in-10 | 2022 | 15 |  |  |  | 90.9667 | 1
| Zone | South Orange County | 4 | Monthly System Peak Day | CAISO | 1-in-10 | 2022 | 16 |  |  |  | 92.3667 | 1
| Zone | South Orange County | 4 | Monthly System Peak Day | CAISO | 1-in-10 | 2022 | 17 |  |  |  | 92.7333 | 1
| Zone | South Orange County | 4 | Monthly System Peak Day | CAISO | 1-in-10 | 2022 | 18 |  |  |  | 93.05 | 1
| Zone | South Orange County | 4 | Monthly System Peak Day | CAISO | 1-in-10 | 2022 | 19 |  |  |  | 92.65 | 1
| Zone | South Orange County | 4 | Monthly System Peak Day | CAISO | 1-in-10 | 2022 | 20 |  |  |  | 89.4667 | 1
| Zone | South Orange County | 4 | Monthly System Peak Day | CAISO | 1-in-10 | 2022 | 21 |  |  |  | 86.6333 | 1
| Zone | South Orange County | 4 | Monthly System Peak Day | CAISO | 1-in-10 | 2022 | 22 |  |  |  | 84.3167 | 1
| Zone | South Orange County | 4 | Monthly System Peak Day | CAISO | 1-in-10 | 2022 | 23 |  |  |  | 81.1333 | 1
| Zone | South Orange County | 4 | Monthly System Peak Day | CAISO | 1-in-10 | 2022 | 24 |  |  |  | 75.3 | 1
| Zone | South Orange County | 5 | Average Weekday | CAISO | 1-in-10 | 2022 | 1 |  |  |  | 63.6645 | 1
| Zone | South Orange County | 5 | Average Weekday | CAISO | 1-in-10 | 2022 | 2 |  |  |  | 63.0442 | 1
| Zone | South Orange County | 5 | Average Weekday | CAISO | 1-in-10 | 2022 | 3 |  |  |  | 62.628 | 1
| Zone | South Orange County | 5 | Average Weekday | CAISO | 1-in-10 | 2022 | 4 |  |  |  | 62.226 | 1
| Zone | South Orange County | 5 | Average Weekday | CAISO | 1-in-10 | 2022 | 5 |  |  |  | 61.8174 | 1
| Zone | South Orange County | 5 | Average Weekday | CAISO | 1-in-10 | 2022 | 6 |  |  |  | 61.6734 | 1
| Zone | South Orange County | 5 | Average Weekday | CAISO | 1-in-10 | 2022 | 7 |  |  |  | 61.397 | 1
| Zone | South Orange County | 5 | Average Weekday | CAISO | 1-in-10 | 2022 | 8 |  |  |  | 61.9969 | 1
| Zone | South Orange County | 5 | Average Weekday | CAISO | 1-in-10 | 2022 | 9 |  |  |  | 64.0083 | 1
| Zone | South Orange County | 5 | Average Weekday | CAISO | 1-in-10 | 2022 | 10 |  |  |  | 66.8587 | 1
| Zone | South Orange County | 5 | Average Weekday | CAISO | 1-in-10 | 2022 | 11 |  |  |  | 69.2524 | 1
| Zone | South Orange County | 5 | Average Weekday | CAISO | 1-in-10 | 2022 | 12 |  |  |  | 71.168 | 1
| Zone | South Orange County | 5 | Average Weekday | CAISO | 1-in-10 | 2022 | 13 |  |  |  | 72.297 | 1
| Zone | South Orange County | 5 | Average Weekday | CAISO | 1-in-10 | 2022 | 14 |  |  |  | 73.148 | 1
| Zone | South Orange County | 5 | Average Weekday | CAISO | 1-in-10 | 2022 | 15 |  |  |  | 73.976 | 1
| Zone | South Orange County | 5 | Average Weekday | CAISO | 1-in-10 | 2022 | 16 |  |  |  | 74.1826 | 1
| Zone | South Orange County | 5 | Average Weekday | CAISO | 1-in-10 | 2022 | 17 |  |  |  | 74.122 | 1
| Zone | South Orange County | 5 | Average Weekday | CAISO | 1-in-10 | 2022 | 18 |  |  |  | 73.3027 | 1
| Zone | South Orange County | 5 | Average Weekday | CAISO | 1-in-10 | 2022 | 19 |  |  |  | 72.369 | 1
| Zone | South Orange County | 5 | Average Weekday | CAISO | 1-in-10 | 2022 | 20 |  |  |  | 70.709 | 1
| Zone | South Orange County | 5 | Average Weekday | CAISO | 1-in-10 | 2022 | 21 |  |  |  | 68.2305 | 1
| Zone | South Orange County | 5 | Average Weekday | CAISO | 1-in-10 | 2022 | 22 |  |  |  | 66.2595 | 1
| Zone | South Orange County | 5 | Average Weekday | CAISO | 1-in-10 | 2022 | 23 |  |  |  | 65.0803 | 1
| Zone | South Orange County | 5 | Average Weekday | CAISO | 1-in-10 | 2022 | 24 |  |  |  | 64.1396 | 1
| Zone | South Orange County | 5 | Monthly System Peak Day | CAISO | 1-in-10 | 2022 | 1 |  |  |  | 70.7233 | 1
| Zone | South Orange County | 5 | Monthly System Peak Day | CAISO | 1-in-10 | 2022 | 2 |  |  |  | 69.7867 | 1
| Zone | South Orange County | 5 | Monthly System Peak Day | CAISO | 1-in-10 | 2022 | 3 |  |  |  | 68.9883 | 1
| Zone | South Orange County | 5 | Monthly System Peak Day | CAISO | 1-in-10 | 2022 | 4 |  |  |  | 68.0967 | 1
| Zone | South Orange County | 5 | Monthly System Peak Day | CAISO | 1-in-10 | 2022 | 5 |  |  |  | 67.4783 | 1
| Zone | South Orange County | 5 | Monthly System Peak Day | CAISO | 1-in-10 | 2022 | 6 |  |  |  | 67.16 | 1
| Zone | South Orange County | 5 | Monthly System Peak Day | CAISO | 1-in-10 | 2022 | 7 |  |  |  | 66.67 | 1
| Zone | South Orange County | 5 | Monthly System Peak Day | CAISO | 1-in-10 | 2022 | 8 |  |  |  | 67.6783 | 1
| Zone | South Orange County | 5 | Monthly System Peak Day | CAISO | 1-in-10 | 2022 | 9 |  |  |  | 72.7933 | 1
| Zone | South Orange County | 5 | Monthly System Peak Day | CAISO | 1-in-10 | 2022 | 10 |  |  |  | 79.3333 | 1
| Zone | South Orange County | 5 | Monthly System Peak Day | CAISO | 1-in-10 | 2022 | 11 |  |  |  | 84.2 | 1
| Zone | South Orange County | 5 | Monthly System Peak Day | CAISO | 1-in-10 | 2022 | 12 |  |  |  | 88.4667 | 1
| Zone | South Orange County | 5 | Monthly System Peak Day | CAISO | 1-in-10 | 2022 | 13 |  |  |  | 90.0333 | 1
| Zone | South Orange County | 5 | Monthly System Peak Day | CAISO | 1-in-10 | 2022 | 14 |  |  |  | 89.8333 | 1
| Zone | South Orange County | 5 | Monthly System Peak Day | CAISO | 1-in-10 | 2022 | 15 |  |  |  | 92.15 | 1
| Zone | South Orange County | 5 | Monthly System Peak Day | CAISO | 1-in-10 | 2022 | 16 |  |  |  | 92.0167 | 1
| Zone | South Orange County | 5 | Monthly System Peak Day | CAISO | 1-in-10 | 2022 | 17 |  |  |  | 91.8 | 1
| Zone | South Orange County | 5 | Monthly System Peak Day | CAISO | 1-in-10 | 2022 | 18 |  |  |  | 90.4333 | 1
| Zone | South Orange County | 5 | Monthly System Peak Day | CAISO | 1-in-10 | 2022 | 19 |  |  |  | 89.9167 | 1
| Zone | South Orange County | 5 | Monthly System Peak Day | CAISO | 1-in-10 | 2022 | 20 |  |  |  | 87.0333 | 1
| Zone | South Orange County | 5 | Monthly System Peak Day | CAISO | 1-in-10 | 2022 | 21 |  |  |  | 83.1833 | 1
| Zone | South Orange County | 5 | Monthly System Peak Day | CAISO | 1-in-10 | 2022 | 22 |  |  |  | 79.8 | 1
| Zone | South Orange County | 5 | Monthly System Peak Day | CAISO | 1-in-10 | 2022 | 23 |  |  |  | 76.7667 | 1
| Zone | South Orange County | 5 | Monthly System Peak Day | CAISO | 1-in-10 | 2022 | 24 |  |  |  | 73.3367 | 1
| Zone | South Orange County | 6 | Average Weekday | CAISO | 1-in-10 | 2022 | 1 |  |  |  | 64.8305 | 1
| Zone | South Orange County | 6 | Average Weekday | CAISO | 1-in-10 | 2022 | 2 |  |  |  | 64.5677 | 1
| Zone | South Orange County | 6 | Average Weekday | CAISO | 1-in-10 | 2022 | 3 |  |  |  | 64.3736 | 1
| Zone | South Orange County | 6 | Average Weekday | CAISO | 1-in-10 | 2022 | 4 |  |  |  | 64.1311 | 1
| Zone | South Orange County | 6 | Average Weekday | CAISO | 1-in-10 | 2022 | 5 |  |  |  | 63.9809 | 1
| Zone | South Orange County | 6 | Average Weekday | CAISO | 1-in-10 | 2022 | 6 |  |  |  | 63.8758 | 1
| Zone | South Orange County | 6 | Average Weekday | CAISO | 1-in-10 | 2022 | 7 |  |  |  | 63.8143 | 1
| Zone | South Orange County | 6 | Average Weekday | CAISO | 1-in-10 | 2022 | 8 |  |  |  | 64.0327 | 1
| Zone | South Orange County | 6 | Average Weekday | CAISO | 1-in-10 | 2022 | 9 |  |  |  | 64.9331 | 1
| Zone | South Orange County | 6 | Average Weekday | CAISO | 1-in-10 | 2022 | 10 |  |  |  | 66.7504 | 1
| Zone | South Orange County | 6 | Average Weekday | CAISO | 1-in-10 | 2022 | 11 |  |  |  | 69.068 | 1
| Zone | South Orange County | 6 | Average Weekday | CAISO | 1-in-10 | 2022 | 12 |  |  |  | 70.8322 | 1
| Zone | South Orange County | 6 | Average Weekday | CAISO | 1-in-10 | 2022 | 13 |  |  |  | 71.7878 | 1
| Zone | South Orange County | 6 | Average Weekday | CAISO | 1-in-10 | 2022 | 14 |  |  |  | 72.1196 | 1
| Zone | South Orange County | 6 | Average Weekday | CAISO | 1-in-10 | 2022 | 15 |  |  |  | 72.8228 | 1
| Zone | South Orange County | 6 | Average Weekday | CAISO | 1-in-10 | 2022 | 16 |  |  |  | 73.7532 | 1
| Zone | South Orange County | 6 | Average Weekday | CAISO | 1-in-10 | 2022 | 17 |  |  |  | 73.7854 | 1
| Zone | South Orange County | 6 | Average Weekday | CAISO | 1-in-10 | 2022 | 18 |  |  |  | 73.2464 | 1
| Zone | South Orange County | 6 | Average Weekday | CAISO | 1-in-10 | 2022 | 19 |  |  |  | 72.2489 | 1
| Zone | South Orange County | 6 | Average Weekday | CAISO | 1-in-10 | 2022 | 20 |  |  |  | 70.5072 | 1
| Zone | South Orange County | 6 | Average Weekday | CAISO | 1-in-10 | 2022 | 21 |  |  |  | 68.643 | 1
| Zone | South Orange County | 6 | Average Weekday | CAISO | 1-in-10 | 2022 | 22 |  |  |  | 66.6989 | 1
| Zone | South Orange County | 6 | Average Weekday | CAISO | 1-in-10 | 2022 | 23 |  |  |  | 65.7762 | 1
| Zone | South Orange County | 6 | Average Weekday | CAISO | 1-in-10 | 2022 | 24 |  |  |  | 65.3146 | 1
| Zone | South Orange County | 6 | Monthly System Peak Day | CAISO | 1-in-10 | 2022 | 1 |  |  |  | 69.3 | 1
| Zone | South Orange County | 6 | Monthly System Peak Day | CAISO | 1-in-10 | 2022 | 2 |  |  |  | 67.8217 | 1
| Zone | South Orange County | 6 | Monthly System Peak Day | CAISO | 1-in-10 | 2022 | 3 |  |  |  | 67.0917 | 1
| Zone | South Orange County | 6 | Monthly System Peak Day | CAISO | 1-in-10 | 2022 | 4 |  |  |  | 66.85 | 1
| Zone | South Orange County | 6 | Monthly System Peak Day | CAISO | 1-in-10 | 2022 | 5 |  |  |  | 66.105 | 1
| Zone | South Orange County | 6 | Monthly System Peak Day | CAISO | 1-in-10 | 2022 | 6 |  |  |  | 65.4533 | 1
| Zone | South Orange County | 6 | Monthly System Peak Day | CAISO | 1-in-10 | 2022 | 7 |  |  |  | 65.015 | 1
| Zone | South Orange County | 6 | Monthly System Peak Day | CAISO | 1-in-10 | 2022 | 8 |  |  |  | 65.9783 | 1
| Zone | South Orange County | 6 | Monthly System Peak Day | CAISO | 1-in-10 | 2022 | 9 |  |  |  | 69.0117 | 1
| Zone | South Orange County | 6 | Monthly System Peak Day | CAISO | 1-in-10 | 2022 | 10 |  |  |  | 74.415 | 1
| Zone | South Orange County | 6 | Monthly System Peak Day | CAISO | 1-in-10 | 2022 | 11 |  |  |  | 79.79 | 1
| Zone | South Orange County | 6 | Monthly System Peak Day | CAISO | 1-in-10 | 2022 | 12 |  |  |  | 80.5 | 1
| Zone | South Orange County | 6 | Monthly System Peak Day | CAISO | 1-in-10 | 2022 | 13 |  |  |  | 79.8833 | 1
| Zone | South Orange County | 6 | Monthly System Peak Day | CAISO | 1-in-10 | 2022 | 14 |  |  |  | 80.15 | 1
| Zone | South Orange County | 6 | Monthly System Peak Day | CAISO | 1-in-10 | 2022 | 15 |  |  |  | 82.8333 | 1
| Zone | South Orange County | 6 | Monthly System Peak Day | CAISO | 1-in-10 | 2022 | 16 |  |  |  | 87.0833 | 1
| Zone | South Orange County | 6 | Monthly System Peak Day | CAISO | 1-in-10 | 2022 | 17 |  |  |  | 88.95 | 1
| Zone | South Orange County | 6 | Monthly System Peak Day | CAISO | 1-in-10 | 2022 | 18 |  |  |  | 89.45 | 1
| Zone | South Orange County | 6 | Monthly System Peak Day | CAISO | 1-in-10 | 2022 | 19 |  |  |  | 85.5833 | 1
| Zone | South Orange County | 6 | Monthly System Peak Day | CAISO | 1-in-10 | 2022 | 20 |  |  |  | 78.3833 | 1
| Zone | South Orange County | 6 | Monthly System Peak Day | CAISO | 1-in-10 | 2022 | 21 |  |  |  | 74.7167 | 1
| Zone | South Orange County | 6 | Monthly System Peak Day | CAISO | 1-in-10 | 2022 | 22 |  |  |  | 72.1567 | 1
| Zone | South Orange County | 6 | Monthly System Peak Day | CAISO | 1-in-10 | 2022 | 23 |  |  |  | 70.8033 | 1
| Zone | South Orange County | 6 | Monthly System Peak Day | CAISO | 1-in-10 | 2022 | 24 |  |  |  | 69.8083 | 1
| Zone | South Orange County | 7 | Average Weekday | CAISO | 1-in-10 | 2022 | 1 |  |  |  | 69.4461 | 1
| Zone | South Orange County | 7 | Average Weekday | CAISO | 1-in-10 | 2022 | 2 |  |  |  | 69.086 | 1
| Zone | South Orange County | 7 | Average Weekday | CAISO | 1-in-10 | 2022 | 3 |  |  |  | 68.7807 | 1
| Zone | South Orange County | 7 | Average Weekday | CAISO | 1-in-10 | 2022 | 4 |  |  |  | 68.5325 | 1
| Zone | South Orange County | 7 | Average Weekday | CAISO | 1-in-10 | 2022 | 5 |  |  |  | 68.3902 | 1
| Zone | South Orange County | 7 | Average Weekday | CAISO | 1-in-10 | 2022 | 6 |  |  |  | 68.3303 | 1
| Zone | South Orange County | 7 | Average Weekday | CAISO | 1-in-10 | 2022 | 7 |  |  |  | 68.2904 | 1
| Zone | South Orange County | 7 | Average Weekday | CAISO | 1-in-10 | 2022 | 8 |  |  |  | 68.6719 | 1
| Zone | South Orange County | 7 | Average Weekday | CAISO | 1-in-10 | 2022 | 9 |  |  |  | 70.0939 | 1
| Zone | South Orange County | 7 | Average Weekday | CAISO | 1-in-10 | 2022 | 10 |  |  |  | 72.5596 | 1
| Zone | South Orange County | 7 | Average Weekday | CAISO | 1-in-10 | 2022 | 11 |  |  |  | 75.3255 | 1
| Zone | South Orange County | 7 | Average Weekday | CAISO | 1-in-10 | 2022 | 12 |  |  |  | 77.2332 | 1
| Zone | South Orange County | 7 | Average Weekday | CAISO | 1-in-10 | 2022 | 13 |  |  |  | 78.0307 | 1
| Zone | South Orange County | 7 | Average Weekday | CAISO | 1-in-10 | 2022 | 14 |  |  |  | 78.1088 | 1
| Zone | South Orange County | 7 | Average Weekday | CAISO | 1-in-10 | 2022 | 15 |  |  |  | 78.888 | 1
| Zone | South Orange County | 7 | Average Weekday | CAISO | 1-in-10 | 2022 | 16 |  |  |  | 79.4733 | 1
| Zone | South Orange County | 7 | Average Weekday | CAISO | 1-in-10 | 2022 | 17 |  |  |  | 79.575 | 1
| Zone | South Orange County | 7 | Average Weekday | CAISO | 1-in-10 | 2022 | 18 |  |  |  | 79.1003 | 1
| Zone | South Orange County | 7 | Average Weekday | CAISO | 1-in-10 | 2022 | 19 |  |  |  | 78.1803 | 1
| Zone | South Orange County | 7 | Average Weekday | CAISO | 1-in-10 | 2022 | 20 |  |  |  | 76.474 | 1
| Zone | South Orange County | 7 | Average Weekday | CAISO | 1-in-10 | 2022 | 21 |  |  |  | 74.0284 | 1
| Zone | South Orange County | 7 | Average Weekday | CAISO | 1-in-10 | 2022 | 22 |  |  |  | 71.8255 | 1
| Zone | South Orange County | 7 | Average Weekday | CAISO | 1-in-10 | 2022 | 23 |  |  |  | 70.847 | 1
| Zone | South Orange County | 7 | Average Weekday | CAISO | 1-in-10 | 2022 | 24 |  |  |  | 70.1921 | 1
| Zone | South Orange County | 7 | Monthly System Peak Day | CAISO | 1-in-10 | 2022 | 1 |  |  |  | 72.6833 | 1
| Zone | South Orange County | 7 | Monthly System Peak Day | CAISO | 1-in-10 | 2022 | 2 |  |  |  | 72.45 | 1
| Zone | South Orange County | 7 | Monthly System Peak Day | CAISO | 1-in-10 | 2022 | 3 |  |  |  | 72.0833 | 1
| Zone | South Orange County | 7 | Monthly System Peak Day | CAISO | 1-in-10 | 2022 | 4 |  |  |  | 71.6333 | 1
| Zone | South Orange County | 7 | Monthly System Peak Day | CAISO | 1-in-10 | 2022 | 5 |  |  |  | 71.3 | 1
| Zone | South Orange County | 7 | Monthly System Peak Day | CAISO | 1-in-10 | 2022 | 6 |  |  |  | 71.1667 | 1
| Zone | South Orange County | 7 | Monthly System Peak Day | CAISO | 1-in-10 | 2022 | 7 |  |  |  | 71 | 1
| Zone | South Orange County | 7 | Monthly System Peak Day | CAISO | 1-in-10 | 2022 | 8 |  |  |  | 71.0333 | 1
| Zone | South Orange County | 7 | Monthly System Peak Day | CAISO | 1-in-10 | 2022 | 9 |  |  |  | 72.3833 | 1
| Zone | South Orange County | 7 | Monthly System Peak Day | CAISO | 1-in-10 | 2022 | 10 |  |  |  | 74.8167 | 1
| Zone | South Orange County | 7 | Monthly System Peak Day | CAISO | 1-in-10 | 2022 | 11 |  |  |  | 78.0333 | 1
| Zone | South Orange County | 7 | Monthly System Peak Day | CAISO | 1-in-10 | 2022 | 12 |  |  |  | 80.65 | 1
| Zone | South Orange County | 7 | Monthly System Peak Day | CAISO | 1-in-10 | 2022 | 13 |  |  |  | 82.0667 | 1
| Zone | South Orange County | 7 | Monthly System Peak Day | CAISO | 1-in-10 | 2022 | 14 |  |  |  | 82.25 | 1
| Zone | South Orange County | 7 | Monthly System Peak Day | CAISO | 1-in-10 | 2022 | 15 |  |  |  | 82.7167 | 1
| Zone | South Orange County | 7 | Monthly System Peak Day | CAISO | 1-in-10 | 2022 | 16 |  |  |  | 81.7167 | 1
| Zone | South Orange County | 7 | Monthly System Peak Day | CAISO | 1-in-10 | 2022 | 17 |  |  |  | 80.05 | 1
| Zone | South Orange County | 7 | Monthly System Peak Day | CAISO | 1-in-10 | 2022 | 18 |  |  |  | 80.8167 | 1
| Zone | South Orange County | 7 | Monthly System Peak Day | CAISO | 1-in-10 | 2022 | 19 |  |  |  | 79.8333 | 1
| Zone | South Orange County | 7 | Monthly System Peak Day | CAISO | 1-in-10 | 2022 | 20 |  |  |  | 77.7 | 1
| Zone | South Orange County | 7 | Monthly System Peak Day | CAISO | 1-in-10 | 2022 | 21 |  |  |  | 75.5 | 1
| Zone | South Orange County | 7 | Monthly System Peak Day | CAISO | 1-in-10 | 2022 | 22 |  |  |  | 73.0833 | 1
| Zone | South Orange County | 7 | Monthly System Peak Day | CAISO | 1-in-10 | 2022 | 23 |  |  |  | 72.4833 | 1
| Zone | South Orange County | 7 | Monthly System Peak Day | CAISO | 1-in-10 | 2022 | 24 |  |  |  | 72.25 | 1
| Zone | South Orange County | 8 | Average Weekday | CAISO | 1-in-10 | 2022 | 1 |  |  |  | 69.5985 | 1
| Zone | South Orange County | 8 | Average Weekday | CAISO | 1-in-10 | 2022 | 2 |  |  |  | 69.3141 | 1
| Zone | South Orange County | 8 | Average Weekday | CAISO | 1-in-10 | 2022 | 3 |  |  |  | 69.0234 | 1
| Zone | South Orange County | 8 | Average Weekday | CAISO | 1-in-10 | 2022 | 4 |  |  |  | 68.8309 | 1
| Zone | South Orange County | 8 | Average Weekday | CAISO | 1-in-10 | 2022 | 5 |  |  |  | 68.605 | 1
| Zone | South Orange County | 8 | Average Weekday | CAISO | 1-in-10 | 2022 | 6 |  |  |  | 68.457 | 1
| Zone | South Orange County | 8 | Average Weekday | CAISO | 1-in-10 | 2022 | 7 |  |  |  | 68.3726 | 1
| Zone | South Orange County | 8 | Average Weekday | CAISO | 1-in-10 | 2022 | 8 |  |  |  | 68.4341 | 1
| Zone | South Orange County | 8 | Average Weekday | CAISO | 1-in-10 | 2022 | 9 |  |  |  | 69.3385 | 1
| Zone | South Orange County | 8 | Average Weekday | CAISO | 1-in-10 | 2022 | 10 |  |  |  | 71.1052 | 1
| Zone | South Orange County | 8 | Average Weekday | CAISO | 1-in-10 | 2022 | 11 |  |  |  | 73.5361 | 1
| Zone | South Orange County | 8 | Average Weekday | CAISO | 1-in-10 | 2022 | 12 |  |  |  | 75.6692 | 1
| Zone | South Orange County | 8 | Average Weekday | CAISO | 1-in-10 | 2022 | 13 |  |  |  | 76.6918 | 1
| Zone | South Orange County | 8 | Average Weekday | CAISO | 1-in-10 | 2022 | 14 |  |  |  | 77.525 | 1
| Zone | South Orange County | 8 | Average Weekday | CAISO | 1-in-10 | 2022 | 15 |  |  |  | 78.6466 | 1
| Zone | South Orange County | 8 | Average Weekday | CAISO | 1-in-10 | 2022 | 16 |  |  |  | 79.2502 | 1
| Zone | South Orange County | 8 | Average Weekday | CAISO | 1-in-10 | 2022 | 17 |  |  |  | 79.1715 | 1
| Zone | South Orange County | 8 | Average Weekday | CAISO | 1-in-10 | 2022 | 18 |  |  |  | 78.5438 | 1
| Zone | South Orange County | 8 | Average Weekday | CAISO | 1-in-10 | 2022 | 19 |  |  |  | 77.3582 | 1
| Zone | South Orange County | 8 | Average Weekday | CAISO | 1-in-10 | 2022 | 20 |  |  |  | 75.7666 | 1
| Zone | South Orange County | 8 | Average Weekday | CAISO | 1-in-10 | 2022 | 21 |  |  |  | 73.3325 | 1
| Zone | South Orange County | 8 | Average Weekday | CAISO | 1-in-10 | 2022 | 22 |  |  |  | 71.7902 | 1
| Zone | South Orange County | 8 | Average Weekday | CAISO | 1-in-10 | 2022 | 23 |  |  |  | 71.0086 | 1
| Zone | South Orange County | 8 | Average Weekday | CAISO | 1-in-10 | 2022 | 24 |  |  |  | 70.2746 | 1
| Zone | South Orange County | 8 | Monthly System Peak Day | CAISO | 1-in-10 | 2022 | 1 |  |  |  | 70.835 | 1
| Zone | South Orange County | 8 | Monthly System Peak Day | CAISO | 1-in-10 | 2022 | 2 |  |  |  | 70.33 | 1
| Zone | South Orange County | 8 | Monthly System Peak Day | CAISO | 1-in-10 | 2022 | 3 |  |  |  | 70.025 | 1
| Zone | South Orange County | 8 | Monthly System Peak Day | CAISO | 1-in-10 | 2022 | 4 |  |  |  | 69.8267 | 1
| Zone | South Orange County | 8 | Monthly System Peak Day | CAISO | 1-in-10 | 2022 | 5 |  |  |  | 69.4383 | 1
| Zone | South Orange County | 8 | Monthly System Peak Day | CAISO | 1-in-10 | 2022 | 6 |  |  |  | 69.155 | 1
| Zone | South Orange County | 8 | Monthly System Peak Day | CAISO | 1-in-10 | 2022 | 7 |  |  |  | 69.0167 | 1
| Zone | South Orange County | 8 | Monthly System Peak Day | CAISO | 1-in-10 | 2022 | 8 |  |  |  | 69.0817 | 1
| Zone | South Orange County | 8 | Monthly System Peak Day | CAISO | 1-in-10 | 2022 | 9 |  |  |  | 70.035 | 1
| Zone | South Orange County | 8 | Monthly System Peak Day | CAISO | 1-in-10 | 2022 | 10 |  |  |  | 73.155 | 1
| Zone | South Orange County | 8 | Monthly System Peak Day | CAISO | 1-in-10 | 2022 | 11 |  |  |  | 77.7833 | 1
| Zone | South Orange County | 8 | Monthly System Peak Day | CAISO | 1-in-10 | 2022 | 12 |  |  |  | 82 | 1
| Zone | South Orange County | 8 | Monthly System Peak Day | CAISO | 1-in-10 | 2022 | 13 |  |  |  | 82.8333 | 1
| Zone | South Orange County | 8 | Monthly System Peak Day | CAISO | 1-in-10 | 2022 | 14 |  |  |  | 84.7 | 1
| Zone | South Orange County | 8 | Monthly System Peak Day | CAISO | 1-in-10 | 2022 | 15 |  |  |  | 85.1167 | 1
| Zone | South Orange County | 8 | Monthly System Peak Day | CAISO | 1-in-10 | 2022 | 16 |  |  |  | 85.1667 | 1
| Zone | South Orange County | 8 | Monthly System Peak Day | CAISO | 1-in-10 | 2022 | 17 |  |  |  | 85.5833 | 1
| Zone | South Orange County | 8 | Monthly System Peak Day | CAISO | 1-in-10 | 2022 | 18 |  |  |  | 85.5 | 1
| Zone | South Orange County | 8 | Monthly System Peak Day | CAISO | 1-in-10 | 2022 | 19 |  |  |  | 84.35 | 1
| Zone | South Orange County | 8 | Monthly System Peak Day | CAISO | 1-in-10 | 2022 | 20 |  |  |  | 84.25 | 1
| Zone | South Orange County | 8 | Monthly System Peak Day | CAISO | 1-in-10 | 2022 | 21 |  |  |  | 80.0833 | 1
| Zone | South Orange County | 8 | Monthly System Peak Day | CAISO | 1-in-10 | 2022 | 22 |  |  |  | 76.4667 | 1
| Zone | South Orange County | 8 | Monthly System Peak Day | CAISO | 1-in-10 | 2022 | 23 |  |  |  | 75.2 | 1
| Zone | South Orange County | 8 | Monthly System Peak Day | CAISO | 1-in-10 | 2022 | 24 |  |  |  | 73.86 | 1
| Zone | South Orange County | 8 | Typical Event Day | CAISO | 1-in-10 | 2022 | 1 |  |  |  | 72.1671 | 1
| Zone | South Orange County | 8 | Typical Event Day | CAISO | 1-in-10 | 2022 | 2 |  |  |  | 71.3337 | 1
| Zone | South Orange County | 8 | Typical Event Day | CAISO | 1-in-10 | 2022 | 3 |  |  |  | 70.8583 | 1
| Zone | South Orange County | 8 | Typical Event Day | CAISO | 1-in-10 | 2022 | 4 |  |  |  | 70.6608 | 1
| Zone | South Orange County | 8 | Typical Event Day | CAISO | 1-in-10 | 2022 | 5 |  |  |  | 70.3275 | 1
| Zone | South Orange County | 8 | Typical Event Day | CAISO | 1-in-10 | 2022 | 6 |  |  |  | 69.9396 | 1
| Zone | South Orange County | 8 | Typical Event Day | CAISO | 1-in-10 | 2022 | 7 |  |  |  | 69.7663 | 1
| Zone | South Orange County | 8 | Typical Event Day | CAISO | 1-in-10 | 2022 | 8 |  |  |  | 70.1567 | 1
| Zone | South Orange County | 8 | Typical Event Day | CAISO | 1-in-10 | 2022 | 9 |  |  |  | 71.8117 | 1
| Zone | South Orange County | 8 | Typical Event Day | CAISO | 1-in-10 | 2022 | 10 |  |  |  | 75.4342 | 1
| Zone | South Orange County | 8 | Typical Event Day | CAISO | 1-in-10 | 2022 | 11 |  |  |  | 80.0058 | 1
| Zone | South Orange County | 8 | Typical Event Day | CAISO | 1-in-10 | 2022 | 12 |  |  |  | 82.7958 | 1
| Zone | South Orange County | 8 | Typical Event Day | CAISO | 1-in-10 | 2022 | 13 |  |  |  | 83.75 | 1
| Zone | South Orange County | 8 | Typical Event Day | CAISO | 1-in-10 | 2022 | 14 |  |  |  | 84.7333 | 1
| Zone | South Orange County | 8 | Typical Event Day | CAISO | 1-in-10 | 2022 | 15 |  |  |  | 85.65 | 1
| Zone | South Orange County | 8 | Typical Event Day | CAISO | 1-in-10 | 2022 | 16 |  |  |  | 86.425 | 1
| Zone | South Orange County | 8 | Typical Event Day | CAISO | 1-in-10 | 2022 | 17 |  |  |  | 86.4542 | 1
| Zone | South Orange County | 8 | Typical Event Day | CAISO | 1-in-10 | 2022 | 18 |  |  |  | 86.6 | 1
| Zone | South Orange County | 8 | Typical Event Day | CAISO | 1-in-10 | 2022 | 19 |  |  |  | 85.0542 | 1
| Zone | South Orange County | 8 | Typical Event Day | CAISO | 1-in-10 | 2022 | 20 |  |  |  | 82.2833 | 1
| Zone | South Orange County | 8 | Typical Event Day | CAISO | 1-in-10 | 2022 | 21 |  |  |  | 79.0292 | 1
| Zone | South Orange County | 8 | Typical Event Day | CAISO | 1-in-10 | 2022 | 22 |  |  |  | 76.9808 | 1
| Zone | South Orange County | 8 | Typical Event Day | CAISO | 1-in-10 | 2022 | 23 |  |  |  | 75.7592 | 1
| Zone | South Orange County | 8 | Typical Event Day | CAISO | 1-in-10 | 2022 | 24 |  |  |  | 74.4796 | 1
| Zone | South Orange County | 9 | Average Weekday | CAISO | 1-in-10 | 2022 | 1 |  |  |  | 71.7479 | 1
| Zone | South Orange County | 9 | Average Weekday | CAISO | 1-in-10 | 2022 | 2 |  |  |  | 71.1465 | 1
| Zone | South Orange County | 9 | Average Weekday | CAISO | 1-in-10 | 2022 | 3 |  |  |  | 70.6301 | 1
| Zone | South Orange County | 9 | Average Weekday | CAISO | 1-in-10 | 2022 | 4 |  |  |  | 70.1971 | 1
| Zone | South Orange County | 9 | Average Weekday | CAISO | 1-in-10 | 2022 | 5 |  |  |  | 69.8707 | 1
| Zone | South Orange County | 9 | Average Weekday | CAISO | 1-in-10 | 2022 | 6 |  |  |  | 69.5087 | 1
| Zone | South Orange County | 9 | Average Weekday | CAISO | 1-in-10 | 2022 | 7 |  |  |  | 69.2601 | 1
| Zone | South Orange County | 9 | Average Weekday | CAISO | 1-in-10 | 2022 | 8 |  |  |  | 69.177 | 1
| Zone | South Orange County | 9 | Average Weekday | CAISO | 1-in-10 | 2022 | 9 |  |  |  | 70.2802 | 1
| Zone | South Orange County | 9 | Average Weekday | CAISO | 1-in-10 | 2022 | 10 |  |  |  | 72.886 | 1
| Zone | South Orange County | 9 | Average Weekday | CAISO | 1-in-10 | 2022 | 11 |  |  |  | 75.8762 | 1
| Zone | South Orange County | 9 | Average Weekday | CAISO | 1-in-10 | 2022 | 12 |  |  |  | 78.4211 | 1
| Zone | South Orange County | 9 | Average Weekday | CAISO | 1-in-10 | 2022 | 13 |  |  |  | 79.6325 | 1
| Zone | South Orange County | 9 | Average Weekday | CAISO | 1-in-10 | 2022 | 14 |  |  |  | 80.3008 | 1
| Zone | South Orange County | 9 | Average Weekday | CAISO | 1-in-10 | 2022 | 15 |  |  |  | 81.2714 | 1
| Zone | South Orange County | 9 | Average Weekday | CAISO | 1-in-10 | 2022 | 16 |  |  |  | 81.5167 | 1
| Zone | South Orange County | 9 | Average Weekday | CAISO | 1-in-10 | 2022 | 17 |  |  |  | 81.431 | 1
| Zone | South Orange County | 9 | Average Weekday | CAISO | 1-in-10 | 2022 | 18 |  |  |  | 80.6365 | 1
| Zone | South Orange County | 9 | Average Weekday | CAISO | 1-in-10 | 2022 | 19 |  |  |  | 79.223 | 1
| Zone | South Orange County | 9 | Average Weekday | CAISO | 1-in-10 | 2022 | 20 |  |  |  | 77.0676 | 1
| Zone | South Orange County | 9 | Average Weekday | CAISO | 1-in-10 | 2022 | 21 |  |  |  | 74.7656 | 1
| Zone | South Orange County | 9 | Average Weekday | CAISO | 1-in-10 | 2022 | 22 |  |  |  | 73.7906 | 1
| Zone | South Orange County | 9 | Average Weekday | CAISO | 1-in-10 | 2022 | 23 |  |  |  | 72.9166 | 1
| Zone | South Orange County | 9 | Average Weekday | CAISO | 1-in-10 | 2022 | 24 |  |  |  | 72.1378 | 1
| Zone | South Orange County | 9 | Monthly System Peak Day | CAISO | 1-in-10 | 2022 | 1 |  |  |  | 75.85 | 1
| Zone | South Orange County | 9 | Monthly System Peak Day | CAISO | 1-in-10 | 2022 | 2 |  |  |  | 74.7333 | 1
| Zone | South Orange County | 9 | Monthly System Peak Day | CAISO | 1-in-10 | 2022 | 3 |  |  |  | 74.2333 | 1
| Zone | South Orange County | 9 | Monthly System Peak Day | CAISO | 1-in-10 | 2022 | 4 |  |  |  | 74.3333 | 1
| Zone | South Orange County | 9 | Monthly System Peak Day | CAISO | 1-in-10 | 2022 | 5 |  |  |  | 74.4667 | 1
| Zone | South Orange County | 9 | Monthly System Peak Day | CAISO | 1-in-10 | 2022 | 6 |  |  |  | 73.9833 | 1
| Zone | South Orange County | 9 | Monthly System Peak Day | CAISO | 1-in-10 | 2022 | 7 |  |  |  | 74.0333 | 1
| Zone | South Orange County | 9 | Monthly System Peak Day | CAISO | 1-in-10 | 2022 | 8 |  |  |  | 74.5333 | 1
| Zone | South Orange County | 9 | Monthly System Peak Day | CAISO | 1-in-10 | 2022 | 9 |  |  |  | 75.8167 | 1
| Zone | South Orange County | 9 | Monthly System Peak Day | CAISO | 1-in-10 | 2022 | 10 |  |  |  | 79.35 | 1
| Zone | South Orange County | 9 | Monthly System Peak Day | CAISO | 1-in-10 | 2022 | 11 |  |  |  | 84.4167 | 1
| Zone | South Orange County | 9 | Monthly System Peak Day | CAISO | 1-in-10 | 2022 | 12 |  |  |  | 88.0333 | 1
| Zone | South Orange County | 9 | Monthly System Peak Day | CAISO | 1-in-10 | 2022 | 13 |  |  |  | 90.2167 | 1
| Zone | South Orange County | 9 | Monthly System Peak Day | CAISO | 1-in-10 | 2022 | 14 |  |  |  | 91.8333 | 1
| Zone | South Orange County | 9 | Monthly System Peak Day | CAISO | 1-in-10 | 2022 | 15 |  |  |  | 91.9333 | 1
| Zone | South Orange County | 9 | Monthly System Peak Day | CAISO | 1-in-10 | 2022 | 16 |  |  |  | 91.7333 | 1
| Zone | South Orange County | 9 | Monthly System Peak Day | CAISO | 1-in-10 | 2022 | 17 |  |  |  | 91.2333 | 1
| Zone | South Orange County | 9 | Monthly System Peak Day | CAISO | 1-in-10 | 2022 | 18 |  |  |  | 90.6333 | 1
| Zone | South Orange County | 9 | Monthly System Peak Day | CAISO | 1-in-10 | 2022 | 19 |  |  |  | 90.45 | 1
| Zone | South Orange County | 9 | Monthly System Peak Day | CAISO | 1-in-10 | 2022 | 20 |  |  |  | 88.8 | 1
| Zone | South Orange County | 9 | Monthly System Peak Day | CAISO | 1-in-10 | 2022 | 21 |  |  |  | 85.8167 | 1
| Zone | South Orange County | 9 | Monthly System Peak Day | CAISO | 1-in-10 | 2022 | 22 |  |  |  | 86.2167 | 1
| Zone | South Orange County | 9 | Monthly System Peak Day | CAISO | 1-in-10 | 2022 | 23 |  |  |  | 84.55 | 1
| Zone | South Orange County | 9 | Monthly System Peak Day | CAISO | 1-in-10 | 2022 | 24 |  |  |  | 82 | 1
| Zone | South Orange County | 10 | Average Weekday | CAISO | 1-in-10 | 2022 | 1 |  |  |  | 69.118 | 1
| Zone | South Orange County | 10 | Average Weekday | CAISO | 1-in-10 | 2022 | 2 |  |  |  | 68.5352 | 1
| Zone | South Orange County | 10 | Average Weekday | CAISO | 1-in-10 | 2022 | 3 |  |  |  | 67.8411 | 1
| Zone | South Orange County | 10 | Average Weekday | CAISO | 1-in-10 | 2022 | 4 |  |  |  | 67.235 | 1
| Zone | South Orange County | 10 | Average Weekday | CAISO | 1-in-10 | 2022 | 5 |  |  |  | 66.6026 | 1
| Zone | South Orange County | 10 | Average Weekday | CAISO | 1-in-10 | 2022 | 6 |  |  |  | 66.2633 | 1
| Zone | South Orange County | 10 | Average Weekday | CAISO | 1-in-10 | 2022 | 7 |  |  |  | 65.9069 | 1
| Zone | South Orange County | 10 | Average Weekday | CAISO | 1-in-10 | 2022 | 8 |  |  |  | 65.5926 | 1
| Zone | South Orange County | 10 | Average Weekday | CAISO | 1-in-10 | 2022 | 9 |  |  |  | 65.9445 | 1
| Zone | South Orange County | 10 | Average Weekday | CAISO | 1-in-10 | 2022 | 10 |  |  |  | 68.4825 | 1
| Zone | South Orange County | 10 | Average Weekday | CAISO | 1-in-10 | 2022 | 11 |  |  |  | 71.8683 | 1
| Zone | South Orange County | 10 | Average Weekday | CAISO | 1-in-10 | 2022 | 12 |  |  |  | 74.8892 | 1
| Zone | South Orange County | 10 | Average Weekday | CAISO | 1-in-10 | 2022 | 13 |  |  |  | 77.3307 | 1
| Zone | South Orange County | 10 | Average Weekday | CAISO | 1-in-10 | 2022 | 14 |  |  |  | 78.5737 | 1
| Zone | South Orange County | 10 | Average Weekday | CAISO | 1-in-10 | 2022 | 15 |  |  |  | 79.2328 | 1
| Zone | South Orange County | 10 | Average Weekday | CAISO | 1-in-10 | 2022 | 16 |  |  |  | 79.1279 | 1
| Zone | South Orange County | 10 | Average Weekday | CAISO | 1-in-10 | 2022 | 17 |  |  |  | 78.8701 | 1
| Zone | South Orange County | 10 | Average Weekday | CAISO | 1-in-10 | 2022 | 18 |  |  |  | 78.3056 | 1
| Zone | South Orange County | 10 | Average Weekday | CAISO | 1-in-10 | 2022 | 19 |  |  |  | 76.8335 | 1
| Zone | South Orange County | 10 | Average Weekday | CAISO | 1-in-10 | 2022 | 20 |  |  |  | 74.2791 | 1
| Zone | South Orange County | 10 | Average Weekday | CAISO | 1-in-10 | 2022 | 21 |  |  |  | 72.6954 | 1
| Zone | South Orange County | 10 | Average Weekday | CAISO | 1-in-10 | 2022 | 22 |  |  |  | 71.6686 | 1
| Zone | South Orange County | 10 | Average Weekday | CAISO | 1-in-10 | 2022 | 23 |  |  |  | 70.7785 | 1
| Zone | South Orange County | 10 | Average Weekday | CAISO | 1-in-10 | 2022 | 24 |  |  |  | 69.9095 | 1
| Zone | South Orange County | 10 | Monthly System Peak Day | CAISO | 1-in-10 | 2022 | 1 |  |  |  | 75 | 1
| Zone | South Orange County | 10 | Monthly System Peak Day | CAISO | 1-in-10 | 2022 | 2 |  |  |  | 74.5633 | 1
| Zone | South Orange County | 10 | Monthly System Peak Day | CAISO | 1-in-10 | 2022 | 3 |  |  |  | 73.8333 | 1
| Zone | South Orange County | 10 | Monthly System Peak Day | CAISO | 1-in-10 | 2022 | 4 |  |  |  | 73.5633 | 1
| Zone | South Orange County | 10 | Monthly System Peak Day | CAISO | 1-in-10 | 2022 | 5 |  |  |  | 73.6483 | 1
| Zone | South Orange County | 10 | Monthly System Peak Day | CAISO | 1-in-10 | 2022 | 6 |  |  |  | 73.495 | 1
| Zone | South Orange County | 10 | Monthly System Peak Day | CAISO | 1-in-10 | 2022 | 7 |  |  |  | 73.0483 | 1
| Zone | South Orange County | 10 | Monthly System Peak Day | CAISO | 1-in-10 | 2022 | 8 |  |  |  | 72.8967 | 1
| Zone | South Orange County | 10 | Monthly System Peak Day | CAISO | 1-in-10 | 2022 | 9 |  |  |  | 73.5133 | 1
| Zone | South Orange County | 10 | Monthly System Peak Day | CAISO | 1-in-10 | 2022 | 10 |  |  |  | 76.9 | 1
| Zone | South Orange County | 10 | Monthly System Peak Day | CAISO | 1-in-10 | 2022 | 11 |  |  |  | 80.4167 | 1
| Zone | South Orange County | 10 | Monthly System Peak Day | CAISO | 1-in-10 | 2022 | 12 |  |  |  | 82.8167 | 1
| Zone | South Orange County | 10 | Monthly System Peak Day | CAISO | 1-in-10 | 2022 | 13 |  |  |  | 83.8 | 1
| Zone | South Orange County | 10 | Monthly System Peak Day | CAISO | 1-in-10 | 2022 | 14 |  |  |  | 83.8333 | 1
| Zone | South Orange County | 10 | Monthly System Peak Day | CAISO | 1-in-10 | 2022 | 15 |  |  |  | 84.0667 | 1
| Zone | South Orange County | 10 | Monthly System Peak Day | CAISO | 1-in-10 | 2022 | 16 |  |  |  | 83.9167 | 1
| Zone | South Orange County | 10 | Monthly System Peak Day | CAISO | 1-in-10 | 2022 | 17 |  |  |  | 82.9167 | 1
| Zone | South Orange County | 10 | Monthly System Peak Day | CAISO | 1-in-10 | 2022 | 18 |  |  |  | 81.4667 | 1
| Zone | South Orange County | 10 | Monthly System Peak Day | CAISO | 1-in-10 | 2022 | 19 |  |  |  | 79.8667 | 1
| Zone | South Orange County | 10 | Monthly System Peak Day | CAISO | 1-in-10 | 2022 | 20 |  |  |  | 77.6667 | 1
| Zone | South Orange County | 10 | Monthly System Peak Day | CAISO | 1-in-10 | 2022 | 21 |  |  |  | 75.6667 | 1
| Zone | South Orange County | 10 | Monthly System Peak Day | CAISO | 1-in-10 | 2022 | 22 |  |  |  | 74.2167 | 1
| Zone | South Orange County | 10 | Monthly System Peak Day | CAISO | 1-in-10 | 2022 | 23 |  |  |  | 73.4133 | 1
| Zone | South Orange County | 10 | Monthly System Peak Day | CAISO | 1-in-10 | 2022 | 24 |  |  |  | 73.0933 | 1
| Zone | South Orange County | 11 | Average Weekday | CAISO | 1-in-10 | 2022 | 1 |  |  |  | 58.9397 | 1
| Zone | South Orange County | 11 | Average Weekday | CAISO | 1-in-10 | 2022 | 2 |  |  |  | 57.9461 | 1
| Zone | South Orange County | 11 | Average Weekday | CAISO | 1-in-10 | 2022 | 3 |  |  |  | 56.9995 | 1
| Zone | South Orange County | 11 | Average Weekday | CAISO | 1-in-10 | 2022 | 4 |  |  |  | 56.0916 | 1
| Zone | South Orange County | 11 | Average Weekday | CAISO | 1-in-10 | 2022 | 5 |  |  |  | 55.3154 | 1
| Zone | South Orange County | 11 | Average Weekday | CAISO | 1-in-10 | 2022 | 6 |  |  |  | 54.6663 | 1
| Zone | South Orange County | 11 | Average Weekday | CAISO | 1-in-10 | 2022 | 7 |  |  |  | 54.3493 | 1
| Zone | South Orange County | 11 | Average Weekday | CAISO | 1-in-10 | 2022 | 8 |  |  |  | 54.1698 | 1
| Zone | South Orange County | 11 | Average Weekday | CAISO | 1-in-10 | 2022 | 9 |  |  |  | 55.668 | 1
| Zone | South Orange County | 11 | Average Weekday | CAISO | 1-in-10 | 2022 | 10 |  |  |  | 59.6793 | 1
| Zone | South Orange County | 11 | Average Weekday | CAISO | 1-in-10 | 2022 | 11 |  |  |  | 64.0458 | 1
| Zone | South Orange County | 11 | Average Weekday | CAISO | 1-in-10 | 2022 | 12 |  |  |  | 67.5321 | 1
| Zone | South Orange County | 11 | Average Weekday | CAISO | 1-in-10 | 2022 | 13 |  |  |  | 69.9497 | 1
| Zone | South Orange County | 11 | Average Weekday | CAISO | 1-in-10 | 2022 | 14 |  |  |  | 71.1228 | 1
| Zone | South Orange County | 11 | Average Weekday | CAISO | 1-in-10 | 2022 | 15 |  |  |  | 71.3371 | 1
| Zone | South Orange County | 11 | Average Weekday | CAISO | 1-in-10 | 2022 | 16 |  |  |  | 71.0195 | 1
| Zone | South Orange County | 11 | Average Weekday | CAISO | 1-in-10 | 2022 | 17 |  |  |  | 70.1644 | 1
| Zone | South Orange County | 11 | Average Weekday | CAISO | 1-in-10 | 2022 | 18 |  |  |  | 68.4656 | 1
| Zone | South Orange County | 11 | Average Weekday | CAISO | 1-in-10 | 2022 | 19 |  |  |  | 66.4926 | 1
| Zone | South Orange County | 11 | Average Weekday | CAISO | 1-in-10 | 2022 | 20 |  |  |  | 64.7972 | 1
| Zone | South Orange County | 11 | Average Weekday | CAISO | 1-in-10 | 2022 | 21 |  |  |  | 63.4676 | 1
| Zone | South Orange County | 11 | Average Weekday | CAISO | 1-in-10 | 2022 | 22 |  |  |  | 62.0872 | 1
| Zone | South Orange County | 11 | Average Weekday | CAISO | 1-in-10 | 2022 | 23 |  |  |  | 60.8519 | 1
| Zone | South Orange County | 11 | Average Weekday | CAISO | 1-in-10 | 2022 | 24 |  |  |  | 59.7972 | 1
| Zone | South Orange County | 11 | Monthly System Peak Day | CAISO | 1-in-10 | 2022 | 1 |  |  |  | 69.45 | 1
| Zone | South Orange County | 11 | Monthly System Peak Day | CAISO | 1-in-10 | 2022 | 2 |  |  |  | 68.3317 | 1
| Zone | South Orange County | 11 | Monthly System Peak Day | CAISO | 1-in-10 | 2022 | 3 |  |  |  | 67.435 | 1
| Zone | South Orange County | 11 | Monthly System Peak Day | CAISO | 1-in-10 | 2022 | 4 |  |  |  | 66.2533 | 1
| Zone | South Orange County | 11 | Monthly System Peak Day | CAISO | 1-in-10 | 2022 | 5 |  |  |  | 65.7983 | 1
| Zone | South Orange County | 11 | Monthly System Peak Day | CAISO | 1-in-10 | 2022 | 6 |  |  |  | 64.7267 | 1
| Zone | South Orange County | 11 | Monthly System Peak Day | CAISO | 1-in-10 | 2022 | 7 |  |  |  | 64.8883 | 1
| Zone | South Orange County | 11 | Monthly System Peak Day | CAISO | 1-in-10 | 2022 | 8 |  |  |  | 65.895 | 1
| Zone | South Orange County | 11 | Monthly System Peak Day | CAISO | 1-in-10 | 2022 | 9 |  |  |  | 68.315 | 1
| Zone | South Orange County | 11 | Monthly System Peak Day | CAISO | 1-in-10 | 2022 | 10 |  |  |  | 72.92 | 1
| Zone | South Orange County | 11 | Monthly System Peak Day | CAISO | 1-in-10 | 2022 | 11 |  |  |  | 80.5 | 1
| Zone | South Orange County | 11 | Monthly System Peak Day | CAISO | 1-in-10 | 2022 | 12 |  |  |  | 86.7 | 1
| Zone | South Orange County | 11 | Monthly System Peak Day | CAISO | 1-in-10 | 2022 | 13 |  |  |  | 90.5667 | 1
| Zone | South Orange County | 11 | Monthly System Peak Day | CAISO | 1-in-10 | 2022 | 14 |  |  |  | 92.2667 | 1
| Zone | South Orange County | 11 | Monthly System Peak Day | CAISO | 1-in-10 | 2022 | 15 |  |  |  | 92.5667 | 1
| Zone | South Orange County | 11 | Monthly System Peak Day | CAISO | 1-in-10 | 2022 | 16 |  |  |  | 91.8333 | 1
| Zone | South Orange County | 11 | Monthly System Peak Day | CAISO | 1-in-10 | 2022 | 17 |  |  |  | 90.8333 | 1
| Zone | South Orange County | 11 | Monthly System Peak Day | CAISO | 1-in-10 | 2022 | 18 |  |  |  | 89.0667 | 1
| Zone | South Orange County | 11 | Monthly System Peak Day | CAISO | 1-in-10 | 2022 | 19 |  |  |  | 86.4833 | 1
| Zone | South Orange County | 11 | Monthly System Peak Day | CAISO | 1-in-10 | 2022 | 20 |  |  |  | 82 | 1
| Zone | South Orange County | 11 | Monthly System Peak Day | CAISO | 1-in-10 | 2022 | 21 |  |  |  | 79.2 | 1
| Zone | South Orange County | 11 | Monthly System Peak Day | CAISO | 1-in-10 | 2022 | 22 |  |  |  | 77.1 | 1
| Zone | South Orange County | 11 | Monthly System Peak Day | CAISO | 1-in-10 | 2022 | 23 |  |  |  | 74.8 | 1
| Zone | South Orange County | 11 | Monthly System Peak Day | CAISO | 1-in-10 | 2022 | 24 |  |  |  | 72.7667 | 1
| Zone | South Orange County | 12 | Average Weekday | CAISO | 1-in-10 | 2022 | 1 |  |  |  | 54.5111 | 1
| Zone | South Orange County | 12 | Average Weekday | CAISO | 1-in-10 | 2022 | 2 |  |  |  | 53.803 | 1
| Zone | South Orange County | 12 | Average Weekday | CAISO | 1-in-10 | 2022 | 3 |  |  |  | 53.0888 | 1
| Zone | South Orange County | 12 | Average Weekday | CAISO | 1-in-10 | 2022 | 4 |  |  |  | 52.4773 | 1
| Zone | South Orange County | 12 | Average Weekday | CAISO | 1-in-10 | 2022 | 5 |  |  |  | 51.8108 | 1
| Zone | South Orange County | 12 | Average Weekday | CAISO | 1-in-10 | 2022 | 6 |  |  |  | 51.2045 | 1
| Zone | South Orange County | 12 | Average Weekday | CAISO | 1-in-10 | 2022 | 7 |  |  |  | 50.8817 | 1
| Zone | South Orange County | 12 | Average Weekday | CAISO | 1-in-10 | 2022 | 8 |  |  |  | 50.913 | 1
| Zone | South Orange County | 12 | Average Weekday | CAISO | 1-in-10 | 2022 | 9 |  |  |  | 51.8998 | 1
| Zone | South Orange County | 12 | Average Weekday | CAISO | 1-in-10 | 2022 | 10 |  |  |  | 54.5417 | 1
| Zone | South Orange County | 12 | Average Weekday | CAISO | 1-in-10 | 2022 | 11 |  |  |  | 58.0038 | 1
| Zone | South Orange County | 12 | Average Weekday | CAISO | 1-in-10 | 2022 | 12 |  |  |  | 61.1044 | 1
| Zone | South Orange County | 12 | Average Weekday | CAISO | 1-in-10 | 2022 | 13 |  |  |  | 63.3377 | 1
| Zone | South Orange County | 12 | Average Weekday | CAISO | 1-in-10 | 2022 | 14 |  |  |  | 64.7409 | 1
| Zone | South Orange County | 12 | Average Weekday | CAISO | 1-in-10 | 2022 | 15 |  |  |  | 64.9516 | 1
| Zone | South Orange County | 12 | Average Weekday | CAISO | 1-in-10 | 2022 | 16 |  |  |  | 64.7126 | 1
| Zone | South Orange County | 12 | Average Weekday | CAISO | 1-in-10 | 2022 | 17 |  |  |  | 63.7061 | 1
| Zone | South Orange County | 12 | Average Weekday | CAISO | 1-in-10 | 2022 | 18 |  |  |  | 61.9373 | 1
| Zone | South Orange County | 12 | Average Weekday | CAISO | 1-in-10 | 2022 | 19 |  |  |  | 60.4372 | 1
| Zone | South Orange County | 12 | Average Weekday | CAISO | 1-in-10 | 2022 | 20 |  |  |  | 59.4795 | 1
| Zone | South Orange County | 12 | Average Weekday | CAISO | 1-in-10 | 2022 | 21 |  |  |  | 58.3909 | 1
| Zone | South Orange County | 12 | Average Weekday | CAISO | 1-in-10 | 2022 | 22 |  |  |  | 57.3438 | 1
| Zone | South Orange County | 12 | Average Weekday | CAISO | 1-in-10 | 2022 | 23 |  |  |  | 56.4152 | 1
| Zone | South Orange County | 12 | Average Weekday | CAISO | 1-in-10 | 2022 | 24 |  |  |  | 55.5105 | 1
| Zone | South Orange County | 12 | Monthly System Peak Day | CAISO | 1-in-10 | 2022 | 1 |  |  |  | 45.5983 | 1
| Zone | South Orange County | 12 | Monthly System Peak Day | CAISO | 1-in-10 | 2022 | 2 |  |  |  | 44.0583 | 1
| Zone | South Orange County | 12 | Monthly System Peak Day | CAISO | 1-in-10 | 2022 | 3 |  |  |  | 42.7283 | 1
| Zone | South Orange County | 12 | Monthly System Peak Day | CAISO | 1-in-10 | 2022 | 4 |  |  |  | 41.4067 | 1
| Zone | South Orange County | 12 | Monthly System Peak Day | CAISO | 1-in-10 | 2022 | 5 |  |  |  | 40.1833 | 1
| Zone | South Orange County | 12 | Monthly System Peak Day | CAISO | 1-in-10 | 2022 | 6 |  |  |  | 39.455 | 1
| Zone | South Orange County | 12 | Monthly System Peak Day | CAISO | 1-in-10 | 2022 | 7 |  |  |  | 39.4983 | 1
| Zone | South Orange County | 12 | Monthly System Peak Day | CAISO | 1-in-10 | 2022 | 8 |  |  |  | 40 | 1
| Zone | South Orange County | 12 | Monthly System Peak Day | CAISO | 1-in-10 | 2022 | 9 |  |  |  | 41.15 | 1
| Zone | South Orange County | 12 | Monthly System Peak Day | CAISO | 1-in-10 | 2022 | 10 |  |  |  | 45.9567 | 1
| Zone | South Orange County | 12 | Monthly System Peak Day | CAISO | 1-in-10 | 2022 | 11 |  |  |  | 51.4333 | 1
| Zone | South Orange County | 12 | Monthly System Peak Day | CAISO | 1-in-10 | 2022 | 12 |  |  |  | 53.555 | 1
| Zone | South Orange County | 12 | Monthly System Peak Day | CAISO | 1-in-10 | 2022 | 13 |  |  |  | 54.46 | 1
| Zone | South Orange County | 12 | Monthly System Peak Day | CAISO | 1-in-10 | 2022 | 14 |  |  |  | 55.6267 | 1
| Zone | South Orange County | 12 | Monthly System Peak Day | CAISO | 1-in-10 | 2022 | 15 |  |  |  | 56.4667 | 1
| Zone | South Orange County | 12 | Monthly System Peak Day | CAISO | 1-in-10 | 2022 | 16 |  |  |  | 56.5783 | 1
| Zone | South Orange County | 12 | Monthly System Peak Day | CAISO | 1-in-10 | 2022 | 17 |  |  |  | 55.9683 | 1
| Zone | South Orange County | 12 | Monthly System Peak Day | CAISO | 1-in-10 | 2022 | 18 |  |  |  | 54.3267 | 1
| Zone | South Orange County | 12 | Monthly System Peak Day | CAISO | 1-in-10 | 2022 | 19 |  |  |  | 52.8067 | 1
| Zone | South Orange County | 12 | Monthly System Peak Day | CAISO | 1-in-10 | 2022 | 20 |  |  |  | 51.9067 | 1
| Zone | South Orange County | 12 | Monthly System Peak Day | CAISO | 1-in-10 | 2022 | 21 |  |  |  | 50.095 | 1
| Zone | South Orange County | 12 | Monthly System Peak Day | CAISO | 1-in-10 | 2022 | 22 |  |  |  | 48.8883 | 1
| Zone | South Orange County | 12 | Monthly System Peak Day | CAISO | 1-in-10 | 2022 | 23 |  |  |  | 48.9217 | 1
| Zone | South Orange County | 12 | Monthly System Peak Day | CAISO | 1-in-10 | 2022 | 24 |  |  |  | 48.4717 | 1
| Zone | South Orange County | 1 | Average Weekday | CAISO | 1-in-10 | 2023 | 1 |  |  |  | 52.18 | 1
| Zone | South Orange County | 1 | Average Weekday | CAISO | 1-in-10 | 2023 | 2 |  |  |  | 51.3559 | 1
| Zone | South Orange County | 1 | Average Weekday | CAISO | 1-in-10 | 2023 | 3 |  |  |  | 50.5879 | 1
| Zone | South Orange County | 1 | Average Weekday | CAISO | 1-in-10 | 2023 | 4 |  |  |  | 49.7468 | 1
| Zone | South Orange County | 1 | Average Weekday | CAISO | 1-in-10 | 2023 | 5 |  |  |  | 48.9691 | 1
| Zone | South Orange County | 1 | Average Weekday | CAISO | 1-in-10 | 2023 | 6 |  |  |  | 48.4568 | 1
| Zone | South Orange County | 1 | Average Weekday | CAISO | 1-in-10 | 2023 | 7 |  |  |  | 48.0644 | 1
| Zone | South Orange County | 1 | Average Weekday | CAISO | 1-in-10 | 2023 | 8 |  |  |  | 48.0706 | 1
| Zone | South Orange County | 1 | Average Weekday | CAISO | 1-in-10 | 2023 | 9 |  |  |  | 48.8383 | 1
| Zone | South Orange County | 1 | Average Weekday | CAISO | 1-in-10 | 2023 | 10 |  |  |  | 51.6117 | 1
| Zone | South Orange County | 1 | Average Weekday | CAISO | 1-in-10 | 2023 | 11 |  |  |  | 55.2199 | 1
| Zone | South Orange County | 1 | Average Weekday | CAISO | 1-in-10 | 2023 | 12 |  |  |  | 58.4718 | 1
| Zone | South Orange County | 1 | Average Weekday | CAISO | 1-in-10 | 2023 | 13 |  |  |  | 60.3987 | 1
| Zone | South Orange County | 1 | Average Weekday | CAISO | 1-in-10 | 2023 | 14 |  |  |  | 61.7776 | 1
| Zone | South Orange County | 1 | Average Weekday | CAISO | 1-in-10 | 2023 | 15 |  |  |  | 62.4536 | 1
| Zone | South Orange County | 1 | Average Weekday | CAISO | 1-in-10 | 2023 | 16 |  |  |  | 62.3352 | 1
| Zone | South Orange County | 1 | Average Weekday | CAISO | 1-in-10 | 2023 | 17 |  |  |  | 61.5598 | 1
| Zone | South Orange County | 1 | Average Weekday | CAISO | 1-in-10 | 2023 | 18 |  |  |  | 60.0373 | 1
| Zone | South Orange County | 1 | Average Weekday | CAISO | 1-in-10 | 2023 | 19 |  |  |  | 58.1541 | 1
| Zone | South Orange County | 1 | Average Weekday | CAISO | 1-in-10 | 2023 | 20 |  |  |  | 56.898 | 1
| Zone | South Orange County | 1 | Average Weekday | CAISO | 1-in-10 | 2023 | 21 |  |  |  | 55.8955 | 1
| Zone | South Orange County | 1 | Average Weekday | CAISO | 1-in-10 | 2023 | 22 |  |  |  | 54.9898 | 1
| Zone | South Orange County | 1 | Average Weekday | CAISO | 1-in-10 | 2023 | 23 |  |  |  | 53.956 | 1
| Zone | South Orange County | 1 | Average Weekday | CAISO | 1-in-10 | 2023 | 24 |  |  |  | 53.0008 | 1
| Zone | South Orange County | 1 | Monthly System Peak Day | CAISO | 1-in-10 | 2023 | 1 |  |  |  | 50.4933 | 1
| Zone | South Orange County | 1 | Monthly System Peak Day | CAISO | 1-in-10 | 2023 | 2 |  |  |  | 49.7233 | 1
| Zone | South Orange County | 1 | Monthly System Peak Day | CAISO | 1-in-10 | 2023 | 3 |  |  |  | 49.9217 | 1
| Zone | South Orange County | 1 | Monthly System Peak Day | CAISO | 1-in-10 | 2023 | 4 |  |  |  | 49.39 | 1
| Zone | South Orange County | 1 | Monthly System Peak Day | CAISO | 1-in-10 | 2023 | 5 |  |  |  | 48.7683 | 1
| Zone | South Orange County | 1 | Monthly System Peak Day | CAISO | 1-in-10 | 2023 | 6 |  |  |  | 48.5117 | 1
| Zone | South Orange County | 1 | Monthly System Peak Day | CAISO | 1-in-10 | 2023 | 7 |  |  |  | 48.0933 | 1
| Zone | South Orange County | 1 | Monthly System Peak Day | CAISO | 1-in-10 | 2023 | 8 |  |  |  | 47.0633 | 1
| Zone | South Orange County | 1 | Monthly System Peak Day | CAISO | 1-in-10 | 2023 | 9 |  |  |  | 46.8917 | 1
| Zone | South Orange County | 1 | Monthly System Peak Day | CAISO | 1-in-10 | 2023 | 10 |  |  |  | 48.225 | 1
| Zone | South Orange County | 1 | Monthly System Peak Day | CAISO | 1-in-10 | 2023 | 11 |  |  |  | 48.75 | 1
| Zone | South Orange County | 1 | Monthly System Peak Day | CAISO | 1-in-10 | 2023 | 12 |  |  |  | 51.1533 | 1
| Zone | South Orange County | 1 | Monthly System Peak Day | CAISO | 1-in-10 | 2023 | 13 |  |  |  | 52.825 | 1
| Zone | South Orange County | 1 | Monthly System Peak Day | CAISO | 1-in-10 | 2023 | 14 |  |  |  | 52.8767 | 1
| Zone | South Orange County | 1 | Monthly System Peak Day | CAISO | 1-in-10 | 2023 | 15 |  |  |  | 53.77 | 1
| Zone | South Orange County | 1 | Monthly System Peak Day | CAISO | 1-in-10 | 2023 | 16 |  |  |  | 53.9133 | 1
| Zone | South Orange County | 1 | Monthly System Peak Day | CAISO | 1-in-10 | 2023 | 17 |  |  |  | 53.655 | 1
| Zone | South Orange County | 1 | Monthly System Peak Day | CAISO | 1-in-10 | 2023 | 18 |  |  |  | 52.6633 | 1
| Zone | South Orange County | 1 | Monthly System Peak Day | CAISO | 1-in-10 | 2023 | 19 |  |  |  | 51.0767 | 1
| Zone | South Orange County | 1 | Monthly System Peak Day | CAISO | 1-in-10 | 2023 | 20 |  |  |  | 50.53 | 1
| Zone | South Orange County | 1 | Monthly System Peak Day | CAISO | 1-in-10 | 2023 | 21 |  |  |  | 50.11 | 1
| Zone | South Orange County | 1 | Monthly System Peak Day | CAISO | 1-in-10 | 2023 | 22 |  |  |  | 49.7583 | 1
| Zone | South Orange County | 1 | Monthly System Peak Day | CAISO | 1-in-10 | 2023 | 23 |  |  |  | 48.78 | 1
| Zone | South Orange County | 1 | Monthly System Peak Day | CAISO | 1-in-10 | 2023 | 24 |  |  |  | 46.86 | 1
| Zone | South Orange County | 2 | Average Weekday | CAISO | 1-in-10 | 2023 | 1 |  |  |  | 51.8979 | 1
| Zone | South Orange County | 2 | Average Weekday | CAISO | 1-in-10 | 2023 | 2 |  |  |  | 51.0911 | 1
| Zone | South Orange County | 2 | Average Weekday | CAISO | 1-in-10 | 2023 | 3 |  |  |  | 50.3206 | 1
| Zone | South Orange County | 2 | Average Weekday | CAISO | 1-in-10 | 2023 | 4 |  |  |  | 49.5876 | 1
| Zone | South Orange County | 2 | Average Weekday | CAISO | 1-in-10 | 2023 | 5 |  |  |  | 48.856 | 1
| Zone | South Orange County | 2 | Average Weekday | CAISO | 1-in-10 | 2023 | 6 |  |  |  | 48.3118 | 1
| Zone | South Orange County | 2 | Average Weekday | CAISO | 1-in-10 | 2023 | 7 |  |  |  | 48.1363 | 1
| Zone | South Orange County | 2 | Average Weekday | CAISO | 1-in-10 | 2023 | 8 |  |  |  | 48.2131 | 1
| Zone | South Orange County | 2 | Average Weekday | CAISO | 1-in-10 | 2023 | 9 |  |  |  | 49.7696 | 1
| Zone | South Orange County | 2 | Average Weekday | CAISO | 1-in-10 | 2023 | 10 |  |  |  | 53.4056 | 1
| Zone | South Orange County | 2 | Average Weekday | CAISO | 1-in-10 | 2023 | 11 |  |  |  | 56.7418 | 1
| Zone | South Orange County | 2 | Average Weekday | CAISO | 1-in-10 | 2023 | 12 |  |  |  | 59.1099 | 1
| Zone | South Orange County | 2 | Average Weekday | CAISO | 1-in-10 | 2023 | 13 |  |  |  | 60.5477 | 1
| Zone | South Orange County | 2 | Average Weekday | CAISO | 1-in-10 | 2023 | 14 |  |  |  | 61.8217 | 1
| Zone | South Orange County | 2 | Average Weekday | CAISO | 1-in-10 | 2023 | 15 |  |  |  | 62.1023 | 1
| Zone | South Orange County | 2 | Average Weekday | CAISO | 1-in-10 | 2023 | 16 |  |  |  | 61.9606 | 1
| Zone | South Orange County | 2 | Average Weekday | CAISO | 1-in-10 | 2023 | 17 |  |  |  | 61.41 | 1
| Zone | South Orange County | 2 | Average Weekday | CAISO | 1-in-10 | 2023 | 18 |  |  |  | 60.2222 | 1
| Zone | South Orange County | 2 | Average Weekday | CAISO | 1-in-10 | 2023 | 19 |  |  |  | 58.3882 | 1
| Zone | South Orange County | 2 | Average Weekday | CAISO | 1-in-10 | 2023 | 20 |  |  |  | 57.0211 | 1
| Zone | South Orange County | 2 | Average Weekday | CAISO | 1-in-10 | 2023 | 21 |  |  |  | 55.9466 | 1
| Zone | South Orange County | 2 | Average Weekday | CAISO | 1-in-10 | 2023 | 22 |  |  |  | 55.0275 | 1
| Zone | South Orange County | 2 | Average Weekday | CAISO | 1-in-10 | 2023 | 23 |  |  |  | 54.1222 | 1
| Zone | South Orange County | 2 | Average Weekday | CAISO | 1-in-10 | 2023 | 24 |  |  |  | 53.2494 | 1
| Zone | South Orange County | 2 | Monthly System Peak Day | CAISO | 1-in-10 | 2023 | 1 |  |  |  | 52.945 | 1
| Zone | South Orange County | 2 | Monthly System Peak Day | CAISO | 1-in-10 | 2023 | 2 |  |  |  | 52.8633 | 1
| Zone | South Orange County | 2 | Monthly System Peak Day | CAISO | 1-in-10 | 2023 | 3 |  |  |  | 52.7767 | 1
| Zone | South Orange County | 2 | Monthly System Peak Day | CAISO | 1-in-10 | 2023 | 4 |  |  |  | 51.915 | 1
| Zone | South Orange County | 2 | Monthly System Peak Day | CAISO | 1-in-10 | 2023 | 5 |  |  |  | 51.09 | 1
| Zone | South Orange County | 2 | Monthly System Peak Day | CAISO | 1-in-10 | 2023 | 6 |  |  |  | 50.0733 | 1
| Zone | South Orange County | 2 | Monthly System Peak Day | CAISO | 1-in-10 | 2023 | 7 |  |  |  | 49.7333 | 1
| Zone | South Orange County | 2 | Monthly System Peak Day | CAISO | 1-in-10 | 2023 | 8 |  |  |  | 49.6567 | 1
| Zone | South Orange County | 2 | Monthly System Peak Day | CAISO | 1-in-10 | 2023 | 9 |  |  |  | 50.3817 | 1
| Zone | South Orange County | 2 | Monthly System Peak Day | CAISO | 1-in-10 | 2023 | 10 |  |  |  | 51.6267 | 1
| Zone | South Orange County | 2 | Monthly System Peak Day | CAISO | 1-in-10 | 2023 | 11 |  |  |  | 52.2633 | 1
| Zone | South Orange County | 2 | Monthly System Peak Day | CAISO | 1-in-10 | 2023 | 12 |  |  |  | 53.465 | 1
| Zone | South Orange County | 2 | Monthly System Peak Day | CAISO | 1-in-10 | 2023 | 13 |  |  |  | 54.3117 | 1
| Zone | South Orange County | 2 | Monthly System Peak Day | CAISO | 1-in-10 | 2023 | 14 |  |  |  | 55.49 | 1
| Zone | South Orange County | 2 | Monthly System Peak Day | CAISO | 1-in-10 | 2023 | 15 |  |  |  | 56.2783 | 1
| Zone | South Orange County | 2 | Monthly System Peak Day | CAISO | 1-in-10 | 2023 | 16 |  |  |  | 57.2867 | 1
| Zone | South Orange County | 2 | Monthly System Peak Day | CAISO | 1-in-10 | 2023 | 17 |  |  |  | 58.5583 | 1
| Zone | South Orange County | 2 | Monthly System Peak Day | CAISO | 1-in-10 | 2023 | 18 |  |  |  | 58.3483 | 1
| Zone | South Orange County | 2 | Monthly System Peak Day | CAISO | 1-in-10 | 2023 | 19 |  |  |  | 57.1133 | 1
| Zone | South Orange County | 2 | Monthly System Peak Day | CAISO | 1-in-10 | 2023 | 20 |  |  |  | 55.98 | 1
| Zone | South Orange County | 2 | Monthly System Peak Day | CAISO | 1-in-10 | 2023 | 21 |  |  |  | 55.37 | 1
| Zone | South Orange County | 2 | Monthly System Peak Day | CAISO | 1-in-10 | 2023 | 22 |  |  |  | 54.715 | 1
| Zone | South Orange County | 2 | Monthly System Peak Day | CAISO | 1-in-10 | 2023 | 23 |  |  |  | 53.8183 | 1
| Zone | South Orange County | 2 | Monthly System Peak Day | CAISO | 1-in-10 | 2023 | 24 |  |  |  | 52.9883 | 1
| Zone | South Orange County | 3 | Average Weekday | CAISO | 1-in-10 | 2023 | 1 |  |  |  | 59.5281 | 1
| Zone | South Orange County | 3 | Average Weekday | CAISO | 1-in-10 | 2023 | 2 |  |  |  | 58.5162 | 1
| Zone | South Orange County | 3 | Average Weekday | CAISO | 1-in-10 | 2023 | 3 |  |  |  | 57.8131 | 1
| Zone | South Orange County | 3 | Average Weekday | CAISO | 1-in-10 | 2023 | 4 |  |  |  | 57.0513 | 1
| Zone | South Orange County | 3 | Average Weekday | CAISO | 1-in-10 | 2023 | 5 |  |  |  | 56.254 | 1
| Zone | South Orange County | 3 | Average Weekday | CAISO | 1-in-10 | 2023 | 6 |  |  |  | 55.6438 | 1
| Zone | South Orange County | 3 | Average Weekday | CAISO | 1-in-10 | 2023 | 7 |  |  |  | 55.2104 | 1
| Zone | South Orange County | 3 | Average Weekday | CAISO | 1-in-10 | 2023 | 8 |  |  |  | 55.3983 | 1
| Zone | South Orange County | 3 | Average Weekday | CAISO | 1-in-10 | 2023 | 9 |  |  |  | 56.9005 | 1
| Zone | South Orange County | 3 | Average Weekday | CAISO | 1-in-10 | 2023 | 10 |  |  |  | 60.304 | 1
| Zone | South Orange County | 3 | Average Weekday | CAISO | 1-in-10 | 2023 | 11 |  |  |  | 64.0885 | 1
| Zone | South Orange County | 3 | Average Weekday | CAISO | 1-in-10 | 2023 | 12 |  |  |  | 67.5235 | 1
| Zone | South Orange County | 3 | Average Weekday | CAISO | 1-in-10 | 2023 | 13 |  |  |  | 69.6426 | 1
| Zone | South Orange County | 3 | Average Weekday | CAISO | 1-in-10 | 2023 | 14 |  |  |  | 71.0985 | 1
| Zone | South Orange County | 3 | Average Weekday | CAISO | 1-in-10 | 2023 | 15 |  |  |  | 71.772 | 1
| Zone | South Orange County | 3 | Average Weekday | CAISO | 1-in-10 | 2023 | 16 |  |  |  | 71.7488 | 1
| Zone | South Orange County | 3 | Average Weekday | CAISO | 1-in-10 | 2023 | 17 |  |  |  | 71.0608 | 1
| Zone | South Orange County | 3 | Average Weekday | CAISO | 1-in-10 | 2023 | 18 |  |  |  | 70.3526 | 1
| Zone | South Orange County | 3 | Average Weekday | CAISO | 1-in-10 | 2023 | 19 |  |  |  | 69.0515 | 1
| Zone | South Orange County | 3 | Average Weekday | CAISO | 1-in-10 | 2023 | 20 |  |  |  | 66.7791 | 1
| Zone | South Orange County | 3 | Average Weekday | CAISO | 1-in-10 | 2023 | 21 |  |  |  | 64.5212 | 1
| Zone | South Orange County | 3 | Average Weekday | CAISO | 1-in-10 | 2023 | 22 |  |  |  | 63.3651 | 1
| Zone | South Orange County | 3 | Average Weekday | CAISO | 1-in-10 | 2023 | 23 |  |  |  | 62.5298 | 1
| Zone | South Orange County | 3 | Average Weekday | CAISO | 1-in-10 | 2023 | 24 |  |  |  | 61.5761 | 1
| Zone | South Orange County | 3 | Monthly System Peak Day | CAISO | 1-in-10 | 2023 | 1 |  |  |  | 65.615 | 1
| Zone | South Orange County | 3 | Monthly System Peak Day | CAISO | 1-in-10 | 2023 | 2 |  |  |  | 63.65 | 1
| Zone | South Orange County | 3 | Monthly System Peak Day | CAISO | 1-in-10 | 2023 | 3 |  |  |  | 62.4633 | 1
| Zone | South Orange County | 3 | Monthly System Peak Day | CAISO | 1-in-10 | 2023 | 4 |  |  |  | 61.2967 | 1
| Zone | South Orange County | 3 | Monthly System Peak Day | CAISO | 1-in-10 | 2023 | 5 |  |  |  | 60.3983 | 1
| Zone | South Orange County | 3 | Monthly System Peak Day | CAISO | 1-in-10 | 2023 | 6 |  |  |  | 59.4917 | 1
| Zone | South Orange County | 3 | Monthly System Peak Day | CAISO | 1-in-10 | 2023 | 7 |  |  |  | 58.8567 | 1
| Zone | South Orange County | 3 | Monthly System Peak Day | CAISO | 1-in-10 | 2023 | 8 |  |  |  | 58.4833 | 1
| Zone | South Orange County | 3 | Monthly System Peak Day | CAISO | 1-in-10 | 2023 | 9 |  |  |  | 59.8433 | 1
| Zone | South Orange County | 3 | Monthly System Peak Day | CAISO | 1-in-10 | 2023 | 10 |  |  |  | 64.5517 | 1
| Zone | South Orange County | 3 | Monthly System Peak Day | CAISO | 1-in-10 | 2023 | 11 |  |  |  | 70.0533 | 1
| Zone | South Orange County | 3 | Monthly System Peak Day | CAISO | 1-in-10 | 2023 | 12 |  |  |  | 75.6833 | 1
| Zone | South Orange County | 3 | Monthly System Peak Day | CAISO | 1-in-10 | 2023 | 13 |  |  |  | 80.6667 | 1
| Zone | South Orange County | 3 | Monthly System Peak Day | CAISO | 1-in-10 | 2023 | 14 |  |  |  | 81.1333 | 1
| Zone | South Orange County | 3 | Monthly System Peak Day | CAISO | 1-in-10 | 2023 | 15 |  |  |  | 80.9833 | 1
| Zone | South Orange County | 3 | Monthly System Peak Day | CAISO | 1-in-10 | 2023 | 16 |  |  |  | 81.1333 | 1
| Zone | South Orange County | 3 | Monthly System Peak Day | CAISO | 1-in-10 | 2023 | 17 |  |  |  | 82.4167 | 1
| Zone | South Orange County | 3 | Monthly System Peak Day | CAISO | 1-in-10 | 2023 | 18 |  |  |  | 81.1333 | 1
| Zone | South Orange County | 3 | Monthly System Peak Day | CAISO | 1-in-10 | 2023 | 19 |  |  |  | 79.4167 | 1
| Zone | South Orange County | 3 | Monthly System Peak Day | CAISO | 1-in-10 | 2023 | 20 |  |  |  | 77.7333 | 1
| Zone | South Orange County | 3 | Monthly System Peak Day | CAISO | 1-in-10 | 2023 | 21 |  |  |  | 75.3 | 1
| Zone | South Orange County | 3 | Monthly System Peak Day | CAISO | 1-in-10 | 2023 | 22 |  |  |  | 73.5333 | 1
| Zone | South Orange County | 3 | Monthly System Peak Day | CAISO | 1-in-10 | 2023 | 23 |  |  |  | 70.9867 | 1
| Zone | South Orange County | 3 | Monthly System Peak Day | CAISO | 1-in-10 | 2023 | 24 |  |  |  | 67.3217 | 1
| Zone | South Orange County | 4 | Average Weekday | CAISO | 1-in-10 | 2023 | 1 |  |  |  | 60.3411 | 1
| Zone | South Orange County | 4 | Average Weekday | CAISO | 1-in-10 | 2023 | 2 |  |  |  | 59.6212 | 1
| Zone | South Orange County | 4 | Average Weekday | CAISO | 1-in-10 | 2023 | 3 |  |  |  | 58.8704 | 1
| Zone | South Orange County | 4 | Average Weekday | CAISO | 1-in-10 | 2023 | 4 |  |  |  | 58.2242 | 1
| Zone | South Orange County | 4 | Average Weekday | CAISO | 1-in-10 | 2023 | 5 |  |  |  | 57.7397 | 1
| Zone | South Orange County | 4 | Average Weekday | CAISO | 1-in-10 | 2023 | 6 |  |  |  | 57.2834 | 1
| Zone | South Orange County | 4 | Average Weekday | CAISO | 1-in-10 | 2023 | 7 |  |  |  | 56.9743 | 1
| Zone | South Orange County | 4 | Average Weekday | CAISO | 1-in-10 | 2023 | 8 |  |  |  | 57.2163 | 1
| Zone | South Orange County | 4 | Average Weekday | CAISO | 1-in-10 | 2023 | 9 |  |  |  | 58.8671 | 1
| Zone | South Orange County | 4 | Average Weekday | CAISO | 1-in-10 | 2023 | 10 |  |  |  | 61.4286 | 1
| Zone | South Orange County | 4 | Average Weekday | CAISO | 1-in-10 | 2023 | 11 |  |  |  | 64.2445 | 1
| Zone | South Orange County | 4 | Average Weekday | CAISO | 1-in-10 | 2023 | 12 |  |  |  | 67.0971 | 1
| Zone | South Orange County | 4 | Average Weekday | CAISO | 1-in-10 | 2023 | 13 |  |  |  | 68.0969 | 1
| Zone | South Orange County | 4 | Average Weekday | CAISO | 1-in-10 | 2023 | 14 |  |  |  | 69.0433 | 1
| Zone | South Orange County | 4 | Average Weekday | CAISO | 1-in-10 | 2023 | 15 |  |  |  | 69.8945 | 1
| Zone | South Orange County | 4 | Average Weekday | CAISO | 1-in-10 | 2023 | 16 |  |  |  | 70.32 | 1
| Zone | South Orange County | 4 | Average Weekday | CAISO | 1-in-10 | 2023 | 17 |  |  |  | 70.4138 | 1
| Zone | South Orange County | 4 | Average Weekday | CAISO | 1-in-10 | 2023 | 18 |  |  |  | 69.9443 | 1
| Zone | South Orange County | 4 | Average Weekday | CAISO | 1-in-10 | 2023 | 19 |  |  |  | 69.0376 | 1
| Zone | South Orange County | 4 | Average Weekday | CAISO | 1-in-10 | 2023 | 20 |  |  |  | 67.3806 | 1
| Zone | South Orange County | 4 | Average Weekday | CAISO | 1-in-10 | 2023 | 21 |  |  |  | 65.1142 | 1
| Zone | South Orange County | 4 | Average Weekday | CAISO | 1-in-10 | 2023 | 22 |  |  |  | 63.6258 | 1
| Zone | South Orange County | 4 | Average Weekday | CAISO | 1-in-10 | 2023 | 23 |  |  |  | 62.5261 | 1
| Zone | South Orange County | 4 | Average Weekday | CAISO | 1-in-10 | 2023 | 24 |  |  |  | 61.5334 | 1
| Zone | South Orange County | 4 | Monthly System Peak Day | CAISO | 1-in-10 | 2023 | 1 |  |  |  | 70.62 | 1
| Zone | South Orange County | 4 | Monthly System Peak Day | CAISO | 1-in-10 | 2023 | 2 |  |  |  | 69.3267 | 1
| Zone | South Orange County | 4 | Monthly System Peak Day | CAISO | 1-in-10 | 2023 | 3 |  |  |  | 67.8167 | 1
| Zone | South Orange County | 4 | Monthly System Peak Day | CAISO | 1-in-10 | 2023 | 4 |  |  |  | 67.425 | 1
| Zone | South Orange County | 4 | Monthly System Peak Day | CAISO | 1-in-10 | 2023 | 5 |  |  |  | 67.59 | 1
| Zone | South Orange County | 4 | Monthly System Peak Day | CAISO | 1-in-10 | 2023 | 6 |  |  |  | 69.3133 | 1
| Zone | South Orange County | 4 | Monthly System Peak Day | CAISO | 1-in-10 | 2023 | 7 |  |  |  | 70.17 | 1
| Zone | South Orange County | 4 | Monthly System Peak Day | CAISO | 1-in-10 | 2023 | 8 |  |  |  | 72.1817 | 1
| Zone | South Orange County | 4 | Monthly System Peak Day | CAISO | 1-in-10 | 2023 | 9 |  |  |  | 74.49 | 1
| Zone | South Orange County | 4 | Monthly System Peak Day | CAISO | 1-in-10 | 2023 | 10 |  |  |  | 77.6667 | 1
| Zone | South Orange County | 4 | Monthly System Peak Day | CAISO | 1-in-10 | 2023 | 11 |  |  |  | 81.65 | 1
| Zone | South Orange County | 4 | Monthly System Peak Day | CAISO | 1-in-10 | 2023 | 12 |  |  |  | 85.6167 | 1
| Zone | South Orange County | 4 | Monthly System Peak Day | CAISO | 1-in-10 | 2023 | 13 |  |  |  | 87.4 | 1
| Zone | South Orange County | 4 | Monthly System Peak Day | CAISO | 1-in-10 | 2023 | 14 |  |  |  | 89.3333 | 1
| Zone | South Orange County | 4 | Monthly System Peak Day | CAISO | 1-in-10 | 2023 | 15 |  |  |  | 90.9667 | 1
| Zone | South Orange County | 4 | Monthly System Peak Day | CAISO | 1-in-10 | 2023 | 16 |  |  |  | 92.3667 | 1
| Zone | South Orange County | 4 | Monthly System Peak Day | CAISO | 1-in-10 | 2023 | 17 |  |  |  | 92.7333 | 1
| Zone | South Orange County | 4 | Monthly System Peak Day | CAISO | 1-in-10 | 2023 | 18 |  |  |  | 93.05 | 1
| Zone | South Orange County | 4 | Monthly System Peak Day | CAISO | 1-in-10 | 2023 | 19 |  |  |  | 92.65 | 1
| Zone | South Orange County | 4 | Monthly System Peak Day | CAISO | 1-in-10 | 2023 | 20 |  |  |  | 89.4667 | 1
| Zone | South Orange County | 4 | Monthly System Peak Day | CAISO | 1-in-10 | 2023 | 21 |  |  |  | 86.6333 | 1
| Zone | South Orange County | 4 | Monthly System Peak Day | CAISO | 1-in-10 | 2023 | 22 |  |  |  | 84.3167 | 1
| Zone | South Orange County | 4 | Monthly System Peak Day | CAISO | 1-in-10 | 2023 | 23 |  |  |  | 81.1333 | 1
| Zone | South Orange County | 4 | Monthly System Peak Day | CAISO | 1-in-10 | 2023 | 24 |  |  |  | 75.3 | 1
| Zone | South Orange County | 5 | Average Weekday | CAISO | 1-in-10 | 2023 | 1 |  |  |  | 63.6645 | 1
| Zone | South Orange County | 5 | Average Weekday | CAISO | 1-in-10 | 2023 | 2 |  |  |  | 63.0442 | 1
| Zone | South Orange County | 5 | Average Weekday | CAISO | 1-in-10 | 2023 | 3 |  |  |  | 62.628 | 1
| Zone | South Orange County | 5 | Average Weekday | CAISO | 1-in-10 | 2023 | 4 |  |  |  | 62.226 | 1
| Zone | South Orange County | 5 | Average Weekday | CAISO | 1-in-10 | 2023 | 5 |  |  |  | 61.8174 | 1
| Zone | South Orange County | 5 | Average Weekday | CAISO | 1-in-10 | 2023 | 6 |  |  |  | 61.6734 | 1
| Zone | South Orange County | 5 | Average Weekday | CAISO | 1-in-10 | 2023 | 7 |  |  |  | 61.397 | 1
| Zone | South Orange County | 5 | Average Weekday | CAISO | 1-in-10 | 2023 | 8 |  |  |  | 61.9969 | 1
| Zone | South Orange County | 5 | Average Weekday | CAISO | 1-in-10 | 2023 | 9 |  |  |  | 64.0083 | 1
| Zone | South Orange County | 5 | Average Weekday | CAISO | 1-in-10 | 2023 | 10 |  |  |  | 66.8587 | 1
| Zone | South Orange County | 5 | Average Weekday | CAISO | 1-in-10 | 2023 | 11 |  |  |  | 69.2524 | 1
| Zone | South Orange County | 5 | Average Weekday | CAISO | 1-in-10 | 2023 | 12 |  |  |  | 71.168 | 1
| Zone | South Orange County | 5 | Average Weekday | CAISO | 1-in-10 | 2023 | 13 |  |  |  | 72.297 | 1
| Zone | South Orange County | 5 | Average Weekday | CAISO | 1-in-10 | 2023 | 14 |  |  |  | 73.148 | 1
| Zone | South Orange County | 5 | Average Weekday | CAISO | 1-in-10 | 2023 | 15 |  |  |  | 73.976 | 1
| Zone | South Orange County | 5 | Average Weekday | CAISO | 1-in-10 | 2023 | 16 |  |  |  | 74.1826 | 1
| Zone | South Orange County | 5 | Average Weekday | CAISO | 1-in-10 | 2023 | 17 |  |  |  | 74.122 | 1
| Zone | South Orange County | 5 | Average Weekday | CAISO | 1-in-10 | 2023 | 18 |  |  |  | 73.3027 | 1
| Zone | South Orange County | 5 | Average Weekday | CAISO | 1-in-10 | 2023 | 19 |  |  |  | 72.369 | 1
| Zone | South Orange County | 5 | Average Weekday | CAISO | 1-in-10 | 2023 | 20 |  |  |  | 70.709 | 1
| Zone | South Orange County | 5 | Average Weekday | CAISO | 1-in-10 | 2023 | 21 |  |  |  | 68.2305 | 1
| Zone | South Orange County | 5 | Average Weekday | CAISO | 1-in-10 | 2023 | 22 |  |  |  | 66.2595 | 1
| Zone | South Orange County | 5 | Average Weekday | CAISO | 1-in-10 | 2023 | 23 |  |  |  | 65.0803 | 1
| Zone | South Orange County | 5 | Average Weekday | CAISO | 1-in-10 | 2023 | 24 |  |  |  | 64.1396 | 1
| Zone | South Orange County | 5 | Monthly System Peak Day | CAISO | 1-in-10 | 2023 | 1 |  |  |  | 70.7233 | 1
| Zone | South Orange County | 5 | Monthly System Peak Day | CAISO | 1-in-10 | 2023 | 2 |  |  |  | 69.7867 | 1
| Zone | South Orange County | 5 | Monthly System Peak Day | CAISO | 1-in-10 | 2023 | 3 |  |  |  | 68.9883 | 1
| Zone | South Orange County | 5 | Monthly System Peak Day | CAISO | 1-in-10 | 2023 | 4 |  |  |  | 68.0967 | 1
| Zone | South Orange County | 5 | Monthly System Peak Day | CAISO | 1-in-10 | 2023 | 5 |  |  |  | 67.4783 | 1
| Zone | South Orange County | 5 | Monthly System Peak Day | CAISO | 1-in-10 | 2023 | 6 |  |  |  | 67.16 | 1
| Zone | South Orange County | 5 | Monthly System Peak Day | CAISO | 1-in-10 | 2023 | 7 |  |  |  | 66.67 | 1
| Zone | South Orange County | 5 | Monthly System Peak Day | CAISO | 1-in-10 | 2023 | 8 |  |  |  | 67.6783 | 1
| Zone | South Orange County | 5 | Monthly System Peak Day | CAISO | 1-in-10 | 2023 | 9 |  |  |  | 72.7933 | 1
| Zone | South Orange County | 5 | Monthly System Peak Day | CAISO | 1-in-10 | 2023 | 10 |  |  |  | 79.3333 | 1
| Zone | South Orange County | 5 | Monthly System Peak Day | CAISO | 1-in-10 | 2023 | 11 |  |  |  | 84.2 | 1
| Zone | South Orange County | 5 | Monthly System Peak Day | CAISO | 1-in-10 | 2023 | 12 |  |  |  | 88.4667 | 1
| Zone | South Orange County | 5 | Monthly System Peak Day | CAISO | 1-in-10 | 2023 | 13 |  |  |  | 90.0333 | 1
| Zone | South Orange County | 5 | Monthly System Peak Day | CAISO | 1-in-10 | 2023 | 14 |  |  |  | 89.8333 | 1
| Zone | South Orange County | 5 | Monthly System Peak Day | CAISO | 1-in-10 | 2023 | 15 |  |  |  | 92.15 | 1
| Zone | South Orange County | 5 | Monthly System Peak Day | CAISO | 1-in-10 | 2023 | 16 |  |  |  | 92.0167 | 1
| Zone | South Orange County | 5 | Monthly System Peak Day | CAISO | 1-in-10 | 2023 | 17 |  |  |  | 91.8 | 1
| Zone | South Orange County | 5 | Monthly System Peak Day | CAISO | 1-in-10 | 2023 | 18 |  |  |  | 90.4333 | 1
| Zone | South Orange County | 5 | Monthly System Peak Day | CAISO | 1-in-10 | 2023 | 19 |  |  |  | 89.9167 | 1
| Zone | South Orange County | 5 | Monthly System Peak Day | CAISO | 1-in-10 | 2023 | 20 |  |  |  | 87.0333 | 1
| Zone | South Orange County | 5 | Monthly System Peak Day | CAISO | 1-in-10 | 2023 | 21 |  |  |  | 83.1833 | 1
| Zone | South Orange County | 5 | Monthly System Peak Day | CAISO | 1-in-10 | 2023 | 22 |  |  |  | 79.8 | 1
| Zone | South Orange County | 5 | Monthly System Peak Day | CAISO | 1-in-10 | 2023 | 23 |  |  |  | 76.7667 | 1
| Zone | South Orange County | 5 | Monthly System Peak Day | CAISO | 1-in-10 | 2023 | 24 |  |  |  | 73.3367 | 1
| Zone | South Orange County | 6 | Average Weekday | CAISO | 1-in-10 | 2023 | 1 |  |  |  | 64.8305 | 1
| Zone | South Orange County | 6 | Average Weekday | CAISO | 1-in-10 | 2023 | 2 |  |  |  | 64.5677 | 1
| Zone | South Orange County | 6 | Average Weekday | CAISO | 1-in-10 | 2023 | 3 |  |  |  | 64.3736 | 1
| Zone | South Orange County | 6 | Average Weekday | CAISO | 1-in-10 | 2023 | 4 |  |  |  | 64.1311 | 1
| Zone | South Orange County | 6 | Average Weekday | CAISO | 1-in-10 | 2023 | 5 |  |  |  | 63.9809 | 1
| Zone | South Orange County | 6 | Average Weekday | CAISO | 1-in-10 | 2023 | 6 |  |  |  | 63.8758 | 1
| Zone | South Orange County | 6 | Average Weekday | CAISO | 1-in-10 | 2023 | 7 |  |  |  | 63.8143 | 1
| Zone | South Orange County | 6 | Average Weekday | CAISO | 1-in-10 | 2023 | 8 |  |  |  | 64.0327 | 1
| Zone | South Orange County | 6 | Average Weekday | CAISO | 1-in-10 | 2023 | 9 |  |  |  | 64.9331 | 1
| Zone | South Orange County | 6 | Average Weekday | CAISO | 1-in-10 | 2023 | 10 |  |  |  | 66.7504 | 1
| Zone | South Orange County | 6 | Average Weekday | CAISO | 1-in-10 | 2023 | 11 |  |  |  | 69.068 | 1
| Zone | South Orange County | 6 | Average Weekday | CAISO | 1-in-10 | 2023 | 12 |  |  |  | 70.8322 | 1
| Zone | South Orange County | 6 | Average Weekday | CAISO | 1-in-10 | 2023 | 13 |  |  |  | 71.7878 | 1
| Zone | South Orange County | 6 | Average Weekday | CAISO | 1-in-10 | 2023 | 14 |  |  |  | 72.1196 | 1
| Zone | South Orange County | 6 | Average Weekday | CAISO | 1-in-10 | 2023 | 15 |  |  |  | 72.8228 | 1
| Zone | South Orange County | 6 | Average Weekday | CAISO | 1-in-10 | 2023 | 16 |  |  |  | 73.7532 | 1
| Zone | South Orange County | 6 | Average Weekday | CAISO | 1-in-10 | 2023 | 17 |  |  |  | 73.7854 | 1
| Zone | South Orange County | 6 | Average Weekday | CAISO | 1-in-10 | 2023 | 18 |  |  |  | 73.2464 | 1
| Zone | South Orange County | 6 | Average Weekday | CAISO | 1-in-10 | 2023 | 19 |  |  |  | 72.2489 | 1
| Zone | South Orange County | 6 | Average Weekday | CAISO | 1-in-10 | 2023 | 20 |  |  |  | 70.5072 | 1
| Zone | South Orange County | 6 | Average Weekday | CAISO | 1-in-10 | 2023 | 21 |  |  |  | 68.643 | 1
| Zone | South Orange County | 6 | Average Weekday | CAISO | 1-in-10 | 2023 | 22 |  |  |  | 66.6989 | 1
| Zone | South Orange County | 6 | Average Weekday | CAISO | 1-in-10 | 2023 | 23 |  |  |  | 65.7762 | 1
| Zone | South Orange County | 6 | Average Weekday | CAISO | 1-in-10 | 2023 | 24 |  |  |  | 65.3146 | 1
| Zone | South Orange County | 6 | Monthly System Peak Day | CAISO | 1-in-10 | 2023 | 1 |  |  |  | 69.3 | 1
| Zone | South Orange County | 6 | Monthly System Peak Day | CAISO | 1-in-10 | 2023 | 2 |  |  |  | 67.8217 | 1
| Zone | South Orange County | 6 | Monthly System Peak Day | CAISO | 1-in-10 | 2023 | 3 |  |  |  | 67.0917 | 1
| Zone | South Orange County | 6 | Monthly System Peak Day | CAISO | 1-in-10 | 2023 | 4 |  |  |  | 66.85 | 1
| Zone | South Orange County | 6 | Monthly System Peak Day | CAISO | 1-in-10 | 2023 | 5 |  |  |  | 66.105 | 1
| Zone | South Orange County | 6 | Monthly System Peak Day | CAISO | 1-in-10 | 2023 | 6 |  |  |  | 65.4533 | 1
| Zone | South Orange County | 6 | Monthly System Peak Day | CAISO | 1-in-10 | 2023 | 7 |  |  |  | 65.015 | 1
| Zone | South Orange County | 6 | Monthly System Peak Day | CAISO | 1-in-10 | 2023 | 8 |  |  |  | 65.9783 | 1
| Zone | South Orange County | 6 | Monthly System Peak Day | CAISO | 1-in-10 | 2023 | 9 |  |  |  | 69.0117 | 1
| Zone | South Orange County | 6 | Monthly System Peak Day | CAISO | 1-in-10 | 2023 | 10 |  |  |  | 74.415 | 1
| Zone | South Orange County | 6 | Monthly System Peak Day | CAISO | 1-in-10 | 2023 | 11 |  |  |  | 79.79 | 1
| Zone | South Orange County | 6 | Monthly System Peak Day | CAISO | 1-in-10 | 2023 | 12 |  |  |  | 80.5 | 1
| Zone | South Orange County | 6 | Monthly System Peak Day | CAISO | 1-in-10 | 2023 | 13 |  |  |  | 79.8833 | 1
| Zone | South Orange County | 6 | Monthly System Peak Day | CAISO | 1-in-10 | 2023 | 14 |  |  |  | 80.15 | 1
| Zone | South Orange County | 6 | Monthly System Peak Day | CAISO | 1-in-10 | 2023 | 15 |  |  |  | 82.8333 | 1
| Zone | South Orange County | 6 | Monthly System Peak Day | CAISO | 1-in-10 | 2023 | 16 |  |  |  | 87.0833 | 1
| Zone | South Orange County | 6 | Monthly System Peak Day | CAISO | 1-in-10 | 2023 | 17 |  |  |  | 88.95 | 1
| Zone | South Orange County | 6 | Monthly System Peak Day | CAISO | 1-in-10 | 2023 | 18 |  |  |  | 89.45 | 1
| Zone | South Orange County | 6 | Monthly System Peak Day | CAISO | 1-in-10 | 2023 | 19 |  |  |  | 85.5833 | 1
| Zone | South Orange County | 6 | Monthly System Peak Day | CAISO | 1-in-10 | 2023 | 20 |  |  |  | 78.3833 | 1
| Zone | South Orange County | 6 | Monthly System Peak Day | CAISO | 1-in-10 | 2023 | 21 |  |  |  | 74.7167 | 1
| Zone | South Orange County | 6 | Monthly System Peak Day | CAISO | 1-in-10 | 2023 | 22 |  |  |  | 72.1567 | 1
| Zone | South Orange County | 6 | Monthly System Peak Day | CAISO | 1-in-10 | 2023 | 23 |  |  |  | 70.8033 | 1
| Zone | South Orange County | 6 | Monthly System Peak Day | CAISO | 1-in-10 | 2023 | 24 |  |  |  | 69.8083 | 1
| Zone | South Orange County | 7 | Average Weekday | CAISO | 1-in-10 | 2023 | 1 |  |  |  | 69.4461 | 1
| Zone | South Orange County | 7 | Average Weekday | CAISO | 1-in-10 | 2023 | 2 |  |  |  | 69.086 | 1
| Zone | South Orange County | 7 | Average Weekday | CAISO | 1-in-10 | 2023 | 3 |  |  |  | 68.7807 | 1
| Zone | South Orange County | 7 | Average Weekday | CAISO | 1-in-10 | 2023 | 4 |  |  |  | 68.5325 | 1
| Zone | South Orange County | 7 | Average Weekday | CAISO | 1-in-10 | 2023 | 5 |  |  |  | 68.3902 | 1
| Zone | South Orange County | 7 | Average Weekday | CAISO | 1-in-10 | 2023 | 6 |  |  |  | 68.3303 | 1
| Zone | South Orange County | 7 | Average Weekday | CAISO | 1-in-10 | 2023 | 7 |  |  |  | 68.2904 | 1
| Zone | South Orange County | 7 | Average Weekday | CAISO | 1-in-10 | 2023 | 8 |  |  |  | 68.6719 | 1
| Zone | South Orange County | 7 | Average Weekday | CAISO | 1-in-10 | 2023 | 9 |  |  |  | 70.0939 | 1
| Zone | South Orange County | 7 | Average Weekday | CAISO | 1-in-10 | 2023 | 10 |  |  |  | 72.5596 | 1
| Zone | South Orange County | 7 | Average Weekday | CAISO | 1-in-10 | 2023 | 11 |  |  |  | 75.3255 | 1
| Zone | South Orange County | 7 | Average Weekday | CAISO | 1-in-10 | 2023 | 12 |  |  |  | 77.2332 | 1
| Zone | South Orange County | 7 | Average Weekday | CAISO | 1-in-10 | 2023 | 13 |  |  |  | 78.0307 | 1
| Zone | South Orange County | 7 | Average Weekday | CAISO | 1-in-10 | 2023 | 14 |  |  |  | 78.1088 | 1
| Zone | South Orange County | 7 | Average Weekday | CAISO | 1-in-10 | 2023 | 15 |  |  |  | 78.888 | 1
| Zone | South Orange County | 7 | Average Weekday | CAISO | 1-in-10 | 2023 | 16 |  |  |  | 79.4733 | 1
| Zone | South Orange County | 7 | Average Weekday | CAISO | 1-in-10 | 2023 | 17 |  |  |  | 79.575 | 1
| Zone | South Orange County | 7 | Average Weekday | CAISO | 1-in-10 | 2023 | 18 |  |  |  | 79.1003 | 1
| Zone | South Orange County | 7 | Average Weekday | CAISO | 1-in-10 | 2023 | 19 |  |  |  | 78.1803 | 1
| Zone | South Orange County | 7 | Average Weekday | CAISO | 1-in-10 | 2023 | 20 |  |  |  | 76.474 | 1
| Zone | South Orange County | 7 | Average Weekday | CAISO | 1-in-10 | 2023 | 21 |  |  |  | 74.0284 | 1
| Zone | South Orange County | 7 | Average Weekday | CAISO | 1-in-10 | 2023 | 22 |  |  |  | 71.8255 | 1
| Zone | South Orange County | 7 | Average Weekday | CAISO | 1-in-10 | 2023 | 23 |  |  |  | 70.847 | 1
| Zone | South Orange County | 7 | Average Weekday | CAISO | 1-in-10 | 2023 | 24 |  |  |  | 70.1921 | 1
| Zone | South Orange County | 7 | Monthly System Peak Day | CAISO | 1-in-10 | 2023 | 1 |  |  |  | 72.6833 | 1
| Zone | South Orange County | 7 | Monthly System Peak Day | CAISO | 1-in-10 | 2023 | 2 |  |  |  | 72.45 | 1
| Zone | South Orange County | 7 | Monthly System Peak Day | CAISO | 1-in-10 | 2023 | 3 |  |  |  | 72.0833 | 1
| Zone | South Orange County | 7 | Monthly System Peak Day | CAISO | 1-in-10 | 2023 | 4 |  |  |  | 71.6333 | 1
| Zone | South Orange County | 7 | Monthly System Peak Day | CAISO | 1-in-10 | 2023 | 5 |  |  |  | 71.3 | 1
| Zone | South Orange County | 7 | Monthly System Peak Day | CAISO | 1-in-10 | 2023 | 6 |  |  |  | 71.1667 | 1
| Zone | South Orange County | 7 | Monthly System Peak Day | CAISO | 1-in-10 | 2023 | 7 |  |  |  | 71 | 1
| Zone | South Orange County | 7 | Monthly System Peak Day | CAISO | 1-in-10 | 2023 | 8 |  |  |  | 71.0333 | 1
| Zone | South Orange County | 7 | Monthly System Peak Day | CAISO | 1-in-10 | 2023 | 9 |  |  |  | 72.3833 | 1
| Zone | South Orange County | 7 | Monthly System Peak Day | CAISO | 1-in-10 | 2023 | 10 |  |  |  | 74.8167 | 1
| Zone | South Orange County | 7 | Monthly System Peak Day | CAISO | 1-in-10 | 2023 | 11 |  |  |  | 78.0333 | 1
| Zone | South Orange County | 7 | Monthly System Peak Day | CAISO | 1-in-10 | 2023 | 12 |  |  |  | 80.65 | 1
| Zone | South Orange County | 7 | Monthly System Peak Day | CAISO | 1-in-10 | 2023 | 13 |  |  |  | 82.0667 | 1
| Zone | South Orange County | 7 | Monthly System Peak Day | CAISO | 1-in-10 | 2023 | 14 |  |  |  | 82.25 | 1
| Zone | South Orange County | 7 | Monthly System Peak Day | CAISO | 1-in-10 | 2023 | 15 |  |  |  | 82.7167 | 1
| Zone | South Orange County | 7 | Monthly System Peak Day | CAISO | 1-in-10 | 2023 | 16 |  |  |  | 81.7167 | 1
| Zone | South Orange County | 7 | Monthly System Peak Day | CAISO | 1-in-10 | 2023 | 17 |  |  |  | 80.05 | 1
| Zone | South Orange County | 7 | Monthly System Peak Day | CAISO | 1-in-10 | 2023 | 18 |  |  |  | 80.8167 | 1
| Zone | South Orange County | 7 | Monthly System Peak Day | CAISO | 1-in-10 | 2023 | 19 |  |  |  | 79.8333 | 1
| Zone | South Orange County | 7 | Monthly System Peak Day | CAISO | 1-in-10 | 2023 | 20 |  |  |  | 77.7 | 1
| Zone | South Orange County | 7 | Monthly System Peak Day | CAISO | 1-in-10 | 2023 | 21 |  |  |  | 75.5 | 1
| Zone | South Orange County | 7 | Monthly System Peak Day | CAISO | 1-in-10 | 2023 | 22 |  |  |  | 73.0833 | 1
| Zone | South Orange County | 7 | Monthly System Peak Day | CAISO | 1-in-10 | 2023 | 23 |  |  |  | 72.4833 | 1
| Zone | South Orange County | 7 | Monthly System Peak Day | CAISO | 1-in-10 | 2023 | 24 |  |  |  | 72.25 | 1
| Zone | South Orange County | 8 | Average Weekday | CAISO | 1-in-10 | 2023 | 1 |  |  |  | 69.5985 | 1
| Zone | South Orange County | 8 | Average Weekday | CAISO | 1-in-10 | 2023 | 2 |  |  |  | 69.3141 | 1
| Zone | South Orange County | 8 | Average Weekday | CAISO | 1-in-10 | 2023 | 3 |  |  |  | 69.0234 | 1
| Zone | South Orange County | 8 | Average Weekday | CAISO | 1-in-10 | 2023 | 4 |  |  |  | 68.8309 | 1
| Zone | South Orange County | 8 | Average Weekday | CAISO | 1-in-10 | 2023 | 5 |  |  |  | 68.605 | 1
| Zone | South Orange County | 8 | Average Weekday | CAISO | 1-in-10 | 2023 | 6 |  |  |  | 68.457 | 1
| Zone | South Orange County | 8 | Average Weekday | CAISO | 1-in-10 | 2023 | 7 |  |  |  | 68.3726 | 1
| Zone | South Orange County | 8 | Average Weekday | CAISO | 1-in-10 | 2023 | 8 |  |  |  | 68.4341 | 1
| Zone | South Orange County | 8 | Average Weekday | CAISO | 1-in-10 | 2023 | 9 |  |  |  | 69.3385 | 1
| Zone | South Orange County | 8 | Average Weekday | CAISO | 1-in-10 | 2023 | 10 |  |  |  | 71.1052 | 1
| Zone | South Orange County | 8 | Average Weekday | CAISO | 1-in-10 | 2023 | 11 |  |  |  | 73.5361 | 1
| Zone | South Orange County | 8 | Average Weekday | CAISO | 1-in-10 | 2023 | 12 |  |  |  | 75.6692 | 1
| Zone | South Orange County | 8 | Average Weekday | CAISO | 1-in-10 | 2023 | 13 |  |  |  | 76.6918 | 1
| Zone | South Orange County | 8 | Average Weekday | CAISO | 1-in-10 | 2023 | 14 |  |  |  | 77.525 | 1
| Zone | South Orange County | 8 | Average Weekday | CAISO | 1-in-10 | 2023 | 15 |  |  |  | 78.6466 | 1
| Zone | South Orange County | 8 | Average Weekday | CAISO | 1-in-10 | 2023 | 16 |  |  |  | 79.2502 | 1
| Zone | South Orange County | 8 | Average Weekday | CAISO | 1-in-10 | 2023 | 17 |  |  |  | 79.1715 | 1
| Zone | South Orange County | 8 | Average Weekday | CAISO | 1-in-10 | 2023 | 18 |  |  |  | 78.5438 | 1
| Zone | South Orange County | 8 | Average Weekday | CAISO | 1-in-10 | 2023 | 19 |  |  |  | 77.3582 | 1
| Zone | South Orange County | 8 | Average Weekday | CAISO | 1-in-10 | 2023 | 20 |  |  |  | 75.7666 | 1
| Zone | South Orange County | 8 | Average Weekday | CAISO | 1-in-10 | 2023 | 21 |  |  |  | 73.3325 | 1
| Zone | South Orange County | 8 | Average Weekday | CAISO | 1-in-10 | 2023 | 22 |  |  |  | 71.7902 | 1
| Zone | South Orange County | 8 | Average Weekday | CAISO | 1-in-10 | 2023 | 23 |  |  |  | 71.0086 | 1
| Zone | South Orange County | 8 | Average Weekday | CAISO | 1-in-10 | 2023 | 24 |  |  |  | 70.2746 | 1
| Zone | South Orange County | 8 | Monthly System Peak Day | CAISO | 1-in-10 | 2023 | 1 |  |  |  | 70.835 | 1
| Zone | South Orange County | 8 | Monthly System Peak Day | CAISO | 1-in-10 | 2023 | 2 |  |  |  | 70.33 | 1
| Zone | South Orange County | 8 | Monthly System Peak Day | CAISO | 1-in-10 | 2023 | 3 |  |  |  | 70.025 | 1
| Zone | South Orange County | 8 | Monthly System Peak Day | CAISO | 1-in-10 | 2023 | 4 |  |  |  | 69.8267 | 1
| Zone | South Orange County | 8 | Monthly System Peak Day | CAISO | 1-in-10 | 2023 | 5 |  |  |  | 69.4383 | 1
| Zone | South Orange County | 8 | Monthly System Peak Day | CAISO | 1-in-10 | 2023 | 6 |  |  |  | 69.155 | 1
| Zone | South Orange County | 8 | Monthly System Peak Day | CAISO | 1-in-10 | 2023 | 7 |  |  |  | 69.0167 | 1
| Zone | South Orange County | 8 | Monthly System Peak Day | CAISO | 1-in-10 | 2023 | 8 |  |  |  | 69.0817 | 1
| Zone | South Orange County | 8 | Monthly System Peak Day | CAISO | 1-in-10 | 2023 | 9 |  |  |  | 70.035 | 1
| Zone | South Orange County | 8 | Monthly System Peak Day | CAISO | 1-in-10 | 2023 | 10 |  |  |  | 73.155 | 1
| Zone | South Orange County | 8 | Monthly System Peak Day | CAISO | 1-in-10 | 2023 | 11 |  |  |  | 77.7833 | 1
| Zone | South Orange County | 8 | Monthly System Peak Day | CAISO | 1-in-10 | 2023 | 12 |  |  |  | 82 | 1
| Zone | South Orange County | 8 | Monthly System Peak Day | CAISO | 1-in-10 | 2023 | 13 |  |  |  | 82.8333 | 1
| Zone | South Orange County | 8 | Monthly System Peak Day | CAISO | 1-in-10 | 2023 | 14 |  |  |  | 84.7 | 1
| Zone | South Orange County | 8 | Monthly System Peak Day | CAISO | 1-in-10 | 2023 | 15 |  |  |  | 85.1167 | 1
| Zone | South Orange County | 8 | Monthly System Peak Day | CAISO | 1-in-10 | 2023 | 16 |  |  |  | 85.1667 | 1
| Zone | South Orange County | 8 | Monthly System Peak Day | CAISO | 1-in-10 | 2023 | 17 |  |  |  | 85.5833 | 1
| Zone | South Orange County | 8 | Monthly System Peak Day | CAISO | 1-in-10 | 2023 | 18 |  |  |  | 85.5 | 1
| Zone | South Orange County | 8 | Monthly System Peak Day | CAISO | 1-in-10 | 2023 | 19 |  |  |  | 84.35 | 1
| Zone | South Orange County | 8 | Monthly System Peak Day | CAISO | 1-in-10 | 2023 | 20 |  |  |  | 84.25 | 1
| Zone | South Orange County | 8 | Monthly System Peak Day | CAISO | 1-in-10 | 2023 | 21 |  |  |  | 80.0833 | 1
| Zone | South Orange County | 8 | Monthly System Peak Day | CAISO | 1-in-10 | 2023 | 22 |  |  |  | 76.4667 | 1
| Zone | South Orange County | 8 | Monthly System Peak Day | CAISO | 1-in-10 | 2023 | 23 |  |  |  | 75.2 | 1
| Zone | South Orange County | 8 | Monthly System Peak Day | CAISO | 1-in-10 | 2023 | 24 |  |  |  | 73.86 | 1
| Zone | South Orange County | 8 | Typical Event Day | CAISO | 1-in-10 | 2023 | 1 |  |  |  | 72.1671 | 1
| Zone | South Orange County | 8 | Typical Event Day | CAISO | 1-in-10 | 2023 | 2 |  |  |  | 71.3337 | 1
| Zone | South Orange County | 8 | Typical Event Day | CAISO | 1-in-10 | 2023 | 3 |  |  |  | 70.8583 | 1
| Zone | South Orange County | 8 | Typical Event Day | CAISO | 1-in-10 | 2023 | 4 |  |  |  | 70.6608 | 1
| Zone | South Orange County | 8 | Typical Event Day | CAISO | 1-in-10 | 2023 | 5 |  |  |  | 70.3275 | 1
| Zone | South Orange County | 8 | Typical Event Day | CAISO | 1-in-10 | 2023 | 6 |  |  |  | 69.9396 | 1
| Zone | South Orange County | 8 | Typical Event Day | CAISO | 1-in-10 | 2023 | 7 |  |  |  | 69.7663 | 1
| Zone | South Orange County | 8 | Typical Event Day | CAISO | 1-in-10 | 2023 | 8 |  |  |  | 70.1567 | 1
| Zone | South Orange County | 8 | Typical Event Day | CAISO | 1-in-10 | 2023 | 9 |  |  |  | 71.8117 | 1
| Zone | South Orange County | 8 | Typical Event Day | CAISO | 1-in-10 | 2023 | 10 |  |  |  | 75.4342 | 1
| Zone | South Orange County | 8 | Typical Event Day | CAISO | 1-in-10 | 2023 | 11 |  |  |  | 80.0058 | 1
| Zone | South Orange County | 8 | Typical Event Day | CAISO | 1-in-10 | 2023 | 12 |  |  |  | 82.7958 | 1
| Zone | South Orange County | 8 | Typical Event Day | CAISO | 1-in-10 | 2023 | 13 |  |  |  | 83.75 | 1
| Zone | South Orange County | 8 | Typical Event Day | CAISO | 1-in-10 | 2023 | 14 |  |  |  | 84.7333 | 1
| Zone | South Orange County | 8 | Typical Event Day | CAISO | 1-in-10 | 2023 | 15 |  |  |  | 85.65 | 1
| Zone | South Orange County | 8 | Typical Event Day | CAISO | 1-in-10 | 2023 | 16 |  |  |  | 86.425 | 1
| Zone | South Orange County | 8 | Typical Event Day | CAISO | 1-in-10 | 2023 | 17 |  |  |  | 86.4542 | 1
| Zone | South Orange County | 8 | Typical Event Day | CAISO | 1-in-10 | 2023 | 18 |  |  |  | 86.6 | 1
| Zone | South Orange County | 8 | Typical Event Day | CAISO | 1-in-10 | 2023 | 19 |  |  |  | 85.0542 | 1
| Zone | South Orange County | 8 | Typical Event Day | CAISO | 1-in-10 | 2023 | 20 |  |  |  | 82.2833 | 1
| Zone | South Orange County | 8 | Typical Event Day | CAISO | 1-in-10 | 2023 | 21 |  |  |  | 79.0292 | 1
| Zone | South Orange County | 8 | Typical Event Day | CAISO | 1-in-10 | 2023 | 22 |  |  |  | 76.9808 | 1
| Zone | South Orange County | 8 | Typical Event Day | CAISO | 1-in-10 | 2023 | 23 |  |  |  | 75.7592 | 1
| Zone | South Orange County | 8 | Typical Event Day | CAISO | 1-in-10 | 2023 | 24 |  |  |  | 74.4796 | 1
| Zone | South Orange County | 9 | Average Weekday | CAISO | 1-in-10 | 2023 | 1 |  |  |  | 71.7479 | 1
| Zone | South Orange County | 9 | Average Weekday | CAISO | 1-in-10 | 2023 | 2 |  |  |  | 71.1465 | 1
| Zone | South Orange County | 9 | Average Weekday | CAISO | 1-in-10 | 2023 | 3 |  |  |  | 70.6301 | 1
| Zone | South Orange County | 9 | Average Weekday | CAISO | 1-in-10 | 2023 | 4 |  |  |  | 70.1971 | 1
| Zone | South Orange County | 9 | Average Weekday | CAISO | 1-in-10 | 2023 | 5 |  |  |  | 69.8707 | 1
| Zone | South Orange County | 9 | Average Weekday | CAISO | 1-in-10 | 2023 | 6 |  |  |  | 69.5087 | 1
| Zone | South Orange County | 9 | Average Weekday | CAISO | 1-in-10 | 2023 | 7 |  |  |  | 69.2601 | 1
| Zone | South Orange County | 9 | Average Weekday | CAISO | 1-in-10 | 2023 | 8 |  |  |  | 69.177 | 1
| Zone | South Orange County | 9 | Average Weekday | CAISO | 1-in-10 | 2023 | 9 |  |  |  | 70.2802 | 1
| Zone | South Orange County | 9 | Average Weekday | CAISO | 1-in-10 | 2023 | 10 |  |  |  | 72.886 | 1
| Zone | South Orange County | 9 | Average Weekday | CAISO | 1-in-10 | 2023 | 11 |  |  |  | 75.8762 | 1
| Zone | South Orange County | 9 | Average Weekday | CAISO | 1-in-10 | 2023 | 12 |  |  |  | 78.4211 | 1
| Zone | South Orange County | 9 | Average Weekday | CAISO | 1-in-10 | 2023 | 13 |  |  |  | 79.6325 | 1
| Zone | South Orange County | 9 | Average Weekday | CAISO | 1-in-10 | 2023 | 14 |  |  |  | 80.3008 | 1
| Zone | South Orange County | 9 | Average Weekday | CAISO | 1-in-10 | 2023 | 15 |  |  |  | 81.2714 | 1
| Zone | South Orange County | 9 | Average Weekday | CAISO | 1-in-10 | 2023 | 16 |  |  |  | 81.5167 | 1
| Zone | South Orange County | 9 | Average Weekday | CAISO | 1-in-10 | 2023 | 17 |  |  |  | 81.431 | 1
| Zone | South Orange County | 9 | Average Weekday | CAISO | 1-in-10 | 2023 | 18 |  |  |  | 80.6365 | 1
| Zone | South Orange County | 9 | Average Weekday | CAISO | 1-in-10 | 2023 | 19 |  |  |  | 79.223 | 1
| Zone | South Orange County | 9 | Average Weekday | CAISO | 1-in-10 | 2023 | 20 |  |  |  | 77.0676 | 1
| Zone | South Orange County | 9 | Average Weekday | CAISO | 1-in-10 | 2023 | 21 |  |  |  | 74.7656 | 1
| Zone | South Orange County | 9 | Average Weekday | CAISO | 1-in-10 | 2023 | 22 |  |  |  | 73.7906 | 1
| Zone | South Orange County | 9 | Average Weekday | CAISO | 1-in-10 | 2023 | 23 |  |  |  | 72.9166 | 1
| Zone | South Orange County | 9 | Average Weekday | CAISO | 1-in-10 | 2023 | 24 |  |  |  | 72.1378 | 1
| Zone | South Orange County | 9 | Monthly System Peak Day | CAISO | 1-in-10 | 2023 | 1 |  |  |  | 75.85 | 1
| Zone | South Orange County | 9 | Monthly System Peak Day | CAISO | 1-in-10 | 2023 | 2 |  |  |  | 74.7333 | 1
| Zone | South Orange County | 9 | Monthly System Peak Day | CAISO | 1-in-10 | 2023 | 3 |  |  |  | 74.2333 | 1
| Zone | South Orange County | 9 | Monthly System Peak Day | CAISO | 1-in-10 | 2023 | 4 |  |  |  | 74.3333 | 1
| Zone | South Orange County | 9 | Monthly System Peak Day | CAISO | 1-in-10 | 2023 | 5 |  |  |  | 74.4667 | 1
| Zone | South Orange County | 9 | Monthly System Peak Day | CAISO | 1-in-10 | 2023 | 6 |  |  |  | 73.9833 | 1
| Zone | South Orange County | 9 | Monthly System Peak Day | CAISO | 1-in-10 | 2023 | 7 |  |  |  | 74.0333 | 1
| Zone | South Orange County | 9 | Monthly System Peak Day | CAISO | 1-in-10 | 2023 | 8 |  |  |  | 74.5333 | 1
| Zone | South Orange County | 9 | Monthly System Peak Day | CAISO | 1-in-10 | 2023 | 9 |  |  |  | 75.8167 | 1
| Zone | South Orange County | 9 | Monthly System Peak Day | CAISO | 1-in-10 | 2023 | 10 |  |  |  | 79.35 | 1
| Zone | South Orange County | 9 | Monthly System Peak Day | CAISO | 1-in-10 | 2023 | 11 |  |  |  | 84.4167 | 1
| Zone | South Orange County | 9 | Monthly System Peak Day | CAISO | 1-in-10 | 2023 | 12 |  |  |  | 88.0333 | 1
| Zone | South Orange County | 9 | Monthly System Peak Day | CAISO | 1-in-10 | 2023 | 13 |  |  |  | 90.2167 | 1
| Zone | South Orange County | 9 | Monthly System Peak Day | CAISO | 1-in-10 | 2023 | 14 |  |  |  | 91.8333 | 1
| Zone | South Orange County | 9 | Monthly System Peak Day | CAISO | 1-in-10 | 2023 | 15 |  |  |  | 91.9333 | 1
| Zone | South Orange County | 9 | Monthly System Peak Day | CAISO | 1-in-10 | 2023 | 16 |  |  |  | 91.7333 | 1
| Zone | South Orange County | 9 | Monthly System Peak Day | CAISO | 1-in-10 | 2023 | 17 |  |  |  | 91.2333 | 1
| Zone | South Orange County | 9 | Monthly System Peak Day | CAISO | 1-in-10 | 2023 | 18 |  |  |  | 90.6333 | 1
| Zone | South Orange County | 9 | Monthly System Peak Day | CAISO | 1-in-10 | 2023 | 19 |  |  |  | 90.45 | 1
| Zone | South Orange County | 9 | Monthly System Peak Day | CAISO | 1-in-10 | 2023 | 20 |  |  |  | 88.8 | 1
| Zone | South Orange County | 9 | Monthly System Peak Day | CAISO | 1-in-10 | 2023 | 21 |  |  |  | 85.8167 | 1
| Zone | South Orange County | 9 | Monthly System Peak Day | CAISO | 1-in-10 | 2023 | 22 |  |  |  | 86.2167 | 1
| Zone | South Orange County | 9 | Monthly System Peak Day | CAISO | 1-in-10 | 2023 | 23 |  |  |  | 84.55 | 1
| Zone | South Orange County | 9 | Monthly System Peak Day | CAISO | 1-in-10 | 2023 | 24 |  |  |  | 82 | 1
| Zone | South Orange County | 10 | Average Weekday | CAISO | 1-in-10 | 2023 | 1 |  |  |  | 69.118 | 1
| Zone | South Orange County | 10 | Average Weekday | CAISO | 1-in-10 | 2023 | 2 |  |  |  | 68.5352 | 1
| Zone | South Orange County | 10 | Average Weekday | CAISO | 1-in-10 | 2023 | 3 |  |  |  | 67.8411 | 1
| Zone | South Orange County | 10 | Average Weekday | CAISO | 1-in-10 | 2023 | 4 |  |  |  | 67.235 | 1
| Zone | South Orange County | 10 | Average Weekday | CAISO | 1-in-10 | 2023 | 5 |  |  |  | 66.6026 | 1
| Zone | South Orange County | 10 | Average Weekday | CAISO | 1-in-10 | 2023 | 6 |  |  |  | 66.2633 | 1
| Zone | South Orange County | 10 | Average Weekday | CAISO | 1-in-10 | 2023 | 7 |  |  |  | 65.9069 | 1
| Zone | South Orange County | 10 | Average Weekday | CAISO | 1-in-10 | 2023 | 8 |  |  |  | 65.5926 | 1
| Zone | South Orange County | 10 | Average Weekday | CAISO | 1-in-10 | 2023 | 9 |  |  |  | 65.9445 | 1
| Zone | South Orange County | 10 | Average Weekday | CAISO | 1-in-10 | 2023 | 10 |  |  |  | 68.4825 | 1
| Zone | South Orange County | 10 | Average Weekday | CAISO | 1-in-10 | 2023 | 11 |  |  |  | 71.8683 | 1
| Zone | South Orange County | 10 | Average Weekday | CAISO | 1-in-10 | 2023 | 12 |  |  |  | 74.8892 | 1
| Zone | South Orange County | 10 | Average Weekday | CAISO | 1-in-10 | 2023 | 13 |  |  |  | 77.3307 | 1
| Zone | South Orange County | 10 | Average Weekday | CAISO | 1-in-10 | 2023 | 14 |  |  |  | 78.5737 | 1
| Zone | South Orange County | 10 | Average Weekday | CAISO | 1-in-10 | 2023 | 15 |  |  |  | 79.2328 | 1
| Zone | South Orange County | 10 | Average Weekday | CAISO | 1-in-10 | 2023 | 16 |  |  |  | 79.1279 | 1
| Zone | South Orange County | 10 | Average Weekday | CAISO | 1-in-10 | 2023 | 17 |  |  |  | 78.8701 | 1
| Zone | South Orange County | 10 | Average Weekday | CAISO | 1-in-10 | 2023 | 18 |  |  |  | 78.3056 | 1
| Zone | South Orange County | 10 | Average Weekday | CAISO | 1-in-10 | 2023 | 19 |  |  |  | 76.8335 | 1
| Zone | South Orange County | 10 | Average Weekday | CAISO | 1-in-10 | 2023 | 20 |  |  |  | 74.2791 | 1
| Zone | South Orange County | 10 | Average Weekday | CAISO | 1-in-10 | 2023 | 21 |  |  |  | 72.6954 | 1
| Zone | South Orange County | 10 | Average Weekday | CAISO | 1-in-10 | 2023 | 22 |  |  |  | 71.6686 | 1
| Zone | South Orange County | 10 | Average Weekday | CAISO | 1-in-10 | 2023 | 23 |  |  |  | 70.7785 | 1
| Zone | South Orange County | 10 | Average Weekday | CAISO | 1-in-10 | 2023 | 24 |  |  |  | 69.9095 | 1
| Zone | South Orange County | 10 | Monthly System Peak Day | CAISO | 1-in-10 | 2023 | 1 |  |  |  | 75 | 1
| Zone | South Orange County | 10 | Monthly System Peak Day | CAISO | 1-in-10 | 2023 | 2 |  |  |  | 74.5633 | 1
| Zone | South Orange County | 10 | Monthly System Peak Day | CAISO | 1-in-10 | 2023 | 3 |  |  |  | 73.8333 | 1
| Zone | South Orange County | 10 | Monthly System Peak Day | CAISO | 1-in-10 | 2023 | 4 |  |  |  | 73.5633 | 1
| Zone | South Orange County | 10 | Monthly System Peak Day | CAISO | 1-in-10 | 2023 | 5 |  |  |  | 73.6483 | 1
| Zone | South Orange County | 10 | Monthly System Peak Day | CAISO | 1-in-10 | 2023 | 6 |  |  |  | 73.495 | 1
| Zone | South Orange County | 10 | Monthly System Peak Day | CAISO | 1-in-10 | 2023 | 7 |  |  |  | 73.0483 | 1
| Zone | South Orange County | 10 | Monthly System Peak Day | CAISO | 1-in-10 | 2023 | 8 |  |  |  | 72.8967 | 1
| Zone | South Orange County | 10 | Monthly System Peak Day | CAISO | 1-in-10 | 2023 | 9 |  |  |  | 73.5133 | 1
| Zone | South Orange County | 10 | Monthly System Peak Day | CAISO | 1-in-10 | 2023 | 10 |  |  |  | 76.9 | 1
| Zone | South Orange County | 10 | Monthly System Peak Day | CAISO | 1-in-10 | 2023 | 11 |  |  |  | 80.4167 | 1
| Zone | South Orange County | 10 | Monthly System Peak Day | CAISO | 1-in-10 | 2023 | 12 |  |  |  | 82.8167 | 1
| Zone | South Orange County | 10 | Monthly System Peak Day | CAISO | 1-in-10 | 2023 | 13 |  |  |  | 83.8 | 1
| Zone | South Orange County | 10 | Monthly System Peak Day | CAISO | 1-in-10 | 2023 | 14 |  |  |  | 83.8333 | 1
| Zone | South Orange County | 10 | Monthly System Peak Day | CAISO | 1-in-10 | 2023 | 15 |  |  |  | 84.0667 | 1
| Zone | South Orange County | 10 | Monthly System Peak Day | CAISO | 1-in-10 | 2023 | 16 |  |  |  | 83.9167 | 1
| Zone | South Orange County | 10 | Monthly System Peak Day | CAISO | 1-in-10 | 2023 | 17 |  |  |  | 82.9167 | 1
| Zone | South Orange County | 10 | Monthly System Peak Day | CAISO | 1-in-10 | 2023 | 18 |  |  |  | 81.4667 | 1
| Zone | South Orange County | 10 | Monthly System Peak Day | CAISO | 1-in-10 | 2023 | 19 |  |  |  | 79.8667 | 1
| Zone | South Orange County | 10 | Monthly System Peak Day | CAISO | 1-in-10 | 2023 | 20 |  |  |  | 77.6667 | 1
| Zone | South Orange County | 10 | Monthly System Peak Day | CAISO | 1-in-10 | 2023 | 21 |  |  |  | 75.6667 | 1
| Zone | South Orange County | 10 | Monthly System Peak Day | CAISO | 1-in-10 | 2023 | 22 |  |  |  | 74.2167 | 1
| Zone | South Orange County | 10 | Monthly System Peak Day | CAISO | 1-in-10 | 2023 | 23 |  |  |  | 73.4133 | 1
| Zone | South Orange County | 10 | Monthly System Peak Day | CAISO | 1-in-10 | 2023 | 24 |  |  |  | 73.0933 | 1
| Zone | South Orange County | 11 | Average Weekday | CAISO | 1-in-10 | 2023 | 1 |  |  |  | 58.9397 | 1
| Zone | South Orange County | 11 | Average Weekday | CAISO | 1-in-10 | 2023 | 2 |  |  |  | 57.9461 | 1
| Zone | South Orange County | 11 | Average Weekday | CAISO | 1-in-10 | 2023 | 3 |  |  |  | 56.9995 | 1
| Zone | South Orange County | 11 | Average Weekday | CAISO | 1-in-10 | 2023 | 4 |  |  |  | 56.0916 | 1
| Zone | South Orange County | 11 | Average Weekday | CAISO | 1-in-10 | 2023 | 5 |  |  |  | 55.3154 | 1
| Zone | South Orange County | 11 | Average Weekday | CAISO | 1-in-10 | 2023 | 6 |  |  |  | 54.6663 | 1
| Zone | South Orange County | 11 | Average Weekday | CAISO | 1-in-10 | 2023 | 7 |  |  |  | 54.3493 | 1
| Zone | South Orange County | 11 | Average Weekday | CAISO | 1-in-10 | 2023 | 8 |  |  |  | 54.1698 | 1
| Zone | South Orange County | 11 | Average Weekday | CAISO | 1-in-10 | 2023 | 9 |  |  |  | 55.668 | 1
| Zone | South Orange County | 11 | Average Weekday | CAISO | 1-in-10 | 2023 | 10 |  |  |  | 59.6793 | 1
| Zone | South Orange County | 11 | Average Weekday | CAISO | 1-in-10 | 2023 | 11 |  |  |  | 64.0458 | 1
| Zone | South Orange County | 11 | Average Weekday | CAISO | 1-in-10 | 2023 | 12 |  |  |  | 67.5321 | 1
| Zone | South Orange County | 11 | Average Weekday | CAISO | 1-in-10 | 2023 | 13 |  |  |  | 69.9497 | 1
| Zone | South Orange County | 11 | Average Weekday | CAISO | 1-in-10 | 2023 | 14 |  |  |  | 71.1228 | 1
| Zone | South Orange County | 11 | Average Weekday | CAISO | 1-in-10 | 2023 | 15 |  |  |  | 71.3371 | 1
| Zone | South Orange County | 11 | Average Weekday | CAISO | 1-in-10 | 2023 | 16 |  |  |  | 71.0195 | 1
| Zone | South Orange County | 11 | Average Weekday | CAISO | 1-in-10 | 2023 | 17 |  |  |  | 70.1644 | 1
| Zone | South Orange County | 11 | Average Weekday | CAISO | 1-in-10 | 2023 | 18 |  |  |  | 68.4656 | 1
| Zone | South Orange County | 11 | Average Weekday | CAISO | 1-in-10 | 2023 | 19 |  |  |  | 66.4926 | 1
| Zone | South Orange County | 11 | Average Weekday | CAISO | 1-in-10 | 2023 | 20 |  |  |  | 64.7972 | 1
| Zone | South Orange County | 11 | Average Weekday | CAISO | 1-in-10 | 2023 | 21 |  |  |  | 63.4676 | 1
| Zone | South Orange County | 11 | Average Weekday | CAISO | 1-in-10 | 2023 | 22 |  |  |  | 62.0872 | 1
| Zone | South Orange County | 11 | Average Weekday | CAISO | 1-in-10 | 2023 | 23 |  |  |  | 60.8519 | 1
| Zone | South Orange County | 11 | Average Weekday | CAISO | 1-in-10 | 2023 | 24 |  |  |  | 59.7972 | 1
| Zone | South Orange County | 11 | Monthly System Peak Day | CAISO | 1-in-10 | 2023 | 1 |  |  |  | 69.45 | 1
| Zone | South Orange County | 11 | Monthly System Peak Day | CAISO | 1-in-10 | 2023 | 2 |  |  |  | 68.3317 | 1
| Zone | South Orange County | 11 | Monthly System Peak Day | CAISO | 1-in-10 | 2023 | 3 |  |  |  | 67.435 | 1
| Zone | South Orange County | 11 | Monthly System Peak Day | CAISO | 1-in-10 | 2023 | 4 |  |  |  | 66.2533 | 1
| Zone | South Orange County | 11 | Monthly System Peak Day | CAISO | 1-in-10 | 2023 | 5 |  |  |  | 65.7983 | 1
| Zone | South Orange County | 11 | Monthly System Peak Day | CAISO | 1-in-10 | 2023 | 6 |  |  |  | 64.7267 | 1
| Zone | South Orange County | 11 | Monthly System Peak Day | CAISO | 1-in-10 | 2023 | 7 |  |  |  | 64.8883 | 1
| Zone | South Orange County | 11 | Monthly System Peak Day | CAISO | 1-in-10 | 2023 | 8 |  |  |  | 65.895 | 1
| Zone | South Orange County | 11 | Monthly System Peak Day | CAISO | 1-in-10 | 2023 | 9 |  |  |  | 68.315 | 1
| Zone | South Orange County | 11 | Monthly System Peak Day | CAISO | 1-in-10 | 2023 | 10 |  |  |  | 72.92 | 1
| Zone | South Orange County | 11 | Monthly System Peak Day | CAISO | 1-in-10 | 2023 | 11 |  |  |  | 80.5 | 1
| Zone | South Orange County | 11 | Monthly System Peak Day | CAISO | 1-in-10 | 2023 | 12 |  |  |  | 86.7 | 1
| Zone | South Orange County | 11 | Monthly System Peak Day | CAISO | 1-in-10 | 2023 | 13 |  |  |  | 90.5667 | 1
| Zone | South Orange County | 11 | Monthly System Peak Day | CAISO | 1-in-10 | 2023 | 14 |  |  |  | 92.2667 | 1
| Zone | South Orange County | 11 | Monthly System Peak Day | CAISO | 1-in-10 | 2023 | 15 |  |  |  | 92.5667 | 1
| Zone | South Orange County | 11 | Monthly System Peak Day | CAISO | 1-in-10 | 2023 | 16 |  |  |  | 91.8333 | 1
| Zone | South Orange County | 11 | Monthly System Peak Day | CAISO | 1-in-10 | 2023 | 17 |  |  |  | 90.8333 | 1
| Zone | South Orange County | 11 | Monthly System Peak Day | CAISO | 1-in-10 | 2023 | 18 |  |  |  | 89.0667 | 1
| Zone | South Orange County | 11 | Monthly System Peak Day | CAISO | 1-in-10 | 2023 | 19 |  |  |  | 86.4833 | 1
| Zone | South Orange County | 11 | Monthly System Peak Day | CAISO | 1-in-10 | 2023 | 20 |  |  |  | 82 | 1
| Zone | South Orange County | 11 | Monthly System Peak Day | CAISO | 1-in-10 | 2023 | 21 |  |  |  | 79.2 | 1
| Zone | South Orange County | 11 | Monthly System Peak Day | CAISO | 1-in-10 | 2023 | 22 |  |  |  | 77.1 | 1
| Zone | South Orange County | 11 | Monthly System Peak Day | CAISO | 1-in-10 | 2023 | 23 |  |  |  | 74.8 | 1
| Zone | South Orange County | 11 | Monthly System Peak Day | CAISO | 1-in-10 | 2023 | 24 |  |  |  | 72.7667 | 1
| Zone | South Orange County | 12 | Average Weekday | CAISO | 1-in-10 | 2023 | 1 |  |  |  | 54.5111 | 1
| Zone | South Orange County | 12 | Average Weekday | CAISO | 1-in-10 | 2023 | 2 |  |  |  | 53.803 | 1
| Zone | South Orange County | 12 | Average Weekday | CAISO | 1-in-10 | 2023 | 3 |  |  |  | 53.0888 | 1
| Zone | South Orange County | 12 | Average Weekday | CAISO | 1-in-10 | 2023 | 4 |  |  |  | 52.4773 | 1
| Zone | South Orange County | 12 | Average Weekday | CAISO | 1-in-10 | 2023 | 5 |  |  |  | 51.8108 | 1
| Zone | South Orange County | 12 | Average Weekday | CAISO | 1-in-10 | 2023 | 6 |  |  |  | 51.2045 | 1
| Zone | South Orange County | 12 | Average Weekday | CAISO | 1-in-10 | 2023 | 7 |  |  |  | 50.8817 | 1
| Zone | South Orange County | 12 | Average Weekday | CAISO | 1-in-10 | 2023 | 8 |  |  |  | 50.913 | 1
| Zone | South Orange County | 12 | Average Weekday | CAISO | 1-in-10 | 2023 | 9 |  |  |  | 51.8998 | 1
| Zone | South Orange County | 12 | Average Weekday | CAISO | 1-in-10 | 2023 | 10 |  |  |  | 54.5417 | 1
| Zone | South Orange County | 12 | Average Weekday | CAISO | 1-in-10 | 2023 | 11 |  |  |  | 58.0038 | 1
| Zone | South Orange County | 12 | Average Weekday | CAISO | 1-in-10 | 2023 | 12 |  |  |  | 61.1044 | 1
| Zone | South Orange County | 12 | Average Weekday | CAISO | 1-in-10 | 2023 | 13 |  |  |  | 63.3377 | 1
| Zone | South Orange County | 12 | Average Weekday | CAISO | 1-in-10 | 2023 | 14 |  |  |  | 64.7409 | 1
| Zone | South Orange County | 12 | Average Weekday | CAISO | 1-in-10 | 2023 | 15 |  |  |  | 64.9516 | 1
| Zone | South Orange County | 12 | Average Weekday | CAISO | 1-in-10 | 2023 | 16 |  |  |  | 64.7126 | 1
| Zone | South Orange County | 12 | Average Weekday | CAISO | 1-in-10 | 2023 | 17 |  |  |  | 63.7061 | 1
| Zone | South Orange County | 12 | Average Weekday | CAISO | 1-in-10 | 2023 | 18 |  |  |  | 61.9373 | 1
| Zone | South Orange County | 12 | Average Weekday | CAISO | 1-in-10 | 2023 | 19 |  |  |  | 60.4372 | 1
| Zone | South Orange County | 12 | Average Weekday | CAISO | 1-in-10 | 2023 | 20 |  |  |  | 59.4795 | 1
| Zone | South Orange County | 12 | Average Weekday | CAISO | 1-in-10 | 2023 | 21 |  |  |  | 58.3909 | 1
| Zone | South Orange County | 12 | Average Weekday | CAISO | 1-in-10 | 2023 | 22 |  |  |  | 57.3438 | 1
| Zone | South Orange County | 12 | Average Weekday | CAISO | 1-in-10 | 2023 | 23 |  |  |  | 56.4152 | 1
| Zone | South Orange County | 12 | Average Weekday | CAISO | 1-in-10 | 2023 | 24 |  |  |  | 55.5105 | 1
| Zone | South Orange County | 12 | Monthly System Peak Day | CAISO | 1-in-10 | 2023 | 1 |  |  |  | 45.5983 | 1
| Zone | South Orange County | 12 | Monthly System Peak Day | CAISO | 1-in-10 | 2023 | 2 |  |  |  | 44.0583 | 1
| Zone | South Orange County | 12 | Monthly System Peak Day | CAISO | 1-in-10 | 2023 | 3 |  |  |  | 42.7283 | 1
| Zone | South Orange County | 12 | Monthly System Peak Day | CAISO | 1-in-10 | 2023 | 4 |  |  |  | 41.4067 | 1
| Zone | South Orange County | 12 | Monthly System Peak Day | CAISO | 1-in-10 | 2023 | 5 |  |  |  | 40.1833 | 1
| Zone | South Orange County | 12 | Monthly System Peak Day | CAISO | 1-in-10 | 2023 | 6 |  |  |  | 39.455 | 1
| Zone | South Orange County | 12 | Monthly System Peak Day | CAISO | 1-in-10 | 2023 | 7 |  |  |  | 39.4983 | 1
| Zone | South Orange County | 12 | Monthly System Peak Day | CAISO | 1-in-10 | 2023 | 8 |  |  |  | 40 | 1
| Zone | South Orange County | 12 | Monthly System Peak Day | CAISO | 1-in-10 | 2023 | 9 |  |  |  | 41.15 | 1
| Zone | South Orange County | 12 | Monthly System Peak Day | CAISO | 1-in-10 | 2023 | 10 |  |  |  | 45.9567 | 1
| Zone | South Orange County | 12 | Monthly System Peak Day | CAISO | 1-in-10 | 2023 | 11 |  |  |  | 51.4333 | 1
| Zone | South Orange County | 12 | Monthly System Peak Day | CAISO | 1-in-10 | 2023 | 12 |  |  |  | 53.555 | 1
| Zone | South Orange County | 12 | Monthly System Peak Day | CAISO | 1-in-10 | 2023 | 13 |  |  |  | 54.46 | 1
| Zone | South Orange County | 12 | Monthly System Peak Day | CAISO | 1-in-10 | 2023 | 14 |  |  |  | 55.6267 | 1
| Zone | South Orange County | 12 | Monthly System Peak Day | CAISO | 1-in-10 | 2023 | 15 |  |  |  | 56.4667 | 1
| Zone | South Orange County | 12 | Monthly System Peak Day | CAISO | 1-in-10 | 2023 | 16 |  |  |  | 56.5783 | 1
| Zone | South Orange County | 12 | Monthly System Peak Day | CAISO | 1-in-10 | 2023 | 17 |  |  |  | 55.9683 | 1
| Zone | South Orange County | 12 | Monthly System Peak Day | CAISO | 1-in-10 | 2023 | 18 |  |  |  | 54.3267 | 1
| Zone | South Orange County | 12 | Monthly System Peak Day | CAISO | 1-in-10 | 2023 | 19 |  |  |  | 52.8067 | 1
| Zone | South Orange County | 12 | Monthly System Peak Day | CAISO | 1-in-10 | 2023 | 20 |  |  |  | 51.9067 | 1
| Zone | South Orange County | 12 | Monthly System Peak Day | CAISO | 1-in-10 | 2023 | 21 |  |  |  | 50.095 | 1
| Zone | South Orange County | 12 | Monthly System Peak Day | CAISO | 1-in-10 | 2023 | 22 |  |  |  | 48.8883 | 1
| Zone | South Orange County | 12 | Monthly System Peak Day | CAISO | 1-in-10 | 2023 | 23 |  |  |  | 48.9217 | 1
| Zone | South Orange County | 12 | Monthly System Peak Day | CAISO | 1-in-10 | 2023 | 24 |  |  |  | 48.4717 | 1
| Zone | South Orange County | 1 | Average Weekday | CAISO | 1-in-10 | 2024 | 1 |  |  |  | 52.18 | 1
| Zone | South Orange County | 1 | Average Weekday | CAISO | 1-in-10 | 2024 | 2 |  |  |  | 51.3559 | 1
| Zone | South Orange County | 1 | Average Weekday | CAISO | 1-in-10 | 2024 | 3 |  |  |  | 50.5879 | 1
| Zone | South Orange County | 1 | Average Weekday | CAISO | 1-in-10 | 2024 | 4 |  |  |  | 49.7468 | 1
| Zone | South Orange County | 1 | Average Weekday | CAISO | 1-in-10 | 2024 | 5 |  |  |  | 48.9691 | 1
| Zone | South Orange County | 1 | Average Weekday | CAISO | 1-in-10 | 2024 | 6 |  |  |  | 48.4568 | 1
| Zone | South Orange County | 1 | Average Weekday | CAISO | 1-in-10 | 2024 | 7 |  |  |  | 48.0644 | 1
| Zone | South Orange County | 1 | Average Weekday | CAISO | 1-in-10 | 2024 | 8 |  |  |  | 48.0706 | 1
| Zone | South Orange County | 1 | Average Weekday | CAISO | 1-in-10 | 2024 | 9 |  |  |  | 48.8383 | 1
| Zone | South Orange County | 1 | Average Weekday | CAISO | 1-in-10 | 2024 | 10 |  |  |  | 51.6117 | 1
| Zone | South Orange County | 1 | Average Weekday | CAISO | 1-in-10 | 2024 | 11 |  |  |  | 55.2199 | 1
| Zone | South Orange County | 1 | Average Weekday | CAISO | 1-in-10 | 2024 | 12 |  |  |  | 58.4718 | 1
| Zone | South Orange County | 1 | Average Weekday | CAISO | 1-in-10 | 2024 | 13 |  |  |  | 60.3987 | 1
| Zone | South Orange County | 1 | Average Weekday | CAISO | 1-in-10 | 2024 | 14 |  |  |  | 61.7776 | 1
| Zone | South Orange County | 1 | Average Weekday | CAISO | 1-in-10 | 2024 | 15 |  |  |  | 62.4536 | 1
| Zone | South Orange County | 1 | Average Weekday | CAISO | 1-in-10 | 2024 | 16 |  |  |  | 62.3352 | 1
| Zone | South Orange County | 1 | Average Weekday | CAISO | 1-in-10 | 2024 | 17 |  |  |  | 61.5598 | 1
| Zone | South Orange County | 1 | Average Weekday | CAISO | 1-in-10 | 2024 | 18 |  |  |  | 60.0373 | 1
| Zone | South Orange County | 1 | Average Weekday | CAISO | 1-in-10 | 2024 | 19 |  |  |  | 58.1541 | 1
| Zone | South Orange County | 1 | Average Weekday | CAISO | 1-in-10 | 2024 | 20 |  |  |  | 56.898 | 1
| Zone | South Orange County | 1 | Average Weekday | CAISO | 1-in-10 | 2024 | 21 |  |  |  | 55.8955 | 1
| Zone | South Orange County | 1 | Average Weekday | CAISO | 1-in-10 | 2024 | 22 |  |  |  | 54.9898 | 1
| Zone | South Orange County | 1 | Average Weekday | CAISO | 1-in-10 | 2024 | 23 |  |  |  | 53.956 | 1
| Zone | South Orange County | 1 | Average Weekday | CAISO | 1-in-10 | 2024 | 24 |  |  |  | 53.0008 | 1
| Zone | South Orange County | 1 | Monthly System Peak Day | CAISO | 1-in-10 | 2024 | 1 |  |  |  | 50.4933 | 1
| Zone | South Orange County | 1 | Monthly System Peak Day | CAISO | 1-in-10 | 2024 | 2 |  |  |  | 49.7233 | 1
| Zone | South Orange County | 1 | Monthly System Peak Day | CAISO | 1-in-10 | 2024 | 3 |  |  |  | 49.9217 | 1
| Zone | South Orange County | 1 | Monthly System Peak Day | CAISO | 1-in-10 | 2024 | 4 |  |  |  | 49.39 | 1
| Zone | South Orange County | 1 | Monthly System Peak Day | CAISO | 1-in-10 | 2024 | 5 |  |  |  | 48.7683 | 1
| Zone | South Orange County | 1 | Monthly System Peak Day | CAISO | 1-in-10 | 2024 | 6 |  |  |  | 48.5117 | 1
| Zone | South Orange County | 1 | Monthly System Peak Day | CAISO | 1-in-10 | 2024 | 7 |  |  |  | 48.0933 | 1
| Zone | South Orange County | 1 | Monthly System Peak Day | CAISO | 1-in-10 | 2024 | 8 |  |  |  | 47.0633 | 1
| Zone | South Orange County | 1 | Monthly System Peak Day | CAISO | 1-in-10 | 2024 | 9 |  |  |  | 46.8917 | 1
| Zone | South Orange County | 1 | Monthly System Peak Day | CAISO | 1-in-10 | 2024 | 10 |  |  |  | 48.225 | 1
| Zone | South Orange County | 1 | Monthly System Peak Day | CAISO | 1-in-10 | 2024 | 11 |  |  |  | 48.75 | 1
| Zone | South Orange County | 1 | Monthly System Peak Day | CAISO | 1-in-10 | 2024 | 12 |  |  |  | 51.1533 | 1
| Zone | South Orange County | 1 | Monthly System Peak Day | CAISO | 1-in-10 | 2024 | 13 |  |  |  | 52.825 | 1
| Zone | South Orange County | 1 | Monthly System Peak Day | CAISO | 1-in-10 | 2024 | 14 |  |  |  | 52.8767 | 1
| Zone | South Orange County | 1 | Monthly System Peak Day | CAISO | 1-in-10 | 2024 | 15 |  |  |  | 53.77 | 1
| Zone | South Orange County | 1 | Monthly System Peak Day | CAISO | 1-in-10 | 2024 | 16 |  |  |  | 53.9133 | 1
| Zone | South Orange County | 1 | Monthly System Peak Day | CAISO | 1-in-10 | 2024 | 17 |  |  |  | 53.655 | 1
| Zone | South Orange County | 1 | Monthly System Peak Day | CAISO | 1-in-10 | 2024 | 18 |  |  |  | 52.6633 | 1
| Zone | South Orange County | 1 | Monthly System Peak Day | CAISO | 1-in-10 | 2024 | 19 |  |  |  | 51.0767 | 1
| Zone | South Orange County | 1 | Monthly System Peak Day | CAISO | 1-in-10 | 2024 | 20 |  |  |  | 50.53 | 1
| Zone | South Orange County | 1 | Monthly System Peak Day | CAISO | 1-in-10 | 2024 | 21 |  |  |  | 50.11 | 1
| Zone | South Orange County | 1 | Monthly System Peak Day | CAISO | 1-in-10 | 2024 | 22 |  |  |  | 49.7583 | 1
| Zone | South Orange County | 1 | Monthly System Peak Day | CAISO | 1-in-10 | 2024 | 23 |  |  |  | 48.78 | 1
| Zone | South Orange County | 1 | Monthly System Peak Day | CAISO | 1-in-10 | 2024 | 24 |  |  |  | 46.86 | 1
| Zone | South Orange County | 2 | Average Weekday | CAISO | 1-in-10 | 2024 | 1 |  |  |  | 51.8979 | 1
| Zone | South Orange County | 2 | Average Weekday | CAISO | 1-in-10 | 2024 | 2 |  |  |  | 51.0911 | 1
| Zone | South Orange County | 2 | Average Weekday | CAISO | 1-in-10 | 2024 | 3 |  |  |  | 50.3206 | 1
| Zone | South Orange County | 2 | Average Weekday | CAISO | 1-in-10 | 2024 | 4 |  |  |  | 49.5876 | 1
| Zone | South Orange County | 2 | Average Weekday | CAISO | 1-in-10 | 2024 | 5 |  |  |  | 48.856 | 1
| Zone | South Orange County | 2 | Average Weekday | CAISO | 1-in-10 | 2024 | 6 |  |  |  | 48.3118 | 1
| Zone | South Orange County | 2 | Average Weekday | CAISO | 1-in-10 | 2024 | 7 |  |  |  | 48.1363 | 1
| Zone | South Orange County | 2 | Average Weekday | CAISO | 1-in-10 | 2024 | 8 |  |  |  | 48.2131 | 1
| Zone | South Orange County | 2 | Average Weekday | CAISO | 1-in-10 | 2024 | 9 |  |  |  | 49.7696 | 1
| Zone | South Orange County | 2 | Average Weekday | CAISO | 1-in-10 | 2024 | 10 |  |  |  | 53.4056 | 1
| Zone | South Orange County | 2 | Average Weekday | CAISO | 1-in-10 | 2024 | 11 |  |  |  | 56.7418 | 1
| Zone | South Orange County | 2 | Average Weekday | CAISO | 1-in-10 | 2024 | 12 |  |  |  | 59.1099 | 1
| Zone | South Orange County | 2 | Average Weekday | CAISO | 1-in-10 | 2024 | 13 |  |  |  | 60.5477 | 1
| Zone | South Orange County | 2 | Average Weekday | CAISO | 1-in-10 | 2024 | 14 |  |  |  | 61.8217 | 1
| Zone | South Orange County | 2 | Average Weekday | CAISO | 1-in-10 | 2024 | 15 |  |  |  | 62.1023 | 1
| Zone | South Orange County | 2 | Average Weekday | CAISO | 1-in-10 | 2024 | 16 |  |  |  | 61.9606 | 1
| Zone | South Orange County | 2 | Average Weekday | CAISO | 1-in-10 | 2024 | 17 |  |  |  | 61.41 | 1
| Zone | South Orange County | 2 | Average Weekday | CAISO | 1-in-10 | 2024 | 18 |  |  |  | 60.2222 | 1
| Zone | South Orange County | 2 | Average Weekday | CAISO | 1-in-10 | 2024 | 19 |  |  |  | 58.3882 | 1
| Zone | South Orange County | 2 | Average Weekday | CAISO | 1-in-10 | 2024 | 20 |  |  |  | 57.0211 | 1
| Zone | South Orange County | 2 | Average Weekday | CAISO | 1-in-10 | 2024 | 21 |  |  |  | 55.9466 | 1
| Zone | South Orange County | 2 | Average Weekday | CAISO | 1-in-10 | 2024 | 22 |  |  |  | 55.0275 | 1
| Zone | South Orange County | 2 | Average Weekday | CAISO | 1-in-10 | 2024 | 23 |  |  |  | 54.1222 | 1
| Zone | South Orange County | 2 | Average Weekday | CAISO | 1-in-10 | 2024 | 24 |  |  |  | 53.2494 | 1
| Zone | South Orange County | 2 | Monthly System Peak Day | CAISO | 1-in-10 | 2024 | 1 |  |  |  | 52.945 | 1
| Zone | South Orange County | 2 | Monthly System Peak Day | CAISO | 1-in-10 | 2024 | 2 |  |  |  | 52.8633 | 1
| Zone | South Orange County | 2 | Monthly System Peak Day | CAISO | 1-in-10 | 2024 | 3 |  |  |  | 52.7767 | 1
| Zone | South Orange County | 2 | Monthly System Peak Day | CAISO | 1-in-10 | 2024 | 4 |  |  |  | 51.915 | 1
| Zone | South Orange County | 2 | Monthly System Peak Day | CAISO | 1-in-10 | 2024 | 5 |  |  |  | 51.09 | 1
| Zone | South Orange County | 2 | Monthly System Peak Day | CAISO | 1-in-10 | 2024 | 6 |  |  |  | 50.0733 | 1
| Zone | South Orange County | 2 | Monthly System Peak Day | CAISO | 1-in-10 | 2024 | 7 |  |  |  | 49.7333 | 1
| Zone | South Orange County | 2 | Monthly System Peak Day | CAISO | 1-in-10 | 2024 | 8 |  |  |  | 49.6567 | 1
| Zone | South Orange County | 2 | Monthly System Peak Day | CAISO | 1-in-10 | 2024 | 9 |  |  |  | 50.3817 | 1
| Zone | South Orange County | 2 | Monthly System Peak Day | CAISO | 1-in-10 | 2024 | 10 |  |  |  | 51.6267 | 1
| Zone | South Orange County | 2 | Monthly System Peak Day | CAISO | 1-in-10 | 2024 | 11 |  |  |  | 52.2633 | 1
| Zone | South Orange County | 2 | Monthly System Peak Day | CAISO | 1-in-10 | 2024 | 12 |  |  |  | 53.465 | 1
| Zone | South Orange County | 2 | Monthly System Peak Day | CAISO | 1-in-10 | 2024 | 13 |  |  |  | 54.3117 | 1
| Zone | South Orange County | 2 | Monthly System Peak Day | CAISO | 1-in-10 | 2024 | 14 |  |  |  | 55.49 | 1
| Zone | South Orange County | 2 | Monthly System Peak Day | CAISO | 1-in-10 | 2024 | 15 |  |  |  | 56.2783 | 1
| Zone | South Orange County | 2 | Monthly System Peak Day | CAISO | 1-in-10 | 2024 | 16 |  |  |  | 57.2867 | 1
| Zone | South Orange County | 2 | Monthly System Peak Day | CAISO | 1-in-10 | 2024 | 17 |  |  |  | 58.5583 | 1
| Zone | South Orange County | 2 | Monthly System Peak Day | CAISO | 1-in-10 | 2024 | 18 |  |  |  | 58.3483 | 1
| Zone | South Orange County | 2 | Monthly System Peak Day | CAISO | 1-in-10 | 2024 | 19 |  |  |  | 57.1133 | 1
| Zone | South Orange County | 2 | Monthly System Peak Day | CAISO | 1-in-10 | 2024 | 20 |  |  |  | 55.98 | 1
| Zone | South Orange County | 2 | Monthly System Peak Day | CAISO | 1-in-10 | 2024 | 21 |  |  |  | 55.37 | 1
| Zone | South Orange County | 2 | Monthly System Peak Day | CAISO | 1-in-10 | 2024 | 22 |  |  |  | 54.715 | 1
| Zone | South Orange County | 2 | Monthly System Peak Day | CAISO | 1-in-10 | 2024 | 23 |  |  |  | 53.8183 | 1
| Zone | South Orange County | 2 | Monthly System Peak Day | CAISO | 1-in-10 | 2024 | 24 |  |  |  | 52.9883 | 1
| Zone | South Orange County | 3 | Average Weekday | CAISO | 1-in-10 | 2024 | 1 |  |  |  | 59.5281 | 1
| Zone | South Orange County | 3 | Average Weekday | CAISO | 1-in-10 | 2024 | 2 |  |  |  | 58.5162 | 1
| Zone | South Orange County | 3 | Average Weekday | CAISO | 1-in-10 | 2024 | 3 |  |  |  | 57.8131 | 1
| Zone | South Orange County | 3 | Average Weekday | CAISO | 1-in-10 | 2024 | 4 |  |  |  | 57.0513 | 1
| Zone | South Orange County | 3 | Average Weekday | CAISO | 1-in-10 | 2024 | 5 |  |  |  | 56.254 | 1
| Zone | South Orange County | 3 | Average Weekday | CAISO | 1-in-10 | 2024 | 6 |  |  |  | 55.6438 | 1
| Zone | South Orange County | 3 | Average Weekday | CAISO | 1-in-10 | 2024 | 7 |  |  |  | 55.2104 | 1
| Zone | South Orange County | 3 | Average Weekday | CAISO | 1-in-10 | 2024 | 8 |  |  |  | 55.3983 | 1
| Zone | South Orange County | 3 | Average Weekday | CAISO | 1-in-10 | 2024 | 9 |  |  |  | 56.9005 | 1
| Zone | South Orange County | 3 | Average Weekday | CAISO | 1-in-10 | 2024 | 10 |  |  |  | 60.304 | 1
| Zone | South Orange County | 3 | Average Weekday | CAISO | 1-in-10 | 2024 | 11 |  |  |  | 64.0885 | 1
| Zone | South Orange County | 3 | Average Weekday | CAISO | 1-in-10 | 2024 | 12 |  |  |  | 67.5235 | 1
| Zone | South Orange County | 3 | Average Weekday | CAISO | 1-in-10 | 2024 | 13 |  |  |  | 69.6426 | 1
| Zone | South Orange County | 3 | Average Weekday | CAISO | 1-in-10 | 2024 | 14 |  |  |  | 71.0985 | 1
| Zone | South Orange County | 3 | Average Weekday | CAISO | 1-in-10 | 2024 | 15 |  |  |  | 71.772 | 1
| Zone | South Orange County | 3 | Average Weekday | CAISO | 1-in-10 | 2024 | 16 |  |  |  | 71.7488 | 1
| Zone | South Orange County | 3 | Average Weekday | CAISO | 1-in-10 | 2024 | 17 |  |  |  | 71.0608 | 1
| Zone | South Orange County | 3 | Average Weekday | CAISO | 1-in-10 | 2024 | 18 |  |  |  | 70.3526 | 1
| Zone | South Orange County | 3 | Average Weekday | CAISO | 1-in-10 | 2024 | 19 |  |  |  | 69.0515 | 1
| Zone | South Orange County | 3 | Average Weekday | CAISO | 1-in-10 | 2024 | 20 |  |  |  | 66.7791 | 1
| Zone | South Orange County | 3 | Average Weekday | CAISO | 1-in-10 | 2024 | 21 |  |  |  | 64.5212 | 1
| Zone | South Orange County | 3 | Average Weekday | CAISO | 1-in-10 | 2024 | 22 |  |  |  | 63.3651 | 1
| Zone | South Orange County | 3 | Average Weekday | CAISO | 1-in-10 | 2024 | 23 |  |  |  | 62.5298 | 1
| Zone | South Orange County | 3 | Average Weekday | CAISO | 1-in-10 | 2024 | 24 |  |  |  | 61.5761 | 1
| Zone | South Orange County | 3 | Monthly System Peak Day | CAISO | 1-in-10 | 2024 | 1 |  |  |  | 65.615 | 1
| Zone | South Orange County | 3 | Monthly System Peak Day | CAISO | 1-in-10 | 2024 | 2 |  |  |  | 63.65 | 1
| Zone | South Orange County | 3 | Monthly System Peak Day | CAISO | 1-in-10 | 2024 | 3 |  |  |  | 62.4633 | 1
| Zone | South Orange County | 3 | Monthly System Peak Day | CAISO | 1-in-10 | 2024 | 4 |  |  |  | 61.2967 | 1
| Zone | South Orange County | 3 | Monthly System Peak Day | CAISO | 1-in-10 | 2024 | 5 |  |  |  | 60.3983 | 1
| Zone | South Orange County | 3 | Monthly System Peak Day | CAISO | 1-in-10 | 2024 | 6 |  |  |  | 59.4917 | 1
| Zone | South Orange County | 3 | Monthly System Peak Day | CAISO | 1-in-10 | 2024 | 7 |  |  |  | 58.8567 | 1
| Zone | South Orange County | 3 | Monthly System Peak Day | CAISO | 1-in-10 | 2024 | 8 |  |  |  | 58.4833 | 1
| Zone | South Orange County | 3 | Monthly System Peak Day | CAISO | 1-in-10 | 2024 | 9 |  |  |  | 59.8433 | 1
| Zone | South Orange County | 3 | Monthly System Peak Day | CAISO | 1-in-10 | 2024 | 10 |  |  |  | 64.5517 | 1
| Zone | South Orange County | 3 | Monthly System Peak Day | CAISO | 1-in-10 | 2024 | 11 |  |  |  | 70.0533 | 1
| Zone | South Orange County | 3 | Monthly System Peak Day | CAISO | 1-in-10 | 2024 | 12 |  |  |  | 75.6833 | 1
| Zone | South Orange County | 3 | Monthly System Peak Day | CAISO | 1-in-10 | 2024 | 13 |  |  |  | 80.6667 | 1
| Zone | South Orange County | 3 | Monthly System Peak Day | CAISO | 1-in-10 | 2024 | 14 |  |  |  | 81.1333 | 1
| Zone | South Orange County | 3 | Monthly System Peak Day | CAISO | 1-in-10 | 2024 | 15 |  |  |  | 80.9833 | 1
| Zone | South Orange County | 3 | Monthly System Peak Day | CAISO | 1-in-10 | 2024 | 16 |  |  |  | 81.1333 | 1
| Zone | South Orange County | 3 | Monthly System Peak Day | CAISO | 1-in-10 | 2024 | 17 |  |  |  | 82.4167 | 1
| Zone | South Orange County | 3 | Monthly System Peak Day | CAISO | 1-in-10 | 2024 | 18 |  |  |  | 81.1333 | 1
| Zone | South Orange County | 3 | Monthly System Peak Day | CAISO | 1-in-10 | 2024 | 19 |  |  |  | 79.4167 | 1
| Zone | South Orange County | 3 | Monthly System Peak Day | CAISO | 1-in-10 | 2024 | 20 |  |  |  | 77.7333 | 1
| Zone | South Orange County | 3 | Monthly System Peak Day | CAISO | 1-in-10 | 2024 | 21 |  |  |  | 75.3 | 1
| Zone | South Orange County | 3 | Monthly System Peak Day | CAISO | 1-in-10 | 2024 | 22 |  |  |  | 73.5333 | 1
| Zone | South Orange County | 3 | Monthly System Peak Day | CAISO | 1-in-10 | 2024 | 23 |  |  |  | 70.9867 | 1
| Zone | South Orange County | 3 | Monthly System Peak Day | CAISO | 1-in-10 | 2024 | 24 |  |  |  | 67.3217 | 1
| Zone | South Orange County | 4 | Average Weekday | CAISO | 1-in-10 | 2024 | 1 |  |  |  | 60.3411 | 1
| Zone | South Orange County | 4 | Average Weekday | CAISO | 1-in-10 | 2024 | 2 |  |  |  | 59.6212 | 1
| Zone | South Orange County | 4 | Average Weekday | CAISO | 1-in-10 | 2024 | 3 |  |  |  | 58.8704 | 1
| Zone | South Orange County | 4 | Average Weekday | CAISO | 1-in-10 | 2024 | 4 |  |  |  | 58.2242 | 1
| Zone | South Orange County | 4 | Average Weekday | CAISO | 1-in-10 | 2024 | 5 |  |  |  | 57.7397 | 1
| Zone | South Orange County | 4 | Average Weekday | CAISO | 1-in-10 | 2024 | 6 |  |  |  | 57.2834 | 1
| Zone | South Orange County | 4 | Average Weekday | CAISO | 1-in-10 | 2024 | 7 |  |  |  | 56.9743 | 1
| Zone | South Orange County | 4 | Average Weekday | CAISO | 1-in-10 | 2024 | 8 |  |  |  | 57.2163 | 1
| Zone | South Orange County | 4 | Average Weekday | CAISO | 1-in-10 | 2024 | 9 |  |  |  | 58.8671 | 1
| Zone | South Orange County | 4 | Average Weekday | CAISO | 1-in-10 | 2024 | 10 |  |  |  | 61.4286 | 1
| Zone | South Orange County | 4 | Average Weekday | CAISO | 1-in-10 | 2024 | 11 |  |  |  | 64.2445 | 1
| Zone | South Orange County | 4 | Average Weekday | CAISO | 1-in-10 | 2024 | 12 |  |  |  | 67.0971 | 1
| Zone | South Orange County | 4 | Average Weekday | CAISO | 1-in-10 | 2024 | 13 |  |  |  | 68.0969 | 1
| Zone | South Orange County | 4 | Average Weekday | CAISO | 1-in-10 | 2024 | 14 |  |  |  | 69.0433 | 1
| Zone | South Orange County | 4 | Average Weekday | CAISO | 1-in-10 | 2024 | 15 |  |  |  | 69.8945 | 1
| Zone | South Orange County | 4 | Average Weekday | CAISO | 1-in-10 | 2024 | 16 |  |  |  | 70.32 | 1
| Zone | South Orange County | 4 | Average Weekday | CAISO | 1-in-10 | 2024 | 17 |  |  |  | 70.4138 | 1
| Zone | South Orange County | 4 | Average Weekday | CAISO | 1-in-10 | 2024 | 18 |  |  |  | 69.9443 | 1
| Zone | South Orange County | 4 | Average Weekday | CAISO | 1-in-10 | 2024 | 19 |  |  |  | 69.0376 | 1
| Zone | South Orange County | 4 | Average Weekday | CAISO | 1-in-10 | 2024 | 20 |  |  |  | 67.3806 | 1
| Zone | South Orange County | 4 | Average Weekday | CAISO | 1-in-10 | 2024 | 21 |  |  |  | 65.1142 | 1
| Zone | South Orange County | 4 | Average Weekday | CAISO | 1-in-10 | 2024 | 22 |  |  |  | 63.6258 | 1
| Zone | South Orange County | 4 | Average Weekday | CAISO | 1-in-10 | 2024 | 23 |  |  |  | 62.5261 | 1
| Zone | South Orange County | 4 | Average Weekday | CAISO | 1-in-10 | 2024 | 24 |  |  |  | 61.5334 | 1
| Zone | South Orange County | 4 | Monthly System Peak Day | CAISO | 1-in-10 | 2024 | 1 |  |  |  | 70.62 | 1
| Zone | South Orange County | 4 | Monthly System Peak Day | CAISO | 1-in-10 | 2024 | 2 |  |  |  | 69.3267 | 1
| Zone | South Orange County | 4 | Monthly System Peak Day | CAISO | 1-in-10 | 2024 | 3 |  |  |  | 67.8167 | 1
| Zone | South Orange County | 4 | Monthly System Peak Day | CAISO | 1-in-10 | 2024 | 4 |  |  |  | 67.425 | 1
| Zone | South Orange County | 4 | Monthly System Peak Day | CAISO | 1-in-10 | 2024 | 5 |  |  |  | 67.59 | 1
| Zone | South Orange County | 4 | Monthly System Peak Day | CAISO | 1-in-10 | 2024 | 6 |  |  |  | 69.3133 | 1
| Zone | South Orange County | 4 | Monthly System Peak Day | CAISO | 1-in-10 | 2024 | 7 |  |  |  | 70.17 | 1
| Zone | South Orange County | 4 | Monthly System Peak Day | CAISO | 1-in-10 | 2024 | 8 |  |  |  | 72.1817 | 1
| Zone | South Orange County | 4 | Monthly System Peak Day | CAISO | 1-in-10 | 2024 | 9 |  |  |  | 74.49 | 1
| Zone | South Orange County | 4 | Monthly System Peak Day | CAISO | 1-in-10 | 2024 | 10 |  |  |  | 77.6667 | 1
| Zone | South Orange County | 4 | Monthly System Peak Day | CAISO | 1-in-10 | 2024 | 11 |  |  |  | 81.65 | 1
| Zone | South Orange County | 4 | Monthly System Peak Day | CAISO | 1-in-10 | 2024 | 12 |  |  |  | 85.6167 | 1
| Zone | South Orange County | 4 | Monthly System Peak Day | CAISO | 1-in-10 | 2024 | 13 |  |  |  | 87.4 | 1
| Zone | South Orange County | 4 | Monthly System Peak Day | CAISO | 1-in-10 | 2024 | 14 |  |  |  | 89.3333 | 1
| Zone | South Orange County | 4 | Monthly System Peak Day | CAISO | 1-in-10 | 2024 | 15 |  |  |  | 90.9667 | 1
| Zone | South Orange County | 4 | Monthly System Peak Day | CAISO | 1-in-10 | 2024 | 16 |  |  |  | 92.3667 | 1
| Zone | South Orange County | 4 | Monthly System Peak Day | CAISO | 1-in-10 | 2024 | 17 |  |  |  | 92.7333 | 1
| Zone | South Orange County | 4 | Monthly System Peak Day | CAISO | 1-in-10 | 2024 | 18 |  |  |  | 93.05 | 1
| Zone | South Orange County | 4 | Monthly System Peak Day | CAISO | 1-in-10 | 2024 | 19 |  |  |  | 92.65 | 1
| Zone | South Orange County | 4 | Monthly System Peak Day | CAISO | 1-in-10 | 2024 | 20 |  |  |  | 89.4667 | 1
| Zone | South Orange County | 4 | Monthly System Peak Day | CAISO | 1-in-10 | 2024 | 21 |  |  |  | 86.6333 | 1
| Zone | South Orange County | 4 | Monthly System Peak Day | CAISO | 1-in-10 | 2024 | 22 |  |  |  | 84.3167 | 1
| Zone | South Orange County | 4 | Monthly System Peak Day | CAISO | 1-in-10 | 2024 | 23 |  |  |  | 81.1333 | 1
| Zone | South Orange County | 4 | Monthly System Peak Day | CAISO | 1-in-10 | 2024 | 24 |  |  |  | 75.3 | 1
| Zone | South Orange County | 5 | Average Weekday | CAISO | 1-in-10 | 2024 | 1 |  |  |  | 63.6645 | 1
| Zone | South Orange County | 5 | Average Weekday | CAISO | 1-in-10 | 2024 | 2 |  |  |  | 63.0442 | 1
| Zone | South Orange County | 5 | Average Weekday | CAISO | 1-in-10 | 2024 | 3 |  |  |  | 62.628 | 1
| Zone | South Orange County | 5 | Average Weekday | CAISO | 1-in-10 | 2024 | 4 |  |  |  | 62.226 | 1
| Zone | South Orange County | 5 | Average Weekday | CAISO | 1-in-10 | 2024 | 5 |  |  |  | 61.8174 | 1
| Zone | South Orange County | 5 | Average Weekday | CAISO | 1-in-10 | 2024 | 6 |  |  |  | 61.6734 | 1
| Zone | South Orange County | 5 | Average Weekday | CAISO | 1-in-10 | 2024 | 7 |  |  |  | 61.397 | 1
| Zone | South Orange County | 5 | Average Weekday | CAISO | 1-in-10 | 2024 | 8 |  |  |  | 61.9969 | 1
| Zone | South Orange County | 5 | Average Weekday | CAISO | 1-in-10 | 2024 | 9 |  |  |  | 64.0083 | 1
| Zone | South Orange County | 5 | Average Weekday | CAISO | 1-in-10 | 2024 | 10 |  |  |  | 66.8587 | 1
| Zone | South Orange County | 5 | Average Weekday | CAISO | 1-in-10 | 2024 | 11 |  |  |  | 69.2524 | 1
| Zone | South Orange County | 5 | Average Weekday | CAISO | 1-in-10 | 2024 | 12 |  |  |  | 71.168 | 1
| Zone | South Orange County | 5 | Average Weekday | CAISO | 1-in-10 | 2024 | 13 |  |  |  | 72.297 | 1
| Zone | South Orange County | 5 | Average Weekday | CAISO | 1-in-10 | 2024 | 14 |  |  |  | 73.148 | 1
| Zone | South Orange County | 5 | Average Weekday | CAISO | 1-in-10 | 2024 | 15 |  |  |  | 73.976 | 1
| Zone | South Orange County | 5 | Average Weekday | CAISO | 1-in-10 | 2024 | 16 |  |  |  | 74.1826 | 1
| Zone | South Orange County | 5 | Average Weekday | CAISO | 1-in-10 | 2024 | 17 |  |  |  | 74.122 | 1
| Zone | South Orange County | 5 | Average Weekday | CAISO | 1-in-10 | 2024 | 18 |  |  |  | 73.3027 | 1
| Zone | South Orange County | 5 | Average Weekday | CAISO | 1-in-10 | 2024 | 19 |  |  |  | 72.369 | 1
| Zone | South Orange County | 5 | Average Weekday | CAISO | 1-in-10 | 2024 | 20 |  |  |  | 70.709 | 1
| Zone | South Orange County | 5 | Average Weekday | CAISO | 1-in-10 | 2024 | 21 |  |  |  | 68.2305 | 1
| Zone | South Orange County | 5 | Average Weekday | CAISO | 1-in-10 | 2024 | 22 |  |  |  | 66.2595 | 1
| Zone | South Orange County | 5 | Average Weekday | CAISO | 1-in-10 | 2024 | 23 |  |  |  | 65.0803 | 1
| Zone | South Orange County | 5 | Average Weekday | CAISO | 1-in-10 | 2024 | 24 |  |  |  | 64.1396 | 1
| Zone | South Orange County | 5 | Monthly System Peak Day | CAISO | 1-in-10 | 2024 | 1 |  |  |  | 70.7233 | 1
| Zone | South Orange County | 5 | Monthly System Peak Day | CAISO | 1-in-10 | 2024 | 2 |  |  |  | 69.7867 | 1
| Zone | South Orange County | 5 | Monthly System Peak Day | CAISO | 1-in-10 | 2024 | 3 |  |  |  | 68.9883 | 1
| Zone | South Orange County | 5 | Monthly System Peak Day | CAISO | 1-in-10 | 2024 | 4 |  |  |  | 68.0967 | 1
| Zone | South Orange County | 5 | Monthly System Peak Day | CAISO | 1-in-10 | 2024 | 5 |  |  |  | 67.4783 | 1
| Zone | South Orange County | 5 | Monthly System Peak Day | CAISO | 1-in-10 | 2024 | 6 |  |  |  | 67.16 | 1
| Zone | South Orange County | 5 | Monthly System Peak Day | CAISO | 1-in-10 | 2024 | 7 |  |  |  | 66.67 | 1
| Zone | South Orange County | 5 | Monthly System Peak Day | CAISO | 1-in-10 | 2024 | 8 |  |  |  | 67.6783 | 1
| Zone | South Orange County | 5 | Monthly System Peak Day | CAISO | 1-in-10 | 2024 | 9 |  |  |  | 72.7933 | 1
| Zone | South Orange County | 5 | Monthly System Peak Day | CAISO | 1-in-10 | 2024 | 10 |  |  |  | 79.3333 | 1
| Zone | South Orange County | 5 | Monthly System Peak Day | CAISO | 1-in-10 | 2024 | 11 |  |  |  | 84.2 | 1
| Zone | South Orange County | 5 | Monthly System Peak Day | CAISO | 1-in-10 | 2024 | 12 |  |  |  | 88.4667 | 1
| Zone | South Orange County | 5 | Monthly System Peak Day | CAISO | 1-in-10 | 2024 | 13 |  |  |  | 90.0333 | 1
| Zone | South Orange County | 5 | Monthly System Peak Day | CAISO | 1-in-10 | 2024 | 14 |  |  |  | 89.8333 | 1
| Zone | South Orange County | 5 | Monthly System Peak Day | CAISO | 1-in-10 | 2024 | 15 |  |  |  | 92.15 | 1
| Zone | South Orange County | 5 | Monthly System Peak Day | CAISO | 1-in-10 | 2024 | 16 |  |  |  | 92.0167 | 1
| Zone | South Orange County | 5 | Monthly System Peak Day | CAISO | 1-in-10 | 2024 | 17 |  |  |  | 91.8 | 1
| Zone | South Orange County | 5 | Monthly System Peak Day | CAISO | 1-in-10 | 2024 | 18 |  |  |  | 90.4333 | 1
| Zone | South Orange County | 5 | Monthly System Peak Day | CAISO | 1-in-10 | 2024 | 19 |  |  |  | 89.9167 | 1
| Zone | South Orange County | 5 | Monthly System Peak Day | CAISO | 1-in-10 | 2024 | 20 |  |  |  | 87.0333 | 1
| Zone | South Orange County | 5 | Monthly System Peak Day | CAISO | 1-in-10 | 2024 | 21 |  |  |  | 83.1833 | 1
| Zone | South Orange County | 5 | Monthly System Peak Day | CAISO | 1-in-10 | 2024 | 22 |  |  |  | 79.8 | 1
| Zone | South Orange County | 5 | Monthly System Peak Day | CAISO | 1-in-10 | 2024 | 23 |  |  |  | 76.7667 | 1
| Zone | South Orange County | 5 | Monthly System Peak Day | CAISO | 1-in-10 | 2024 | 24 |  |  |  | 73.3367 | 1
| Zone | South Orange County | 6 | Average Weekday | CAISO | 1-in-10 | 2024 | 1 |  |  |  | 64.8305 | 1
| Zone | South Orange County | 6 | Average Weekday | CAISO | 1-in-10 | 2024 | 2 |  |  |  | 64.5677 | 1
| Zone | South Orange County | 6 | Average Weekday | CAISO | 1-in-10 | 2024 | 3 |  |  |  | 64.3736 | 1
| Zone | South Orange County | 6 | Average Weekday | CAISO | 1-in-10 | 2024 | 4 |  |  |  | 64.1311 | 1
| Zone | South Orange County | 6 | Average Weekday | CAISO | 1-in-10 | 2024 | 5 |  |  |  | 63.9809 | 1
| Zone | South Orange County | 6 | Average Weekday | CAISO | 1-in-10 | 2024 | 6 |  |  |  | 63.8758 | 1
| Zone | South Orange County | 6 | Average Weekday | CAISO | 1-in-10 | 2024 | 7 |  |  |  | 63.8143 | 1
| Zone | South Orange County | 6 | Average Weekday | CAISO | 1-in-10 | 2024 | 8 |  |  |  | 64.0327 | 1
| Zone | South Orange County | 6 | Average Weekday | CAISO | 1-in-10 | 2024 | 9 |  |  |  | 64.9331 | 1
| Zone | South Orange County | 6 | Average Weekday | CAISO | 1-in-10 | 2024 | 10 |  |  |  | 66.7504 | 1
| Zone | South Orange County | 6 | Average Weekday | CAISO | 1-in-10 | 2024 | 11 |  |  |  | 69.068 | 1
| Zone | South Orange County | 6 | Average Weekday | CAISO | 1-in-10 | 2024 | 12 |  |  |  | 70.8322 | 1
| Zone | South Orange County | 6 | Average Weekday | CAISO | 1-in-10 | 2024 | 13 |  |  |  | 71.7878 | 1
| Zone | South Orange County | 6 | Average Weekday | CAISO | 1-in-10 | 2024 | 14 |  |  |  | 72.1196 | 1
| Zone | South Orange County | 6 | Average Weekday | CAISO | 1-in-10 | 2024 | 15 |  |  |  | 72.8228 | 1
| Zone | South Orange County | 6 | Average Weekday | CAISO | 1-in-10 | 2024 | 16 |  |  |  | 73.7532 | 1
| Zone | South Orange County | 6 | Average Weekday | CAISO | 1-in-10 | 2024 | 17 |  |  |  | 73.7854 | 1
| Zone | South Orange County | 6 | Average Weekday | CAISO | 1-in-10 | 2024 | 18 |  |  |  | 73.2464 | 1
| Zone | South Orange County | 6 | Average Weekday | CAISO | 1-in-10 | 2024 | 19 |  |  |  | 72.2489 | 1
| Zone | South Orange County | 6 | Average Weekday | CAISO | 1-in-10 | 2024 | 20 |  |  |  | 70.5072 | 1
| Zone | South Orange County | 6 | Average Weekday | CAISO | 1-in-10 | 2024 | 21 |  |  |  | 68.643 | 1
| Zone | South Orange County | 6 | Average Weekday | CAISO | 1-in-10 | 2024 | 22 |  |  |  | 66.6989 | 1
| Zone | South Orange County | 6 | Average Weekday | CAISO | 1-in-10 | 2024 | 23 |  |  |  | 65.7762 | 1
| Zone | South Orange County | 6 | Average Weekday | CAISO | 1-in-10 | 2024 | 24 |  |  |  | 65.3146 | 1
| Zone | South Orange County | 6 | Monthly System Peak Day | CAISO | 1-in-10 | 2024 | 1 |  |  |  | 69.3 | 1
| Zone | South Orange County | 6 | Monthly System Peak Day | CAISO | 1-in-10 | 2024 | 2 |  |  |  | 67.8217 | 1
| Zone | South Orange County | 6 | Monthly System Peak Day | CAISO | 1-in-10 | 2024 | 3 |  |  |  | 67.0917 | 1
| Zone | South Orange County | 6 | Monthly System Peak Day | CAISO | 1-in-10 | 2024 | 4 |  |  |  | 66.85 | 1
| Zone | South Orange County | 6 | Monthly System Peak Day | CAISO | 1-in-10 | 2024 | 5 |  |  |  | 66.105 | 1
| Zone | South Orange County | 6 | Monthly System Peak Day | CAISO | 1-in-10 | 2024 | 6 |  |  |  | 65.4533 | 1
| Zone | South Orange County | 6 | Monthly System Peak Day | CAISO | 1-in-10 | 2024 | 7 |  |  |  | 65.015 | 1
| Zone | South Orange County | 6 | Monthly System Peak Day | CAISO | 1-in-10 | 2024 | 8 |  |  |  | 65.9783 | 1
| Zone | South Orange County | 6 | Monthly System Peak Day | CAISO | 1-in-10 | 2024 | 9 |  |  |  | 69.0117 | 1
| Zone | South Orange County | 6 | Monthly System Peak Day | CAISO | 1-in-10 | 2024 | 10 |  |  |  | 74.415 | 1
| Zone | South Orange County | 6 | Monthly System Peak Day | CAISO | 1-in-10 | 2024 | 11 |  |  |  | 79.79 | 1
| Zone | South Orange County | 6 | Monthly System Peak Day | CAISO | 1-in-10 | 2024 | 12 |  |  |  | 80.5 | 1
| Zone | South Orange County | 6 | Monthly System Peak Day | CAISO | 1-in-10 | 2024 | 13 |  |  |  | 79.8833 | 1
| Zone | South Orange County | 6 | Monthly System Peak Day | CAISO | 1-in-10 | 2024 | 14 |  |  |  | 80.15 | 1
| Zone | South Orange County | 6 | Monthly System Peak Day | CAISO | 1-in-10 | 2024 | 15 |  |  |  | 82.8333 | 1
| Zone | South Orange County | 6 | Monthly System Peak Day | CAISO | 1-in-10 | 2024 | 16 |  |  |  | 87.0833 | 1
| Zone | South Orange County | 6 | Monthly System Peak Day | CAISO | 1-in-10 | 2024 | 17 |  |  |  | 88.95 | 1
| Zone | South Orange County | 6 | Monthly System Peak Day | CAISO | 1-in-10 | 2024 | 18 |  |  |  | 89.45 | 1
| Zone | South Orange County | 6 | Monthly System Peak Day | CAISO | 1-in-10 | 2024 | 19 |  |  |  | 85.5833 | 1
| Zone | South Orange County | 6 | Monthly System Peak Day | CAISO | 1-in-10 | 2024 | 20 |  |  |  | 78.3833 | 1
| Zone | South Orange County | 6 | Monthly System Peak Day | CAISO | 1-in-10 | 2024 | 21 |  |  |  | 74.7167 | 1
| Zone | South Orange County | 6 | Monthly System Peak Day | CAISO | 1-in-10 | 2024 | 22 |  |  |  | 72.1567 | 1
| Zone | South Orange County | 6 | Monthly System Peak Day | CAISO | 1-in-10 | 2024 | 23 |  |  |  | 70.8033 | 1
| Zone | South Orange County | 6 | Monthly System Peak Day | CAISO | 1-in-10 | 2024 | 24 |  |  |  | 69.8083 | 1
| Zone | South Orange County | 7 | Average Weekday | CAISO | 1-in-10 | 2024 | 1 |  |  |  | 69.4461 | 1
| Zone | South Orange County | 7 | Average Weekday | CAISO | 1-in-10 | 2024 | 2 |  |  |  | 69.086 | 1
| Zone | South Orange County | 7 | Average Weekday | CAISO | 1-in-10 | 2024 | 3 |  |  |  | 68.7807 | 1
| Zone | South Orange County | 7 | Average Weekday | CAISO | 1-in-10 | 2024 | 4 |  |  |  | 68.5325 | 1
| Zone | South Orange County | 7 | Average Weekday | CAISO | 1-in-10 | 2024 | 5 |  |  |  | 68.3902 | 1
| Zone | South Orange County | 7 | Average Weekday | CAISO | 1-in-10 | 2024 | 6 |  |  |  | 68.3303 | 1
| Zone | South Orange County | 7 | Average Weekday | CAISO | 1-in-10 | 2024 | 7 |  |  |  | 68.2904 | 1
| Zone | South Orange County | 7 | Average Weekday | CAISO | 1-in-10 | 2024 | 8 |  |  |  | 68.6719 | 1
| Zone | South Orange County | 7 | Average Weekday | CAISO | 1-in-10 | 2024 | 9 |  |  |  | 70.0939 | 1
| Zone | South Orange County | 7 | Average Weekday | CAISO | 1-in-10 | 2024 | 10 |  |  |  | 72.5596 | 1
| Zone | South Orange County | 7 | Average Weekday | CAISO | 1-in-10 | 2024 | 11 |  |  |  | 75.3255 | 1
| Zone | South Orange County | 7 | Average Weekday | CAISO | 1-in-10 | 2024 | 12 |  |  |  | 77.2332 | 1
| Zone | South Orange County | 7 | Average Weekday | CAISO | 1-in-10 | 2024 | 13 |  |  |  | 78.0307 | 1
| Zone | South Orange County | 7 | Average Weekday | CAISO | 1-in-10 | 2024 | 14 |  |  |  | 78.1088 | 1
| Zone | South Orange County | 7 | Average Weekday | CAISO | 1-in-10 | 2024 | 15 |  |  |  | 78.888 | 1
| Zone | South Orange County | 7 | Average Weekday | CAISO | 1-in-10 | 2024 | 16 |  |  |  | 79.4733 | 1
| Zone | South Orange County | 7 | Average Weekday | CAISO | 1-in-10 | 2024 | 17 |  |  |  | 79.575 | 1
| Zone | South Orange County | 7 | Average Weekday | CAISO | 1-in-10 | 2024 | 18 |  |  |  | 79.1003 | 1
| Zone | South Orange County | 7 | Average Weekday | CAISO | 1-in-10 | 2024 | 19 |  |  |  | 78.1803 | 1
| Zone | South Orange County | 7 | Average Weekday | CAISO | 1-in-10 | 2024 | 20 |  |  |  | 76.474 | 1
| Zone | South Orange County | 7 | Average Weekday | CAISO | 1-in-10 | 2024 | 21 |  |  |  | 74.0284 | 1
| Zone | South Orange County | 7 | Average Weekday | CAISO | 1-in-10 | 2024 | 22 |  |  |  | 71.8255 | 1
| Zone | South Orange County | 7 | Average Weekday | CAISO | 1-in-10 | 2024 | 23 |  |  |  | 70.847 | 1
| Zone | South Orange County | 7 | Average Weekday | CAISO | 1-in-10 | 2024 | 24 |  |  |  | 70.1921 | 1
| Zone | South Orange County | 7 | Monthly System Peak Day | CAISO | 1-in-10 | 2024 | 1 |  |  |  | 72.6833 | 1
| Zone | South Orange County | 7 | Monthly System Peak Day | CAISO | 1-in-10 | 2024 | 2 |  |  |  | 72.45 | 1
| Zone | South Orange County | 7 | Monthly System Peak Day | CAISO | 1-in-10 | 2024 | 3 |  |  |  | 72.0833 | 1
| Zone | South Orange County | 7 | Monthly System Peak Day | CAISO | 1-in-10 | 2024 | 4 |  |  |  | 71.6333 | 1
| Zone | South Orange County | 7 | Monthly System Peak Day | CAISO | 1-in-10 | 2024 | 5 |  |  |  | 71.3 | 1
| Zone | South Orange County | 7 | Monthly System Peak Day | CAISO | 1-in-10 | 2024 | 6 |  |  |  | 71.1667 | 1
| Zone | South Orange County | 7 | Monthly System Peak Day | CAISO | 1-in-10 | 2024 | 7 |  |  |  | 71 | 1
| Zone | South Orange County | 7 | Monthly System Peak Day | CAISO | 1-in-10 | 2024 | 8 |  |  |  | 71.0333 | 1
| Zone | South Orange County | 7 | Monthly System Peak Day | CAISO | 1-in-10 | 2024 | 9 |  |  |  | 72.3833 | 1
| Zone | South Orange County | 7 | Monthly System Peak Day | CAISO | 1-in-10 | 2024 | 10 |  |  |  | 74.8167 | 1
| Zone | South Orange County | 7 | Monthly System Peak Day | CAISO | 1-in-10 | 2024 | 11 |  |  |  | 78.0333 | 1
| Zone | South Orange County | 7 | Monthly System Peak Day | CAISO | 1-in-10 | 2024 | 12 |  |  |  | 80.65 | 1
| Zone | South Orange County | 7 | Monthly System Peak Day | CAISO | 1-in-10 | 2024 | 13 |  |  |  | 82.0667 | 1
| Zone | South Orange County | 7 | Monthly System Peak Day | CAISO | 1-in-10 | 2024 | 14 |  |  |  | 82.25 | 1
| Zone | South Orange County | 7 | Monthly System Peak Day | CAISO | 1-in-10 | 2024 | 15 |  |  |  | 82.7167 | 1
| Zone | South Orange County | 7 | Monthly System Peak Day | CAISO | 1-in-10 | 2024 | 16 |  |  |  | 81.7167 | 1
| Zone | South Orange County | 7 | Monthly System Peak Day | CAISO | 1-in-10 | 2024 | 17 |  |  |  | 80.05 | 1
| Zone | South Orange County | 7 | Monthly System Peak Day | CAISO | 1-in-10 | 2024 | 18 |  |  |  | 80.8167 | 1
| Zone | South Orange County | 7 | Monthly System Peak Day | CAISO | 1-in-10 | 2024 | 19 |  |  |  | 79.8333 | 1
| Zone | South Orange County | 7 | Monthly System Peak Day | CAISO | 1-in-10 | 2024 | 20 |  |  |  | 77.7 | 1
| Zone | South Orange County | 7 | Monthly System Peak Day | CAISO | 1-in-10 | 2024 | 21 |  |  |  | 75.5 | 1
| Zone | South Orange County | 7 | Monthly System Peak Day | CAISO | 1-in-10 | 2024 | 22 |  |  |  | 73.0833 | 1
| Zone | South Orange County | 7 | Monthly System Peak Day | CAISO | 1-in-10 | 2024 | 23 |  |  |  | 72.4833 | 1
| Zone | South Orange County | 7 | Monthly System Peak Day | CAISO | 1-in-10 | 2024 | 24 |  |  |  | 72.25 | 1
| Zone | South Orange County | 8 | Average Weekday | CAISO | 1-in-10 | 2024 | 1 |  |  |  | 69.5985 | 1
| Zone | South Orange County | 8 | Average Weekday | CAISO | 1-in-10 | 2024 | 2 |  |  |  | 69.3141 | 1
| Zone | South Orange County | 8 | Average Weekday | CAISO | 1-in-10 | 2024 | 3 |  |  |  | 69.0234 | 1
| Zone | South Orange County | 8 | Average Weekday | CAISO | 1-in-10 | 2024 | 4 |  |  |  | 68.8309 | 1
| Zone | South Orange County | 8 | Average Weekday | CAISO | 1-in-10 | 2024 | 5 |  |  |  | 68.605 | 1
| Zone | South Orange County | 8 | Average Weekday | CAISO | 1-in-10 | 2024 | 6 |  |  |  | 68.457 | 1
| Zone | South Orange County | 8 | Average Weekday | CAISO | 1-in-10 | 2024 | 7 |  |  |  | 68.3726 | 1
| Zone | South Orange County | 8 | Average Weekday | CAISO | 1-in-10 | 2024 | 8 |  |  |  | 68.4341 | 1
| Zone | South Orange County | 8 | Average Weekday | CAISO | 1-in-10 | 2024 | 9 |  |  |  | 69.3385 | 1
| Zone | South Orange County | 8 | Average Weekday | CAISO | 1-in-10 | 2024 | 10 |  |  |  | 71.1052 | 1
| Zone | South Orange County | 8 | Average Weekday | CAISO | 1-in-10 | 2024 | 11 |  |  |  | 73.5361 | 1
| Zone | South Orange County | 8 | Average Weekday | CAISO | 1-in-10 | 2024 | 12 |  |  |  | 75.6692 | 1
| Zone | South Orange County | 8 | Average Weekday | CAISO | 1-in-10 | 2024 | 13 |  |  |  | 76.6918 | 1
| Zone | South Orange County | 8 | Average Weekday | CAISO | 1-in-10 | 2024 | 14 |  |  |  | 77.525 | 1
| Zone | South Orange County | 8 | Average Weekday | CAISO | 1-in-10 | 2024 | 15 |  |  |  | 78.6466 | 1
| Zone | South Orange County | 8 | Average Weekday | CAISO | 1-in-10 | 2024 | 16 |  |  |  | 79.2502 | 1
| Zone | South Orange County | 8 | Average Weekday | CAISO | 1-in-10 | 2024 | 17 |  |  |  | 79.1715 | 1
| Zone | South Orange County | 8 | Average Weekday | CAISO | 1-in-10 | 2024 | 18 |  |  |  | 78.5438 | 1
| Zone | South Orange County | 8 | Average Weekday | CAISO | 1-in-10 | 2024 | 19 |  |  |  | 77.3582 | 1
| Zone | South Orange County | 8 | Average Weekday | CAISO | 1-in-10 | 2024 | 20 |  |  |  | 75.7666 | 1
| Zone | South Orange County | 8 | Average Weekday | CAISO | 1-in-10 | 2024 | 21 |  |  |  | 73.3325 | 1
| Zone | South Orange County | 8 | Average Weekday | CAISO | 1-in-10 | 2024 | 22 |  |  |  | 71.7902 | 1
| Zone | South Orange County | 8 | Average Weekday | CAISO | 1-in-10 | 2024 | 23 |  |  |  | 71.0086 | 1
| Zone | South Orange County | 8 | Average Weekday | CAISO | 1-in-10 | 2024 | 24 |  |  |  | 70.2746 | 1
| Zone | South Orange County | 8 | Monthly System Peak Day | CAISO | 1-in-10 | 2024 | 1 |  |  |  | 70.835 | 1
| Zone | South Orange County | 8 | Monthly System Peak Day | CAISO | 1-in-10 | 2024 | 2 |  |  |  | 70.33 | 1
| Zone | South Orange County | 8 | Monthly System Peak Day | CAISO | 1-in-10 | 2024 | 3 |  |  |  | 70.025 | 1
| Zone | South Orange County | 8 | Monthly System Peak Day | CAISO | 1-in-10 | 2024 | 4 |  |  |  | 69.8267 | 1
| Zone | South Orange County | 8 | Monthly System Peak Day | CAISO | 1-in-10 | 2024 | 5 |  |  |  | 69.4383 | 1
| Zone | South Orange County | 8 | Monthly System Peak Day | CAISO | 1-in-10 | 2024 | 6 |  |  |  | 69.155 | 1
| Zone | South Orange County | 8 | Monthly System Peak Day | CAISO | 1-in-10 | 2024 | 7 |  |  |  | 69.0167 | 1
| Zone | South Orange County | 8 | Monthly System Peak Day | CAISO | 1-in-10 | 2024 | 8 |  |  |  | 69.0817 | 1
| Zone | South Orange County | 8 | Monthly System Peak Day | CAISO | 1-in-10 | 2024 | 9 |  |  |  | 70.035 | 1
| Zone | South Orange County | 8 | Monthly System Peak Day | CAISO | 1-in-10 | 2024 | 10 |  |  |  | 73.155 | 1
| Zone | South Orange County | 8 | Monthly System Peak Day | CAISO | 1-in-10 | 2024 | 11 |  |  |  | 77.7833 | 1
| Zone | South Orange County | 8 | Monthly System Peak Day | CAISO | 1-in-10 | 2024 | 12 |  |  |  | 82 | 1
| Zone | South Orange County | 8 | Monthly System Peak Day | CAISO | 1-in-10 | 2024 | 13 |  |  |  | 82.8333 | 1
| Zone | South Orange County | 8 | Monthly System Peak Day | CAISO | 1-in-10 | 2024 | 14 |  |  |  | 84.7 | 1
| Zone | South Orange County | 8 | Monthly System Peak Day | CAISO | 1-in-10 | 2024 | 15 |  |  |  | 85.1167 | 1
| Zone | South Orange County | 8 | Monthly System Peak Day | CAISO | 1-in-10 | 2024 | 16 |  |  |  | 85.1667 | 1
| Zone | South Orange County | 8 | Monthly System Peak Day | CAISO | 1-in-10 | 2024 | 17 |  |  |  | 85.5833 | 1
| Zone | South Orange County | 8 | Monthly System Peak Day | CAISO | 1-in-10 | 2024 | 18 |  |  |  | 85.5 | 1
| Zone | South Orange County | 8 | Monthly System Peak Day | CAISO | 1-in-10 | 2024 | 19 |  |  |  | 84.35 | 1
| Zone | South Orange County | 8 | Monthly System Peak Day | CAISO | 1-in-10 | 2024 | 20 |  |  |  | 84.25 | 1
| Zone | South Orange County | 8 | Monthly System Peak Day | CAISO | 1-in-10 | 2024 | 21 |  |  |  | 80.0833 | 1
| Zone | South Orange County | 8 | Monthly System Peak Day | CAISO | 1-in-10 | 2024 | 22 |  |  |  | 76.4667 | 1
| Zone | South Orange County | 8 | Monthly System Peak Day | CAISO | 1-in-10 | 2024 | 23 |  |  |  | 75.2 | 1
| Zone | South Orange County | 8 | Monthly System Peak Day | CAISO | 1-in-10 | 2024 | 24 |  |  |  | 73.86 | 1
| Zone | South Orange County | 8 | Typical Event Day | CAISO | 1-in-10 | 2024 | 1 |  |  |  | 72.1671 | 1
| Zone | South Orange County | 8 | Typical Event Day | CAISO | 1-in-10 | 2024 | 2 |  |  |  | 71.3337 | 1
| Zone | South Orange County | 8 | Typical Event Day | CAISO | 1-in-10 | 2024 | 3 |  |  |  | 70.8583 | 1
| Zone | South Orange County | 8 | Typical Event Day | CAISO | 1-in-10 | 2024 | 4 |  |  |  | 70.6608 | 1
| Zone | South Orange County | 8 | Typical Event Day | CAISO | 1-in-10 | 2024 | 5 |  |  |  | 70.3275 | 1
| Zone | South Orange County | 8 | Typical Event Day | CAISO | 1-in-10 | 2024 | 6 |  |  |  | 69.9396 | 1
| Zone | South Orange County | 8 | Typical Event Day | CAISO | 1-in-10 | 2024 | 7 |  |  |  | 69.7663 | 1
| Zone | South Orange County | 8 | Typical Event Day | CAISO | 1-in-10 | 2024 | 8 |  |  |  | 70.1567 | 1
| Zone | South Orange County | 8 | Typical Event Day | CAISO | 1-in-10 | 2024 | 9 |  |  |  | 71.8117 | 1
| Zone | South Orange County | 8 | Typical Event Day | CAISO | 1-in-10 | 2024 | 10 |  |  |  | 75.4342 | 1
| Zone | South Orange County | 8 | Typical Event Day | CAISO | 1-in-10 | 2024 | 11 |  |  |  | 80.0058 | 1
| Zone | South Orange County | 8 | Typical Event Day | CAISO | 1-in-10 | 2024 | 12 |  |  |  | 82.7958 | 1
| Zone | South Orange County | 8 | Typical Event Day | CAISO | 1-in-10 | 2024 | 13 |  |  |  | 83.75 | 1
| Zone | South Orange County | 8 | Typical Event Day | CAISO | 1-in-10 | 2024 | 14 |  |  |  | 84.7333 | 1
| Zone | South Orange County | 8 | Typical Event Day | CAISO | 1-in-10 | 2024 | 15 |  |  |  | 85.65 | 1
| Zone | South Orange County | 8 | Typical Event Day | CAISO | 1-in-10 | 2024 | 16 |  |  |  | 86.425 | 1
| Zone | South Orange County | 8 | Typical Event Day | CAISO | 1-in-10 | 2024 | 17 |  |  |  | 86.4542 | 1
| Zone | South Orange County | 8 | Typical Event Day | CAISO | 1-in-10 | 2024 | 18 |  |  |  | 86.6 | 1
| Zone | South Orange County | 8 | Typical Event Day | CAISO | 1-in-10 | 2024 | 19 |  |  |  | 85.0542 | 1
| Zone | South Orange County | 8 | Typical Event Day | CAISO | 1-in-10 | 2024 | 20 |  |  |  | 82.2833 | 1
| Zone | South Orange County | 8 | Typical Event Day | CAISO | 1-in-10 | 2024 | 21 |  |  |  | 79.0292 | 1
| Zone | South Orange County | 8 | Typical Event Day | CAISO | 1-in-10 | 2024 | 22 |  |  |  | 76.9808 | 1
| Zone | South Orange County | 8 | Typical Event Day | CAISO | 1-in-10 | 2024 | 23 |  |  |  | 75.7592 | 1
| Zone | South Orange County | 8 | Typical Event Day | CAISO | 1-in-10 | 2024 | 24 |  |  |  | 74.4796 | 1
| Zone | South Orange County | 9 | Average Weekday | CAISO | 1-in-10 | 2024 | 1 |  |  |  | 71.7479 | 1
| Zone | South Orange County | 9 | Average Weekday | CAISO | 1-in-10 | 2024 | 2 |  |  |  | 71.1465 | 1
| Zone | South Orange County | 9 | Average Weekday | CAISO | 1-in-10 | 2024 | 3 |  |  |  | 70.6301 | 1
| Zone | South Orange County | 9 | Average Weekday | CAISO | 1-in-10 | 2024 | 4 |  |  |  | 70.1971 | 1
| Zone | South Orange County | 9 | Average Weekday | CAISO | 1-in-10 | 2024 | 5 |  |  |  | 69.8707 | 1
| Zone | South Orange County | 9 | Average Weekday | CAISO | 1-in-10 | 2024 | 6 |  |  |  | 69.5087 | 1
| Zone | South Orange County | 9 | Average Weekday | CAISO | 1-in-10 | 2024 | 7 |  |  |  | 69.2601 | 1
| Zone | South Orange County | 9 | Average Weekday | CAISO | 1-in-10 | 2024 | 8 |  |  |  | 69.177 | 1
| Zone | South Orange County | 9 | Average Weekday | CAISO | 1-in-10 | 2024 | 9 |  |  |  | 70.2802 | 1
| Zone | South Orange County | 9 | Average Weekday | CAISO | 1-in-10 | 2024 | 10 |  |  |  | 72.886 | 1
| Zone | South Orange County | 9 | Average Weekday | CAISO | 1-in-10 | 2024 | 11 |  |  |  | 75.8762 | 1
| Zone | South Orange County | 9 | Average Weekday | CAISO | 1-in-10 | 2024 | 12 |  |  |  | 78.4211 | 1
| Zone | South Orange County | 9 | Average Weekday | CAISO | 1-in-10 | 2024 | 13 |  |  |  | 79.6325 | 1
| Zone | South Orange County | 9 | Average Weekday | CAISO | 1-in-10 | 2024 | 14 |  |  |  | 80.3008 | 1
| Zone | South Orange County | 9 | Average Weekday | CAISO | 1-in-10 | 2024 | 15 |  |  |  | 81.2714 | 1
| Zone | South Orange County | 9 | Average Weekday | CAISO | 1-in-10 | 2024 | 16 |  |  |  | 81.5167 | 1
| Zone | South Orange County | 9 | Average Weekday | CAISO | 1-in-10 | 2024 | 17 |  |  |  | 81.431 | 1
| Zone | South Orange County | 9 | Average Weekday | CAISO | 1-in-10 | 2024 | 18 |  |  |  | 80.6365 | 1
| Zone | South Orange County | 9 | Average Weekday | CAISO | 1-in-10 | 2024 | 19 |  |  |  | 79.223 | 1
| Zone | South Orange County | 9 | Average Weekday | CAISO | 1-in-10 | 2024 | 20 |  |  |  | 77.0676 | 1
| Zone | South Orange County | 9 | Average Weekday | CAISO | 1-in-10 | 2024 | 21 |  |  |  | 74.7656 | 1
| Zone | South Orange County | 9 | Average Weekday | CAISO | 1-in-10 | 2024 | 22 |  |  |  | 73.7906 | 1
| Zone | South Orange County | 9 | Average Weekday | CAISO | 1-in-10 | 2024 | 23 |  |  |  | 72.9166 | 1
| Zone | South Orange County | 9 | Average Weekday | CAISO | 1-in-10 | 2024 | 24 |  |  |  | 72.1378 | 1
| Zone | South Orange County | 9 | Monthly System Peak Day | CAISO | 1-in-10 | 2024 | 1 |  |  |  | 75.85 | 1
| Zone | South Orange County | 9 | Monthly System Peak Day | CAISO | 1-in-10 | 2024 | 2 |  |  |  | 74.7333 | 1
| Zone | South Orange County | 9 | Monthly System Peak Day | CAISO | 1-in-10 | 2024 | 3 |  |  |  | 74.2333 | 1
| Zone | South Orange County | 9 | Monthly System Peak Day | CAISO | 1-in-10 | 2024 | 4 |  |  |  | 74.3333 | 1
| Zone | South Orange County | 9 | Monthly System Peak Day | CAISO | 1-in-10 | 2024 | 5 |  |  |  | 74.4667 | 1
| Zone | South Orange County | 9 | Monthly System Peak Day | CAISO | 1-in-10 | 2024 | 6 |  |  |  | 73.9833 | 1
| Zone | South Orange County | 9 | Monthly System Peak Day | CAISO | 1-in-10 | 2024 | 7 |  |  |  | 74.0333 | 1
| Zone | South Orange County | 9 | Monthly System Peak Day | CAISO | 1-in-10 | 2024 | 8 |  |  |  | 74.5333 | 1
| Zone | South Orange County | 9 | Monthly System Peak Day | CAISO | 1-in-10 | 2024 | 9 |  |  |  | 75.8167 | 1
| Zone | South Orange County | 9 | Monthly System Peak Day | CAISO | 1-in-10 | 2024 | 10 |  |  |  | 79.35 | 1
| Zone | South Orange County | 9 | Monthly System Peak Day | CAISO | 1-in-10 | 2024 | 11 |  |  |  | 84.4167 | 1
| Zone | South Orange County | 9 | Monthly System Peak Day | CAISO | 1-in-10 | 2024 | 12 |  |  |  | 88.0333 | 1
| Zone | South Orange County | 9 | Monthly System Peak Day | CAISO | 1-in-10 | 2024 | 13 |  |  |  | 90.2167 | 1
| Zone | South Orange County | 9 | Monthly System Peak Day | CAISO | 1-in-10 | 2024 | 14 |  |  |  | 91.8333 | 1
| Zone | South Orange County | 9 | Monthly System Peak Day | CAISO | 1-in-10 | 2024 | 15 |  |  |  | 91.9333 | 1
| Zone | South Orange County | 9 | Monthly System Peak Day | CAISO | 1-in-10 | 2024 | 16 |  |  |  | 91.7333 | 1
| Zone | South Orange County | 9 | Monthly System Peak Day | CAISO | 1-in-10 | 2024 | 17 |  |  |  | 91.2333 | 1
| Zone | South Orange County | 9 | Monthly System Peak Day | CAISO | 1-in-10 | 2024 | 18 |  |  |  | 90.6333 | 1
| Zone | South Orange County | 9 | Monthly System Peak Day | CAISO | 1-in-10 | 2024 | 19 |  |  |  | 90.45 | 1
| Zone | South Orange County | 9 | Monthly System Peak Day | CAISO | 1-in-10 | 2024 | 20 |  |  |  | 88.8 | 1
| Zone | South Orange County | 9 | Monthly System Peak Day | CAISO | 1-in-10 | 2024 | 21 |  |  |  | 85.8167 | 1
| Zone | South Orange County | 9 | Monthly System Peak Day | CAISO | 1-in-10 | 2024 | 22 |  |  |  | 86.2167 | 1
| Zone | South Orange County | 9 | Monthly System Peak Day | CAISO | 1-in-10 | 2024 | 23 |  |  |  | 84.55 | 1
| Zone | South Orange County | 9 | Monthly System Peak Day | CAISO | 1-in-10 | 2024 | 24 |  |  |  | 82 | 1
| Zone | South Orange County | 10 | Average Weekday | CAISO | 1-in-10 | 2024 | 1 |  |  |  | 69.118 | 1
| Zone | South Orange County | 10 | Average Weekday | CAISO | 1-in-10 | 2024 | 2 |  |  |  | 68.5352 | 1
| Zone | South Orange County | 10 | Average Weekday | CAISO | 1-in-10 | 2024 | 3 |  |  |  | 67.8411 | 1
| Zone | South Orange County | 10 | Average Weekday | CAISO | 1-in-10 | 2024 | 4 |  |  |  | 67.235 | 1
| Zone | South Orange County | 10 | Average Weekday | CAISO | 1-in-10 | 2024 | 5 |  |  |  | 66.6026 | 1
| Zone | South Orange County | 10 | Average Weekday | CAISO | 1-in-10 | 2024 | 6 |  |  |  | 66.2633 | 1
| Zone | South Orange County | 10 | Average Weekday | CAISO | 1-in-10 | 2024 | 7 |  |  |  | 65.9069 | 1
| Zone | South Orange County | 10 | Average Weekday | CAISO | 1-in-10 | 2024 | 8 |  |  |  | 65.5926 | 1
| Zone | South Orange County | 10 | Average Weekday | CAISO | 1-in-10 | 2024 | 9 |  |  |  | 65.9445 | 1
| Zone | South Orange County | 10 | Average Weekday | CAISO | 1-in-10 | 2024 | 10 |  |  |  | 68.4825 | 1
| Zone | South Orange County | 10 | Average Weekday | CAISO | 1-in-10 | 2024 | 11 |  |  |  | 71.8683 | 1
| Zone | South Orange County | 10 | Average Weekday | CAISO | 1-in-10 | 2024 | 12 |  |  |  | 74.8892 | 1
| Zone | South Orange County | 10 | Average Weekday | CAISO | 1-in-10 | 2024 | 13 |  |  |  | 77.3307 | 1
| Zone | South Orange County | 10 | Average Weekday | CAISO | 1-in-10 | 2024 | 14 |  |  |  | 78.5737 | 1
| Zone | South Orange County | 10 | Average Weekday | CAISO | 1-in-10 | 2024 | 15 |  |  |  | 79.2328 | 1
| Zone | South Orange County | 10 | Average Weekday | CAISO | 1-in-10 | 2024 | 16 |  |  |  | 79.1279 | 1
| Zone | South Orange County | 10 | Average Weekday | CAISO | 1-in-10 | 2024 | 17 |  |  |  | 78.8701 | 1
| Zone | South Orange County | 10 | Average Weekday | CAISO | 1-in-10 | 2024 | 18 |  |  |  | 78.3056 | 1
| Zone | South Orange County | 10 | Average Weekday | CAISO | 1-in-10 | 2024 | 19 |  |  |  | 76.8335 | 1
| Zone | South Orange County | 10 | Average Weekday | CAISO | 1-in-10 | 2024 | 20 |  |  |  | 74.2791 | 1
| Zone | South Orange County | 10 | Average Weekday | CAISO | 1-in-10 | 2024 | 21 |  |  |  | 72.6954 | 1
| Zone | South Orange County | 10 | Average Weekday | CAISO | 1-in-10 | 2024 | 22 |  |  |  | 71.6686 | 1
| Zone | South Orange County | 10 | Average Weekday | CAISO | 1-in-10 | 2024 | 23 |  |  |  | 70.7785 | 1
| Zone | South Orange County | 10 | Average Weekday | CAISO | 1-in-10 | 2024 | 24 |  |  |  | 69.9095 | 1
| Zone | South Orange County | 10 | Monthly System Peak Day | CAISO | 1-in-10 | 2024 | 1 |  |  |  | 75 | 1
| Zone | South Orange County | 10 | Monthly System Peak Day | CAISO | 1-in-10 | 2024 | 2 |  |  |  | 74.5633 | 1
| Zone | South Orange County | 10 | Monthly System Peak Day | CAISO | 1-in-10 | 2024 | 3 |  |  |  | 73.8333 | 1
| Zone | South Orange County | 10 | Monthly System Peak Day | CAISO | 1-in-10 | 2024 | 4 |  |  |  | 73.5633 | 1
| Zone | South Orange County | 10 | Monthly System Peak Day | CAISO | 1-in-10 | 2024 | 5 |  |  |  | 73.6483 | 1
| Zone | South Orange County | 10 | Monthly System Peak Day | CAISO | 1-in-10 | 2024 | 6 |  |  |  | 73.495 | 1
| Zone | South Orange County | 10 | Monthly System Peak Day | CAISO | 1-in-10 | 2024 | 7 |  |  |  | 73.0483 | 1
| Zone | South Orange County | 10 | Monthly System Peak Day | CAISO | 1-in-10 | 2024 | 8 |  |  |  | 72.8967 | 1
| Zone | South Orange County | 10 | Monthly System Peak Day | CAISO | 1-in-10 | 2024 | 9 |  |  |  | 73.5133 | 1
| Zone | South Orange County | 10 | Monthly System Peak Day | CAISO | 1-in-10 | 2024 | 10 |  |  |  | 76.9 | 1
| Zone | South Orange County | 10 | Monthly System Peak Day | CAISO | 1-in-10 | 2024 | 11 |  |  |  | 80.4167 | 1
| Zone | South Orange County | 10 | Monthly System Peak Day | CAISO | 1-in-10 | 2024 | 12 |  |  |  | 82.8167 | 1
| Zone | South Orange County | 10 | Monthly System Peak Day | CAISO | 1-in-10 | 2024 | 13 |  |  |  | 83.8 | 1
| Zone | South Orange County | 10 | Monthly System Peak Day | CAISO | 1-in-10 | 2024 | 14 |  |  |  | 83.8333 | 1
| Zone | South Orange County | 10 | Monthly System Peak Day | CAISO | 1-in-10 | 2024 | 15 |  |  |  | 84.0667 | 1
| Zone | South Orange County | 10 | Monthly System Peak Day | CAISO | 1-in-10 | 2024 | 16 |  |  |  | 83.9167 | 1
| Zone | South Orange County | 10 | Monthly System Peak Day | CAISO | 1-in-10 | 2024 | 17 |  |  |  | 82.9167 | 1
| Zone | South Orange County | 10 | Monthly System Peak Day | CAISO | 1-in-10 | 2024 | 18 |  |  |  | 81.4667 | 1
| Zone | South Orange County | 10 | Monthly System Peak Day | CAISO | 1-in-10 | 2024 | 19 |  |  |  | 79.8667 | 1
| Zone | South Orange County | 10 | Monthly System Peak Day | CAISO | 1-in-10 | 2024 | 20 |  |  |  | 77.6667 | 1
| Zone | South Orange County | 10 | Monthly System Peak Day | CAISO | 1-in-10 | 2024 | 21 |  |  |  | 75.6667 | 1
| Zone | South Orange County | 10 | Monthly System Peak Day | CAISO | 1-in-10 | 2024 | 22 |  |  |  | 74.2167 | 1
| Zone | South Orange County | 10 | Monthly System Peak Day | CAISO | 1-in-10 | 2024 | 23 |  |  |  | 73.4133 | 1
| Zone | South Orange County | 10 | Monthly System Peak Day | CAISO | 1-in-10 | 2024 | 24 |  |  |  | 73.0933 | 1
| Zone | South Orange County | 11 | Average Weekday | CAISO | 1-in-10 | 2024 | 1 |  |  |  | 58.9397 | 1
| Zone | South Orange County | 11 | Average Weekday | CAISO | 1-in-10 | 2024 | 2 |  |  |  | 57.9461 | 1
| Zone | South Orange County | 11 | Average Weekday | CAISO | 1-in-10 | 2024 | 3 |  |  |  | 56.9995 | 1
| Zone | South Orange County | 11 | Average Weekday | CAISO | 1-in-10 | 2024 | 4 |  |  |  | 56.0916 | 1
| Zone | South Orange County | 11 | Average Weekday | CAISO | 1-in-10 | 2024 | 5 |  |  |  | 55.3154 | 1
| Zone | South Orange County | 11 | Average Weekday | CAISO | 1-in-10 | 2024 | 6 |  |  |  | 54.6663 | 1
| Zone | South Orange County | 11 | Average Weekday | CAISO | 1-in-10 | 2024 | 7 |  |  |  | 54.3493 | 1
| Zone | South Orange County | 11 | Average Weekday | CAISO | 1-in-10 | 2024 | 8 |  |  |  | 54.1698 | 1
| Zone | South Orange County | 11 | Average Weekday | CAISO | 1-in-10 | 2024 | 9 |  |  |  | 55.668 | 1
| Zone | South Orange County | 11 | Average Weekday | CAISO | 1-in-10 | 2024 | 10 |  |  |  | 59.6793 | 1
| Zone | South Orange County | 11 | Average Weekday | CAISO | 1-in-10 | 2024 | 11 |  |  |  | 64.0458 | 1
| Zone | South Orange County | 11 | Average Weekday | CAISO | 1-in-10 | 2024 | 12 |  |  |  | 67.5321 | 1
| Zone | South Orange County | 11 | Average Weekday | CAISO | 1-in-10 | 2024 | 13 |  |  |  | 69.9497 | 1
| Zone | South Orange County | 11 | Average Weekday | CAISO | 1-in-10 | 2024 | 14 |  |  |  | 71.1228 | 1
| Zone | South Orange County | 11 | Average Weekday | CAISO | 1-in-10 | 2024 | 15 |  |  |  | 71.3371 | 1
| Zone | South Orange County | 11 | Average Weekday | CAISO | 1-in-10 | 2024 | 16 |  |  |  | 71.0195 | 1
| Zone | South Orange County | 11 | Average Weekday | CAISO | 1-in-10 | 2024 | 17 |  |  |  | 70.1644 | 1
| Zone | South Orange County | 11 | Average Weekday | CAISO | 1-in-10 | 2024 | 18 |  |  |  | 68.4656 | 1
| Zone | South Orange County | 11 | Average Weekday | CAISO | 1-in-10 | 2024 | 19 |  |  |  | 66.4926 | 1
| Zone | South Orange County | 11 | Average Weekday | CAISO | 1-in-10 | 2024 | 20 |  |  |  | 64.7972 | 1
| Zone | South Orange County | 11 | Average Weekday | CAISO | 1-in-10 | 2024 | 21 |  |  |  | 63.4676 | 1
| Zone | South Orange County | 11 | Average Weekday | CAISO | 1-in-10 | 2024 | 22 |  |  |  | 62.0872 | 1
| Zone | South Orange County | 11 | Average Weekday | CAISO | 1-in-10 | 2024 | 23 |  |  |  | 60.8519 | 1
| Zone | South Orange County | 11 | Average Weekday | CAISO | 1-in-10 | 2024 | 24 |  |  |  | 59.7972 | 1
| Zone | South Orange County | 11 | Monthly System Peak Day | CAISO | 1-in-10 | 2024 | 1 |  |  |  | 69.45 | 1
| Zone | South Orange County | 11 | Monthly System Peak Day | CAISO | 1-in-10 | 2024 | 2 |  |  |  | 68.3317 | 1
| Zone | South Orange County | 11 | Monthly System Peak Day | CAISO | 1-in-10 | 2024 | 3 |  |  |  | 67.435 | 1
| Zone | South Orange County | 11 | Monthly System Peak Day | CAISO | 1-in-10 | 2024 | 4 |  |  |  | 66.2533 | 1
| Zone | South Orange County | 11 | Monthly System Peak Day | CAISO | 1-in-10 | 2024 | 5 |  |  |  | 65.7983 | 1
| Zone | South Orange County | 11 | Monthly System Peak Day | CAISO | 1-in-10 | 2024 | 6 |  |  |  | 64.7267 | 1
| Zone | South Orange County | 11 | Monthly System Peak Day | CAISO | 1-in-10 | 2024 | 7 |  |  |  | 64.8883 | 1
| Zone | South Orange County | 11 | Monthly System Peak Day | CAISO | 1-in-10 | 2024 | 8 |  |  |  | 65.895 | 1
| Zone | South Orange County | 11 | Monthly System Peak Day | CAISO | 1-in-10 | 2024 | 9 |  |  |  | 68.315 | 1
| Zone | South Orange County | 11 | Monthly System Peak Day | CAISO | 1-in-10 | 2024 | 10 |  |  |  | 72.92 | 1
| Zone | South Orange County | 11 | Monthly System Peak Day | CAISO | 1-in-10 | 2024 | 11 |  |  |  | 80.5 | 1
| Zone | South Orange County | 11 | Monthly System Peak Day | CAISO | 1-in-10 | 2024 | 12 |  |  |  | 86.7 | 1
| Zone | South Orange County | 11 | Monthly System Peak Day | CAISO | 1-in-10 | 2024 | 13 |  |  |  | 90.5667 | 1
| Zone | South Orange County | 11 | Monthly System Peak Day | CAISO | 1-in-10 | 2024 | 14 |  |  |  | 92.2667 | 1
| Zone | South Orange County | 11 | Monthly System Peak Day | CAISO | 1-in-10 | 2024 | 15 |  |  |  | 92.5667 | 1
| Zone | South Orange County | 11 | Monthly System Peak Day | CAISO | 1-in-10 | 2024 | 16 |  |  |  | 91.8333 | 1
| Zone | South Orange County | 11 | Monthly System Peak Day | CAISO | 1-in-10 | 2024 | 17 |  |  |  | 90.8333 | 1
| Zone | South Orange County | 11 | Monthly System Peak Day | CAISO | 1-in-10 | 2024 | 18 |  |  |  | 89.0667 | 1
| Zone | South Orange County | 11 | Monthly System Peak Day | CAISO | 1-in-10 | 2024 | 19 |  |  |  | 86.4833 | 1
| Zone | South Orange County | 11 | Monthly System Peak Day | CAISO | 1-in-10 | 2024 | 20 |  |  |  | 82 | 1
| Zone | South Orange County | 11 | Monthly System Peak Day | CAISO | 1-in-10 | 2024 | 21 |  |  |  | 79.2 | 1
| Zone | South Orange County | 11 | Monthly System Peak Day | CAISO | 1-in-10 | 2024 | 22 |  |  |  | 77.1 | 1
| Zone | South Orange County | 11 | Monthly System Peak Day | CAISO | 1-in-10 | 2024 | 23 |  |  |  | 74.8 | 1
| Zone | South Orange County | 11 | Monthly System Peak Day | CAISO | 1-in-10 | 2024 | 24 |  |  |  | 72.7667 | 1
| Zone | South Orange County | 12 | Average Weekday | CAISO | 1-in-10 | 2024 | 1 |  |  |  | 54.5111 | 1
| Zone | South Orange County | 12 | Average Weekday | CAISO | 1-in-10 | 2024 | 2 |  |  |  | 53.803 | 1
| Zone | South Orange County | 12 | Average Weekday | CAISO | 1-in-10 | 2024 | 3 |  |  |  | 53.0888 | 1
| Zone | South Orange County | 12 | Average Weekday | CAISO | 1-in-10 | 2024 | 4 |  |  |  | 52.4773 | 1
| Zone | South Orange County | 12 | Average Weekday | CAISO | 1-in-10 | 2024 | 5 |  |  |  | 51.8108 | 1
| Zone | South Orange County | 12 | Average Weekday | CAISO | 1-in-10 | 2024 | 6 |  |  |  | 51.2045 | 1
| Zone | South Orange County | 12 | Average Weekday | CAISO | 1-in-10 | 2024 | 7 |  |  |  | 50.8817 | 1
| Zone | South Orange County | 12 | Average Weekday | CAISO | 1-in-10 | 2024 | 8 |  |  |  | 50.913 | 1
| Zone | South Orange County | 12 | Average Weekday | CAISO | 1-in-10 | 2024 | 9 |  |  |  | 51.8998 | 1
| Zone | South Orange County | 12 | Average Weekday | CAISO | 1-in-10 | 2024 | 10 |  |  |  | 54.5417 | 1
| Zone | South Orange County | 12 | Average Weekday | CAISO | 1-in-10 | 2024 | 11 |  |  |  | 58.0038 | 1
| Zone | South Orange County | 12 | Average Weekday | CAISO | 1-in-10 | 2024 | 12 |  |  |  | 61.1044 | 1
| Zone | South Orange County | 12 | Average Weekday | CAISO | 1-in-10 | 2024 | 13 |  |  |  | 63.3377 | 1
| Zone | South Orange County | 12 | Average Weekday | CAISO | 1-in-10 | 2024 | 14 |  |  |  | 64.7409 | 1
| Zone | South Orange County | 12 | Average Weekday | CAISO | 1-in-10 | 2024 | 15 |  |  |  | 64.9516 | 1
| Zone | South Orange County | 12 | Average Weekday | CAISO | 1-in-10 | 2024 | 16 |  |  |  | 64.7126 | 1
| Zone | South Orange County | 12 | Average Weekday | CAISO | 1-in-10 | 2024 | 17 |  |  |  | 63.7061 | 1
| Zone | South Orange County | 12 | Average Weekday | CAISO | 1-in-10 | 2024 | 18 |  |  |  | 61.9373 | 1
| Zone | South Orange County | 12 | Average Weekday | CAISO | 1-in-10 | 2024 | 19 |  |  |  | 60.4372 | 1
| Zone | South Orange County | 12 | Average Weekday | CAISO | 1-in-10 | 2024 | 20 |  |  |  | 59.4795 | 1
| Zone | South Orange County | 12 | Average Weekday | CAISO | 1-in-10 | 2024 | 21 |  |  |  | 58.3909 | 1
| Zone | South Orange County | 12 | Average Weekday | CAISO | 1-in-10 | 2024 | 22 |  |  |  | 57.3438 | 1
| Zone | South Orange County | 12 | Average Weekday | CAISO | 1-in-10 | 2024 | 23 |  |  |  | 56.4152 | 1
| Zone | South Orange County | 12 | Average Weekday | CAISO | 1-in-10 | 2024 | 24 |  |  |  | 55.5105 | 1
| Zone | South Orange County | 12 | Monthly System Peak Day | CAISO | 1-in-10 | 2024 | 1 |  |  |  | 45.5983 | 1
| Zone | South Orange County | 12 | Monthly System Peak Day | CAISO | 1-in-10 | 2024 | 2 |  |  |  | 44.0583 | 1
| Zone | South Orange County | 12 | Monthly System Peak Day | CAISO | 1-in-10 | 2024 | 3 |  |  |  | 42.7283 | 1
| Zone | South Orange County | 12 | Monthly System Peak Day | CAISO | 1-in-10 | 2024 | 4 |  |  |  | 41.4067 | 1
| Zone | South Orange County | 12 | Monthly System Peak Day | CAISO | 1-in-10 | 2024 | 5 |  |  |  | 40.1833 | 1
| Zone | South Orange County | 12 | Monthly System Peak Day | CAISO | 1-in-10 | 2024 | 6 |  |  |  | 39.455 | 1
| Zone | South Orange County | 12 | Monthly System Peak Day | CAISO | 1-in-10 | 2024 | 7 |  |  |  | 39.4983 | 1
| Zone | South Orange County | 12 | Monthly System Peak Day | CAISO | 1-in-10 | 2024 | 8 |  |  |  | 40 | 1
| Zone | South Orange County | 12 | Monthly System Peak Day | CAISO | 1-in-10 | 2024 | 9 |  |  |  | 41.15 | 1
| Zone | South Orange County | 12 | Monthly System Peak Day | CAISO | 1-in-10 | 2024 | 10 |  |  |  | 45.9567 | 1
| Zone | South Orange County | 12 | Monthly System Peak Day | CAISO | 1-in-10 | 2024 | 11 |  |  |  | 51.4333 | 1
| Zone | South Orange County | 12 | Monthly System Peak Day | CAISO | 1-in-10 | 2024 | 12 |  |  |  | 53.555 | 1
| Zone | South Orange County | 12 | Monthly System Peak Day | CAISO | 1-in-10 | 2024 | 13 |  |  |  | 54.46 | 1
| Zone | South Orange County | 12 | Monthly System Peak Day | CAISO | 1-in-10 | 2024 | 14 |  |  |  | 55.6267 | 1
| Zone | South Orange County | 12 | Monthly System Peak Day | CAISO | 1-in-10 | 2024 | 15 |  |  |  | 56.4667 | 1
| Zone | South Orange County | 12 | Monthly System Peak Day | CAISO | 1-in-10 | 2024 | 16 |  |  |  | 56.5783 | 1
| Zone | South Orange County | 12 | Monthly System Peak Day | CAISO | 1-in-10 | 2024 | 17 |  |  |  | 55.9683 | 1
| Zone | South Orange County | 12 | Monthly System Peak Day | CAISO | 1-in-10 | 2024 | 18 |  |  |  | 54.3267 | 1
| Zone | South Orange County | 12 | Monthly System Peak Day | CAISO | 1-in-10 | 2024 | 19 |  |  |  | 52.8067 | 1
| Zone | South Orange County | 12 | Monthly System Peak Day | CAISO | 1-in-10 | 2024 | 20 |  |  |  | 51.9067 | 1
| Zone | South Orange County | 12 | Monthly System Peak Day | CAISO | 1-in-10 | 2024 | 21 |  |  |  | 50.095 | 1
| Zone | South Orange County | 12 | Monthly System Peak Day | CAISO | 1-in-10 | 2024 | 22 |  |  |  | 48.8883 | 1
| Zone | South Orange County | 12 | Monthly System Peak Day | CAISO | 1-in-10 | 2024 | 23 |  |  |  | 48.9217 | 1
| Zone | South Orange County | 12 | Monthly System Peak Day | CAISO | 1-in-10 | 2024 | 24 |  |  |  | 48.4717 | 1
| Zone | South Orange County | 1 | Average Weekday | CAISO | 1-in-10 | 2025 | 1 |  |  |  | 52.18 | 1
| Zone | South Orange County | 1 | Average Weekday | CAISO | 1-in-10 | 2025 | 2 |  |  |  | 51.3559 | 1
| Zone | South Orange County | 1 | Average Weekday | CAISO | 1-in-10 | 2025 | 3 |  |  |  | 50.5879 | 1
| Zone | South Orange County | 1 | Average Weekday | CAISO | 1-in-10 | 2025 | 4 |  |  |  | 49.7468 | 1
| Zone | South Orange County | 1 | Average Weekday | CAISO | 1-in-10 | 2025 | 5 |  |  |  | 48.9691 | 1
| Zone | South Orange County | 1 | Average Weekday | CAISO | 1-in-10 | 2025 | 6 |  |  |  | 48.4568 | 1
| Zone | South Orange County | 1 | Average Weekday | CAISO | 1-in-10 | 2025 | 7 |  |  |  | 48.0644 | 1
| Zone | South Orange County | 1 | Average Weekday | CAISO | 1-in-10 | 2025 | 8 |  |  |  | 48.0706 | 1
| Zone | South Orange County | 1 | Average Weekday | CAISO | 1-in-10 | 2025 | 9 |  |  |  | 48.8383 | 1
| Zone | South Orange County | 1 | Average Weekday | CAISO | 1-in-10 | 2025 | 10 |  |  |  | 51.6117 | 1
| Zone | South Orange County | 1 | Average Weekday | CAISO | 1-in-10 | 2025 | 11 |  |  |  | 55.2199 | 1
| Zone | South Orange County | 1 | Average Weekday | CAISO | 1-in-10 | 2025 | 12 |  |  |  | 58.4718 | 1
| Zone | South Orange County | 1 | Average Weekday | CAISO | 1-in-10 | 2025 | 13 |  |  |  | 60.3987 | 1
| Zone | South Orange County | 1 | Average Weekday | CAISO | 1-in-10 | 2025 | 14 |  |  |  | 61.7776 | 1
| Zone | South Orange County | 1 | Average Weekday | CAISO | 1-in-10 | 2025 | 15 |  |  |  | 62.4536 | 1
| Zone | South Orange County | 1 | Average Weekday | CAISO | 1-in-10 | 2025 | 16 |  |  |  | 62.3352 | 1
| Zone | South Orange County | 1 | Average Weekday | CAISO | 1-in-10 | 2025 | 17 |  |  |  | 61.5598 | 1
| Zone | South Orange County | 1 | Average Weekday | CAISO | 1-in-10 | 2025 | 18 |  |  |  | 60.0373 | 1
| Zone | South Orange County | 1 | Average Weekday | CAISO | 1-in-10 | 2025 | 19 |  |  |  | 58.1541 | 1
| Zone | South Orange County | 1 | Average Weekday | CAISO | 1-in-10 | 2025 | 20 |  |  |  | 56.898 | 1
| Zone | South Orange County | 1 | Average Weekday | CAISO | 1-in-10 | 2025 | 21 |  |  |  | 55.8955 | 1
| Zone | South Orange County | 1 | Average Weekday | CAISO | 1-in-10 | 2025 | 22 |  |  |  | 54.9898 | 1
| Zone | South Orange County | 1 | Average Weekday | CAISO | 1-in-10 | 2025 | 23 |  |  |  | 53.956 | 1
| Zone | South Orange County | 1 | Average Weekday | CAISO | 1-in-10 | 2025 | 24 |  |  |  | 53.0008 | 1
| Zone | South Orange County | 1 | Monthly System Peak Day | CAISO | 1-in-10 | 2025 | 1 |  |  |  | 50.4933 | 1
| Zone | South Orange County | 1 | Monthly System Peak Day | CAISO | 1-in-10 | 2025 | 2 |  |  |  | 49.7233 | 1
| Zone | South Orange County | 1 | Monthly System Peak Day | CAISO | 1-in-10 | 2025 | 3 |  |  |  | 49.9217 | 1
| Zone | South Orange County | 1 | Monthly System Peak Day | CAISO | 1-in-10 | 2025 | 4 |  |  |  | 49.39 | 1
| Zone | South Orange County | 1 | Monthly System Peak Day | CAISO | 1-in-10 | 2025 | 5 |  |  |  | 48.7683 | 1
| Zone | South Orange County | 1 | Monthly System Peak Day | CAISO | 1-in-10 | 2025 | 6 |  |  |  | 48.5117 | 1
| Zone | South Orange County | 1 | Monthly System Peak Day | CAISO | 1-in-10 | 2025 | 7 |  |  |  | 48.0933 | 1
| Zone | South Orange County | 1 | Monthly System Peak Day | CAISO | 1-in-10 | 2025 | 8 |  |  |  | 47.0633 | 1
| Zone | South Orange County | 1 | Monthly System Peak Day | CAISO | 1-in-10 | 2025 | 9 |  |  |  | 46.8917 | 1
| Zone | South Orange County | 1 | Monthly System Peak Day | CAISO | 1-in-10 | 2025 | 10 |  |  |  | 48.225 | 1
| Zone | South Orange County | 1 | Monthly System Peak Day | CAISO | 1-in-10 | 2025 | 11 |  |  |  | 48.75 | 1
| Zone | South Orange County | 1 | Monthly System Peak Day | CAISO | 1-in-10 | 2025 | 12 |  |  |  | 51.1533 | 1
| Zone | South Orange County | 1 | Monthly System Peak Day | CAISO | 1-in-10 | 2025 | 13 |  |  |  | 52.825 | 1
| Zone | South Orange County | 1 | Monthly System Peak Day | CAISO | 1-in-10 | 2025 | 14 |  |  |  | 52.8767 | 1
| Zone | South Orange County | 1 | Monthly System Peak Day | CAISO | 1-in-10 | 2025 | 15 |  |  |  | 53.77 | 1
| Zone | South Orange County | 1 | Monthly System Peak Day | CAISO | 1-in-10 | 2025 | 16 |  |  |  | 53.9133 | 1
| Zone | South Orange County | 1 | Monthly System Peak Day | CAISO | 1-in-10 | 2025 | 17 |  |  |  | 53.655 | 1
| Zone | South Orange County | 1 | Monthly System Peak Day | CAISO | 1-in-10 | 2025 | 18 |  |  |  | 52.6633 | 1
| Zone | South Orange County | 1 | Monthly System Peak Day | CAISO | 1-in-10 | 2025 | 19 |  |  |  | 51.0767 | 1
| Zone | South Orange County | 1 | Monthly System Peak Day | CAISO | 1-in-10 | 2025 | 20 |  |  |  | 50.53 | 1
| Zone | South Orange County | 1 | Monthly System Peak Day | CAISO | 1-in-10 | 2025 | 21 |  |  |  | 50.11 | 1
| Zone | South Orange County | 1 | Monthly System Peak Day | CAISO | 1-in-10 | 2025 | 22 |  |  |  | 49.7583 | 1
| Zone | South Orange County | 1 | Monthly System Peak Day | CAISO | 1-in-10 | 2025 | 23 |  |  |  | 48.78 | 1
| Zone | South Orange County | 1 | Monthly System Peak Day | CAISO | 1-in-10 | 2025 | 24 |  |  |  | 46.86 | 1
| Zone | South Orange County | 2 | Average Weekday | CAISO | 1-in-10 | 2025 | 1 |  |  |  | 51.8979 | 1
| Zone | South Orange County | 2 | Average Weekday | CAISO | 1-in-10 | 2025 | 2 |  |  |  | 51.0911 | 1
| Zone | South Orange County | 2 | Average Weekday | CAISO | 1-in-10 | 2025 | 3 |  |  |  | 50.3206 | 1
| Zone | South Orange County | 2 | Average Weekday | CAISO | 1-in-10 | 2025 | 4 |  |  |  | 49.5876 | 1
| Zone | South Orange County | 2 | Average Weekday | CAISO | 1-in-10 | 2025 | 5 |  |  |  | 48.856 | 1
| Zone | South Orange County | 2 | Average Weekday | CAISO | 1-in-10 | 2025 | 6 |  |  |  | 48.3118 | 1
| Zone | South Orange County | 2 | Average Weekday | CAISO | 1-in-10 | 2025 | 7 |  |  |  | 48.1363 | 1
| Zone | South Orange County | 2 | Average Weekday | CAISO | 1-in-10 | 2025 | 8 |  |  |  | 48.2131 | 1
| Zone | South Orange County | 2 | Average Weekday | CAISO | 1-in-10 | 2025 | 9 |  |  |  | 49.7696 | 1
| Zone | South Orange County | 2 | Average Weekday | CAISO | 1-in-10 | 2025 | 10 |  |  |  | 53.4056 | 1
| Zone | South Orange County | 2 | Average Weekday | CAISO | 1-in-10 | 2025 | 11 |  |  |  | 56.7418 | 1
| Zone | South Orange County | 2 | Average Weekday | CAISO | 1-in-10 | 2025 | 12 |  |  |  | 59.1099 | 1
| Zone | South Orange County | 2 | Average Weekday | CAISO | 1-in-10 | 2025 | 13 |  |  |  | 60.5477 | 1
| Zone | South Orange County | 2 | Average Weekday | CAISO | 1-in-10 | 2025 | 14 |  |  |  | 61.8217 | 1
| Zone | South Orange County | 2 | Average Weekday | CAISO | 1-in-10 | 2025 | 15 |  |  |  | 62.1023 | 1
| Zone | South Orange County | 2 | Average Weekday | CAISO | 1-in-10 | 2025 | 16 |  |  |  | 61.9606 | 1
| Zone | South Orange County | 2 | Average Weekday | CAISO | 1-in-10 | 2025 | 17 |  |  |  | 61.41 | 1
| Zone | South Orange County | 2 | Average Weekday | CAISO | 1-in-10 | 2025 | 18 |  |  |  | 60.2222 | 1
| Zone | South Orange County | 2 | Average Weekday | CAISO | 1-in-10 | 2025 | 19 |  |  |  | 58.3882 | 1
| Zone | South Orange County | 2 | Average Weekday | CAISO | 1-in-10 | 2025 | 20 |  |  |  | 57.0211 | 1
| Zone | South Orange County | 2 | Average Weekday | CAISO | 1-in-10 | 2025 | 21 |  |  |  | 55.9466 | 1
| Zone | South Orange County | 2 | Average Weekday | CAISO | 1-in-10 | 2025 | 22 |  |  |  | 55.0275 | 1
| Zone | South Orange County | 2 | Average Weekday | CAISO | 1-in-10 | 2025 | 23 |  |  |  | 54.1222 | 1
| Zone | South Orange County | 2 | Average Weekday | CAISO | 1-in-10 | 2025 | 24 |  |  |  | 53.2494 | 1
| Zone | South Orange County | 2 | Monthly System Peak Day | CAISO | 1-in-10 | 2025 | 1 |  |  |  | 52.945 | 1
| Zone | South Orange County | 2 | Monthly System Peak Day | CAISO | 1-in-10 | 2025 | 2 |  |  |  | 52.8633 | 1
| Zone | South Orange County | 2 | Monthly System Peak Day | CAISO | 1-in-10 | 2025 | 3 |  |  |  | 52.7767 | 1
| Zone | South Orange County | 2 | Monthly System Peak Day | CAISO | 1-in-10 | 2025 | 4 |  |  |  | 51.915 | 1
| Zone | South Orange County | 2 | Monthly System Peak Day | CAISO | 1-in-10 | 2025 | 5 |  |  |  | 51.09 | 1
| Zone | South Orange County | 2 | Monthly System Peak Day | CAISO | 1-in-10 | 2025 | 6 |  |  |  | 50.0733 | 1
| Zone | South Orange County | 2 | Monthly System Peak Day | CAISO | 1-in-10 | 2025 | 7 |  |  |  | 49.7333 | 1
| Zone | South Orange County | 2 | Monthly System Peak Day | CAISO | 1-in-10 | 2025 | 8 |  |  |  | 49.6567 | 1
| Zone | South Orange County | 2 | Monthly System Peak Day | CAISO | 1-in-10 | 2025 | 9 |  |  |  | 50.3817 | 1
| Zone | South Orange County | 2 | Monthly System Peak Day | CAISO | 1-in-10 | 2025 | 10 |  |  |  | 51.6267 | 1
| Zone | South Orange County | 2 | Monthly System Peak Day | CAISO | 1-in-10 | 2025 | 11 |  |  |  | 52.2633 | 1
| Zone | South Orange County | 2 | Monthly System Peak Day | CAISO | 1-in-10 | 2025 | 12 |  |  |  | 53.465 | 1
| Zone | South Orange County | 2 | Monthly System Peak Day | CAISO | 1-in-10 | 2025 | 13 |  |  |  | 54.3117 | 1
| Zone | South Orange County | 2 | Monthly System Peak Day | CAISO | 1-in-10 | 2025 | 14 |  |  |  | 55.49 | 1
| Zone | South Orange County | 2 | Monthly System Peak Day | CAISO | 1-in-10 | 2025 | 15 |  |  |  | 56.2783 | 1
| Zone | South Orange County | 2 | Monthly System Peak Day | CAISO | 1-in-10 | 2025 | 16 |  |  |  | 57.2867 | 1
| Zone | South Orange County | 2 | Monthly System Peak Day | CAISO | 1-in-10 | 2025 | 17 |  |  |  | 58.5583 | 1
| Zone | South Orange County | 2 | Monthly System Peak Day | CAISO | 1-in-10 | 2025 | 18 |  |  |  | 58.3483 | 1
| Zone | South Orange County | 2 | Monthly System Peak Day | CAISO | 1-in-10 | 2025 | 19 |  |  |  | 57.1133 | 1
| Zone | South Orange County | 2 | Monthly System Peak Day | CAISO | 1-in-10 | 2025 | 20 |  |  |  | 55.98 | 1
| Zone | South Orange County | 2 | Monthly System Peak Day | CAISO | 1-in-10 | 2025 | 21 |  |  |  | 55.37 | 1
| Zone | South Orange County | 2 | Monthly System Peak Day | CAISO | 1-in-10 | 2025 | 22 |  |  |  | 54.715 | 1
| Zone | South Orange County | 2 | Monthly System Peak Day | CAISO | 1-in-10 | 2025 | 23 |  |  |  | 53.8183 | 1
| Zone | South Orange County | 2 | Monthly System Peak Day | CAISO | 1-in-10 | 2025 | 24 |  |  |  | 52.9883 | 1
| Zone | South Orange County | 3 | Average Weekday | CAISO | 1-in-10 | 2025 | 1 |  |  |  | 59.5281 | 1
| Zone | South Orange County | 3 | Average Weekday | CAISO | 1-in-10 | 2025 | 2 |  |  |  | 58.5162 | 1
| Zone | South Orange County | 3 | Average Weekday | CAISO | 1-in-10 | 2025 | 3 |  |  |  | 57.8131 | 1
| Zone | South Orange County | 3 | Average Weekday | CAISO | 1-in-10 | 2025 | 4 |  |  |  | 57.0513 | 1
| Zone | South Orange County | 3 | Average Weekday | CAISO | 1-in-10 | 2025 | 5 |  |  |  | 56.254 | 1
| Zone | South Orange County | 3 | Average Weekday | CAISO | 1-in-10 | 2025 | 6 |  |  |  | 55.6438 | 1
| Zone | South Orange County | 3 | Average Weekday | CAISO | 1-in-10 | 2025 | 7 |  |  |  | 55.2104 | 1
| Zone | South Orange County | 3 | Average Weekday | CAISO | 1-in-10 | 2025 | 8 |  |  |  | 55.3983 | 1
| Zone | South Orange County | 3 | Average Weekday | CAISO | 1-in-10 | 2025 | 9 |  |  |  | 56.9005 | 1
| Zone | South Orange County | 3 | Average Weekday | CAISO | 1-in-10 | 2025 | 10 |  |  |  | 60.304 | 1
| Zone | South Orange County | 3 | Average Weekday | CAISO | 1-in-10 | 2025 | 11 |  |  |  | 64.0885 | 1
| Zone | South Orange County | 3 | Average Weekday | CAISO | 1-in-10 | 2025 | 12 |  |  |  | 67.5235 | 1
| Zone | South Orange County | 3 | Average Weekday | CAISO | 1-in-10 | 2025 | 13 |  |  |  | 69.6426 | 1
| Zone | South Orange County | 3 | Average Weekday | CAISO | 1-in-10 | 2025 | 14 |  |  |  | 71.0985 | 1
| Zone | South Orange County | 3 | Average Weekday | CAISO | 1-in-10 | 2025 | 15 |  |  |  | 71.772 | 1
| Zone | South Orange County | 3 | Average Weekday | CAISO | 1-in-10 | 2025 | 16 |  |  |  | 71.7488 | 1
| Zone | South Orange County | 3 | Average Weekday | CAISO | 1-in-10 | 2025 | 17 |  |  |  | 71.0608 | 1
| Zone | South Orange County | 3 | Average Weekday | CAISO | 1-in-10 | 2025 | 18 |  |  |  | 70.3526 | 1
| Zone | South Orange County | 3 | Average Weekday | CAISO | 1-in-10 | 2025 | 19 |  |  |  | 69.0515 | 1
| Zone | South Orange County | 3 | Average Weekday | CAISO | 1-in-10 | 2025 | 20 |  |  |  | 66.7791 | 1
| Zone | South Orange County | 3 | Average Weekday | CAISO | 1-in-10 | 2025 | 21 |  |  |  | 64.5212 | 1
| Zone | South Orange County | 3 | Average Weekday | CAISO | 1-in-10 | 2025 | 22 |  |  |  | 63.3651 | 1
| Zone | South Orange County | 3 | Average Weekday | CAISO | 1-in-10 | 2025 | 23 |  |  |  | 62.5298 | 1
| Zone | South Orange County | 3 | Average Weekday | CAISO | 1-in-10 | 2025 | 24 |  |  |  | 61.5761 | 1
| Zone | South Orange County | 3 | Monthly System Peak Day | CAISO | 1-in-10 | 2025 | 1 |  |  |  | 65.615 | 1
| Zone | South Orange County | 3 | Monthly System Peak Day | CAISO | 1-in-10 | 2025 | 2 |  |  |  | 63.65 | 1
| Zone | South Orange County | 3 | Monthly System Peak Day | CAISO | 1-in-10 | 2025 | 3 |  |  |  | 62.4633 | 1
| Zone | South Orange County | 3 | Monthly System Peak Day | CAISO | 1-in-10 | 2025 | 4 |  |  |  | 61.2967 | 1
| Zone | South Orange County | 3 | Monthly System Peak Day | CAISO | 1-in-10 | 2025 | 5 |  |  |  | 60.3983 | 1
| Zone | South Orange County | 3 | Monthly System Peak Day | CAISO | 1-in-10 | 2025 | 6 |  |  |  | 59.4917 | 1
| Zone | South Orange County | 3 | Monthly System Peak Day | CAISO | 1-in-10 | 2025 | 7 |  |  |  | 58.8567 | 1
| Zone | South Orange County | 3 | Monthly System Peak Day | CAISO | 1-in-10 | 2025 | 8 |  |  |  | 58.4833 | 1
| Zone | South Orange County | 3 | Monthly System Peak Day | CAISO | 1-in-10 | 2025 | 9 |  |  |  | 59.8433 | 1
| Zone | South Orange County | 3 | Monthly System Peak Day | CAISO | 1-in-10 | 2025 | 10 |  |  |  | 64.5517 | 1
| Zone | South Orange County | 3 | Monthly System Peak Day | CAISO | 1-in-10 | 2025 | 11 |  |  |  | 70.0533 | 1
| Zone | South Orange County | 3 | Monthly System Peak Day | CAISO | 1-in-10 | 2025 | 12 |  |  |  | 75.6833 | 1
| Zone | South Orange County | 3 | Monthly System Peak Day | CAISO | 1-in-10 | 2025 | 13 |  |  |  | 80.6667 | 1
| Zone | South Orange County | 3 | Monthly System Peak Day | CAISO | 1-in-10 | 2025 | 14 |  |  |  | 81.1333 | 1
| Zone | South Orange County | 3 | Monthly System Peak Day | CAISO | 1-in-10 | 2025 | 15 |  |  |  | 80.9833 | 1
| Zone | South Orange County | 3 | Monthly System Peak Day | CAISO | 1-in-10 | 2025 | 16 |  |  |  | 81.1333 | 1
| Zone | South Orange County | 3 | Monthly System Peak Day | CAISO | 1-in-10 | 2025 | 17 |  |  |  | 82.4167 | 1
| Zone | South Orange County | 3 | Monthly System Peak Day | CAISO | 1-in-10 | 2025 | 18 |  |  |  | 81.1333 | 1
| Zone | South Orange County | 3 | Monthly System Peak Day | CAISO | 1-in-10 | 2025 | 19 |  |  |  | 79.4167 | 1
| Zone | South Orange County | 3 | Monthly System Peak Day | CAISO | 1-in-10 | 2025 | 20 |  |  |  | 77.7333 | 1
| Zone | South Orange County | 3 | Monthly System Peak Day | CAISO | 1-in-10 | 2025 | 21 |  |  |  | 75.3 | 1
| Zone | South Orange County | 3 | Monthly System Peak Day | CAISO | 1-in-10 | 2025 | 22 |  |  |  | 73.5333 | 1
| Zone | South Orange County | 3 | Monthly System Peak Day | CAISO | 1-in-10 | 2025 | 23 |  |  |  | 70.9867 | 1
| Zone | South Orange County | 3 | Monthly System Peak Day | CAISO | 1-in-10 | 2025 | 24 |  |  |  | 67.3217 | 1
| Zone | South Orange County | 4 | Average Weekday | CAISO | 1-in-10 | 2025 | 1 |  |  |  | 60.3411 | 1
| Zone | South Orange County | 4 | Average Weekday | CAISO | 1-in-10 | 2025 | 2 |  |  |  | 59.6212 | 1
| Zone | South Orange County | 4 | Average Weekday | CAISO | 1-in-10 | 2025 | 3 |  |  |  | 58.8704 | 1
| Zone | South Orange County | 4 | Average Weekday | CAISO | 1-in-10 | 2025 | 4 |  |  |  | 58.2242 | 1
| Zone | South Orange County | 4 | Average Weekday | CAISO | 1-in-10 | 2025 | 5 |  |  |  | 57.7397 | 1
| Zone | South Orange County | 4 | Average Weekday | CAISO | 1-in-10 | 2025 | 6 |  |  |  | 57.2834 | 1
| Zone | South Orange County | 4 | Average Weekday | CAISO | 1-in-10 | 2025 | 7 |  |  |  | 56.9743 | 1
| Zone | South Orange County | 4 | Average Weekday | CAISO | 1-in-10 | 2025 | 8 |  |  |  | 57.2163 | 1
| Zone | South Orange County | 4 | Average Weekday | CAISO | 1-in-10 | 2025 | 9 |  |  |  | 58.8671 | 1
| Zone | South Orange County | 4 | Average Weekday | CAISO | 1-in-10 | 2025 | 10 |  |  |  | 61.4286 | 1
| Zone | South Orange County | 4 | Average Weekday | CAISO | 1-in-10 | 2025 | 11 |  |  |  | 64.2445 | 1
| Zone | South Orange County | 4 | Average Weekday | CAISO | 1-in-10 | 2025 | 12 |  |  |  | 67.0971 | 1
| Zone | South Orange County | 4 | Average Weekday | CAISO | 1-in-10 | 2025 | 13 |  |  |  | 68.0969 | 1
| Zone | South Orange County | 4 | Average Weekday | CAISO | 1-in-10 | 2025 | 14 |  |  |  | 69.0433 | 1
| Zone | South Orange County | 4 | Average Weekday | CAISO | 1-in-10 | 2025 | 15 |  |  |  | 69.8945 | 1
| Zone | South Orange County | 4 | Average Weekday | CAISO | 1-in-10 | 2025 | 16 |  |  |  | 70.32 | 1
| Zone | South Orange County | 4 | Average Weekday | CAISO | 1-in-10 | 2025 | 17 |  |  |  | 70.4138 | 1
| Zone | South Orange County | 4 | Average Weekday | CAISO | 1-in-10 | 2025 | 18 |  |  |  | 69.9443 | 1
| Zone | South Orange County | 4 | Average Weekday | CAISO | 1-in-10 | 2025 | 19 |  |  |  | 69.0376 | 1
| Zone | South Orange County | 4 | Average Weekday | CAISO | 1-in-10 | 2025 | 20 |  |  |  | 67.3806 | 1
| Zone | South Orange County | 4 | Average Weekday | CAISO | 1-in-10 | 2025 | 21 |  |  |  | 65.1142 | 1
| Zone | South Orange County | 4 | Average Weekday | CAISO | 1-in-10 | 2025 | 22 |  |  |  | 63.6258 | 1
| Zone | South Orange County | 4 | Average Weekday | CAISO | 1-in-10 | 2025 | 23 |  |  |  | 62.5261 | 1
| Zone | South Orange County | 4 | Average Weekday | CAISO | 1-in-10 | 2025 | 24 |  |  |  | 61.5334 | 1
| Zone | South Orange County | 4 | Monthly System Peak Day | CAISO | 1-in-10 | 2025 | 1 |  |  |  | 70.62 | 1
| Zone | South Orange County | 4 | Monthly System Peak Day | CAISO | 1-in-10 | 2025 | 2 |  |  |  | 69.3267 | 1
| Zone | South Orange County | 4 | Monthly System Peak Day | CAISO | 1-in-10 | 2025 | 3 |  |  |  | 67.8167 | 1
| Zone | South Orange County | 4 | Monthly System Peak Day | CAISO | 1-in-10 | 2025 | 4 |  |  |  | 67.425 | 1
| Zone | South Orange County | 4 | Monthly System Peak Day | CAISO | 1-in-10 | 2025 | 5 |  |  |  | 67.59 | 1
| Zone | South Orange County | 4 | Monthly System Peak Day | CAISO | 1-in-10 | 2025 | 6 |  |  |  | 69.3133 | 1
| Zone | South Orange County | 4 | Monthly System Peak Day | CAISO | 1-in-10 | 2025 | 7 |  |  |  | 70.17 | 1
| Zone | South Orange County | 4 | Monthly System Peak Day | CAISO | 1-in-10 | 2025 | 8 |  |  |  | 72.1817 | 1
| Zone | South Orange County | 4 | Monthly System Peak Day | CAISO | 1-in-10 | 2025 | 9 |  |  |  | 74.49 | 1
| Zone | South Orange County | 4 | Monthly System Peak Day | CAISO | 1-in-10 | 2025 | 10 |  |  |  | 77.6667 | 1
| Zone | South Orange County | 4 | Monthly System Peak Day | CAISO | 1-in-10 | 2025 | 11 |  |  |  | 81.65 | 1
| Zone | South Orange County | 4 | Monthly System Peak Day | CAISO | 1-in-10 | 2025 | 12 |  |  |  | 85.6167 | 1
| Zone | South Orange County | 4 | Monthly System Peak Day | CAISO | 1-in-10 | 2025 | 13 |  |  |  | 87.4 | 1
| Zone | South Orange County | 4 | Monthly System Peak Day | CAISO | 1-in-10 | 2025 | 14 |  |  |  | 89.3333 | 1
| Zone | South Orange County | 4 | Monthly System Peak Day | CAISO | 1-in-10 | 2025 | 15 |  |  |  | 90.9667 | 1
| Zone | South Orange County | 4 | Monthly System Peak Day | CAISO | 1-in-10 | 2025 | 16 |  |  |  | 92.3667 | 1
| Zone | South Orange County | 4 | Monthly System Peak Day | CAISO | 1-in-10 | 2025 | 17 |  |  |  | 92.7333 | 1
| Zone | South Orange County | 4 | Monthly System Peak Day | CAISO | 1-in-10 | 2025 | 18 |  |  |  | 93.05 | 1
| Zone | South Orange County | 4 | Monthly System Peak Day | CAISO | 1-in-10 | 2025 | 19 |  |  |  | 92.65 | 1
| Zone | South Orange County | 4 | Monthly System Peak Day | CAISO | 1-in-10 | 2025 | 20 |  |  |  | 89.4667 | 1
| Zone | South Orange County | 4 | Monthly System Peak Day | CAISO | 1-in-10 | 2025 | 21 |  |  |  | 86.6333 | 1
| Zone | South Orange County | 4 | Monthly System Peak Day | CAISO | 1-in-10 | 2025 | 22 |  |  |  | 84.3167 | 1
| Zone | South Orange County | 4 | Monthly System Peak Day | CAISO | 1-in-10 | 2025 | 23 |  |  |  | 81.1333 | 1
| Zone | South Orange County | 4 | Monthly System Peak Day | CAISO | 1-in-10 | 2025 | 24 |  |  |  | 75.3 | 1
| Zone | South Orange County | 5 | Average Weekday | CAISO | 1-in-10 | 2025 | 1 |  |  |  | 63.6645 | 1
| Zone | South Orange County | 5 | Average Weekday | CAISO | 1-in-10 | 2025 | 2 |  |  |  | 63.0442 | 1
| Zone | South Orange County | 5 | Average Weekday | CAISO | 1-in-10 | 2025 | 3 |  |  |  | 62.628 | 1
| Zone | South Orange County | 5 | Average Weekday | CAISO | 1-in-10 | 2025 | 4 |  |  |  | 62.226 | 1
| Zone | South Orange County | 5 | Average Weekday | CAISO | 1-in-10 | 2025 | 5 |  |  |  | 61.8174 | 1
| Zone | South Orange County | 5 | Average Weekday | CAISO | 1-in-10 | 2025 | 6 |  |  |  | 61.6734 | 1
| Zone | South Orange County | 5 | Average Weekday | CAISO | 1-in-10 | 2025 | 7 |  |  |  | 61.397 | 1
| Zone | South Orange County | 5 | Average Weekday | CAISO | 1-in-10 | 2025 | 8 |  |  |  | 61.9969 | 1
| Zone | South Orange County | 5 | Average Weekday | CAISO | 1-in-10 | 2025 | 9 |  |  |  | 64.0083 | 1
| Zone | South Orange County | 5 | Average Weekday | CAISO | 1-in-10 | 2025 | 10 |  |  |  | 66.8587 | 1
| Zone | South Orange County | 5 | Average Weekday | CAISO | 1-in-10 | 2025 | 11 |  |  |  | 69.2524 | 1
| Zone | South Orange County | 5 | Average Weekday | CAISO | 1-in-10 | 2025 | 12 |  |  |  | 71.168 | 1
| Zone | South Orange County | 5 | Average Weekday | CAISO | 1-in-10 | 2025 | 13 |  |  |  | 72.297 | 1
| Zone | South Orange County | 5 | Average Weekday | CAISO | 1-in-10 | 2025 | 14 |  |  |  | 73.148 | 1
| Zone | South Orange County | 5 | Average Weekday | CAISO | 1-in-10 | 2025 | 15 |  |  |  | 73.976 | 1
| Zone | South Orange County | 5 | Average Weekday | CAISO | 1-in-10 | 2025 | 16 |  |  |  | 74.1826 | 1
| Zone | South Orange County | 5 | Average Weekday | CAISO | 1-in-10 | 2025 | 17 |  |  |  | 74.122 | 1
| Zone | South Orange County | 5 | Average Weekday | CAISO | 1-in-10 | 2025 | 18 |  |  |  | 73.3027 | 1
| Zone | South Orange County | 5 | Average Weekday | CAISO | 1-in-10 | 2025 | 19 |  |  |  | 72.369 | 1
| Zone | South Orange County | 5 | Average Weekday | CAISO | 1-in-10 | 2025 | 20 |  |  |  | 70.709 | 1
| Zone | South Orange County | 5 | Average Weekday | CAISO | 1-in-10 | 2025 | 21 |  |  |  | 68.2305 | 1
| Zone | South Orange County | 5 | Average Weekday | CAISO | 1-in-10 | 2025 | 22 |  |  |  | 66.2595 | 1
| Zone | South Orange County | 5 | Average Weekday | CAISO | 1-in-10 | 2025 | 23 |  |  |  | 65.0803 | 1
| Zone | South Orange County | 5 | Average Weekday | CAISO | 1-in-10 | 2025 | 24 |  |  |  | 64.1396 | 1
| Zone | South Orange County | 5 | Monthly System Peak Day | CAISO | 1-in-10 | 2025 | 1 |  |  |  | 70.7233 | 1
| Zone | South Orange County | 5 | Monthly System Peak Day | CAISO | 1-in-10 | 2025 | 2 |  |  |  | 69.7867 | 1
| Zone | South Orange County | 5 | Monthly System Peak Day | CAISO | 1-in-10 | 2025 | 3 |  |  |  | 68.9883 | 1
| Zone | South Orange County | 5 | Monthly System Peak Day | CAISO | 1-in-10 | 2025 | 4 |  |  |  | 68.0967 | 1
| Zone | South Orange County | 5 | Monthly System Peak Day | CAISO | 1-in-10 | 2025 | 5 |  |  |  | 67.4783 | 1
| Zone | South Orange County | 5 | Monthly System Peak Day | CAISO | 1-in-10 | 2025 | 6 |  |  |  | 67.16 | 1
| Zone | South Orange County | 5 | Monthly System Peak Day | CAISO | 1-in-10 | 2025 | 7 |  |  |  | 66.67 | 1
| Zone | South Orange County | 5 | Monthly System Peak Day | CAISO | 1-in-10 | 2025 | 8 |  |  |  | 67.6783 | 1
| Zone | South Orange County | 5 | Monthly System Peak Day | CAISO | 1-in-10 | 2025 | 9 |  |  |  | 72.7933 | 1
| Zone | South Orange County | 5 | Monthly System Peak Day | CAISO | 1-in-10 | 2025 | 10 |  |  |  | 79.3333 | 1
| Zone | South Orange County | 5 | Monthly System Peak Day | CAISO | 1-in-10 | 2025 | 11 |  |  |  | 84.2 | 1
| Zone | South Orange County | 5 | Monthly System Peak Day | CAISO | 1-in-10 | 2025 | 12 |  |  |  | 88.4667 | 1
| Zone | South Orange County | 5 | Monthly System Peak Day | CAISO | 1-in-10 | 2025 | 13 |  |  |  | 90.0333 | 1
| Zone | South Orange County | 5 | Monthly System Peak Day | CAISO | 1-in-10 | 2025 | 14 |  |  |  | 89.8333 | 1
| Zone | South Orange County | 5 | Monthly System Peak Day | CAISO | 1-in-10 | 2025 | 15 |  |  |  | 92.15 | 1
| Zone | South Orange County | 5 | Monthly System Peak Day | CAISO | 1-in-10 | 2025 | 16 |  |  |  | 92.0167 | 1
| Zone | South Orange County | 5 | Monthly System Peak Day | CAISO | 1-in-10 | 2025 | 17 |  |  |  | 91.8 | 1
| Zone | South Orange County | 5 | Monthly System Peak Day | CAISO | 1-in-10 | 2025 | 18 |  |  |  | 90.4333 | 1
| Zone | South Orange County | 5 | Monthly System Peak Day | CAISO | 1-in-10 | 2025 | 19 |  |  |  | 89.9167 | 1
| Zone | South Orange County | 5 | Monthly System Peak Day | CAISO | 1-in-10 | 2025 | 20 |  |  |  | 87.0333 | 1
| Zone | South Orange County | 5 | Monthly System Peak Day | CAISO | 1-in-10 | 2025 | 21 |  |  |  | 83.1833 | 1
| Zone | South Orange County | 5 | Monthly System Peak Day | CAISO | 1-in-10 | 2025 | 22 |  |  |  | 79.8 | 1
| Zone | South Orange County | 5 | Monthly System Peak Day | CAISO | 1-in-10 | 2025 | 23 |  |  |  | 76.7667 | 1
| Zone | South Orange County | 5 | Monthly System Peak Day | CAISO | 1-in-10 | 2025 | 24 |  |  |  | 73.3367 | 1
| Zone | South Orange County | 6 | Average Weekday | CAISO | 1-in-10 | 2025 | 1 |  |  |  | 64.8305 | 1
| Zone | South Orange County | 6 | Average Weekday | CAISO | 1-in-10 | 2025 | 2 |  |  |  | 64.5677 | 1
| Zone | South Orange County | 6 | Average Weekday | CAISO | 1-in-10 | 2025 | 3 |  |  |  | 64.3736 | 1
| Zone | South Orange County | 6 | Average Weekday | CAISO | 1-in-10 | 2025 | 4 |  |  |  | 64.1311 | 1
| Zone | South Orange County | 6 | Average Weekday | CAISO | 1-in-10 | 2025 | 5 |  |  |  | 63.9809 | 1
| Zone | South Orange County | 6 | Average Weekday | CAISO | 1-in-10 | 2025 | 6 |  |  |  | 63.8758 | 1
| Zone | South Orange County | 6 | Average Weekday | CAISO | 1-in-10 | 2025 | 7 |  |  |  | 63.8143 | 1
| Zone | South Orange County | 6 | Average Weekday | CAISO | 1-in-10 | 2025 | 8 |  |  |  | 64.0327 | 1
| Zone | South Orange County | 6 | Average Weekday | CAISO | 1-in-10 | 2025 | 9 |  |  |  | 64.9331 | 1
| Zone | South Orange County | 6 | Average Weekday | CAISO | 1-in-10 | 2025 | 10 |  |  |  | 66.7504 | 1
| Zone | South Orange County | 6 | Average Weekday | CAISO | 1-in-10 | 2025 | 11 |  |  |  | 69.068 | 1
| Zone | South Orange County | 6 | Average Weekday | CAISO | 1-in-10 | 2025 | 12 |  |  |  | 70.8322 | 1
| Zone | South Orange County | 6 | Average Weekday | CAISO | 1-in-10 | 2025 | 13 |  |  |  | 71.7878 | 1
| Zone | South Orange County | 6 | Average Weekday | CAISO | 1-in-10 | 2025 | 14 |  |  |  | 72.1196 | 1
| Zone | South Orange County | 6 | Average Weekday | CAISO | 1-in-10 | 2025 | 15 |  |  |  | 72.8228 | 1
| Zone | South Orange County | 6 | Average Weekday | CAISO | 1-in-10 | 2025 | 16 |  |  |  | 73.7532 | 1
| Zone | South Orange County | 6 | Average Weekday | CAISO | 1-in-10 | 2025 | 17 |  |  |  | 73.7854 | 1
| Zone | South Orange County | 6 | Average Weekday | CAISO | 1-in-10 | 2025 | 18 |  |  |  | 73.2464 | 1
| Zone | South Orange County | 6 | Average Weekday | CAISO | 1-in-10 | 2025 | 19 |  |  |  | 72.2489 | 1
| Zone | South Orange County | 6 | Average Weekday | CAISO | 1-in-10 | 2025 | 20 |  |  |  | 70.5072 | 1
| Zone | South Orange County | 6 | Average Weekday | CAISO | 1-in-10 | 2025 | 21 |  |  |  | 68.643 | 1
| Zone | South Orange County | 6 | Average Weekday | CAISO | 1-in-10 | 2025 | 22 |  |  |  | 66.6989 | 1
| Zone | South Orange County | 6 | Average Weekday | CAISO | 1-in-10 | 2025 | 23 |  |  |  | 65.7762 | 1
| Zone | South Orange County | 6 | Average Weekday | CAISO | 1-in-10 | 2025 | 24 |  |  |  | 65.3146 | 1
| Zone | South Orange County | 6 | Monthly System Peak Day | CAISO | 1-in-10 | 2025 | 1 |  |  |  | 69.3 | 1
| Zone | South Orange County | 6 | Monthly System Peak Day | CAISO | 1-in-10 | 2025 | 2 |  |  |  | 67.8217 | 1
| Zone | South Orange County | 6 | Monthly System Peak Day | CAISO | 1-in-10 | 2025 | 3 |  |  |  | 67.0917 | 1
| Zone | South Orange County | 6 | Monthly System Peak Day | CAISO | 1-in-10 | 2025 | 4 |  |  |  | 66.85 | 1
| Zone | South Orange County | 6 | Monthly System Peak Day | CAISO | 1-in-10 | 2025 | 5 |  |  |  | 66.105 | 1
| Zone | South Orange County | 6 | Monthly System Peak Day | CAISO | 1-in-10 | 2025 | 6 |  |  |  | 65.4533 | 1
| Zone | South Orange County | 6 | Monthly System Peak Day | CAISO | 1-in-10 | 2025 | 7 |  |  |  | 65.015 | 1
| Zone | South Orange County | 6 | Monthly System Peak Day | CAISO | 1-in-10 | 2025 | 8 |  |  |  | 65.9783 | 1
| Zone | South Orange County | 6 | Monthly System Peak Day | CAISO | 1-in-10 | 2025 | 9 |  |  |  | 69.0117 | 1
| Zone | South Orange County | 6 | Monthly System Peak Day | CAISO | 1-in-10 | 2025 | 10 |  |  |  | 74.415 | 1
| Zone | South Orange County | 6 | Monthly System Peak Day | CAISO | 1-in-10 | 2025 | 11 |  |  |  | 79.79 | 1
| Zone | South Orange County | 6 | Monthly System Peak Day | CAISO | 1-in-10 | 2025 | 12 |  |  |  | 80.5 | 1
| Zone | South Orange County | 6 | Monthly System Peak Day | CAISO | 1-in-10 | 2025 | 13 |  |  |  | 79.8833 | 1
| Zone | South Orange County | 6 | Monthly System Peak Day | CAISO | 1-in-10 | 2025 | 14 |  |  |  | 80.15 | 1
| Zone | South Orange County | 6 | Monthly System Peak Day | CAISO | 1-in-10 | 2025 | 15 |  |  |  | 82.8333 | 1
| Zone | South Orange County | 6 | Monthly System Peak Day | CAISO | 1-in-10 | 2025 | 16 |  |  |  | 87.0833 | 1
| Zone | South Orange County | 6 | Monthly System Peak Day | CAISO | 1-in-10 | 2025 | 17 |  |  |  | 88.95 | 1
| Zone | South Orange County | 6 | Monthly System Peak Day | CAISO | 1-in-10 | 2025 | 18 |  |  |  | 89.45 | 1
| Zone | South Orange County | 6 | Monthly System Peak Day | CAISO | 1-in-10 | 2025 | 19 |  |  |  | 85.5833 | 1
| Zone | South Orange County | 6 | Monthly System Peak Day | CAISO | 1-in-10 | 2025 | 20 |  |  |  | 78.3833 | 1
| Zone | South Orange County | 6 | Monthly System Peak Day | CAISO | 1-in-10 | 2025 | 21 |  |  |  | 74.7167 | 1
| Zone | South Orange County | 6 | Monthly System Peak Day | CAISO | 1-in-10 | 2025 | 22 |  |  |  | 72.1567 | 1
| Zone | South Orange County | 6 | Monthly System Peak Day | CAISO | 1-in-10 | 2025 | 23 |  |  |  | 70.8033 | 1
| Zone | South Orange County | 6 | Monthly System Peak Day | CAISO | 1-in-10 | 2025 | 24 |  |  |  | 69.8083 | 1
| Zone | South Orange County | 7 | Average Weekday | CAISO | 1-in-10 | 2025 | 1 |  |  |  | 69.4461 | 1
| Zone | South Orange County | 7 | Average Weekday | CAISO | 1-in-10 | 2025 | 2 |  |  |  | 69.086 | 1
| Zone | South Orange County | 7 | Average Weekday | CAISO | 1-in-10 | 2025 | 3 |  |  |  | 68.7807 | 1
| Zone | South Orange County | 7 | Average Weekday | CAISO | 1-in-10 | 2025 | 4 |  |  |  | 68.5325 | 1
| Zone | South Orange County | 7 | Average Weekday | CAISO | 1-in-10 | 2025 | 5 |  |  |  | 68.3902 | 1
| Zone | South Orange County | 7 | Average Weekday | CAISO | 1-in-10 | 2025 | 6 |  |  |  | 68.3303 | 1
| Zone | South Orange County | 7 | Average Weekday | CAISO | 1-in-10 | 2025 | 7 |  |  |  | 68.2904 | 1
| Zone | South Orange County | 7 | Average Weekday | CAISO | 1-in-10 | 2025 | 8 |  |  |  | 68.6719 | 1
| Zone | South Orange County | 7 | Average Weekday | CAISO | 1-in-10 | 2025 | 9 |  |  |  | 70.0939 | 1
| Zone | South Orange County | 7 | Average Weekday | CAISO | 1-in-10 | 2025 | 10 |  |  |  | 72.5596 | 1
| Zone | South Orange County | 7 | Average Weekday | CAISO | 1-in-10 | 2025 | 11 |  |  |  | 75.3255 | 1
| Zone | South Orange County | 7 | Average Weekday | CAISO | 1-in-10 | 2025 | 12 |  |  |  | 77.2332 | 1
| Zone | South Orange County | 7 | Average Weekday | CAISO | 1-in-10 | 2025 | 13 |  |  |  | 78.0307 | 1
| Zone | South Orange County | 7 | Average Weekday | CAISO | 1-in-10 | 2025 | 14 |  |  |  | 78.1088 | 1
| Zone | South Orange County | 7 | Average Weekday | CAISO | 1-in-10 | 2025 | 15 |  |  |  | 78.888 | 1
| Zone | South Orange County | 7 | Average Weekday | CAISO | 1-in-10 | 2025 | 16 |  |  |  | 79.4733 | 1
| Zone | South Orange County | 7 | Average Weekday | CAISO | 1-in-10 | 2025 | 17 |  |  |  | 79.575 | 1
| Zone | South Orange County | 7 | Average Weekday | CAISO | 1-in-10 | 2025 | 18 |  |  |  | 79.1003 | 1
| Zone | South Orange County | 7 | Average Weekday | CAISO | 1-in-10 | 2025 | 19 |  |  |  | 78.1803 | 1
| Zone | South Orange County | 7 | Average Weekday | CAISO | 1-in-10 | 2025 | 20 |  |  |  | 76.474 | 1
| Zone | South Orange County | 7 | Average Weekday | CAISO | 1-in-10 | 2025 | 21 |  |  |  | 74.0284 | 1
| Zone | South Orange County | 7 | Average Weekday | CAISO | 1-in-10 | 2025 | 22 |  |  |  | 71.8255 | 1
| Zone | South Orange County | 7 | Average Weekday | CAISO | 1-in-10 | 2025 | 23 |  |  |  | 70.847 | 1
| Zone | South Orange County | 7 | Average Weekday | CAISO | 1-in-10 | 2025 | 24 |  |  |  | 70.1921 | 1
| Zone | South Orange County | 7 | Monthly System Peak Day | CAISO | 1-in-10 | 2025 | 1 |  |  |  | 72.6833 | 1
| Zone | South Orange County | 7 | Monthly System Peak Day | CAISO | 1-in-10 | 2025 | 2 |  |  |  | 72.45 | 1
| Zone | South Orange County | 7 | Monthly System Peak Day | CAISO | 1-in-10 | 2025 | 3 |  |  |  | 72.0833 | 1
| Zone | South Orange County | 7 | Monthly System Peak Day | CAISO | 1-in-10 | 2025 | 4 |  |  |  | 71.6333 | 1
| Zone | South Orange County | 7 | Monthly System Peak Day | CAISO | 1-in-10 | 2025 | 5 |  |  |  | 71.3 | 1
| Zone | South Orange County | 7 | Monthly System Peak Day | CAISO | 1-in-10 | 2025 | 6 |  |  |  | 71.1667 | 1
| Zone | South Orange County | 7 | Monthly System Peak Day | CAISO | 1-in-10 | 2025 | 7 |  |  |  | 71 | 1
| Zone | South Orange County | 7 | Monthly System Peak Day | CAISO | 1-in-10 | 2025 | 8 |  |  |  | 71.0333 | 1
| Zone | South Orange County | 7 | Monthly System Peak Day | CAISO | 1-in-10 | 2025 | 9 |  |  |  | 72.3833 | 1
| Zone | South Orange County | 7 | Monthly System Peak Day | CAISO | 1-in-10 | 2025 | 10 |  |  |  | 74.8167 | 1
| Zone | South Orange County | 7 | Monthly System Peak Day | CAISO | 1-in-10 | 2025 | 11 |  |  |  | 78.0333 | 1
| Zone | South Orange County | 7 | Monthly System Peak Day | CAISO | 1-in-10 | 2025 | 12 |  |  |  | 80.65 | 1
| Zone | South Orange County | 7 | Monthly System Peak Day | CAISO | 1-in-10 | 2025 | 13 |  |  |  | 82.0667 | 1
| Zone | South Orange County | 7 | Monthly System Peak Day | CAISO | 1-in-10 | 2025 | 14 |  |  |  | 82.25 | 1
| Zone | South Orange County | 7 | Monthly System Peak Day | CAISO | 1-in-10 | 2025 | 15 |  |  |  | 82.7167 | 1
| Zone | South Orange County | 7 | Monthly System Peak Day | CAISO | 1-in-10 | 2025 | 16 |  |  |  | 81.7167 | 1
| Zone | South Orange County | 7 | Monthly System Peak Day | CAISO | 1-in-10 | 2025 | 17 |  |  |  | 80.05 | 1
| Zone | South Orange County | 7 | Monthly System Peak Day | CAISO | 1-in-10 | 2025 | 18 |  |  |  | 80.8167 | 1
| Zone | South Orange County | 7 | Monthly System Peak Day | CAISO | 1-in-10 | 2025 | 19 |  |  |  | 79.8333 | 1
| Zone | South Orange County | 7 | Monthly System Peak Day | CAISO | 1-in-10 | 2025 | 20 |  |  |  | 77.7 | 1
| Zone | South Orange County | 7 | Monthly System Peak Day | CAISO | 1-in-10 | 2025 | 21 |  |  |  | 75.5 | 1
| Zone | South Orange County | 7 | Monthly System Peak Day | CAISO | 1-in-10 | 2025 | 22 |  |  |  | 73.0833 | 1
| Zone | South Orange County | 7 | Monthly System Peak Day | CAISO | 1-in-10 | 2025 | 23 |  |  |  | 72.4833 | 1
| Zone | South Orange County | 7 | Monthly System Peak Day | CAISO | 1-in-10 | 2025 | 24 |  |  |  | 72.25 | 1
| Zone | South Orange County | 8 | Average Weekday | CAISO | 1-in-10 | 2025 | 1 |  |  |  | 69.5985 | 1
| Zone | South Orange County | 8 | Average Weekday | CAISO | 1-in-10 | 2025 | 2 |  |  |  | 69.3141 | 1
| Zone | South Orange County | 8 | Average Weekday | CAISO | 1-in-10 | 2025 | 3 |  |  |  | 69.0234 | 1
| Zone | South Orange County | 8 | Average Weekday | CAISO | 1-in-10 | 2025 | 4 |  |  |  | 68.8309 | 1
| Zone | South Orange County | 8 | Average Weekday | CAISO | 1-in-10 | 2025 | 5 |  |  |  | 68.605 | 1
| Zone | South Orange County | 8 | Average Weekday | CAISO | 1-in-10 | 2025 | 6 |  |  |  | 68.457 | 1
| Zone | South Orange County | 8 | Average Weekday | CAISO | 1-in-10 | 2025 | 7 |  |  |  | 68.3726 | 1
| Zone | South Orange County | 8 | Average Weekday | CAISO | 1-in-10 | 2025 | 8 |  |  |  | 68.4341 | 1
| Zone | South Orange County | 8 | Average Weekday | CAISO | 1-in-10 | 2025 | 9 |  |  |  | 69.3385 | 1
| Zone | South Orange County | 8 | Average Weekday | CAISO | 1-in-10 | 2025 | 10 |  |  |  | 71.1052 | 1
| Zone | South Orange County | 8 | Average Weekday | CAISO | 1-in-10 | 2025 | 11 |  |  |  | 73.5361 | 1
| Zone | South Orange County | 8 | Average Weekday | CAISO | 1-in-10 | 2025 | 12 |  |  |  | 75.6692 | 1
| Zone | South Orange County | 8 | Average Weekday | CAISO | 1-in-10 | 2025 | 13 |  |  |  | 76.6918 | 1
| Zone | South Orange County | 8 | Average Weekday | CAISO | 1-in-10 | 2025 | 14 |  |  |  | 77.525 | 1
| Zone | South Orange County | 8 | Average Weekday | CAISO | 1-in-10 | 2025 | 15 |  |  |  | 78.6466 | 1
| Zone | South Orange County | 8 | Average Weekday | CAISO | 1-in-10 | 2025 | 16 |  |  |  | 79.2502 | 1
| Zone | South Orange County | 8 | Average Weekday | CAISO | 1-in-10 | 2025 | 17 |  |  |  | 79.1715 | 1
| Zone | South Orange County | 8 | Average Weekday | CAISO | 1-in-10 | 2025 | 18 |  |  |  | 78.5438 | 1
| Zone | South Orange County | 8 | Average Weekday | CAISO | 1-in-10 | 2025 | 19 |  |  |  | 77.3582 | 1
| Zone | South Orange County | 8 | Average Weekday | CAISO | 1-in-10 | 2025 | 20 |  |  |  | 75.7666 | 1
| Zone | South Orange County | 8 | Average Weekday | CAISO | 1-in-10 | 2025 | 21 |  |  |  | 73.3325 | 1
| Zone | South Orange County | 8 | Average Weekday | CAISO | 1-in-10 | 2025 | 22 |  |  |  | 71.7902 | 1
| Zone | South Orange County | 8 | Average Weekday | CAISO | 1-in-10 | 2025 | 23 |  |  |  | 71.0086 | 1
| Zone | South Orange County | 8 | Average Weekday | CAISO | 1-in-10 | 2025 | 24 |  |  |  | 70.2746 | 1
| Zone | South Orange County | 8 | Monthly System Peak Day | CAISO | 1-in-10 | 2025 | 1 |  |  |  | 70.835 | 1
| Zone | South Orange County | 8 | Monthly System Peak Day | CAISO | 1-in-10 | 2025 | 2 |  |  |  | 70.33 | 1
| Zone | South Orange County | 8 | Monthly System Peak Day | CAISO | 1-in-10 | 2025 | 3 |  |  |  | 70.025 | 1
| Zone | South Orange County | 8 | Monthly System Peak Day | CAISO | 1-in-10 | 2025 | 4 |  |  |  | 69.8267 | 1
| Zone | South Orange County | 8 | Monthly System Peak Day | CAISO | 1-in-10 | 2025 | 5 |  |  |  | 69.4383 | 1
| Zone | South Orange County | 8 | Monthly System Peak Day | CAISO | 1-in-10 | 2025 | 6 |  |  |  | 69.155 | 1
| Zone | South Orange County | 8 | Monthly System Peak Day | CAISO | 1-in-10 | 2025 | 7 |  |  |  | 69.0167 | 1
| Zone | South Orange County | 8 | Monthly System Peak Day | CAISO | 1-in-10 | 2025 | 8 |  |  |  | 69.0817 | 1
| Zone | South Orange County | 8 | Monthly System Peak Day | CAISO | 1-in-10 | 2025 | 9 |  |  |  | 70.035 | 1
| Zone | South Orange County | 8 | Monthly System Peak Day | CAISO | 1-in-10 | 2025 | 10 |  |  |  | 73.155 | 1
| Zone | South Orange County | 8 | Monthly System Peak Day | CAISO | 1-in-10 | 2025 | 11 |  |  |  | 77.7833 | 1
| Zone | South Orange County | 8 | Monthly System Peak Day | CAISO | 1-in-10 | 2025 | 12 |  |  |  | 82 | 1
| Zone | South Orange County | 8 | Monthly System Peak Day | CAISO | 1-in-10 | 2025 | 13 |  |  |  | 82.8333 | 1
| Zone | South Orange County | 8 | Monthly System Peak Day | CAISO | 1-in-10 | 2025 | 14 |  |  |  | 84.7 | 1
| Zone | South Orange County | 8 | Monthly System Peak Day | CAISO | 1-in-10 | 2025 | 15 |  |  |  | 85.1167 | 1
| Zone | South Orange County | 8 | Monthly System Peak Day | CAISO | 1-in-10 | 2025 | 16 |  |  |  | 85.1667 | 1
| Zone | South Orange County | 8 | Monthly System Peak Day | CAISO | 1-in-10 | 2025 | 17 |  |  |  | 85.5833 | 1
| Zone | South Orange County | 8 | Monthly System Peak Day | CAISO | 1-in-10 | 2025 | 18 |  |  |  | 85.5 | 1
| Zone | South Orange County | 8 | Monthly System Peak Day | CAISO | 1-in-10 | 2025 | 19 |  |  |  | 84.35 | 1
| Zone | South Orange County | 8 | Monthly System Peak Day | CAISO | 1-in-10 | 2025 | 20 |  |  |  | 84.25 | 1
| Zone | South Orange County | 8 | Monthly System Peak Day | CAISO | 1-in-10 | 2025 | 21 |  |  |  | 80.0833 | 1
| Zone | South Orange County | 8 | Monthly System Peak Day | CAISO | 1-in-10 | 2025 | 22 |  |  |  | 76.4667 | 1
| Zone | South Orange County | 8 | Monthly System Peak Day | CAISO | 1-in-10 | 2025 | 23 |  |  |  | 75.2 | 1
| Zone | South Orange County | 8 | Monthly System Peak Day | CAISO | 1-in-10 | 2025 | 24 |  |  |  | 73.86 | 1
| Zone | South Orange County | 8 | Typical Event Day | CAISO | 1-in-10 | 2025 | 1 |  |  |  | 72.1671 | 1
| Zone | South Orange County | 8 | Typical Event Day | CAISO | 1-in-10 | 2025 | 2 |  |  |  | 71.3337 | 1
| Zone | South Orange County | 8 | Typical Event Day | CAISO | 1-in-10 | 2025 | 3 |  |  |  | 70.8583 | 1
| Zone | South Orange County | 8 | Typical Event Day | CAISO | 1-in-10 | 2025 | 4 |  |  |  | 70.6608 | 1
| Zone | South Orange County | 8 | Typical Event Day | CAISO | 1-in-10 | 2025 | 5 |  |  |  | 70.3275 | 1
| Zone | South Orange County | 8 | Typical Event Day | CAISO | 1-in-10 | 2025 | 6 |  |  |  | 69.9396 | 1
| Zone | South Orange County | 8 | Typical Event Day | CAISO | 1-in-10 | 2025 | 7 |  |  |  | 69.7663 | 1
| Zone | South Orange County | 8 | Typical Event Day | CAISO | 1-in-10 | 2025 | 8 |  |  |  | 70.1567 | 1
| Zone | South Orange County | 8 | Typical Event Day | CAISO | 1-in-10 | 2025 | 9 |  |  |  | 71.8117 | 1
| Zone | South Orange County | 8 | Typical Event Day | CAISO | 1-in-10 | 2025 | 10 |  |  |  | 75.4342 | 1
| Zone | South Orange County | 8 | Typical Event Day | CAISO | 1-in-10 | 2025 | 11 |  |  |  | 80.0058 | 1
| Zone | South Orange County | 8 | Typical Event Day | CAISO | 1-in-10 | 2025 | 12 |  |  |  | 82.7958 | 1
| Zone | South Orange County | 8 | Typical Event Day | CAISO | 1-in-10 | 2025 | 13 |  |  |  | 83.75 | 1
| Zone | South Orange County | 8 | Typical Event Day | CAISO | 1-in-10 | 2025 | 14 |  |  |  | 84.7333 | 1
| Zone | South Orange County | 8 | Typical Event Day | CAISO | 1-in-10 | 2025 | 15 |  |  |  | 85.65 | 1
| Zone | South Orange County | 8 | Typical Event Day | CAISO | 1-in-10 | 2025 | 16 |  |  |  | 86.425 | 1
| Zone | South Orange County | 8 | Typical Event Day | CAISO | 1-in-10 | 2025 | 17 |  |  |  | 86.4542 | 1
| Zone | South Orange County | 8 | Typical Event Day | CAISO | 1-in-10 | 2025 | 18 |  |  |  | 86.6 | 1
| Zone | South Orange County | 8 | Typical Event Day | CAISO | 1-in-10 | 2025 | 19 |  |  |  | 85.0542 | 1
| Zone | South Orange County | 8 | Typical Event Day | CAISO | 1-in-10 | 2025 | 20 |  |  |  | 82.2833 | 1
| Zone | South Orange County | 8 | Typical Event Day | CAISO | 1-in-10 | 2025 | 21 |  |  |  | 79.0292 | 1
| Zone | South Orange County | 8 | Typical Event Day | CAISO | 1-in-10 | 2025 | 22 |  |  |  | 76.9808 | 1
| Zone | South Orange County | 8 | Typical Event Day | CAISO | 1-in-10 | 2025 | 23 |  |  |  | 75.7592 | 1
| Zone | South Orange County | 8 | Typical Event Day | CAISO | 1-in-10 | 2025 | 24 |  |  |  | 74.4796 | 1
| Zone | South Orange County | 9 | Average Weekday | CAISO | 1-in-10 | 2025 | 1 |  |  |  | 71.7479 | 1
| Zone | South Orange County | 9 | Average Weekday | CAISO | 1-in-10 | 2025 | 2 |  |  |  | 71.1465 | 1
| Zone | South Orange County | 9 | Average Weekday | CAISO | 1-in-10 | 2025 | 3 |  |  |  | 70.6301 | 1
| Zone | South Orange County | 9 | Average Weekday | CAISO | 1-in-10 | 2025 | 4 |  |  |  | 70.1971 | 1
| Zone | South Orange County | 9 | Average Weekday | CAISO | 1-in-10 | 2025 | 5 |  |  |  | 69.8707 | 1
| Zone | South Orange County | 9 | Average Weekday | CAISO | 1-in-10 | 2025 | 6 |  |  |  | 69.5087 | 1
| Zone | South Orange County | 9 | Average Weekday | CAISO | 1-in-10 | 2025 | 7 |  |  |  | 69.2601 | 1
| Zone | South Orange County | 9 | Average Weekday | CAISO | 1-in-10 | 2025 | 8 |  |  |  | 69.177 | 1
| Zone | South Orange County | 9 | Average Weekday | CAISO | 1-in-10 | 2025 | 9 |  |  |  | 70.2802 | 1
| Zone | South Orange County | 9 | Average Weekday | CAISO | 1-in-10 | 2025 | 10 |  |  |  | 72.886 | 1
| Zone | South Orange County | 9 | Average Weekday | CAISO | 1-in-10 | 2025 | 11 |  |  |  | 75.8762 | 1
| Zone | South Orange County | 9 | Average Weekday | CAISO | 1-in-10 | 2025 | 12 |  |  |  | 78.4211 | 1
| Zone | South Orange County | 9 | Average Weekday | CAISO | 1-in-10 | 2025 | 13 |  |  |  | 79.6325 | 1
| Zone | South Orange County | 9 | Average Weekday | CAISO | 1-in-10 | 2025 | 14 |  |  |  | 80.3008 | 1
| Zone | South Orange County | 9 | Average Weekday | CAISO | 1-in-10 | 2025 | 15 |  |  |  | 81.2714 | 1
| Zone | South Orange County | 9 | Average Weekday | CAISO | 1-in-10 | 2025 | 16 |  |  |  | 81.5167 | 1
| Zone | South Orange County | 9 | Average Weekday | CAISO | 1-in-10 | 2025 | 17 |  |  |  | 81.431 | 1
| Zone | South Orange County | 9 | Average Weekday | CAISO | 1-in-10 | 2025 | 18 |  |  |  | 80.6365 | 1
| Zone | South Orange County | 9 | Average Weekday | CAISO | 1-in-10 | 2025 | 19 |  |  |  | 79.223 | 1
| Zone | South Orange County | 9 | Average Weekday | CAISO | 1-in-10 | 2025 | 20 |  |  |  | 77.0676 | 1
| Zone | South Orange County | 9 | Average Weekday | CAISO | 1-in-10 | 2025 | 21 |  |  |  | 74.7656 | 1
| Zone | South Orange County | 9 | Average Weekday | CAISO | 1-in-10 | 2025 | 22 |  |  |  | 73.7906 | 1
| Zone | South Orange County | 9 | Average Weekday | CAISO | 1-in-10 | 2025 | 23 |  |  |  | 72.9166 | 1
| Zone | South Orange County | 9 | Average Weekday | CAISO | 1-in-10 | 2025 | 24 |  |  |  | 72.1378 | 1
| Zone | South Orange County | 9 | Monthly System Peak Day | CAISO | 1-in-10 | 2025 | 1 |  |  |  | 75.85 | 1
| Zone | South Orange County | 9 | Monthly System Peak Day | CAISO | 1-in-10 | 2025 | 2 |  |  |  | 74.7333 | 1
| Zone | South Orange County | 9 | Monthly System Peak Day | CAISO | 1-in-10 | 2025 | 3 |  |  |  | 74.2333 | 1
| Zone | South Orange County | 9 | Monthly System Peak Day | CAISO | 1-in-10 | 2025 | 4 |  |  |  | 74.3333 | 1
| Zone | South Orange County | 9 | Monthly System Peak Day | CAISO | 1-in-10 | 2025 | 5 |  |  |  | 74.4667 | 1
| Zone | South Orange County | 9 | Monthly System Peak Day | CAISO | 1-in-10 | 2025 | 6 |  |  |  | 73.9833 | 1
| Zone | South Orange County | 9 | Monthly System Peak Day | CAISO | 1-in-10 | 2025 | 7 |  |  |  | 74.0333 | 1
| Zone | South Orange County | 9 | Monthly System Peak Day | CAISO | 1-in-10 | 2025 | 8 |  |  |  | 74.5333 | 1
| Zone | South Orange County | 9 | Monthly System Peak Day | CAISO | 1-in-10 | 2025 | 9 |  |  |  | 75.8167 | 1
| Zone | South Orange County | 9 | Monthly System Peak Day | CAISO | 1-in-10 | 2025 | 10 |  |  |  | 79.35 | 1
| Zone | South Orange County | 9 | Monthly System Peak Day | CAISO | 1-in-10 | 2025 | 11 |  |  |  | 84.4167 | 1
| Zone | South Orange County | 9 | Monthly System Peak Day | CAISO | 1-in-10 | 2025 | 12 |  |  |  | 88.0333 | 1
| Zone | South Orange County | 9 | Monthly System Peak Day | CAISO | 1-in-10 | 2025 | 13 |  |  |  | 90.2167 | 1
| Zone | South Orange County | 9 | Monthly System Peak Day | CAISO | 1-in-10 | 2025 | 14 |  |  |  | 91.8333 | 1
| Zone | South Orange County | 9 | Monthly System Peak Day | CAISO | 1-in-10 | 2025 | 15 |  |  |  | 91.9333 | 1
| Zone | South Orange County | 9 | Monthly System Peak Day | CAISO | 1-in-10 | 2025 | 16 |  |  |  | 91.7333 | 1
| Zone | South Orange County | 9 | Monthly System Peak Day | CAISO | 1-in-10 | 2025 | 17 |  |  |  | 91.2333 | 1
| Zone | South Orange County | 9 | Monthly System Peak Day | CAISO | 1-in-10 | 2025 | 18 |  |  |  | 90.6333 | 1
| Zone | South Orange County | 9 | Monthly System Peak Day | CAISO | 1-in-10 | 2025 | 19 |  |  |  | 90.45 | 1
| Zone | South Orange County | 9 | Monthly System Peak Day | CAISO | 1-in-10 | 2025 | 20 |  |  |  | 88.8 | 1
| Zone | South Orange County | 9 | Monthly System Peak Day | CAISO | 1-in-10 | 2025 | 21 |  |  |  | 85.8167 | 1
| Zone | South Orange County | 9 | Monthly System Peak Day | CAISO | 1-in-10 | 2025 | 22 |  |  |  | 86.2167 | 1
| Zone | South Orange County | 9 | Monthly System Peak Day | CAISO | 1-in-10 | 2025 | 23 |  |  |  | 84.55 | 1
| Zone | South Orange County | 9 | Monthly System Peak Day | CAISO | 1-in-10 | 2025 | 24 |  |  |  | 82 | 1
| Zone | South Orange County | 10 | Average Weekday | CAISO | 1-in-10 | 2025 | 1 |  |  |  | 69.118 | 1
| Zone | South Orange County | 10 | Average Weekday | CAISO | 1-in-10 | 2025 | 2 |  |  |  | 68.5352 | 1
| Zone | South Orange County | 10 | Average Weekday | CAISO | 1-in-10 | 2025 | 3 |  |  |  | 67.8411 | 1
| Zone | South Orange County | 10 | Average Weekday | CAISO | 1-in-10 | 2025 | 4 |  |  |  | 67.235 | 1
| Zone | South Orange County | 10 | Average Weekday | CAISO | 1-in-10 | 2025 | 5 |  |  |  | 66.6026 | 1
| Zone | South Orange County | 10 | Average Weekday | CAISO | 1-in-10 | 2025 | 6 |  |  |  | 66.2633 | 1
| Zone | South Orange County | 10 | Average Weekday | CAISO | 1-in-10 | 2025 | 7 |  |  |  | 65.9069 | 1
| Zone | South Orange County | 10 | Average Weekday | CAISO | 1-in-10 | 2025 | 8 |  |  |  | 65.5926 | 1
| Zone | South Orange County | 10 | Average Weekday | CAISO | 1-in-10 | 2025 | 9 |  |  |  | 65.9445 | 1
| Zone | South Orange County | 10 | Average Weekday | CAISO | 1-in-10 | 2025 | 10 |  |  |  | 68.4825 | 1
| Zone | South Orange County | 10 | Average Weekday | CAISO | 1-in-10 | 2025 | 11 |  |  |  | 71.8683 | 1
| Zone | South Orange County | 10 | Average Weekday | CAISO | 1-in-10 | 2025 | 12 |  |  |  | 74.8892 | 1
| Zone | South Orange County | 10 | Average Weekday | CAISO | 1-in-10 | 2025 | 13 |  |  |  | 77.3307 | 1
| Zone | South Orange County | 10 | Average Weekday | CAISO | 1-in-10 | 2025 | 14 |  |  |  | 78.5737 | 1
| Zone | South Orange County | 10 | Average Weekday | CAISO | 1-in-10 | 2025 | 15 |  |  |  | 79.2328 | 1
| Zone | South Orange County | 10 | Average Weekday | CAISO | 1-in-10 | 2025 | 16 |  |  |  | 79.1279 | 1
| Zone | South Orange County | 10 | Average Weekday | CAISO | 1-in-10 | 2025 | 17 |  |  |  | 78.8701 | 1
| Zone | South Orange County | 10 | Average Weekday | CAISO | 1-in-10 | 2025 | 18 |  |  |  | 78.3056 | 1
| Zone | South Orange County | 10 | Average Weekday | CAISO | 1-in-10 | 2025 | 19 |  |  |  | 76.8335 | 1
| Zone | South Orange County | 10 | Average Weekday | CAISO | 1-in-10 | 2025 | 20 |  |  |  | 74.2791 | 1
| Zone | South Orange County | 10 | Average Weekday | CAISO | 1-in-10 | 2025 | 21 |  |  |  | 72.6954 | 1
| Zone | South Orange County | 10 | Average Weekday | CAISO | 1-in-10 | 2025 | 22 |  |  |  | 71.6686 | 1
| Zone | South Orange County | 10 | Average Weekday | CAISO | 1-in-10 | 2025 | 23 |  |  |  | 70.7785 | 1
| Zone | South Orange County | 10 | Average Weekday | CAISO | 1-in-10 | 2025 | 24 |  |  |  | 69.9095 | 1
| Zone | South Orange County | 10 | Monthly System Peak Day | CAISO | 1-in-10 | 2025 | 1 |  |  |  | 75 | 1
| Zone | South Orange County | 10 | Monthly System Peak Day | CAISO | 1-in-10 | 2025 | 2 |  |  |  | 74.5633 | 1
| Zone | South Orange County | 10 | Monthly System Peak Day | CAISO | 1-in-10 | 2025 | 3 |  |  |  | 73.8333 | 1
| Zone | South Orange County | 10 | Monthly System Peak Day | CAISO | 1-in-10 | 2025 | 4 |  |  |  | 73.5633 | 1
| Zone | South Orange County | 10 | Monthly System Peak Day | CAISO | 1-in-10 | 2025 | 5 |  |  |  | 73.6483 | 1
| Zone | South Orange County | 10 | Monthly System Peak Day | CAISO | 1-in-10 | 2025 | 6 |  |  |  | 73.495 | 1
| Zone | South Orange County | 10 | Monthly System Peak Day | CAISO | 1-in-10 | 2025 | 7 |  |  |  | 73.0483 | 1
| Zone | South Orange County | 10 | Monthly System Peak Day | CAISO | 1-in-10 | 2025 | 8 |  |  |  | 72.8967 | 1
| Zone | South Orange County | 10 | Monthly System Peak Day | CAISO | 1-in-10 | 2025 | 9 |  |  |  | 73.5133 | 1
| Zone | South Orange County | 10 | Monthly System Peak Day | CAISO | 1-in-10 | 2025 | 10 |  |  |  | 76.9 | 1
| Zone | South Orange County | 10 | Monthly System Peak Day | CAISO | 1-in-10 | 2025 | 11 |  |  |  | 80.4167 | 1
| Zone | South Orange County | 10 | Monthly System Peak Day | CAISO | 1-in-10 | 2025 | 12 |  |  |  | 82.8167 | 1
| Zone | South Orange County | 10 | Monthly System Peak Day | CAISO | 1-in-10 | 2025 | 13 |  |  |  | 83.8 | 1
| Zone | South Orange County | 10 | Monthly System Peak Day | CAISO | 1-in-10 | 2025 | 14 |  |  |  | 83.8333 | 1
| Zone | South Orange County | 10 | Monthly System Peak Day | CAISO | 1-in-10 | 2025 | 15 |  |  |  | 84.0667 | 1
| Zone | South Orange County | 10 | Monthly System Peak Day | CAISO | 1-in-10 | 2025 | 16 |  |  |  | 83.9167 | 1
| Zone | South Orange County | 10 | Monthly System Peak Day | CAISO | 1-in-10 | 2025 | 17 |  |  |  | 82.9167 | 1
| Zone | South Orange County | 10 | Monthly System Peak Day | CAISO | 1-in-10 | 2025 | 18 |  |  |  | 81.4667 | 1
| Zone | South Orange County | 10 | Monthly System Peak Day | CAISO | 1-in-10 | 2025 | 19 |  |  |  | 79.8667 | 1
| Zone | South Orange County | 10 | Monthly System Peak Day | CAISO | 1-in-10 | 2025 | 20 |  |  |  | 77.6667 | 1
| Zone | South Orange County | 10 | Monthly System Peak Day | CAISO | 1-in-10 | 2025 | 21 |  |  |  | 75.6667 | 1
| Zone | South Orange County | 10 | Monthly System Peak Day | CAISO | 1-in-10 | 2025 | 22 |  |  |  | 74.2167 | 1
| Zone | South Orange County | 10 | Monthly System Peak Day | CAISO | 1-in-10 | 2025 | 23 |  |  |  | 73.4133 | 1
| Zone | South Orange County | 10 | Monthly System Peak Day | CAISO | 1-in-10 | 2025 | 24 |  |  |  | 73.0933 | 1
| Zone | South Orange County | 11 | Average Weekday | CAISO | 1-in-10 | 2025 | 1 |  |  |  | 58.9397 | 1
| Zone | South Orange County | 11 | Average Weekday | CAISO | 1-in-10 | 2025 | 2 |  |  |  | 57.9461 | 1
| Zone | South Orange County | 11 | Average Weekday | CAISO | 1-in-10 | 2025 | 3 |  |  |  | 56.9995 | 1
| Zone | South Orange County | 11 | Average Weekday | CAISO | 1-in-10 | 2025 | 4 |  |  |  | 56.0916 | 1
| Zone | South Orange County | 11 | Average Weekday | CAISO | 1-in-10 | 2025 | 5 |  |  |  | 55.3154 | 1
| Zone | South Orange County | 11 | Average Weekday | CAISO | 1-in-10 | 2025 | 6 |  |  |  | 54.6663 | 1
| Zone | South Orange County | 11 | Average Weekday | CAISO | 1-in-10 | 2025 | 7 |  |  |  | 54.3493 | 1
| Zone | South Orange County | 11 | Average Weekday | CAISO | 1-in-10 | 2025 | 8 |  |  |  | 54.1698 | 1
| Zone | South Orange County | 11 | Average Weekday | CAISO | 1-in-10 | 2025 | 9 |  |  |  | 55.668 | 1
| Zone | South Orange County | 11 | Average Weekday | CAISO | 1-in-10 | 2025 | 10 |  |  |  | 59.6793 | 1
| Zone | South Orange County | 11 | Average Weekday | CAISO | 1-in-10 | 2025 | 11 |  |  |  | 64.0458 | 1
| Zone | South Orange County | 11 | Average Weekday | CAISO | 1-in-10 | 2025 | 12 |  |  |  | 67.5321 | 1
| Zone | South Orange County | 11 | Average Weekday | CAISO | 1-in-10 | 2025 | 13 |  |  |  | 69.9497 | 1
| Zone | South Orange County | 11 | Average Weekday | CAISO | 1-in-10 | 2025 | 14 |  |  |  | 71.1228 | 1
| Zone | South Orange County | 11 | Average Weekday | CAISO | 1-in-10 | 2025 | 15 |  |  |  | 71.3371 | 1
| Zone | South Orange County | 11 | Average Weekday | CAISO | 1-in-10 | 2025 | 16 |  |  |  | 71.0195 | 1
| Zone | South Orange County | 11 | Average Weekday | CAISO | 1-in-10 | 2025 | 17 |  |  |  | 70.1644 | 1
| Zone | South Orange County | 11 | Average Weekday | CAISO | 1-in-10 | 2025 | 18 |  |  |  | 68.4656 | 1
| Zone | South Orange County | 11 | Average Weekday | CAISO | 1-in-10 | 2025 | 19 |  |  |  | 66.4926 | 1
| Zone | South Orange County | 11 | Average Weekday | CAISO | 1-in-10 | 2025 | 20 |  |  |  | 64.7972 | 1
| Zone | South Orange County | 11 | Average Weekday | CAISO | 1-in-10 | 2025 | 21 |  |  |  | 63.4676 | 1
| Zone | South Orange County | 11 | Average Weekday | CAISO | 1-in-10 | 2025 | 22 |  |  |  | 62.0872 | 1
| Zone | South Orange County | 11 | Average Weekday | CAISO | 1-in-10 | 2025 | 23 |  |  |  | 60.8519 | 1
| Zone | South Orange County | 11 | Average Weekday | CAISO | 1-in-10 | 2025 | 24 |  |  |  | 59.7972 | 1
| Zone | South Orange County | 11 | Monthly System Peak Day | CAISO | 1-in-10 | 2025 | 1 |  |  |  | 69.45 | 1
| Zone | South Orange County | 11 | Monthly System Peak Day | CAISO | 1-in-10 | 2025 | 2 |  |  |  | 68.3317 | 1
| Zone | South Orange County | 11 | Monthly System Peak Day | CAISO | 1-in-10 | 2025 | 3 |  |  |  | 67.435 | 1
| Zone | South Orange County | 11 | Monthly System Peak Day | CAISO | 1-in-10 | 2025 | 4 |  |  |  | 66.2533 | 1
| Zone | South Orange County | 11 | Monthly System Peak Day | CAISO | 1-in-10 | 2025 | 5 |  |  |  | 65.7983 | 1
| Zone | South Orange County | 11 | Monthly System Peak Day | CAISO | 1-in-10 | 2025 | 6 |  |  |  | 64.7267 | 1
| Zone | South Orange County | 11 | Monthly System Peak Day | CAISO | 1-in-10 | 2025 | 7 |  |  |  | 64.8883 | 1
| Zone | South Orange County | 11 | Monthly System Peak Day | CAISO | 1-in-10 | 2025 | 8 |  |  |  | 65.895 | 1
| Zone | South Orange County | 11 | Monthly System Peak Day | CAISO | 1-in-10 | 2025 | 9 |  |  |  | 68.315 | 1
| Zone | South Orange County | 11 | Monthly System Peak Day | CAISO | 1-in-10 | 2025 | 10 |  |  |  | 72.92 | 1
| Zone | South Orange County | 11 | Monthly System Peak Day | CAISO | 1-in-10 | 2025 | 11 |  |  |  | 80.5 | 1
| Zone | South Orange County | 11 | Monthly System Peak Day | CAISO | 1-in-10 | 2025 | 12 |  |  |  | 86.7 | 1
| Zone | South Orange County | 11 | Monthly System Peak Day | CAISO | 1-in-10 | 2025 | 13 |  |  |  | 90.5667 | 1
| Zone | South Orange County | 11 | Monthly System Peak Day | CAISO | 1-in-10 | 2025 | 14 |  |  |  | 92.2667 | 1
| Zone | South Orange County | 11 | Monthly System Peak Day | CAISO | 1-in-10 | 2025 | 15 |  |  |  | 92.5667 | 1
| Zone | South Orange County | 11 | Monthly System Peak Day | CAISO | 1-in-10 | 2025 | 16 |  |  |  | 91.8333 | 1
| Zone | South Orange County | 11 | Monthly System Peak Day | CAISO | 1-in-10 | 2025 | 17 |  |  |  | 90.8333 | 1
| Zone | South Orange County | 11 | Monthly System Peak Day | CAISO | 1-in-10 | 2025 | 18 |  |  |  | 89.0667 | 1
| Zone | South Orange County | 11 | Monthly System Peak Day | CAISO | 1-in-10 | 2025 | 19 |  |  |  | 86.4833 | 1
| Zone | South Orange County | 11 | Monthly System Peak Day | CAISO | 1-in-10 | 2025 | 20 |  |  |  | 82 | 1
| Zone | South Orange County | 11 | Monthly System Peak Day | CAISO | 1-in-10 | 2025 | 21 |  |  |  | 79.2 | 1
| Zone | South Orange County | 11 | Monthly System Peak Day | CAISO | 1-in-10 | 2025 | 22 |  |  |  | 77.1 | 1
| Zone | South Orange County | 11 | Monthly System Peak Day | CAISO | 1-in-10 | 2025 | 23 |  |  |  | 74.8 | 1
| Zone | South Orange County | 11 | Monthly System Peak Day | CAISO | 1-in-10 | 2025 | 24 |  |  |  | 72.7667 | 1
| Zone | South Orange County | 12 | Average Weekday | CAISO | 1-in-10 | 2025 | 1 |  |  |  | 54.5111 | 1
| Zone | South Orange County | 12 | Average Weekday | CAISO | 1-in-10 | 2025 | 2 |  |  |  | 53.803 | 1
| Zone | South Orange County | 12 | Average Weekday | CAISO | 1-in-10 | 2025 | 3 |  |  |  | 53.0888 | 1
| Zone | South Orange County | 12 | Average Weekday | CAISO | 1-in-10 | 2025 | 4 |  |  |  | 52.4773 | 1
| Zone | South Orange County | 12 | Average Weekday | CAISO | 1-in-10 | 2025 | 5 |  |  |  | 51.8108 | 1
| Zone | South Orange County | 12 | Average Weekday | CAISO | 1-in-10 | 2025 | 6 |  |  |  | 51.2045 | 1
| Zone | South Orange County | 12 | Average Weekday | CAISO | 1-in-10 | 2025 | 7 |  |  |  | 50.8817 | 1
| Zone | South Orange County | 12 | Average Weekday | CAISO | 1-in-10 | 2025 | 8 |  |  |  | 50.913 | 1
| Zone | South Orange County | 12 | Average Weekday | CAISO | 1-in-10 | 2025 | 9 |  |  |  | 51.8998 | 1
| Zone | South Orange County | 12 | Average Weekday | CAISO | 1-in-10 | 2025 | 10 |  |  |  | 54.5417 | 1
| Zone | South Orange County | 12 | Average Weekday | CAISO | 1-in-10 | 2025 | 11 |  |  |  | 58.0038 | 1
| Zone | South Orange County | 12 | Average Weekday | CAISO | 1-in-10 | 2025 | 12 |  |  |  | 61.1044 | 1
| Zone | South Orange County | 12 | Average Weekday | CAISO | 1-in-10 | 2025 | 13 |  |  |  | 63.3377 | 1
| Zone | South Orange County | 12 | Average Weekday | CAISO | 1-in-10 | 2025 | 14 |  |  |  | 64.7409 | 1
| Zone | South Orange County | 12 | Average Weekday | CAISO | 1-in-10 | 2025 | 15 |  |  |  | 64.9516 | 1
| Zone | South Orange County | 12 | Average Weekday | CAISO | 1-in-10 | 2025 | 16 |  |  |  | 64.7126 | 1
| Zone | South Orange County | 12 | Average Weekday | CAISO | 1-in-10 | 2025 | 17 |  |  |  | 63.7061 | 1
| Zone | South Orange County | 12 | Average Weekday | CAISO | 1-in-10 | 2025 | 18 |  |  |  | 61.9373 | 1
| Zone | South Orange County | 12 | Average Weekday | CAISO | 1-in-10 | 2025 | 19 |  |  |  | 60.4372 | 1
| Zone | South Orange County | 12 | Average Weekday | CAISO | 1-in-10 | 2025 | 20 |  |  |  | 59.4795 | 1
| Zone | South Orange County | 12 | Average Weekday | CAISO | 1-in-10 | 2025 | 21 |  |  |  | 58.3909 | 1
| Zone | South Orange County | 12 | Average Weekday | CAISO | 1-in-10 | 2025 | 22 |  |  |  | 57.3438 | 1
| Zone | South Orange County | 12 | Average Weekday | CAISO | 1-in-10 | 2025 | 23 |  |  |  | 56.4152 | 1
| Zone | South Orange County | 12 | Average Weekday | CAISO | 1-in-10 | 2025 | 24 |  |  |  | 55.5105 | 1
| Zone | South Orange County | 12 | Monthly System Peak Day | CAISO | 1-in-10 | 2025 | 1 |  |  |  | 45.5983 | 1
| Zone | South Orange County | 12 | Monthly System Peak Day | CAISO | 1-in-10 | 2025 | 2 |  |  |  | 44.0583 | 1
| Zone | South Orange County | 12 | Monthly System Peak Day | CAISO | 1-in-10 | 2025 | 3 |  |  |  | 42.7283 | 1
| Zone | South Orange County | 12 | Monthly System Peak Day | CAISO | 1-in-10 | 2025 | 4 |  |  |  | 41.4067 | 1
| Zone | South Orange County | 12 | Monthly System Peak Day | CAISO | 1-in-10 | 2025 | 5 |  |  |  | 40.1833 | 1
| Zone | South Orange County | 12 | Monthly System Peak Day | CAISO | 1-in-10 | 2025 | 6 |  |  |  | 39.455 | 1
| Zone | South Orange County | 12 | Monthly System Peak Day | CAISO | 1-in-10 | 2025 | 7 |  |  |  | 39.4983 | 1
| Zone | South Orange County | 12 | Monthly System Peak Day | CAISO | 1-in-10 | 2025 | 8 |  |  |  | 40 | 1
| Zone | South Orange County | 12 | Monthly System Peak Day | CAISO | 1-in-10 | 2025 | 9 |  |  |  | 41.15 | 1
| Zone | South Orange County | 12 | Monthly System Peak Day | CAISO | 1-in-10 | 2025 | 10 |  |  |  | 45.9567 | 1
| Zone | South Orange County | 12 | Monthly System Peak Day | CAISO | 1-in-10 | 2025 | 11 |  |  |  | 51.4333 | 1
| Zone | South Orange County | 12 | Monthly System Peak Day | CAISO | 1-in-10 | 2025 | 12 |  |  |  | 53.555 | 1
| Zone | South Orange County | 12 | Monthly System Peak Day | CAISO | 1-in-10 | 2025 | 13 |  |  |  | 54.46 | 1
| Zone | South Orange County | 12 | Monthly System Peak Day | CAISO | 1-in-10 | 2025 | 14 |  |  |  | 55.6267 | 1
| Zone | South Orange County | 12 | Monthly System Peak Day | CAISO | 1-in-10 | 2025 | 15 |  |  |  | 56.4667 | 1
| Zone | South Orange County | 12 | Monthly System Peak Day | CAISO | 1-in-10 | 2025 | 16 |  |  |  | 56.5783 | 1
| Zone | South Orange County | 12 | Monthly System Peak Day | CAISO | 1-in-10 | 2025 | 17 |  |  |  | 55.9683 | 1
| Zone | South Orange County | 12 | Monthly System Peak Day | CAISO | 1-in-10 | 2025 | 18 |  |  |  | 54.3267 | 1
| Zone | South Orange County | 12 | Monthly System Peak Day | CAISO | 1-in-10 | 2025 | 19 |  |  |  | 52.8067 | 1
| Zone | South Orange County | 12 | Monthly System Peak Day | CAISO | 1-in-10 | 2025 | 20 |  |  |  | 51.9067 | 1
| Zone | South Orange County | 12 | Monthly System Peak Day | CAISO | 1-in-10 | 2025 | 21 |  |  |  | 50.095 | 1
| Zone | South Orange County | 12 | Monthly System Peak Day | CAISO | 1-in-10 | 2025 | 22 |  |  |  | 48.8883 | 1
| Zone | South Orange County | 12 | Monthly System Peak Day | CAISO | 1-in-10 | 2025 | 23 |  |  |  | 48.9217 | 1
| Zone | South Orange County | 12 | Monthly System Peak Day | CAISO | 1-in-10 | 2025 | 24 |  |  |  | 48.4717 | 1
| Zone | South Orange County | 1 | Average Weekday | CAISO | 1-in-10 | 2026 | 1 |  |  |  | 52.18 | 1
| Zone | South Orange County | 1 | Average Weekday | CAISO | 1-in-10 | 2026 | 2 |  |  |  | 51.3559 | 1
| Zone | South Orange County | 1 | Average Weekday | CAISO | 1-in-10 | 2026 | 3 |  |  |  | 50.5879 | 1
| Zone | South Orange County | 1 | Average Weekday | CAISO | 1-in-10 | 2026 | 4 |  |  |  | 49.7468 | 1
| Zone | South Orange County | 1 | Average Weekday | CAISO | 1-in-10 | 2026 | 5 |  |  |  | 48.9691 | 1
| Zone | South Orange County | 1 | Average Weekday | CAISO | 1-in-10 | 2026 | 6 |  |  |  | 48.4568 | 1
| Zone | South Orange County | 1 | Average Weekday | CAISO | 1-in-10 | 2026 | 7 |  |  |  | 48.0644 | 1
| Zone | South Orange County | 1 | Average Weekday | CAISO | 1-in-10 | 2026 | 8 |  |  |  | 48.0706 | 1
| Zone | South Orange County | 1 | Average Weekday | CAISO | 1-in-10 | 2026 | 9 |  |  |  | 48.8383 | 1
| Zone | South Orange County | 1 | Average Weekday | CAISO | 1-in-10 | 2026 | 10 |  |  |  | 51.6117 | 1
| Zone | South Orange County | 1 | Average Weekday | CAISO | 1-in-10 | 2026 | 11 |  |  |  | 55.2199 | 1
| Zone | South Orange County | 1 | Average Weekday | CAISO | 1-in-10 | 2026 | 12 |  |  |  | 58.4718 | 1
| Zone | South Orange County | 1 | Average Weekday | CAISO | 1-in-10 | 2026 | 13 |  |  |  | 60.3987 | 1
| Zone | South Orange County | 1 | Average Weekday | CAISO | 1-in-10 | 2026 | 14 |  |  |  | 61.7776 | 1
| Zone | South Orange County | 1 | Average Weekday | CAISO | 1-in-10 | 2026 | 15 |  |  |  | 62.4536 | 1
| Zone | South Orange County | 1 | Average Weekday | CAISO | 1-in-10 | 2026 | 16 |  |  |  | 62.3352 | 1
| Zone | South Orange County | 1 | Average Weekday | CAISO | 1-in-10 | 2026 | 17 |  |  |  | 61.5598 | 1
| Zone | South Orange County | 1 | Average Weekday | CAISO | 1-in-10 | 2026 | 18 |  |  |  | 60.0373 | 1
| Zone | South Orange County | 1 | Average Weekday | CAISO | 1-in-10 | 2026 | 19 |  |  |  | 58.1541 | 1
| Zone | South Orange County | 1 | Average Weekday | CAISO | 1-in-10 | 2026 | 20 |  |  |  | 56.898 | 1
| Zone | South Orange County | 1 | Average Weekday | CAISO | 1-in-10 | 2026 | 21 |  |  |  | 55.8955 | 1
| Zone | South Orange County | 1 | Average Weekday | CAISO | 1-in-10 | 2026 | 22 |  |  |  | 54.9898 | 1
| Zone | South Orange County | 1 | Average Weekday | CAISO | 1-in-10 | 2026 | 23 |  |  |  | 53.956 | 1
| Zone | South Orange County | 1 | Average Weekday | CAISO | 1-in-10 | 2026 | 24 |  |  |  | 53.0008 | 1
| Zone | South Orange County | 1 | Monthly System Peak Day | CAISO | 1-in-10 | 2026 | 1 |  |  |  | 50.4933 | 1
| Zone | South Orange County | 1 | Monthly System Peak Day | CAISO | 1-in-10 | 2026 | 2 |  |  |  | 49.7233 | 1
| Zone | South Orange County | 1 | Monthly System Peak Day | CAISO | 1-in-10 | 2026 | 3 |  |  |  | 49.9217 | 1
| Zone | South Orange County | 1 | Monthly System Peak Day | CAISO | 1-in-10 | 2026 | 4 |  |  |  | 49.39 | 1
| Zone | South Orange County | 1 | Monthly System Peak Day | CAISO | 1-in-10 | 2026 | 5 |  |  |  | 48.7683 | 1
| Zone | South Orange County | 1 | Monthly System Peak Day | CAISO | 1-in-10 | 2026 | 6 |  |  |  | 48.5117 | 1
| Zone | South Orange County | 1 | Monthly System Peak Day | CAISO | 1-in-10 | 2026 | 7 |  |  |  | 48.0933 | 1
| Zone | South Orange County | 1 | Monthly System Peak Day | CAISO | 1-in-10 | 2026 | 8 |  |  |  | 47.0633 | 1
| Zone | South Orange County | 1 | Monthly System Peak Day | CAISO | 1-in-10 | 2026 | 9 |  |  |  | 46.8917 | 1
| Zone | South Orange County | 1 | Monthly System Peak Day | CAISO | 1-in-10 | 2026 | 10 |  |  |  | 48.225 | 1
| Zone | South Orange County | 1 | Monthly System Peak Day | CAISO | 1-in-10 | 2026 | 11 |  |  |  | 48.75 | 1
| Zone | South Orange County | 1 | Monthly System Peak Day | CAISO | 1-in-10 | 2026 | 12 |  |  |  | 51.1533 | 1
| Zone | South Orange County | 1 | Monthly System Peak Day | CAISO | 1-in-10 | 2026 | 13 |  |  |  | 52.825 | 1
| Zone | South Orange County | 1 | Monthly System Peak Day | CAISO | 1-in-10 | 2026 | 14 |  |  |  | 52.8767 | 1
| Zone | South Orange County | 1 | Monthly System Peak Day | CAISO | 1-in-10 | 2026 | 15 |  |  |  | 53.77 | 1
| Zone | South Orange County | 1 | Monthly System Peak Day | CAISO | 1-in-10 | 2026 | 16 |  |  |  | 53.9133 | 1
| Zone | South Orange County | 1 | Monthly System Peak Day | CAISO | 1-in-10 | 2026 | 17 |  |  |  | 53.655 | 1
| Zone | South Orange County | 1 | Monthly System Peak Day | CAISO | 1-in-10 | 2026 | 18 |  |  |  | 52.6633 | 1
| Zone | South Orange County | 1 | Monthly System Peak Day | CAISO | 1-in-10 | 2026 | 19 |  |  |  | 51.0767 | 1
| Zone | South Orange County | 1 | Monthly System Peak Day | CAISO | 1-in-10 | 2026 | 20 |  |  |  | 50.53 | 1
| Zone | South Orange County | 1 | Monthly System Peak Day | CAISO | 1-in-10 | 2026 | 21 |  |  |  | 50.11 | 1
| Zone | South Orange County | 1 | Monthly System Peak Day | CAISO | 1-in-10 | 2026 | 22 |  |  |  | 49.7583 | 1
| Zone | South Orange County | 1 | Monthly System Peak Day | CAISO | 1-in-10 | 2026 | 23 |  |  |  | 48.78 | 1
| Zone | South Orange County | 1 | Monthly System Peak Day | CAISO | 1-in-10 | 2026 | 24 |  |  |  | 46.86 | 1
| Zone | South Orange County | 2 | Average Weekday | CAISO | 1-in-10 | 2026 | 1 |  |  |  | 51.8979 | 1
| Zone | South Orange County | 2 | Average Weekday | CAISO | 1-in-10 | 2026 | 2 |  |  |  | 51.0911 | 1
| Zone | South Orange County | 2 | Average Weekday | CAISO | 1-in-10 | 2026 | 3 |  |  |  | 50.3206 | 1
| Zone | South Orange County | 2 | Average Weekday | CAISO | 1-in-10 | 2026 | 4 |  |  |  | 49.5876 | 1
| Zone | South Orange County | 2 | Average Weekday | CAISO | 1-in-10 | 2026 | 5 |  |  |  | 48.856 | 1
| Zone | South Orange County | 2 | Average Weekday | CAISO | 1-in-10 | 2026 | 6 |  |  |  | 48.3118 | 1
| Zone | South Orange County | 2 | Average Weekday | CAISO | 1-in-10 | 2026 | 7 |  |  |  | 48.1363 | 1
| Zone | South Orange County | 2 | Average Weekday | CAISO | 1-in-10 | 2026 | 8 |  |  |  | 48.2131 | 1
| Zone | South Orange County | 2 | Average Weekday | CAISO | 1-in-10 | 2026 | 9 |  |  |  | 49.7696 | 1
| Zone | South Orange County | 2 | Average Weekday | CAISO | 1-in-10 | 2026 | 10 |  |  |  | 53.4056 | 1
| Zone | South Orange County | 2 | Average Weekday | CAISO | 1-in-10 | 2026 | 11 |  |  |  | 56.7418 | 1
| Zone | South Orange County | 2 | Average Weekday | CAISO | 1-in-10 | 2026 | 12 |  |  |  | 59.1099 | 1
| Zone | South Orange County | 2 | Average Weekday | CAISO | 1-in-10 | 2026 | 13 |  |  |  | 60.5477 | 1
| Zone | South Orange County | 2 | Average Weekday | CAISO | 1-in-10 | 2026 | 14 |  |  |  | 61.8217 | 1
| Zone | South Orange County | 2 | Average Weekday | CAISO | 1-in-10 | 2026 | 15 |  |  |  | 62.1023 | 1
| Zone | South Orange County | 2 | Average Weekday | CAISO | 1-in-10 | 2026 | 16 |  |  |  | 61.9606 | 1
| Zone | South Orange County | 2 | Average Weekday | CAISO | 1-in-10 | 2026 | 17 |  |  |  | 61.41 | 1
| Zone | South Orange County | 2 | Average Weekday | CAISO | 1-in-10 | 2026 | 18 |  |  |  | 60.2222 | 1
| Zone | South Orange County | 2 | Average Weekday | CAISO | 1-in-10 | 2026 | 19 |  |  |  | 58.3882 | 1
| Zone | South Orange County | 2 | Average Weekday | CAISO | 1-in-10 | 2026 | 20 |  |  |  | 57.0211 | 1
| Zone | South Orange County | 2 | Average Weekday | CAISO | 1-in-10 | 2026 | 21 |  |  |  | 55.9466 | 1
| Zone | South Orange County | 2 | Average Weekday | CAISO | 1-in-10 | 2026 | 22 |  |  |  | 55.0275 | 1
| Zone | South Orange County | 2 | Average Weekday | CAISO | 1-in-10 | 2026 | 23 |  |  |  | 54.1222 | 1
| Zone | South Orange County | 2 | Average Weekday | CAISO | 1-in-10 | 2026 | 24 |  |  |  | 53.2494 | 1
| Zone | South Orange County | 2 | Monthly System Peak Day | CAISO | 1-in-10 | 2026 | 1 |  |  |  | 52.945 | 1
| Zone | South Orange County | 2 | Monthly System Peak Day | CAISO | 1-in-10 | 2026 | 2 |  |  |  | 52.8633 | 1
| Zone | South Orange County | 2 | Monthly System Peak Day | CAISO | 1-in-10 | 2026 | 3 |  |  |  | 52.7767 | 1
| Zone | South Orange County | 2 | Monthly System Peak Day | CAISO | 1-in-10 | 2026 | 4 |  |  |  | 51.915 | 1
| Zone | South Orange County | 2 | Monthly System Peak Day | CAISO | 1-in-10 | 2026 | 5 |  |  |  | 51.09 | 1
| Zone | South Orange County | 2 | Monthly System Peak Day | CAISO | 1-in-10 | 2026 | 6 |  |  |  | 50.0733 | 1
| Zone | South Orange County | 2 | Monthly System Peak Day | CAISO | 1-in-10 | 2026 | 7 |  |  |  | 49.7333 | 1
| Zone | South Orange County | 2 | Monthly System Peak Day | CAISO | 1-in-10 | 2026 | 8 |  |  |  | 49.6567 | 1
| Zone | South Orange County | 2 | Monthly System Peak Day | CAISO | 1-in-10 | 2026 | 9 |  |  |  | 50.3817 | 1
| Zone | South Orange County | 2 | Monthly System Peak Day | CAISO | 1-in-10 | 2026 | 10 |  |  |  | 51.6267 | 1
| Zone | South Orange County | 2 | Monthly System Peak Day | CAISO | 1-in-10 | 2026 | 11 |  |  |  | 52.2633 | 1
| Zone | South Orange County | 2 | Monthly System Peak Day | CAISO | 1-in-10 | 2026 | 12 |  |  |  | 53.465 | 1
| Zone | South Orange County | 2 | Monthly System Peak Day | CAISO | 1-in-10 | 2026 | 13 |  |  |  | 54.3117 | 1
| Zone | South Orange County | 2 | Monthly System Peak Day | CAISO | 1-in-10 | 2026 | 14 |  |  |  | 55.49 | 1
| Zone | South Orange County | 2 | Monthly System Peak Day | CAISO | 1-in-10 | 2026 | 15 |  |  |  | 56.2783 | 1
| Zone | South Orange County | 2 | Monthly System Peak Day | CAISO | 1-in-10 | 2026 | 16 |  |  |  | 57.2867 | 1
| Zone | South Orange County | 2 | Monthly System Peak Day | CAISO | 1-in-10 | 2026 | 17 |  |  |  | 58.5583 | 1
| Zone | South Orange County | 2 | Monthly System Peak Day | CAISO | 1-in-10 | 2026 | 18 |  |  |  | 58.3483 | 1
| Zone | South Orange County | 2 | Monthly System Peak Day | CAISO | 1-in-10 | 2026 | 19 |  |  |  | 57.1133 | 1
| Zone | South Orange County | 2 | Monthly System Peak Day | CAISO | 1-in-10 | 2026 | 20 |  |  |  | 55.98 | 1
| Zone | South Orange County | 2 | Monthly System Peak Day | CAISO | 1-in-10 | 2026 | 21 |  |  |  | 55.37 | 1
| Zone | South Orange County | 2 | Monthly System Peak Day | CAISO | 1-in-10 | 2026 | 22 |  |  |  | 54.715 | 1
| Zone | South Orange County | 2 | Monthly System Peak Day | CAISO | 1-in-10 | 2026 | 23 |  |  |  | 53.8183 | 1
| Zone | South Orange County | 2 | Monthly System Peak Day | CAISO | 1-in-10 | 2026 | 24 |  |  |  | 52.9883 | 1
| Zone | South Orange County | 3 | Average Weekday | CAISO | 1-in-10 | 2026 | 1 |  |  |  | 59.5281 | 1
| Zone | South Orange County | 3 | Average Weekday | CAISO | 1-in-10 | 2026 | 2 |  |  |  | 58.5162 | 1
| Zone | South Orange County | 3 | Average Weekday | CAISO | 1-in-10 | 2026 | 3 |  |  |  | 57.8131 | 1
| Zone | South Orange County | 3 | Average Weekday | CAISO | 1-in-10 | 2026 | 4 |  |  |  | 57.0513 | 1
| Zone | South Orange County | 3 | Average Weekday | CAISO | 1-in-10 | 2026 | 5 |  |  |  | 56.254 | 1
| Zone | South Orange County | 3 | Average Weekday | CAISO | 1-in-10 | 2026 | 6 |  |  |  | 55.6438 | 1
| Zone | South Orange County | 3 | Average Weekday | CAISO | 1-in-10 | 2026 | 7 |  |  |  | 55.2104 | 1
| Zone | South Orange County | 3 | Average Weekday | CAISO | 1-in-10 | 2026 | 8 |  |  |  | 55.3983 | 1
| Zone | South Orange County | 3 | Average Weekday | CAISO | 1-in-10 | 2026 | 9 |  |  |  | 56.9005 | 1
| Zone | South Orange County | 3 | Average Weekday | CAISO | 1-in-10 | 2026 | 10 |  |  |  | 60.304 | 1
| Zone | South Orange County | 3 | Average Weekday | CAISO | 1-in-10 | 2026 | 11 |  |  |  | 64.0885 | 1
| Zone | South Orange County | 3 | Average Weekday | CAISO | 1-in-10 | 2026 | 12 |  |  |  | 67.5235 | 1
| Zone | South Orange County | 3 | Average Weekday | CAISO | 1-in-10 | 2026 | 13 |  |  |  | 69.6426 | 1
| Zone | South Orange County | 3 | Average Weekday | CAISO | 1-in-10 | 2026 | 14 |  |  |  | 71.0985 | 1
| Zone | South Orange County | 3 | Average Weekday | CAISO | 1-in-10 | 2026 | 15 |  |  |  | 71.772 | 1
| Zone | South Orange County | 3 | Average Weekday | CAISO | 1-in-10 | 2026 | 16 |  |  |  | 71.7488 | 1
| Zone | South Orange County | 3 | Average Weekday | CAISO | 1-in-10 | 2026 | 17 |  |  |  | 71.0608 | 1
| Zone | South Orange County | 3 | Average Weekday | CAISO | 1-in-10 | 2026 | 18 |  |  |  | 70.3526 | 1
| Zone | South Orange County | 3 | Average Weekday | CAISO | 1-in-10 | 2026 | 19 |  |  |  | 69.0515 | 1
| Zone | South Orange County | 3 | Average Weekday | CAISO | 1-in-10 | 2026 | 20 |  |  |  | 66.7791 | 1
| Zone | South Orange County | 3 | Average Weekday | CAISO | 1-in-10 | 2026 | 21 |  |  |  | 64.5212 | 1
| Zone | South Orange County | 3 | Average Weekday | CAISO | 1-in-10 | 2026 | 22 |  |  |  | 63.3651 | 1
| Zone | South Orange County | 3 | Average Weekday | CAISO | 1-in-10 | 2026 | 23 |  |  |  | 62.5298 | 1
| Zone | South Orange County | 3 | Average Weekday | CAISO | 1-in-10 | 2026 | 24 |  |  |  | 61.5761 | 1
| Zone | South Orange County | 3 | Monthly System Peak Day | CAISO | 1-in-10 | 2026 | 1 |  |  |  | 65.615 | 1
| Zone | South Orange County | 3 | Monthly System Peak Day | CAISO | 1-in-10 | 2026 | 2 |  |  |  | 63.65 | 1
| Zone | South Orange County | 3 | Monthly System Peak Day | CAISO | 1-in-10 | 2026 | 3 |  |  |  | 62.4633 | 1
| Zone | South Orange County | 3 | Monthly System Peak Day | CAISO | 1-in-10 | 2026 | 4 |  |  |  | 61.2967 | 1
| Zone | South Orange County | 3 | Monthly System Peak Day | CAISO | 1-in-10 | 2026 | 5 |  |  |  | 60.3983 | 1
| Zone | South Orange County | 3 | Monthly System Peak Day | CAISO | 1-in-10 | 2026 | 6 |  |  |  | 59.4917 | 1
| Zone | South Orange County | 3 | Monthly System Peak Day | CAISO | 1-in-10 | 2026 | 7 |  |  |  | 58.8567 | 1
| Zone | South Orange County | 3 | Monthly System Peak Day | CAISO | 1-in-10 | 2026 | 8 |  |  |  | 58.4833 | 1
| Zone | South Orange County | 3 | Monthly System Peak Day | CAISO | 1-in-10 | 2026 | 9 |  |  |  | 59.8433 | 1
| Zone | South Orange County | 3 | Monthly System Peak Day | CAISO | 1-in-10 | 2026 | 10 |  |  |  | 64.5517 | 1
| Zone | South Orange County | 3 | Monthly System Peak Day | CAISO | 1-in-10 | 2026 | 11 |  |  |  | 70.0533 | 1
| Zone | South Orange County | 3 | Monthly System Peak Day | CAISO | 1-in-10 | 2026 | 12 |  |  |  | 75.6833 | 1
| Zone | South Orange County | 3 | Monthly System Peak Day | CAISO | 1-in-10 | 2026 | 13 |  |  |  | 80.6667 | 1
| Zone | South Orange County | 3 | Monthly System Peak Day | CAISO | 1-in-10 | 2026 | 14 |  |  |  | 81.1333 | 1
| Zone | South Orange County | 3 | Monthly System Peak Day | CAISO | 1-in-10 | 2026 | 15 |  |  |  | 80.9833 | 1
| Zone | South Orange County | 3 | Monthly System Peak Day | CAISO | 1-in-10 | 2026 | 16 |  |  |  | 81.1333 | 1
| Zone | South Orange County | 3 | Monthly System Peak Day | CAISO | 1-in-10 | 2026 | 17 |  |  |  | 82.4167 | 1
| Zone | South Orange County | 3 | Monthly System Peak Day | CAISO | 1-in-10 | 2026 | 18 |  |  |  | 81.1333 | 1
| Zone | South Orange County | 3 | Monthly System Peak Day | CAISO | 1-in-10 | 2026 | 19 |  |  |  | 79.4167 | 1
| Zone | South Orange County | 3 | Monthly System Peak Day | CAISO | 1-in-10 | 2026 | 20 |  |  |  | 77.7333 | 1
| Zone | South Orange County | 3 | Monthly System Peak Day | CAISO | 1-in-10 | 2026 | 21 |  |  |  | 75.3 | 1
| Zone | South Orange County | 3 | Monthly System Peak Day | CAISO | 1-in-10 | 2026 | 22 |  |  |  | 73.5333 | 1
| Zone | South Orange County | 3 | Monthly System Peak Day | CAISO | 1-in-10 | 2026 | 23 |  |  |  | 70.9867 | 1
| Zone | South Orange County | 3 | Monthly System Peak Day | CAISO | 1-in-10 | 2026 | 24 |  |  |  | 67.3217 | 1
| Zone | South Orange County | 4 | Average Weekday | CAISO | 1-in-10 | 2026 | 1 |  |  |  | 60.3411 | 1
| Zone | South Orange County | 4 | Average Weekday | CAISO | 1-in-10 | 2026 | 2 |  |  |  | 59.6212 | 1
| Zone | South Orange County | 4 | Average Weekday | CAISO | 1-in-10 | 2026 | 3 |  |  |  | 58.8704 | 1
| Zone | South Orange County | 4 | Average Weekday | CAISO | 1-in-10 | 2026 | 4 |  |  |  | 58.2242 | 1
| Zone | South Orange County | 4 | Average Weekday | CAISO | 1-in-10 | 2026 | 5 |  |  |  | 57.7397 | 1
| Zone | South Orange County | 4 | Average Weekday | CAISO | 1-in-10 | 2026 | 6 |  |  |  | 57.2834 | 1
| Zone | South Orange County | 4 | Average Weekday | CAISO | 1-in-10 | 2026 | 7 |  |  |  | 56.9743 | 1
| Zone | South Orange County | 4 | Average Weekday | CAISO | 1-in-10 | 2026 | 8 |  |  |  | 57.2163 | 1
| Zone | South Orange County | 4 | Average Weekday | CAISO | 1-in-10 | 2026 | 9 |  |  |  | 58.8671 | 1
| Zone | South Orange County | 4 | Average Weekday | CAISO | 1-in-10 | 2026 | 10 |  |  |  | 61.4286 | 1
| Zone | South Orange County | 4 | Average Weekday | CAISO | 1-in-10 | 2026 | 11 |  |  |  | 64.2445 | 1
| Zone | South Orange County | 4 | Average Weekday | CAISO | 1-in-10 | 2026 | 12 |  |  |  | 67.0971 | 1
| Zone | South Orange County | 4 | Average Weekday | CAISO | 1-in-10 | 2026 | 13 |  |  |  | 68.0969 | 1
| Zone | South Orange County | 4 | Average Weekday | CAISO | 1-in-10 | 2026 | 14 |  |  |  | 69.0433 | 1
| Zone | South Orange County | 4 | Average Weekday | CAISO | 1-in-10 | 2026 | 15 |  |  |  | 69.8945 | 1
| Zone | South Orange County | 4 | Average Weekday | CAISO | 1-in-10 | 2026 | 16 |  |  |  | 70.32 | 1
| Zone | South Orange County | 4 | Average Weekday | CAISO | 1-in-10 | 2026 | 17 |  |  |  | 70.4138 | 1
| Zone | South Orange County | 4 | Average Weekday | CAISO | 1-in-10 | 2026 | 18 |  |  |  | 69.9443 | 1
| Zone | South Orange County | 4 | Average Weekday | CAISO | 1-in-10 | 2026 | 19 |  |  |  | 69.0376 | 1
| Zone | South Orange County | 4 | Average Weekday | CAISO | 1-in-10 | 2026 | 20 |  |  |  | 67.3806 | 1
| Zone | South Orange County | 4 | Average Weekday | CAISO | 1-in-10 | 2026 | 21 |  |  |  | 65.1142 | 1
| Zone | South Orange County | 4 | Average Weekday | CAISO | 1-in-10 | 2026 | 22 |  |  |  | 63.6258 | 1
| Zone | South Orange County | 4 | Average Weekday | CAISO | 1-in-10 | 2026 | 23 |  |  |  | 62.5261 | 1
| Zone | South Orange County | 4 | Average Weekday | CAISO | 1-in-10 | 2026 | 24 |  |  |  | 61.5334 | 1
| Zone | South Orange County | 4 | Monthly System Peak Day | CAISO | 1-in-10 | 2026 | 1 |  |  |  | 70.62 | 1
| Zone | South Orange County | 4 | Monthly System Peak Day | CAISO | 1-in-10 | 2026 | 2 |  |  |  | 69.3267 | 1
| Zone | South Orange County | 4 | Monthly System Peak Day | CAISO | 1-in-10 | 2026 | 3 |  |  |  | 67.8167 | 1
| Zone | South Orange County | 4 | Monthly System Peak Day | CAISO | 1-in-10 | 2026 | 4 |  |  |  | 67.425 | 1
| Zone | South Orange County | 4 | Monthly System Peak Day | CAISO | 1-in-10 | 2026 | 5 |  |  |  | 67.59 | 1
| Zone | South Orange County | 4 | Monthly System Peak Day | CAISO | 1-in-10 | 2026 | 6 |  |  |  | 69.3133 | 1
| Zone | South Orange County | 4 | Monthly System Peak Day | CAISO | 1-in-10 | 2026 | 7 |  |  |  | 70.17 | 1
| Zone | South Orange County | 4 | Monthly System Peak Day | CAISO | 1-in-10 | 2026 | 8 |  |  |  | 72.1817 | 1
| Zone | South Orange County | 4 | Monthly System Peak Day | CAISO | 1-in-10 | 2026 | 9 |  |  |  | 74.49 | 1
| Zone | South Orange County | 4 | Monthly System Peak Day | CAISO | 1-in-10 | 2026 | 10 |  |  |  | 77.6667 | 1
| Zone | South Orange County | 4 | Monthly System Peak Day | CAISO | 1-in-10 | 2026 | 11 |  |  |  | 81.65 | 1
| Zone | South Orange County | 4 | Monthly System Peak Day | CAISO | 1-in-10 | 2026 | 12 |  |  |  | 85.6167 | 1
| Zone | South Orange County | 4 | Monthly System Peak Day | CAISO | 1-in-10 | 2026 | 13 |  |  |  | 87.4 | 1
| Zone | South Orange County | 4 | Monthly System Peak Day | CAISO | 1-in-10 | 2026 | 14 |  |  |  | 89.3333 | 1
| Zone | South Orange County | 4 | Monthly System Peak Day | CAISO | 1-in-10 | 2026 | 15 |  |  |  | 90.9667 | 1
| Zone | South Orange County | 4 | Monthly System Peak Day | CAISO | 1-in-10 | 2026 | 16 |  |  |  | 92.3667 | 1
| Zone | South Orange County | 4 | Monthly System Peak Day | CAISO | 1-in-10 | 2026 | 17 |  |  |  | 92.7333 | 1
| Zone | South Orange County | 4 | Monthly System Peak Day | CAISO | 1-in-10 | 2026 | 18 |  |  |  | 93.05 | 1
| Zone | South Orange County | 4 | Monthly System Peak Day | CAISO | 1-in-10 | 2026 | 19 |  |  |  | 92.65 | 1
| Zone | South Orange County | 4 | Monthly System Peak Day | CAISO | 1-in-10 | 2026 | 20 |  |  |  | 89.4667 | 1
| Zone | South Orange County | 4 | Monthly System Peak Day | CAISO | 1-in-10 | 2026 | 21 |  |  |  | 86.6333 | 1
| Zone | South Orange County | 4 | Monthly System Peak Day | CAISO | 1-in-10 | 2026 | 22 |  |  |  | 84.3167 | 1
| Zone | South Orange County | 4 | Monthly System Peak Day | CAISO | 1-in-10 | 2026 | 23 |  |  |  | 81.1333 | 1
| Zone | South Orange County | 4 | Monthly System Peak Day | CAISO | 1-in-10 | 2026 | 24 |  |  |  | 75.3 | 1
| Zone | South Orange County | 5 | Average Weekday | CAISO | 1-in-10 | 2026 | 1 |  |  |  | 63.6645 | 1
| Zone | South Orange County | 5 | Average Weekday | CAISO | 1-in-10 | 2026 | 2 |  |  |  | 63.0442 | 1
| Zone | South Orange County | 5 | Average Weekday | CAISO | 1-in-10 | 2026 | 3 |  |  |  | 62.628 | 1
| Zone | South Orange County | 5 | Average Weekday | CAISO | 1-in-10 | 2026 | 4 |  |  |  | 62.226 | 1
| Zone | South Orange County | 5 | Average Weekday | CAISO | 1-in-10 | 2026 | 5 |  |  |  | 61.8174 | 1
| Zone | South Orange County | 5 | Average Weekday | CAISO | 1-in-10 | 2026 | 6 |  |  |  | 61.6734 | 1
| Zone | South Orange County | 5 | Average Weekday | CAISO | 1-in-10 | 2026 | 7 |  |  |  | 61.397 | 1
| Zone | South Orange County | 5 | Average Weekday | CAISO | 1-in-10 | 2026 | 8 |  |  |  | 61.9969 | 1
| Zone | South Orange County | 5 | Average Weekday | CAISO | 1-in-10 | 2026 | 9 |  |  |  | 64.0083 | 1
| Zone | South Orange County | 5 | Average Weekday | CAISO | 1-in-10 | 2026 | 10 |  |  |  | 66.8587 | 1
| Zone | South Orange County | 5 | Average Weekday | CAISO | 1-in-10 | 2026 | 11 |  |  |  | 69.2524 | 1
| Zone | South Orange County | 5 | Average Weekday | CAISO | 1-in-10 | 2026 | 12 |  |  |  | 71.168 | 1
| Zone | South Orange County | 5 | Average Weekday | CAISO | 1-in-10 | 2026 | 13 |  |  |  | 72.297 | 1
| Zone | South Orange County | 5 | Average Weekday | CAISO | 1-in-10 | 2026 | 14 |  |  |  | 73.148 | 1
| Zone | South Orange County | 5 | Average Weekday | CAISO | 1-in-10 | 2026 | 15 |  |  |  | 73.976 | 1
| Zone | South Orange County | 5 | Average Weekday | CAISO | 1-in-10 | 2026 | 16 |  |  |  | 74.1826 | 1
| Zone | South Orange County | 5 | Average Weekday | CAISO | 1-in-10 | 2026 | 17 |  |  |  | 74.122 | 1
| Zone | South Orange County | 5 | Average Weekday | CAISO | 1-in-10 | 2026 | 18 |  |  |  | 73.3027 | 1
| Zone | South Orange County | 5 | Average Weekday | CAISO | 1-in-10 | 2026 | 19 |  |  |  | 72.369 | 1
| Zone | South Orange County | 5 | Average Weekday | CAISO | 1-in-10 | 2026 | 20 |  |  |  | 70.709 | 1
| Zone | South Orange County | 5 | Average Weekday | CAISO | 1-in-10 | 2026 | 21 |  |  |  | 68.2305 | 1
| Zone | South Orange County | 5 | Average Weekday | CAISO | 1-in-10 | 2026 | 22 |  |  |  | 66.2595 | 1
| Zone | South Orange County | 5 | Average Weekday | CAISO | 1-in-10 | 2026 | 23 |  |  |  | 65.0803 | 1
| Zone | South Orange County | 5 | Average Weekday | CAISO | 1-in-10 | 2026 | 24 |  |  |  | 64.1396 | 1
| Zone | South Orange County | 5 | Monthly System Peak Day | CAISO | 1-in-10 | 2026 | 1 |  |  |  | 70.7233 | 1
| Zone | South Orange County | 5 | Monthly System Peak Day | CAISO | 1-in-10 | 2026 | 2 |  |  |  | 69.7867 | 1
| Zone | South Orange County | 5 | Monthly System Peak Day | CAISO | 1-in-10 | 2026 | 3 |  |  |  | 68.9883 | 1
| Zone | South Orange County | 5 | Monthly System Peak Day | CAISO | 1-in-10 | 2026 | 4 |  |  |  | 68.0967 | 1
| Zone | South Orange County | 5 | Monthly System Peak Day | CAISO | 1-in-10 | 2026 | 5 |  |  |  | 67.4783 | 1
| Zone | South Orange County | 5 | Monthly System Peak Day | CAISO | 1-in-10 | 2026 | 6 |  |  |  | 67.16 | 1
| Zone | South Orange County | 5 | Monthly System Peak Day | CAISO | 1-in-10 | 2026 | 7 |  |  |  | 66.67 | 1
| Zone | South Orange County | 5 | Monthly System Peak Day | CAISO | 1-in-10 | 2026 | 8 |  |  |  | 67.6783 | 1
| Zone | South Orange County | 5 | Monthly System Peak Day | CAISO | 1-in-10 | 2026 | 9 |  |  |  | 72.7933 | 1
| Zone | South Orange County | 5 | Monthly System Peak Day | CAISO | 1-in-10 | 2026 | 10 |  |  |  | 79.3333 | 1
| Zone | South Orange County | 5 | Monthly System Peak Day | CAISO | 1-in-10 | 2026 | 11 |  |  |  | 84.2 | 1
| Zone | South Orange County | 5 | Monthly System Peak Day | CAISO | 1-in-10 | 2026 | 12 |  |  |  | 88.4667 | 1
| Zone | South Orange County | 5 | Monthly System Peak Day | CAISO | 1-in-10 | 2026 | 13 |  |  |  | 90.0333 | 1
| Zone | South Orange County | 5 | Monthly System Peak Day | CAISO | 1-in-10 | 2026 | 14 |  |  |  | 89.8333 | 1
| Zone | South Orange County | 5 | Monthly System Peak Day | CAISO | 1-in-10 | 2026 | 15 |  |  |  | 92.15 | 1
| Zone | South Orange County | 5 | Monthly System Peak Day | CAISO | 1-in-10 | 2026 | 16 |  |  |  | 92.0167 | 1
| Zone | South Orange County | 5 | Monthly System Peak Day | CAISO | 1-in-10 | 2026 | 17 |  |  |  | 91.8 | 1
| Zone | South Orange County | 5 | Monthly System Peak Day | CAISO | 1-in-10 | 2026 | 18 |  |  |  | 90.4333 | 1
| Zone | South Orange County | 5 | Monthly System Peak Day | CAISO | 1-in-10 | 2026 | 19 |  |  |  | 89.9167 | 1
| Zone | South Orange County | 5 | Monthly System Peak Day | CAISO | 1-in-10 | 2026 | 20 |  |  |  | 87.0333 | 1
| Zone | South Orange County | 5 | Monthly System Peak Day | CAISO | 1-in-10 | 2026 | 21 |  |  |  | 83.1833 | 1
| Zone | South Orange County | 5 | Monthly System Peak Day | CAISO | 1-in-10 | 2026 | 22 |  |  |  | 79.8 | 1
| Zone | South Orange County | 5 | Monthly System Peak Day | CAISO | 1-in-10 | 2026 | 23 |  |  |  | 76.7667 | 1
| Zone | South Orange County | 5 | Monthly System Peak Day | CAISO | 1-in-10 | 2026 | 24 |  |  |  | 73.3367 | 1
| Zone | South Orange County | 6 | Average Weekday | CAISO | 1-in-10 | 2026 | 1 |  |  |  | 64.8305 | 1
| Zone | South Orange County | 6 | Average Weekday | CAISO | 1-in-10 | 2026 | 2 |  |  |  | 64.5677 | 1
| Zone | South Orange County | 6 | Average Weekday | CAISO | 1-in-10 | 2026 | 3 |  |  |  | 64.3736 | 1
| Zone | South Orange County | 6 | Average Weekday | CAISO | 1-in-10 | 2026 | 4 |  |  |  | 64.1311 | 1
| Zone | South Orange County | 6 | Average Weekday | CAISO | 1-in-10 | 2026 | 5 |  |  |  | 63.9809 | 1
| Zone | South Orange County | 6 | Average Weekday | CAISO | 1-in-10 | 2026 | 6 |  |  |  | 63.8758 | 1
| Zone | South Orange County | 6 | Average Weekday | CAISO | 1-in-10 | 2026 | 7 |  |  |  | 63.8143 | 1
| Zone | South Orange County | 6 | Average Weekday | CAISO | 1-in-10 | 2026 | 8 |  |  |  | 64.0327 | 1
| Zone | South Orange County | 6 | Average Weekday | CAISO | 1-in-10 | 2026 | 9 |  |  |  | 64.9331 | 1
| Zone | South Orange County | 6 | Average Weekday | CAISO | 1-in-10 | 2026 | 10 |  |  |  | 66.7504 | 1
| Zone | South Orange County | 6 | Average Weekday | CAISO | 1-in-10 | 2026 | 11 |  |  |  | 69.068 | 1
| Zone | South Orange County | 6 | Average Weekday | CAISO | 1-in-10 | 2026 | 12 |  |  |  | 70.8322 | 1
| Zone | South Orange County | 6 | Average Weekday | CAISO | 1-in-10 | 2026 | 13 |  |  |  | 71.7878 | 1
| Zone | South Orange County | 6 | Average Weekday | CAISO | 1-in-10 | 2026 | 14 |  |  |  | 72.1196 | 1
| Zone | South Orange County | 6 | Average Weekday | CAISO | 1-in-10 | 2026 | 15 |  |  |  | 72.8228 | 1
| Zone | South Orange County | 6 | Average Weekday | CAISO | 1-in-10 | 2026 | 16 |  |  |  | 73.7532 | 1
| Zone | South Orange County | 6 | Average Weekday | CAISO | 1-in-10 | 2026 | 17 |  |  |  | 73.7854 | 1
| Zone | South Orange County | 6 | Average Weekday | CAISO | 1-in-10 | 2026 | 18 |  |  |  | 73.2464 | 1
| Zone | South Orange County | 6 | Average Weekday | CAISO | 1-in-10 | 2026 | 19 |  |  |  | 72.2489 | 1
| Zone | South Orange County | 6 | Average Weekday | CAISO | 1-in-10 | 2026 | 20 |  |  |  | 70.5072 | 1
| Zone | South Orange County | 6 | Average Weekday | CAISO | 1-in-10 | 2026 | 21 |  |  |  | 68.643 | 1
| Zone | South Orange County | 6 | Average Weekday | CAISO | 1-in-10 | 2026 | 22 |  |  |  | 66.6989 | 1
| Zone | South Orange County | 6 | Average Weekday | CAISO | 1-in-10 | 2026 | 23 |  |  |  | 65.7762 | 1
| Zone | South Orange County | 6 | Average Weekday | CAISO | 1-in-10 | 2026 | 24 |  |  |  | 65.3146 | 1
| Zone | South Orange County | 6 | Monthly System Peak Day | CAISO | 1-in-10 | 2026 | 1 |  |  |  | 69.3 | 1
| Zone | South Orange County | 6 | Monthly System Peak Day | CAISO | 1-in-10 | 2026 | 2 |  |  |  | 67.8217 | 1
| Zone | South Orange County | 6 | Monthly System Peak Day | CAISO | 1-in-10 | 2026 | 3 |  |  |  | 67.0917 | 1
| Zone | South Orange County | 6 | Monthly System Peak Day | CAISO | 1-in-10 | 2026 | 4 |  |  |  | 66.85 | 1
| Zone | South Orange County | 6 | Monthly System Peak Day | CAISO | 1-in-10 | 2026 | 5 |  |  |  | 66.105 | 1
| Zone | South Orange County | 6 | Monthly System Peak Day | CAISO | 1-in-10 | 2026 | 6 |  |  |  | 65.4533 | 1
| Zone | South Orange County | 6 | Monthly System Peak Day | CAISO | 1-in-10 | 2026 | 7 |  |  |  | 65.015 | 1
| Zone | South Orange County | 6 | Monthly System Peak Day | CAISO | 1-in-10 | 2026 | 8 |  |  |  | 65.9783 | 1
| Zone | South Orange County | 6 | Monthly System Peak Day | CAISO | 1-in-10 | 2026 | 9 |  |  |  | 69.0117 | 1
| Zone | South Orange County | 6 | Monthly System Peak Day | CAISO | 1-in-10 | 2026 | 10 |  |  |  | 74.415 | 1
| Zone | South Orange County | 6 | Monthly System Peak Day | CAISO | 1-in-10 | 2026 | 11 |  |  |  | 79.79 | 1
| Zone | South Orange County | 6 | Monthly System Peak Day | CAISO | 1-in-10 | 2026 | 12 |  |  |  | 80.5 | 1
| Zone | South Orange County | 6 | Monthly System Peak Day | CAISO | 1-in-10 | 2026 | 13 |  |  |  | 79.8833 | 1
| Zone | South Orange County | 6 | Monthly System Peak Day | CAISO | 1-in-10 | 2026 | 14 |  |  |  | 80.15 | 1
| Zone | South Orange County | 6 | Monthly System Peak Day | CAISO | 1-in-10 | 2026 | 15 |  |  |  | 82.8333 | 1
| Zone | South Orange County | 6 | Monthly System Peak Day | CAISO | 1-in-10 | 2026 | 16 |  |  |  | 87.0833 | 1
| Zone | South Orange County | 6 | Monthly System Peak Day | CAISO | 1-in-10 | 2026 | 17 |  |  |  | 88.95 | 1
| Zone | South Orange County | 6 | Monthly System Peak Day | CAISO | 1-in-10 | 2026 | 18 |  |  |  | 89.45 | 1
| Zone | South Orange County | 6 | Monthly System Peak Day | CAISO | 1-in-10 | 2026 | 19 |  |  |  | 85.5833 | 1
| Zone | South Orange County | 6 | Monthly System Peak Day | CAISO | 1-in-10 | 2026 | 20 |  |  |  | 78.3833 | 1
| Zone | South Orange County | 6 | Monthly System Peak Day | CAISO | 1-in-10 | 2026 | 21 |  |  |  | 74.7167 | 1
| Zone | South Orange County | 6 | Monthly System Peak Day | CAISO | 1-in-10 | 2026 | 22 |  |  |  | 72.1567 | 1
| Zone | South Orange County | 6 | Monthly System Peak Day | CAISO | 1-in-10 | 2026 | 23 |  |  |  | 70.8033 | 1
| Zone | South Orange County | 6 | Monthly System Peak Day | CAISO | 1-in-10 | 2026 | 24 |  |  |  | 69.8083 | 1
| Zone | South Orange County | 7 | Average Weekday | CAISO | 1-in-10 | 2026 | 1 |  |  |  | 69.4461 | 1
| Zone | South Orange County | 7 | Average Weekday | CAISO | 1-in-10 | 2026 | 2 |  |  |  | 69.086 | 1
| Zone | South Orange County | 7 | Average Weekday | CAISO | 1-in-10 | 2026 | 3 |  |  |  | 68.7807 | 1
| Zone | South Orange County | 7 | Average Weekday | CAISO | 1-in-10 | 2026 | 4 |  |  |  | 68.5325 | 1
| Zone | South Orange County | 7 | Average Weekday | CAISO | 1-in-10 | 2026 | 5 |  |  |  | 68.3902 | 1
| Zone | South Orange County | 7 | Average Weekday | CAISO | 1-in-10 | 2026 | 6 |  |  |  | 68.3303 | 1
| Zone | South Orange County | 7 | Average Weekday | CAISO | 1-in-10 | 2026 | 7 |  |  |  | 68.2904 | 1
| Zone | South Orange County | 7 | Average Weekday | CAISO | 1-in-10 | 2026 | 8 |  |  |  | 68.6719 | 1
| Zone | South Orange County | 7 | Average Weekday | CAISO | 1-in-10 | 2026 | 9 |  |  |  | 70.0939 | 1
| Zone | South Orange County | 7 | Average Weekday | CAISO | 1-in-10 | 2026 | 10 |  |  |  | 72.5596 | 1
| Zone | South Orange County | 7 | Average Weekday | CAISO | 1-in-10 | 2026 | 11 |  |  |  | 75.3255 | 1
| Zone | South Orange County | 7 | Average Weekday | CAISO | 1-in-10 | 2026 | 12 |  |  |  | 77.2332 | 1
| Zone | South Orange County | 7 | Average Weekday | CAISO | 1-in-10 | 2026 | 13 |  |  |  | 78.0307 | 1
| Zone | South Orange County | 7 | Average Weekday | CAISO | 1-in-10 | 2026 | 14 |  |  |  | 78.1088 | 1
| Zone | South Orange County | 7 | Average Weekday | CAISO | 1-in-10 | 2026 | 15 |  |  |  | 78.888 | 1
| Zone | South Orange County | 7 | Average Weekday | CAISO | 1-in-10 | 2026 | 16 |  |  |  | 79.4733 | 1
| Zone | South Orange County | 7 | Average Weekday | CAISO | 1-in-10 | 2026 | 17 |  |  |  | 79.575 | 1
| Zone | South Orange County | 7 | Average Weekday | CAISO | 1-in-10 | 2026 | 18 |  |  |  | 79.1003 | 1
| Zone | South Orange County | 7 | Average Weekday | CAISO | 1-in-10 | 2026 | 19 |  |  |  | 78.1803 | 1
| Zone | South Orange County | 7 | Average Weekday | CAISO | 1-in-10 | 2026 | 20 |  |  |  | 76.474 | 1
| Zone | South Orange County | 7 | Average Weekday | CAISO | 1-in-10 | 2026 | 21 |  |  |  | 74.0284 | 1
| Zone | South Orange County | 7 | Average Weekday | CAISO | 1-in-10 | 2026 | 22 |  |  |  | 71.8255 | 1
| Zone | South Orange County | 7 | Average Weekday | CAISO | 1-in-10 | 2026 | 23 |  |  |  | 70.847 | 1
| Zone | South Orange County | 7 | Average Weekday | CAISO | 1-in-10 | 2026 | 24 |  |  |  | 70.1921 | 1
| Zone | South Orange County | 7 | Monthly System Peak Day | CAISO | 1-in-10 | 2026 | 1 |  |  |  | 72.6833 | 1
| Zone | South Orange County | 7 | Monthly System Peak Day | CAISO | 1-in-10 | 2026 | 2 |  |  |  | 72.45 | 1
| Zone | South Orange County | 7 | Monthly System Peak Day | CAISO | 1-in-10 | 2026 | 3 |  |  |  | 72.0833 | 1
| Zone | South Orange County | 7 | Monthly System Peak Day | CAISO | 1-in-10 | 2026 | 4 |  |  |  | 71.6333 | 1
| Zone | South Orange County | 7 | Monthly System Peak Day | CAISO | 1-in-10 | 2026 | 5 |  |  |  | 71.3 | 1
| Zone | South Orange County | 7 | Monthly System Peak Day | CAISO | 1-in-10 | 2026 | 6 |  |  |  | 71.1667 | 1
| Zone | South Orange County | 7 | Monthly System Peak Day | CAISO | 1-in-10 | 2026 | 7 |  |  |  | 71 | 1
| Zone | South Orange County | 7 | Monthly System Peak Day | CAISO | 1-in-10 | 2026 | 8 |  |  |  | 71.0333 | 1
| Zone | South Orange County | 7 | Monthly System Peak Day | CAISO | 1-in-10 | 2026 | 9 |  |  |  | 72.3833 | 1
| Zone | South Orange County | 7 | Monthly System Peak Day | CAISO | 1-in-10 | 2026 | 10 |  |  |  | 74.8167 | 1
| Zone | South Orange County | 7 | Monthly System Peak Day | CAISO | 1-in-10 | 2026 | 11 |  |  |  | 78.0333 | 1
| Zone | South Orange County | 7 | Monthly System Peak Day | CAISO | 1-in-10 | 2026 | 12 |  |  |  | 80.65 | 1
| Zone | South Orange County | 7 | Monthly System Peak Day | CAISO | 1-in-10 | 2026 | 13 |  |  |  | 82.0667 | 1
| Zone | South Orange County | 7 | Monthly System Peak Day | CAISO | 1-in-10 | 2026 | 14 |  |  |  | 82.25 | 1
| Zone | South Orange County | 7 | Monthly System Peak Day | CAISO | 1-in-10 | 2026 | 15 |  |  |  | 82.7167 | 1
| Zone | South Orange County | 7 | Monthly System Peak Day | CAISO | 1-in-10 | 2026 | 16 |  |  |  | 81.7167 | 1
| Zone | South Orange County | 7 | Monthly System Peak Day | CAISO | 1-in-10 | 2026 | 17 |  |  |  | 80.05 | 1
| Zone | South Orange County | 7 | Monthly System Peak Day | CAISO | 1-in-10 | 2026 | 18 |  |  |  | 80.8167 | 1
| Zone | South Orange County | 7 | Monthly System Peak Day | CAISO | 1-in-10 | 2026 | 19 |  |  |  | 79.8333 | 1
| Zone | South Orange County | 7 | Monthly System Peak Day | CAISO | 1-in-10 | 2026 | 20 |  |  |  | 77.7 | 1
| Zone | South Orange County | 7 | Monthly System Peak Day | CAISO | 1-in-10 | 2026 | 21 |  |  |  | 75.5 | 1
| Zone | South Orange County | 7 | Monthly System Peak Day | CAISO | 1-in-10 | 2026 | 22 |  |  |  | 73.0833 | 1
| Zone | South Orange County | 7 | Monthly System Peak Day | CAISO | 1-in-10 | 2026 | 23 |  |  |  | 72.4833 | 1
| Zone | South Orange County | 7 | Monthly System Peak Day | CAISO | 1-in-10 | 2026 | 24 |  |  |  | 72.25 | 1
| Zone | South Orange County | 8 | Average Weekday | CAISO | 1-in-10 | 2026 | 1 |  |  |  | 69.5985 | 1
| Zone | South Orange County | 8 | Average Weekday | CAISO | 1-in-10 | 2026 | 2 |  |  |  | 69.3141 | 1
| Zone | South Orange County | 8 | Average Weekday | CAISO | 1-in-10 | 2026 | 3 |  |  |  | 69.0234 | 1
| Zone | South Orange County | 8 | Average Weekday | CAISO | 1-in-10 | 2026 | 4 |  |  |  | 68.8309 | 1
| Zone | South Orange County | 8 | Average Weekday | CAISO | 1-in-10 | 2026 | 5 |  |  |  | 68.605 | 1
| Zone | South Orange County | 8 | Average Weekday | CAISO | 1-in-10 | 2026 | 6 |  |  |  | 68.457 | 1
| Zone | South Orange County | 8 | Average Weekday | CAISO | 1-in-10 | 2026 | 7 |  |  |  | 68.3726 | 1
| Zone | South Orange County | 8 | Average Weekday | CAISO | 1-in-10 | 2026 | 8 |  |  |  | 68.4341 | 1
| Zone | South Orange County | 8 | Average Weekday | CAISO | 1-in-10 | 2026 | 9 |  |  |  | 69.3385 | 1
| Zone | South Orange County | 8 | Average Weekday | CAISO | 1-in-10 | 2026 | 10 |  |  |  | 71.1052 | 1
| Zone | South Orange County | 8 | Average Weekday | CAISO | 1-in-10 | 2026 | 11 |  |  |  | 73.5361 | 1
| Zone | South Orange County | 8 | Average Weekday | CAISO | 1-in-10 | 2026 | 12 |  |  |  | 75.6692 | 1
| Zone | South Orange County | 8 | Average Weekday | CAISO | 1-in-10 | 2026 | 13 |  |  |  | 76.6918 | 1
| Zone | South Orange County | 8 | Average Weekday | CAISO | 1-in-10 | 2026 | 14 |  |  |  | 77.525 | 1
| Zone | South Orange County | 8 | Average Weekday | CAISO | 1-in-10 | 2026 | 15 |  |  |  | 78.6466 | 1
| Zone | South Orange County | 8 | Average Weekday | CAISO | 1-in-10 | 2026 | 16 |  |  |  | 79.2502 | 1
| Zone | South Orange County | 8 | Average Weekday | CAISO | 1-in-10 | 2026 | 17 |  |  |  | 79.1715 | 1
| Zone | South Orange County | 8 | Average Weekday | CAISO | 1-in-10 | 2026 | 18 |  |  |  | 78.5438 | 1
| Zone | South Orange County | 8 | Average Weekday | CAISO | 1-in-10 | 2026 | 19 |  |  |  | 77.3582 | 1
| Zone | South Orange County | 8 | Average Weekday | CAISO | 1-in-10 | 2026 | 20 |  |  |  | 75.7666 | 1
| Zone | South Orange County | 8 | Average Weekday | CAISO | 1-in-10 | 2026 | 21 |  |  |  | 73.3325 | 1
| Zone | South Orange County | 8 | Average Weekday | CAISO | 1-in-10 | 2026 | 22 |  |  |  | 71.7902 | 1
| Zone | South Orange County | 8 | Average Weekday | CAISO | 1-in-10 | 2026 | 23 |  |  |  | 71.0086 | 1
| Zone | South Orange County | 8 | Average Weekday | CAISO | 1-in-10 | 2026 | 24 |  |  |  | 70.2746 | 1
| Zone | South Orange County | 8 | Monthly System Peak Day | CAISO | 1-in-10 | 2026 | 1 |  |  |  | 70.835 | 1
| Zone | South Orange County | 8 | Monthly System Peak Day | CAISO | 1-in-10 | 2026 | 2 |  |  |  | 70.33 | 1
| Zone | South Orange County | 8 | Monthly System Peak Day | CAISO | 1-in-10 | 2026 | 3 |  |  |  | 70.025 | 1
| Zone | South Orange County | 8 | Monthly System Peak Day | CAISO | 1-in-10 | 2026 | 4 |  |  |  | 69.8267 | 1
| Zone | South Orange County | 8 | Monthly System Peak Day | CAISO | 1-in-10 | 2026 | 5 |  |  |  | 69.4383 | 1
| Zone | South Orange County | 8 | Monthly System Peak Day | CAISO | 1-in-10 | 2026 | 6 |  |  |  | 69.155 | 1
| Zone | South Orange County | 8 | Monthly System Peak Day | CAISO | 1-in-10 | 2026 | 7 |  |  |  | 69.0167 | 1
| Zone | South Orange County | 8 | Monthly System Peak Day | CAISO | 1-in-10 | 2026 | 8 |  |  |  | 69.0817 | 1
| Zone | South Orange County | 8 | Monthly System Peak Day | CAISO | 1-in-10 | 2026 | 9 |  |  |  | 70.035 | 1
| Zone | South Orange County | 8 | Monthly System Peak Day | CAISO | 1-in-10 | 2026 | 10 |  |  |  | 73.155 | 1
| Zone | South Orange County | 8 | Monthly System Peak Day | CAISO | 1-in-10 | 2026 | 11 |  |  |  | 77.7833 | 1
| Zone | South Orange County | 8 | Monthly System Peak Day | CAISO | 1-in-10 | 2026 | 12 |  |  |  | 82 | 1
| Zone | South Orange County | 8 | Monthly System Peak Day | CAISO | 1-in-10 | 2026 | 13 |  |  |  | 82.8333 | 1
| Zone | South Orange County | 8 | Monthly System Peak Day | CAISO | 1-in-10 | 2026 | 14 |  |  |  | 84.7 | 1
| Zone | South Orange County | 8 | Monthly System Peak Day | CAISO | 1-in-10 | 2026 | 15 |  |  |  | 85.1167 | 1
| Zone | South Orange County | 8 | Monthly System Peak Day | CAISO | 1-in-10 | 2026 | 16 |  |  |  | 85.1667 | 1
| Zone | South Orange County | 8 | Monthly System Peak Day | CAISO | 1-in-10 | 2026 | 17 |  |  |  | 85.5833 | 1
| Zone | South Orange County | 8 | Monthly System Peak Day | CAISO | 1-in-10 | 2026 | 18 |  |  |  | 85.5 | 1
| Zone | South Orange County | 8 | Monthly System Peak Day | CAISO | 1-in-10 | 2026 | 19 |  |  |  | 84.35 | 1
| Zone | South Orange County | 8 | Monthly System Peak Day | CAISO | 1-in-10 | 2026 | 20 |  |  |  | 84.25 | 1
| Zone | South Orange County | 8 | Monthly System Peak Day | CAISO | 1-in-10 | 2026 | 21 |  |  |  | 80.0833 | 1
| Zone | South Orange County | 8 | Monthly System Peak Day | CAISO | 1-in-10 | 2026 | 22 |  |  |  | 76.4667 | 1
| Zone | South Orange County | 8 | Monthly System Peak Day | CAISO | 1-in-10 | 2026 | 23 |  |  |  | 75.2 | 1
| Zone | South Orange County | 8 | Monthly System Peak Day | CAISO | 1-in-10 | 2026 | 24 |  |  |  | 73.86 | 1
| Zone | South Orange County | 8 | Typical Event Day | CAISO | 1-in-10 | 2026 | 1 |  |  |  | 72.1671 | 1
| Zone | South Orange County | 8 | Typical Event Day | CAISO | 1-in-10 | 2026 | 2 |  |  |  | 71.3337 | 1
| Zone | South Orange County | 8 | Typical Event Day | CAISO | 1-in-10 | 2026 | 3 |  |  |  | 70.8583 | 1
| Zone | South Orange County | 8 | Typical Event Day | CAISO | 1-in-10 | 2026 | 4 |  |  |  | 70.6608 | 1
| Zone | South Orange County | 8 | Typical Event Day | CAISO | 1-in-10 | 2026 | 5 |  |  |  | 70.3275 | 1
| Zone | South Orange County | 8 | Typical Event Day | CAISO | 1-in-10 | 2026 | 6 |  |  |  | 69.9396 | 1
| Zone | South Orange County | 8 | Typical Event Day | CAISO | 1-in-10 | 2026 | 7 |  |  |  | 69.7663 | 1
| Zone | South Orange County | 8 | Typical Event Day | CAISO | 1-in-10 | 2026 | 8 |  |  |  | 70.1567 | 1
| Zone | South Orange County | 8 | Typical Event Day | CAISO | 1-in-10 | 2026 | 9 |  |  |  | 71.8117 | 1
| Zone | South Orange County | 8 | Typical Event Day | CAISO | 1-in-10 | 2026 | 10 |  |  |  | 75.4342 | 1
| Zone | South Orange County | 8 | Typical Event Day | CAISO | 1-in-10 | 2026 | 11 |  |  |  | 80.0058 | 1
| Zone | South Orange County | 8 | Typical Event Day | CAISO | 1-in-10 | 2026 | 12 |  |  |  | 82.7958 | 1
| Zone | South Orange County | 8 | Typical Event Day | CAISO | 1-in-10 | 2026 | 13 |  |  |  | 83.75 | 1
| Zone | South Orange County | 8 | Typical Event Day | CAISO | 1-in-10 | 2026 | 14 |  |  |  | 84.7333 | 1
| Zone | South Orange County | 8 | Typical Event Day | CAISO | 1-in-10 | 2026 | 15 |  |  |  | 85.65 | 1
| Zone | South Orange County | 8 | Typical Event Day | CAISO | 1-in-10 | 2026 | 16 |  |  |  | 86.425 | 1
| Zone | South Orange County | 8 | Typical Event Day | CAISO | 1-in-10 | 2026 | 17 |  |  |  | 86.4542 | 1
| Zone | South Orange County | 8 | Typical Event Day | CAISO | 1-in-10 | 2026 | 18 |  |  |  | 86.6 | 1
| Zone | South Orange County | 8 | Typical Event Day | CAISO | 1-in-10 | 2026 | 19 |  |  |  | 85.0542 | 1
| Zone | South Orange County | 8 | Typical Event Day | CAISO | 1-in-10 | 2026 | 20 |  |  |  | 82.2833 | 1
| Zone | South Orange County | 8 | Typical Event Day | CAISO | 1-in-10 | 2026 | 21 |  |  |  | 79.0292 | 1
| Zone | South Orange County | 8 | Typical Event Day | CAISO | 1-in-10 | 2026 | 22 |  |  |  | 76.9808 | 1
| Zone | South Orange County | 8 | Typical Event Day | CAISO | 1-in-10 | 2026 | 23 |  |  |  | 75.7592 | 1
| Zone | South Orange County | 8 | Typical Event Day | CAISO | 1-in-10 | 2026 | 24 |  |  |  | 74.4796 | 1
| Zone | South Orange County | 9 | Average Weekday | CAISO | 1-in-10 | 2026 | 1 |  |  |  | 71.7479 | 1
| Zone | South Orange County | 9 | Average Weekday | CAISO | 1-in-10 | 2026 | 2 |  |  |  | 71.1465 | 1
| Zone | South Orange County | 9 | Average Weekday | CAISO | 1-in-10 | 2026 | 3 |  |  |  | 70.6301 | 1
| Zone | South Orange County | 9 | Average Weekday | CAISO | 1-in-10 | 2026 | 4 |  |  |  | 70.1971 | 1
| Zone | South Orange County | 9 | Average Weekday | CAISO | 1-in-10 | 2026 | 5 |  |  |  | 69.8707 | 1
| Zone | South Orange County | 9 | Average Weekday | CAISO | 1-in-10 | 2026 | 6 |  |  |  | 69.5087 | 1
| Zone | South Orange County | 9 | Average Weekday | CAISO | 1-in-10 | 2026 | 7 |  |  |  | 69.2601 | 1
| Zone | South Orange County | 9 | Average Weekday | CAISO | 1-in-10 | 2026 | 8 |  |  |  | 69.177 | 1
| Zone | South Orange County | 9 | Average Weekday | CAISO | 1-in-10 | 2026 | 9 |  |  |  | 70.2802 | 1
| Zone | South Orange County | 9 | Average Weekday | CAISO | 1-in-10 | 2026 | 10 |  |  |  | 72.886 | 1
| Zone | South Orange County | 9 | Average Weekday | CAISO | 1-in-10 | 2026 | 11 |  |  |  | 75.8762 | 1
| Zone | South Orange County | 9 | Average Weekday | CAISO | 1-in-10 | 2026 | 12 |  |  |  | 78.4211 | 1
| Zone | South Orange County | 9 | Average Weekday | CAISO | 1-in-10 | 2026 | 13 |  |  |  | 79.6325 | 1
| Zone | South Orange County | 9 | Average Weekday | CAISO | 1-in-10 | 2026 | 14 |  |  |  | 80.3008 | 1
| Zone | South Orange County | 9 | Average Weekday | CAISO | 1-in-10 | 2026 | 15 |  |  |  | 81.2714 | 1
| Zone | South Orange County | 9 | Average Weekday | CAISO | 1-in-10 | 2026 | 16 |  |  |  | 81.5167 | 1
| Zone | South Orange County | 9 | Average Weekday | CAISO | 1-in-10 | 2026 | 17 |  |  |  | 81.431 | 1
| Zone | South Orange County | 9 | Average Weekday | CAISO | 1-in-10 | 2026 | 18 |  |  |  | 80.6365 | 1
| Zone | South Orange County | 9 | Average Weekday | CAISO | 1-in-10 | 2026 | 19 |  |  |  | 79.223 | 1
| Zone | South Orange County | 9 | Average Weekday | CAISO | 1-in-10 | 2026 | 20 |  |  |  | 77.0676 | 1
| Zone | South Orange County | 9 | Average Weekday | CAISO | 1-in-10 | 2026 | 21 |  |  |  | 74.7656 | 1
| Zone | South Orange County | 9 | Average Weekday | CAISO | 1-in-10 | 2026 | 22 |  |  |  | 73.7906 | 1
| Zone | South Orange County | 9 | Average Weekday | CAISO | 1-in-10 | 2026 | 23 |  |  |  | 72.9166 | 1
| Zone | South Orange County | 9 | Average Weekday | CAISO | 1-in-10 | 2026 | 24 |  |  |  | 72.1378 | 1
| Zone | South Orange County | 9 | Monthly System Peak Day | CAISO | 1-in-10 | 2026 | 1 |  |  |  | 75.85 | 1
| Zone | South Orange County | 9 | Monthly System Peak Day | CAISO | 1-in-10 | 2026 | 2 |  |  |  | 74.7333 | 1
| Zone | South Orange County | 9 | Monthly System Peak Day | CAISO | 1-in-10 | 2026 | 3 |  |  |  | 74.2333 | 1
| Zone | South Orange County | 9 | Monthly System Peak Day | CAISO | 1-in-10 | 2026 | 4 |  |  |  | 74.3333 | 1
| Zone | South Orange County | 9 | Monthly System Peak Day | CAISO | 1-in-10 | 2026 | 5 |  |  |  | 74.4667 | 1
| Zone | South Orange County | 9 | Monthly System Peak Day | CAISO | 1-in-10 | 2026 | 6 |  |  |  | 73.9833 | 1
| Zone | South Orange County | 9 | Monthly System Peak Day | CAISO | 1-in-10 | 2026 | 7 |  |  |  | 74.0333 | 1
| Zone | South Orange County | 9 | Monthly System Peak Day | CAISO | 1-in-10 | 2026 | 8 |  |  |  | 74.5333 | 1
| Zone | South Orange County | 9 | Monthly System Peak Day | CAISO | 1-in-10 | 2026 | 9 |  |  |  | 75.8167 | 1
| Zone | South Orange County | 9 | Monthly System Peak Day | CAISO | 1-in-10 | 2026 | 10 |  |  |  | 79.35 | 1
| Zone | South Orange County | 9 | Monthly System Peak Day | CAISO | 1-in-10 | 2026 | 11 |  |  |  | 84.4167 | 1
| Zone | South Orange County | 9 | Monthly System Peak Day | CAISO | 1-in-10 | 2026 | 12 |  |  |  | 88.0333 | 1
| Zone | South Orange County | 9 | Monthly System Peak Day | CAISO | 1-in-10 | 2026 | 13 |  |  |  | 90.2167 | 1
| Zone | South Orange County | 9 | Monthly System Peak Day | CAISO | 1-in-10 | 2026 | 14 |  |  |  | 91.8333 | 1
| Zone | South Orange County | 9 | Monthly System Peak Day | CAISO | 1-in-10 | 2026 | 15 |  |  |  | 91.9333 | 1
| Zone | South Orange County | 9 | Monthly System Peak Day | CAISO | 1-in-10 | 2026 | 16 |  |  |  | 91.7333 | 1
| Zone | South Orange County | 9 | Monthly System Peak Day | CAISO | 1-in-10 | 2026 | 17 |  |  |  | 91.2333 | 1
| Zone | South Orange County | 9 | Monthly System Peak Day | CAISO | 1-in-10 | 2026 | 18 |  |  |  | 90.6333 | 1
| Zone | South Orange County | 9 | Monthly System Peak Day | CAISO | 1-in-10 | 2026 | 19 |  |  |  | 90.45 | 1
| Zone | South Orange County | 9 | Monthly System Peak Day | CAISO | 1-in-10 | 2026 | 20 |  |  |  | 88.8 | 1
| Zone | South Orange County | 9 | Monthly System Peak Day | CAISO | 1-in-10 | 2026 | 21 |  |  |  | 85.8167 | 1
| Zone | South Orange County | 9 | Monthly System Peak Day | CAISO | 1-in-10 | 2026 | 22 |  |  |  | 86.2167 | 1
| Zone | South Orange County | 9 | Monthly System Peak Day | CAISO | 1-in-10 | 2026 | 23 |  |  |  | 84.55 | 1
| Zone | South Orange County | 9 | Monthly System Peak Day | CAISO | 1-in-10 | 2026 | 24 |  |  |  | 82 | 1
| Zone | South Orange County | 10 | Average Weekday | CAISO | 1-in-10 | 2026 | 1 |  |  |  | 69.118 | 1
| Zone | South Orange County | 10 | Average Weekday | CAISO | 1-in-10 | 2026 | 2 |  |  |  | 68.5352 | 1
| Zone | South Orange County | 10 | Average Weekday | CAISO | 1-in-10 | 2026 | 3 |  |  |  | 67.8411 | 1
| Zone | South Orange County | 10 | Average Weekday | CAISO | 1-in-10 | 2026 | 4 |  |  |  | 67.235 | 1
| Zone | South Orange County | 10 | Average Weekday | CAISO | 1-in-10 | 2026 | 5 |  |  |  | 66.6026 | 1
| Zone | South Orange County | 10 | Average Weekday | CAISO | 1-in-10 | 2026 | 6 |  |  |  | 66.2633 | 1
| Zone | South Orange County | 10 | Average Weekday | CAISO | 1-in-10 | 2026 | 7 |  |  |  | 65.9069 | 1
| Zone | South Orange County | 10 | Average Weekday | CAISO | 1-in-10 | 2026 | 8 |  |  |  | 65.5926 | 1
| Zone | South Orange County | 10 | Average Weekday | CAISO | 1-in-10 | 2026 | 9 |  |  |  | 65.9445 | 1
| Zone | South Orange County | 10 | Average Weekday | CAISO | 1-in-10 | 2026 | 10 |  |  |  | 68.4825 | 1
| Zone | South Orange County | 10 | Average Weekday | CAISO | 1-in-10 | 2026 | 11 |  |  |  | 71.8683 | 1
| Zone | South Orange County | 10 | Average Weekday | CAISO | 1-in-10 | 2026 | 12 |  |  |  | 74.8892 | 1
| Zone | South Orange County | 10 | Average Weekday | CAISO | 1-in-10 | 2026 | 13 |  |  |  | 77.3307 | 1
| Zone | South Orange County | 10 | Average Weekday | CAISO | 1-in-10 | 2026 | 14 |  |  |  | 78.5737 | 1
| Zone | South Orange County | 10 | Average Weekday | CAISO | 1-in-10 | 2026 | 15 |  |  |  | 79.2328 | 1
| Zone | South Orange County | 10 | Average Weekday | CAISO | 1-in-10 | 2026 | 16 |  |  |  | 79.1279 | 1
| Zone | South Orange County | 10 | Average Weekday | CAISO | 1-in-10 | 2026 | 17 |  |  |  | 78.8701 | 1
| Zone | South Orange County | 10 | Average Weekday | CAISO | 1-in-10 | 2026 | 18 |  |  |  | 78.3056 | 1
| Zone | South Orange County | 10 | Average Weekday | CAISO | 1-in-10 | 2026 | 19 |  |  |  | 76.8335 | 1
| Zone | South Orange County | 10 | Average Weekday | CAISO | 1-in-10 | 2026 | 20 |  |  |  | 74.2791 | 1
| Zone | South Orange County | 10 | Average Weekday | CAISO | 1-in-10 | 2026 | 21 |  |  |  | 72.6954 | 1
| Zone | South Orange County | 10 | Average Weekday | CAISO | 1-in-10 | 2026 | 22 |  |  |  | 71.6686 | 1
| Zone | South Orange County | 10 | Average Weekday | CAISO | 1-in-10 | 2026 | 23 |  |  |  | 70.7785 | 1
| Zone | South Orange County | 10 | Average Weekday | CAISO | 1-in-10 | 2026 | 24 |  |  |  | 69.9095 | 1
| Zone | South Orange County | 10 | Monthly System Peak Day | CAISO | 1-in-10 | 2026 | 1 |  |  |  | 75 | 1
| Zone | South Orange County | 10 | Monthly System Peak Day | CAISO | 1-in-10 | 2026 | 2 |  |  |  | 74.5633 | 1
| Zone | South Orange County | 10 | Monthly System Peak Day | CAISO | 1-in-10 | 2026 | 3 |  |  |  | 73.8333 | 1
| Zone | South Orange County | 10 | Monthly System Peak Day | CAISO | 1-in-10 | 2026 | 4 |  |  |  | 73.5633 | 1
| Zone | South Orange County | 10 | Monthly System Peak Day | CAISO | 1-in-10 | 2026 | 5 |  |  |  | 73.6483 | 1
| Zone | South Orange County | 10 | Monthly System Peak Day | CAISO | 1-in-10 | 2026 | 6 |  |  |  | 73.495 | 1
| Zone | South Orange County | 10 | Monthly System Peak Day | CAISO | 1-in-10 | 2026 | 7 |  |  |  | 73.0483 | 1
| Zone | South Orange County | 10 | Monthly System Peak Day | CAISO | 1-in-10 | 2026 | 8 |  |  |  | 72.8967 | 1
| Zone | South Orange County | 10 | Monthly System Peak Day | CAISO | 1-in-10 | 2026 | 9 |  |  |  | 73.5133 | 1
| Zone | South Orange County | 10 | Monthly System Peak Day | CAISO | 1-in-10 | 2026 | 10 |  |  |  | 76.9 | 1
| Zone | South Orange County | 10 | Monthly System Peak Day | CAISO | 1-in-10 | 2026 | 11 |  |  |  | 80.4167 | 1
| Zone | South Orange County | 10 | Monthly System Peak Day | CAISO | 1-in-10 | 2026 | 12 |  |  |  | 82.8167 | 1
| Zone | South Orange County | 10 | Monthly System Peak Day | CAISO | 1-in-10 | 2026 | 13 |  |  |  | 83.8 | 1
| Zone | South Orange County | 10 | Monthly System Peak Day | CAISO | 1-in-10 | 2026 | 14 |  |  |  | 83.8333 | 1
| Zone | South Orange County | 10 | Monthly System Peak Day | CAISO | 1-in-10 | 2026 | 15 |  |  |  | 84.0667 | 1
| Zone | South Orange County | 10 | Monthly System Peak Day | CAISO | 1-in-10 | 2026 | 16 |  |  |  | 83.9167 | 1
| Zone | South Orange County | 10 | Monthly System Peak Day | CAISO | 1-in-10 | 2026 | 17 |  |  |  | 82.9167 | 1
| Zone | South Orange County | 10 | Monthly System Peak Day | CAISO | 1-in-10 | 2026 | 18 |  |  |  | 81.4667 | 1
| Zone | South Orange County | 10 | Monthly System Peak Day | CAISO | 1-in-10 | 2026 | 19 |  |  |  | 79.8667 | 1
| Zone | South Orange County | 10 | Monthly System Peak Day | CAISO | 1-in-10 | 2026 | 20 |  |  |  | 77.6667 | 1
| Zone | South Orange County | 10 | Monthly System Peak Day | CAISO | 1-in-10 | 2026 | 21 |  |  |  | 75.6667 | 1
| Zone | South Orange County | 10 | Monthly System Peak Day | CAISO | 1-in-10 | 2026 | 22 |  |  |  | 74.2167 | 1
| Zone | South Orange County | 10 | Monthly System Peak Day | CAISO | 1-in-10 | 2026 | 23 |  |  |  | 73.4133 | 1
| Zone | South Orange County | 10 | Monthly System Peak Day | CAISO | 1-in-10 | 2026 | 24 |  |  |  | 73.0933 | 1
| Zone | South Orange County | 11 | Average Weekday | CAISO | 1-in-10 | 2026 | 1 |  |  |  | 58.9397 | 1
| Zone | South Orange County | 11 | Average Weekday | CAISO | 1-in-10 | 2026 | 2 |  |  |  | 57.9461 | 1
| Zone | South Orange County | 11 | Average Weekday | CAISO | 1-in-10 | 2026 | 3 |  |  |  | 56.9995 | 1
| Zone | South Orange County | 11 | Average Weekday | CAISO | 1-in-10 | 2026 | 4 |  |  |  | 56.0916 | 1
| Zone | South Orange County | 11 | Average Weekday | CAISO | 1-in-10 | 2026 | 5 |  |  |  | 55.3154 | 1
| Zone | South Orange County | 11 | Average Weekday | CAISO | 1-in-10 | 2026 | 6 |  |  |  | 54.6663 | 1
| Zone | South Orange County | 11 | Average Weekday | CAISO | 1-in-10 | 2026 | 7 |  |  |  | 54.3493 | 1
| Zone | South Orange County | 11 | Average Weekday | CAISO | 1-in-10 | 2026 | 8 |  |  |  | 54.1698 | 1
| Zone | South Orange County | 11 | Average Weekday | CAISO | 1-in-10 | 2026 | 9 |  |  |  | 55.668 | 1
| Zone | South Orange County | 11 | Average Weekday | CAISO | 1-in-10 | 2026 | 10 |  |  |  | 59.6793 | 1
| Zone | South Orange County | 11 | Average Weekday | CAISO | 1-in-10 | 2026 | 11 |  |  |  | 64.0458 | 1
| Zone | South Orange County | 11 | Average Weekday | CAISO | 1-in-10 | 2026 | 12 |  |  |  | 67.5321 | 1
| Zone | South Orange County | 11 | Average Weekday | CAISO | 1-in-10 | 2026 | 13 |  |  |  | 69.9497 | 1
| Zone | South Orange County | 11 | Average Weekday | CAISO | 1-in-10 | 2026 | 14 |  |  |  | 71.1228 | 1
| Zone | South Orange County | 11 | Average Weekday | CAISO | 1-in-10 | 2026 | 15 |  |  |  | 71.3371 | 1
| Zone | South Orange County | 11 | Average Weekday | CAISO | 1-in-10 | 2026 | 16 |  |  |  | 71.0195 | 1
| Zone | South Orange County | 11 | Average Weekday | CAISO | 1-in-10 | 2026 | 17 |  |  |  | 70.1644 | 1
| Zone | South Orange County | 11 | Average Weekday | CAISO | 1-in-10 | 2026 | 18 |  |  |  | 68.4656 | 1
| Zone | South Orange County | 11 | Average Weekday | CAISO | 1-in-10 | 2026 | 19 |  |  |  | 66.4926 | 1
| Zone | South Orange County | 11 | Average Weekday | CAISO | 1-in-10 | 2026 | 20 |  |  |  | 64.7972 | 1
| Zone | South Orange County | 11 | Average Weekday | CAISO | 1-in-10 | 2026 | 21 |  |  |  | 63.4676 | 1
| Zone | South Orange County | 11 | Average Weekday | CAISO | 1-in-10 | 2026 | 22 |  |  |  | 62.0872 | 1
| Zone | South Orange County | 11 | Average Weekday | CAISO | 1-in-10 | 2026 | 23 |  |  |  | 60.8519 | 1
| Zone | South Orange County | 11 | Average Weekday | CAISO | 1-in-10 | 2026 | 24 |  |  |  | 59.7972 | 1
| Zone | South Orange County | 11 | Monthly System Peak Day | CAISO | 1-in-10 | 2026 | 1 |  |  |  | 69.45 | 1
| Zone | South Orange County | 11 | Monthly System Peak Day | CAISO | 1-in-10 | 2026 | 2 |  |  |  | 68.3317 | 1
| Zone | South Orange County | 11 | Monthly System Peak Day | CAISO | 1-in-10 | 2026 | 3 |  |  |  | 67.435 | 1
| Zone | South Orange County | 11 | Monthly System Peak Day | CAISO | 1-in-10 | 2026 | 4 |  |  |  | 66.2533 | 1
| Zone | South Orange County | 11 | Monthly System Peak Day | CAISO | 1-in-10 | 2026 | 5 |  |  |  | 65.7983 | 1
| Zone | South Orange County | 11 | Monthly System Peak Day | CAISO | 1-in-10 | 2026 | 6 |  |  |  | 64.7267 | 1
| Zone | South Orange County | 11 | Monthly System Peak Day | CAISO | 1-in-10 | 2026 | 7 |  |  |  | 64.8883 | 1
| Zone | South Orange County | 11 | Monthly System Peak Day | CAISO | 1-in-10 | 2026 | 8 |  |  |  | 65.895 | 1
| Zone | South Orange County | 11 | Monthly System Peak Day | CAISO | 1-in-10 | 2026 | 9 |  |  |  | 68.315 | 1
| Zone | South Orange County | 11 | Monthly System Peak Day | CAISO | 1-in-10 | 2026 | 10 |  |  |  | 72.92 | 1
| Zone | South Orange County | 11 | Monthly System Peak Day | CAISO | 1-in-10 | 2026 | 11 |  |  |  | 80.5 | 1
| Zone | South Orange County | 11 | Monthly System Peak Day | CAISO | 1-in-10 | 2026 | 12 |  |  |  | 86.7 | 1
| Zone | South Orange County | 11 | Monthly System Peak Day | CAISO | 1-in-10 | 2026 | 13 |  |  |  | 90.5667 | 1
| Zone | South Orange County | 11 | Monthly System Peak Day | CAISO | 1-in-10 | 2026 | 14 |  |  |  | 92.2667 | 1
| Zone | South Orange County | 11 | Monthly System Peak Day | CAISO | 1-in-10 | 2026 | 15 |  |  |  | 92.5667 | 1
| Zone | South Orange County | 11 | Monthly System Peak Day | CAISO | 1-in-10 | 2026 | 16 |  |  |  | 91.8333 | 1
| Zone | South Orange County | 11 | Monthly System Peak Day | CAISO | 1-in-10 | 2026 | 17 |  |  |  | 90.8333 | 1
| Zone | South Orange County | 11 | Monthly System Peak Day | CAISO | 1-in-10 | 2026 | 18 |  |  |  | 89.0667 | 1
| Zone | South Orange County | 11 | Monthly System Peak Day | CAISO | 1-in-10 | 2026 | 19 |  |  |  | 86.4833 | 1
| Zone | South Orange County | 11 | Monthly System Peak Day | CAISO | 1-in-10 | 2026 | 20 |  |  |  | 82 | 1
| Zone | South Orange County | 11 | Monthly System Peak Day | CAISO | 1-in-10 | 2026 | 21 |  |  |  | 79.2 | 1
| Zone | South Orange County | 11 | Monthly System Peak Day | CAISO | 1-in-10 | 2026 | 22 |  |  |  | 77.1 | 1
| Zone | South Orange County | 11 | Monthly System Peak Day | CAISO | 1-in-10 | 2026 | 23 |  |  |  | 74.8 | 1
| Zone | South Orange County | 11 | Monthly System Peak Day | CAISO | 1-in-10 | 2026 | 24 |  |  |  | 72.7667 | 1
| Zone | South Orange County | 12 | Average Weekday | CAISO | 1-in-10 | 2026 | 1 |  |  |  | 54.5111 | 1
| Zone | South Orange County | 12 | Average Weekday | CAISO | 1-in-10 | 2026 | 2 |  |  |  | 53.803 | 1
| Zone | South Orange County | 12 | Average Weekday | CAISO | 1-in-10 | 2026 | 3 |  |  |  | 53.0888 | 1
| Zone | South Orange County | 12 | Average Weekday | CAISO | 1-in-10 | 2026 | 4 |  |  |  | 52.4773 | 1
| Zone | South Orange County | 12 | Average Weekday | CAISO | 1-in-10 | 2026 | 5 |  |  |  | 51.8108 | 1
| Zone | South Orange County | 12 | Average Weekday | CAISO | 1-in-10 | 2026 | 6 |  |  |  | 51.2045 | 1
| Zone | South Orange County | 12 | Average Weekday | CAISO | 1-in-10 | 2026 | 7 |  |  |  | 50.8817 | 1
| Zone | South Orange County | 12 | Average Weekday | CAISO | 1-in-10 | 2026 | 8 |  |  |  | 50.913 | 1
| Zone | South Orange County | 12 | Average Weekday | CAISO | 1-in-10 | 2026 | 9 |  |  |  | 51.8998 | 1
| Zone | South Orange County | 12 | Average Weekday | CAISO | 1-in-10 | 2026 | 10 |  |  |  | 54.5417 | 1
| Zone | South Orange County | 12 | Average Weekday | CAISO | 1-in-10 | 2026 | 11 |  |  |  | 58.0038 | 1
| Zone | South Orange County | 12 | Average Weekday | CAISO | 1-in-10 | 2026 | 12 |  |  |  | 61.1044 | 1
| Zone | South Orange County | 12 | Average Weekday | CAISO | 1-in-10 | 2026 | 13 |  |  |  | 63.3377 | 1
| Zone | South Orange County | 12 | Average Weekday | CAISO | 1-in-10 | 2026 | 14 |  |  |  | 64.7409 | 1
| Zone | South Orange County | 12 | Average Weekday | CAISO | 1-in-10 | 2026 | 15 |  |  |  | 64.9516 | 1
| Zone | South Orange County | 12 | Average Weekday | CAISO | 1-in-10 | 2026 | 16 |  |  |  | 64.7126 | 1
| Zone | South Orange County | 12 | Average Weekday | CAISO | 1-in-10 | 2026 | 17 |  |  |  | 63.7061 | 1
| Zone | South Orange County | 12 | Average Weekday | CAISO | 1-in-10 | 2026 | 18 |  |  |  | 61.9373 | 1
| Zone | South Orange County | 12 | Average Weekday | CAISO | 1-in-10 | 2026 | 19 |  |  |  | 60.4372 | 1
| Zone | South Orange County | 12 | Average Weekday | CAISO | 1-in-10 | 2026 | 20 |  |  |  | 59.4795 | 1
| Zone | South Orange County | 12 | Average Weekday | CAISO | 1-in-10 | 2026 | 21 |  |  |  | 58.3909 | 1
| Zone | South Orange County | 12 | Average Weekday | CAISO | 1-in-10 | 2026 | 22 |  |  |  | 57.3438 | 1
| Zone | South Orange County | 12 | Average Weekday | CAISO | 1-in-10 | 2026 | 23 |  |  |  | 56.4152 | 1
| Zone | South Orange County | 12 | Average Weekday | CAISO | 1-in-10 | 2026 | 24 |  |  |  | 55.5105 | 1
| Zone | South Orange County | 12 | Monthly System Peak Day | CAISO | 1-in-10 | 2026 | 1 |  |  |  | 45.5983 | 1
| Zone | South Orange County | 12 | Monthly System Peak Day | CAISO | 1-in-10 | 2026 | 2 |  |  |  | 44.0583 | 1
| Zone | South Orange County | 12 | Monthly System Peak Day | CAISO | 1-in-10 | 2026 | 3 |  |  |  | 42.7283 | 1
| Zone | South Orange County | 12 | Monthly System Peak Day | CAISO | 1-in-10 | 2026 | 4 |  |  |  | 41.4067 | 1
| Zone | South Orange County | 12 | Monthly System Peak Day | CAISO | 1-in-10 | 2026 | 5 |  |  |  | 40.1833 | 1
| Zone | South Orange County | 12 | Monthly System Peak Day | CAISO | 1-in-10 | 2026 | 6 |  |  |  | 39.455 | 1
| Zone | South Orange County | 12 | Monthly System Peak Day | CAISO | 1-in-10 | 2026 | 7 |  |  |  | 39.4983 | 1
| Zone | South Orange County | 12 | Monthly System Peak Day | CAISO | 1-in-10 | 2026 | 8 |  |  |  | 40 | 1
| Zone | South Orange County | 12 | Monthly System Peak Day | CAISO | 1-in-10 | 2026 | 9 |  |  |  | 41.15 | 1
| Zone | South Orange County | 12 | Monthly System Peak Day | CAISO | 1-in-10 | 2026 | 10 |  |  |  | 45.9567 | 1
| Zone | South Orange County | 12 | Monthly System Peak Day | CAISO | 1-in-10 | 2026 | 11 |  |  |  | 51.4333 | 1
| Zone | South Orange County | 12 | Monthly System Peak Day | CAISO | 1-in-10 | 2026 | 12 |  |  |  | 53.555 | 1
| Zone | South Orange County | 12 | Monthly System Peak Day | CAISO | 1-in-10 | 2026 | 13 |  |  |  | 54.46 | 1
| Zone | South Orange County | 12 | Monthly System Peak Day | CAISO | 1-in-10 | 2026 | 14 |  |  |  | 55.6267 | 1
| Zone | South Orange County | 12 | Monthly System Peak Day | CAISO | 1-in-10 | 2026 | 15 |  |  |  | 56.4667 | 1
| Zone | South Orange County | 12 | Monthly System Peak Day | CAISO | 1-in-10 | 2026 | 16 |  |  |  | 56.5783 | 1
| Zone | South Orange County | 12 | Monthly System Peak Day | CAISO | 1-in-10 | 2026 | 17 |  |  |  | 55.9683 | 1
| Zone | South Orange County | 12 | Monthly System Peak Day | CAISO | 1-in-10 | 2026 | 18 |  |  |  | 54.3267 | 1
| Zone | South Orange County | 12 | Monthly System Peak Day | CAISO | 1-in-10 | 2026 | 19 |  |  |  | 52.8067 | 1
| Zone | South Orange County | 12 | Monthly System Peak Day | CAISO | 1-in-10 | 2026 | 20 |  |  |  | 51.9067 | 1
| Zone | South Orange County | 12 | Monthly System Peak Day | CAISO | 1-in-10 | 2026 | 21 |  |  |  | 50.095 | 1
| Zone | South Orange County | 12 | Monthly System Peak Day | CAISO | 1-in-10 | 2026 | 22 |  |  |  | 48.8883 | 1
| Zone | South Orange County | 12 | Monthly System Peak Day | CAISO | 1-in-10 | 2026 | 23 |  |  |  | 48.9217 | 1
| Zone | South Orange County | 12 | Monthly System Peak Day | CAISO | 1-in-10 | 2026 | 24 |  |  |  | 48.4717 | 1
| Zone | South Orange County | 1 | Average Weekday | CAISO | 1-in-10 | 2027 | 1 |  |  |  | 52.18 | 1
| Zone | South Orange County | 1 | Average Weekday | CAISO | 1-in-10 | 2027 | 2 |  |  |  | 51.3559 | 1
| Zone | South Orange County | 1 | Average Weekday | CAISO | 1-in-10 | 2027 | 3 |  |  |  | 50.5879 | 1
| Zone | South Orange County | 1 | Average Weekday | CAISO | 1-in-10 | 2027 | 4 |  |  |  | 49.7468 | 1
| Zone | South Orange County | 1 | Average Weekday | CAISO | 1-in-10 | 2027 | 5 |  |  |  | 48.9691 | 1
| Zone | South Orange County | 1 | Average Weekday | CAISO | 1-in-10 | 2027 | 6 |  |  |  | 48.4568 | 1
| Zone | South Orange County | 1 | Average Weekday | CAISO | 1-in-10 | 2027 | 7 |  |  |  | 48.0644 | 1
| Zone | South Orange County | 1 | Average Weekday | CAISO | 1-in-10 | 2027 | 8 |  |  |  | 48.0706 | 1
| Zone | South Orange County | 1 | Average Weekday | CAISO | 1-in-10 | 2027 | 9 |  |  |  | 48.8383 | 1
| Zone | South Orange County | 1 | Average Weekday | CAISO | 1-in-10 | 2027 | 10 |  |  |  | 51.6117 | 1
| Zone | South Orange County | 1 | Average Weekday | CAISO | 1-in-10 | 2027 | 11 |  |  |  | 55.2199 | 1
| Zone | South Orange County | 1 | Average Weekday | CAISO | 1-in-10 | 2027 | 12 |  |  |  | 58.4718 | 1
| Zone | South Orange County | 1 | Average Weekday | CAISO | 1-in-10 | 2027 | 13 |  |  |  | 60.3987 | 1
| Zone | South Orange County | 1 | Average Weekday | CAISO | 1-in-10 | 2027 | 14 |  |  |  | 61.7776 | 1
| Zone | South Orange County | 1 | Average Weekday | CAISO | 1-in-10 | 2027 | 15 |  |  |  | 62.4536 | 1
| Zone | South Orange County | 1 | Average Weekday | CAISO | 1-in-10 | 2027 | 16 |  |  |  | 62.3352 | 1
| Zone | South Orange County | 1 | Average Weekday | CAISO | 1-in-10 | 2027 | 17 |  |  |  | 61.5598 | 1
| Zone | South Orange County | 1 | Average Weekday | CAISO | 1-in-10 | 2027 | 18 |  |  |  | 60.0373 | 1
| Zone | South Orange County | 1 | Average Weekday | CAISO | 1-in-10 | 2027 | 19 |  |  |  | 58.1541 | 1
| Zone | South Orange County | 1 | Average Weekday | CAISO | 1-in-10 | 2027 | 20 |  |  |  | 56.898 | 1
| Zone | South Orange County | 1 | Average Weekday | CAISO | 1-in-10 | 2027 | 21 |  |  |  | 55.8955 | 1
| Zone | South Orange County | 1 | Average Weekday | CAISO | 1-in-10 | 2027 | 22 |  |  |  | 54.9898 | 1
| Zone | South Orange County | 1 | Average Weekday | CAISO | 1-in-10 | 2027 | 23 |  |  |  | 53.956 | 1
| Zone | South Orange County | 1 | Average Weekday | CAISO | 1-in-10 | 2027 | 24 |  |  |  | 53.0008 | 1
| Zone | South Orange County | 1 | Monthly System Peak Day | CAISO | 1-in-10 | 2027 | 1 |  |  |  | 50.4933 | 1
| Zone | South Orange County | 1 | Monthly System Peak Day | CAISO | 1-in-10 | 2027 | 2 |  |  |  | 49.7233 | 1
| Zone | South Orange County | 1 | Monthly System Peak Day | CAISO | 1-in-10 | 2027 | 3 |  |  |  | 49.9217 | 1
| Zone | South Orange County | 1 | Monthly System Peak Day | CAISO | 1-in-10 | 2027 | 4 |  |  |  | 49.39 | 1
| Zone | South Orange County | 1 | Monthly System Peak Day | CAISO | 1-in-10 | 2027 | 5 |  |  |  | 48.7683 | 1
| Zone | South Orange County | 1 | Monthly System Peak Day | CAISO | 1-in-10 | 2027 | 6 |  |  |  | 48.5117 | 1
| Zone | South Orange County | 1 | Monthly System Peak Day | CAISO | 1-in-10 | 2027 | 7 |  |  |  | 48.0933 | 1
| Zone | South Orange County | 1 | Monthly System Peak Day | CAISO | 1-in-10 | 2027 | 8 |  |  |  | 47.0633 | 1
| Zone | South Orange County | 1 | Monthly System Peak Day | CAISO | 1-in-10 | 2027 | 9 |  |  |  | 46.8917 | 1
| Zone | South Orange County | 1 | Monthly System Peak Day | CAISO | 1-in-10 | 2027 | 10 |  |  |  | 48.225 | 1
| Zone | South Orange County | 1 | Monthly System Peak Day | CAISO | 1-in-10 | 2027 | 11 |  |  |  | 48.75 | 1
| Zone | South Orange County | 1 | Monthly System Peak Day | CAISO | 1-in-10 | 2027 | 12 |  |  |  | 51.1533 | 1
| Zone | South Orange County | 1 | Monthly System Peak Day | CAISO | 1-in-10 | 2027 | 13 |  |  |  | 52.825 | 1
| Zone | South Orange County | 1 | Monthly System Peak Day | CAISO | 1-in-10 | 2027 | 14 |  |  |  | 52.8767 | 1
| Zone | South Orange County | 1 | Monthly System Peak Day | CAISO | 1-in-10 | 2027 | 15 |  |  |  | 53.77 | 1
| Zone | South Orange County | 1 | Monthly System Peak Day | CAISO | 1-in-10 | 2027 | 16 |  |  |  | 53.9133 | 1
| Zone | South Orange County | 1 | Monthly System Peak Day | CAISO | 1-in-10 | 2027 | 17 |  |  |  | 53.655 | 1
| Zone | South Orange County | 1 | Monthly System Peak Day | CAISO | 1-in-10 | 2027 | 18 |  |  |  | 52.6633 | 1
| Zone | South Orange County | 1 | Monthly System Peak Day | CAISO | 1-in-10 | 2027 | 19 |  |  |  | 51.0767 | 1
| Zone | South Orange County | 1 | Monthly System Peak Day | CAISO | 1-in-10 | 2027 | 20 |  |  |  | 50.53 | 1
| Zone | South Orange County | 1 | Monthly System Peak Day | CAISO | 1-in-10 | 2027 | 21 |  |  |  | 50.11 | 1
| Zone | South Orange County | 1 | Monthly System Peak Day | CAISO | 1-in-10 | 2027 | 22 |  |  |  | 49.7583 | 1
| Zone | South Orange County | 1 | Monthly System Peak Day | CAISO | 1-in-10 | 2027 | 23 |  |  |  | 48.78 | 1
| Zone | South Orange County | 1 | Monthly System Peak Day | CAISO | 1-in-10 | 2027 | 24 |  |  |  | 46.86 | 1
| Zone | South Orange County | 2 | Average Weekday | CAISO | 1-in-10 | 2027 | 1 |  |  |  | 51.8979 | 1
| Zone | South Orange County | 2 | Average Weekday | CAISO | 1-in-10 | 2027 | 2 |  |  |  | 51.0911 | 1
| Zone | South Orange County | 2 | Average Weekday | CAISO | 1-in-10 | 2027 | 3 |  |  |  | 50.3206 | 1
| Zone | South Orange County | 2 | Average Weekday | CAISO | 1-in-10 | 2027 | 4 |  |  |  | 49.5876 | 1
| Zone | South Orange County | 2 | Average Weekday | CAISO | 1-in-10 | 2027 | 5 |  |  |  | 48.856 | 1
| Zone | South Orange County | 2 | Average Weekday | CAISO | 1-in-10 | 2027 | 6 |  |  |  | 48.3118 | 1
| Zone | South Orange County | 2 | Average Weekday | CAISO | 1-in-10 | 2027 | 7 |  |  |  | 48.1363 | 1
| Zone | South Orange County | 2 | Average Weekday | CAISO | 1-in-10 | 2027 | 8 |  |  |  | 48.2131 | 1
| Zone | South Orange County | 2 | Average Weekday | CAISO | 1-in-10 | 2027 | 9 |  |  |  | 49.7696 | 1
| Zone | South Orange County | 2 | Average Weekday | CAISO | 1-in-10 | 2027 | 10 |  |  |  | 53.4056 | 1
| Zone | South Orange County | 2 | Average Weekday | CAISO | 1-in-10 | 2027 | 11 |  |  |  | 56.7418 | 1
| Zone | South Orange County | 2 | Average Weekday | CAISO | 1-in-10 | 2027 | 12 |  |  |  | 59.1099 | 1
| Zone | South Orange County | 2 | Average Weekday | CAISO | 1-in-10 | 2027 | 13 |  |  |  | 60.5477 | 1
| Zone | South Orange County | 2 | Average Weekday | CAISO | 1-in-10 | 2027 | 14 |  |  |  | 61.8217 | 1
| Zone | South Orange County | 2 | Average Weekday | CAISO | 1-in-10 | 2027 | 15 |  |  |  | 62.1023 | 1
| Zone | South Orange County | 2 | Average Weekday | CAISO | 1-in-10 | 2027 | 16 |  |  |  | 61.9606 | 1
| Zone | South Orange County | 2 | Average Weekday | CAISO | 1-in-10 | 2027 | 17 |  |  |  | 61.41 | 1
| Zone | South Orange County | 2 | Average Weekday | CAISO | 1-in-10 | 2027 | 18 |  |  |  | 60.2222 | 1
| Zone | South Orange County | 2 | Average Weekday | CAISO | 1-in-10 | 2027 | 19 |  |  |  | 58.3882 | 1
| Zone | South Orange County | 2 | Average Weekday | CAISO | 1-in-10 | 2027 | 20 |  |  |  | 57.0211 | 1
| Zone | South Orange County | 2 | Average Weekday | CAISO | 1-in-10 | 2027 | 21 |  |  |  | 55.9466 | 1
| Zone | South Orange County | 2 | Average Weekday | CAISO | 1-in-10 | 2027 | 22 |  |  |  | 55.0275 | 1
| Zone | South Orange County | 2 | Average Weekday | CAISO | 1-in-10 | 2027 | 23 |  |  |  | 54.1222 | 1
| Zone | South Orange County | 2 | Average Weekday | CAISO | 1-in-10 | 2027 | 24 |  |  |  | 53.2494 | 1
| Zone | South Orange County | 2 | Monthly System Peak Day | CAISO | 1-in-10 | 2027 | 1 |  |  |  | 52.945 | 1
| Zone | South Orange County | 2 | Monthly System Peak Day | CAISO | 1-in-10 | 2027 | 2 |  |  |  | 52.8633 | 1
| Zone | South Orange County | 2 | Monthly System Peak Day | CAISO | 1-in-10 | 2027 | 3 |  |  |  | 52.7767 | 1
| Zone | South Orange County | 2 | Monthly System Peak Day | CAISO | 1-in-10 | 2027 | 4 |  |  |  | 51.915 | 1
| Zone | South Orange County | 2 | Monthly System Peak Day | CAISO | 1-in-10 | 2027 | 5 |  |  |  | 51.09 | 1
| Zone | South Orange County | 2 | Monthly System Peak Day | CAISO | 1-in-10 | 2027 | 6 |  |  |  | 50.0733 | 1
| Zone | South Orange County | 2 | Monthly System Peak Day | CAISO | 1-in-10 | 2027 | 7 |  |  |  | 49.7333 | 1
| Zone | South Orange County | 2 | Monthly System Peak Day | CAISO | 1-in-10 | 2027 | 8 |  |  |  | 49.6567 | 1
| Zone | South Orange County | 2 | Monthly System Peak Day | CAISO | 1-in-10 | 2027 | 9 |  |  |  | 50.3817 | 1
| Zone | South Orange County | 2 | Monthly System Peak Day | CAISO | 1-in-10 | 2027 | 10 |  |  |  | 51.6267 | 1
| Zone | South Orange County | 2 | Monthly System Peak Day | CAISO | 1-in-10 | 2027 | 11 |  |  |  | 52.2633 | 1
| Zone | South Orange County | 2 | Monthly System Peak Day | CAISO | 1-in-10 | 2027 | 12 |  |  |  | 53.465 | 1
| Zone | South Orange County | 2 | Monthly System Peak Day | CAISO | 1-in-10 | 2027 | 13 |  |  |  | 54.3117 | 1
| Zone | South Orange County | 2 | Monthly System Peak Day | CAISO | 1-in-10 | 2027 | 14 |  |  |  | 55.49 | 1
| Zone | South Orange County | 2 | Monthly System Peak Day | CAISO | 1-in-10 | 2027 | 15 |  |  |  | 56.2783 | 1
| Zone | South Orange County | 2 | Monthly System Peak Day | CAISO | 1-in-10 | 2027 | 16 |  |  |  | 57.2867 | 1
| Zone | South Orange County | 2 | Monthly System Peak Day | CAISO | 1-in-10 | 2027 | 17 |  |  |  | 58.5583 | 1
| Zone | South Orange County | 2 | Monthly System Peak Day | CAISO | 1-in-10 | 2027 | 18 |  |  |  | 58.3483 | 1
| Zone | South Orange County | 2 | Monthly System Peak Day | CAISO | 1-in-10 | 2027 | 19 |  |  |  | 57.1133 | 1
| Zone | South Orange County | 2 | Monthly System Peak Day | CAISO | 1-in-10 | 2027 | 20 |  |  |  | 55.98 | 1
| Zone | South Orange County | 2 | Monthly System Peak Day | CAISO | 1-in-10 | 2027 | 21 |  |  |  | 55.37 | 1
| Zone | South Orange County | 2 | Monthly System Peak Day | CAISO | 1-in-10 | 2027 | 22 |  |  |  | 54.715 | 1
| Zone | South Orange County | 2 | Monthly System Peak Day | CAISO | 1-in-10 | 2027 | 23 |  |  |  | 53.8183 | 1
| Zone | South Orange County | 2 | Monthly System Peak Day | CAISO | 1-in-10 | 2027 | 24 |  |  |  | 52.9883 | 1
| Zone | South Orange County | 3 | Average Weekday | CAISO | 1-in-10 | 2027 | 1 |  |  |  | 59.5281 | 1
| Zone | South Orange County | 3 | Average Weekday | CAISO | 1-in-10 | 2027 | 2 |  |  |  | 58.5162 | 1
| Zone | South Orange County | 3 | Average Weekday | CAISO | 1-in-10 | 2027 | 3 |  |  |  | 57.8131 | 1
| Zone | South Orange County | 3 | Average Weekday | CAISO | 1-in-10 | 2027 | 4 |  |  |  | 57.0513 | 1
| Zone | South Orange County | 3 | Average Weekday | CAISO | 1-in-10 | 2027 | 5 |  |  |  | 56.254 | 1
| Zone | South Orange County | 3 | Average Weekday | CAISO | 1-in-10 | 2027 | 6 |  |  |  | 55.6438 | 1
| Zone | South Orange County | 3 | Average Weekday | CAISO | 1-in-10 | 2027 | 7 |  |  |  | 55.2104 | 1
| Zone | South Orange County | 3 | Average Weekday | CAISO | 1-in-10 | 2027 | 8 |  |  |  | 55.3983 | 1
| Zone | South Orange County | 3 | Average Weekday | CAISO | 1-in-10 | 2027 | 9 |  |  |  | 56.9005 | 1
| Zone | South Orange County | 3 | Average Weekday | CAISO | 1-in-10 | 2027 | 10 |  |  |  | 60.304 | 1
| Zone | South Orange County | 3 | Average Weekday | CAISO | 1-in-10 | 2027 | 11 |  |  |  | 64.0885 | 1
| Zone | South Orange County | 3 | Average Weekday | CAISO | 1-in-10 | 2027 | 12 |  |  |  | 67.5235 | 1
| Zone | South Orange County | 3 | Average Weekday | CAISO | 1-in-10 | 2027 | 13 |  |  |  | 69.6426 | 1
| Zone | South Orange County | 3 | Average Weekday | CAISO | 1-in-10 | 2027 | 14 |  |  |  | 71.0985 | 1
| Zone | South Orange County | 3 | Average Weekday | CAISO | 1-in-10 | 2027 | 15 |  |  |  | 71.772 | 1
| Zone | South Orange County | 3 | Average Weekday | CAISO | 1-in-10 | 2027 | 16 |  |  |  | 71.7488 | 1
| Zone | South Orange County | 3 | Average Weekday | CAISO | 1-in-10 | 2027 | 17 |  |  |  | 71.0608 | 1
| Zone | South Orange County | 3 | Average Weekday | CAISO | 1-in-10 | 2027 | 18 |  |  |  | 70.3526 | 1
| Zone | South Orange County | 3 | Average Weekday | CAISO | 1-in-10 | 2027 | 19 |  |  |  | 69.0515 | 1
| Zone | South Orange County | 3 | Average Weekday | CAISO | 1-in-10 | 2027 | 20 |  |  |  | 66.7791 | 1
| Zone | South Orange County | 3 | Average Weekday | CAISO | 1-in-10 | 2027 | 21 |  |  |  | 64.5212 | 1
| Zone | South Orange County | 3 | Average Weekday | CAISO | 1-in-10 | 2027 | 22 |  |  |  | 63.3651 | 1
| Zone | South Orange County | 3 | Average Weekday | CAISO | 1-in-10 | 2027 | 23 |  |  |  | 62.5298 | 1
| Zone | South Orange County | 3 | Average Weekday | CAISO | 1-in-10 | 2027 | 24 |  |  |  | 61.5761 | 1
| Zone | South Orange County | 3 | Monthly System Peak Day | CAISO | 1-in-10 | 2027 | 1 |  |  |  | 65.615 | 1
| Zone | South Orange County | 3 | Monthly System Peak Day | CAISO | 1-in-10 | 2027 | 2 |  |  |  | 63.65 | 1
| Zone | South Orange County | 3 | Monthly System Peak Day | CAISO | 1-in-10 | 2027 | 3 |  |  |  | 62.4633 | 1
| Zone | South Orange County | 3 | Monthly System Peak Day | CAISO | 1-in-10 | 2027 | 4 |  |  |  | 61.2967 | 1
| Zone | South Orange County | 3 | Monthly System Peak Day | CAISO | 1-in-10 | 2027 | 5 |  |  |  | 60.3983 | 1
| Zone | South Orange County | 3 | Monthly System Peak Day | CAISO | 1-in-10 | 2027 | 6 |  |  |  | 59.4917 | 1
| Zone | South Orange County | 3 | Monthly System Peak Day | CAISO | 1-in-10 | 2027 | 7 |  |  |  | 58.8567 | 1
| Zone | South Orange County | 3 | Monthly System Peak Day | CAISO | 1-in-10 | 2027 | 8 |  |  |  | 58.4833 | 1
| Zone | South Orange County | 3 | Monthly System Peak Day | CAISO | 1-in-10 | 2027 | 9 |  |  |  | 59.8433 | 1
| Zone | South Orange County | 3 | Monthly System Peak Day | CAISO | 1-in-10 | 2027 | 10 |  |  |  | 64.5517 | 1
| Zone | South Orange County | 3 | Monthly System Peak Day | CAISO | 1-in-10 | 2027 | 11 |  |  |  | 70.0533 | 1
| Zone | South Orange County | 3 | Monthly System Peak Day | CAISO | 1-in-10 | 2027 | 12 |  |  |  | 75.6833 | 1
| Zone | South Orange County | 3 | Monthly System Peak Day | CAISO | 1-in-10 | 2027 | 13 |  |  |  | 80.6667 | 1
| Zone | South Orange County | 3 | Monthly System Peak Day | CAISO | 1-in-10 | 2027 | 14 |  |  |  | 81.1333 | 1
| Zone | South Orange County | 3 | Monthly System Peak Day | CAISO | 1-in-10 | 2027 | 15 |  |  |  | 80.9833 | 1
| Zone | South Orange County | 3 | Monthly System Peak Day | CAISO | 1-in-10 | 2027 | 16 |  |  |  | 81.1333 | 1
| Zone | South Orange County | 3 | Monthly System Peak Day | CAISO | 1-in-10 | 2027 | 17 |  |  |  | 82.4167 | 1
| Zone | South Orange County | 3 | Monthly System Peak Day | CAISO | 1-in-10 | 2027 | 18 |  |  |  | 81.1333 | 1
| Zone | South Orange County | 3 | Monthly System Peak Day | CAISO | 1-in-10 | 2027 | 19 |  |  |  | 79.4167 | 1
| Zone | South Orange County | 3 | Monthly System Peak Day | CAISO | 1-in-10 | 2027 | 20 |  |  |  | 77.7333 | 1
| Zone | South Orange County | 3 | Monthly System Peak Day | CAISO | 1-in-10 | 2027 | 21 |  |  |  | 75.3 | 1
| Zone | South Orange County | 3 | Monthly System Peak Day | CAISO | 1-in-10 | 2027 | 22 |  |  |  | 73.5333 | 1
| Zone | South Orange County | 3 | Monthly System Peak Day | CAISO | 1-in-10 | 2027 | 23 |  |  |  | 70.9867 | 1
| Zone | South Orange County | 3 | Monthly System Peak Day | CAISO | 1-in-10 | 2027 | 24 |  |  |  | 67.3217 | 1
| Zone | South Orange County | 4 | Average Weekday | CAISO | 1-in-10 | 2027 | 1 |  |  |  | 60.3411 | 1
| Zone | South Orange County | 4 | Average Weekday | CAISO | 1-in-10 | 2027 | 2 |  |  |  | 59.6212 | 1
| Zone | South Orange County | 4 | Average Weekday | CAISO | 1-in-10 | 2027 | 3 |  |  |  | 58.8704 | 1
| Zone | South Orange County | 4 | Average Weekday | CAISO | 1-in-10 | 2027 | 4 |  |  |  | 58.2242 | 1
| Zone | South Orange County | 4 | Average Weekday | CAISO | 1-in-10 | 2027 | 5 |  |  |  | 57.7397 | 1
| Zone | South Orange County | 4 | Average Weekday | CAISO | 1-in-10 | 2027 | 6 |  |  |  | 57.2834 | 1
| Zone | South Orange County | 4 | Average Weekday | CAISO | 1-in-10 | 2027 | 7 |  |  |  | 56.9743 | 1
| Zone | South Orange County | 4 | Average Weekday | CAISO | 1-in-10 | 2027 | 8 |  |  |  | 57.2163 | 1
| Zone | South Orange County | 4 | Average Weekday | CAISO | 1-in-10 | 2027 | 9 |  |  |  | 58.8671 | 1
| Zone | South Orange County | 4 | Average Weekday | CAISO | 1-in-10 | 2027 | 10 |  |  |  | 61.4286 | 1
| Zone | South Orange County | 4 | Average Weekday | CAISO | 1-in-10 | 2027 | 11 |  |  |  | 64.2445 | 1
| Zone | South Orange County | 4 | Average Weekday | CAISO | 1-in-10 | 2027 | 12 |  |  |  | 67.0971 | 1
| Zone | South Orange County | 4 | Average Weekday | CAISO | 1-in-10 | 2027 | 13 |  |  |  | 68.0969 | 1
| Zone | South Orange County | 4 | Average Weekday | CAISO | 1-in-10 | 2027 | 14 |  |  |  | 69.0433 | 1
| Zone | South Orange County | 4 | Average Weekday | CAISO | 1-in-10 | 2027 | 15 |  |  |  | 69.8945 | 1
| Zone | South Orange County | 4 | Average Weekday | CAISO | 1-in-10 | 2027 | 16 |  |  |  | 70.32 | 1
| Zone | South Orange County | 4 | Average Weekday | CAISO | 1-in-10 | 2027 | 17 |  |  |  | 70.4138 | 1
| Zone | South Orange County | 4 | Average Weekday | CAISO | 1-in-10 | 2027 | 18 |  |  |  | 69.9443 | 1
| Zone | South Orange County | 4 | Average Weekday | CAISO | 1-in-10 | 2027 | 19 |  |  |  | 69.0376 | 1
| Zone | South Orange County | 4 | Average Weekday | CAISO | 1-in-10 | 2027 | 20 |  |  |  | 67.3806 | 1
| Zone | South Orange County | 4 | Average Weekday | CAISO | 1-in-10 | 2027 | 21 |  |  |  | 65.1142 | 1
| Zone | South Orange County | 4 | Average Weekday | CAISO | 1-in-10 | 2027 | 22 |  |  |  | 63.6258 | 1
| Zone | South Orange County | 4 | Average Weekday | CAISO | 1-in-10 | 2027 | 23 |  |  |  | 62.5261 | 1
| Zone | South Orange County | 4 | Average Weekday | CAISO | 1-in-10 | 2027 | 24 |  |  |  | 61.5334 | 1
| Zone | South Orange County | 4 | Monthly System Peak Day | CAISO | 1-in-10 | 2027 | 1 |  |  |  | 70.62 | 1
| Zone | South Orange County | 4 | Monthly System Peak Day | CAISO | 1-in-10 | 2027 | 2 |  |  |  | 69.3267 | 1
| Zone | South Orange County | 4 | Monthly System Peak Day | CAISO | 1-in-10 | 2027 | 3 |  |  |  | 67.8167 | 1
| Zone | South Orange County | 4 | Monthly System Peak Day | CAISO | 1-in-10 | 2027 | 4 |  |  |  | 67.425 | 1
| Zone | South Orange County | 4 | Monthly System Peak Day | CAISO | 1-in-10 | 2027 | 5 |  |  |  | 67.59 | 1
| Zone | South Orange County | 4 | Monthly System Peak Day | CAISO | 1-in-10 | 2027 | 6 |  |  |  | 69.3133 | 1
| Zone | South Orange County | 4 | Monthly System Peak Day | CAISO | 1-in-10 | 2027 | 7 |  |  |  | 70.17 | 1
| Zone | South Orange County | 4 | Monthly System Peak Day | CAISO | 1-in-10 | 2027 | 8 |  |  |  | 72.1817 | 1
| Zone | South Orange County | 4 | Monthly System Peak Day | CAISO | 1-in-10 | 2027 | 9 |  |  |  | 74.49 | 1
| Zone | South Orange County | 4 | Monthly System Peak Day | CAISO | 1-in-10 | 2027 | 10 |  |  |  | 77.6667 | 1
| Zone | South Orange County | 4 | Monthly System Peak Day | CAISO | 1-in-10 | 2027 | 11 |  |  |  | 81.65 | 1
| Zone | South Orange County | 4 | Monthly System Peak Day | CAISO | 1-in-10 | 2027 | 12 |  |  |  | 85.6167 | 1
| Zone | South Orange County | 4 | Monthly System Peak Day | CAISO | 1-in-10 | 2027 | 13 |  |  |  | 87.4 | 1
| Zone | South Orange County | 4 | Monthly System Peak Day | CAISO | 1-in-10 | 2027 | 14 |  |  |  | 89.3333 | 1
| Zone | South Orange County | 4 | Monthly System Peak Day | CAISO | 1-in-10 | 2027 | 15 |  |  |  | 90.9667 | 1
| Zone | South Orange County | 4 | Monthly System Peak Day | CAISO | 1-in-10 | 2027 | 16 |  |  |  | 92.3667 | 1
| Zone | South Orange County | 4 | Monthly System Peak Day | CAISO | 1-in-10 | 2027 | 17 |  |  |  | 92.7333 | 1
| Zone | South Orange County | 4 | Monthly System Peak Day | CAISO | 1-in-10 | 2027 | 18 |  |  |  | 93.05 | 1
| Zone | South Orange County | 4 | Monthly System Peak Day | CAISO | 1-in-10 | 2027 | 19 |  |  |  | 92.65 | 1
| Zone | South Orange County | 4 | Monthly System Peak Day | CAISO | 1-in-10 | 2027 | 20 |  |  |  | 89.4667 | 1
| Zone | South Orange County | 4 | Monthly System Peak Day | CAISO | 1-in-10 | 2027 | 21 |  |  |  | 86.6333 | 1
| Zone | South Orange County | 4 | Monthly System Peak Day | CAISO | 1-in-10 | 2027 | 22 |  |  |  | 84.3167 | 1
| Zone | South Orange County | 4 | Monthly System Peak Day | CAISO | 1-in-10 | 2027 | 23 |  |  |  | 81.1333 | 1
| Zone | South Orange County | 4 | Monthly System Peak Day | CAISO | 1-in-10 | 2027 | 24 |  |  |  | 75.3 | 1
| Zone | South Orange County | 5 | Average Weekday | CAISO | 1-in-10 | 2027 | 1 |  |  |  | 63.6645 | 1
| Zone | South Orange County | 5 | Average Weekday | CAISO | 1-in-10 | 2027 | 2 |  |  |  | 63.0442 | 1
| Zone | South Orange County | 5 | Average Weekday | CAISO | 1-in-10 | 2027 | 3 |  |  |  | 62.628 | 1
| Zone | South Orange County | 5 | Average Weekday | CAISO | 1-in-10 | 2027 | 4 |  |  |  | 62.226 | 1
| Zone | South Orange County | 5 | Average Weekday | CAISO | 1-in-10 | 2027 | 5 |  |  |  | 61.8174 | 1
| Zone | South Orange County | 5 | Average Weekday | CAISO | 1-in-10 | 2027 | 6 |  |  |  | 61.6734 | 1
| Zone | South Orange County | 5 | Average Weekday | CAISO | 1-in-10 | 2027 | 7 |  |  |  | 61.397 | 1
| Zone | South Orange County | 5 | Average Weekday | CAISO | 1-in-10 | 2027 | 8 |  |  |  | 61.9969 | 1
| Zone | South Orange County | 5 | Average Weekday | CAISO | 1-in-10 | 2027 | 9 |  |  |  | 64.0083 | 1
| Zone | South Orange County | 5 | Average Weekday | CAISO | 1-in-10 | 2027 | 10 |  |  |  | 66.8587 | 1
| Zone | South Orange County | 5 | Average Weekday | CAISO | 1-in-10 | 2027 | 11 |  |  |  | 69.2524 | 1
| Zone | South Orange County | 5 | Average Weekday | CAISO | 1-in-10 | 2027 | 12 |  |  |  | 71.168 | 1
| Zone | South Orange County | 5 | Average Weekday | CAISO | 1-in-10 | 2027 | 13 |  |  |  | 72.297 | 1
| Zone | South Orange County | 5 | Average Weekday | CAISO | 1-in-10 | 2027 | 14 |  |  |  | 73.148 | 1
| Zone | South Orange County | 5 | Average Weekday | CAISO | 1-in-10 | 2027 | 15 |  |  |  | 73.976 | 1
| Zone | South Orange County | 5 | Average Weekday | CAISO | 1-in-10 | 2027 | 16 |  |  |  | 74.1826 | 1
| Zone | South Orange County | 5 | Average Weekday | CAISO | 1-in-10 | 2027 | 17 |  |  |  | 74.122 | 1
| Zone | South Orange County | 5 | Average Weekday | CAISO | 1-in-10 | 2027 | 18 |  |  |  | 73.3027 | 1
| Zone | South Orange County | 5 | Average Weekday | CAISO | 1-in-10 | 2027 | 19 |  |  |  | 72.369 | 1
| Zone | South Orange County | 5 | Average Weekday | CAISO | 1-in-10 | 2027 | 20 |  |  |  | 70.709 | 1
| Zone | South Orange County | 5 | Average Weekday | CAISO | 1-in-10 | 2027 | 21 |  |  |  | 68.2305 | 1
| Zone | South Orange County | 5 | Average Weekday | CAISO | 1-in-10 | 2027 | 22 |  |  |  | 66.2595 | 1
| Zone | South Orange County | 5 | Average Weekday | CAISO | 1-in-10 | 2027 | 23 |  |  |  | 65.0803 | 1
| Zone | South Orange County | 5 | Average Weekday | CAISO | 1-in-10 | 2027 | 24 |  |  |  | 64.1396 | 1
| Zone | South Orange County | 5 | Monthly System Peak Day | CAISO | 1-in-10 | 2027 | 1 |  |  |  | 70.7233 | 1
| Zone | South Orange County | 5 | Monthly System Peak Day | CAISO | 1-in-10 | 2027 | 2 |  |  |  | 69.7867 | 1
| Zone | South Orange County | 5 | Monthly System Peak Day | CAISO | 1-in-10 | 2027 | 3 |  |  |  | 68.9883 | 1
| Zone | South Orange County | 5 | Monthly System Peak Day | CAISO | 1-in-10 | 2027 | 4 |  |  |  | 68.0967 | 1
| Zone | South Orange County | 5 | Monthly System Peak Day | CAISO | 1-in-10 | 2027 | 5 |  |  |  | 67.4783 | 1
| Zone | South Orange County | 5 | Monthly System Peak Day | CAISO | 1-in-10 | 2027 | 6 |  |  |  | 67.16 | 1
| Zone | South Orange County | 5 | Monthly System Peak Day | CAISO | 1-in-10 | 2027 | 7 |  |  |  | 66.67 | 1
| Zone | South Orange County | 5 | Monthly System Peak Day | CAISO | 1-in-10 | 2027 | 8 |  |  |  | 67.6783 | 1
| Zone | South Orange County | 5 | Monthly System Peak Day | CAISO | 1-in-10 | 2027 | 9 |  |  |  | 72.7933 | 1
| Zone | South Orange County | 5 | Monthly System Peak Day | CAISO | 1-in-10 | 2027 | 10 |  |  |  | 79.3333 | 1
| Zone | South Orange County | 5 | Monthly System Peak Day | CAISO | 1-in-10 | 2027 | 11 |  |  |  | 84.2 | 1
| Zone | South Orange County | 5 | Monthly System Peak Day | CAISO | 1-in-10 | 2027 | 12 |  |  |  | 88.4667 | 1
| Zone | South Orange County | 5 | Monthly System Peak Day | CAISO | 1-in-10 | 2027 | 13 |  |  |  | 90.0333 | 1
| Zone | South Orange County | 5 | Monthly System Peak Day | CAISO | 1-in-10 | 2027 | 14 |  |  |  | 89.8333 | 1
| Zone | South Orange County | 5 | Monthly System Peak Day | CAISO | 1-in-10 | 2027 | 15 |  |  |  | 92.15 | 1
| Zone | South Orange County | 5 | Monthly System Peak Day | CAISO | 1-in-10 | 2027 | 16 |  |  |  | 92.0167 | 1
| Zone | South Orange County | 5 | Monthly System Peak Day | CAISO | 1-in-10 | 2027 | 17 |  |  |  | 91.8 | 1
| Zone | South Orange County | 5 | Monthly System Peak Day | CAISO | 1-in-10 | 2027 | 18 |  |  |  | 90.4333 | 1
| Zone | South Orange County | 5 | Monthly System Peak Day | CAISO | 1-in-10 | 2027 | 19 |  |  |  | 89.9167 | 1
| Zone | South Orange County | 5 | Monthly System Peak Day | CAISO | 1-in-10 | 2027 | 20 |  |  |  | 87.0333 | 1
| Zone | South Orange County | 5 | Monthly System Peak Day | CAISO | 1-in-10 | 2027 | 21 |  |  |  | 83.1833 | 1
| Zone | South Orange County | 5 | Monthly System Peak Day | CAISO | 1-in-10 | 2027 | 22 |  |  |  | 79.8 | 1
| Zone | South Orange County | 5 | Monthly System Peak Day | CAISO | 1-in-10 | 2027 | 23 |  |  |  | 76.7667 | 1
| Zone | South Orange County | 5 | Monthly System Peak Day | CAISO | 1-in-10 | 2027 | 24 |  |  |  | 73.3367 | 1
| Zone | South Orange County | 6 | Average Weekday | CAISO | 1-in-10 | 2027 | 1 |  |  |  | 64.8305 | 1
| Zone | South Orange County | 6 | Average Weekday | CAISO | 1-in-10 | 2027 | 2 |  |  |  | 64.5677 | 1
| Zone | South Orange County | 6 | Average Weekday | CAISO | 1-in-10 | 2027 | 3 |  |  |  | 64.3736 | 1
| Zone | South Orange County | 6 | Average Weekday | CAISO | 1-in-10 | 2027 | 4 |  |  |  | 64.1311 | 1
| Zone | South Orange County | 6 | Average Weekday | CAISO | 1-in-10 | 2027 | 5 |  |  |  | 63.9809 | 1
| Zone | South Orange County | 6 | Average Weekday | CAISO | 1-in-10 | 2027 | 6 |  |  |  | 63.8758 | 1
| Zone | South Orange County | 6 | Average Weekday | CAISO | 1-in-10 | 2027 | 7 |  |  |  | 63.8143 | 1
| Zone | South Orange County | 6 | Average Weekday | CAISO | 1-in-10 | 2027 | 8 |  |  |  | 64.0327 | 1
| Zone | South Orange County | 6 | Average Weekday | CAISO | 1-in-10 | 2027 | 9 |  |  |  | 64.9331 | 1
| Zone | South Orange County | 6 | Average Weekday | CAISO | 1-in-10 | 2027 | 10 |  |  |  | 66.7504 | 1
| Zone | South Orange County | 6 | Average Weekday | CAISO | 1-in-10 | 2027 | 11 |  |  |  | 69.068 | 1
| Zone | South Orange County | 6 | Average Weekday | CAISO | 1-in-10 | 2027 | 12 |  |  |  | 70.8322 | 1
| Zone | South Orange County | 6 | Average Weekday | CAISO | 1-in-10 | 2027 | 13 |  |  |  | 71.7878 | 1
| Zone | South Orange County | 6 | Average Weekday | CAISO | 1-in-10 | 2027 | 14 |  |  |  | 72.1196 | 1
| Zone | South Orange County | 6 | Average Weekday | CAISO | 1-in-10 | 2027 | 15 |  |  |  | 72.8228 | 1
| Zone | South Orange County | 6 | Average Weekday | CAISO | 1-in-10 | 2027 | 16 |  |  |  | 73.7532 | 1
| Zone | South Orange County | 6 | Average Weekday | CAISO | 1-in-10 | 2027 | 17 |  |  |  | 73.7854 | 1
| Zone | South Orange County | 6 | Average Weekday | CAISO | 1-in-10 | 2027 | 18 |  |  |  | 73.2464 | 1
| Zone | South Orange County | 6 | Average Weekday | CAISO | 1-in-10 | 2027 | 19 |  |  |  | 72.2489 | 1
| Zone | South Orange County | 6 | Average Weekday | CAISO | 1-in-10 | 2027 | 20 |  |  |  | 70.5072 | 1
| Zone | South Orange County | 6 | Average Weekday | CAISO | 1-in-10 | 2027 | 21 |  |  |  | 68.643 | 1
| Zone | South Orange County | 6 | Average Weekday | CAISO | 1-in-10 | 2027 | 22 |  |  |  | 66.6989 | 1
| Zone | South Orange County | 6 | Average Weekday | CAISO | 1-in-10 | 2027 | 23 |  |  |  | 65.7762 | 1
| Zone | South Orange County | 6 | Average Weekday | CAISO | 1-in-10 | 2027 | 24 |  |  |  | 65.3146 | 1
| Zone | South Orange County | 6 | Monthly System Peak Day | CAISO | 1-in-10 | 2027 | 1 |  |  |  | 69.3 | 1
| Zone | South Orange County | 6 | Monthly System Peak Day | CAISO | 1-in-10 | 2027 | 2 |  |  |  | 67.8217 | 1
| Zone | South Orange County | 6 | Monthly System Peak Day | CAISO | 1-in-10 | 2027 | 3 |  |  |  | 67.0917 | 1
| Zone | South Orange County | 6 | Monthly System Peak Day | CAISO | 1-in-10 | 2027 | 4 |  |  |  | 66.85 | 1
| Zone | South Orange County | 6 | Monthly System Peak Day | CAISO | 1-in-10 | 2027 | 5 |  |  |  | 66.105 | 1
| Zone | South Orange County | 6 | Monthly System Peak Day | CAISO | 1-in-10 | 2027 | 6 |  |  |  | 65.4533 | 1
| Zone | South Orange County | 6 | Monthly System Peak Day | CAISO | 1-in-10 | 2027 | 7 |  |  |  | 65.015 | 1
| Zone | South Orange County | 6 | Monthly System Peak Day | CAISO | 1-in-10 | 2027 | 8 |  |  |  | 65.9783 | 1
| Zone | South Orange County | 6 | Monthly System Peak Day | CAISO | 1-in-10 | 2027 | 9 |  |  |  | 69.0117 | 1
| Zone | South Orange County | 6 | Monthly System Peak Day | CAISO | 1-in-10 | 2027 | 10 |  |  |  | 74.415 | 1
| Zone | South Orange County | 6 | Monthly System Peak Day | CAISO | 1-in-10 | 2027 | 11 |  |  |  | 79.79 | 1
| Zone | South Orange County | 6 | Monthly System Peak Day | CAISO | 1-in-10 | 2027 | 12 |  |  |  | 80.5 | 1
| Zone | South Orange County | 6 | Monthly System Peak Day | CAISO | 1-in-10 | 2027 | 13 |  |  |  | 79.8833 | 1
| Zone | South Orange County | 6 | Monthly System Peak Day | CAISO | 1-in-10 | 2027 | 14 |  |  |  | 80.15 | 1
| Zone | South Orange County | 6 | Monthly System Peak Day | CAISO | 1-in-10 | 2027 | 15 |  |  |  | 82.8333 | 1
| Zone | South Orange County | 6 | Monthly System Peak Day | CAISO | 1-in-10 | 2027 | 16 |  |  |  | 87.0833 | 1
| Zone | South Orange County | 6 | Monthly System Peak Day | CAISO | 1-in-10 | 2027 | 17 |  |  |  | 88.95 | 1
| Zone | South Orange County | 6 | Monthly System Peak Day | CAISO | 1-in-10 | 2027 | 18 |  |  |  | 89.45 | 1
| Zone | South Orange County | 6 | Monthly System Peak Day | CAISO | 1-in-10 | 2027 | 19 |  |  |  | 85.5833 | 1
| Zone | South Orange County | 6 | Monthly System Peak Day | CAISO | 1-in-10 | 2027 | 20 |  |  |  | 78.3833 | 1
| Zone | South Orange County | 6 | Monthly System Peak Day | CAISO | 1-in-10 | 2027 | 21 |  |  |  | 74.7167 | 1
| Zone | South Orange County | 6 | Monthly System Peak Day | CAISO | 1-in-10 | 2027 | 22 |  |  |  | 72.1567 | 1
| Zone | South Orange County | 6 | Monthly System Peak Day | CAISO | 1-in-10 | 2027 | 23 |  |  |  | 70.8033 | 1
| Zone | South Orange County | 6 | Monthly System Peak Day | CAISO | 1-in-10 | 2027 | 24 |  |  |  | 69.8083 | 1
| Zone | South Orange County | 7 | Average Weekday | CAISO | 1-in-10 | 2027 | 1 |  |  |  | 69.4461 | 1
| Zone | South Orange County | 7 | Average Weekday | CAISO | 1-in-10 | 2027 | 2 |  |  |  | 69.086 | 1
| Zone | South Orange County | 7 | Average Weekday | CAISO | 1-in-10 | 2027 | 3 |  |  |  | 68.7807 | 1
| Zone | South Orange County | 7 | Average Weekday | CAISO | 1-in-10 | 2027 | 4 |  |  |  | 68.5325 | 1
| Zone | South Orange County | 7 | Average Weekday | CAISO | 1-in-10 | 2027 | 5 |  |  |  | 68.3902 | 1
| Zone | South Orange County | 7 | Average Weekday | CAISO | 1-in-10 | 2027 | 6 |  |  |  | 68.3303 | 1
| Zone | South Orange County | 7 | Average Weekday | CAISO | 1-in-10 | 2027 | 7 |  |  |  | 68.2904 | 1
| Zone | South Orange County | 7 | Average Weekday | CAISO | 1-in-10 | 2027 | 8 |  |  |  | 68.6719 | 1
| Zone | South Orange County | 7 | Average Weekday | CAISO | 1-in-10 | 2027 | 9 |  |  |  | 70.0939 | 1
| Zone | South Orange County | 7 | Average Weekday | CAISO | 1-in-10 | 2027 | 10 |  |  |  | 72.5596 | 1
| Zone | South Orange County | 7 | Average Weekday | CAISO | 1-in-10 | 2027 | 11 |  |  |  | 75.3255 | 1
| Zone | South Orange County | 7 | Average Weekday | CAISO | 1-in-10 | 2027 | 12 |  |  |  | 77.2332 | 1
| Zone | South Orange County | 7 | Average Weekday | CAISO | 1-in-10 | 2027 | 13 |  |  |  | 78.0307 | 1
| Zone | South Orange County | 7 | Average Weekday | CAISO | 1-in-10 | 2027 | 14 |  |  |  | 78.1088 | 1
| Zone | South Orange County | 7 | Average Weekday | CAISO | 1-in-10 | 2027 | 15 |  |  |  | 78.888 | 1
| Zone | South Orange County | 7 | Average Weekday | CAISO | 1-in-10 | 2027 | 16 |  |  |  | 79.4733 | 1
| Zone | South Orange County | 7 | Average Weekday | CAISO | 1-in-10 | 2027 | 17 |  |  |  | 79.575 | 1
| Zone | South Orange County | 7 | Average Weekday | CAISO | 1-in-10 | 2027 | 18 |  |  |  | 79.1003 | 1
| Zone | South Orange County | 7 | Average Weekday | CAISO | 1-in-10 | 2027 | 19 |  |  |  | 78.1803 | 1
| Zone | South Orange County | 7 | Average Weekday | CAISO | 1-in-10 | 2027 | 20 |  |  |  | 76.474 | 1
| Zone | South Orange County | 7 | Average Weekday | CAISO | 1-in-10 | 2027 | 21 |  |  |  | 74.0284 | 1
| Zone | South Orange County | 7 | Average Weekday | CAISO | 1-in-10 | 2027 | 22 |  |  |  | 71.8255 | 1
| Zone | South Orange County | 7 | Average Weekday | CAISO | 1-in-10 | 2027 | 23 |  |  |  | 70.847 | 1
| Zone | South Orange County | 7 | Average Weekday | CAISO | 1-in-10 | 2027 | 24 |  |  |  | 70.1921 | 1
| Zone | South Orange County | 7 | Monthly System Peak Day | CAISO | 1-in-10 | 2027 | 1 |  |  |  | 72.6833 | 1
| Zone | South Orange County | 7 | Monthly System Peak Day | CAISO | 1-in-10 | 2027 | 2 |  |  |  | 72.45 | 1
| Zone | South Orange County | 7 | Monthly System Peak Day | CAISO | 1-in-10 | 2027 | 3 |  |  |  | 72.0833 | 1
| Zone | South Orange County | 7 | Monthly System Peak Day | CAISO | 1-in-10 | 2027 | 4 |  |  |  | 71.6333 | 1
| Zone | South Orange County | 7 | Monthly System Peak Day | CAISO | 1-in-10 | 2027 | 5 |  |  |  | 71.3 | 1
| Zone | South Orange County | 7 | Monthly System Peak Day | CAISO | 1-in-10 | 2027 | 6 |  |  |  | 71.1667 | 1
| Zone | South Orange County | 7 | Monthly System Peak Day | CAISO | 1-in-10 | 2027 | 7 |  |  |  | 71 | 1
| Zone | South Orange County | 7 | Monthly System Peak Day | CAISO | 1-in-10 | 2027 | 8 |  |  |  | 71.0333 | 1
| Zone | South Orange County | 7 | Monthly System Peak Day | CAISO | 1-in-10 | 2027 | 9 |  |  |  | 72.3833 | 1
| Zone | South Orange County | 7 | Monthly System Peak Day | CAISO | 1-in-10 | 2027 | 10 |  |  |  | 74.8167 | 1
| Zone | South Orange County | 7 | Monthly System Peak Day | CAISO | 1-in-10 | 2027 | 11 |  |  |  | 78.0333 | 1
| Zone | South Orange County | 7 | Monthly System Peak Day | CAISO | 1-in-10 | 2027 | 12 |  |  |  | 80.65 | 1
| Zone | South Orange County | 7 | Monthly System Peak Day | CAISO | 1-in-10 | 2027 | 13 |  |  |  | 82.0667 | 1
| Zone | South Orange County | 7 | Monthly System Peak Day | CAISO | 1-in-10 | 2027 | 14 |  |  |  | 82.25 | 1
| Zone | South Orange County | 7 | Monthly System Peak Day | CAISO | 1-in-10 | 2027 | 15 |  |  |  | 82.7167 | 1
| Zone | South Orange County | 7 | Monthly System Peak Day | CAISO | 1-in-10 | 2027 | 16 |  |  |  | 81.7167 | 1
| Zone | South Orange County | 7 | Monthly System Peak Day | CAISO | 1-in-10 | 2027 | 17 |  |  |  | 80.05 | 1
| Zone | South Orange County | 7 | Monthly System Peak Day | CAISO | 1-in-10 | 2027 | 18 |  |  |  | 80.8167 | 1
| Zone | South Orange County | 7 | Monthly System Peak Day | CAISO | 1-in-10 | 2027 | 19 |  |  |  | 79.8333 | 1
| Zone | South Orange County | 7 | Monthly System Peak Day | CAISO | 1-in-10 | 2027 | 20 |  |  |  | 77.7 | 1
| Zone | South Orange County | 7 | Monthly System Peak Day | CAISO | 1-in-10 | 2027 | 21 |  |  |  | 75.5 | 1
| Zone | South Orange County | 7 | Monthly System Peak Day | CAISO | 1-in-10 | 2027 | 22 |  |  |  | 73.0833 | 1
| Zone | South Orange County | 7 | Monthly System Peak Day | CAISO | 1-in-10 | 2027 | 23 |  |  |  | 72.4833 | 1
| Zone | South Orange County | 7 | Monthly System Peak Day | CAISO | 1-in-10 | 2027 | 24 |  |  |  | 72.25 | 1
| Zone | South Orange County | 8 | Average Weekday | CAISO | 1-in-10 | 2027 | 1 |  |  |  | 69.5985 | 1
| Zone | South Orange County | 8 | Average Weekday | CAISO | 1-in-10 | 2027 | 2 |  |  |  | 69.3141 | 1
| Zone | South Orange County | 8 | Average Weekday | CAISO | 1-in-10 | 2027 | 3 |  |  |  | 69.0234 | 1
| Zone | South Orange County | 8 | Average Weekday | CAISO | 1-in-10 | 2027 | 4 |  |  |  | 68.8309 | 1
| Zone | South Orange County | 8 | Average Weekday | CAISO | 1-in-10 | 2027 | 5 |  |  |  | 68.605 | 1
| Zone | South Orange County | 8 | Average Weekday | CAISO | 1-in-10 | 2027 | 6 |  |  |  | 68.457 | 1
| Zone | South Orange County | 8 | Average Weekday | CAISO | 1-in-10 | 2027 | 7 |  |  |  | 68.3726 | 1
| Zone | South Orange County | 8 | Average Weekday | CAISO | 1-in-10 | 2027 | 8 |  |  |  | 68.4341 | 1
| Zone | South Orange County | 8 | Average Weekday | CAISO | 1-in-10 | 2027 | 9 |  |  |  | 69.3385 | 1
| Zone | South Orange County | 8 | Average Weekday | CAISO | 1-in-10 | 2027 | 10 |  |  |  | 71.1052 | 1
| Zone | South Orange County | 8 | Average Weekday | CAISO | 1-in-10 | 2027 | 11 |  |  |  | 73.5361 | 1
| Zone | South Orange County | 8 | Average Weekday | CAISO | 1-in-10 | 2027 | 12 |  |  |  | 75.6692 | 1
| Zone | South Orange County | 8 | Average Weekday | CAISO | 1-in-10 | 2027 | 13 |  |  |  | 76.6918 | 1
| Zone | South Orange County | 8 | Average Weekday | CAISO | 1-in-10 | 2027 | 14 |  |  |  | 77.525 | 1
| Zone | South Orange County | 8 | Average Weekday | CAISO | 1-in-10 | 2027 | 15 |  |  |  | 78.6466 | 1
| Zone | South Orange County | 8 | Average Weekday | CAISO | 1-in-10 | 2027 | 16 |  |  |  | 79.2502 | 1
| Zone | South Orange County | 8 | Average Weekday | CAISO | 1-in-10 | 2027 | 17 |  |  |  | 79.1715 | 1
| Zone | South Orange County | 8 | Average Weekday | CAISO | 1-in-10 | 2027 | 18 |  |  |  | 78.5438 | 1
| Zone | South Orange County | 8 | Average Weekday | CAISO | 1-in-10 | 2027 | 19 |  |  |  | 77.3582 | 1
| Zone | South Orange County | 8 | Average Weekday | CAISO | 1-in-10 | 2027 | 20 |  |  |  | 75.7666 | 1
| Zone | South Orange County | 8 | Average Weekday | CAISO | 1-in-10 | 2027 | 21 |  |  |  | 73.3325 | 1
| Zone | South Orange County | 8 | Average Weekday | CAISO | 1-in-10 | 2027 | 22 |  |  |  | 71.7902 | 1
| Zone | South Orange County | 8 | Average Weekday | CAISO | 1-in-10 | 2027 | 23 |  |  |  | 71.0086 | 1
| Zone | South Orange County | 8 | Average Weekday | CAISO | 1-in-10 | 2027 | 24 |  |  |  | 70.2746 | 1
| Zone | South Orange County | 8 | Monthly System Peak Day | CAISO | 1-in-10 | 2027 | 1 |  |  |  | 70.835 | 1
| Zone | South Orange County | 8 | Monthly System Peak Day | CAISO | 1-in-10 | 2027 | 2 |  |  |  | 70.33 | 1
| Zone | South Orange County | 8 | Monthly System Peak Day | CAISO | 1-in-10 | 2027 | 3 |  |  |  | 70.025 | 1
| Zone | South Orange County | 8 | Monthly System Peak Day | CAISO | 1-in-10 | 2027 | 4 |  |  |  | 69.8267 | 1
| Zone | South Orange County | 8 | Monthly System Peak Day | CAISO | 1-in-10 | 2027 | 5 |  |  |  | 69.4383 | 1
| Zone | South Orange County | 8 | Monthly System Peak Day | CAISO | 1-in-10 | 2027 | 6 |  |  |  | 69.155 | 1
| Zone | South Orange County | 8 | Monthly System Peak Day | CAISO | 1-in-10 | 2027 | 7 |  |  |  | 69.0167 | 1
| Zone | South Orange County | 8 | Monthly System Peak Day | CAISO | 1-in-10 | 2027 | 8 |  |  |  | 69.0817 | 1
| Zone | South Orange County | 8 | Monthly System Peak Day | CAISO | 1-in-10 | 2027 | 9 |  |  |  | 70.035 | 1
| Zone | South Orange County | 8 | Monthly System Peak Day | CAISO | 1-in-10 | 2027 | 10 |  |  |  | 73.155 | 1
| Zone | South Orange County | 8 | Monthly System Peak Day | CAISO | 1-in-10 | 2027 | 11 |  |  |  | 77.7833 | 1
| Zone | South Orange County | 8 | Monthly System Peak Day | CAISO | 1-in-10 | 2027 | 12 |  |  |  | 82 | 1
| Zone | South Orange County | 8 | Monthly System Peak Day | CAISO | 1-in-10 | 2027 | 13 |  |  |  | 82.8333 | 1
| Zone | South Orange County | 8 | Monthly System Peak Day | CAISO | 1-in-10 | 2027 | 14 |  |  |  | 84.7 | 1
| Zone | South Orange County | 8 | Monthly System Peak Day | CAISO | 1-in-10 | 2027 | 15 |  |  |  | 85.1167 | 1
| Zone | South Orange County | 8 | Monthly System Peak Day | CAISO | 1-in-10 | 2027 | 16 |  |  |  | 85.1667 | 1
| Zone | South Orange County | 8 | Monthly System Peak Day | CAISO | 1-in-10 | 2027 | 17 |  |  |  | 85.5833 | 1
| Zone | South Orange County | 8 | Monthly System Peak Day | CAISO | 1-in-10 | 2027 | 18 |  |  |  | 85.5 | 1
| Zone | South Orange County | 8 | Monthly System Peak Day | CAISO | 1-in-10 | 2027 | 19 |  |  |  | 84.35 | 1
| Zone | South Orange County | 8 | Monthly System Peak Day | CAISO | 1-in-10 | 2027 | 20 |  |  |  | 84.25 | 1
| Zone | South Orange County | 8 | Monthly System Peak Day | CAISO | 1-in-10 | 2027 | 21 |  |  |  | 80.0833 | 1
| Zone | South Orange County | 8 | Monthly System Peak Day | CAISO | 1-in-10 | 2027 | 22 |  |  |  | 76.4667 | 1
| Zone | South Orange County | 8 | Monthly System Peak Day | CAISO | 1-in-10 | 2027 | 23 |  |  |  | 75.2 | 1
| Zone | South Orange County | 8 | Monthly System Peak Day | CAISO | 1-in-10 | 2027 | 24 |  |  |  | 73.86 | 1
| Zone | South Orange County | 8 | Typical Event Day | CAISO | 1-in-10 | 2027 | 1 |  |  |  | 72.1671 | 1
| Zone | South Orange County | 8 | Typical Event Day | CAISO | 1-in-10 | 2027 | 2 |  |  |  | 71.3337 | 1
| Zone | South Orange County | 8 | Typical Event Day | CAISO | 1-in-10 | 2027 | 3 |  |  |  | 70.8583 | 1
| Zone | South Orange County | 8 | Typical Event Day | CAISO | 1-in-10 | 2027 | 4 |  |  |  | 70.6608 | 1
| Zone | South Orange County | 8 | Typical Event Day | CAISO | 1-in-10 | 2027 | 5 |  |  |  | 70.3275 | 1
| Zone | South Orange County | 8 | Typical Event Day | CAISO | 1-in-10 | 2027 | 6 |  |  |  | 69.9396 | 1
| Zone | South Orange County | 8 | Typical Event Day | CAISO | 1-in-10 | 2027 | 7 |  |  |  | 69.7663 | 1
| Zone | South Orange County | 8 | Typical Event Day | CAISO | 1-in-10 | 2027 | 8 |  |  |  | 70.1567 | 1
| Zone | South Orange County | 8 | Typical Event Day | CAISO | 1-in-10 | 2027 | 9 |  |  |  | 71.8117 | 1
| Zone | South Orange County | 8 | Typical Event Day | CAISO | 1-in-10 | 2027 | 10 |  |  |  | 75.4342 | 1
| Zone | South Orange County | 8 | Typical Event Day | CAISO | 1-in-10 | 2027 | 11 |  |  |  | 80.0058 | 1
| Zone | South Orange County | 8 | Typical Event Day | CAISO | 1-in-10 | 2027 | 12 |  |  |  | 82.7958 | 1
| Zone | South Orange County | 8 | Typical Event Day | CAISO | 1-in-10 | 2027 | 13 |  |  |  | 83.75 | 1
| Zone | South Orange County | 8 | Typical Event Day | CAISO | 1-in-10 | 2027 | 14 |  |  |  | 84.7333 | 1
| Zone | South Orange County | 8 | Typical Event Day | CAISO | 1-in-10 | 2027 | 15 |  |  |  | 85.65 | 1
| Zone | South Orange County | 8 | Typical Event Day | CAISO | 1-in-10 | 2027 | 16 |  |  |  | 86.425 | 1
| Zone | South Orange County | 8 | Typical Event Day | CAISO | 1-in-10 | 2027 | 17 |  |  |  | 86.4542 | 1
| Zone | South Orange County | 8 | Typical Event Day | CAISO | 1-in-10 | 2027 | 18 |  |  |  | 86.6 | 1
| Zone | South Orange County | 8 | Typical Event Day | CAISO | 1-in-10 | 2027 | 19 |  |  |  | 85.0542 | 1
| Zone | South Orange County | 8 | Typical Event Day | CAISO | 1-in-10 | 2027 | 20 |  |  |  | 82.2833 | 1
| Zone | South Orange County | 8 | Typical Event Day | CAISO | 1-in-10 | 2027 | 21 |  |  |  | 79.0292 | 1
| Zone | South Orange County | 8 | Typical Event Day | CAISO | 1-in-10 | 2027 | 22 |  |  |  | 76.9808 | 1
| Zone | South Orange County | 8 | Typical Event Day | CAISO | 1-in-10 | 2027 | 23 |  |  |  | 75.7592 | 1
| Zone | South Orange County | 8 | Typical Event Day | CAISO | 1-in-10 | 2027 | 24 |  |  |  | 74.4796 | 1
| Zone | South Orange County | 9 | Average Weekday | CAISO | 1-in-10 | 2027 | 1 |  |  |  | 71.7479 | 1
| Zone | South Orange County | 9 | Average Weekday | CAISO | 1-in-10 | 2027 | 2 |  |  |  | 71.1465 | 1
| Zone | South Orange County | 9 | Average Weekday | CAISO | 1-in-10 | 2027 | 3 |  |  |  | 70.6301 | 1
| Zone | South Orange County | 9 | Average Weekday | CAISO | 1-in-10 | 2027 | 4 |  |  |  | 70.1971 | 1
| Zone | South Orange County | 9 | Average Weekday | CAISO | 1-in-10 | 2027 | 5 |  |  |  | 69.8707 | 1
| Zone | South Orange County | 9 | Average Weekday | CAISO | 1-in-10 | 2027 | 6 |  |  |  | 69.5087 | 1
| Zone | South Orange County | 9 | Average Weekday | CAISO | 1-in-10 | 2027 | 7 |  |  |  | 69.2601 | 1
| Zone | South Orange County | 9 | Average Weekday | CAISO | 1-in-10 | 2027 | 8 |  |  |  | 69.177 | 1
| Zone | South Orange County | 9 | Average Weekday | CAISO | 1-in-10 | 2027 | 9 |  |  |  | 70.2802 | 1
| Zone | South Orange County | 9 | Average Weekday | CAISO | 1-in-10 | 2027 | 10 |  |  |  | 72.886 | 1
| Zone | South Orange County | 9 | Average Weekday | CAISO | 1-in-10 | 2027 | 11 |  |  |  | 75.8762 | 1
| Zone | South Orange County | 9 | Average Weekday | CAISO | 1-in-10 | 2027 | 12 |  |  |  | 78.4211 | 1
| Zone | South Orange County | 9 | Average Weekday | CAISO | 1-in-10 | 2027 | 13 |  |  |  | 79.6325 | 1
| Zone | South Orange County | 9 | Average Weekday | CAISO | 1-in-10 | 2027 | 14 |  |  |  | 80.3008 | 1
| Zone | South Orange County | 9 | Average Weekday | CAISO | 1-in-10 | 2027 | 15 |  |  |  | 81.2714 | 1
| Zone | South Orange County | 9 | Average Weekday | CAISO | 1-in-10 | 2027 | 16 |  |  |  | 81.5167 | 1
| Zone | South Orange County | 9 | Average Weekday | CAISO | 1-in-10 | 2027 | 17 |  |  |  | 81.431 | 1
| Zone | South Orange County | 9 | Average Weekday | CAISO | 1-in-10 | 2027 | 18 |  |  |  | 80.6365 | 1
| Zone | South Orange County | 9 | Average Weekday | CAISO | 1-in-10 | 2027 | 19 |  |  |  | 79.223 | 1
| Zone | South Orange County | 9 | Average Weekday | CAISO | 1-in-10 | 2027 | 20 |  |  |  | 77.0676 | 1
| Zone | South Orange County | 9 | Average Weekday | CAISO | 1-in-10 | 2027 | 21 |  |  |  | 74.7656 | 1
| Zone | South Orange County | 9 | Average Weekday | CAISO | 1-in-10 | 2027 | 22 |  |  |  | 73.7906 | 1
| Zone | South Orange County | 9 | Average Weekday | CAISO | 1-in-10 | 2027 | 23 |  |  |  | 72.9166 | 1
| Zone | South Orange County | 9 | Average Weekday | CAISO | 1-in-10 | 2027 | 24 |  |  |  | 72.1378 | 1
| Zone | South Orange County | 9 | Monthly System Peak Day | CAISO | 1-in-10 | 2027 | 1 |  |  |  | 75.85 | 1
| Zone | South Orange County | 9 | Monthly System Peak Day | CAISO | 1-in-10 | 2027 | 2 |  |  |  | 74.7333 | 1
| Zone | South Orange County | 9 | Monthly System Peak Day | CAISO | 1-in-10 | 2027 | 3 |  |  |  | 74.2333 | 1
| Zone | South Orange County | 9 | Monthly System Peak Day | CAISO | 1-in-10 | 2027 | 4 |  |  |  | 74.3333 | 1
| Zone | South Orange County | 9 | Monthly System Peak Day | CAISO | 1-in-10 | 2027 | 5 |  |  |  | 74.4667 | 1
| Zone | South Orange County | 9 | Monthly System Peak Day | CAISO | 1-in-10 | 2027 | 6 |  |  |  | 73.9833 | 1
| Zone | South Orange County | 9 | Monthly System Peak Day | CAISO | 1-in-10 | 2027 | 7 |  |  |  | 74.0333 | 1
| Zone | South Orange County | 9 | Monthly System Peak Day | CAISO | 1-in-10 | 2027 | 8 |  |  |  | 74.5333 | 1
| Zone | South Orange County | 9 | Monthly System Peak Day | CAISO | 1-in-10 | 2027 | 9 |  |  |  | 75.8167 | 1
| Zone | South Orange County | 9 | Monthly System Peak Day | CAISO | 1-in-10 | 2027 | 10 |  |  |  | 79.35 | 1
| Zone | South Orange County | 9 | Monthly System Peak Day | CAISO | 1-in-10 | 2027 | 11 |  |  |  | 84.4167 | 1
| Zone | South Orange County | 9 | Monthly System Peak Day | CAISO | 1-in-10 | 2027 | 12 |  |  |  | 88.0333 | 1
| Zone | South Orange County | 9 | Monthly System Peak Day | CAISO | 1-in-10 | 2027 | 13 |  |  |  | 90.2167 | 1
| Zone | South Orange County | 9 | Monthly System Peak Day | CAISO | 1-in-10 | 2027 | 14 |  |  |  | 91.8333 | 1
| Zone | South Orange County | 9 | Monthly System Peak Day | CAISO | 1-in-10 | 2027 | 15 |  |  |  | 91.9333 | 1
| Zone | South Orange County | 9 | Monthly System Peak Day | CAISO | 1-in-10 | 2027 | 16 |  |  |  | 91.7333 | 1
| Zone | South Orange County | 9 | Monthly System Peak Day | CAISO | 1-in-10 | 2027 | 17 |  |  |  | 91.2333 | 1
| Zone | South Orange County | 9 | Monthly System Peak Day | CAISO | 1-in-10 | 2027 | 18 |  |  |  | 90.6333 | 1
| Zone | South Orange County | 9 | Monthly System Peak Day | CAISO | 1-in-10 | 2027 | 19 |  |  |  | 90.45 | 1
| Zone | South Orange County | 9 | Monthly System Peak Day | CAISO | 1-in-10 | 2027 | 20 |  |  |  | 88.8 | 1
| Zone | South Orange County | 9 | Monthly System Peak Day | CAISO | 1-in-10 | 2027 | 21 |  |  |  | 85.8167 | 1
| Zone | South Orange County | 9 | Monthly System Peak Day | CAISO | 1-in-10 | 2027 | 22 |  |  |  | 86.2167 | 1
| Zone | South Orange County | 9 | Monthly System Peak Day | CAISO | 1-in-10 | 2027 | 23 |  |  |  | 84.55 | 1
| Zone | South Orange County | 9 | Monthly System Peak Day | CAISO | 1-in-10 | 2027 | 24 |  |  |  | 82 | 1
| Zone | South Orange County | 10 | Average Weekday | CAISO | 1-in-10 | 2027 | 1 |  |  |  | 69.118 | 1
| Zone | South Orange County | 10 | Average Weekday | CAISO | 1-in-10 | 2027 | 2 |  |  |  | 68.5352 | 1
| Zone | South Orange County | 10 | Average Weekday | CAISO | 1-in-10 | 2027 | 3 |  |  |  | 67.8411 | 1
| Zone | South Orange County | 10 | Average Weekday | CAISO | 1-in-10 | 2027 | 4 |  |  |  | 67.235 | 1
| Zone | South Orange County | 10 | Average Weekday | CAISO | 1-in-10 | 2027 | 5 |  |  |  | 66.6026 | 1
| Zone | South Orange County | 10 | Average Weekday | CAISO | 1-in-10 | 2027 | 6 |  |  |  | 66.2633 | 1
| Zone | South Orange County | 10 | Average Weekday | CAISO | 1-in-10 | 2027 | 7 |  |  |  | 65.9069 | 1
| Zone | South Orange County | 10 | Average Weekday | CAISO | 1-in-10 | 2027 | 8 |  |  |  | 65.5926 | 1
| Zone | South Orange County | 10 | Average Weekday | CAISO | 1-in-10 | 2027 | 9 |  |  |  | 65.9445 | 1
| Zone | South Orange County | 10 | Average Weekday | CAISO | 1-in-10 | 2027 | 10 |  |  |  | 68.4825 | 1
| Zone | South Orange County | 10 | Average Weekday | CAISO | 1-in-10 | 2027 | 11 |  |  |  | 71.8683 | 1
| Zone | South Orange County | 10 | Average Weekday | CAISO | 1-in-10 | 2027 | 12 |  |  |  | 74.8892 | 1
| Zone | South Orange County | 10 | Average Weekday | CAISO | 1-in-10 | 2027 | 13 |  |  |  | 77.3307 | 1
| Zone | South Orange County | 10 | Average Weekday | CAISO | 1-in-10 | 2027 | 14 |  |  |  | 78.5737 | 1
| Zone | South Orange County | 10 | Average Weekday | CAISO | 1-in-10 | 2027 | 15 |  |  |  | 79.2328 | 1
| Zone | South Orange County | 10 | Average Weekday | CAISO | 1-in-10 | 2027 | 16 |  |  |  | 79.1279 | 1
| Zone | South Orange County | 10 | Average Weekday | CAISO | 1-in-10 | 2027 | 17 |  |  |  | 78.8701 | 1
| Zone | South Orange County | 10 | Average Weekday | CAISO | 1-in-10 | 2027 | 18 |  |  |  | 78.3056 | 1
| Zone | South Orange County | 10 | Average Weekday | CAISO | 1-in-10 | 2027 | 19 |  |  |  | 76.8335 | 1
| Zone | South Orange County | 10 | Average Weekday | CAISO | 1-in-10 | 2027 | 20 |  |  |  | 74.2791 | 1
| Zone | South Orange County | 10 | Average Weekday | CAISO | 1-in-10 | 2027 | 21 |  |  |  | 72.6954 | 1
| Zone | South Orange County | 10 | Average Weekday | CAISO | 1-in-10 | 2027 | 22 |  |  |  | 71.6686 | 1
| Zone | South Orange County | 10 | Average Weekday | CAISO | 1-in-10 | 2027 | 23 |  |  |  | 70.7785 | 1
| Zone | South Orange County | 10 | Average Weekday | CAISO | 1-in-10 | 2027 | 24 |  |  |  | 69.9095 | 1
| Zone | South Orange County | 10 | Monthly System Peak Day | CAISO | 1-in-10 | 2027 | 1 |  |  |  | 75 | 1
| Zone | South Orange County | 10 | Monthly System Peak Day | CAISO | 1-in-10 | 2027 | 2 |  |  |  | 74.5633 | 1
| Zone | South Orange County | 10 | Monthly System Peak Day | CAISO | 1-in-10 | 2027 | 3 |  |  |  | 73.8333 | 1
| Zone | South Orange County | 10 | Monthly System Peak Day | CAISO | 1-in-10 | 2027 | 4 |  |  |  | 73.5633 | 1
| Zone | South Orange County | 10 | Monthly System Peak Day | CAISO | 1-in-10 | 2027 | 5 |  |  |  | 73.6483 | 1
| Zone | South Orange County | 10 | Monthly System Peak Day | CAISO | 1-in-10 | 2027 | 6 |  |  |  | 73.495 | 1
| Zone | South Orange County | 10 | Monthly System Peak Day | CAISO | 1-in-10 | 2027 | 7 |  |  |  | 73.0483 | 1
| Zone | South Orange County | 10 | Monthly System Peak Day | CAISO | 1-in-10 | 2027 | 8 |  |  |  | 72.8967 | 1
| Zone | South Orange County | 10 | Monthly System Peak Day | CAISO | 1-in-10 | 2027 | 9 |  |  |  | 73.5133 | 1
| Zone | South Orange County | 10 | Monthly System Peak Day | CAISO | 1-in-10 | 2027 | 10 |  |  |  | 76.9 | 1
| Zone | South Orange County | 10 | Monthly System Peak Day | CAISO | 1-in-10 | 2027 | 11 |  |  |  | 80.4167 | 1
| Zone | South Orange County | 10 | Monthly System Peak Day | CAISO | 1-in-10 | 2027 | 12 |  |  |  | 82.8167 | 1
| Zone | South Orange County | 10 | Monthly System Peak Day | CAISO | 1-in-10 | 2027 | 13 |  |  |  | 83.8 | 1
| Zone | South Orange County | 10 | Monthly System Peak Day | CAISO | 1-in-10 | 2027 | 14 |  |  |  | 83.8333 | 1
| Zone | South Orange County | 10 | Monthly System Peak Day | CAISO | 1-in-10 | 2027 | 15 |  |  |  | 84.0667 | 1
| Zone | South Orange County | 10 | Monthly System Peak Day | CAISO | 1-in-10 | 2027 | 16 |  |  |  | 83.9167 | 1
| Zone | South Orange County | 10 | Monthly System Peak Day | CAISO | 1-in-10 | 2027 | 17 |  |  |  | 82.9167 | 1
| Zone | South Orange County | 10 | Monthly System Peak Day | CAISO | 1-in-10 | 2027 | 18 |  |  |  | 81.4667 | 1
| Zone | South Orange County | 10 | Monthly System Peak Day | CAISO | 1-in-10 | 2027 | 19 |  |  |  | 79.8667 | 1
| Zone | South Orange County | 10 | Monthly System Peak Day | CAISO | 1-in-10 | 2027 | 20 |  |  |  | 77.6667 | 1
| Zone | South Orange County | 10 | Monthly System Peak Day | CAISO | 1-in-10 | 2027 | 21 |  |  |  | 75.6667 | 1
| Zone | South Orange County | 10 | Monthly System Peak Day | CAISO | 1-in-10 | 2027 | 22 |  |  |  | 74.2167 | 1
| Zone | South Orange County | 10 | Monthly System Peak Day | CAISO | 1-in-10 | 2027 | 23 |  |  |  | 73.4133 | 1
| Zone | South Orange County | 10 | Monthly System Peak Day | CAISO | 1-in-10 | 2027 | 24 |  |  |  | 73.0933 | 1
| Zone | South Orange County | 11 | Average Weekday | CAISO | 1-in-10 | 2027 | 1 |  |  |  | 58.9397 | 1
| Zone | South Orange County | 11 | Average Weekday | CAISO | 1-in-10 | 2027 | 2 |  |  |  | 57.9461 | 1
| Zone | South Orange County | 11 | Average Weekday | CAISO | 1-in-10 | 2027 | 3 |  |  |  | 56.9995 | 1
| Zone | South Orange County | 11 | Average Weekday | CAISO | 1-in-10 | 2027 | 4 |  |  |  | 56.0916 | 1
| Zone | South Orange County | 11 | Average Weekday | CAISO | 1-in-10 | 2027 | 5 |  |  |  | 55.3154 | 1
| Zone | South Orange County | 11 | Average Weekday | CAISO | 1-in-10 | 2027 | 6 |  |  |  | 54.6663 | 1
| Zone | South Orange County | 11 | Average Weekday | CAISO | 1-in-10 | 2027 | 7 |  |  |  | 54.3493 | 1
| Zone | South Orange County | 11 | Average Weekday | CAISO | 1-in-10 | 2027 | 8 |  |  |  | 54.1698 | 1
| Zone | South Orange County | 11 | Average Weekday | CAISO | 1-in-10 | 2027 | 9 |  |  |  | 55.668 | 1
| Zone | South Orange County | 11 | Average Weekday | CAISO | 1-in-10 | 2027 | 10 |  |  |  | 59.6793 | 1
| Zone | South Orange County | 11 | Average Weekday | CAISO | 1-in-10 | 2027 | 11 |  |  |  | 64.0458 | 1
| Zone | South Orange County | 11 | Average Weekday | CAISO | 1-in-10 | 2027 | 12 |  |  |  | 67.5321 | 1
| Zone | South Orange County | 11 | Average Weekday | CAISO | 1-in-10 | 2027 | 13 |  |  |  | 69.9497 | 1
| Zone | South Orange County | 11 | Average Weekday | CAISO | 1-in-10 | 2027 | 14 |  |  |  | 71.1228 | 1
| Zone | South Orange County | 11 | Average Weekday | CAISO | 1-in-10 | 2027 | 15 |  |  |  | 71.3371 | 1
| Zone | South Orange County | 11 | Average Weekday | CAISO | 1-in-10 | 2027 | 16 |  |  |  | 71.0195 | 1
| Zone | South Orange County | 11 | Average Weekday | CAISO | 1-in-10 | 2027 | 17 |  |  |  | 70.1644 | 1
| Zone | South Orange County | 11 | Average Weekday | CAISO | 1-in-10 | 2027 | 18 |  |  |  | 68.4656 | 1
| Zone | South Orange County | 11 | Average Weekday | CAISO | 1-in-10 | 2027 | 19 |  |  |  | 66.4926 | 1
| Zone | South Orange County | 11 | Average Weekday | CAISO | 1-in-10 | 2027 | 20 |  |  |  | 64.7972 | 1
| Zone | South Orange County | 11 | Average Weekday | CAISO | 1-in-10 | 2027 | 21 |  |  |  | 63.4676 | 1
| Zone | South Orange County | 11 | Average Weekday | CAISO | 1-in-10 | 2027 | 22 |  |  |  | 62.0872 | 1
| Zone | South Orange County | 11 | Average Weekday | CAISO | 1-in-10 | 2027 | 23 |  |  |  | 60.8519 | 1
| Zone | South Orange County | 11 | Average Weekday | CAISO | 1-in-10 | 2027 | 24 |  |  |  | 59.7972 | 1
| Zone | South Orange County | 11 | Monthly System Peak Day | CAISO | 1-in-10 | 2027 | 1 |  |  |  | 69.45 | 1
| Zone | South Orange County | 11 | Monthly System Peak Day | CAISO | 1-in-10 | 2027 | 2 |  |  |  | 68.3317 | 1
| Zone | South Orange County | 11 | Monthly System Peak Day | CAISO | 1-in-10 | 2027 | 3 |  |  |  | 67.435 | 1
| Zone | South Orange County | 11 | Monthly System Peak Day | CAISO | 1-in-10 | 2027 | 4 |  |  |  | 66.2533 | 1
| Zone | South Orange County | 11 | Monthly System Peak Day | CAISO | 1-in-10 | 2027 | 5 |  |  |  | 65.7983 | 1
| Zone | South Orange County | 11 | Monthly System Peak Day | CAISO | 1-in-10 | 2027 | 6 |  |  |  | 64.7267 | 1
| Zone | South Orange County | 11 | Monthly System Peak Day | CAISO | 1-in-10 | 2027 | 7 |  |  |  | 64.8883 | 1
| Zone | South Orange County | 11 | Monthly System Peak Day | CAISO | 1-in-10 | 2027 | 8 |  |  |  | 65.895 | 1
| Zone | South Orange County | 11 | Monthly System Peak Day | CAISO | 1-in-10 | 2027 | 9 |  |  |  | 68.315 | 1
| Zone | South Orange County | 11 | Monthly System Peak Day | CAISO | 1-in-10 | 2027 | 10 |  |  |  | 72.92 | 1
| Zone | South Orange County | 11 | Monthly System Peak Day | CAISO | 1-in-10 | 2027 | 11 |  |  |  | 80.5 | 1
| Zone | South Orange County | 11 | Monthly System Peak Day | CAISO | 1-in-10 | 2027 | 12 |  |  |  | 86.7 | 1
| Zone | South Orange County | 11 | Monthly System Peak Day | CAISO | 1-in-10 | 2027 | 13 |  |  |  | 90.5667 | 1
| Zone | South Orange County | 11 | Monthly System Peak Day | CAISO | 1-in-10 | 2027 | 14 |  |  |  | 92.2667 | 1
| Zone | South Orange County | 11 | Monthly System Peak Day | CAISO | 1-in-10 | 2027 | 15 |  |  |  | 92.5667 | 1
| Zone | South Orange County | 11 | Monthly System Peak Day | CAISO | 1-in-10 | 2027 | 16 |  |  |  | 91.8333 | 1
| Zone | South Orange County | 11 | Monthly System Peak Day | CAISO | 1-in-10 | 2027 | 17 |  |  |  | 90.8333 | 1
| Zone | South Orange County | 11 | Monthly System Peak Day | CAISO | 1-in-10 | 2027 | 18 |  |  |  | 89.0667 | 1
| Zone | South Orange County | 11 | Monthly System Peak Day | CAISO | 1-in-10 | 2027 | 19 |  |  |  | 86.4833 | 1
| Zone | South Orange County | 11 | Monthly System Peak Day | CAISO | 1-in-10 | 2027 | 20 |  |  |  | 82 | 1
| Zone | South Orange County | 11 | Monthly System Peak Day | CAISO | 1-in-10 | 2027 | 21 |  |  |  | 79.2 | 1
| Zone | South Orange County | 11 | Monthly System Peak Day | CAISO | 1-in-10 | 2027 | 22 |  |  |  | 77.1 | 1
| Zone | South Orange County | 11 | Monthly System Peak Day | CAISO | 1-in-10 | 2027 | 23 |  |  |  | 74.8 | 1
| Zone | South Orange County | 11 | Monthly System Peak Day | CAISO | 1-in-10 | 2027 | 24 |  |  |  | 72.7667 | 1
| Zone | South Orange County | 12 | Average Weekday | CAISO | 1-in-10 | 2027 | 1 |  |  |  | 54.5111 | 1
| Zone | South Orange County | 12 | Average Weekday | CAISO | 1-in-10 | 2027 | 2 |  |  |  | 53.803 | 1
| Zone | South Orange County | 12 | Average Weekday | CAISO | 1-in-10 | 2027 | 3 |  |  |  | 53.0888 | 1
| Zone | South Orange County | 12 | Average Weekday | CAISO | 1-in-10 | 2027 | 4 |  |  |  | 52.4773 | 1
| Zone | South Orange County | 12 | Average Weekday | CAISO | 1-in-10 | 2027 | 5 |  |  |  | 51.8108 | 1
| Zone | South Orange County | 12 | Average Weekday | CAISO | 1-in-10 | 2027 | 6 |  |  |  | 51.2045 | 1
| Zone | South Orange County | 12 | Average Weekday | CAISO | 1-in-10 | 2027 | 7 |  |  |  | 50.8817 | 1
| Zone | South Orange County | 12 | Average Weekday | CAISO | 1-in-10 | 2027 | 8 |  |  |  | 50.913 | 1
| Zone | South Orange County | 12 | Average Weekday | CAISO | 1-in-10 | 2027 | 9 |  |  |  | 51.8998 | 1
| Zone | South Orange County | 12 | Average Weekday | CAISO | 1-in-10 | 2027 | 10 |  |  |  | 54.5417 | 1
| Zone | South Orange County | 12 | Average Weekday | CAISO | 1-in-10 | 2027 | 11 |  |  |  | 58.0038 | 1
| Zone | South Orange County | 12 | Average Weekday | CAISO | 1-in-10 | 2027 | 12 |  |  |  | 61.1044 | 1
| Zone | South Orange County | 12 | Average Weekday | CAISO | 1-in-10 | 2027 | 13 |  |  |  | 63.3377 | 1
| Zone | South Orange County | 12 | Average Weekday | CAISO | 1-in-10 | 2027 | 14 |  |  |  | 64.7409 | 1
| Zone | South Orange County | 12 | Average Weekday | CAISO | 1-in-10 | 2027 | 15 |  |  |  | 64.9516 | 1
| Zone | South Orange County | 12 | Average Weekday | CAISO | 1-in-10 | 2027 | 16 |  |  |  | 64.7126 | 1
| Zone | South Orange County | 12 | Average Weekday | CAISO | 1-in-10 | 2027 | 17 |  |  |  | 63.7061 | 1
| Zone | South Orange County | 12 | Average Weekday | CAISO | 1-in-10 | 2027 | 18 |  |  |  | 61.9373 | 1
| Zone | South Orange County | 12 | Average Weekday | CAISO | 1-in-10 | 2027 | 19 |  |  |  | 60.4372 | 1
| Zone | South Orange County | 12 | Average Weekday | CAISO | 1-in-10 | 2027 | 20 |  |  |  | 59.4795 | 1
| Zone | South Orange County | 12 | Average Weekday | CAISO | 1-in-10 | 2027 | 21 |  |  |  | 58.3909 | 1
| Zone | South Orange County | 12 | Average Weekday | CAISO | 1-in-10 | 2027 | 22 |  |  |  | 57.3438 | 1
| Zone | South Orange County | 12 | Average Weekday | CAISO | 1-in-10 | 2027 | 23 |  |  |  | 56.4152 | 1
| Zone | South Orange County | 12 | Average Weekday | CAISO | 1-in-10 | 2027 | 24 |  |  |  | 55.5105 | 1
| Zone | South Orange County | 12 | Monthly System Peak Day | CAISO | 1-in-10 | 2027 | 1 |  |  |  | 45.5983 | 1
| Zone | South Orange County | 12 | Monthly System Peak Day | CAISO | 1-in-10 | 2027 | 2 |  |  |  | 44.0583 | 1
| Zone | South Orange County | 12 | Monthly System Peak Day | CAISO | 1-in-10 | 2027 | 3 |  |  |  | 42.7283 | 1
| Zone | South Orange County | 12 | Monthly System Peak Day | CAISO | 1-in-10 | 2027 | 4 |  |  |  | 41.4067 | 1
| Zone | South Orange County | 12 | Monthly System Peak Day | CAISO | 1-in-10 | 2027 | 5 |  |  |  | 40.1833 | 1
| Zone | South Orange County | 12 | Monthly System Peak Day | CAISO | 1-in-10 | 2027 | 6 |  |  |  | 39.455 | 1
| Zone | South Orange County | 12 | Monthly System Peak Day | CAISO | 1-in-10 | 2027 | 7 |  |  |  | 39.4983 | 1
| Zone | South Orange County | 12 | Monthly System Peak Day | CAISO | 1-in-10 | 2027 | 8 |  |  |  | 40 | 1
| Zone | South Orange County | 12 | Monthly System Peak Day | CAISO | 1-in-10 | 2027 | 9 |  |  |  | 41.15 | 1
| Zone | South Orange County | 12 | Monthly System Peak Day | CAISO | 1-in-10 | 2027 | 10 |  |  |  | 45.9567 | 1
| Zone | South Orange County | 12 | Monthly System Peak Day | CAISO | 1-in-10 | 2027 | 11 |  |  |  | 51.4333 | 1
| Zone | South Orange County | 12 | Monthly System Peak Day | CAISO | 1-in-10 | 2027 | 12 |  |  |  | 53.555 | 1
| Zone | South Orange County | 12 | Monthly System Peak Day | CAISO | 1-in-10 | 2027 | 13 |  |  |  | 54.46 | 1
| Zone | South Orange County | 12 | Monthly System Peak Day | CAISO | 1-in-10 | 2027 | 14 |  |  |  | 55.6267 | 1
| Zone | South Orange County | 12 | Monthly System Peak Day | CAISO | 1-in-10 | 2027 | 15 |  |  |  | 56.4667 | 1
| Zone | South Orange County | 12 | Monthly System Peak Day | CAISO | 1-in-10 | 2027 | 16 |  |  |  | 56.5783 | 1
| Zone | South Orange County | 12 | Monthly System Peak Day | CAISO | 1-in-10 | 2027 | 17 |  |  |  | 55.9683 | 1
| Zone | South Orange County | 12 | Monthly System Peak Day | CAISO | 1-in-10 | 2027 | 18 |  |  |  | 54.3267 | 1
| Zone | South Orange County | 12 | Monthly System Peak Day | CAISO | 1-in-10 | 2027 | 19 |  |  |  | 52.8067 | 1
| Zone | South Orange County | 12 | Monthly System Peak Day | CAISO | 1-in-10 | 2027 | 20 |  |  |  | 51.9067 | 1
| Zone | South Orange County | 12 | Monthly System Peak Day | CAISO | 1-in-10 | 2027 | 21 |  |  |  | 50.095 | 1
| Zone | South Orange County | 12 | Monthly System Peak Day | CAISO | 1-in-10 | 2027 | 22 |  |  |  | 48.8883 | 1
| Zone | South Orange County | 12 | Monthly System Peak Day | CAISO | 1-in-10 | 2027 | 23 |  |  |  | 48.9217 | 1
| Zone | South Orange County | 12 | Monthly System Peak Day | CAISO | 1-in-10 | 2027 | 24 |  |  |  | 48.4717 | 1
| Zone | South Orange County | 1 | Average Weekday | CAISO | 1-in-10 | 2028 | 1 |  |  |  | 52.18 | 1
| Zone | South Orange County | 1 | Average Weekday | CAISO | 1-in-10 | 2028 | 2 |  |  |  | 51.3559 | 1
| Zone | South Orange County | 1 | Average Weekday | CAISO | 1-in-10 | 2028 | 3 |  |  |  | 50.5879 | 1
| Zone | South Orange County | 1 | Average Weekday | CAISO | 1-in-10 | 2028 | 4 |  |  |  | 49.7468 | 1
| Zone | South Orange County | 1 | Average Weekday | CAISO | 1-in-10 | 2028 | 5 |  |  |  | 48.9691 | 1
| Zone | South Orange County | 1 | Average Weekday | CAISO | 1-in-10 | 2028 | 6 |  |  |  | 48.4568 | 1
| Zone | South Orange County | 1 | Average Weekday | CAISO | 1-in-10 | 2028 | 7 |  |  |  | 48.0644 | 1
| Zone | South Orange County | 1 | Average Weekday | CAISO | 1-in-10 | 2028 | 8 |  |  |  | 48.0706 | 1
| Zone | South Orange County | 1 | Average Weekday | CAISO | 1-in-10 | 2028 | 9 |  |  |  | 48.8383 | 1
| Zone | South Orange County | 1 | Average Weekday | CAISO | 1-in-10 | 2028 | 10 |  |  |  | 51.6117 | 1
| Zone | South Orange County | 1 | Average Weekday | CAISO | 1-in-10 | 2028 | 11 |  |  |  | 55.2199 | 1
| Zone | South Orange County | 1 | Average Weekday | CAISO | 1-in-10 | 2028 | 12 |  |  |  | 58.4718 | 1
| Zone | South Orange County | 1 | Average Weekday | CAISO | 1-in-10 | 2028 | 13 |  |  |  | 60.3987 | 1
| Zone | South Orange County | 1 | Average Weekday | CAISO | 1-in-10 | 2028 | 14 |  |  |  | 61.7776 | 1
| Zone | South Orange County | 1 | Average Weekday | CAISO | 1-in-10 | 2028 | 15 |  |  |  | 62.4536 | 1
| Zone | South Orange County | 1 | Average Weekday | CAISO | 1-in-10 | 2028 | 16 |  |  |  | 62.3352 | 1
| Zone | South Orange County | 1 | Average Weekday | CAISO | 1-in-10 | 2028 | 17 |  |  |  | 61.5598 | 1
| Zone | South Orange County | 1 | Average Weekday | CAISO | 1-in-10 | 2028 | 18 |  |  |  | 60.0373 | 1
| Zone | South Orange County | 1 | Average Weekday | CAISO | 1-in-10 | 2028 | 19 |  |  |  | 58.1541 | 1
| Zone | South Orange County | 1 | Average Weekday | CAISO | 1-in-10 | 2028 | 20 |  |  |  | 56.898 | 1
| Zone | South Orange County | 1 | Average Weekday | CAISO | 1-in-10 | 2028 | 21 |  |  |  | 55.8955 | 1
| Zone | South Orange County | 1 | Average Weekday | CAISO | 1-in-10 | 2028 | 22 |  |  |  | 54.9898 | 1
| Zone | South Orange County | 1 | Average Weekday | CAISO | 1-in-10 | 2028 | 23 |  |  |  | 53.956 | 1
| Zone | South Orange County | 1 | Average Weekday | CAISO | 1-in-10 | 2028 | 24 |  |  |  | 53.0008 | 1
| Zone | South Orange County | 1 | Monthly System Peak Day | CAISO | 1-in-10 | 2028 | 1 |  |  |  | 50.4933 | 1
| Zone | South Orange County | 1 | Monthly System Peak Day | CAISO | 1-in-10 | 2028 | 2 |  |  |  | 49.7233 | 1
| Zone | South Orange County | 1 | Monthly System Peak Day | CAISO | 1-in-10 | 2028 | 3 |  |  |  | 49.9217 | 1
| Zone | South Orange County | 1 | Monthly System Peak Day | CAISO | 1-in-10 | 2028 | 4 |  |  |  | 49.39 | 1
| Zone | South Orange County | 1 | Monthly System Peak Day | CAISO | 1-in-10 | 2028 | 5 |  |  |  | 48.7683 | 1
| Zone | South Orange County | 1 | Monthly System Peak Day | CAISO | 1-in-10 | 2028 | 6 |  |  |  | 48.5117 | 1
| Zone | South Orange County | 1 | Monthly System Peak Day | CAISO | 1-in-10 | 2028 | 7 |  |  |  | 48.0933 | 1
| Zone | South Orange County | 1 | Monthly System Peak Day | CAISO | 1-in-10 | 2028 | 8 |  |  |  | 47.0633 | 1
| Zone | South Orange County | 1 | Monthly System Peak Day | CAISO | 1-in-10 | 2028 | 9 |  |  |  | 46.8917 | 1
| Zone | South Orange County | 1 | Monthly System Peak Day | CAISO | 1-in-10 | 2028 | 10 |  |  |  | 48.225 | 1
| Zone | South Orange County | 1 | Monthly System Peak Day | CAISO | 1-in-10 | 2028 | 11 |  |  |  | 48.75 | 1
| Zone | South Orange County | 1 | Monthly System Peak Day | CAISO | 1-in-10 | 2028 | 12 |  |  |  | 51.1533 | 1
| Zone | South Orange County | 1 | Monthly System Peak Day | CAISO | 1-in-10 | 2028 | 13 |  |  |  | 52.825 | 1
| Zone | South Orange County | 1 | Monthly System Peak Day | CAISO | 1-in-10 | 2028 | 14 |  |  |  | 52.8767 | 1
| Zone | South Orange County | 1 | Monthly System Peak Day | CAISO | 1-in-10 | 2028 | 15 |  |  |  | 53.77 | 1
| Zone | South Orange County | 1 | Monthly System Peak Day | CAISO | 1-in-10 | 2028 | 16 |  |  |  | 53.9133 | 1
| Zone | South Orange County | 1 | Monthly System Peak Day | CAISO | 1-in-10 | 2028 | 17 |  |  |  | 53.655 | 1
| Zone | South Orange County | 1 | Monthly System Peak Day | CAISO | 1-in-10 | 2028 | 18 |  |  |  | 52.6633 | 1
| Zone | South Orange County | 1 | Monthly System Peak Day | CAISO | 1-in-10 | 2028 | 19 |  |  |  | 51.0767 | 1
| Zone | South Orange County | 1 | Monthly System Peak Day | CAISO | 1-in-10 | 2028 | 20 |  |  |  | 50.53 | 1
| Zone | South Orange County | 1 | Monthly System Peak Day | CAISO | 1-in-10 | 2028 | 21 |  |  |  | 50.11 | 1
| Zone | South Orange County | 1 | Monthly System Peak Day | CAISO | 1-in-10 | 2028 | 22 |  |  |  | 49.7583 | 1
| Zone | South Orange County | 1 | Monthly System Peak Day | CAISO | 1-in-10 | 2028 | 23 |  |  |  | 48.78 | 1
| Zone | South Orange County | 1 | Monthly System Peak Day | CAISO | 1-in-10 | 2028 | 24 |  |  |  | 46.86 | 1
| Zone | South Orange County | 2 | Average Weekday | CAISO | 1-in-10 | 2028 | 1 |  |  |  | 51.8979 | 1
| Zone | South Orange County | 2 | Average Weekday | CAISO | 1-in-10 | 2028 | 2 |  |  |  | 51.0911 | 1
| Zone | South Orange County | 2 | Average Weekday | CAISO | 1-in-10 | 2028 | 3 |  |  |  | 50.3206 | 1
| Zone | South Orange County | 2 | Average Weekday | CAISO | 1-in-10 | 2028 | 4 |  |  |  | 49.5876 | 1
| Zone | South Orange County | 2 | Average Weekday | CAISO | 1-in-10 | 2028 | 5 |  |  |  | 48.856 | 1
| Zone | South Orange County | 2 | Average Weekday | CAISO | 1-in-10 | 2028 | 6 |  |  |  | 48.3118 | 1
| Zone | South Orange County | 2 | Average Weekday | CAISO | 1-in-10 | 2028 | 7 |  |  |  | 48.1363 | 1
| Zone | South Orange County | 2 | Average Weekday | CAISO | 1-in-10 | 2028 | 8 |  |  |  | 48.2131 | 1
| Zone | South Orange County | 2 | Average Weekday | CAISO | 1-in-10 | 2028 | 9 |  |  |  | 49.7696 | 1
| Zone | South Orange County | 2 | Average Weekday | CAISO | 1-in-10 | 2028 | 10 |  |  |  | 53.4056 | 1
| Zone | South Orange County | 2 | Average Weekday | CAISO | 1-in-10 | 2028 | 11 |  |  |  | 56.7418 | 1
| Zone | South Orange County | 2 | Average Weekday | CAISO | 1-in-10 | 2028 | 12 |  |  |  | 59.1099 | 1
| Zone | South Orange County | 2 | Average Weekday | CAISO | 1-in-10 | 2028 | 13 |  |  |  | 60.5477 | 1
| Zone | South Orange County | 2 | Average Weekday | CAISO | 1-in-10 | 2028 | 14 |  |  |  | 61.8217 | 1
| Zone | South Orange County | 2 | Average Weekday | CAISO | 1-in-10 | 2028 | 15 |  |  |  | 62.1023 | 1
| Zone | South Orange County | 2 | Average Weekday | CAISO | 1-in-10 | 2028 | 16 |  |  |  | 61.9606 | 1
| Zone | South Orange County | 2 | Average Weekday | CAISO | 1-in-10 | 2028 | 17 |  |  |  | 61.41 | 1
| Zone | South Orange County | 2 | Average Weekday | CAISO | 1-in-10 | 2028 | 18 |  |  |  | 60.2222 | 1
| Zone | South Orange County | 2 | Average Weekday | CAISO | 1-in-10 | 2028 | 19 |  |  |  | 58.3882 | 1
| Zone | South Orange County | 2 | Average Weekday | CAISO | 1-in-10 | 2028 | 20 |  |  |  | 57.0211 | 1
| Zone | South Orange County | 2 | Average Weekday | CAISO | 1-in-10 | 2028 | 21 |  |  |  | 55.9466 | 1
| Zone | South Orange County | 2 | Average Weekday | CAISO | 1-in-10 | 2028 | 22 |  |  |  | 55.0275 | 1
| Zone | South Orange County | 2 | Average Weekday | CAISO | 1-in-10 | 2028 | 23 |  |  |  | 54.1222 | 1
| Zone | South Orange County | 2 | Average Weekday | CAISO | 1-in-10 | 2028 | 24 |  |  |  | 53.2494 | 1
| Zone | South Orange County | 2 | Monthly System Peak Day | CAISO | 1-in-10 | 2028 | 1 |  |  |  | 52.945 | 1
| Zone | South Orange County | 2 | Monthly System Peak Day | CAISO | 1-in-10 | 2028 | 2 |  |  |  | 52.8633 | 1
| Zone | South Orange County | 2 | Monthly System Peak Day | CAISO | 1-in-10 | 2028 | 3 |  |  |  | 52.7767 | 1
| Zone | South Orange County | 2 | Monthly System Peak Day | CAISO | 1-in-10 | 2028 | 4 |  |  |  | 51.915 | 1
| Zone | South Orange County | 2 | Monthly System Peak Day | CAISO | 1-in-10 | 2028 | 5 |  |  |  | 51.09 | 1
| Zone | South Orange County | 2 | Monthly System Peak Day | CAISO | 1-in-10 | 2028 | 6 |  |  |  | 50.0733 | 1
| Zone | South Orange County | 2 | Monthly System Peak Day | CAISO | 1-in-10 | 2028 | 7 |  |  |  | 49.7333 | 1
| Zone | South Orange County | 2 | Monthly System Peak Day | CAISO | 1-in-10 | 2028 | 8 |  |  |  | 49.6567 | 1
| Zone | South Orange County | 2 | Monthly System Peak Day | CAISO | 1-in-10 | 2028 | 9 |  |  |  | 50.3817 | 1
| Zone | South Orange County | 2 | Monthly System Peak Day | CAISO | 1-in-10 | 2028 | 10 |  |  |  | 51.6267 | 1
| Zone | South Orange County | 2 | Monthly System Peak Day | CAISO | 1-in-10 | 2028 | 11 |  |  |  | 52.2633 | 1
| Zone | South Orange County | 2 | Monthly System Peak Day | CAISO | 1-in-10 | 2028 | 12 |  |  |  | 53.465 | 1
| Zone | South Orange County | 2 | Monthly System Peak Day | CAISO | 1-in-10 | 2028 | 13 |  |  |  | 54.3117 | 1
| Zone | South Orange County | 2 | Monthly System Peak Day | CAISO | 1-in-10 | 2028 | 14 |  |  |  | 55.49 | 1
| Zone | South Orange County | 2 | Monthly System Peak Day | CAISO | 1-in-10 | 2028 | 15 |  |  |  | 56.2783 | 1
| Zone | South Orange County | 2 | Monthly System Peak Day | CAISO | 1-in-10 | 2028 | 16 |  |  |  | 57.2867 | 1
| Zone | South Orange County | 2 | Monthly System Peak Day | CAISO | 1-in-10 | 2028 | 17 |  |  |  | 58.5583 | 1
| Zone | South Orange County | 2 | Monthly System Peak Day | CAISO | 1-in-10 | 2028 | 18 |  |  |  | 58.3483 | 1
| Zone | South Orange County | 2 | Monthly System Peak Day | CAISO | 1-in-10 | 2028 | 19 |  |  |  | 57.1133 | 1
| Zone | South Orange County | 2 | Monthly System Peak Day | CAISO | 1-in-10 | 2028 | 20 |  |  |  | 55.98 | 1
| Zone | South Orange County | 2 | Monthly System Peak Day | CAISO | 1-in-10 | 2028 | 21 |  |  |  | 55.37 | 1
| Zone | South Orange County | 2 | Monthly System Peak Day | CAISO | 1-in-10 | 2028 | 22 |  |  |  | 54.715 | 1
| Zone | South Orange County | 2 | Monthly System Peak Day | CAISO | 1-in-10 | 2028 | 23 |  |  |  | 53.8183 | 1
| Zone | South Orange County | 2 | Monthly System Peak Day | CAISO | 1-in-10 | 2028 | 24 |  |  |  | 52.9883 | 1
| Zone | South Orange County | 3 | Average Weekday | CAISO | 1-in-10 | 2028 | 1 |  |  |  | 59.5281 | 1
| Zone | South Orange County | 3 | Average Weekday | CAISO | 1-in-10 | 2028 | 2 |  |  |  | 58.5162 | 1
| Zone | South Orange County | 3 | Average Weekday | CAISO | 1-in-10 | 2028 | 3 |  |  |  | 57.8131 | 1
| Zone | South Orange County | 3 | Average Weekday | CAISO | 1-in-10 | 2028 | 4 |  |  |  | 57.0513 | 1
| Zone | South Orange County | 3 | Average Weekday | CAISO | 1-in-10 | 2028 | 5 |  |  |  | 56.254 | 1
| Zone | South Orange County | 3 | Average Weekday | CAISO | 1-in-10 | 2028 | 6 |  |  |  | 55.6438 | 1
| Zone | South Orange County | 3 | Average Weekday | CAISO | 1-in-10 | 2028 | 7 |  |  |  | 55.2104 | 1
| Zone | South Orange County | 3 | Average Weekday | CAISO | 1-in-10 | 2028 | 8 |  |  |  | 55.3983 | 1
| Zone | South Orange County | 3 | Average Weekday | CAISO | 1-in-10 | 2028 | 9 |  |  |  | 56.9005 | 1
| Zone | South Orange County | 3 | Average Weekday | CAISO | 1-in-10 | 2028 | 10 |  |  |  | 60.304 | 1
| Zone | South Orange County | 3 | Average Weekday | CAISO | 1-in-10 | 2028 | 11 |  |  |  | 64.0885 | 1
| Zone | South Orange County | 3 | Average Weekday | CAISO | 1-in-10 | 2028 | 12 |  |  |  | 67.5235 | 1
| Zone | South Orange County | 3 | Average Weekday | CAISO | 1-in-10 | 2028 | 13 |  |  |  | 69.6426 | 1
| Zone | South Orange County | 3 | Average Weekday | CAISO | 1-in-10 | 2028 | 14 |  |  |  | 71.0985 | 1
| Zone | South Orange County | 3 | Average Weekday | CAISO | 1-in-10 | 2028 | 15 |  |  |  | 71.772 | 1
| Zone | South Orange County | 3 | Average Weekday | CAISO | 1-in-10 | 2028 | 16 |  |  |  | 71.7488 | 1
| Zone | South Orange County | 3 | Average Weekday | CAISO | 1-in-10 | 2028 | 17 |  |  |  | 71.0608 | 1
| Zone | South Orange County | 3 | Average Weekday | CAISO | 1-in-10 | 2028 | 18 |  |  |  | 70.3526 | 1
| Zone | South Orange County | 3 | Average Weekday | CAISO | 1-in-10 | 2028 | 19 |  |  |  | 69.0515 | 1
| Zone | South Orange County | 3 | Average Weekday | CAISO | 1-in-10 | 2028 | 20 |  |  |  | 66.7791 | 1
| Zone | South Orange County | 3 | Average Weekday | CAISO | 1-in-10 | 2028 | 21 |  |  |  | 64.5212 | 1
| Zone | South Orange County | 3 | Average Weekday | CAISO | 1-in-10 | 2028 | 22 |  |  |  | 63.3651 | 1
| Zone | South Orange County | 3 | Average Weekday | CAISO | 1-in-10 | 2028 | 23 |  |  |  | 62.5298 | 1
| Zone | South Orange County | 3 | Average Weekday | CAISO | 1-in-10 | 2028 | 24 |  |  |  | 61.5761 | 1
| Zone | South Orange County | 3 | Monthly System Peak Day | CAISO | 1-in-10 | 2028 | 1 |  |  |  | 65.615 | 1
| Zone | South Orange County | 3 | Monthly System Peak Day | CAISO | 1-in-10 | 2028 | 2 |  |  |  | 63.65 | 1
| Zone | South Orange County | 3 | Monthly System Peak Day | CAISO | 1-in-10 | 2028 | 3 |  |  |  | 62.4633 | 1
| Zone | South Orange County | 3 | Monthly System Peak Day | CAISO | 1-in-10 | 2028 | 4 |  |  |  | 61.2967 | 1
| Zone | South Orange County | 3 | Monthly System Peak Day | CAISO | 1-in-10 | 2028 | 5 |  |  |  | 60.3983 | 1
| Zone | South Orange County | 3 | Monthly System Peak Day | CAISO | 1-in-10 | 2028 | 6 |  |  |  | 59.4917 | 1
| Zone | South Orange County | 3 | Monthly System Peak Day | CAISO | 1-in-10 | 2028 | 7 |  |  |  | 58.8567 | 1
| Zone | South Orange County | 3 | Monthly System Peak Day | CAISO | 1-in-10 | 2028 | 8 |  |  |  | 58.4833 | 1
| Zone | South Orange County | 3 | Monthly System Peak Day | CAISO | 1-in-10 | 2028 | 9 |  |  |  | 59.8433 | 1
| Zone | South Orange County | 3 | Monthly System Peak Day | CAISO | 1-in-10 | 2028 | 10 |  |  |  | 64.5517 | 1
| Zone | South Orange County | 3 | Monthly System Peak Day | CAISO | 1-in-10 | 2028 | 11 |  |  |  | 70.0533 | 1
| Zone | South Orange County | 3 | Monthly System Peak Day | CAISO | 1-in-10 | 2028 | 12 |  |  |  | 75.6833 | 1
| Zone | South Orange County | 3 | Monthly System Peak Day | CAISO | 1-in-10 | 2028 | 13 |  |  |  | 80.6667 | 1
| Zone | South Orange County | 3 | Monthly System Peak Day | CAISO | 1-in-10 | 2028 | 14 |  |  |  | 81.1333 | 1
| Zone | South Orange County | 3 | Monthly System Peak Day | CAISO | 1-in-10 | 2028 | 15 |  |  |  | 80.9833 | 1
| Zone | South Orange County | 3 | Monthly System Peak Day | CAISO | 1-in-10 | 2028 | 16 |  |  |  | 81.1333 | 1
| Zone | South Orange County | 3 | Monthly System Peak Day | CAISO | 1-in-10 | 2028 | 17 |  |  |  | 82.4167 | 1
| Zone | South Orange County | 3 | Monthly System Peak Day | CAISO | 1-in-10 | 2028 | 18 |  |  |  | 81.1333 | 1
| Zone | South Orange County | 3 | Monthly System Peak Day | CAISO | 1-in-10 | 2028 | 19 |  |  |  | 79.4167 | 1
| Zone | South Orange County | 3 | Monthly System Peak Day | CAISO | 1-in-10 | 2028 | 20 |  |  |  | 77.7333 | 1
| Zone | South Orange County | 3 | Monthly System Peak Day | CAISO | 1-in-10 | 2028 | 21 |  |  |  | 75.3 | 1
| Zone | South Orange County | 3 | Monthly System Peak Day | CAISO | 1-in-10 | 2028 | 22 |  |  |  | 73.5333 | 1
| Zone | South Orange County | 3 | Monthly System Peak Day | CAISO | 1-in-10 | 2028 | 23 |  |  |  | 70.9867 | 1
| Zone | South Orange County | 3 | Monthly System Peak Day | CAISO | 1-in-10 | 2028 | 24 |  |  |  | 67.3217 | 1
| Zone | South Orange County | 4 | Average Weekday | CAISO | 1-in-10 | 2028 | 1 |  |  |  | 60.3411 | 1
| Zone | South Orange County | 4 | Average Weekday | CAISO | 1-in-10 | 2028 | 2 |  |  |  | 59.6212 | 1
| Zone | South Orange County | 4 | Average Weekday | CAISO | 1-in-10 | 2028 | 3 |  |  |  | 58.8704 | 1
| Zone | South Orange County | 4 | Average Weekday | CAISO | 1-in-10 | 2028 | 4 |  |  |  | 58.2242 | 1
| Zone | South Orange County | 4 | Average Weekday | CAISO | 1-in-10 | 2028 | 5 |  |  |  | 57.7397 | 1
| Zone | South Orange County | 4 | Average Weekday | CAISO | 1-in-10 | 2028 | 6 |  |  |  | 57.2834 | 1
| Zone | South Orange County | 4 | Average Weekday | CAISO | 1-in-10 | 2028 | 7 |  |  |  | 56.9743 | 1
| Zone | South Orange County | 4 | Average Weekday | CAISO | 1-in-10 | 2028 | 8 |  |  |  | 57.2163 | 1
| Zone | South Orange County | 4 | Average Weekday | CAISO | 1-in-10 | 2028 | 9 |  |  |  | 58.8671 | 1
| Zone | South Orange County | 4 | Average Weekday | CAISO | 1-in-10 | 2028 | 10 |  |  |  | 61.4286 | 1
| Zone | South Orange County | 4 | Average Weekday | CAISO | 1-in-10 | 2028 | 11 |  |  |  | 64.2445 | 1
| Zone | South Orange County | 4 | Average Weekday | CAISO | 1-in-10 | 2028 | 12 |  |  |  | 67.0971 | 1
| Zone | South Orange County | 4 | Average Weekday | CAISO | 1-in-10 | 2028 | 13 |  |  |  | 68.0969 | 1
| Zone | South Orange County | 4 | Average Weekday | CAISO | 1-in-10 | 2028 | 14 |  |  |  | 69.0433 | 1
| Zone | South Orange County | 4 | Average Weekday | CAISO | 1-in-10 | 2028 | 15 |  |  |  | 69.8945 | 1
| Zone | South Orange County | 4 | Average Weekday | CAISO | 1-in-10 | 2028 | 16 |  |  |  | 70.32 | 1
| Zone | South Orange County | 4 | Average Weekday | CAISO | 1-in-10 | 2028 | 17 |  |  |  | 70.4138 | 1
| Zone | South Orange County | 4 | Average Weekday | CAISO | 1-in-10 | 2028 | 18 |  |  |  | 69.9443 | 1
| Zone | South Orange County | 4 | Average Weekday | CAISO | 1-in-10 | 2028 | 19 |  |  |  | 69.0376 | 1
| Zone | South Orange County | 4 | Average Weekday | CAISO | 1-in-10 | 2028 | 20 |  |  |  | 67.3806 | 1
| Zone | South Orange County | 4 | Average Weekday | CAISO | 1-in-10 | 2028 | 21 |  |  |  | 65.1142 | 1
| Zone | South Orange County | 4 | Average Weekday | CAISO | 1-in-10 | 2028 | 22 |  |  |  | 63.6258 | 1
| Zone | South Orange County | 4 | Average Weekday | CAISO | 1-in-10 | 2028 | 23 |  |  |  | 62.5261 | 1
| Zone | South Orange County | 4 | Average Weekday | CAISO | 1-in-10 | 2028 | 24 |  |  |  | 61.5334 | 1
| Zone | South Orange County | 4 | Monthly System Peak Day | CAISO | 1-in-10 | 2028 | 1 |  |  |  | 70.62 | 1
| Zone | South Orange County | 4 | Monthly System Peak Day | CAISO | 1-in-10 | 2028 | 2 |  |  |  | 69.3267 | 1
| Zone | South Orange County | 4 | Monthly System Peak Day | CAISO | 1-in-10 | 2028 | 3 |  |  |  | 67.8167 | 1
| Zone | South Orange County | 4 | Monthly System Peak Day | CAISO | 1-in-10 | 2028 | 4 |  |  |  | 67.425 | 1
| Zone | South Orange County | 4 | Monthly System Peak Day | CAISO | 1-in-10 | 2028 | 5 |  |  |  | 67.59 | 1
| Zone | South Orange County | 4 | Monthly System Peak Day | CAISO | 1-in-10 | 2028 | 6 |  |  |  | 69.3133 | 1
| Zone | South Orange County | 4 | Monthly System Peak Day | CAISO | 1-in-10 | 2028 | 7 |  |  |  | 70.17 | 1
| Zone | South Orange County | 4 | Monthly System Peak Day | CAISO | 1-in-10 | 2028 | 8 |  |  |  | 72.1817 | 1
| Zone | South Orange County | 4 | Monthly System Peak Day | CAISO | 1-in-10 | 2028 | 9 |  |  |  | 74.49 | 1
| Zone | South Orange County | 4 | Monthly System Peak Day | CAISO | 1-in-10 | 2028 | 10 |  |  |  | 77.6667 | 1
| Zone | South Orange County | 4 | Monthly System Peak Day | CAISO | 1-in-10 | 2028 | 11 |  |  |  | 81.65 | 1
| Zone | South Orange County | 4 | Monthly System Peak Day | CAISO | 1-in-10 | 2028 | 12 |  |  |  | 85.6167 | 1
| Zone | South Orange County | 4 | Monthly System Peak Day | CAISO | 1-in-10 | 2028 | 13 |  |  |  | 87.4 | 1
| Zone | South Orange County | 4 | Monthly System Peak Day | CAISO | 1-in-10 | 2028 | 14 |  |  |  | 89.3333 | 1
| Zone | South Orange County | 4 | Monthly System Peak Day | CAISO | 1-in-10 | 2028 | 15 |  |  |  | 90.9667 | 1
| Zone | South Orange County | 4 | Monthly System Peak Day | CAISO | 1-in-10 | 2028 | 16 |  |  |  | 92.3667 | 1
| Zone | South Orange County | 4 | Monthly System Peak Day | CAISO | 1-in-10 | 2028 | 17 |  |  |  | 92.7333 | 1
| Zone | South Orange County | 4 | Monthly System Peak Day | CAISO | 1-in-10 | 2028 | 18 |  |  |  | 93.05 | 1
| Zone | South Orange County | 4 | Monthly System Peak Day | CAISO | 1-in-10 | 2028 | 19 |  |  |  | 92.65 | 1
| Zone | South Orange County | 4 | Monthly System Peak Day | CAISO | 1-in-10 | 2028 | 20 |  |  |  | 89.4667 | 1
| Zone | South Orange County | 4 | Monthly System Peak Day | CAISO | 1-in-10 | 2028 | 21 |  |  |  | 86.6333 | 1
| Zone | South Orange County | 4 | Monthly System Peak Day | CAISO | 1-in-10 | 2028 | 22 |  |  |  | 84.3167 | 1
| Zone | South Orange County | 4 | Monthly System Peak Day | CAISO | 1-in-10 | 2028 | 23 |  |  |  | 81.1333 | 1
| Zone | South Orange County | 4 | Monthly System Peak Day | CAISO | 1-in-10 | 2028 | 24 |  |  |  | 75.3 | 1
| Zone | South Orange County | 5 | Average Weekday | CAISO | 1-in-10 | 2028 | 1 |  |  |  | 63.6645 | 1
| Zone | South Orange County | 5 | Average Weekday | CAISO | 1-in-10 | 2028 | 2 |  |  |  | 63.0442 | 1
| Zone | South Orange County | 5 | Average Weekday | CAISO | 1-in-10 | 2028 | 3 |  |  |  | 62.628 | 1
| Zone | South Orange County | 5 | Average Weekday | CAISO | 1-in-10 | 2028 | 4 |  |  |  | 62.226 | 1
| Zone | South Orange County | 5 | Average Weekday | CAISO | 1-in-10 | 2028 | 5 |  |  |  | 61.8174 | 1
| Zone | South Orange County | 5 | Average Weekday | CAISO | 1-in-10 | 2028 | 6 |  |  |  | 61.6734 | 1
| Zone | South Orange County | 5 | Average Weekday | CAISO | 1-in-10 | 2028 | 7 |  |  |  | 61.397 | 1
| Zone | South Orange County | 5 | Average Weekday | CAISO | 1-in-10 | 2028 | 8 |  |  |  | 61.9969 | 1
| Zone | South Orange County | 5 | Average Weekday | CAISO | 1-in-10 | 2028 | 9 |  |  |  | 64.0083 | 1
| Zone | South Orange County | 5 | Average Weekday | CAISO | 1-in-10 | 2028 | 10 |  |  |  | 66.8587 | 1
| Zone | South Orange County | 5 | Average Weekday | CAISO | 1-in-10 | 2028 | 11 |  |  |  | 69.2524 | 1
| Zone | South Orange County | 5 | Average Weekday | CAISO | 1-in-10 | 2028 | 12 |  |  |  | 71.168 | 1
| Zone | South Orange County | 5 | Average Weekday | CAISO | 1-in-10 | 2028 | 13 |  |  |  | 72.297 | 1
| Zone | South Orange County | 5 | Average Weekday | CAISO | 1-in-10 | 2028 | 14 |  |  |  | 73.148 | 1
| Zone | South Orange County | 5 | Average Weekday | CAISO | 1-in-10 | 2028 | 15 |  |  |  | 73.976 | 1
| Zone | South Orange County | 5 | Average Weekday | CAISO | 1-in-10 | 2028 | 16 |  |  |  | 74.1826 | 1
| Zone | South Orange County | 5 | Average Weekday | CAISO | 1-in-10 | 2028 | 17 |  |  |  | 74.122 | 1
| Zone | South Orange County | 5 | Average Weekday | CAISO | 1-in-10 | 2028 | 18 |  |  |  | 73.3027 | 1
| Zone | South Orange County | 5 | Average Weekday | CAISO | 1-in-10 | 2028 | 19 |  |  |  | 72.369 | 1
| Zone | South Orange County | 5 | Average Weekday | CAISO | 1-in-10 | 2028 | 20 |  |  |  | 70.709 | 1
| Zone | South Orange County | 5 | Average Weekday | CAISO | 1-in-10 | 2028 | 21 |  |  |  | 68.2305 | 1
| Zone | South Orange County | 5 | Average Weekday | CAISO | 1-in-10 | 2028 | 22 |  |  |  | 66.2595 | 1
| Zone | South Orange County | 5 | Average Weekday | CAISO | 1-in-10 | 2028 | 23 |  |  |  | 65.0803 | 1
| Zone | South Orange County | 5 | Average Weekday | CAISO | 1-in-10 | 2028 | 24 |  |  |  | 64.1396 | 1
| Zone | South Orange County | 5 | Monthly System Peak Day | CAISO | 1-in-10 | 2028 | 1 |  |  |  | 70.7233 | 1
| Zone | South Orange County | 5 | Monthly System Peak Day | CAISO | 1-in-10 | 2028 | 2 |  |  |  | 69.7867 | 1
| Zone | South Orange County | 5 | Monthly System Peak Day | CAISO | 1-in-10 | 2028 | 3 |  |  |  | 68.9883 | 1
| Zone | South Orange County | 5 | Monthly System Peak Day | CAISO | 1-in-10 | 2028 | 4 |  |  |  | 68.0967 | 1
| Zone | South Orange County | 5 | Monthly System Peak Day | CAISO | 1-in-10 | 2028 | 5 |  |  |  | 67.4783 | 1
| Zone | South Orange County | 5 | Monthly System Peak Day | CAISO | 1-in-10 | 2028 | 6 |  |  |  | 67.16 | 1
| Zone | South Orange County | 5 | Monthly System Peak Day | CAISO | 1-in-10 | 2028 | 7 |  |  |  | 66.67 | 1
| Zone | South Orange County | 5 | Monthly System Peak Day | CAISO | 1-in-10 | 2028 | 8 |  |  |  | 67.6783 | 1
| Zone | South Orange County | 5 | Monthly System Peak Day | CAISO | 1-in-10 | 2028 | 9 |  |  |  | 72.7933 | 1
| Zone | South Orange County | 5 | Monthly System Peak Day | CAISO | 1-in-10 | 2028 | 10 |  |  |  | 79.3333 | 1
| Zone | South Orange County | 5 | Monthly System Peak Day | CAISO | 1-in-10 | 2028 | 11 |  |  |  | 84.2 | 1
| Zone | South Orange County | 5 | Monthly System Peak Day | CAISO | 1-in-10 | 2028 | 12 |  |  |  | 88.4667 | 1
| Zone | South Orange County | 5 | Monthly System Peak Day | CAISO | 1-in-10 | 2028 | 13 |  |  |  | 90.0333 | 1
| Zone | South Orange County | 5 | Monthly System Peak Day | CAISO | 1-in-10 | 2028 | 14 |  |  |  | 89.8333 | 1
| Zone | South Orange County | 5 | Monthly System Peak Day | CAISO | 1-in-10 | 2028 | 15 |  |  |  | 92.15 | 1
| Zone | South Orange County | 5 | Monthly System Peak Day | CAISO | 1-in-10 | 2028 | 16 |  |  |  | 92.0167 | 1
| Zone | South Orange County | 5 | Monthly System Peak Day | CAISO | 1-in-10 | 2028 | 17 |  |  |  | 91.8 | 1
| Zone | South Orange County | 5 | Monthly System Peak Day | CAISO | 1-in-10 | 2028 | 18 |  |  |  | 90.4333 | 1
| Zone | South Orange County | 5 | Monthly System Peak Day | CAISO | 1-in-10 | 2028 | 19 |  |  |  | 89.9167 | 1
| Zone | South Orange County | 5 | Monthly System Peak Day | CAISO | 1-in-10 | 2028 | 20 |  |  |  | 87.0333 | 1
| Zone | South Orange County | 5 | Monthly System Peak Day | CAISO | 1-in-10 | 2028 | 21 |  |  |  | 83.1833 | 1
| Zone | South Orange County | 5 | Monthly System Peak Day | CAISO | 1-in-10 | 2028 | 22 |  |  |  | 79.8 | 1
| Zone | South Orange County | 5 | Monthly System Peak Day | CAISO | 1-in-10 | 2028 | 23 |  |  |  | 76.7667 | 1
| Zone | South Orange County | 5 | Monthly System Peak Day | CAISO | 1-in-10 | 2028 | 24 |  |  |  | 73.3367 | 1
| Zone | South Orange County | 6 | Average Weekday | CAISO | 1-in-10 | 2028 | 1 |  |  |  | 64.8305 | 1
| Zone | South Orange County | 6 | Average Weekday | CAISO | 1-in-10 | 2028 | 2 |  |  |  | 64.5677 | 1
| Zone | South Orange County | 6 | Average Weekday | CAISO | 1-in-10 | 2028 | 3 |  |  |  | 64.3736 | 1
| Zone | South Orange County | 6 | Average Weekday | CAISO | 1-in-10 | 2028 | 4 |  |  |  | 64.1311 | 1
| Zone | South Orange County | 6 | Average Weekday | CAISO | 1-in-10 | 2028 | 5 |  |  |  | 63.9809 | 1
| Zone | South Orange County | 6 | Average Weekday | CAISO | 1-in-10 | 2028 | 6 |  |  |  | 63.8758 | 1
| Zone | South Orange County | 6 | Average Weekday | CAISO | 1-in-10 | 2028 | 7 |  |  |  | 63.8143 | 1
| Zone | South Orange County | 6 | Average Weekday | CAISO | 1-in-10 | 2028 | 8 |  |  |  | 64.0327 | 1
| Zone | South Orange County | 6 | Average Weekday | CAISO | 1-in-10 | 2028 | 9 |  |  |  | 64.9331 | 1
| Zone | South Orange County | 6 | Average Weekday | CAISO | 1-in-10 | 2028 | 10 |  |  |  | 66.7504 | 1
| Zone | South Orange County | 6 | Average Weekday | CAISO | 1-in-10 | 2028 | 11 |  |  |  | 69.068 | 1
| Zone | South Orange County | 6 | Average Weekday | CAISO | 1-in-10 | 2028 | 12 |  |  |  | 70.8322 | 1
| Zone | South Orange County | 6 | Average Weekday | CAISO | 1-in-10 | 2028 | 13 |  |  |  | 71.7878 | 1
| Zone | South Orange County | 6 | Average Weekday | CAISO | 1-in-10 | 2028 | 14 |  |  |  | 72.1196 | 1
| Zone | South Orange County | 6 | Average Weekday | CAISO | 1-in-10 | 2028 | 15 |  |  |  | 72.8228 | 1
| Zone | South Orange County | 6 | Average Weekday | CAISO | 1-in-10 | 2028 | 16 |  |  |  | 73.7532 | 1
| Zone | South Orange County | 6 | Average Weekday | CAISO | 1-in-10 | 2028 | 17 |  |  |  | 73.7854 | 1
| Zone | South Orange County | 6 | Average Weekday | CAISO | 1-in-10 | 2028 | 18 |  |  |  | 73.2464 | 1
| Zone | South Orange County | 6 | Average Weekday | CAISO | 1-in-10 | 2028 | 19 |  |  |  | 72.2489 | 1
| Zone | South Orange County | 6 | Average Weekday | CAISO | 1-in-10 | 2028 | 20 |  |  |  | 70.5072 | 1
| Zone | South Orange County | 6 | Average Weekday | CAISO | 1-in-10 | 2028 | 21 |  |  |  | 68.643 | 1
| Zone | South Orange County | 6 | Average Weekday | CAISO | 1-in-10 | 2028 | 22 |  |  |  | 66.6989 | 1
| Zone | South Orange County | 6 | Average Weekday | CAISO | 1-in-10 | 2028 | 23 |  |  |  | 65.7762 | 1
| Zone | South Orange County | 6 | Average Weekday | CAISO | 1-in-10 | 2028 | 24 |  |  |  | 65.3146 | 1
| Zone | South Orange County | 6 | Monthly System Peak Day | CAISO | 1-in-10 | 2028 | 1 |  |  |  | 69.3 | 1
| Zone | South Orange County | 6 | Monthly System Peak Day | CAISO | 1-in-10 | 2028 | 2 |  |  |  | 67.8217 | 1
| Zone | South Orange County | 6 | Monthly System Peak Day | CAISO | 1-in-10 | 2028 | 3 |  |  |  | 67.0917 | 1
| Zone | South Orange County | 6 | Monthly System Peak Day | CAISO | 1-in-10 | 2028 | 4 |  |  |  | 66.85 | 1
| Zone | South Orange County | 6 | Monthly System Peak Day | CAISO | 1-in-10 | 2028 | 5 |  |  |  | 66.105 | 1
| Zone | South Orange County | 6 | Monthly System Peak Day | CAISO | 1-in-10 | 2028 | 6 |  |  |  | 65.4533 | 1
| Zone | South Orange County | 6 | Monthly System Peak Day | CAISO | 1-in-10 | 2028 | 7 |  |  |  | 65.015 | 1
| Zone | South Orange County | 6 | Monthly System Peak Day | CAISO | 1-in-10 | 2028 | 8 |  |  |  | 65.9783 | 1
| Zone | South Orange County | 6 | Monthly System Peak Day | CAISO | 1-in-10 | 2028 | 9 |  |  |  | 69.0117 | 1
| Zone | South Orange County | 6 | Monthly System Peak Day | CAISO | 1-in-10 | 2028 | 10 |  |  |  | 74.415 | 1
| Zone | South Orange County | 6 | Monthly System Peak Day | CAISO | 1-in-10 | 2028 | 11 |  |  |  | 79.79 | 1
| Zone | South Orange County | 6 | Monthly System Peak Day | CAISO | 1-in-10 | 2028 | 12 |  |  |  | 80.5 | 1
| Zone | South Orange County | 6 | Monthly System Peak Day | CAISO | 1-in-10 | 2028 | 13 |  |  |  | 79.8833 | 1
| Zone | South Orange County | 6 | Monthly System Peak Day | CAISO | 1-in-10 | 2028 | 14 |  |  |  | 80.15 | 1
| Zone | South Orange County | 6 | Monthly System Peak Day | CAISO | 1-in-10 | 2028 | 15 |  |  |  | 82.8333 | 1
| Zone | South Orange County | 6 | Monthly System Peak Day | CAISO | 1-in-10 | 2028 | 16 |  |  |  | 87.0833 | 1
| Zone | South Orange County | 6 | Monthly System Peak Day | CAISO | 1-in-10 | 2028 | 17 |  |  |  | 88.95 | 1
| Zone | South Orange County | 6 | Monthly System Peak Day | CAISO | 1-in-10 | 2028 | 18 |  |  |  | 89.45 | 1
| Zone | South Orange County | 6 | Monthly System Peak Day | CAISO | 1-in-10 | 2028 | 19 |  |  |  | 85.5833 | 1
| Zone | South Orange County | 6 | Monthly System Peak Day | CAISO | 1-in-10 | 2028 | 20 |  |  |  | 78.3833 | 1
| Zone | South Orange County | 6 | Monthly System Peak Day | CAISO | 1-in-10 | 2028 | 21 |  |  |  | 74.7167 | 1
| Zone | South Orange County | 6 | Monthly System Peak Day | CAISO | 1-in-10 | 2028 | 22 |  |  |  | 72.1567 | 1
| Zone | South Orange County | 6 | Monthly System Peak Day | CAISO | 1-in-10 | 2028 | 23 |  |  |  | 70.8033 | 1
| Zone | South Orange County | 6 | Monthly System Peak Day | CAISO | 1-in-10 | 2028 | 24 |  |  |  | 69.8083 | 1
| Zone | South Orange County | 7 | Average Weekday | CAISO | 1-in-10 | 2028 | 1 |  |  |  | 69.4461 | 1
| Zone | South Orange County | 7 | Average Weekday | CAISO | 1-in-10 | 2028 | 2 |  |  |  | 69.086 | 1
| Zone | South Orange County | 7 | Average Weekday | CAISO | 1-in-10 | 2028 | 3 |  |  |  | 68.7807 | 1
| Zone | South Orange County | 7 | Average Weekday | CAISO | 1-in-10 | 2028 | 4 |  |  |  | 68.5325 | 1
| Zone | South Orange County | 7 | Average Weekday | CAISO | 1-in-10 | 2028 | 5 |  |  |  | 68.3902 | 1
| Zone | South Orange County | 7 | Average Weekday | CAISO | 1-in-10 | 2028 | 6 |  |  |  | 68.3303 | 1
| Zone | South Orange County | 7 | Average Weekday | CAISO | 1-in-10 | 2028 | 7 |  |  |  | 68.2904 | 1
| Zone | South Orange County | 7 | Average Weekday | CAISO | 1-in-10 | 2028 | 8 |  |  |  | 68.6719 | 1
| Zone | South Orange County | 7 | Average Weekday | CAISO | 1-in-10 | 2028 | 9 |  |  |  | 70.0939 | 1
| Zone | South Orange County | 7 | Average Weekday | CAISO | 1-in-10 | 2028 | 10 |  |  |  | 72.5596 | 1
| Zone | South Orange County | 7 | Average Weekday | CAISO | 1-in-10 | 2028 | 11 |  |  |  | 75.3255 | 1
| Zone | South Orange County | 7 | Average Weekday | CAISO | 1-in-10 | 2028 | 12 |  |  |  | 77.2332 | 1
| Zone | South Orange County | 7 | Average Weekday | CAISO | 1-in-10 | 2028 | 13 |  |  |  | 78.0307 | 1
| Zone | South Orange County | 7 | Average Weekday | CAISO | 1-in-10 | 2028 | 14 |  |  |  | 78.1088 | 1
| Zone | South Orange County | 7 | Average Weekday | CAISO | 1-in-10 | 2028 | 15 |  |  |  | 78.888 | 1
| Zone | South Orange County | 7 | Average Weekday | CAISO | 1-in-10 | 2028 | 16 |  |  |  | 79.4733 | 1
| Zone | South Orange County | 7 | Average Weekday | CAISO | 1-in-10 | 2028 | 17 |  |  |  | 79.575 | 1
| Zone | South Orange County | 7 | Average Weekday | CAISO | 1-in-10 | 2028 | 18 |  |  |  | 79.1003 | 1
| Zone | South Orange County | 7 | Average Weekday | CAISO | 1-in-10 | 2028 | 19 |  |  |  | 78.1803 | 1
| Zone | South Orange County | 7 | Average Weekday | CAISO | 1-in-10 | 2028 | 20 |  |  |  | 76.474 | 1
| Zone | South Orange County | 7 | Average Weekday | CAISO | 1-in-10 | 2028 | 21 |  |  |  | 74.0284 | 1
| Zone | South Orange County | 7 | Average Weekday | CAISO | 1-in-10 | 2028 | 22 |  |  |  | 71.8255 | 1
| Zone | South Orange County | 7 | Average Weekday | CAISO | 1-in-10 | 2028 | 23 |  |  |  | 70.847 | 1
| Zone | South Orange County | 7 | Average Weekday | CAISO | 1-in-10 | 2028 | 24 |  |  |  | 70.1921 | 1
| Zone | South Orange County | 7 | Monthly System Peak Day | CAISO | 1-in-10 | 2028 | 1 |  |  |  | 72.6833 | 1
| Zone | South Orange County | 7 | Monthly System Peak Day | CAISO | 1-in-10 | 2028 | 2 |  |  |  | 72.45 | 1
| Zone | South Orange County | 7 | Monthly System Peak Day | CAISO | 1-in-10 | 2028 | 3 |  |  |  | 72.0833 | 1
| Zone | South Orange County | 7 | Monthly System Peak Day | CAISO | 1-in-10 | 2028 | 4 |  |  |  | 71.6333 | 1
| Zone | South Orange County | 7 | Monthly System Peak Day | CAISO | 1-in-10 | 2028 | 5 |  |  |  | 71.3 | 1
| Zone | South Orange County | 7 | Monthly System Peak Day | CAISO | 1-in-10 | 2028 | 6 |  |  |  | 71.1667 | 1
| Zone | South Orange County | 7 | Monthly System Peak Day | CAISO | 1-in-10 | 2028 | 7 |  |  |  | 71 | 1
| Zone | South Orange County | 7 | Monthly System Peak Day | CAISO | 1-in-10 | 2028 | 8 |  |  |  | 71.0333 | 1
| Zone | South Orange County | 7 | Monthly System Peak Day | CAISO | 1-in-10 | 2028 | 9 |  |  |  | 72.3833 | 1
| Zone | South Orange County | 7 | Monthly System Peak Day | CAISO | 1-in-10 | 2028 | 10 |  |  |  | 74.8167 | 1
| Zone | South Orange County | 7 | Monthly System Peak Day | CAISO | 1-in-10 | 2028 | 11 |  |  |  | 78.0333 | 1
| Zone | South Orange County | 7 | Monthly System Peak Day | CAISO | 1-in-10 | 2028 | 12 |  |  |  | 80.65 | 1
| Zone | South Orange County | 7 | Monthly System Peak Day | CAISO | 1-in-10 | 2028 | 13 |  |  |  | 82.0667 | 1
| Zone | South Orange County | 7 | Monthly System Peak Day | CAISO | 1-in-10 | 2028 | 14 |  |  |  | 82.25 | 1
| Zone | South Orange County | 7 | Monthly System Peak Day | CAISO | 1-in-10 | 2028 | 15 |  |  |  | 82.7167 | 1
| Zone | South Orange County | 7 | Monthly System Peak Day | CAISO | 1-in-10 | 2028 | 16 |  |  |  | 81.7167 | 1
| Zone | South Orange County | 7 | Monthly System Peak Day | CAISO | 1-in-10 | 2028 | 17 |  |  |  | 80.05 | 1
| Zone | South Orange County | 7 | Monthly System Peak Day | CAISO | 1-in-10 | 2028 | 18 |  |  |  | 80.8167 | 1
| Zone | South Orange County | 7 | Monthly System Peak Day | CAISO | 1-in-10 | 2028 | 19 |  |  |  | 79.8333 | 1
| Zone | South Orange County | 7 | Monthly System Peak Day | CAISO | 1-in-10 | 2028 | 20 |  |  |  | 77.7 | 1
| Zone | South Orange County | 7 | Monthly System Peak Day | CAISO | 1-in-10 | 2028 | 21 |  |  |  | 75.5 | 1
| Zone | South Orange County | 7 | Monthly System Peak Day | CAISO | 1-in-10 | 2028 | 22 |  |  |  | 73.0833 | 1
| Zone | South Orange County | 7 | Monthly System Peak Day | CAISO | 1-in-10 | 2028 | 23 |  |  |  | 72.4833 | 1
| Zone | South Orange County | 7 | Monthly System Peak Day | CAISO | 1-in-10 | 2028 | 24 |  |  |  | 72.25 | 1
| Zone | South Orange County | 8 | Average Weekday | CAISO | 1-in-10 | 2028 | 1 |  |  |  | 69.5985 | 1
| Zone | South Orange County | 8 | Average Weekday | CAISO | 1-in-10 | 2028 | 2 |  |  |  | 69.3141 | 1
| Zone | South Orange County | 8 | Average Weekday | CAISO | 1-in-10 | 2028 | 3 |  |  |  | 69.0234 | 1
| Zone | South Orange County | 8 | Average Weekday | CAISO | 1-in-10 | 2028 | 4 |  |  |  | 68.8309 | 1
| Zone | South Orange County | 8 | Average Weekday | CAISO | 1-in-10 | 2028 | 5 |  |  |  | 68.605 | 1
| Zone | South Orange County | 8 | Average Weekday | CAISO | 1-in-10 | 2028 | 6 |  |  |  | 68.457 | 1
| Zone | South Orange County | 8 | Average Weekday | CAISO | 1-in-10 | 2028 | 7 |  |  |  | 68.3726 | 1
| Zone | South Orange County | 8 | Average Weekday | CAISO | 1-in-10 | 2028 | 8 |  |  |  | 68.4341 | 1
| Zone | South Orange County | 8 | Average Weekday | CAISO | 1-in-10 | 2028 | 9 |  |  |  | 69.3385 | 1
| Zone | South Orange County | 8 | Average Weekday | CAISO | 1-in-10 | 2028 | 10 |  |  |  | 71.1052 | 1
| Zone | South Orange County | 8 | Average Weekday | CAISO | 1-in-10 | 2028 | 11 |  |  |  | 73.5361 | 1
| Zone | South Orange County | 8 | Average Weekday | CAISO | 1-in-10 | 2028 | 12 |  |  |  | 75.6692 | 1
| Zone | South Orange County | 8 | Average Weekday | CAISO | 1-in-10 | 2028 | 13 |  |  |  | 76.6918 | 1
| Zone | South Orange County | 8 | Average Weekday | CAISO | 1-in-10 | 2028 | 14 |  |  |  | 77.525 | 1
| Zone | South Orange County | 8 | Average Weekday | CAISO | 1-in-10 | 2028 | 15 |  |  |  | 78.6466 | 1
| Zone | South Orange County | 8 | Average Weekday | CAISO | 1-in-10 | 2028 | 16 |  |  |  | 79.2502 | 1
| Zone | South Orange County | 8 | Average Weekday | CAISO | 1-in-10 | 2028 | 17 |  |  |  | 79.1715 | 1
| Zone | South Orange County | 8 | Average Weekday | CAISO | 1-in-10 | 2028 | 18 |  |  |  | 78.5438 | 1
| Zone | South Orange County | 8 | Average Weekday | CAISO | 1-in-10 | 2028 | 19 |  |  |  | 77.3582 | 1
| Zone | South Orange County | 8 | Average Weekday | CAISO | 1-in-10 | 2028 | 20 |  |  |  | 75.7666 | 1
| Zone | South Orange County | 8 | Average Weekday | CAISO | 1-in-10 | 2028 | 21 |  |  |  | 73.3325 | 1
| Zone | South Orange County | 8 | Average Weekday | CAISO | 1-in-10 | 2028 | 22 |  |  |  | 71.7902 | 1
| Zone | South Orange County | 8 | Average Weekday | CAISO | 1-in-10 | 2028 | 23 |  |  |  | 71.0086 | 1
| Zone | South Orange County | 8 | Average Weekday | CAISO | 1-in-10 | 2028 | 24 |  |  |  | 70.2746 | 1
| Zone | South Orange County | 8 | Monthly System Peak Day | CAISO | 1-in-10 | 2028 | 1 |  |  |  | 70.835 | 1
| Zone | South Orange County | 8 | Monthly System Peak Day | CAISO | 1-in-10 | 2028 | 2 |  |  |  | 70.33 | 1
| Zone | South Orange County | 8 | Monthly System Peak Day | CAISO | 1-in-10 | 2028 | 3 |  |  |  | 70.025 | 1
| Zone | South Orange County | 8 | Monthly System Peak Day | CAISO | 1-in-10 | 2028 | 4 |  |  |  | 69.8267 | 1
| Zone | South Orange County | 8 | Monthly System Peak Day | CAISO | 1-in-10 | 2028 | 5 |  |  |  | 69.4383 | 1
| Zone | South Orange County | 8 | Monthly System Peak Day | CAISO | 1-in-10 | 2028 | 6 |  |  |  | 69.155 | 1
| Zone | South Orange County | 8 | Monthly System Peak Day | CAISO | 1-in-10 | 2028 | 7 |  |  |  | 69.0167 | 1
| Zone | South Orange County | 8 | Monthly System Peak Day | CAISO | 1-in-10 | 2028 | 8 |  |  |  | 69.0817 | 1
| Zone | South Orange County | 8 | Monthly System Peak Day | CAISO | 1-in-10 | 2028 | 9 |  |  |  | 70.035 | 1
| Zone | South Orange County | 8 | Monthly System Peak Day | CAISO | 1-in-10 | 2028 | 10 |  |  |  | 73.155 | 1
| Zone | South Orange County | 8 | Monthly System Peak Day | CAISO | 1-in-10 | 2028 | 11 |  |  |  | 77.7833 | 1
| Zone | South Orange County | 8 | Monthly System Peak Day | CAISO | 1-in-10 | 2028 | 12 |  |  |  | 82 | 1
| Zone | South Orange County | 8 | Monthly System Peak Day | CAISO | 1-in-10 | 2028 | 13 |  |  |  | 82.8333 | 1
| Zone | South Orange County | 8 | Monthly System Peak Day | CAISO | 1-in-10 | 2028 | 14 |  |  |  | 84.7 | 1
| Zone | South Orange County | 8 | Monthly System Peak Day | CAISO | 1-in-10 | 2028 | 15 |  |  |  | 85.1167 | 1
| Zone | South Orange County | 8 | Monthly System Peak Day | CAISO | 1-in-10 | 2028 | 16 |  |  |  | 85.1667 | 1
| Zone | South Orange County | 8 | Monthly System Peak Day | CAISO | 1-in-10 | 2028 | 17 |  |  |  | 85.5833 | 1
| Zone | South Orange County | 8 | Monthly System Peak Day | CAISO | 1-in-10 | 2028 | 18 |  |  |  | 85.5 | 1
| Zone | South Orange County | 8 | Monthly System Peak Day | CAISO | 1-in-10 | 2028 | 19 |  |  |  | 84.35 | 1
| Zone | South Orange County | 8 | Monthly System Peak Day | CAISO | 1-in-10 | 2028 | 20 |  |  |  | 84.25 | 1
| Zone | South Orange County | 8 | Monthly System Peak Day | CAISO | 1-in-10 | 2028 | 21 |  |  |  | 80.0833 | 1
| Zone | South Orange County | 8 | Monthly System Peak Day | CAISO | 1-in-10 | 2028 | 22 |  |  |  | 76.4667 | 1
| Zone | South Orange County | 8 | Monthly System Peak Day | CAISO | 1-in-10 | 2028 | 23 |  |  |  | 75.2 | 1
| Zone | South Orange County | 8 | Monthly System Peak Day | CAISO | 1-in-10 | 2028 | 24 |  |  |  | 73.86 | 1
| Zone | South Orange County | 8 | Typical Event Day | CAISO | 1-in-10 | 2028 | 1 |  |  |  | 72.1671 | 1
| Zone | South Orange County | 8 | Typical Event Day | CAISO | 1-in-10 | 2028 | 2 |  |  |  | 71.3337 | 1
| Zone | South Orange County | 8 | Typical Event Day | CAISO | 1-in-10 | 2028 | 3 |  |  |  | 70.8583 | 1
| Zone | South Orange County | 8 | Typical Event Day | CAISO | 1-in-10 | 2028 | 4 |  |  |  | 70.6608 | 1
| Zone | South Orange County | 8 | Typical Event Day | CAISO | 1-in-10 | 2028 | 5 |  |  |  | 70.3275 | 1
| Zone | South Orange County | 8 | Typical Event Day | CAISO | 1-in-10 | 2028 | 6 |  |  |  | 69.9396 | 1
| Zone | South Orange County | 8 | Typical Event Day | CAISO | 1-in-10 | 2028 | 7 |  |  |  | 69.7663 | 1
| Zone | South Orange County | 8 | Typical Event Day | CAISO | 1-in-10 | 2028 | 8 |  |  |  | 70.1567 | 1
| Zone | South Orange County | 8 | Typical Event Day | CAISO | 1-in-10 | 2028 | 9 |  |  |  | 71.8117 | 1
| Zone | South Orange County | 8 | Typical Event Day | CAISO | 1-in-10 | 2028 | 10 |  |  |  | 75.4342 | 1
| Zone | South Orange County | 8 | Typical Event Day | CAISO | 1-in-10 | 2028 | 11 |  |  |  | 80.0058 | 1
| Zone | South Orange County | 8 | Typical Event Day | CAISO | 1-in-10 | 2028 | 12 |  |  |  | 82.7958 | 1
| Zone | South Orange County | 8 | Typical Event Day | CAISO | 1-in-10 | 2028 | 13 |  |  |  | 83.75 | 1
| Zone | South Orange County | 8 | Typical Event Day | CAISO | 1-in-10 | 2028 | 14 |  |  |  | 84.7333 | 1
| Zone | South Orange County | 8 | Typical Event Day | CAISO | 1-in-10 | 2028 | 15 |  |  |  | 85.65 | 1
| Zone | South Orange County | 8 | Typical Event Day | CAISO | 1-in-10 | 2028 | 16 |  |  |  | 86.425 | 1
| Zone | South Orange County | 8 | Typical Event Day | CAISO | 1-in-10 | 2028 | 17 |  |  |  | 86.4542 | 1
| Zone | South Orange County | 8 | Typical Event Day | CAISO | 1-in-10 | 2028 | 18 |  |  |  | 86.6 | 1
| Zone | South Orange County | 8 | Typical Event Day | CAISO | 1-in-10 | 2028 | 19 |  |  |  | 85.0542 | 1
| Zone | South Orange County | 8 | Typical Event Day | CAISO | 1-in-10 | 2028 | 20 |  |  |  | 82.2833 | 1
| Zone | South Orange County | 8 | Typical Event Day | CAISO | 1-in-10 | 2028 | 21 |  |  |  | 79.0292 | 1
| Zone | South Orange County | 8 | Typical Event Day | CAISO | 1-in-10 | 2028 | 22 |  |  |  | 76.9808 | 1
| Zone | South Orange County | 8 | Typical Event Day | CAISO | 1-in-10 | 2028 | 23 |  |  |  | 75.7592 | 1
| Zone | South Orange County | 8 | Typical Event Day | CAISO | 1-in-10 | 2028 | 24 |  |  |  | 74.4796 | 1
| Zone | South Orange County | 9 | Average Weekday | CAISO | 1-in-10 | 2028 | 1 |  |  |  | 71.7479 | 1
| Zone | South Orange County | 9 | Average Weekday | CAISO | 1-in-10 | 2028 | 2 |  |  |  | 71.1465 | 1
| Zone | South Orange County | 9 | Average Weekday | CAISO | 1-in-10 | 2028 | 3 |  |  |  | 70.6301 | 1
| Zone | South Orange County | 9 | Average Weekday | CAISO | 1-in-10 | 2028 | 4 |  |  |  | 70.1971 | 1
| Zone | South Orange County | 9 | Average Weekday | CAISO | 1-in-10 | 2028 | 5 |  |  |  | 69.8707 | 1
| Zone | South Orange County | 9 | Average Weekday | CAISO | 1-in-10 | 2028 | 6 |  |  |  | 69.5087 | 1
| Zone | South Orange County | 9 | Average Weekday | CAISO | 1-in-10 | 2028 | 7 |  |  |  | 69.2601 | 1
| Zone | South Orange County | 9 | Average Weekday | CAISO | 1-in-10 | 2028 | 8 |  |  |  | 69.177 | 1
| Zone | South Orange County | 9 | Average Weekday | CAISO | 1-in-10 | 2028 | 9 |  |  |  | 70.2802 | 1
| Zone | South Orange County | 9 | Average Weekday | CAISO | 1-in-10 | 2028 | 10 |  |  |  | 72.886 | 1
| Zone | South Orange County | 9 | Average Weekday | CAISO | 1-in-10 | 2028 | 11 |  |  |  | 75.8762 | 1
| Zone | South Orange County | 9 | Average Weekday | CAISO | 1-in-10 | 2028 | 12 |  |  |  | 78.4211 | 1
| Zone | South Orange County | 9 | Average Weekday | CAISO | 1-in-10 | 2028 | 13 |  |  |  | 79.6325 | 1
| Zone | South Orange County | 9 | Average Weekday | CAISO | 1-in-10 | 2028 | 14 |  |  |  | 80.3008 | 1
| Zone | South Orange County | 9 | Average Weekday | CAISO | 1-in-10 | 2028 | 15 |  |  |  | 81.2714 | 1
| Zone | South Orange County | 9 | Average Weekday | CAISO | 1-in-10 | 2028 | 16 |  |  |  | 81.5167 | 1
| Zone | South Orange County | 9 | Average Weekday | CAISO | 1-in-10 | 2028 | 17 |  |  |  | 81.431 | 1
| Zone | South Orange County | 9 | Average Weekday | CAISO | 1-in-10 | 2028 | 18 |  |  |  | 80.6365 | 1
| Zone | South Orange County | 9 | Average Weekday | CAISO | 1-in-10 | 2028 | 19 |  |  |  | 79.223 | 1
| Zone | South Orange County | 9 | Average Weekday | CAISO | 1-in-10 | 2028 | 20 |  |  |  | 77.0676 | 1
| Zone | South Orange County | 9 | Average Weekday | CAISO | 1-in-10 | 2028 | 21 |  |  |  | 74.7656 | 1
| Zone | South Orange County | 9 | Average Weekday | CAISO | 1-in-10 | 2028 | 22 |  |  |  | 73.7906 | 1
| Zone | South Orange County | 9 | Average Weekday | CAISO | 1-in-10 | 2028 | 23 |  |  |  | 72.9166 | 1
| Zone | South Orange County | 9 | Average Weekday | CAISO | 1-in-10 | 2028 | 24 |  |  |  | 72.1378 | 1
| Zone | South Orange County | 9 | Monthly System Peak Day | CAISO | 1-in-10 | 2028 | 1 |  |  |  | 75.85 | 1
| Zone | South Orange County | 9 | Monthly System Peak Day | CAISO | 1-in-10 | 2028 | 2 |  |  |  | 74.7333 | 1
| Zone | South Orange County | 9 | Monthly System Peak Day | CAISO | 1-in-10 | 2028 | 3 |  |  |  | 74.2333 | 1
| Zone | South Orange County | 9 | Monthly System Peak Day | CAISO | 1-in-10 | 2028 | 4 |  |  |  | 74.3333 | 1
| Zone | South Orange County | 9 | Monthly System Peak Day | CAISO | 1-in-10 | 2028 | 5 |  |  |  | 74.4667 | 1
| Zone | South Orange County | 9 | Monthly System Peak Day | CAISO | 1-in-10 | 2028 | 6 |  |  |  | 73.9833 | 1
| Zone | South Orange County | 9 | Monthly System Peak Day | CAISO | 1-in-10 | 2028 | 7 |  |  |  | 74.0333 | 1
| Zone | South Orange County | 9 | Monthly System Peak Day | CAISO | 1-in-10 | 2028 | 8 |  |  |  | 74.5333 | 1
| Zone | South Orange County | 9 | Monthly System Peak Day | CAISO | 1-in-10 | 2028 | 9 |  |  |  | 75.8167 | 1
| Zone | South Orange County | 9 | Monthly System Peak Day | CAISO | 1-in-10 | 2028 | 10 |  |  |  | 79.35 | 1
| Zone | South Orange County | 9 | Monthly System Peak Day | CAISO | 1-in-10 | 2028 | 11 |  |  |  | 84.4167 | 1
| Zone | South Orange County | 9 | Monthly System Peak Day | CAISO | 1-in-10 | 2028 | 12 |  |  |  | 88.0333 | 1
| Zone | South Orange County | 9 | Monthly System Peak Day | CAISO | 1-in-10 | 2028 | 13 |  |  |  | 90.2167 | 1
| Zone | South Orange County | 9 | Monthly System Peak Day | CAISO | 1-in-10 | 2028 | 14 |  |  |  | 91.8333 | 1
| Zone | South Orange County | 9 | Monthly System Peak Day | CAISO | 1-in-10 | 2028 | 15 |  |  |  | 91.9333 | 1
| Zone | South Orange County | 9 | Monthly System Peak Day | CAISO | 1-in-10 | 2028 | 16 |  |  |  | 91.7333 | 1
| Zone | South Orange County | 9 | Monthly System Peak Day | CAISO | 1-in-10 | 2028 | 17 |  |  |  | 91.2333 | 1
| Zone | South Orange County | 9 | Monthly System Peak Day | CAISO | 1-in-10 | 2028 | 18 |  |  |  | 90.6333 | 1
| Zone | South Orange County | 9 | Monthly System Peak Day | CAISO | 1-in-10 | 2028 | 19 |  |  |  | 90.45 | 1
| Zone | South Orange County | 9 | Monthly System Peak Day | CAISO | 1-in-10 | 2028 | 20 |  |  |  | 88.8 | 1
| Zone | South Orange County | 9 | Monthly System Peak Day | CAISO | 1-in-10 | 2028 | 21 |  |  |  | 85.8167 | 1
| Zone | South Orange County | 9 | Monthly System Peak Day | CAISO | 1-in-10 | 2028 | 22 |  |  |  | 86.2167 | 1
| Zone | South Orange County | 9 | Monthly System Peak Day | CAISO | 1-in-10 | 2028 | 23 |  |  |  | 84.55 | 1
| Zone | South Orange County | 9 | Monthly System Peak Day | CAISO | 1-in-10 | 2028 | 24 |  |  |  | 82 | 1
| Zone | South Orange County | 10 | Average Weekday | CAISO | 1-in-10 | 2028 | 1 |  |  |  | 69.118 | 1
| Zone | South Orange County | 10 | Average Weekday | CAISO | 1-in-10 | 2028 | 2 |  |  |  | 68.5352 | 1
| Zone | South Orange County | 10 | Average Weekday | CAISO | 1-in-10 | 2028 | 3 |  |  |  | 67.8411 | 1
| Zone | South Orange County | 10 | Average Weekday | CAISO | 1-in-10 | 2028 | 4 |  |  |  | 67.235 | 1
| Zone | South Orange County | 10 | Average Weekday | CAISO | 1-in-10 | 2028 | 5 |  |  |  | 66.6026 | 1
| Zone | South Orange County | 10 | Average Weekday | CAISO | 1-in-10 | 2028 | 6 |  |  |  | 66.2633 | 1
| Zone | South Orange County | 10 | Average Weekday | CAISO | 1-in-10 | 2028 | 7 |  |  |  | 65.9069 | 1
| Zone | South Orange County | 10 | Average Weekday | CAISO | 1-in-10 | 2028 | 8 |  |  |  | 65.5926 | 1
| Zone | South Orange County | 10 | Average Weekday | CAISO | 1-in-10 | 2028 | 9 |  |  |  | 65.9445 | 1
| Zone | South Orange County | 10 | Average Weekday | CAISO | 1-in-10 | 2028 | 10 |  |  |  | 68.4825 | 1
| Zone | South Orange County | 10 | Average Weekday | CAISO | 1-in-10 | 2028 | 11 |  |  |  | 71.8683 | 1
| Zone | South Orange County | 10 | Average Weekday | CAISO | 1-in-10 | 2028 | 12 |  |  |  | 74.8892 | 1
| Zone | South Orange County | 10 | Average Weekday | CAISO | 1-in-10 | 2028 | 13 |  |  |  | 77.3307 | 1
| Zone | South Orange County | 10 | Average Weekday | CAISO | 1-in-10 | 2028 | 14 |  |  |  | 78.5737 | 1
| Zone | South Orange County | 10 | Average Weekday | CAISO | 1-in-10 | 2028 | 15 |  |  |  | 79.2328 | 1
| Zone | South Orange County | 10 | Average Weekday | CAISO | 1-in-10 | 2028 | 16 |  |  |  | 79.1279 | 1
| Zone | South Orange County | 10 | Average Weekday | CAISO | 1-in-10 | 2028 | 17 |  |  |  | 78.8701 | 1
| Zone | South Orange County | 10 | Average Weekday | CAISO | 1-in-10 | 2028 | 18 |  |  |  | 78.3056 | 1
| Zone | South Orange County | 10 | Average Weekday | CAISO | 1-in-10 | 2028 | 19 |  |  |  | 76.8335 | 1
| Zone | South Orange County | 10 | Average Weekday | CAISO | 1-in-10 | 2028 | 20 |  |  |  | 74.2791 | 1
| Zone | South Orange County | 10 | Average Weekday | CAISO | 1-in-10 | 2028 | 21 |  |  |  | 72.6954 | 1
| Zone | South Orange County | 10 | Average Weekday | CAISO | 1-in-10 | 2028 | 22 |  |  |  | 71.6686 | 1
| Zone | South Orange County | 10 | Average Weekday | CAISO | 1-in-10 | 2028 | 23 |  |  |  | 70.7785 | 1
| Zone | South Orange County | 10 | Average Weekday | CAISO | 1-in-10 | 2028 | 24 |  |  |  | 69.9095 | 1
| Zone | South Orange County | 10 | Monthly System Peak Day | CAISO | 1-in-10 | 2028 | 1 |  |  |  | 75 | 1
| Zone | South Orange County | 10 | Monthly System Peak Day | CAISO | 1-in-10 | 2028 | 2 |  |  |  | 74.5633 | 1
| Zone | South Orange County | 10 | Monthly System Peak Day | CAISO | 1-in-10 | 2028 | 3 |  |  |  | 73.8333 | 1
| Zone | South Orange County | 10 | Monthly System Peak Day | CAISO | 1-in-10 | 2028 | 4 |  |  |  | 73.5633 | 1
| Zone | South Orange County | 10 | Monthly System Peak Day | CAISO | 1-in-10 | 2028 | 5 |  |  |  | 73.6483 | 1
| Zone | South Orange County | 10 | Monthly System Peak Day | CAISO | 1-in-10 | 2028 | 6 |  |  |  | 73.495 | 1
| Zone | South Orange County | 10 | Monthly System Peak Day | CAISO | 1-in-10 | 2028 | 7 |  |  |  | 73.0483 | 1
| Zone | South Orange County | 10 | Monthly System Peak Day | CAISO | 1-in-10 | 2028 | 8 |  |  |  | 72.8967 | 1
| Zone | South Orange County | 10 | Monthly System Peak Day | CAISO | 1-in-10 | 2028 | 9 |  |  |  | 73.5133 | 1
| Zone | South Orange County | 10 | Monthly System Peak Day | CAISO | 1-in-10 | 2028 | 10 |  |  |  | 76.9 | 1
| Zone | South Orange County | 10 | Monthly System Peak Day | CAISO | 1-in-10 | 2028 | 11 |  |  |  | 80.4167 | 1
| Zone | South Orange County | 10 | Monthly System Peak Day | CAISO | 1-in-10 | 2028 | 12 |  |  |  | 82.8167 | 1
| Zone | South Orange County | 10 | Monthly System Peak Day | CAISO | 1-in-10 | 2028 | 13 |  |  |  | 83.8 | 1
| Zone | South Orange County | 10 | Monthly System Peak Day | CAISO | 1-in-10 | 2028 | 14 |  |  |  | 83.8333 | 1
| Zone | South Orange County | 10 | Monthly System Peak Day | CAISO | 1-in-10 | 2028 | 15 |  |  |  | 84.0667 | 1
| Zone | South Orange County | 10 | Monthly System Peak Day | CAISO | 1-in-10 | 2028 | 16 |  |  |  | 83.9167 | 1
| Zone | South Orange County | 10 | Monthly System Peak Day | CAISO | 1-in-10 | 2028 | 17 |  |  |  | 82.9167 | 1
| Zone | South Orange County | 10 | Monthly System Peak Day | CAISO | 1-in-10 | 2028 | 18 |  |  |  | 81.4667 | 1
| Zone | South Orange County | 10 | Monthly System Peak Day | CAISO | 1-in-10 | 2028 | 19 |  |  |  | 79.8667 | 1
| Zone | South Orange County | 10 | Monthly System Peak Day | CAISO | 1-in-10 | 2028 | 20 |  |  |  | 77.6667 | 1
| Zone | South Orange County | 10 | Monthly System Peak Day | CAISO | 1-in-10 | 2028 | 21 |  |  |  | 75.6667 | 1
| Zone | South Orange County | 10 | Monthly System Peak Day | CAISO | 1-in-10 | 2028 | 22 |  |  |  | 74.2167 | 1
| Zone | South Orange County | 10 | Monthly System Peak Day | CAISO | 1-in-10 | 2028 | 23 |  |  |  | 73.4133 | 1
| Zone | South Orange County | 10 | Monthly System Peak Day | CAISO | 1-in-10 | 2028 | 24 |  |  |  | 73.0933 | 1
| Zone | South Orange County | 11 | Average Weekday | CAISO | 1-in-10 | 2028 | 1 |  |  |  | 58.9397 | 1
| Zone | South Orange County | 11 | Average Weekday | CAISO | 1-in-10 | 2028 | 2 |  |  |  | 57.9461 | 1
| Zone | South Orange County | 11 | Average Weekday | CAISO | 1-in-10 | 2028 | 3 |  |  |  | 56.9995 | 1
| Zone | South Orange County | 11 | Average Weekday | CAISO | 1-in-10 | 2028 | 4 |  |  |  | 56.0916 | 1
| Zone | South Orange County | 11 | Average Weekday | CAISO | 1-in-10 | 2028 | 5 |  |  |  | 55.3154 | 1
| Zone | South Orange County | 11 | Average Weekday | CAISO | 1-in-10 | 2028 | 6 |  |  |  | 54.6663 | 1
| Zone | South Orange County | 11 | Average Weekday | CAISO | 1-in-10 | 2028 | 7 |  |  |  | 54.3493 | 1
| Zone | South Orange County | 11 | Average Weekday | CAISO | 1-in-10 | 2028 | 8 |  |  |  | 54.1698 | 1
| Zone | South Orange County | 11 | Average Weekday | CAISO | 1-in-10 | 2028 | 9 |  |  |  | 55.668 | 1
| Zone | South Orange County | 11 | Average Weekday | CAISO | 1-in-10 | 2028 | 10 |  |  |  | 59.6793 | 1
| Zone | South Orange County | 11 | Average Weekday | CAISO | 1-in-10 | 2028 | 11 |  |  |  | 64.0458 | 1
| Zone | South Orange County | 11 | Average Weekday | CAISO | 1-in-10 | 2028 | 12 |  |  |  | 67.5321 | 1
| Zone | South Orange County | 11 | Average Weekday | CAISO | 1-in-10 | 2028 | 13 |  |  |  | 69.9497 | 1
| Zone | South Orange County | 11 | Average Weekday | CAISO | 1-in-10 | 2028 | 14 |  |  |  | 71.1228 | 1
| Zone | South Orange County | 11 | Average Weekday | CAISO | 1-in-10 | 2028 | 15 |  |  |  | 71.3371 | 1
| Zone | South Orange County | 11 | Average Weekday | CAISO | 1-in-10 | 2028 | 16 |  |  |  | 71.0195 | 1
| Zone | South Orange County | 11 | Average Weekday | CAISO | 1-in-10 | 2028 | 17 |  |  |  | 70.1644 | 1
| Zone | South Orange County | 11 | Average Weekday | CAISO | 1-in-10 | 2028 | 18 |  |  |  | 68.4656 | 1
| Zone | South Orange County | 11 | Average Weekday | CAISO | 1-in-10 | 2028 | 19 |  |  |  | 66.4926 | 1
| Zone | South Orange County | 11 | Average Weekday | CAISO | 1-in-10 | 2028 | 20 |  |  |  | 64.7972 | 1
| Zone | South Orange County | 11 | Average Weekday | CAISO | 1-in-10 | 2028 | 21 |  |  |  | 63.4676 | 1
| Zone | South Orange County | 11 | Average Weekday | CAISO | 1-in-10 | 2028 | 22 |  |  |  | 62.0872 | 1
| Zone | South Orange County | 11 | Average Weekday | CAISO | 1-in-10 | 2028 | 23 |  |  |  | 60.8519 | 1
| Zone | South Orange County | 11 | Average Weekday | CAISO | 1-in-10 | 2028 | 24 |  |  |  | 59.7972 | 1
| Zone | South Orange County | 11 | Monthly System Peak Day | CAISO | 1-in-10 | 2028 | 1 |  |  |  | 69.45 | 1
| Zone | South Orange County | 11 | Monthly System Peak Day | CAISO | 1-in-10 | 2028 | 2 |  |  |  | 68.3317 | 1
| Zone | South Orange County | 11 | Monthly System Peak Day | CAISO | 1-in-10 | 2028 | 3 |  |  |  | 67.435 | 1
| Zone | South Orange County | 11 | Monthly System Peak Day | CAISO | 1-in-10 | 2028 | 4 |  |  |  | 66.2533 | 1
| Zone | South Orange County | 11 | Monthly System Peak Day | CAISO | 1-in-10 | 2028 | 5 |  |  |  | 65.7983 | 1
| Zone | South Orange County | 11 | Monthly System Peak Day | CAISO | 1-in-10 | 2028 | 6 |  |  |  | 64.7267 | 1
| Zone | South Orange County | 11 | Monthly System Peak Day | CAISO | 1-in-10 | 2028 | 7 |  |  |  | 64.8883 | 1
| Zone | South Orange County | 11 | Monthly System Peak Day | CAISO | 1-in-10 | 2028 | 8 |  |  |  | 65.895 | 1
| Zone | South Orange County | 11 | Monthly System Peak Day | CAISO | 1-in-10 | 2028 | 9 |  |  |  | 68.315 | 1
| Zone | South Orange County | 11 | Monthly System Peak Day | CAISO | 1-in-10 | 2028 | 10 |  |  |  | 72.92 | 1
| Zone | South Orange County | 11 | Monthly System Peak Day | CAISO | 1-in-10 | 2028 | 11 |  |  |  | 80.5 | 1
| Zone | South Orange County | 11 | Monthly System Peak Day | CAISO | 1-in-10 | 2028 | 12 |  |  |  | 86.7 | 1
| Zone | South Orange County | 11 | Monthly System Peak Day | CAISO | 1-in-10 | 2028 | 13 |  |  |  | 90.5667 | 1
| Zone | South Orange County | 11 | Monthly System Peak Day | CAISO | 1-in-10 | 2028 | 14 |  |  |  | 92.2667 | 1
| Zone | South Orange County | 11 | Monthly System Peak Day | CAISO | 1-in-10 | 2028 | 15 |  |  |  | 92.5667 | 1
| Zone | South Orange County | 11 | Monthly System Peak Day | CAISO | 1-in-10 | 2028 | 16 |  |  |  | 91.8333 | 1
| Zone | South Orange County | 11 | Monthly System Peak Day | CAISO | 1-in-10 | 2028 | 17 |  |  |  | 90.8333 | 1
| Zone | South Orange County | 11 | Monthly System Peak Day | CAISO | 1-in-10 | 2028 | 18 |  |  |  | 89.0667 | 1
| Zone | South Orange County | 11 | Monthly System Peak Day | CAISO | 1-in-10 | 2028 | 19 |  |  |  | 86.4833 | 1
| Zone | South Orange County | 11 | Monthly System Peak Day | CAISO | 1-in-10 | 2028 | 20 |  |  |  | 82 | 1
| Zone | South Orange County | 11 | Monthly System Peak Day | CAISO | 1-in-10 | 2028 | 21 |  |  |  | 79.2 | 1
| Zone | South Orange County | 11 | Monthly System Peak Day | CAISO | 1-in-10 | 2028 | 22 |  |  |  | 77.1 | 1
| Zone | South Orange County | 11 | Monthly System Peak Day | CAISO | 1-in-10 | 2028 | 23 |  |  |  | 74.8 | 1
| Zone | South Orange County | 11 | Monthly System Peak Day | CAISO | 1-in-10 | 2028 | 24 |  |  |  | 72.7667 | 1
| Zone | South Orange County | 12 | Average Weekday | CAISO | 1-in-10 | 2028 | 1 |  |  |  | 54.5111 | 1
| Zone | South Orange County | 12 | Average Weekday | CAISO | 1-in-10 | 2028 | 2 |  |  |  | 53.803 | 1
| Zone | South Orange County | 12 | Average Weekday | CAISO | 1-in-10 | 2028 | 3 |  |  |  | 53.0888 | 1
| Zone | South Orange County | 12 | Average Weekday | CAISO | 1-in-10 | 2028 | 4 |  |  |  | 52.4773 | 1
| Zone | South Orange County | 12 | Average Weekday | CAISO | 1-in-10 | 2028 | 5 |  |  |  | 51.8108 | 1
| Zone | South Orange County | 12 | Average Weekday | CAISO | 1-in-10 | 2028 | 6 |  |  |  | 51.2045 | 1
| Zone | South Orange County | 12 | Average Weekday | CAISO | 1-in-10 | 2028 | 7 |  |  |  | 50.8817 | 1
| Zone | South Orange County | 12 | Average Weekday | CAISO | 1-in-10 | 2028 | 8 |  |  |  | 50.913 | 1
| Zone | South Orange County | 12 | Average Weekday | CAISO | 1-in-10 | 2028 | 9 |  |  |  | 51.8998 | 1
| Zone | South Orange County | 12 | Average Weekday | CAISO | 1-in-10 | 2028 | 10 |  |  |  | 54.5417 | 1
| Zone | South Orange County | 12 | Average Weekday | CAISO | 1-in-10 | 2028 | 11 |  |  |  | 58.0038 | 1
| Zone | South Orange County | 12 | Average Weekday | CAISO | 1-in-10 | 2028 | 12 |  |  |  | 61.1044 | 1
| Zone | South Orange County | 12 | Average Weekday | CAISO | 1-in-10 | 2028 | 13 |  |  |  | 63.3377 | 1
| Zone | South Orange County | 12 | Average Weekday | CAISO | 1-in-10 | 2028 | 14 |  |  |  | 64.7409 | 1
| Zone | South Orange County | 12 | Average Weekday | CAISO | 1-in-10 | 2028 | 15 |  |  |  | 64.9516 | 1
| Zone | South Orange County | 12 | Average Weekday | CAISO | 1-in-10 | 2028 | 16 |  |  |  | 64.7126 | 1
| Zone | South Orange County | 12 | Average Weekday | CAISO | 1-in-10 | 2028 | 17 |  |  |  | 63.7061 | 1
| Zone | South Orange County | 12 | Average Weekday | CAISO | 1-in-10 | 2028 | 18 |  |  |  | 61.9373 | 1
| Zone | South Orange County | 12 | Average Weekday | CAISO | 1-in-10 | 2028 | 19 |  |  |  | 60.4372 | 1
| Zone | South Orange County | 12 | Average Weekday | CAISO | 1-in-10 | 2028 | 20 |  |  |  | 59.4795 | 1
| Zone | South Orange County | 12 | Average Weekday | CAISO | 1-in-10 | 2028 | 21 |  |  |  | 58.3909 | 1
| Zone | South Orange County | 12 | Average Weekday | CAISO | 1-in-10 | 2028 | 22 |  |  |  | 57.3438 | 1
| Zone | South Orange County | 12 | Average Weekday | CAISO | 1-in-10 | 2028 | 23 |  |  |  | 56.4152 | 1
| Zone | South Orange County | 12 | Average Weekday | CAISO | 1-in-10 | 2028 | 24 |  |  |  | 55.5105 | 1
| Zone | South Orange County | 12 | Monthly System Peak Day | CAISO | 1-in-10 | 2028 | 1 |  |  |  | 45.5983 | 1
| Zone | South Orange County | 12 | Monthly System Peak Day | CAISO | 1-in-10 | 2028 | 2 |  |  |  | 44.0583 | 1
| Zone | South Orange County | 12 | Monthly System Peak Day | CAISO | 1-in-10 | 2028 | 3 |  |  |  | 42.7283 | 1
| Zone | South Orange County | 12 | Monthly System Peak Day | CAISO | 1-in-10 | 2028 | 4 |  |  |  | 41.4067 | 1
| Zone | South Orange County | 12 | Monthly System Peak Day | CAISO | 1-in-10 | 2028 | 5 |  |  |  | 40.1833 | 1
| Zone | South Orange County | 12 | Monthly System Peak Day | CAISO | 1-in-10 | 2028 | 6 |  |  |  | 39.455 | 1
| Zone | South Orange County | 12 | Monthly System Peak Day | CAISO | 1-in-10 | 2028 | 7 |  |  |  | 39.4983 | 1
| Zone | South Orange County | 12 | Monthly System Peak Day | CAISO | 1-in-10 | 2028 | 8 |  |  |  | 40 | 1
| Zone | South Orange County | 12 | Monthly System Peak Day | CAISO | 1-in-10 | 2028 | 9 |  |  |  | 41.15 | 1
| Zone | South Orange County | 12 | Monthly System Peak Day | CAISO | 1-in-10 | 2028 | 10 |  |  |  | 45.9567 | 1
| Zone | South Orange County | 12 | Monthly System Peak Day | CAISO | 1-in-10 | 2028 | 11 |  |  |  | 51.4333 | 1
| Zone | South Orange County | 12 | Monthly System Peak Day | CAISO | 1-in-10 | 2028 | 12 |  |  |  | 53.555 | 1
| Zone | South Orange County | 12 | Monthly System Peak Day | CAISO | 1-in-10 | 2028 | 13 |  |  |  | 54.46 | 1
| Zone | South Orange County | 12 | Monthly System Peak Day | CAISO | 1-in-10 | 2028 | 14 |  |  |  | 55.6267 | 1
| Zone | South Orange County | 12 | Monthly System Peak Day | CAISO | 1-in-10 | 2028 | 15 |  |  |  | 56.4667 | 1
| Zone | South Orange County | 12 | Monthly System Peak Day | CAISO | 1-in-10 | 2028 | 16 |  |  |  | 56.5783 | 1
| Zone | South Orange County | 12 | Monthly System Peak Day | CAISO | 1-in-10 | 2028 | 17 |  |  |  | 55.9683 | 1
| Zone | South Orange County | 12 | Monthly System Peak Day | CAISO | 1-in-10 | 2028 | 18 |  |  |  | 54.3267 | 1
| Zone | South Orange County | 12 | Monthly System Peak Day | CAISO | 1-in-10 | 2028 | 19 |  |  |  | 52.8067 | 1
| Zone | South Orange County | 12 | Monthly System Peak Day | CAISO | 1-in-10 | 2028 | 20 |  |  |  | 51.9067 | 1
| Zone | South Orange County | 12 | Monthly System Peak Day | CAISO | 1-in-10 | 2028 | 21 |  |  |  | 50.095 | 1
| Zone | South Orange County | 12 | Monthly System Peak Day | CAISO | 1-in-10 | 2028 | 22 |  |  |  | 48.8883 | 1
| Zone | South Orange County | 12 | Monthly System Peak Day | CAISO | 1-in-10 | 2028 | 23 |  |  |  | 48.9217 | 1
| Zone | South Orange County | 12 | Monthly System Peak Day | CAISO | 1-in-10 | 2028 | 24 |  |  |  | 48.4717 | 1
| Zone | South Orange County | 1 | Average Weekday | CAISO | 1-in-10 | 2029 | 1 |  |  |  | 52.18 | 1
| Zone | South Orange County | 1 | Average Weekday | CAISO | 1-in-10 | 2029 | 2 |  |  |  | 51.3559 | 1
| Zone | South Orange County | 1 | Average Weekday | CAISO | 1-in-10 | 2029 | 3 |  |  |  | 50.5879 | 1
| Zone | South Orange County | 1 | Average Weekday | CAISO | 1-in-10 | 2029 | 4 |  |  |  | 49.7468 | 1
| Zone | South Orange County | 1 | Average Weekday | CAISO | 1-in-10 | 2029 | 5 |  |  |  | 48.9691 | 1
| Zone | South Orange County | 1 | Average Weekday | CAISO | 1-in-10 | 2029 | 6 |  |  |  | 48.4568 | 1
| Zone | South Orange County | 1 | Average Weekday | CAISO | 1-in-10 | 2029 | 7 |  |  |  | 48.0644 | 1
| Zone | South Orange County | 1 | Average Weekday | CAISO | 1-in-10 | 2029 | 8 |  |  |  | 48.0706 | 1
| Zone | South Orange County | 1 | Average Weekday | CAISO | 1-in-10 | 2029 | 9 |  |  |  | 48.8383 | 1
| Zone | South Orange County | 1 | Average Weekday | CAISO | 1-in-10 | 2029 | 10 |  |  |  | 51.6117 | 1
| Zone | South Orange County | 1 | Average Weekday | CAISO | 1-in-10 | 2029 | 11 |  |  |  | 55.2199 | 1
| Zone | South Orange County | 1 | Average Weekday | CAISO | 1-in-10 | 2029 | 12 |  |  |  | 58.4718 | 1
| Zone | South Orange County | 1 | Average Weekday | CAISO | 1-in-10 | 2029 | 13 |  |  |  | 60.3987 | 1
| Zone | South Orange County | 1 | Average Weekday | CAISO | 1-in-10 | 2029 | 14 |  |  |  | 61.7776 | 1
| Zone | South Orange County | 1 | Average Weekday | CAISO | 1-in-10 | 2029 | 15 |  |  |  | 62.4536 | 1
| Zone | South Orange County | 1 | Average Weekday | CAISO | 1-in-10 | 2029 | 16 |  |  |  | 62.3352 | 1
| Zone | South Orange County | 1 | Average Weekday | CAISO | 1-in-10 | 2029 | 17 |  |  |  | 61.5598 | 1
| Zone | South Orange County | 1 | Average Weekday | CAISO | 1-in-10 | 2029 | 18 |  |  |  | 60.0373 | 1
| Zone | South Orange County | 1 | Average Weekday | CAISO | 1-in-10 | 2029 | 19 |  |  |  | 58.1541 | 1
| Zone | South Orange County | 1 | Average Weekday | CAISO | 1-in-10 | 2029 | 20 |  |  |  | 56.898 | 1
| Zone | South Orange County | 1 | Average Weekday | CAISO | 1-in-10 | 2029 | 21 |  |  |  | 55.8955 | 1
| Zone | South Orange County | 1 | Average Weekday | CAISO | 1-in-10 | 2029 | 22 |  |  |  | 54.9898 | 1
| Zone | South Orange County | 1 | Average Weekday | CAISO | 1-in-10 | 2029 | 23 |  |  |  | 53.956 | 1
| Zone | South Orange County | 1 | Average Weekday | CAISO | 1-in-10 | 2029 | 24 |  |  |  | 53.0008 | 1
| Zone | South Orange County | 1 | Monthly System Peak Day | CAISO | 1-in-10 | 2029 | 1 |  |  |  | 50.4933 | 1
| Zone | South Orange County | 1 | Monthly System Peak Day | CAISO | 1-in-10 | 2029 | 2 |  |  |  | 49.7233 | 1
| Zone | South Orange County | 1 | Monthly System Peak Day | CAISO | 1-in-10 | 2029 | 3 |  |  |  | 49.9217 | 1
| Zone | South Orange County | 1 | Monthly System Peak Day | CAISO | 1-in-10 | 2029 | 4 |  |  |  | 49.39 | 1
| Zone | South Orange County | 1 | Monthly System Peak Day | CAISO | 1-in-10 | 2029 | 5 |  |  |  | 48.7683 | 1
| Zone | South Orange County | 1 | Monthly System Peak Day | CAISO | 1-in-10 | 2029 | 6 |  |  |  | 48.5117 | 1
| Zone | South Orange County | 1 | Monthly System Peak Day | CAISO | 1-in-10 | 2029 | 7 |  |  |  | 48.0933 | 1
| Zone | South Orange County | 1 | Monthly System Peak Day | CAISO | 1-in-10 | 2029 | 8 |  |  |  | 47.0633 | 1
| Zone | South Orange County | 1 | Monthly System Peak Day | CAISO | 1-in-10 | 2029 | 9 |  |  |  | 46.8917 | 1
| Zone | South Orange County | 1 | Monthly System Peak Day | CAISO | 1-in-10 | 2029 | 10 |  |  |  | 48.225 | 1
| Zone | South Orange County | 1 | Monthly System Peak Day | CAISO | 1-in-10 | 2029 | 11 |  |  |  | 48.75 | 1
| Zone | South Orange County | 1 | Monthly System Peak Day | CAISO | 1-in-10 | 2029 | 12 |  |  |  | 51.1533 | 1
| Zone | South Orange County | 1 | Monthly System Peak Day | CAISO | 1-in-10 | 2029 | 13 |  |  |  | 52.825 | 1
| Zone | South Orange County | 1 | Monthly System Peak Day | CAISO | 1-in-10 | 2029 | 14 |  |  |  | 52.8767 | 1
| Zone | South Orange County | 1 | Monthly System Peak Day | CAISO | 1-in-10 | 2029 | 15 |  |  |  | 53.77 | 1
| Zone | South Orange County | 1 | Monthly System Peak Day | CAISO | 1-in-10 | 2029 | 16 |  |  |  | 53.9133 | 1
| Zone | South Orange County | 1 | Monthly System Peak Day | CAISO | 1-in-10 | 2029 | 17 |  |  |  | 53.655 | 1
| Zone | South Orange County | 1 | Monthly System Peak Day | CAISO | 1-in-10 | 2029 | 18 |  |  |  | 52.6633 | 1
| Zone | South Orange County | 1 | Monthly System Peak Day | CAISO | 1-in-10 | 2029 | 19 |  |  |  | 51.0767 | 1
| Zone | South Orange County | 1 | Monthly System Peak Day | CAISO | 1-in-10 | 2029 | 20 |  |  |  | 50.53 | 1
| Zone | South Orange County | 1 | Monthly System Peak Day | CAISO | 1-in-10 | 2029 | 21 |  |  |  | 50.11 | 1
| Zone | South Orange County | 1 | Monthly System Peak Day | CAISO | 1-in-10 | 2029 | 22 |  |  |  | 49.7583 | 1
| Zone | South Orange County | 1 | Monthly System Peak Day | CAISO | 1-in-10 | 2029 | 23 |  |  |  | 48.78 | 1
| Zone | South Orange County | 1 | Monthly System Peak Day | CAISO | 1-in-10 | 2029 | 24 |  |  |  | 46.86 | 1
| Zone | South Orange County | 2 | Average Weekday | CAISO | 1-in-10 | 2029 | 1 |  |  |  | 51.8979 | 1
| Zone | South Orange County | 2 | Average Weekday | CAISO | 1-in-10 | 2029 | 2 |  |  |  | 51.0911 | 1
| Zone | South Orange County | 2 | Average Weekday | CAISO | 1-in-10 | 2029 | 3 |  |  |  | 50.3206 | 1
| Zone | South Orange County | 2 | Average Weekday | CAISO | 1-in-10 | 2029 | 4 |  |  |  | 49.5876 | 1
| Zone | South Orange County | 2 | Average Weekday | CAISO | 1-in-10 | 2029 | 5 |  |  |  | 48.856 | 1
| Zone | South Orange County | 2 | Average Weekday | CAISO | 1-in-10 | 2029 | 6 |  |  |  | 48.3118 | 1
| Zone | South Orange County | 2 | Average Weekday | CAISO | 1-in-10 | 2029 | 7 |  |  |  | 48.1363 | 1
| Zone | South Orange County | 2 | Average Weekday | CAISO | 1-in-10 | 2029 | 8 |  |  |  | 48.2131 | 1
| Zone | South Orange County | 2 | Average Weekday | CAISO | 1-in-10 | 2029 | 9 |  |  |  | 49.7696 | 1
| Zone | South Orange County | 2 | Average Weekday | CAISO | 1-in-10 | 2029 | 10 |  |  |  | 53.4056 | 1
| Zone | South Orange County | 2 | Average Weekday | CAISO | 1-in-10 | 2029 | 11 |  |  |  | 56.7418 | 1
| Zone | South Orange County | 2 | Average Weekday | CAISO | 1-in-10 | 2029 | 12 |  |  |  | 59.1099 | 1
| Zone | South Orange County | 2 | Average Weekday | CAISO | 1-in-10 | 2029 | 13 |  |  |  | 60.5477 | 1
| Zone | South Orange County | 2 | Average Weekday | CAISO | 1-in-10 | 2029 | 14 |  |  |  | 61.8217 | 1
| Zone | South Orange County | 2 | Average Weekday | CAISO | 1-in-10 | 2029 | 15 |  |  |  | 62.1023 | 1
| Zone | South Orange County | 2 | Average Weekday | CAISO | 1-in-10 | 2029 | 16 |  |  |  | 61.9606 | 1
| Zone | South Orange County | 2 | Average Weekday | CAISO | 1-in-10 | 2029 | 17 |  |  |  | 61.41 | 1
| Zone | South Orange County | 2 | Average Weekday | CAISO | 1-in-10 | 2029 | 18 |  |  |  | 60.2222 | 1
| Zone | South Orange County | 2 | Average Weekday | CAISO | 1-in-10 | 2029 | 19 |  |  |  | 58.3882 | 1
| Zone | South Orange County | 2 | Average Weekday | CAISO | 1-in-10 | 2029 | 20 |  |  |  | 57.0211 | 1
| Zone | South Orange County | 2 | Average Weekday | CAISO | 1-in-10 | 2029 | 21 |  |  |  | 55.9466 | 1
| Zone | South Orange County | 2 | Average Weekday | CAISO | 1-in-10 | 2029 | 22 |  |  |  | 55.0275 | 1
| Zone | South Orange County | 2 | Average Weekday | CAISO | 1-in-10 | 2029 | 23 |  |  |  | 54.1222 | 1
| Zone | South Orange County | 2 | Average Weekday | CAISO | 1-in-10 | 2029 | 24 |  |  |  | 53.2494 | 1
| Zone | South Orange County | 2 | Monthly System Peak Day | CAISO | 1-in-10 | 2029 | 1 |  |  |  | 52.945 | 1
| Zone | South Orange County | 2 | Monthly System Peak Day | CAISO | 1-in-10 | 2029 | 2 |  |  |  | 52.8633 | 1
| Zone | South Orange County | 2 | Monthly System Peak Day | CAISO | 1-in-10 | 2029 | 3 |  |  |  | 52.7767 | 1
| Zone | South Orange County | 2 | Monthly System Peak Day | CAISO | 1-in-10 | 2029 | 4 |  |  |  | 51.915 | 1
| Zone | South Orange County | 2 | Monthly System Peak Day | CAISO | 1-in-10 | 2029 | 5 |  |  |  | 51.09 | 1
| Zone | South Orange County | 2 | Monthly System Peak Day | CAISO | 1-in-10 | 2029 | 6 |  |  |  | 50.0733 | 1
| Zone | South Orange County | 2 | Monthly System Peak Day | CAISO | 1-in-10 | 2029 | 7 |  |  |  | 49.7333 | 1
| Zone | South Orange County | 2 | Monthly System Peak Day | CAISO | 1-in-10 | 2029 | 8 |  |  |  | 49.6567 | 1
| Zone | South Orange County | 2 | Monthly System Peak Day | CAISO | 1-in-10 | 2029 | 9 |  |  |  | 50.3817 | 1
| Zone | South Orange County | 2 | Monthly System Peak Day | CAISO | 1-in-10 | 2029 | 10 |  |  |  | 51.6267 | 1
| Zone | South Orange County | 2 | Monthly System Peak Day | CAISO | 1-in-10 | 2029 | 11 |  |  |  | 52.2633 | 1
| Zone | South Orange County | 2 | Monthly System Peak Day | CAISO | 1-in-10 | 2029 | 12 |  |  |  | 53.465 | 1
| Zone | South Orange County | 2 | Monthly System Peak Day | CAISO | 1-in-10 | 2029 | 13 |  |  |  | 54.3117 | 1
| Zone | South Orange County | 2 | Monthly System Peak Day | CAISO | 1-in-10 | 2029 | 14 |  |  |  | 55.49 | 1
| Zone | South Orange County | 2 | Monthly System Peak Day | CAISO | 1-in-10 | 2029 | 15 |  |  |  | 56.2783 | 1
| Zone | South Orange County | 2 | Monthly System Peak Day | CAISO | 1-in-10 | 2029 | 16 |  |  |  | 57.2867 | 1
| Zone | South Orange County | 2 | Monthly System Peak Day | CAISO | 1-in-10 | 2029 | 17 |  |  |  | 58.5583 | 1
| Zone | South Orange County | 2 | Monthly System Peak Day | CAISO | 1-in-10 | 2029 | 18 |  |  |  | 58.3483 | 1
| Zone | South Orange County | 2 | Monthly System Peak Day | CAISO | 1-in-10 | 2029 | 19 |  |  |  | 57.1133 | 1
| Zone | South Orange County | 2 | Monthly System Peak Day | CAISO | 1-in-10 | 2029 | 20 |  |  |  | 55.98 | 1
| Zone | South Orange County | 2 | Monthly System Peak Day | CAISO | 1-in-10 | 2029 | 21 |  |  |  | 55.37 | 1
| Zone | South Orange County | 2 | Monthly System Peak Day | CAISO | 1-in-10 | 2029 | 22 |  |  |  | 54.715 | 1
| Zone | South Orange County | 2 | Monthly System Peak Day | CAISO | 1-in-10 | 2029 | 23 |  |  |  | 53.8183 | 1
| Zone | South Orange County | 2 | Monthly System Peak Day | CAISO | 1-in-10 | 2029 | 24 |  |  |  | 52.9883 | 1
| Zone | South Orange County | 3 | Average Weekday | CAISO | 1-in-10 | 2029 | 1 |  |  |  | 59.5281 | 1
| Zone | South Orange County | 3 | Average Weekday | CAISO | 1-in-10 | 2029 | 2 |  |  |  | 58.5162 | 1
| Zone | South Orange County | 3 | Average Weekday | CAISO | 1-in-10 | 2029 | 3 |  |  |  | 57.8131 | 1
| Zone | South Orange County | 3 | Average Weekday | CAISO | 1-in-10 | 2029 | 4 |  |  |  | 57.0513 | 1
| Zone | South Orange County | 3 | Average Weekday | CAISO | 1-in-10 | 2029 | 5 |  |  |  | 56.254 | 1
| Zone | South Orange County | 3 | Average Weekday | CAISO | 1-in-10 | 2029 | 6 |  |  |  | 55.6438 | 1
| Zone | South Orange County | 3 | Average Weekday | CAISO | 1-in-10 | 2029 | 7 |  |  |  | 55.2104 | 1
| Zone | South Orange County | 3 | Average Weekday | CAISO | 1-in-10 | 2029 | 8 |  |  |  | 55.3983 | 1
| Zone | South Orange County | 3 | Average Weekday | CAISO | 1-in-10 | 2029 | 9 |  |  |  | 56.9005 | 1
| Zone | South Orange County | 3 | Average Weekday | CAISO | 1-in-10 | 2029 | 10 |  |  |  | 60.304 | 1
| Zone | South Orange County | 3 | Average Weekday | CAISO | 1-in-10 | 2029 | 11 |  |  |  | 64.0885 | 1
| Zone | South Orange County | 3 | Average Weekday | CAISO | 1-in-10 | 2029 | 12 |  |  |  | 67.5235 | 1
| Zone | South Orange County | 3 | Average Weekday | CAISO | 1-in-10 | 2029 | 13 |  |  |  | 69.6426 | 1
| Zone | South Orange County | 3 | Average Weekday | CAISO | 1-in-10 | 2029 | 14 |  |  |  | 71.0985 | 1
| Zone | South Orange County | 3 | Average Weekday | CAISO | 1-in-10 | 2029 | 15 |  |  |  | 71.772 | 1
| Zone | South Orange County | 3 | Average Weekday | CAISO | 1-in-10 | 2029 | 16 |  |  |  | 71.7488 | 1
| Zone | South Orange County | 3 | Average Weekday | CAISO | 1-in-10 | 2029 | 17 |  |  |  | 71.0608 | 1
| Zone | South Orange County | 3 | Average Weekday | CAISO | 1-in-10 | 2029 | 18 |  |  |  | 70.3526 | 1
| Zone | South Orange County | 3 | Average Weekday | CAISO | 1-in-10 | 2029 | 19 |  |  |  | 69.0515 | 1
| Zone | South Orange County | 3 | Average Weekday | CAISO | 1-in-10 | 2029 | 20 |  |  |  | 66.7791 | 1
| Zone | South Orange County | 3 | Average Weekday | CAISO | 1-in-10 | 2029 | 21 |  |  |  | 64.5212 | 1
| Zone | South Orange County | 3 | Average Weekday | CAISO | 1-in-10 | 2029 | 22 |  |  |  | 63.3651 | 1
| Zone | South Orange County | 3 | Average Weekday | CAISO | 1-in-10 | 2029 | 23 |  |  |  | 62.5298 | 1
| Zone | South Orange County | 3 | Average Weekday | CAISO | 1-in-10 | 2029 | 24 |  |  |  | 61.5761 | 1
| Zone | South Orange County | 3 | Monthly System Peak Day | CAISO | 1-in-10 | 2029 | 1 |  |  |  | 65.615 | 1
| Zone | South Orange County | 3 | Monthly System Peak Day | CAISO | 1-in-10 | 2029 | 2 |  |  |  | 63.65 | 1
| Zone | South Orange County | 3 | Monthly System Peak Day | CAISO | 1-in-10 | 2029 | 3 |  |  |  | 62.4633 | 1
| Zone | South Orange County | 3 | Monthly System Peak Day | CAISO | 1-in-10 | 2029 | 4 |  |  |  | 61.2967 | 1
| Zone | South Orange County | 3 | Monthly System Peak Day | CAISO | 1-in-10 | 2029 | 5 |  |  |  | 60.3983 | 1
| Zone | South Orange County | 3 | Monthly System Peak Day | CAISO | 1-in-10 | 2029 | 6 |  |  |  | 59.4917 | 1
| Zone | South Orange County | 3 | Monthly System Peak Day | CAISO | 1-in-10 | 2029 | 7 |  |  |  | 58.8567 | 1
| Zone | South Orange County | 3 | Monthly System Peak Day | CAISO | 1-in-10 | 2029 | 8 |  |  |  | 58.4833 | 1
| Zone | South Orange County | 3 | Monthly System Peak Day | CAISO | 1-in-10 | 2029 | 9 |  |  |  | 59.8433 | 1
| Zone | South Orange County | 3 | Monthly System Peak Day | CAISO | 1-in-10 | 2029 | 10 |  |  |  | 64.5517 | 1
| Zone | South Orange County | 3 | Monthly System Peak Day | CAISO | 1-in-10 | 2029 | 11 |  |  |  | 70.0533 | 1
| Zone | South Orange County | 3 | Monthly System Peak Day | CAISO | 1-in-10 | 2029 | 12 |  |  |  | 75.6833 | 1
| Zone | South Orange County | 3 | Monthly System Peak Day | CAISO | 1-in-10 | 2029 | 13 |  |  |  | 80.6667 | 1
| Zone | South Orange County | 3 | Monthly System Peak Day | CAISO | 1-in-10 | 2029 | 14 |  |  |  | 81.1333 | 1
| Zone | South Orange County | 3 | Monthly System Peak Day | CAISO | 1-in-10 | 2029 | 15 |  |  |  | 80.9833 | 1
| Zone | South Orange County | 3 | Monthly System Peak Day | CAISO | 1-in-10 | 2029 | 16 |  |  |  | 81.1333 | 1
| Zone | South Orange County | 3 | Monthly System Peak Day | CAISO | 1-in-10 | 2029 | 17 |  |  |  | 82.4167 | 1
| Zone | South Orange County | 3 | Monthly System Peak Day | CAISO | 1-in-10 | 2029 | 18 |  |  |  | 81.1333 | 1
| Zone | South Orange County | 3 | Monthly System Peak Day | CAISO | 1-in-10 | 2029 | 19 |  |  |  | 79.4167 | 1
| Zone | South Orange County | 3 | Monthly System Peak Day | CAISO | 1-in-10 | 2029 | 20 |  |  |  | 77.7333 | 1
| Zone | South Orange County | 3 | Monthly System Peak Day | CAISO | 1-in-10 | 2029 | 21 |  |  |  | 75.3 | 1
| Zone | South Orange County | 3 | Monthly System Peak Day | CAISO | 1-in-10 | 2029 | 22 |  |  |  | 73.5333 | 1
| Zone | South Orange County | 3 | Monthly System Peak Day | CAISO | 1-in-10 | 2029 | 23 |  |  |  | 70.9867 | 1
| Zone | South Orange County | 3 | Monthly System Peak Day | CAISO | 1-in-10 | 2029 | 24 |  |  |  | 67.3217 | 1
| Zone | South Orange County | 4 | Average Weekday | CAISO | 1-in-10 | 2029 | 1 |  |  |  | 60.3411 | 1
| Zone | South Orange County | 4 | Average Weekday | CAISO | 1-in-10 | 2029 | 2 |  |  |  | 59.6212 | 1
| Zone | South Orange County | 4 | Average Weekday | CAISO | 1-in-10 | 2029 | 3 |  |  |  | 58.8704 | 1
| Zone | South Orange County | 4 | Average Weekday | CAISO | 1-in-10 | 2029 | 4 |  |  |  | 58.2242 | 1
| Zone | South Orange County | 4 | Average Weekday | CAISO | 1-in-10 | 2029 | 5 |  |  |  | 57.7397 | 1
| Zone | South Orange County | 4 | Average Weekday | CAISO | 1-in-10 | 2029 | 6 |  |  |  | 57.2834 | 1
| Zone | South Orange County | 4 | Average Weekday | CAISO | 1-in-10 | 2029 | 7 |  |  |  | 56.9743 | 1
| Zone | South Orange County | 4 | Average Weekday | CAISO | 1-in-10 | 2029 | 8 |  |  |  | 57.2163 | 1
| Zone | South Orange County | 4 | Average Weekday | CAISO | 1-in-10 | 2029 | 9 |  |  |  | 58.8671 | 1
| Zone | South Orange County | 4 | Average Weekday | CAISO | 1-in-10 | 2029 | 10 |  |  |  | 61.4286 | 1
| Zone | South Orange County | 4 | Average Weekday | CAISO | 1-in-10 | 2029 | 11 |  |  |  | 64.2445 | 1
| Zone | South Orange County | 4 | Average Weekday | CAISO | 1-in-10 | 2029 | 12 |  |  |  | 67.0971 | 1
| Zone | South Orange County | 4 | Average Weekday | CAISO | 1-in-10 | 2029 | 13 |  |  |  | 68.0969 | 1
| Zone | South Orange County | 4 | Average Weekday | CAISO | 1-in-10 | 2029 | 14 |  |  |  | 69.0433 | 1
| Zone | South Orange County | 4 | Average Weekday | CAISO | 1-in-10 | 2029 | 15 |  |  |  | 69.8945 | 1
| Zone | South Orange County | 4 | Average Weekday | CAISO | 1-in-10 | 2029 | 16 |  |  |  | 70.32 | 1
| Zone | South Orange County | 4 | Average Weekday | CAISO | 1-in-10 | 2029 | 17 |  |  |  | 70.4138 | 1
| Zone | South Orange County | 4 | Average Weekday | CAISO | 1-in-10 | 2029 | 18 |  |  |  | 69.9443 | 1
| Zone | South Orange County | 4 | Average Weekday | CAISO | 1-in-10 | 2029 | 19 |  |  |  | 69.0376 | 1
| Zone | South Orange County | 4 | Average Weekday | CAISO | 1-in-10 | 2029 | 20 |  |  |  | 67.3806 | 1
| Zone | South Orange County | 4 | Average Weekday | CAISO | 1-in-10 | 2029 | 21 |  |  |  | 65.1142 | 1
| Zone | South Orange County | 4 | Average Weekday | CAISO | 1-in-10 | 2029 | 22 |  |  |  | 63.6258 | 1
| Zone | South Orange County | 4 | Average Weekday | CAISO | 1-in-10 | 2029 | 23 |  |  |  | 62.5261 | 1
| Zone | South Orange County | 4 | Average Weekday | CAISO | 1-in-10 | 2029 | 24 |  |  |  | 61.5334 | 1
| Zone | South Orange County | 4 | Monthly System Peak Day | CAISO | 1-in-10 | 2029 | 1 |  |  |  | 70.62 | 1
| Zone | South Orange County | 4 | Monthly System Peak Day | CAISO | 1-in-10 | 2029 | 2 |  |  |  | 69.3267 | 1
| Zone | South Orange County | 4 | Monthly System Peak Day | CAISO | 1-in-10 | 2029 | 3 |  |  |  | 67.8167 | 1
| Zone | South Orange County | 4 | Monthly System Peak Day | CAISO | 1-in-10 | 2029 | 4 |  |  |  | 67.425 | 1
| Zone | South Orange County | 4 | Monthly System Peak Day | CAISO | 1-in-10 | 2029 | 5 |  |  |  | 67.59 | 1
| Zone | South Orange County | 4 | Monthly System Peak Day | CAISO | 1-in-10 | 2029 | 6 |  |  |  | 69.3133 | 1
| Zone | South Orange County | 4 | Monthly System Peak Day | CAISO | 1-in-10 | 2029 | 7 |  |  |  | 70.17 | 1
| Zone | South Orange County | 4 | Monthly System Peak Day | CAISO | 1-in-10 | 2029 | 8 |  |  |  | 72.1817 | 1
| Zone | South Orange County | 4 | Monthly System Peak Day | CAISO | 1-in-10 | 2029 | 9 |  |  |  | 74.49 | 1
| Zone | South Orange County | 4 | Monthly System Peak Day | CAISO | 1-in-10 | 2029 | 10 |  |  |  | 77.6667 | 1
| Zone | South Orange County | 4 | Monthly System Peak Day | CAISO | 1-in-10 | 2029 | 11 |  |  |  | 81.65 | 1
| Zone | South Orange County | 4 | Monthly System Peak Day | CAISO | 1-in-10 | 2029 | 12 |  |  |  | 85.6167 | 1
| Zone | South Orange County | 4 | Monthly System Peak Day | CAISO | 1-in-10 | 2029 | 13 |  |  |  | 87.4 | 1
| Zone | South Orange County | 4 | Monthly System Peak Day | CAISO | 1-in-10 | 2029 | 14 |  |  |  | 89.3333 | 1
| Zone | South Orange County | 4 | Monthly System Peak Day | CAISO | 1-in-10 | 2029 | 15 |  |  |  | 90.9667 | 1
| Zone | South Orange County | 4 | Monthly System Peak Day | CAISO | 1-in-10 | 2029 | 16 |  |  |  | 92.3667 | 1
| Zone | South Orange County | 4 | Monthly System Peak Day | CAISO | 1-in-10 | 2029 | 17 |  |  |  | 92.7333 | 1
| Zone | South Orange County | 4 | Monthly System Peak Day | CAISO | 1-in-10 | 2029 | 18 |  |  |  | 93.05 | 1
| Zone | South Orange County | 4 | Monthly System Peak Day | CAISO | 1-in-10 | 2029 | 19 |  |  |  | 92.65 | 1
| Zone | South Orange County | 4 | Monthly System Peak Day | CAISO | 1-in-10 | 2029 | 20 |  |  |  | 89.4667 | 1
| Zone | South Orange County | 4 | Monthly System Peak Day | CAISO | 1-in-10 | 2029 | 21 |  |  |  | 86.6333 | 1
| Zone | South Orange County | 4 | Monthly System Peak Day | CAISO | 1-in-10 | 2029 | 22 |  |  |  | 84.3167 | 1
| Zone | South Orange County | 4 | Monthly System Peak Day | CAISO | 1-in-10 | 2029 | 23 |  |  |  | 81.1333 | 1
| Zone | South Orange County | 4 | Monthly System Peak Day | CAISO | 1-in-10 | 2029 | 24 |  |  |  | 75.3 | 1
| Zone | South Orange County | 5 | Average Weekday | CAISO | 1-in-10 | 2029 | 1 |  |  |  | 63.6645 | 1
| Zone | South Orange County | 5 | Average Weekday | CAISO | 1-in-10 | 2029 | 2 |  |  |  | 63.0442 | 1
| Zone | South Orange County | 5 | Average Weekday | CAISO | 1-in-10 | 2029 | 3 |  |  |  | 62.628 | 1
| Zone | South Orange County | 5 | Average Weekday | CAISO | 1-in-10 | 2029 | 4 |  |  |  | 62.226 | 1
| Zone | South Orange County | 5 | Average Weekday | CAISO | 1-in-10 | 2029 | 5 |  |  |  | 61.8174 | 1
| Zone | South Orange County | 5 | Average Weekday | CAISO | 1-in-10 | 2029 | 6 |  |  |  | 61.6734 | 1
| Zone | South Orange County | 5 | Average Weekday | CAISO | 1-in-10 | 2029 | 7 |  |  |  | 61.397 | 1
| Zone | South Orange County | 5 | Average Weekday | CAISO | 1-in-10 | 2029 | 8 |  |  |  | 61.9969 | 1
| Zone | South Orange County | 5 | Average Weekday | CAISO | 1-in-10 | 2029 | 9 |  |  |  | 64.0083 | 1
| Zone | South Orange County | 5 | Average Weekday | CAISO | 1-in-10 | 2029 | 10 |  |  |  | 66.8587 | 1
| Zone | South Orange County | 5 | Average Weekday | CAISO | 1-in-10 | 2029 | 11 |  |  |  | 69.2524 | 1
| Zone | South Orange County | 5 | Average Weekday | CAISO | 1-in-10 | 2029 | 12 |  |  |  | 71.168 | 1
| Zone | South Orange County | 5 | Average Weekday | CAISO | 1-in-10 | 2029 | 13 |  |  |  | 72.297 | 1
| Zone | South Orange County | 5 | Average Weekday | CAISO | 1-in-10 | 2029 | 14 |  |  |  | 73.148 | 1
| Zone | South Orange County | 5 | Average Weekday | CAISO | 1-in-10 | 2029 | 15 |  |  |  | 73.976 | 1
| Zone | South Orange County | 5 | Average Weekday | CAISO | 1-in-10 | 2029 | 16 |  |  |  | 74.1826 | 1
| Zone | South Orange County | 5 | Average Weekday | CAISO | 1-in-10 | 2029 | 17 |  |  |  | 74.122 | 1
| Zone | South Orange County | 5 | Average Weekday | CAISO | 1-in-10 | 2029 | 18 |  |  |  | 73.3027 | 1
| Zone | South Orange County | 5 | Average Weekday | CAISO | 1-in-10 | 2029 | 19 |  |  |  | 72.369 | 1
| Zone | South Orange County | 5 | Average Weekday | CAISO | 1-in-10 | 2029 | 20 |  |  |  | 70.709 | 1
| Zone | South Orange County | 5 | Average Weekday | CAISO | 1-in-10 | 2029 | 21 |  |  |  | 68.2305 | 1
| Zone | South Orange County | 5 | Average Weekday | CAISO | 1-in-10 | 2029 | 22 |  |  |  | 66.2595 | 1
| Zone | South Orange County | 5 | Average Weekday | CAISO | 1-in-10 | 2029 | 23 |  |  |  | 65.0803 | 1
| Zone | South Orange County | 5 | Average Weekday | CAISO | 1-in-10 | 2029 | 24 |  |  |  | 64.1396 | 1
| Zone | South Orange County | 5 | Monthly System Peak Day | CAISO | 1-in-10 | 2029 | 1 |  |  |  | 70.7233 | 1
| Zone | South Orange County | 5 | Monthly System Peak Day | CAISO | 1-in-10 | 2029 | 2 |  |  |  | 69.7867 | 1
| Zone | South Orange County | 5 | Monthly System Peak Day | CAISO | 1-in-10 | 2029 | 3 |  |  |  | 68.9883 | 1
| Zone | South Orange County | 5 | Monthly System Peak Day | CAISO | 1-in-10 | 2029 | 4 |  |  |  | 68.0967 | 1
| Zone | South Orange County | 5 | Monthly System Peak Day | CAISO | 1-in-10 | 2029 | 5 |  |  |  | 67.4783 | 1
| Zone | South Orange County | 5 | Monthly System Peak Day | CAISO | 1-in-10 | 2029 | 6 |  |  |  | 67.16 | 1
| Zone | South Orange County | 5 | Monthly System Peak Day | CAISO | 1-in-10 | 2029 | 7 |  |  |  | 66.67 | 1
| Zone | South Orange County | 5 | Monthly System Peak Day | CAISO | 1-in-10 | 2029 | 8 |  |  |  | 67.6783 | 1
| Zone | South Orange County | 5 | Monthly System Peak Day | CAISO | 1-in-10 | 2029 | 9 |  |  |  | 72.7933 | 1
| Zone | South Orange County | 5 | Monthly System Peak Day | CAISO | 1-in-10 | 2029 | 10 |  |  |  | 79.3333 | 1
| Zone | South Orange County | 5 | Monthly System Peak Day | CAISO | 1-in-10 | 2029 | 11 |  |  |  | 84.2 | 1
| Zone | South Orange County | 5 | Monthly System Peak Day | CAISO | 1-in-10 | 2029 | 12 |  |  |  | 88.4667 | 1
| Zone | South Orange County | 5 | Monthly System Peak Day | CAISO | 1-in-10 | 2029 | 13 |  |  |  | 90.0333 | 1
| Zone | South Orange County | 5 | Monthly System Peak Day | CAISO | 1-in-10 | 2029 | 14 |  |  |  | 89.8333 | 1
| Zone | South Orange County | 5 | Monthly System Peak Day | CAISO | 1-in-10 | 2029 | 15 |  |  |  | 92.15 | 1
| Zone | South Orange County | 5 | Monthly System Peak Day | CAISO | 1-in-10 | 2029 | 16 |  |  |  | 92.0167 | 1
| Zone | South Orange County | 5 | Monthly System Peak Day | CAISO | 1-in-10 | 2029 | 17 |  |  |  | 91.8 | 1
| Zone | South Orange County | 5 | Monthly System Peak Day | CAISO | 1-in-10 | 2029 | 18 |  |  |  | 90.4333 | 1
| Zone | South Orange County | 5 | Monthly System Peak Day | CAISO | 1-in-10 | 2029 | 19 |  |  |  | 89.9167 | 1
| Zone | South Orange County | 5 | Monthly System Peak Day | CAISO | 1-in-10 | 2029 | 20 |  |  |  | 87.0333 | 1
| Zone | South Orange County | 5 | Monthly System Peak Day | CAISO | 1-in-10 | 2029 | 21 |  |  |  | 83.1833 | 1
| Zone | South Orange County | 5 | Monthly System Peak Day | CAISO | 1-in-10 | 2029 | 22 |  |  |  | 79.8 | 1
| Zone | South Orange County | 5 | Monthly System Peak Day | CAISO | 1-in-10 | 2029 | 23 |  |  |  | 76.7667 | 1
| Zone | South Orange County | 5 | Monthly System Peak Day | CAISO | 1-in-10 | 2029 | 24 |  |  |  | 73.3367 | 1
| Zone | South Orange County | 6 | Average Weekday | CAISO | 1-in-10 | 2029 | 1 |  |  |  | 64.8305 | 1
| Zone | South Orange County | 6 | Average Weekday | CAISO | 1-in-10 | 2029 | 2 |  |  |  | 64.5677 | 1
| Zone | South Orange County | 6 | Average Weekday | CAISO | 1-in-10 | 2029 | 3 |  |  |  | 64.3736 | 1
| Zone | South Orange County | 6 | Average Weekday | CAISO | 1-in-10 | 2029 | 4 |  |  |  | 64.1311 | 1
| Zone | South Orange County | 6 | Average Weekday | CAISO | 1-in-10 | 2029 | 5 |  |  |  | 63.9809 | 1
| Zone | South Orange County | 6 | Average Weekday | CAISO | 1-in-10 | 2029 | 6 |  |  |  | 63.8758 | 1
| Zone | South Orange County | 6 | Average Weekday | CAISO | 1-in-10 | 2029 | 7 |  |  |  | 63.8143 | 1
| Zone | South Orange County | 6 | Average Weekday | CAISO | 1-in-10 | 2029 | 8 |  |  |  | 64.0327 | 1
| Zone | South Orange County | 6 | Average Weekday | CAISO | 1-in-10 | 2029 | 9 |  |  |  | 64.9331 | 1
| Zone | South Orange County | 6 | Average Weekday | CAISO | 1-in-10 | 2029 | 10 |  |  |  | 66.7504 | 1
| Zone | South Orange County | 6 | Average Weekday | CAISO | 1-in-10 | 2029 | 11 |  |  |  | 69.068 | 1
| Zone | South Orange County | 6 | Average Weekday | CAISO | 1-in-10 | 2029 | 12 |  |  |  | 70.8322 | 1
| Zone | South Orange County | 6 | Average Weekday | CAISO | 1-in-10 | 2029 | 13 |  |  |  | 71.7878 | 1
| Zone | South Orange County | 6 | Average Weekday | CAISO | 1-in-10 | 2029 | 14 |  |  |  | 72.1196 | 1
| Zone | South Orange County | 6 | Average Weekday | CAISO | 1-in-10 | 2029 | 15 |  |  |  | 72.8228 | 1
| Zone | South Orange County | 6 | Average Weekday | CAISO | 1-in-10 | 2029 | 16 |  |  |  | 73.7532 | 1
| Zone | South Orange County | 6 | Average Weekday | CAISO | 1-in-10 | 2029 | 17 |  |  |  | 73.7854 | 1
| Zone | South Orange County | 6 | Average Weekday | CAISO | 1-in-10 | 2029 | 18 |  |  |  | 73.2464 | 1
| Zone | South Orange County | 6 | Average Weekday | CAISO | 1-in-10 | 2029 | 19 |  |  |  | 72.2489 | 1
| Zone | South Orange County | 6 | Average Weekday | CAISO | 1-in-10 | 2029 | 20 |  |  |  | 70.5072 | 1
| Zone | South Orange County | 6 | Average Weekday | CAISO | 1-in-10 | 2029 | 21 |  |  |  | 68.643 | 1
| Zone | South Orange County | 6 | Average Weekday | CAISO | 1-in-10 | 2029 | 22 |  |  |  | 66.6989 | 1
| Zone | South Orange County | 6 | Average Weekday | CAISO | 1-in-10 | 2029 | 23 |  |  |  | 65.7762 | 1
| Zone | South Orange County | 6 | Average Weekday | CAISO | 1-in-10 | 2029 | 24 |  |  |  | 65.3146 | 1
| Zone | South Orange County | 6 | Monthly System Peak Day | CAISO | 1-in-10 | 2029 | 1 |  |  |  | 69.3 | 1
| Zone | South Orange County | 6 | Monthly System Peak Day | CAISO | 1-in-10 | 2029 | 2 |  |  |  | 67.8217 | 1
| Zone | South Orange County | 6 | Monthly System Peak Day | CAISO | 1-in-10 | 2029 | 3 |  |  |  | 67.0917 | 1
| Zone | South Orange County | 6 | Monthly System Peak Day | CAISO | 1-in-10 | 2029 | 4 |  |  |  | 66.85 | 1
| Zone | South Orange County | 6 | Monthly System Peak Day | CAISO | 1-in-10 | 2029 | 5 |  |  |  | 66.105 | 1
| Zone | South Orange County | 6 | Monthly System Peak Day | CAISO | 1-in-10 | 2029 | 6 |  |  |  | 65.4533 | 1
| Zone | South Orange County | 6 | Monthly System Peak Day | CAISO | 1-in-10 | 2029 | 7 |  |  |  | 65.015 | 1
| Zone | South Orange County | 6 | Monthly System Peak Day | CAISO | 1-in-10 | 2029 | 8 |  |  |  | 65.9783 | 1
| Zone | South Orange County | 6 | Monthly System Peak Day | CAISO | 1-in-10 | 2029 | 9 |  |  |  | 69.0117 | 1
| Zone | South Orange County | 6 | Monthly System Peak Day | CAISO | 1-in-10 | 2029 | 10 |  |  |  | 74.415 | 1
| Zone | South Orange County | 6 | Monthly System Peak Day | CAISO | 1-in-10 | 2029 | 11 |  |  |  | 79.79 | 1
| Zone | South Orange County | 6 | Monthly System Peak Day | CAISO | 1-in-10 | 2029 | 12 |  |  |  | 80.5 | 1
| Zone | South Orange County | 6 | Monthly System Peak Day | CAISO | 1-in-10 | 2029 | 13 |  |  |  | 79.8833 | 1
| Zone | South Orange County | 6 | Monthly System Peak Day | CAISO | 1-in-10 | 2029 | 14 |  |  |  | 80.15 | 1
| Zone | South Orange County | 6 | Monthly System Peak Day | CAISO | 1-in-10 | 2029 | 15 |  |  |  | 82.8333 | 1
| Zone | South Orange County | 6 | Monthly System Peak Day | CAISO | 1-in-10 | 2029 | 16 |  |  |  | 87.0833 | 1
| Zone | South Orange County | 6 | Monthly System Peak Day | CAISO | 1-in-10 | 2029 | 17 |  |  |  | 88.95 | 1
| Zone | South Orange County | 6 | Monthly System Peak Day | CAISO | 1-in-10 | 2029 | 18 |  |  |  | 89.45 | 1
| Zone | South Orange County | 6 | Monthly System Peak Day | CAISO | 1-in-10 | 2029 | 19 |  |  |  | 85.5833 | 1
| Zone | South Orange County | 6 | Monthly System Peak Day | CAISO | 1-in-10 | 2029 | 20 |  |  |  | 78.3833 | 1
| Zone | South Orange County | 6 | Monthly System Peak Day | CAISO | 1-in-10 | 2029 | 21 |  |  |  | 74.7167 | 1
| Zone | South Orange County | 6 | Monthly System Peak Day | CAISO | 1-in-10 | 2029 | 22 |  |  |  | 72.1567 | 1
| Zone | South Orange County | 6 | Monthly System Peak Day | CAISO | 1-in-10 | 2029 | 23 |  |  |  | 70.8033 | 1
| Zone | South Orange County | 6 | Monthly System Peak Day | CAISO | 1-in-10 | 2029 | 24 |  |  |  | 69.8083 | 1
| Zone | South Orange County | 7 | Average Weekday | CAISO | 1-in-10 | 2029 | 1 |  |  |  | 69.4461 | 1
| Zone | South Orange County | 7 | Average Weekday | CAISO | 1-in-10 | 2029 | 2 |  |  |  | 69.086 | 1
| Zone | South Orange County | 7 | Average Weekday | CAISO | 1-in-10 | 2029 | 3 |  |  |  | 68.7807 | 1
| Zone | South Orange County | 7 | Average Weekday | CAISO | 1-in-10 | 2029 | 4 |  |  |  | 68.5325 | 1
| Zone | South Orange County | 7 | Average Weekday | CAISO | 1-in-10 | 2029 | 5 |  |  |  | 68.3902 | 1
| Zone | South Orange County | 7 | Average Weekday | CAISO | 1-in-10 | 2029 | 6 |  |  |  | 68.3303 | 1
| Zone | South Orange County | 7 | Average Weekday | CAISO | 1-in-10 | 2029 | 7 |  |  |  | 68.2904 | 1
| Zone | South Orange County | 7 | Average Weekday | CAISO | 1-in-10 | 2029 | 8 |  |  |  | 68.6719 | 1
| Zone | South Orange County | 7 | Average Weekday | CAISO | 1-in-10 | 2029 | 9 |  |  |  | 70.0939 | 1
| Zone | South Orange County | 7 | Average Weekday | CAISO | 1-in-10 | 2029 | 10 |  |  |  | 72.5596 | 1
| Zone | South Orange County | 7 | Average Weekday | CAISO | 1-in-10 | 2029 | 11 |  |  |  | 75.3255 | 1
| Zone | South Orange County | 7 | Average Weekday | CAISO | 1-in-10 | 2029 | 12 |  |  |  | 77.2332 | 1
| Zone | South Orange County | 7 | Average Weekday | CAISO | 1-in-10 | 2029 | 13 |  |  |  | 78.0307 | 1
| Zone | South Orange County | 7 | Average Weekday | CAISO | 1-in-10 | 2029 | 14 |  |  |  | 78.1088 | 1
| Zone | South Orange County | 7 | Average Weekday | CAISO | 1-in-10 | 2029 | 15 |  |  |  | 78.888 | 1
| Zone | South Orange County | 7 | Average Weekday | CAISO | 1-in-10 | 2029 | 16 |  |  |  | 79.4733 | 1
| Zone | South Orange County | 7 | Average Weekday | CAISO | 1-in-10 | 2029 | 17 |  |  |  | 79.575 | 1
| Zone | South Orange County | 7 | Average Weekday | CAISO | 1-in-10 | 2029 | 18 |  |  |  | 79.1003 | 1
| Zone | South Orange County | 7 | Average Weekday | CAISO | 1-in-10 | 2029 | 19 |  |  |  | 78.1803 | 1
| Zone | South Orange County | 7 | Average Weekday | CAISO | 1-in-10 | 2029 | 20 |  |  |  | 76.474 | 1
| Zone | South Orange County | 7 | Average Weekday | CAISO | 1-in-10 | 2029 | 21 |  |  |  | 74.0284 | 1
| Zone | South Orange County | 7 | Average Weekday | CAISO | 1-in-10 | 2029 | 22 |  |  |  | 71.8255 | 1
| Zone | South Orange County | 7 | Average Weekday | CAISO | 1-in-10 | 2029 | 23 |  |  |  | 70.847 | 1
| Zone | South Orange County | 7 | Average Weekday | CAISO | 1-in-10 | 2029 | 24 |  |  |  | 70.1921 | 1
| Zone | South Orange County | 7 | Monthly System Peak Day | CAISO | 1-in-10 | 2029 | 1 |  |  |  | 72.6833 | 1
| Zone | South Orange County | 7 | Monthly System Peak Day | CAISO | 1-in-10 | 2029 | 2 |  |  |  | 72.45 | 1
| Zone | South Orange County | 7 | Monthly System Peak Day | CAISO | 1-in-10 | 2029 | 3 |  |  |  | 72.0833 | 1
| Zone | South Orange County | 7 | Monthly System Peak Day | CAISO | 1-in-10 | 2029 | 4 |  |  |  | 71.6333 | 1
| Zone | South Orange County | 7 | Monthly System Peak Day | CAISO | 1-in-10 | 2029 | 5 |  |  |  | 71.3 | 1
| Zone | South Orange County | 7 | Monthly System Peak Day | CAISO | 1-in-10 | 2029 | 6 |  |  |  | 71.1667 | 1
| Zone | South Orange County | 7 | Monthly System Peak Day | CAISO | 1-in-10 | 2029 | 7 |  |  |  | 71 | 1
| Zone | South Orange County | 7 | Monthly System Peak Day | CAISO | 1-in-10 | 2029 | 8 |  |  |  | 71.0333 | 1
| Zone | South Orange County | 7 | Monthly System Peak Day | CAISO | 1-in-10 | 2029 | 9 |  |  |  | 72.3833 | 1
| Zone | South Orange County | 7 | Monthly System Peak Day | CAISO | 1-in-10 | 2029 | 10 |  |  |  | 74.8167 | 1
| Zone | South Orange County | 7 | Monthly System Peak Day | CAISO | 1-in-10 | 2029 | 11 |  |  |  | 78.0333 | 1
| Zone | South Orange County | 7 | Monthly System Peak Day | CAISO | 1-in-10 | 2029 | 12 |  |  |  | 80.65 | 1
| Zone | South Orange County | 7 | Monthly System Peak Day | CAISO | 1-in-10 | 2029 | 13 |  |  |  | 82.0667 | 1
| Zone | South Orange County | 7 | Monthly System Peak Day | CAISO | 1-in-10 | 2029 | 14 |  |  |  | 82.25 | 1
| Zone | South Orange County | 7 | Monthly System Peak Day | CAISO | 1-in-10 | 2029 | 15 |  |  |  | 82.7167 | 1
| Zone | South Orange County | 7 | Monthly System Peak Day | CAISO | 1-in-10 | 2029 | 16 |  |  |  | 81.7167 | 1
| Zone | South Orange County | 7 | Monthly System Peak Day | CAISO | 1-in-10 | 2029 | 17 |  |  |  | 80.05 | 1
| Zone | South Orange County | 7 | Monthly System Peak Day | CAISO | 1-in-10 | 2029 | 18 |  |  |  | 80.8167 | 1
| Zone | South Orange County | 7 | Monthly System Peak Day | CAISO | 1-in-10 | 2029 | 19 |  |  |  | 79.8333 | 1
| Zone | South Orange County | 7 | Monthly System Peak Day | CAISO | 1-in-10 | 2029 | 20 |  |  |  | 77.7 | 1
| Zone | South Orange County | 7 | Monthly System Peak Day | CAISO | 1-in-10 | 2029 | 21 |  |  |  | 75.5 | 1
| Zone | South Orange County | 7 | Monthly System Peak Day | CAISO | 1-in-10 | 2029 | 22 |  |  |  | 73.0833 | 1
| Zone | South Orange County | 7 | Monthly System Peak Day | CAISO | 1-in-10 | 2029 | 23 |  |  |  | 72.4833 | 1
| Zone | South Orange County | 7 | Monthly System Peak Day | CAISO | 1-in-10 | 2029 | 24 |  |  |  | 72.25 | 1
| Zone | South Orange County | 8 | Average Weekday | CAISO | 1-in-10 | 2029 | 1 |  |  |  | 69.5985 | 1
| Zone | South Orange County | 8 | Average Weekday | CAISO | 1-in-10 | 2029 | 2 |  |  |  | 69.3141 | 1
| Zone | South Orange County | 8 | Average Weekday | CAISO | 1-in-10 | 2029 | 3 |  |  |  | 69.0234 | 1
| Zone | South Orange County | 8 | Average Weekday | CAISO | 1-in-10 | 2029 | 4 |  |  |  | 68.8309 | 1
| Zone | South Orange County | 8 | Average Weekday | CAISO | 1-in-10 | 2029 | 5 |  |  |  | 68.605 | 1
| Zone | South Orange County | 8 | Average Weekday | CAISO | 1-in-10 | 2029 | 6 |  |  |  | 68.457 | 1
| Zone | South Orange County | 8 | Average Weekday | CAISO | 1-in-10 | 2029 | 7 |  |  |  | 68.3726 | 1
| Zone | South Orange County | 8 | Average Weekday | CAISO | 1-in-10 | 2029 | 8 |  |  |  | 68.4341 | 1
| Zone | South Orange County | 8 | Average Weekday | CAISO | 1-in-10 | 2029 | 9 |  |  |  | 69.3385 | 1
| Zone | South Orange County | 8 | Average Weekday | CAISO | 1-in-10 | 2029 | 10 |  |  |  | 71.1052 | 1
| Zone | South Orange County | 8 | Average Weekday | CAISO | 1-in-10 | 2029 | 11 |  |  |  | 73.5361 | 1
| Zone | South Orange County | 8 | Average Weekday | CAISO | 1-in-10 | 2029 | 12 |  |  |  | 75.6692 | 1
| Zone | South Orange County | 8 | Average Weekday | CAISO | 1-in-10 | 2029 | 13 |  |  |  | 76.6918 | 1
| Zone | South Orange County | 8 | Average Weekday | CAISO | 1-in-10 | 2029 | 14 |  |  |  | 77.525 | 1
| Zone | South Orange County | 8 | Average Weekday | CAISO | 1-in-10 | 2029 | 15 |  |  |  | 78.6466 | 1
| Zone | South Orange County | 8 | Average Weekday | CAISO | 1-in-10 | 2029 | 16 |  |  |  | 79.2502 | 1
| Zone | South Orange County | 8 | Average Weekday | CAISO | 1-in-10 | 2029 | 17 |  |  |  | 79.1715 | 1
| Zone | South Orange County | 8 | Average Weekday | CAISO | 1-in-10 | 2029 | 18 |  |  |  | 78.5438 | 1
| Zone | South Orange County | 8 | Average Weekday | CAISO | 1-in-10 | 2029 | 19 |  |  |  | 77.3582 | 1
| Zone | South Orange County | 8 | Average Weekday | CAISO | 1-in-10 | 2029 | 20 |  |  |  | 75.7666 | 1
| Zone | South Orange County | 8 | Average Weekday | CAISO | 1-in-10 | 2029 | 21 |  |  |  | 73.3325 | 1
| Zone | South Orange County | 8 | Average Weekday | CAISO | 1-in-10 | 2029 | 22 |  |  |  | 71.7902 | 1
| Zone | South Orange County | 8 | Average Weekday | CAISO | 1-in-10 | 2029 | 23 |  |  |  | 71.0086 | 1
| Zone | South Orange County | 8 | Average Weekday | CAISO | 1-in-10 | 2029 | 24 |  |  |  | 70.2746 | 1
| Zone | South Orange County | 8 | Monthly System Peak Day | CAISO | 1-in-10 | 2029 | 1 |  |  |  | 70.835 | 1
| Zone | South Orange County | 8 | Monthly System Peak Day | CAISO | 1-in-10 | 2029 | 2 |  |  |  | 70.33 | 1
| Zone | South Orange County | 8 | Monthly System Peak Day | CAISO | 1-in-10 | 2029 | 3 |  |  |  | 70.025 | 1
| Zone | South Orange County | 8 | Monthly System Peak Day | CAISO | 1-in-10 | 2029 | 4 |  |  |  | 69.8267 | 1
| Zone | South Orange County | 8 | Monthly System Peak Day | CAISO | 1-in-10 | 2029 | 5 |  |  |  | 69.4383 | 1
| Zone | South Orange County | 8 | Monthly System Peak Day | CAISO | 1-in-10 | 2029 | 6 |  |  |  | 69.155 | 1
| Zone | South Orange County | 8 | Monthly System Peak Day | CAISO | 1-in-10 | 2029 | 7 |  |  |  | 69.0167 | 1
| Zone | South Orange County | 8 | Monthly System Peak Day | CAISO | 1-in-10 | 2029 | 8 |  |  |  | 69.0817 | 1
| Zone | South Orange County | 8 | Monthly System Peak Day | CAISO | 1-in-10 | 2029 | 9 |  |  |  | 70.035 | 1
| Zone | South Orange County | 8 | Monthly System Peak Day | CAISO | 1-in-10 | 2029 | 10 |  |  |  | 73.155 | 1
| Zone | South Orange County | 8 | Monthly System Peak Day | CAISO | 1-in-10 | 2029 | 11 |  |  |  | 77.7833 | 1
| Zone | South Orange County | 8 | Monthly System Peak Day | CAISO | 1-in-10 | 2029 | 12 |  |  |  | 82 | 1
| Zone | South Orange County | 8 | Monthly System Peak Day | CAISO | 1-in-10 | 2029 | 13 |  |  |  | 82.8333 | 1
| Zone | South Orange County | 8 | Monthly System Peak Day | CAISO | 1-in-10 | 2029 | 14 |  |  |  | 84.7 | 1
| Zone | South Orange County | 8 | Monthly System Peak Day | CAISO | 1-in-10 | 2029 | 15 |  |  |  | 85.1167 | 1
| Zone | South Orange County | 8 | Monthly System Peak Day | CAISO | 1-in-10 | 2029 | 16 |  |  |  | 85.1667 | 1
| Zone | South Orange County | 8 | Monthly System Peak Day | CAISO | 1-in-10 | 2029 | 17 |  |  |  | 85.5833 | 1
| Zone | South Orange County | 8 | Monthly System Peak Day | CAISO | 1-in-10 | 2029 | 18 |  |  |  | 85.5 | 1
| Zone | South Orange County | 8 | Monthly System Peak Day | CAISO | 1-in-10 | 2029 | 19 |  |  |  | 84.35 | 1
| Zone | South Orange County | 8 | Monthly System Peak Day | CAISO | 1-in-10 | 2029 | 20 |  |  |  | 84.25 | 1
| Zone | South Orange County | 8 | Monthly System Peak Day | CAISO | 1-in-10 | 2029 | 21 |  |  |  | 80.0833 | 1
| Zone | South Orange County | 8 | Monthly System Peak Day | CAISO | 1-in-10 | 2029 | 22 |  |  |  | 76.4667 | 1
| Zone | South Orange County | 8 | Monthly System Peak Day | CAISO | 1-in-10 | 2029 | 23 |  |  |  | 75.2 | 1
| Zone | South Orange County | 8 | Monthly System Peak Day | CAISO | 1-in-10 | 2029 | 24 |  |  |  | 73.86 | 1
| Zone | South Orange County | 8 | Typical Event Day | CAISO | 1-in-10 | 2029 | 1 |  |  |  | 72.1671 | 1
| Zone | South Orange County | 8 | Typical Event Day | CAISO | 1-in-10 | 2029 | 2 |  |  |  | 71.3337 | 1
| Zone | South Orange County | 8 | Typical Event Day | CAISO | 1-in-10 | 2029 | 3 |  |  |  | 70.8583 | 1
| Zone | South Orange County | 8 | Typical Event Day | CAISO | 1-in-10 | 2029 | 4 |  |  |  | 70.6608 | 1
| Zone | South Orange County | 8 | Typical Event Day | CAISO | 1-in-10 | 2029 | 5 |  |  |  | 70.3275 | 1
| Zone | South Orange County | 8 | Typical Event Day | CAISO | 1-in-10 | 2029 | 6 |  |  |  | 69.9396 | 1
| Zone | South Orange County | 8 | Typical Event Day | CAISO | 1-in-10 | 2029 | 7 |  |  |  | 69.7663 | 1
| Zone | South Orange County | 8 | Typical Event Day | CAISO | 1-in-10 | 2029 | 8 |  |  |  | 70.1567 | 1
| Zone | South Orange County | 8 | Typical Event Day | CAISO | 1-in-10 | 2029 | 9 |  |  |  | 71.8117 | 1
| Zone | South Orange County | 8 | Typical Event Day | CAISO | 1-in-10 | 2029 | 10 |  |  |  | 75.4342 | 1
| Zone | South Orange County | 8 | Typical Event Day | CAISO | 1-in-10 | 2029 | 11 |  |  |  | 80.0058 | 1
| Zone | South Orange County | 8 | Typical Event Day | CAISO | 1-in-10 | 2029 | 12 |  |  |  | 82.7958 | 1
| Zone | South Orange County | 8 | Typical Event Day | CAISO | 1-in-10 | 2029 | 13 |  |  |  | 83.75 | 1
| Zone | South Orange County | 8 | Typical Event Day | CAISO | 1-in-10 | 2029 | 14 |  |  |  | 84.7333 | 1
| Zone | South Orange County | 8 | Typical Event Day | CAISO | 1-in-10 | 2029 | 15 |  |  |  | 85.65 | 1
| Zone | South Orange County | 8 | Typical Event Day | CAISO | 1-in-10 | 2029 | 16 |  |  |  | 86.425 | 1
| Zone | South Orange County | 8 | Typical Event Day | CAISO | 1-in-10 | 2029 | 17 |  |  |  | 86.4542 | 1
| Zone | South Orange County | 8 | Typical Event Day | CAISO | 1-in-10 | 2029 | 18 |  |  |  | 86.6 | 1
| Zone | South Orange County | 8 | Typical Event Day | CAISO | 1-in-10 | 2029 | 19 |  |  |  | 85.0542 | 1
| Zone | South Orange County | 8 | Typical Event Day | CAISO | 1-in-10 | 2029 | 20 |  |  |  | 82.2833 | 1
| Zone | South Orange County | 8 | Typical Event Day | CAISO | 1-in-10 | 2029 | 21 |  |  |  | 79.0292 | 1
| Zone | South Orange County | 8 | Typical Event Day | CAISO | 1-in-10 | 2029 | 22 |  |  |  | 76.9808 | 1
| Zone | South Orange County | 8 | Typical Event Day | CAISO | 1-in-10 | 2029 | 23 |  |  |  | 75.7592 | 1
| Zone | South Orange County | 8 | Typical Event Day | CAISO | 1-in-10 | 2029 | 24 |  |  |  | 74.4796 | 1
| Zone | South Orange County | 9 | Average Weekday | CAISO | 1-in-10 | 2029 | 1 |  |  |  | 71.7479 | 1
| Zone | South Orange County | 9 | Average Weekday | CAISO | 1-in-10 | 2029 | 2 |  |  |  | 71.1465 | 1
| Zone | South Orange County | 9 | Average Weekday | CAISO | 1-in-10 | 2029 | 3 |  |  |  | 70.6301 | 1
| Zone | South Orange County | 9 | Average Weekday | CAISO | 1-in-10 | 2029 | 4 |  |  |  | 70.1971 | 1
| Zone | South Orange County | 9 | Average Weekday | CAISO | 1-in-10 | 2029 | 5 |  |  |  | 69.8707 | 1
| Zone | South Orange County | 9 | Average Weekday | CAISO | 1-in-10 | 2029 | 6 |  |  |  | 69.5087 | 1
| Zone | South Orange County | 9 | Average Weekday | CAISO | 1-in-10 | 2029 | 7 |  |  |  | 69.2601 | 1
| Zone | South Orange County | 9 | Average Weekday | CAISO | 1-in-10 | 2029 | 8 |  |  |  | 69.177 | 1
| Zone | South Orange County | 9 | Average Weekday | CAISO | 1-in-10 | 2029 | 9 |  |  |  | 70.2802 | 1
| Zone | South Orange County | 9 | Average Weekday | CAISO | 1-in-10 | 2029 | 10 |  |  |  | 72.886 | 1
| Zone | South Orange County | 9 | Average Weekday | CAISO | 1-in-10 | 2029 | 11 |  |  |  | 75.8762 | 1
| Zone | South Orange County | 9 | Average Weekday | CAISO | 1-in-10 | 2029 | 12 |  |  |  | 78.4211 | 1
| Zone | South Orange County | 9 | Average Weekday | CAISO | 1-in-10 | 2029 | 13 |  |  |  | 79.6325 | 1
| Zone | South Orange County | 9 | Average Weekday | CAISO | 1-in-10 | 2029 | 14 |  |  |  | 80.3008 | 1
| Zone | South Orange County | 9 | Average Weekday | CAISO | 1-in-10 | 2029 | 15 |  |  |  | 81.2714 | 1
| Zone | South Orange County | 9 | Average Weekday | CAISO | 1-in-10 | 2029 | 16 |  |  |  | 81.5167 | 1
| Zone | South Orange County | 9 | Average Weekday | CAISO | 1-in-10 | 2029 | 17 |  |  |  | 81.431 | 1
| Zone | South Orange County | 9 | Average Weekday | CAISO | 1-in-10 | 2029 | 18 |  |  |  | 80.6365 | 1
| Zone | South Orange County | 9 | Average Weekday | CAISO | 1-in-10 | 2029 | 19 |  |  |  | 79.223 | 1
| Zone | South Orange County | 9 | Average Weekday | CAISO | 1-in-10 | 2029 | 20 |  |  |  | 77.0676 | 1
| Zone | South Orange County | 9 | Average Weekday | CAISO | 1-in-10 | 2029 | 21 |  |  |  | 74.7656 | 1
| Zone | South Orange County | 9 | Average Weekday | CAISO | 1-in-10 | 2029 | 22 |  |  |  | 73.7906 | 1
| Zone | South Orange County | 9 | Average Weekday | CAISO | 1-in-10 | 2029 | 23 |  |  |  | 72.9166 | 1
| Zone | South Orange County | 9 | Average Weekday | CAISO | 1-in-10 | 2029 | 24 |  |  |  | 72.1378 | 1
| Zone | South Orange County | 9 | Monthly System Peak Day | CAISO | 1-in-10 | 2029 | 1 |  |  |  | 75.85 | 1
| Zone | South Orange County | 9 | Monthly System Peak Day | CAISO | 1-in-10 | 2029 | 2 |  |  |  | 74.7333 | 1
| Zone | South Orange County | 9 | Monthly System Peak Day | CAISO | 1-in-10 | 2029 | 3 |  |  |  | 74.2333 | 1
| Zone | South Orange County | 9 | Monthly System Peak Day | CAISO | 1-in-10 | 2029 | 4 |  |  |  | 74.3333 | 1
| Zone | South Orange County | 9 | Monthly System Peak Day | CAISO | 1-in-10 | 2029 | 5 |  |  |  | 74.4667 | 1
| Zone | South Orange County | 9 | Monthly System Peak Day | CAISO | 1-in-10 | 2029 | 6 |  |  |  | 73.9833 | 1
| Zone | South Orange County | 9 | Monthly System Peak Day | CAISO | 1-in-10 | 2029 | 7 |  |  |  | 74.0333 | 1
| Zone | South Orange County | 9 | Monthly System Peak Day | CAISO | 1-in-10 | 2029 | 8 |  |  |  | 74.5333 | 1
| Zone | South Orange County | 9 | Monthly System Peak Day | CAISO | 1-in-10 | 2029 | 9 |  |  |  | 75.8167 | 1
| Zone | South Orange County | 9 | Monthly System Peak Day | CAISO | 1-in-10 | 2029 | 10 |  |  |  | 79.35 | 1
| Zone | South Orange County | 9 | Monthly System Peak Day | CAISO | 1-in-10 | 2029 | 11 |  |  |  | 84.4167 | 1
| Zone | South Orange County | 9 | Monthly System Peak Day | CAISO | 1-in-10 | 2029 | 12 |  |  |  | 88.0333 | 1
| Zone | South Orange County | 9 | Monthly System Peak Day | CAISO | 1-in-10 | 2029 | 13 |  |  |  | 90.2167 | 1
| Zone | South Orange County | 9 | Monthly System Peak Day | CAISO | 1-in-10 | 2029 | 14 |  |  |  | 91.8333 | 1
| Zone | South Orange County | 9 | Monthly System Peak Day | CAISO | 1-in-10 | 2029 | 15 |  |  |  | 91.9333 | 1
| Zone | South Orange County | 9 | Monthly System Peak Day | CAISO | 1-in-10 | 2029 | 16 |  |  |  | 91.7333 | 1
| Zone | South Orange County | 9 | Monthly System Peak Day | CAISO | 1-in-10 | 2029 | 17 |  |  |  | 91.2333 | 1
| Zone | South Orange County | 9 | Monthly System Peak Day | CAISO | 1-in-10 | 2029 | 18 |  |  |  | 90.6333 | 1
| Zone | South Orange County | 9 | Monthly System Peak Day | CAISO | 1-in-10 | 2029 | 19 |  |  |  | 90.45 | 1
| Zone | South Orange County | 9 | Monthly System Peak Day | CAISO | 1-in-10 | 2029 | 20 |  |  |  | 88.8 | 1
| Zone | South Orange County | 9 | Monthly System Peak Day | CAISO | 1-in-10 | 2029 | 21 |  |  |  | 85.8167 | 1
| Zone | South Orange County | 9 | Monthly System Peak Day | CAISO | 1-in-10 | 2029 | 22 |  |  |  | 86.2167 | 1
| Zone | South Orange County | 9 | Monthly System Peak Day | CAISO | 1-in-10 | 2029 | 23 |  |  |  | 84.55 | 1
| Zone | South Orange County | 9 | Monthly System Peak Day | CAISO | 1-in-10 | 2029 | 24 |  |  |  | 82 | 1
| Zone | South Orange County | 10 | Average Weekday | CAISO | 1-in-10 | 2029 | 1 |  |  |  | 69.118 | 1
| Zone | South Orange County | 10 | Average Weekday | CAISO | 1-in-10 | 2029 | 2 |  |  |  | 68.5352 | 1
| Zone | South Orange County | 10 | Average Weekday | CAISO | 1-in-10 | 2029 | 3 |  |  |  | 67.8411 | 1
| Zone | South Orange County | 10 | Average Weekday | CAISO | 1-in-10 | 2029 | 4 |  |  |  | 67.235 | 1
| Zone | South Orange County | 10 | Average Weekday | CAISO | 1-in-10 | 2029 | 5 |  |  |  | 66.6026 | 1
| Zone | South Orange County | 10 | Average Weekday | CAISO | 1-in-10 | 2029 | 6 |  |  |  | 66.2633 | 1
| Zone | South Orange County | 10 | Average Weekday | CAISO | 1-in-10 | 2029 | 7 |  |  |  | 65.9069 | 1
| Zone | South Orange County | 10 | Average Weekday | CAISO | 1-in-10 | 2029 | 8 |  |  |  | 65.5926 | 1
| Zone | South Orange County | 10 | Average Weekday | CAISO | 1-in-10 | 2029 | 9 |  |  |  | 65.9445 | 1
| Zone | South Orange County | 10 | Average Weekday | CAISO | 1-in-10 | 2029 | 10 |  |  |  | 68.4825 | 1
| Zone | South Orange County | 10 | Average Weekday | CAISO | 1-in-10 | 2029 | 11 |  |  |  | 71.8683 | 1
| Zone | South Orange County | 10 | Average Weekday | CAISO | 1-in-10 | 2029 | 12 |  |  |  | 74.8892 | 1
| Zone | South Orange County | 10 | Average Weekday | CAISO | 1-in-10 | 2029 | 13 |  |  |  | 77.3307 | 1
| Zone | South Orange County | 10 | Average Weekday | CAISO | 1-in-10 | 2029 | 14 |  |  |  | 78.5737 | 1
| Zone | South Orange County | 10 | Average Weekday | CAISO | 1-in-10 | 2029 | 15 |  |  |  | 79.2328 | 1
| Zone | South Orange County | 10 | Average Weekday | CAISO | 1-in-10 | 2029 | 16 |  |  |  | 79.1279 | 1
| Zone | South Orange County | 10 | Average Weekday | CAISO | 1-in-10 | 2029 | 17 |  |  |  | 78.8701 | 1
| Zone | South Orange County | 10 | Average Weekday | CAISO | 1-in-10 | 2029 | 18 |  |  |  | 78.3056 | 1
| Zone | South Orange County | 10 | Average Weekday | CAISO | 1-in-10 | 2029 | 19 |  |  |  | 76.8335 | 1
| Zone | South Orange County | 10 | Average Weekday | CAISO | 1-in-10 | 2029 | 20 |  |  |  | 74.2791 | 1
| Zone | South Orange County | 10 | Average Weekday | CAISO | 1-in-10 | 2029 | 21 |  |  |  | 72.6954 | 1
| Zone | South Orange County | 10 | Average Weekday | CAISO | 1-in-10 | 2029 | 22 |  |  |  | 71.6686 | 1
| Zone | South Orange County | 10 | Average Weekday | CAISO | 1-in-10 | 2029 | 23 |  |  |  | 70.7785 | 1
| Zone | South Orange County | 10 | Average Weekday | CAISO | 1-in-10 | 2029 | 24 |  |  |  | 69.9095 | 1
| Zone | South Orange County | 10 | Monthly System Peak Day | CAISO | 1-in-10 | 2029 | 1 |  |  |  | 75 | 1
| Zone | South Orange County | 10 | Monthly System Peak Day | CAISO | 1-in-10 | 2029 | 2 |  |  |  | 74.5633 | 1
| Zone | South Orange County | 10 | Monthly System Peak Day | CAISO | 1-in-10 | 2029 | 3 |  |  |  | 73.8333 | 1
| Zone | South Orange County | 10 | Monthly System Peak Day | CAISO | 1-in-10 | 2029 | 4 |  |  |  | 73.5633 | 1
| Zone | South Orange County | 10 | Monthly System Peak Day | CAISO | 1-in-10 | 2029 | 5 |  |  |  | 73.6483 | 1
| Zone | South Orange County | 10 | Monthly System Peak Day | CAISO | 1-in-10 | 2029 | 6 |  |  |  | 73.495 | 1
| Zone | South Orange County | 10 | Monthly System Peak Day | CAISO | 1-in-10 | 2029 | 7 |  |  |  | 73.0483 | 1
| Zone | South Orange County | 10 | Monthly System Peak Day | CAISO | 1-in-10 | 2029 | 8 |  |  |  | 72.8967 | 1
| Zone | South Orange County | 10 | Monthly System Peak Day | CAISO | 1-in-10 | 2029 | 9 |  |  |  | 73.5133 | 1
| Zone | South Orange County | 10 | Monthly System Peak Day | CAISO | 1-in-10 | 2029 | 10 |  |  |  | 76.9 | 1
| Zone | South Orange County | 10 | Monthly System Peak Day | CAISO | 1-in-10 | 2029 | 11 |  |  |  | 80.4167 | 1
| Zone | South Orange County | 10 | Monthly System Peak Day | CAISO | 1-in-10 | 2029 | 12 |  |  |  | 82.8167 | 1
| Zone | South Orange County | 10 | Monthly System Peak Day | CAISO | 1-in-10 | 2029 | 13 |  |  |  | 83.8 | 1
| Zone | South Orange County | 10 | Monthly System Peak Day | CAISO | 1-in-10 | 2029 | 14 |  |  |  | 83.8333 | 1
| Zone | South Orange County | 10 | Monthly System Peak Day | CAISO | 1-in-10 | 2029 | 15 |  |  |  | 84.0667 | 1
| Zone | South Orange County | 10 | Monthly System Peak Day | CAISO | 1-in-10 | 2029 | 16 |  |  |  | 83.9167 | 1
| Zone | South Orange County | 10 | Monthly System Peak Day | CAISO | 1-in-10 | 2029 | 17 |  |  |  | 82.9167 | 1
| Zone | South Orange County | 10 | Monthly System Peak Day | CAISO | 1-in-10 | 2029 | 18 |  |  |  | 81.4667 | 1
| Zone | South Orange County | 10 | Monthly System Peak Day | CAISO | 1-in-10 | 2029 | 19 |  |  |  | 79.8667 | 1
| Zone | South Orange County | 10 | Monthly System Peak Day | CAISO | 1-in-10 | 2029 | 20 |  |  |  | 77.6667 | 1
| Zone | South Orange County | 10 | Monthly System Peak Day | CAISO | 1-in-10 | 2029 | 21 |  |  |  | 75.6667 | 1
| Zone | South Orange County | 10 | Monthly System Peak Day | CAISO | 1-in-10 | 2029 | 22 |  |  |  | 74.2167 | 1
| Zone | South Orange County | 10 | Monthly System Peak Day | CAISO | 1-in-10 | 2029 | 23 |  |  |  | 73.4133 | 1
| Zone | South Orange County | 10 | Monthly System Peak Day | CAISO | 1-in-10 | 2029 | 24 |  |  |  | 73.0933 | 1
| Zone | South Orange County | 11 | Average Weekday | CAISO | 1-in-10 | 2029 | 1 |  |  |  | 58.9397 | 1
| Zone | South Orange County | 11 | Average Weekday | CAISO | 1-in-10 | 2029 | 2 |  |  |  | 57.9461 | 1
| Zone | South Orange County | 11 | Average Weekday | CAISO | 1-in-10 | 2029 | 3 |  |  |  | 56.9995 | 1
| Zone | South Orange County | 11 | Average Weekday | CAISO | 1-in-10 | 2029 | 4 |  |  |  | 56.0916 | 1
| Zone | South Orange County | 11 | Average Weekday | CAISO | 1-in-10 | 2029 | 5 |  |  |  | 55.3154 | 1
| Zone | South Orange County | 11 | Average Weekday | CAISO | 1-in-10 | 2029 | 6 |  |  |  | 54.6663 | 1
| Zone | South Orange County | 11 | Average Weekday | CAISO | 1-in-10 | 2029 | 7 |  |  |  | 54.3493 | 1
| Zone | South Orange County | 11 | Average Weekday | CAISO | 1-in-10 | 2029 | 8 |  |  |  | 54.1698 | 1
| Zone | South Orange County | 11 | Average Weekday | CAISO | 1-in-10 | 2029 | 9 |  |  |  | 55.668 | 1
| Zone | South Orange County | 11 | Average Weekday | CAISO | 1-in-10 | 2029 | 10 |  |  |  | 59.6793 | 1
| Zone | South Orange County | 11 | Average Weekday | CAISO | 1-in-10 | 2029 | 11 |  |  |  | 64.0458 | 1
| Zone | South Orange County | 11 | Average Weekday | CAISO | 1-in-10 | 2029 | 12 |  |  |  | 67.5321 | 1
| Zone | South Orange County | 11 | Average Weekday | CAISO | 1-in-10 | 2029 | 13 |  |  |  | 69.9497 | 1
| Zone | South Orange County | 11 | Average Weekday | CAISO | 1-in-10 | 2029 | 14 |  |  |  | 71.1228 | 1
| Zone | South Orange County | 11 | Average Weekday | CAISO | 1-in-10 | 2029 | 15 |  |  |  | 71.3371 | 1
| Zone | South Orange County | 11 | Average Weekday | CAISO | 1-in-10 | 2029 | 16 |  |  |  | 71.0195 | 1
| Zone | South Orange County | 11 | Average Weekday | CAISO | 1-in-10 | 2029 | 17 |  |  |  | 70.1644 | 1
| Zone | South Orange County | 11 | Average Weekday | CAISO | 1-in-10 | 2029 | 18 |  |  |  | 68.4656 | 1
| Zone | South Orange County | 11 | Average Weekday | CAISO | 1-in-10 | 2029 | 19 |  |  |  | 66.4926 | 1
| Zone | South Orange County | 11 | Average Weekday | CAISO | 1-in-10 | 2029 | 20 |  |  |  | 64.7972 | 1
| Zone | South Orange County | 11 | Average Weekday | CAISO | 1-in-10 | 2029 | 21 |  |  |  | 63.4676 | 1
| Zone | South Orange County | 11 | Average Weekday | CAISO | 1-in-10 | 2029 | 22 |  |  |  | 62.0872 | 1
| Zone | South Orange County | 11 | Average Weekday | CAISO | 1-in-10 | 2029 | 23 |  |  |  | 60.8519 | 1
| Zone | South Orange County | 11 | Average Weekday | CAISO | 1-in-10 | 2029 | 24 |  |  |  | 59.7972 | 1
| Zone | South Orange County | 11 | Monthly System Peak Day | CAISO | 1-in-10 | 2029 | 1 |  |  |  | 69.45 | 1
| Zone | South Orange County | 11 | Monthly System Peak Day | CAISO | 1-in-10 | 2029 | 2 |  |  |  | 68.3317 | 1
| Zone | South Orange County | 11 | Monthly System Peak Day | CAISO | 1-in-10 | 2029 | 3 |  |  |  | 67.435 | 1
| Zone | South Orange County | 11 | Monthly System Peak Day | CAISO | 1-in-10 | 2029 | 4 |  |  |  | 66.2533 | 1
| Zone | South Orange County | 11 | Monthly System Peak Day | CAISO | 1-in-10 | 2029 | 5 |  |  |  | 65.7983 | 1
| Zone | South Orange County | 11 | Monthly System Peak Day | CAISO | 1-in-10 | 2029 | 6 |  |  |  | 64.7267 | 1
| Zone | South Orange County | 11 | Monthly System Peak Day | CAISO | 1-in-10 | 2029 | 7 |  |  |  | 64.8883 | 1
| Zone | South Orange County | 11 | Monthly System Peak Day | CAISO | 1-in-10 | 2029 | 8 |  |  |  | 65.895 | 1
| Zone | South Orange County | 11 | Monthly System Peak Day | CAISO | 1-in-10 | 2029 | 9 |  |  |  | 68.315 | 1
| Zone | South Orange County | 11 | Monthly System Peak Day | CAISO | 1-in-10 | 2029 | 10 |  |  |  | 72.92 | 1
| Zone | South Orange County | 11 | Monthly System Peak Day | CAISO | 1-in-10 | 2029 | 11 |  |  |  | 80.5 | 1
| Zone | South Orange County | 11 | Monthly System Peak Day | CAISO | 1-in-10 | 2029 | 12 |  |  |  | 86.7 | 1
| Zone | South Orange County | 11 | Monthly System Peak Day | CAISO | 1-in-10 | 2029 | 13 |  |  |  | 90.5667 | 1
| Zone | South Orange County | 11 | Monthly System Peak Day | CAISO | 1-in-10 | 2029 | 14 |  |  |  | 92.2667 | 1
| Zone | South Orange County | 11 | Monthly System Peak Day | CAISO | 1-in-10 | 2029 | 15 |  |  |  | 92.5667 | 1
| Zone | South Orange County | 11 | Monthly System Peak Day | CAISO | 1-in-10 | 2029 | 16 |  |  |  | 91.8333 | 1
| Zone | South Orange County | 11 | Monthly System Peak Day | CAISO | 1-in-10 | 2029 | 17 |  |  |  | 90.8333 | 1
| Zone | South Orange County | 11 | Monthly System Peak Day | CAISO | 1-in-10 | 2029 | 18 |  |  |  | 89.0667 | 1
| Zone | South Orange County | 11 | Monthly System Peak Day | CAISO | 1-in-10 | 2029 | 19 |  |  |  | 86.4833 | 1
| Zone | South Orange County | 11 | Monthly System Peak Day | CAISO | 1-in-10 | 2029 | 20 |  |  |  | 82 | 1
| Zone | South Orange County | 11 | Monthly System Peak Day | CAISO | 1-in-10 | 2029 | 21 |  |  |  | 79.2 | 1
| Zone | South Orange County | 11 | Monthly System Peak Day | CAISO | 1-in-10 | 2029 | 22 |  |  |  | 77.1 | 1
| Zone | South Orange County | 11 | Monthly System Peak Day | CAISO | 1-in-10 | 2029 | 23 |  |  |  | 74.8 | 1
| Zone | South Orange County | 11 | Monthly System Peak Day | CAISO | 1-in-10 | 2029 | 24 |  |  |  | 72.7667 | 1
| Zone | South Orange County | 12 | Average Weekday | CAISO | 1-in-10 | 2029 | 1 |  |  |  | 54.5111 | 1
| Zone | South Orange County | 12 | Average Weekday | CAISO | 1-in-10 | 2029 | 2 |  |  |  | 53.803 | 1
| Zone | South Orange County | 12 | Average Weekday | CAISO | 1-in-10 | 2029 | 3 |  |  |  | 53.0888 | 1
| Zone | South Orange County | 12 | Average Weekday | CAISO | 1-in-10 | 2029 | 4 |  |  |  | 52.4773 | 1
| Zone | South Orange County | 12 | Average Weekday | CAISO | 1-in-10 | 2029 | 5 |  |  |  | 51.8108 | 1
| Zone | South Orange County | 12 | Average Weekday | CAISO | 1-in-10 | 2029 | 6 |  |  |  | 51.2045 | 1
| Zone | South Orange County | 12 | Average Weekday | CAISO | 1-in-10 | 2029 | 7 |  |  |  | 50.8817 | 1
| Zone | South Orange County | 12 | Average Weekday | CAISO | 1-in-10 | 2029 | 8 |  |  |  | 50.913 | 1
| Zone | South Orange County | 12 | Average Weekday | CAISO | 1-in-10 | 2029 | 9 |  |  |  | 51.8998 | 1
| Zone | South Orange County | 12 | Average Weekday | CAISO | 1-in-10 | 2029 | 10 |  |  |  | 54.5417 | 1
| Zone | South Orange County | 12 | Average Weekday | CAISO | 1-in-10 | 2029 | 11 |  |  |  | 58.0038 | 1
| Zone | South Orange County | 12 | Average Weekday | CAISO | 1-in-10 | 2029 | 12 |  |  |  | 61.1044 | 1
| Zone | South Orange County | 12 | Average Weekday | CAISO | 1-in-10 | 2029 | 13 |  |  |  | 63.3377 | 1
| Zone | South Orange County | 12 | Average Weekday | CAISO | 1-in-10 | 2029 | 14 |  |  |  | 64.7409 | 1
| Zone | South Orange County | 12 | Average Weekday | CAISO | 1-in-10 | 2029 | 15 |  |  |  | 64.9516 | 1
| Zone | South Orange County | 12 | Average Weekday | CAISO | 1-in-10 | 2029 | 16 |  |  |  | 64.7126 | 1
| Zone | South Orange County | 12 | Average Weekday | CAISO | 1-in-10 | 2029 | 17 |  |  |  | 63.7061 | 1
| Zone | South Orange County | 12 | Average Weekday | CAISO | 1-in-10 | 2029 | 18 |  |  |  | 61.9373 | 1
| Zone | South Orange County | 12 | Average Weekday | CAISO | 1-in-10 | 2029 | 19 |  |  |  | 60.4372 | 1
| Zone | South Orange County | 12 | Average Weekday | CAISO | 1-in-10 | 2029 | 20 |  |  |  | 59.4795 | 1
| Zone | South Orange County | 12 | Average Weekday | CAISO | 1-in-10 | 2029 | 21 |  |  |  | 58.3909 | 1
| Zone | South Orange County | 12 | Average Weekday | CAISO | 1-in-10 | 2029 | 22 |  |  |  | 57.3438 | 1
| Zone | South Orange County | 12 | Average Weekday | CAISO | 1-in-10 | 2029 | 23 |  |  |  | 56.4152 | 1
| Zone | South Orange County | 12 | Average Weekday | CAISO | 1-in-10 | 2029 | 24 |  |  |  | 55.5105 | 1
| Zone | South Orange County | 12 | Monthly System Peak Day | CAISO | 1-in-10 | 2029 | 1 |  |  |  | 45.5983 | 1
| Zone | South Orange County | 12 | Monthly System Peak Day | CAISO | 1-in-10 | 2029 | 2 |  |  |  | 44.0583 | 1
| Zone | South Orange County | 12 | Monthly System Peak Day | CAISO | 1-in-10 | 2029 | 3 |  |  |  | 42.7283 | 1
| Zone | South Orange County | 12 | Monthly System Peak Day | CAISO | 1-in-10 | 2029 | 4 |  |  |  | 41.4067 | 1
| Zone | South Orange County | 12 | Monthly System Peak Day | CAISO | 1-in-10 | 2029 | 5 |  |  |  | 40.1833 | 1
| Zone | South Orange County | 12 | Monthly System Peak Day | CAISO | 1-in-10 | 2029 | 6 |  |  |  | 39.455 | 1
| Zone | South Orange County | 12 | Monthly System Peak Day | CAISO | 1-in-10 | 2029 | 7 |  |  |  | 39.4983 | 1
| Zone | South Orange County | 12 | Monthly System Peak Day | CAISO | 1-in-10 | 2029 | 8 |  |  |  | 40 | 1
| Zone | South Orange County | 12 | Monthly System Peak Day | CAISO | 1-in-10 | 2029 | 9 |  |  |  | 41.15 | 1
| Zone | South Orange County | 12 | Monthly System Peak Day | CAISO | 1-in-10 | 2029 | 10 |  |  |  | 45.9567 | 1
| Zone | South Orange County | 12 | Monthly System Peak Day | CAISO | 1-in-10 | 2029 | 11 |  |  |  | 51.4333 | 1
| Zone | South Orange County | 12 | Monthly System Peak Day | CAISO | 1-in-10 | 2029 | 12 |  |  |  | 53.555 | 1
| Zone | South Orange County | 12 | Monthly System Peak Day | CAISO | 1-in-10 | 2029 | 13 |  |  |  | 54.46 | 1
| Zone | South Orange County | 12 | Monthly System Peak Day | CAISO | 1-in-10 | 2029 | 14 |  |  |  | 55.6267 | 1
| Zone | South Orange County | 12 | Monthly System Peak Day | CAISO | 1-in-10 | 2029 | 15 |  |  |  | 56.4667 | 1
| Zone | South Orange County | 12 | Monthly System Peak Day | CAISO | 1-in-10 | 2029 | 16 |  |  |  | 56.5783 | 1
| Zone | South Orange County | 12 | Monthly System Peak Day | CAISO | 1-in-10 | 2029 | 17 |  |  |  | 55.9683 | 1
| Zone | South Orange County | 12 | Monthly System Peak Day | CAISO | 1-in-10 | 2029 | 18 |  |  |  | 54.3267 | 1
| Zone | South Orange County | 12 | Monthly System Peak Day | CAISO | 1-in-10 | 2029 | 19 |  |  |  | 52.8067 | 1
| Zone | South Orange County | 12 | Monthly System Peak Day | CAISO | 1-in-10 | 2029 | 20 |  |  |  | 51.9067 | 1
| Zone | South Orange County | 12 | Monthly System Peak Day | CAISO | 1-in-10 | 2029 | 21 |  |  |  | 50.095 | 1
| Zone | South Orange County | 12 | Monthly System Peak Day | CAISO | 1-in-10 | 2029 | 22 |  |  |  | 48.8883 | 1
| Zone | South Orange County | 12 | Monthly System Peak Day | CAISO | 1-in-10 | 2029 | 23 |  |  |  | 48.9217 | 1
| Zone | South Orange County | 12 | Monthly System Peak Day | CAISO | 1-in-10 | 2029 | 24 |  |  |  | 48.4717 | 1
| Zone | South Orange County | 1 | Average Weekday | CAISO | 1-in-10 | 2030 | 1 |  |  |  | 52.18 | 1
| Zone | South Orange County | 1 | Average Weekday | CAISO | 1-in-10 | 2030 | 2 |  |  |  | 51.3559 | 1
| Zone | South Orange County | 1 | Average Weekday | CAISO | 1-in-10 | 2030 | 3 |  |  |  | 50.5879 | 1
| Zone | South Orange County | 1 | Average Weekday | CAISO | 1-in-10 | 2030 | 4 |  |  |  | 49.7468 | 1
| Zone | South Orange County | 1 | Average Weekday | CAISO | 1-in-10 | 2030 | 5 |  |  |  | 48.9691 | 1
| Zone | South Orange County | 1 | Average Weekday | CAISO | 1-in-10 | 2030 | 6 |  |  |  | 48.4568 | 1
| Zone | South Orange County | 1 | Average Weekday | CAISO | 1-in-10 | 2030 | 7 |  |  |  | 48.0644 | 1
| Zone | South Orange County | 1 | Average Weekday | CAISO | 1-in-10 | 2030 | 8 |  |  |  | 48.0706 | 1
| Zone | South Orange County | 1 | Average Weekday | CAISO | 1-in-10 | 2030 | 9 |  |  |  | 48.8383 | 1
| Zone | South Orange County | 1 | Average Weekday | CAISO | 1-in-10 | 2030 | 10 |  |  |  | 51.6117 | 1
| Zone | South Orange County | 1 | Average Weekday | CAISO | 1-in-10 | 2030 | 11 |  |  |  | 55.2199 | 1
| Zone | South Orange County | 1 | Average Weekday | CAISO | 1-in-10 | 2030 | 12 |  |  |  | 58.4718 | 1
| Zone | South Orange County | 1 | Average Weekday | CAISO | 1-in-10 | 2030 | 13 |  |  |  | 60.3987 | 1
| Zone | South Orange County | 1 | Average Weekday | CAISO | 1-in-10 | 2030 | 14 |  |  |  | 61.7776 | 1
| Zone | South Orange County | 1 | Average Weekday | CAISO | 1-in-10 | 2030 | 15 |  |  |  | 62.4536 | 1
| Zone | South Orange County | 1 | Average Weekday | CAISO | 1-in-10 | 2030 | 16 |  |  |  | 62.3352 | 1
| Zone | South Orange County | 1 | Average Weekday | CAISO | 1-in-10 | 2030 | 17 |  |  |  | 61.5598 | 1
| Zone | South Orange County | 1 | Average Weekday | CAISO | 1-in-10 | 2030 | 18 |  |  |  | 60.0373 | 1
| Zone | South Orange County | 1 | Average Weekday | CAISO | 1-in-10 | 2030 | 19 |  |  |  | 58.1541 | 1
| Zone | South Orange County | 1 | Average Weekday | CAISO | 1-in-10 | 2030 | 20 |  |  |  | 56.898 | 1
| Zone | South Orange County | 1 | Average Weekday | CAISO | 1-in-10 | 2030 | 21 |  |  |  | 55.8955 | 1
| Zone | South Orange County | 1 | Average Weekday | CAISO | 1-in-10 | 2030 | 22 |  |  |  | 54.9898 | 1
| Zone | South Orange County | 1 | Average Weekday | CAISO | 1-in-10 | 2030 | 23 |  |  |  | 53.956 | 1
| Zone | South Orange County | 1 | Average Weekday | CAISO | 1-in-10 | 2030 | 24 |  |  |  | 53.0008 | 1
| Zone | South Orange County | 1 | Monthly System Peak Day | CAISO | 1-in-10 | 2030 | 1 |  |  |  | 50.4933 | 1
| Zone | South Orange County | 1 | Monthly System Peak Day | CAISO | 1-in-10 | 2030 | 2 |  |  |  | 49.7233 | 1
| Zone | South Orange County | 1 | Monthly System Peak Day | CAISO | 1-in-10 | 2030 | 3 |  |  |  | 49.9217 | 1
| Zone | South Orange County | 1 | Monthly System Peak Day | CAISO | 1-in-10 | 2030 | 4 |  |  |  | 49.39 | 1
| Zone | South Orange County | 1 | Monthly System Peak Day | CAISO | 1-in-10 | 2030 | 5 |  |  |  | 48.7683 | 1
| Zone | South Orange County | 1 | Monthly System Peak Day | CAISO | 1-in-10 | 2030 | 6 |  |  |  | 48.5117 | 1
| Zone | South Orange County | 1 | Monthly System Peak Day | CAISO | 1-in-10 | 2030 | 7 |  |  |  | 48.0933 | 1
| Zone | South Orange County | 1 | Monthly System Peak Day | CAISO | 1-in-10 | 2030 | 8 |  |  |  | 47.0633 | 1
| Zone | South Orange County | 1 | Monthly System Peak Day | CAISO | 1-in-10 | 2030 | 9 |  |  |  | 46.8917 | 1
| Zone | South Orange County | 1 | Monthly System Peak Day | CAISO | 1-in-10 | 2030 | 10 |  |  |  | 48.225 | 1
| Zone | South Orange County | 1 | Monthly System Peak Day | CAISO | 1-in-10 | 2030 | 11 |  |  |  | 48.75 | 1
| Zone | South Orange County | 1 | Monthly System Peak Day | CAISO | 1-in-10 | 2030 | 12 |  |  |  | 51.1533 | 1
| Zone | South Orange County | 1 | Monthly System Peak Day | CAISO | 1-in-10 | 2030 | 13 |  |  |  | 52.825 | 1
| Zone | South Orange County | 1 | Monthly System Peak Day | CAISO | 1-in-10 | 2030 | 14 |  |  |  | 52.8767 | 1
| Zone | South Orange County | 1 | Monthly System Peak Day | CAISO | 1-in-10 | 2030 | 15 |  |  |  | 53.77 | 1
| Zone | South Orange County | 1 | Monthly System Peak Day | CAISO | 1-in-10 | 2030 | 16 |  |  |  | 53.9133 | 1
| Zone | South Orange County | 1 | Monthly System Peak Day | CAISO | 1-in-10 | 2030 | 17 |  |  |  | 53.655 | 1
| Zone | South Orange County | 1 | Monthly System Peak Day | CAISO | 1-in-10 | 2030 | 18 |  |  |  | 52.6633 | 1
| Zone | South Orange County | 1 | Monthly System Peak Day | CAISO | 1-in-10 | 2030 | 19 |  |  |  | 51.0767 | 1
| Zone | South Orange County | 1 | Monthly System Peak Day | CAISO | 1-in-10 | 2030 | 20 |  |  |  | 50.53 | 1
| Zone | South Orange County | 1 | Monthly System Peak Day | CAISO | 1-in-10 | 2030 | 21 |  |  |  | 50.11 | 1
| Zone | South Orange County | 1 | Monthly System Peak Day | CAISO | 1-in-10 | 2030 | 22 |  |  |  | 49.7583 | 1
| Zone | South Orange County | 1 | Monthly System Peak Day | CAISO | 1-in-10 | 2030 | 23 |  |  |  | 48.78 | 1
| Zone | South Orange County | 1 | Monthly System Peak Day | CAISO | 1-in-10 | 2030 | 24 |  |  |  | 46.86 | 1
| Zone | South Orange County | 2 | Average Weekday | CAISO | 1-in-10 | 2030 | 1 |  |  |  | 51.8979 | 1
| Zone | South Orange County | 2 | Average Weekday | CAISO | 1-in-10 | 2030 | 2 |  |  |  | 51.0911 | 1
| Zone | South Orange County | 2 | Average Weekday | CAISO | 1-in-10 | 2030 | 3 |  |  |  | 50.3206 | 1
| Zone | South Orange County | 2 | Average Weekday | CAISO | 1-in-10 | 2030 | 4 |  |  |  | 49.5876 | 1
| Zone | South Orange County | 2 | Average Weekday | CAISO | 1-in-10 | 2030 | 5 |  |  |  | 48.856 | 1
| Zone | South Orange County | 2 | Average Weekday | CAISO | 1-in-10 | 2030 | 6 |  |  |  | 48.3118 | 1
| Zone | South Orange County | 2 | Average Weekday | CAISO | 1-in-10 | 2030 | 7 |  |  |  | 48.1363 | 1
| Zone | South Orange County | 2 | Average Weekday | CAISO | 1-in-10 | 2030 | 8 |  |  |  | 48.2131 | 1
| Zone | South Orange County | 2 | Average Weekday | CAISO | 1-in-10 | 2030 | 9 |  |  |  | 49.7696 | 1
| Zone | South Orange County | 2 | Average Weekday | CAISO | 1-in-10 | 2030 | 10 |  |  |  | 53.4056 | 1
| Zone | South Orange County | 2 | Average Weekday | CAISO | 1-in-10 | 2030 | 11 |  |  |  | 56.7418 | 1
| Zone | South Orange County | 2 | Average Weekday | CAISO | 1-in-10 | 2030 | 12 |  |  |  | 59.1099 | 1
| Zone | South Orange County | 2 | Average Weekday | CAISO | 1-in-10 | 2030 | 13 |  |  |  | 60.5477 | 1
| Zone | South Orange County | 2 | Average Weekday | CAISO | 1-in-10 | 2030 | 14 |  |  |  | 61.8217 | 1
| Zone | South Orange County | 2 | Average Weekday | CAISO | 1-in-10 | 2030 | 15 |  |  |  | 62.1023 | 1
| Zone | South Orange County | 2 | Average Weekday | CAISO | 1-in-10 | 2030 | 16 |  |  |  | 61.9606 | 1
| Zone | South Orange County | 2 | Average Weekday | CAISO | 1-in-10 | 2030 | 17 |  |  |  | 61.41 | 1
| Zone | South Orange County | 2 | Average Weekday | CAISO | 1-in-10 | 2030 | 18 |  |  |  | 60.2222 | 1
| Zone | South Orange County | 2 | Average Weekday | CAISO | 1-in-10 | 2030 | 19 |  |  |  | 58.3882 | 1
| Zone | South Orange County | 2 | Average Weekday | CAISO | 1-in-10 | 2030 | 20 |  |  |  | 57.0211 | 1
| Zone | South Orange County | 2 | Average Weekday | CAISO | 1-in-10 | 2030 | 21 |  |  |  | 55.9466 | 1
| Zone | South Orange County | 2 | Average Weekday | CAISO | 1-in-10 | 2030 | 22 |  |  |  | 55.0275 | 1
| Zone | South Orange County | 2 | Average Weekday | CAISO | 1-in-10 | 2030 | 23 |  |  |  | 54.1222 | 1
| Zone | South Orange County | 2 | Average Weekday | CAISO | 1-in-10 | 2030 | 24 |  |  |  | 53.2494 | 1
| Zone | South Orange County | 2 | Monthly System Peak Day | CAISO | 1-in-10 | 2030 | 1 |  |  |  | 52.945 | 1
| Zone | South Orange County | 2 | Monthly System Peak Day | CAISO | 1-in-10 | 2030 | 2 |  |  |  | 52.8633 | 1
| Zone | South Orange County | 2 | Monthly System Peak Day | CAISO | 1-in-10 | 2030 | 3 |  |  |  | 52.7767 | 1
| Zone | South Orange County | 2 | Monthly System Peak Day | CAISO | 1-in-10 | 2030 | 4 |  |  |  | 51.915 | 1
| Zone | South Orange County | 2 | Monthly System Peak Day | CAISO | 1-in-10 | 2030 | 5 |  |  |  | 51.09 | 1
| Zone | South Orange County | 2 | Monthly System Peak Day | CAISO | 1-in-10 | 2030 | 6 |  |  |  | 50.0733 | 1
| Zone | South Orange County | 2 | Monthly System Peak Day | CAISO | 1-in-10 | 2030 | 7 |  |  |  | 49.7333 | 1
| Zone | South Orange County | 2 | Monthly System Peak Day | CAISO | 1-in-10 | 2030 | 8 |  |  |  | 49.6567 | 1
| Zone | South Orange County | 2 | Monthly System Peak Day | CAISO | 1-in-10 | 2030 | 9 |  |  |  | 50.3817 | 1
| Zone | South Orange County | 2 | Monthly System Peak Day | CAISO | 1-in-10 | 2030 | 10 |  |  |  | 51.6267 | 1
| Zone | South Orange County | 2 | Monthly System Peak Day | CAISO | 1-in-10 | 2030 | 11 |  |  |  | 52.2633 | 1
| Zone | South Orange County | 2 | Monthly System Peak Day | CAISO | 1-in-10 | 2030 | 12 |  |  |  | 53.465 | 1
| Zone | South Orange County | 2 | Monthly System Peak Day | CAISO | 1-in-10 | 2030 | 13 |  |  |  | 54.3117 | 1
| Zone | South Orange County | 2 | Monthly System Peak Day | CAISO | 1-in-10 | 2030 | 14 |  |  |  | 55.49 | 1
| Zone | South Orange County | 2 | Monthly System Peak Day | CAISO | 1-in-10 | 2030 | 15 |  |  |  | 56.2783 | 1
| Zone | South Orange County | 2 | Monthly System Peak Day | CAISO | 1-in-10 | 2030 | 16 |  |  |  | 57.2867 | 1
| Zone | South Orange County | 2 | Monthly System Peak Day | CAISO | 1-in-10 | 2030 | 17 |  |  |  | 58.5583 | 1
| Zone | South Orange County | 2 | Monthly System Peak Day | CAISO | 1-in-10 | 2030 | 18 |  |  |  | 58.3483 | 1
| Zone | South Orange County | 2 | Monthly System Peak Day | CAISO | 1-in-10 | 2030 | 19 |  |  |  | 57.1133 | 1
| Zone | South Orange County | 2 | Monthly System Peak Day | CAISO | 1-in-10 | 2030 | 20 |  |  |  | 55.98 | 1
| Zone | South Orange County | 2 | Monthly System Peak Day | CAISO | 1-in-10 | 2030 | 21 |  |  |  | 55.37 | 1
| Zone | South Orange County | 2 | Monthly System Peak Day | CAISO | 1-in-10 | 2030 | 22 |  |  |  | 54.715 | 1
| Zone | South Orange County | 2 | Monthly System Peak Day | CAISO | 1-in-10 | 2030 | 23 |  |  |  | 53.8183 | 1
| Zone | South Orange County | 2 | Monthly System Peak Day | CAISO | 1-in-10 | 2030 | 24 |  |  |  | 52.9883 | 1
| Zone | South Orange County | 3 | Average Weekday | CAISO | 1-in-10 | 2030 | 1 |  |  |  | 59.5281 | 1
| Zone | South Orange County | 3 | Average Weekday | CAISO | 1-in-10 | 2030 | 2 |  |  |  | 58.5162 | 1
| Zone | South Orange County | 3 | Average Weekday | CAISO | 1-in-10 | 2030 | 3 |  |  |  | 57.8131 | 1
| Zone | South Orange County | 3 | Average Weekday | CAISO | 1-in-10 | 2030 | 4 |  |  |  | 57.0513 | 1
| Zone | South Orange County | 3 | Average Weekday | CAISO | 1-in-10 | 2030 | 5 |  |  |  | 56.254 | 1
| Zone | South Orange County | 3 | Average Weekday | CAISO | 1-in-10 | 2030 | 6 |  |  |  | 55.6438 | 1
| Zone | South Orange County | 3 | Average Weekday | CAISO | 1-in-10 | 2030 | 7 |  |  |  | 55.2104 | 1
| Zone | South Orange County | 3 | Average Weekday | CAISO | 1-in-10 | 2030 | 8 |  |  |  | 55.3983 | 1
| Zone | South Orange County | 3 | Average Weekday | CAISO | 1-in-10 | 2030 | 9 |  |  |  | 56.9005 | 1
| Zone | South Orange County | 3 | Average Weekday | CAISO | 1-in-10 | 2030 | 10 |  |  |  | 60.304 | 1
| Zone | South Orange County | 3 | Average Weekday | CAISO | 1-in-10 | 2030 | 11 |  |  |  | 64.0885 | 1
| Zone | South Orange County | 3 | Average Weekday | CAISO | 1-in-10 | 2030 | 12 |  |  |  | 67.5235 | 1
| Zone | South Orange County | 3 | Average Weekday | CAISO | 1-in-10 | 2030 | 13 |  |  |  | 69.6426 | 1
| Zone | South Orange County | 3 | Average Weekday | CAISO | 1-in-10 | 2030 | 14 |  |  |  | 71.0985 | 1
| Zone | South Orange County | 3 | Average Weekday | CAISO | 1-in-10 | 2030 | 15 |  |  |  | 71.772 | 1
| Zone | South Orange County | 3 | Average Weekday | CAISO | 1-in-10 | 2030 | 16 |  |  |  | 71.7488 | 1
| Zone | South Orange County | 3 | Average Weekday | CAISO | 1-in-10 | 2030 | 17 |  |  |  | 71.0608 | 1
| Zone | South Orange County | 3 | Average Weekday | CAISO | 1-in-10 | 2030 | 18 |  |  |  | 70.3526 | 1
| Zone | South Orange County | 3 | Average Weekday | CAISO | 1-in-10 | 2030 | 19 |  |  |  | 69.0515 | 1
| Zone | South Orange County | 3 | Average Weekday | CAISO | 1-in-10 | 2030 | 20 |  |  |  | 66.7791 | 1
| Zone | South Orange County | 3 | Average Weekday | CAISO | 1-in-10 | 2030 | 21 |  |  |  | 64.5212 | 1
| Zone | South Orange County | 3 | Average Weekday | CAISO | 1-in-10 | 2030 | 22 |  |  |  | 63.3651 | 1
| Zone | South Orange County | 3 | Average Weekday | CAISO | 1-in-10 | 2030 | 23 |  |  |  | 62.5298 | 1
| Zone | South Orange County | 3 | Average Weekday | CAISO | 1-in-10 | 2030 | 24 |  |  |  | 61.5761 | 1
| Zone | South Orange County | 3 | Monthly System Peak Day | CAISO | 1-in-10 | 2030 | 1 |  |  |  | 65.615 | 1
| Zone | South Orange County | 3 | Monthly System Peak Day | CAISO | 1-in-10 | 2030 | 2 |  |  |  | 63.65 | 1
| Zone | South Orange County | 3 | Monthly System Peak Day | CAISO | 1-in-10 | 2030 | 3 |  |  |  | 62.4633 | 1
| Zone | South Orange County | 3 | Monthly System Peak Day | CAISO | 1-in-10 | 2030 | 4 |  |  |  | 61.2967 | 1
| Zone | South Orange County | 3 | Monthly System Peak Day | CAISO | 1-in-10 | 2030 | 5 |  |  |  | 60.3983 | 1
| Zone | South Orange County | 3 | Monthly System Peak Day | CAISO | 1-in-10 | 2030 | 6 |  |  |  | 59.4917 | 1
| Zone | South Orange County | 3 | Monthly System Peak Day | CAISO | 1-in-10 | 2030 | 7 |  |  |  | 58.8567 | 1
| Zone | South Orange County | 3 | Monthly System Peak Day | CAISO | 1-in-10 | 2030 | 8 |  |  |  | 58.4833 | 1
| Zone | South Orange County | 3 | Monthly System Peak Day | CAISO | 1-in-10 | 2030 | 9 |  |  |  | 59.8433 | 1
| Zone | South Orange County | 3 | Monthly System Peak Day | CAISO | 1-in-10 | 2030 | 10 |  |  |  | 64.5517 | 1
| Zone | South Orange County | 3 | Monthly System Peak Day | CAISO | 1-in-10 | 2030 | 11 |  |  |  | 70.0533 | 1
| Zone | South Orange County | 3 | Monthly System Peak Day | CAISO | 1-in-10 | 2030 | 12 |  |  |  | 75.6833 | 1
| Zone | South Orange County | 3 | Monthly System Peak Day | CAISO | 1-in-10 | 2030 | 13 |  |  |  | 80.6667 | 1
| Zone | South Orange County | 3 | Monthly System Peak Day | CAISO | 1-in-10 | 2030 | 14 |  |  |  | 81.1333 | 1
| Zone | South Orange County | 3 | Monthly System Peak Day | CAISO | 1-in-10 | 2030 | 15 |  |  |  | 80.9833 | 1
| Zone | South Orange County | 3 | Monthly System Peak Day | CAISO | 1-in-10 | 2030 | 16 |  |  |  | 81.1333 | 1
| Zone | South Orange County | 3 | Monthly System Peak Day | CAISO | 1-in-10 | 2030 | 17 |  |  |  | 82.4167 | 1
| Zone | South Orange County | 3 | Monthly System Peak Day | CAISO | 1-in-10 | 2030 | 18 |  |  |  | 81.1333 | 1
| Zone | South Orange County | 3 | Monthly System Peak Day | CAISO | 1-in-10 | 2030 | 19 |  |  |  | 79.4167 | 1
| Zone | South Orange County | 3 | Monthly System Peak Day | CAISO | 1-in-10 | 2030 | 20 |  |  |  | 77.7333 | 1
| Zone | South Orange County | 3 | Monthly System Peak Day | CAISO | 1-in-10 | 2030 | 21 |  |  |  | 75.3 | 1
| Zone | South Orange County | 3 | Monthly System Peak Day | CAISO | 1-in-10 | 2030 | 22 |  |  |  | 73.5333 | 1
| Zone | South Orange County | 3 | Monthly System Peak Day | CAISO | 1-in-10 | 2030 | 23 |  |  |  | 70.9867 | 1
| Zone | South Orange County | 3 | Monthly System Peak Day | CAISO | 1-in-10 | 2030 | 24 |  |  |  | 67.3217 | 1
| Zone | South Orange County | 4 | Average Weekday | CAISO | 1-in-10 | 2030 | 1 |  |  |  | 60.3411 | 1
| Zone | South Orange County | 4 | Average Weekday | CAISO | 1-in-10 | 2030 | 2 |  |  |  | 59.6212 | 1
| Zone | South Orange County | 4 | Average Weekday | CAISO | 1-in-10 | 2030 | 3 |  |  |  | 58.8704 | 1
| Zone | South Orange County | 4 | Average Weekday | CAISO | 1-in-10 | 2030 | 4 |  |  |  | 58.2242 | 1
| Zone | South Orange County | 4 | Average Weekday | CAISO | 1-in-10 | 2030 | 5 |  |  |  | 57.7397 | 1
| Zone | South Orange County | 4 | Average Weekday | CAISO | 1-in-10 | 2030 | 6 |  |  |  | 57.2834 | 1
| Zone | South Orange County | 4 | Average Weekday | CAISO | 1-in-10 | 2030 | 7 |  |  |  | 56.9743 | 1
| Zone | South Orange County | 4 | Average Weekday | CAISO | 1-in-10 | 2030 | 8 |  |  |  | 57.2163 | 1
| Zone | South Orange County | 4 | Average Weekday | CAISO | 1-in-10 | 2030 | 9 |  |  |  | 58.8671 | 1
| Zone | South Orange County | 4 | Average Weekday | CAISO | 1-in-10 | 2030 | 10 |  |  |  | 61.4286 | 1
| Zone | South Orange County | 4 | Average Weekday | CAISO | 1-in-10 | 2030 | 11 |  |  |  | 64.2445 | 1
| Zone | South Orange County | 4 | Average Weekday | CAISO | 1-in-10 | 2030 | 12 |  |  |  | 67.0971 | 1
| Zone | South Orange County | 4 | Average Weekday | CAISO | 1-in-10 | 2030 | 13 |  |  |  | 68.0969 | 1
| Zone | South Orange County | 4 | Average Weekday | CAISO | 1-in-10 | 2030 | 14 |  |  |  | 69.0433 | 1
| Zone | South Orange County | 4 | Average Weekday | CAISO | 1-in-10 | 2030 | 15 |  |  |  | 69.8945 | 1
| Zone | South Orange County | 4 | Average Weekday | CAISO | 1-in-10 | 2030 | 16 |  |  |  | 70.32 | 1
| Zone | South Orange County | 4 | Average Weekday | CAISO | 1-in-10 | 2030 | 17 |  |  |  | 70.4138 | 1
| Zone | South Orange County | 4 | Average Weekday | CAISO | 1-in-10 | 2030 | 18 |  |  |  | 69.9443 | 1
| Zone | South Orange County | 4 | Average Weekday | CAISO | 1-in-10 | 2030 | 19 |  |  |  | 69.0376 | 1
| Zone | South Orange County | 4 | Average Weekday | CAISO | 1-in-10 | 2030 | 20 |  |  |  | 67.3806 | 1
| Zone | South Orange County | 4 | Average Weekday | CAISO | 1-in-10 | 2030 | 21 |  |  |  | 65.1142 | 1
| Zone | South Orange County | 4 | Average Weekday | CAISO | 1-in-10 | 2030 | 22 |  |  |  | 63.6258 | 1
| Zone | South Orange County | 4 | Average Weekday | CAISO | 1-in-10 | 2030 | 23 |  |  |  | 62.5261 | 1
| Zone | South Orange County | 4 | Average Weekday | CAISO | 1-in-10 | 2030 | 24 |  |  |  | 61.5334 | 1
| Zone | South Orange County | 4 | Monthly System Peak Day | CAISO | 1-in-10 | 2030 | 1 |  |  |  | 70.62 | 1
| Zone | South Orange County | 4 | Monthly System Peak Day | CAISO | 1-in-10 | 2030 | 2 |  |  |  | 69.3267 | 1
| Zone | South Orange County | 4 | Monthly System Peak Day | CAISO | 1-in-10 | 2030 | 3 |  |  |  | 67.8167 | 1
| Zone | South Orange County | 4 | Monthly System Peak Day | CAISO | 1-in-10 | 2030 | 4 |  |  |  | 67.425 | 1
| Zone | South Orange County | 4 | Monthly System Peak Day | CAISO | 1-in-10 | 2030 | 5 |  |  |  | 67.59 | 1
| Zone | South Orange County | 4 | Monthly System Peak Day | CAISO | 1-in-10 | 2030 | 6 |  |  |  | 69.3133 | 1
| Zone | South Orange County | 4 | Monthly System Peak Day | CAISO | 1-in-10 | 2030 | 7 |  |  |  | 70.17 | 1
| Zone | South Orange County | 4 | Monthly System Peak Day | CAISO | 1-in-10 | 2030 | 8 |  |  |  | 72.1817 | 1
| Zone | South Orange County | 4 | Monthly System Peak Day | CAISO | 1-in-10 | 2030 | 9 |  |  |  | 74.49 | 1
| Zone | South Orange County | 4 | Monthly System Peak Day | CAISO | 1-in-10 | 2030 | 10 |  |  |  | 77.6667 | 1
| Zone | South Orange County | 4 | Monthly System Peak Day | CAISO | 1-in-10 | 2030 | 11 |  |  |  | 81.65 | 1
| Zone | South Orange County | 4 | Monthly System Peak Day | CAISO | 1-in-10 | 2030 | 12 |  |  |  | 85.6167 | 1
| Zone | South Orange County | 4 | Monthly System Peak Day | CAISO | 1-in-10 | 2030 | 13 |  |  |  | 87.4 | 1
| Zone | South Orange County | 4 | Monthly System Peak Day | CAISO | 1-in-10 | 2030 | 14 |  |  |  | 89.3333 | 1
| Zone | South Orange County | 4 | Monthly System Peak Day | CAISO | 1-in-10 | 2030 | 15 |  |  |  | 90.9667 | 1
| Zone | South Orange County | 4 | Monthly System Peak Day | CAISO | 1-in-10 | 2030 | 16 |  |  |  | 92.3667 | 1
| Zone | South Orange County | 4 | Monthly System Peak Day | CAISO | 1-in-10 | 2030 | 17 |  |  |  | 92.7333 | 1
| Zone | South Orange County | 4 | Monthly System Peak Day | CAISO | 1-in-10 | 2030 | 18 |  |  |  | 93.05 | 1
| Zone | South Orange County | 4 | Monthly System Peak Day | CAISO | 1-in-10 | 2030 | 19 |  |  |  | 92.65 | 1
| Zone | South Orange County | 4 | Monthly System Peak Day | CAISO | 1-in-10 | 2030 | 20 |  |  |  | 89.4667 | 1
| Zone | South Orange County | 4 | Monthly System Peak Day | CAISO | 1-in-10 | 2030 | 21 |  |  |  | 86.6333 | 1
| Zone | South Orange County | 4 | Monthly System Peak Day | CAISO | 1-in-10 | 2030 | 22 |  |  |  | 84.3167 | 1
| Zone | South Orange County | 4 | Monthly System Peak Day | CAISO | 1-in-10 | 2030 | 23 |  |  |  | 81.1333 | 1
| Zone | South Orange County | 4 | Monthly System Peak Day | CAISO | 1-in-10 | 2030 | 24 |  |  |  | 75.3 | 1
| Zone | South Orange County | 5 | Average Weekday | CAISO | 1-in-10 | 2030 | 1 |  |  |  | 63.6645 | 1
| Zone | South Orange County | 5 | Average Weekday | CAISO | 1-in-10 | 2030 | 2 |  |  |  | 63.0442 | 1
| Zone | South Orange County | 5 | Average Weekday | CAISO | 1-in-10 | 2030 | 3 |  |  |  | 62.628 | 1
| Zone | South Orange County | 5 | Average Weekday | CAISO | 1-in-10 | 2030 | 4 |  |  |  | 62.226 | 1
| Zone | South Orange County | 5 | Average Weekday | CAISO | 1-in-10 | 2030 | 5 |  |  |  | 61.8174 | 1
| Zone | South Orange County | 5 | Average Weekday | CAISO | 1-in-10 | 2030 | 6 |  |  |  | 61.6734 | 1
| Zone | South Orange County | 5 | Average Weekday | CAISO | 1-in-10 | 2030 | 7 |  |  |  | 61.397 | 1
| Zone | South Orange County | 5 | Average Weekday | CAISO | 1-in-10 | 2030 | 8 |  |  |  | 61.9969 | 1
| Zone | South Orange County | 5 | Average Weekday | CAISO | 1-in-10 | 2030 | 9 |  |  |  | 64.0083 | 1
| Zone | South Orange County | 5 | Average Weekday | CAISO | 1-in-10 | 2030 | 10 |  |  |  | 66.8587 | 1
| Zone | South Orange County | 5 | Average Weekday | CAISO | 1-in-10 | 2030 | 11 |  |  |  | 69.2524 | 1
| Zone | South Orange County | 5 | Average Weekday | CAISO | 1-in-10 | 2030 | 12 |  |  |  | 71.168 | 1
| Zone | South Orange County | 5 | Average Weekday | CAISO | 1-in-10 | 2030 | 13 |  |  |  | 72.297 | 1
| Zone | South Orange County | 5 | Average Weekday | CAISO | 1-in-10 | 2030 | 14 |  |  |  | 73.148 | 1
| Zone | South Orange County | 5 | Average Weekday | CAISO | 1-in-10 | 2030 | 15 |  |  |  | 73.976 | 1
| Zone | South Orange County | 5 | Average Weekday | CAISO | 1-in-10 | 2030 | 16 |  |  |  | 74.1826 | 1
| Zone | South Orange County | 5 | Average Weekday | CAISO | 1-in-10 | 2030 | 17 |  |  |  | 74.122 | 1
| Zone | South Orange County | 5 | Average Weekday | CAISO | 1-in-10 | 2030 | 18 |  |  |  | 73.3027 | 1
| Zone | South Orange County | 5 | Average Weekday | CAISO | 1-in-10 | 2030 | 19 |  |  |  | 72.369 | 1
| Zone | South Orange County | 5 | Average Weekday | CAISO | 1-in-10 | 2030 | 20 |  |  |  | 70.709 | 1
| Zone | South Orange County | 5 | Average Weekday | CAISO | 1-in-10 | 2030 | 21 |  |  |  | 68.2305 | 1
| Zone | South Orange County | 5 | Average Weekday | CAISO | 1-in-10 | 2030 | 22 |  |  |  | 66.2595 | 1
| Zone | South Orange County | 5 | Average Weekday | CAISO | 1-in-10 | 2030 | 23 |  |  |  | 65.0803 | 1
| Zone | South Orange County | 5 | Average Weekday | CAISO | 1-in-10 | 2030 | 24 |  |  |  | 64.1396 | 1
| Zone | South Orange County | 5 | Monthly System Peak Day | CAISO | 1-in-10 | 2030 | 1 |  |  |  | 70.7233 | 1
| Zone | South Orange County | 5 | Monthly System Peak Day | CAISO | 1-in-10 | 2030 | 2 |  |  |  | 69.7867 | 1
| Zone | South Orange County | 5 | Monthly System Peak Day | CAISO | 1-in-10 | 2030 | 3 |  |  |  | 68.9883 | 1
| Zone | South Orange County | 5 | Monthly System Peak Day | CAISO | 1-in-10 | 2030 | 4 |  |  |  | 68.0967 | 1
| Zone | South Orange County | 5 | Monthly System Peak Day | CAISO | 1-in-10 | 2030 | 5 |  |  |  | 67.4783 | 1
| Zone | South Orange County | 5 | Monthly System Peak Day | CAISO | 1-in-10 | 2030 | 6 |  |  |  | 67.16 | 1
| Zone | South Orange County | 5 | Monthly System Peak Day | CAISO | 1-in-10 | 2030 | 7 |  |  |  | 66.67 | 1
| Zone | South Orange County | 5 | Monthly System Peak Day | CAISO | 1-in-10 | 2030 | 8 |  |  |  | 67.6783 | 1
| Zone | South Orange County | 5 | Monthly System Peak Day | CAISO | 1-in-10 | 2030 | 9 |  |  |  | 72.7933 | 1
| Zone | South Orange County | 5 | Monthly System Peak Day | CAISO | 1-in-10 | 2030 | 10 |  |  |  | 79.3333 | 1
| Zone | South Orange County | 5 | Monthly System Peak Day | CAISO | 1-in-10 | 2030 | 11 |  |  |  | 84.2 | 1
| Zone | South Orange County | 5 | Monthly System Peak Day | CAISO | 1-in-10 | 2030 | 12 |  |  |  | 88.4667 | 1
| Zone | South Orange County | 5 | Monthly System Peak Day | CAISO | 1-in-10 | 2030 | 13 |  |  |  | 90.0333 | 1
| Zone | South Orange County | 5 | Monthly System Peak Day | CAISO | 1-in-10 | 2030 | 14 |  |  |  | 89.8333 | 1
| Zone | South Orange County | 5 | Monthly System Peak Day | CAISO | 1-in-10 | 2030 | 15 |  |  |  | 92.15 | 1
| Zone | South Orange County | 5 | Monthly System Peak Day | CAISO | 1-in-10 | 2030 | 16 |  |  |  | 92.0167 | 1
| Zone | South Orange County | 5 | Monthly System Peak Day | CAISO | 1-in-10 | 2030 | 17 |  |  |  | 91.8 | 1
| Zone | South Orange County | 5 | Monthly System Peak Day | CAISO | 1-in-10 | 2030 | 18 |  |  |  | 90.4333 | 1
| Zone | South Orange County | 5 | Monthly System Peak Day | CAISO | 1-in-10 | 2030 | 19 |  |  |  | 89.9167 | 1
| Zone | South Orange County | 5 | Monthly System Peak Day | CAISO | 1-in-10 | 2030 | 20 |  |  |  | 87.0333 | 1
| Zone | South Orange County | 5 | Monthly System Peak Day | CAISO | 1-in-10 | 2030 | 21 |  |  |  | 83.1833 | 1
| Zone | South Orange County | 5 | Monthly System Peak Day | CAISO | 1-in-10 | 2030 | 22 |  |  |  | 79.8 | 1
| Zone | South Orange County | 5 | Monthly System Peak Day | CAISO | 1-in-10 | 2030 | 23 |  |  |  | 76.7667 | 1
| Zone | South Orange County | 5 | Monthly System Peak Day | CAISO | 1-in-10 | 2030 | 24 |  |  |  | 73.3367 | 1
| Zone | South Orange County | 6 | Average Weekday | CAISO | 1-in-10 | 2030 | 1 |  |  |  | 64.8305 | 1
| Zone | South Orange County | 6 | Average Weekday | CAISO | 1-in-10 | 2030 | 2 |  |  |  | 64.5677 | 1
| Zone | South Orange County | 6 | Average Weekday | CAISO | 1-in-10 | 2030 | 3 |  |  |  | 64.3736 | 1
| Zone | South Orange County | 6 | Average Weekday | CAISO | 1-in-10 | 2030 | 4 |  |  |  | 64.1311 | 1
| Zone | South Orange County | 6 | Average Weekday | CAISO | 1-in-10 | 2030 | 5 |  |  |  | 63.9809 | 1
| Zone | South Orange County | 6 | Average Weekday | CAISO | 1-in-10 | 2030 | 6 |  |  |  | 63.8758 | 1
| Zone | South Orange County | 6 | Average Weekday | CAISO | 1-in-10 | 2030 | 7 |  |  |  | 63.8143 | 1
| Zone | South Orange County | 6 | Average Weekday | CAISO | 1-in-10 | 2030 | 8 |  |  |  | 64.0327 | 1
| Zone | South Orange County | 6 | Average Weekday | CAISO | 1-in-10 | 2030 | 9 |  |  |  | 64.9331 | 1
| Zone | South Orange County | 6 | Average Weekday | CAISO | 1-in-10 | 2030 | 10 |  |  |  | 66.7504 | 1
| Zone | South Orange County | 6 | Average Weekday | CAISO | 1-in-10 | 2030 | 11 |  |  |  | 69.068 | 1
| Zone | South Orange County | 6 | Average Weekday | CAISO | 1-in-10 | 2030 | 12 |  |  |  | 70.8322 | 1
| Zone | South Orange County | 6 | Average Weekday | CAISO | 1-in-10 | 2030 | 13 |  |  |  | 71.7878 | 1
| Zone | South Orange County | 6 | Average Weekday | CAISO | 1-in-10 | 2030 | 14 |  |  |  | 72.1196 | 1
| Zone | South Orange County | 6 | Average Weekday | CAISO | 1-in-10 | 2030 | 15 |  |  |  | 72.8228 | 1
| Zone | South Orange County | 6 | Average Weekday | CAISO | 1-in-10 | 2030 | 16 |  |  |  | 73.7532 | 1
| Zone | South Orange County | 6 | Average Weekday | CAISO | 1-in-10 | 2030 | 17 |  |  |  | 73.7854 | 1
| Zone | South Orange County | 6 | Average Weekday | CAISO | 1-in-10 | 2030 | 18 |  |  |  | 73.2464 | 1
| Zone | South Orange County | 6 | Average Weekday | CAISO | 1-in-10 | 2030 | 19 |  |  |  | 72.2489 | 1
| Zone | South Orange County | 6 | Average Weekday | CAISO | 1-in-10 | 2030 | 20 |  |  |  | 70.5072 | 1
| Zone | South Orange County | 6 | Average Weekday | CAISO | 1-in-10 | 2030 | 21 |  |  |  | 68.643 | 1
| Zone | South Orange County | 6 | Average Weekday | CAISO | 1-in-10 | 2030 | 22 |  |  |  | 66.6989 | 1
| Zone | South Orange County | 6 | Average Weekday | CAISO | 1-in-10 | 2030 | 23 |  |  |  | 65.7762 | 1
| Zone | South Orange County | 6 | Average Weekday | CAISO | 1-in-10 | 2030 | 24 |  |  |  | 65.3146 | 1
| Zone | South Orange County | 6 | Monthly System Peak Day | CAISO | 1-in-10 | 2030 | 1 |  |  |  | 69.3 | 1
| Zone | South Orange County | 6 | Monthly System Peak Day | CAISO | 1-in-10 | 2030 | 2 |  |  |  | 67.8217 | 1
| Zone | South Orange County | 6 | Monthly System Peak Day | CAISO | 1-in-10 | 2030 | 3 |  |  |  | 67.0917 | 1
| Zone | South Orange County | 6 | Monthly System Peak Day | CAISO | 1-in-10 | 2030 | 4 |  |  |  | 66.85 | 1
| Zone | South Orange County | 6 | Monthly System Peak Day | CAISO | 1-in-10 | 2030 | 5 |  |  |  | 66.105 | 1
| Zone | South Orange County | 6 | Monthly System Peak Day | CAISO | 1-in-10 | 2030 | 6 |  |  |  | 65.4533 | 1
| Zone | South Orange County | 6 | Monthly System Peak Day | CAISO | 1-in-10 | 2030 | 7 |  |  |  | 65.015 | 1
| Zone | South Orange County | 6 | Monthly System Peak Day | CAISO | 1-in-10 | 2030 | 8 |  |  |  | 65.9783 | 1
| Zone | South Orange County | 6 | Monthly System Peak Day | CAISO | 1-in-10 | 2030 | 9 |  |  |  | 69.0117 | 1
| Zone | South Orange County | 6 | Monthly System Peak Day | CAISO | 1-in-10 | 2030 | 10 |  |  |  | 74.415 | 1
| Zone | South Orange County | 6 | Monthly System Peak Day | CAISO | 1-in-10 | 2030 | 11 |  |  |  | 79.79 | 1
| Zone | South Orange County | 6 | Monthly System Peak Day | CAISO | 1-in-10 | 2030 | 12 |  |  |  | 80.5 | 1
| Zone | South Orange County | 6 | Monthly System Peak Day | CAISO | 1-in-10 | 2030 | 13 |  |  |  | 79.8833 | 1
| Zone | South Orange County | 6 | Monthly System Peak Day | CAISO | 1-in-10 | 2030 | 14 |  |  |  | 80.15 | 1
| Zone | South Orange County | 6 | Monthly System Peak Day | CAISO | 1-in-10 | 2030 | 15 |  |  |  | 82.8333 | 1
| Zone | South Orange County | 6 | Monthly System Peak Day | CAISO | 1-in-10 | 2030 | 16 |  |  |  | 87.0833 | 1
| Zone | South Orange County | 6 | Monthly System Peak Day | CAISO | 1-in-10 | 2030 | 17 |  |  |  | 88.95 | 1
| Zone | South Orange County | 6 | Monthly System Peak Day | CAISO | 1-in-10 | 2030 | 18 |  |  |  | 89.45 | 1
| Zone | South Orange County | 6 | Monthly System Peak Day | CAISO | 1-in-10 | 2030 | 19 |  |  |  | 85.5833 | 1
| Zone | South Orange County | 6 | Monthly System Peak Day | CAISO | 1-in-10 | 2030 | 20 |  |  |  | 78.3833 | 1
| Zone | South Orange County | 6 | Monthly System Peak Day | CAISO | 1-in-10 | 2030 | 21 |  |  |  | 74.7167 | 1
| Zone | South Orange County | 6 | Monthly System Peak Day | CAISO | 1-in-10 | 2030 | 22 |  |  |  | 72.1567 | 1
| Zone | South Orange County | 6 | Monthly System Peak Day | CAISO | 1-in-10 | 2030 | 23 |  |  |  | 70.8033 | 1
| Zone | South Orange County | 6 | Monthly System Peak Day | CAISO | 1-in-10 | 2030 | 24 |  |  |  | 69.8083 | 1
| Zone | South Orange County | 7 | Average Weekday | CAISO | 1-in-10 | 2030 | 1 |  |  |  | 69.4461 | 1
| Zone | South Orange County | 7 | Average Weekday | CAISO | 1-in-10 | 2030 | 2 |  |  |  | 69.086 | 1
| Zone | South Orange County | 7 | Average Weekday | CAISO | 1-in-10 | 2030 | 3 |  |  |  | 68.7807 | 1
| Zone | South Orange County | 7 | Average Weekday | CAISO | 1-in-10 | 2030 | 4 |  |  |  | 68.5325 | 1
| Zone | South Orange County | 7 | Average Weekday | CAISO | 1-in-10 | 2030 | 5 |  |  |  | 68.3902 | 1
| Zone | South Orange County | 7 | Average Weekday | CAISO | 1-in-10 | 2030 | 6 |  |  |  | 68.3303 | 1
| Zone | South Orange County | 7 | Average Weekday | CAISO | 1-in-10 | 2030 | 7 |  |  |  | 68.2904 | 1
| Zone | South Orange County | 7 | Average Weekday | CAISO | 1-in-10 | 2030 | 8 |  |  |  | 68.6719 | 1
| Zone | South Orange County | 7 | Average Weekday | CAISO | 1-in-10 | 2030 | 9 |  |  |  | 70.0939 | 1
| Zone | South Orange County | 7 | Average Weekday | CAISO | 1-in-10 | 2030 | 10 |  |  |  | 72.5596 | 1
| Zone | South Orange County | 7 | Average Weekday | CAISO | 1-in-10 | 2030 | 11 |  |  |  | 75.3255 | 1
| Zone | South Orange County | 7 | Average Weekday | CAISO | 1-in-10 | 2030 | 12 |  |  |  | 77.2332 | 1
| Zone | South Orange County | 7 | Average Weekday | CAISO | 1-in-10 | 2030 | 13 |  |  |  | 78.0307 | 1
| Zone | South Orange County | 7 | Average Weekday | CAISO | 1-in-10 | 2030 | 14 |  |  |  | 78.1088 | 1
| Zone | South Orange County | 7 | Average Weekday | CAISO | 1-in-10 | 2030 | 15 |  |  |  | 78.888 | 1
| Zone | South Orange County | 7 | Average Weekday | CAISO | 1-in-10 | 2030 | 16 |  |  |  | 79.4733 | 1
| Zone | South Orange County | 7 | Average Weekday | CAISO | 1-in-10 | 2030 | 17 |  |  |  | 79.575 | 1
| Zone | South Orange County | 7 | Average Weekday | CAISO | 1-in-10 | 2030 | 18 |  |  |  | 79.1003 | 1
| Zone | South Orange County | 7 | Average Weekday | CAISO | 1-in-10 | 2030 | 19 |  |  |  | 78.1803 | 1
| Zone | South Orange County | 7 | Average Weekday | CAISO | 1-in-10 | 2030 | 20 |  |  |  | 76.474 | 1
| Zone | South Orange County | 7 | Average Weekday | CAISO | 1-in-10 | 2030 | 21 |  |  |  | 74.0284 | 1
| Zone | South Orange County | 7 | Average Weekday | CAISO | 1-in-10 | 2030 | 22 |  |  |  | 71.8255 | 1
| Zone | South Orange County | 7 | Average Weekday | CAISO | 1-in-10 | 2030 | 23 |  |  |  | 70.847 | 1
| Zone | South Orange County | 7 | Average Weekday | CAISO | 1-in-10 | 2030 | 24 |  |  |  | 70.1921 | 1
| Zone | South Orange County | 7 | Monthly System Peak Day | CAISO | 1-in-10 | 2030 | 1 |  |  |  | 72.6833 | 1
| Zone | South Orange County | 7 | Monthly System Peak Day | CAISO | 1-in-10 | 2030 | 2 |  |  |  | 72.45 | 1
| Zone | South Orange County | 7 | Monthly System Peak Day | CAISO | 1-in-10 | 2030 | 3 |  |  |  | 72.0833 | 1
| Zone | South Orange County | 7 | Monthly System Peak Day | CAISO | 1-in-10 | 2030 | 4 |  |  |  | 71.6333 | 1
| Zone | South Orange County | 7 | Monthly System Peak Day | CAISO | 1-in-10 | 2030 | 5 |  |  |  | 71.3 | 1
| Zone | South Orange County | 7 | Monthly System Peak Day | CAISO | 1-in-10 | 2030 | 6 |  |  |  | 71.1667 | 1
| Zone | South Orange County | 7 | Monthly System Peak Day | CAISO | 1-in-10 | 2030 | 7 |  |  |  | 71 | 1
| Zone | South Orange County | 7 | Monthly System Peak Day | CAISO | 1-in-10 | 2030 | 8 |  |  |  | 71.0333 | 1
| Zone | South Orange County | 7 | Monthly System Peak Day | CAISO | 1-in-10 | 2030 | 9 |  |  |  | 72.3833 | 1
| Zone | South Orange County | 7 | Monthly System Peak Day | CAISO | 1-in-10 | 2030 | 10 |  |  |  | 74.8167 | 1
| Zone | South Orange County | 7 | Monthly System Peak Day | CAISO | 1-in-10 | 2030 | 11 |  |  |  | 78.0333 | 1
| Zone | South Orange County | 7 | Monthly System Peak Day | CAISO | 1-in-10 | 2030 | 12 |  |  |  | 80.65 | 1
| Zone | South Orange County | 7 | Monthly System Peak Day | CAISO | 1-in-10 | 2030 | 13 |  |  |  | 82.0667 | 1
| Zone | South Orange County | 7 | Monthly System Peak Day | CAISO | 1-in-10 | 2030 | 14 |  |  |  | 82.25 | 1
| Zone | South Orange County | 7 | Monthly System Peak Day | CAISO | 1-in-10 | 2030 | 15 |  |  |  | 82.7167 | 1
| Zone | South Orange County | 7 | Monthly System Peak Day | CAISO | 1-in-10 | 2030 | 16 |  |  |  | 81.7167 | 1
| Zone | South Orange County | 7 | Monthly System Peak Day | CAISO | 1-in-10 | 2030 | 17 |  |  |  | 80.05 | 1
| Zone | South Orange County | 7 | Monthly System Peak Day | CAISO | 1-in-10 | 2030 | 18 |  |  |  | 80.8167 | 1
| Zone | South Orange County | 7 | Monthly System Peak Day | CAISO | 1-in-10 | 2030 | 19 |  |  |  | 79.8333 | 1
| Zone | South Orange County | 7 | Monthly System Peak Day | CAISO | 1-in-10 | 2030 | 20 |  |  |  | 77.7 | 1
| Zone | South Orange County | 7 | Monthly System Peak Day | CAISO | 1-in-10 | 2030 | 21 |  |  |  | 75.5 | 1
| Zone | South Orange County | 7 | Monthly System Peak Day | CAISO | 1-in-10 | 2030 | 22 |  |  |  | 73.0833 | 1
| Zone | South Orange County | 7 | Monthly System Peak Day | CAISO | 1-in-10 | 2030 | 23 |  |  |  | 72.4833 | 1
| Zone | South Orange County | 7 | Monthly System Peak Day | CAISO | 1-in-10 | 2030 | 24 |  |  |  | 72.25 | 1
| Zone | South Orange County | 8 | Average Weekday | CAISO | 1-in-10 | 2030 | 1 |  |  |  | 69.5985 | 1
| Zone | South Orange County | 8 | Average Weekday | CAISO | 1-in-10 | 2030 | 2 |  |  |  | 69.3141 | 1
| Zone | South Orange County | 8 | Average Weekday | CAISO | 1-in-10 | 2030 | 3 |  |  |  | 69.0234 | 1
| Zone | South Orange County | 8 | Average Weekday | CAISO | 1-in-10 | 2030 | 4 |  |  |  | 68.8309 | 1
| Zone | South Orange County | 8 | Average Weekday | CAISO | 1-in-10 | 2030 | 5 |  |  |  | 68.605 | 1
| Zone | South Orange County | 8 | Average Weekday | CAISO | 1-in-10 | 2030 | 6 |  |  |  | 68.457 | 1
| Zone | South Orange County | 8 | Average Weekday | CAISO | 1-in-10 | 2030 | 7 |  |  |  | 68.3726 | 1
| Zone | South Orange County | 8 | Average Weekday | CAISO | 1-in-10 | 2030 | 8 |  |  |  | 68.4341 | 1
| Zone | South Orange County | 8 | Average Weekday | CAISO | 1-in-10 | 2030 | 9 |  |  |  | 69.3385 | 1
| Zone | South Orange County | 8 | Average Weekday | CAISO | 1-in-10 | 2030 | 10 |  |  |  | 71.1052 | 1
| Zone | South Orange County | 8 | Average Weekday | CAISO | 1-in-10 | 2030 | 11 |  |  |  | 73.5361 | 1
| Zone | South Orange County | 8 | Average Weekday | CAISO | 1-in-10 | 2030 | 12 |  |  |  | 75.6692 | 1
| Zone | South Orange County | 8 | Average Weekday | CAISO | 1-in-10 | 2030 | 13 |  |  |  | 76.6918 | 1
| Zone | South Orange County | 8 | Average Weekday | CAISO | 1-in-10 | 2030 | 14 |  |  |  | 77.525 | 1
| Zone | South Orange County | 8 | Average Weekday | CAISO | 1-in-10 | 2030 | 15 |  |  |  | 78.6466 | 1
| Zone | South Orange County | 8 | Average Weekday | CAISO | 1-in-10 | 2030 | 16 |  |  |  | 79.2502 | 1
| Zone | South Orange County | 8 | Average Weekday | CAISO | 1-in-10 | 2030 | 17 |  |  |  | 79.1715 | 1
| Zone | South Orange County | 8 | Average Weekday | CAISO | 1-in-10 | 2030 | 18 |  |  |  | 78.5438 | 1
| Zone | South Orange County | 8 | Average Weekday | CAISO | 1-in-10 | 2030 | 19 |  |  |  | 77.3582 | 1
| Zone | South Orange County | 8 | Average Weekday | CAISO | 1-in-10 | 2030 | 20 |  |  |  | 75.7666 | 1
| Zone | South Orange County | 8 | Average Weekday | CAISO | 1-in-10 | 2030 | 21 |  |  |  | 73.3325 | 1
| Zone | South Orange County | 8 | Average Weekday | CAISO | 1-in-10 | 2030 | 22 |  |  |  | 71.7902 | 1
| Zone | South Orange County | 8 | Average Weekday | CAISO | 1-in-10 | 2030 | 23 |  |  |  | 71.0086 | 1
| Zone | South Orange County | 8 | Average Weekday | CAISO | 1-in-10 | 2030 | 24 |  |  |  | 70.2746 | 1
| Zone | South Orange County | 8 | Monthly System Peak Day | CAISO | 1-in-10 | 2030 | 1 |  |  |  | 70.835 | 1
| Zone | South Orange County | 8 | Monthly System Peak Day | CAISO | 1-in-10 | 2030 | 2 |  |  |  | 70.33 | 1
| Zone | South Orange County | 8 | Monthly System Peak Day | CAISO | 1-in-10 | 2030 | 3 |  |  |  | 70.025 | 1
| Zone | South Orange County | 8 | Monthly System Peak Day | CAISO | 1-in-10 | 2030 | 4 |  |  |  | 69.8267 | 1
| Zone | South Orange County | 8 | Monthly System Peak Day | CAISO | 1-in-10 | 2030 | 5 |  |  |  | 69.4383 | 1
| Zone | South Orange County | 8 | Monthly System Peak Day | CAISO | 1-in-10 | 2030 | 6 |  |  |  | 69.155 | 1
| Zone | South Orange County | 8 | Monthly System Peak Day | CAISO | 1-in-10 | 2030 | 7 |  |  |  | 69.0167 | 1
| Zone | South Orange County | 8 | Monthly System Peak Day | CAISO | 1-in-10 | 2030 | 8 |  |  |  | 69.0817 | 1
| Zone | South Orange County | 8 | Monthly System Peak Day | CAISO | 1-in-10 | 2030 | 9 |  |  |  | 70.035 | 1
| Zone | South Orange County | 8 | Monthly System Peak Day | CAISO | 1-in-10 | 2030 | 10 |  |  |  | 73.155 | 1
| Zone | South Orange County | 8 | Monthly System Peak Day | CAISO | 1-in-10 | 2030 | 11 |  |  |  | 77.7833 | 1
| Zone | South Orange County | 8 | Monthly System Peak Day | CAISO | 1-in-10 | 2030 | 12 |  |  |  | 82 | 1
| Zone | South Orange County | 8 | Monthly System Peak Day | CAISO | 1-in-10 | 2030 | 13 |  |  |  | 82.8333 | 1
| Zone | South Orange County | 8 | Monthly System Peak Day | CAISO | 1-in-10 | 2030 | 14 |  |  |  | 84.7 | 1
| Zone | South Orange County | 8 | Monthly System Peak Day | CAISO | 1-in-10 | 2030 | 15 |  |  |  | 85.1167 | 1
| Zone | South Orange County | 8 | Monthly System Peak Day | CAISO | 1-in-10 | 2030 | 16 |  |  |  | 85.1667 | 1
| Zone | South Orange County | 8 | Monthly System Peak Day | CAISO | 1-in-10 | 2030 | 17 |  |  |  | 85.5833 | 1
| Zone | South Orange County | 8 | Monthly System Peak Day | CAISO | 1-in-10 | 2030 | 18 |  |  |  | 85.5 | 1
| Zone | South Orange County | 8 | Monthly System Peak Day | CAISO | 1-in-10 | 2030 | 19 |  |  |  | 84.35 | 1
| Zone | South Orange County | 8 | Monthly System Peak Day | CAISO | 1-in-10 | 2030 | 20 |  |  |  | 84.25 | 1
| Zone | South Orange County | 8 | Monthly System Peak Day | CAISO | 1-in-10 | 2030 | 21 |  |  |  | 80.0833 | 1
| Zone | South Orange County | 8 | Monthly System Peak Day | CAISO | 1-in-10 | 2030 | 22 |  |  |  | 76.4667 | 1
| Zone | South Orange County | 8 | Monthly System Peak Day | CAISO | 1-in-10 | 2030 | 23 |  |  |  | 75.2 | 1
| Zone | South Orange County | 8 | Monthly System Peak Day | CAISO | 1-in-10 | 2030 | 24 |  |  |  | 73.86 | 1
| Zone | South Orange County | 8 | Typical Event Day | CAISO | 1-in-10 | 2030 | 1 |  |  |  | 72.1671 | 1
| Zone | South Orange County | 8 | Typical Event Day | CAISO | 1-in-10 | 2030 | 2 |  |  |  | 71.3337 | 1
| Zone | South Orange County | 8 | Typical Event Day | CAISO | 1-in-10 | 2030 | 3 |  |  |  | 70.8583 | 1
| Zone | South Orange County | 8 | Typical Event Day | CAISO | 1-in-10 | 2030 | 4 |  |  |  | 70.6608 | 1
| Zone | South Orange County | 8 | Typical Event Day | CAISO | 1-in-10 | 2030 | 5 |  |  |  | 70.3275 | 1
| Zone | South Orange County | 8 | Typical Event Day | CAISO | 1-in-10 | 2030 | 6 |  |  |  | 69.9396 | 1
| Zone | South Orange County | 8 | Typical Event Day | CAISO | 1-in-10 | 2030 | 7 |  |  |  | 69.7663 | 1
| Zone | South Orange County | 8 | Typical Event Day | CAISO | 1-in-10 | 2030 | 8 |  |  |  | 70.1567 | 1
| Zone | South Orange County | 8 | Typical Event Day | CAISO | 1-in-10 | 2030 | 9 |  |  |  | 71.8117 | 1
| Zone | South Orange County | 8 | Typical Event Day | CAISO | 1-in-10 | 2030 | 10 |  |  |  | 75.4342 | 1
| Zone | South Orange County | 8 | Typical Event Day | CAISO | 1-in-10 | 2030 | 11 |  |  |  | 80.0058 | 1
| Zone | South Orange County | 8 | Typical Event Day | CAISO | 1-in-10 | 2030 | 12 |  |  |  | 82.7958 | 1
| Zone | South Orange County | 8 | Typical Event Day | CAISO | 1-in-10 | 2030 | 13 |  |  |  | 83.75 | 1
| Zone | South Orange County | 8 | Typical Event Day | CAISO | 1-in-10 | 2030 | 14 |  |  |  | 84.7333 | 1
| Zone | South Orange County | 8 | Typical Event Day | CAISO | 1-in-10 | 2030 | 15 |  |  |  | 85.65 | 1
| Zone | South Orange County | 8 | Typical Event Day | CAISO | 1-in-10 | 2030 | 16 |  |  |  | 86.425 | 1
| Zone | South Orange County | 8 | Typical Event Day | CAISO | 1-in-10 | 2030 | 17 |  |  |  | 86.4542 | 1
| Zone | South Orange County | 8 | Typical Event Day | CAISO | 1-in-10 | 2030 | 18 |  |  |  | 86.6 | 1
| Zone | South Orange County | 8 | Typical Event Day | CAISO | 1-in-10 | 2030 | 19 |  |  |  | 85.0542 | 1
| Zone | South Orange County | 8 | Typical Event Day | CAISO | 1-in-10 | 2030 | 20 |  |  |  | 82.2833 | 1
| Zone | South Orange County | 8 | Typical Event Day | CAISO | 1-in-10 | 2030 | 21 |  |  |  | 79.0292 | 1
| Zone | South Orange County | 8 | Typical Event Day | CAISO | 1-in-10 | 2030 | 22 |  |  |  | 76.9808 | 1
| Zone | South Orange County | 8 | Typical Event Day | CAISO | 1-in-10 | 2030 | 23 |  |  |  | 75.7592 | 1
| Zone | South Orange County | 8 | Typical Event Day | CAISO | 1-in-10 | 2030 | 24 |  |  |  | 74.4796 | 1
| Zone | South Orange County | 9 | Average Weekday | CAISO | 1-in-10 | 2030 | 1 |  |  |  | 71.7479 | 1
| Zone | South Orange County | 9 | Average Weekday | CAISO | 1-in-10 | 2030 | 2 |  |  |  | 71.1465 | 1
| Zone | South Orange County | 9 | Average Weekday | CAISO | 1-in-10 | 2030 | 3 |  |  |  | 70.6301 | 1
| Zone | South Orange County | 9 | Average Weekday | CAISO | 1-in-10 | 2030 | 4 |  |  |  | 70.1971 | 1
| Zone | South Orange County | 9 | Average Weekday | CAISO | 1-in-10 | 2030 | 5 |  |  |  | 69.8707 | 1
| Zone | South Orange County | 9 | Average Weekday | CAISO | 1-in-10 | 2030 | 6 |  |  |  | 69.5087 | 1
| Zone | South Orange County | 9 | Average Weekday | CAISO | 1-in-10 | 2030 | 7 |  |  |  | 69.2601 | 1
| Zone | South Orange County | 9 | Average Weekday | CAISO | 1-in-10 | 2030 | 8 |  |  |  | 69.177 | 1
| Zone | South Orange County | 9 | Average Weekday | CAISO | 1-in-10 | 2030 | 9 |  |  |  | 70.2802 | 1
| Zone | South Orange County | 9 | Average Weekday | CAISO | 1-in-10 | 2030 | 10 |  |  |  | 72.886 | 1
| Zone | South Orange County | 9 | Average Weekday | CAISO | 1-in-10 | 2030 | 11 |  |  |  | 75.8762 | 1
| Zone | South Orange County | 9 | Average Weekday | CAISO | 1-in-10 | 2030 | 12 |  |  |  | 78.4211 | 1
| Zone | South Orange County | 9 | Average Weekday | CAISO | 1-in-10 | 2030 | 13 |  |  |  | 79.6325 | 1
| Zone | South Orange County | 9 | Average Weekday | CAISO | 1-in-10 | 2030 | 14 |  |  |  | 80.3008 | 1
| Zone | South Orange County | 9 | Average Weekday | CAISO | 1-in-10 | 2030 | 15 |  |  |  | 81.2714 | 1
| Zone | South Orange County | 9 | Average Weekday | CAISO | 1-in-10 | 2030 | 16 |  |  |  | 81.5167 | 1
| Zone | South Orange County | 9 | Average Weekday | CAISO | 1-in-10 | 2030 | 17 |  |  |  | 81.431 | 1
| Zone | South Orange County | 9 | Average Weekday | CAISO | 1-in-10 | 2030 | 18 |  |  |  | 80.6365 | 1
| Zone | South Orange County | 9 | Average Weekday | CAISO | 1-in-10 | 2030 | 19 |  |  |  | 79.223 | 1
| Zone | South Orange County | 9 | Average Weekday | CAISO | 1-in-10 | 2030 | 20 |  |  |  | 77.0676 | 1
| Zone | South Orange County | 9 | Average Weekday | CAISO | 1-in-10 | 2030 | 21 |  |  |  | 74.7656 | 1
| Zone | South Orange County | 9 | Average Weekday | CAISO | 1-in-10 | 2030 | 22 |  |  |  | 73.7906 | 1
| Zone | South Orange County | 9 | Average Weekday | CAISO | 1-in-10 | 2030 | 23 |  |  |  | 72.9166 | 1
| Zone | South Orange County | 9 | Average Weekday | CAISO | 1-in-10 | 2030 | 24 |  |  |  | 72.1378 | 1
| Zone | South Orange County | 9 | Monthly System Peak Day | CAISO | 1-in-10 | 2030 | 1 |  |  |  | 75.85 | 1
| Zone | South Orange County | 9 | Monthly System Peak Day | CAISO | 1-in-10 | 2030 | 2 |  |  |  | 74.7333 | 1
| Zone | South Orange County | 9 | Monthly System Peak Day | CAISO | 1-in-10 | 2030 | 3 |  |  |  | 74.2333 | 1
| Zone | South Orange County | 9 | Monthly System Peak Day | CAISO | 1-in-10 | 2030 | 4 |  |  |  | 74.3333 | 1
| Zone | South Orange County | 9 | Monthly System Peak Day | CAISO | 1-in-10 | 2030 | 5 |  |  |  | 74.4667 | 1
| Zone | South Orange County | 9 | Monthly System Peak Day | CAISO | 1-in-10 | 2030 | 6 |  |  |  | 73.9833 | 1
| Zone | South Orange County | 9 | Monthly System Peak Day | CAISO | 1-in-10 | 2030 | 7 |  |  |  | 74.0333 | 1
| Zone | South Orange County | 9 | Monthly System Peak Day | CAISO | 1-in-10 | 2030 | 8 |  |  |  | 74.5333 | 1
| Zone | South Orange County | 9 | Monthly System Peak Day | CAISO | 1-in-10 | 2030 | 9 |  |  |  | 75.8167 | 1
| Zone | South Orange County | 9 | Monthly System Peak Day | CAISO | 1-in-10 | 2030 | 10 |  |  |  | 79.35 | 1
| Zone | South Orange County | 9 | Monthly System Peak Day | CAISO | 1-in-10 | 2030 | 11 |  |  |  | 84.4167 | 1
| Zone | South Orange County | 9 | Monthly System Peak Day | CAISO | 1-in-10 | 2030 | 12 |  |  |  | 88.0333 | 1
| Zone | South Orange County | 9 | Monthly System Peak Day | CAISO | 1-in-10 | 2030 | 13 |  |  |  | 90.2167 | 1
| Zone | South Orange County | 9 | Monthly System Peak Day | CAISO | 1-in-10 | 2030 | 14 |  |  |  | 91.8333 | 1
| Zone | South Orange County | 9 | Monthly System Peak Day | CAISO | 1-in-10 | 2030 | 15 |  |  |  | 91.9333 | 1
| Zone | South Orange County | 9 | Monthly System Peak Day | CAISO | 1-in-10 | 2030 | 16 |  |  |  | 91.7333 | 1
| Zone | South Orange County | 9 | Monthly System Peak Day | CAISO | 1-in-10 | 2030 | 17 |  |  |  | 91.2333 | 1
| Zone | South Orange County | 9 | Monthly System Peak Day | CAISO | 1-in-10 | 2030 | 18 |  |  |  | 90.6333 | 1
| Zone | South Orange County | 9 | Monthly System Peak Day | CAISO | 1-in-10 | 2030 | 19 |  |  |  | 90.45 | 1
| Zone | South Orange County | 9 | Monthly System Peak Day | CAISO | 1-in-10 | 2030 | 20 |  |  |  | 88.8 | 1
| Zone | South Orange County | 9 | Monthly System Peak Day | CAISO | 1-in-10 | 2030 | 21 |  |  |  | 85.8167 | 1
| Zone | South Orange County | 9 | Monthly System Peak Day | CAISO | 1-in-10 | 2030 | 22 |  |  |  | 86.2167 | 1
| Zone | South Orange County | 9 | Monthly System Peak Day | CAISO | 1-in-10 | 2030 | 23 |  |  |  | 84.55 | 1
| Zone | South Orange County | 9 | Monthly System Peak Day | CAISO | 1-in-10 | 2030 | 24 |  |  |  | 82 | 1
| Zone | South Orange County | 10 | Average Weekday | CAISO | 1-in-10 | 2030 | 1 |  |  |  | 69.118 | 1
| Zone | South Orange County | 10 | Average Weekday | CAISO | 1-in-10 | 2030 | 2 |  |  |  | 68.5352 | 1
| Zone | South Orange County | 10 | Average Weekday | CAISO | 1-in-10 | 2030 | 3 |  |  |  | 67.8411 | 1
| Zone | South Orange County | 10 | Average Weekday | CAISO | 1-in-10 | 2030 | 4 |  |  |  | 67.235 | 1
| Zone | South Orange County | 10 | Average Weekday | CAISO | 1-in-10 | 2030 | 5 |  |  |  | 66.6026 | 1
| Zone | South Orange County | 10 | Average Weekday | CAISO | 1-in-10 | 2030 | 6 |  |  |  | 66.2633 | 1
| Zone | South Orange County | 10 | Average Weekday | CAISO | 1-in-10 | 2030 | 7 |  |  |  | 65.9069 | 1
| Zone | South Orange County | 10 | Average Weekday | CAISO | 1-in-10 | 2030 | 8 |  |  |  | 65.5926 | 1
| Zone | South Orange County | 10 | Average Weekday | CAISO | 1-in-10 | 2030 | 9 |  |  |  | 65.9445 | 1
| Zone | South Orange County | 10 | Average Weekday | CAISO | 1-in-10 | 2030 | 10 |  |  |  | 68.4825 | 1
| Zone | South Orange County | 10 | Average Weekday | CAISO | 1-in-10 | 2030 | 11 |  |  |  | 71.8683 | 1
| Zone | South Orange County | 10 | Average Weekday | CAISO | 1-in-10 | 2030 | 12 |  |  |  | 74.8892 | 1
| Zone | South Orange County | 10 | Average Weekday | CAISO | 1-in-10 | 2030 | 13 |  |  |  | 77.3307 | 1
| Zone | South Orange County | 10 | Average Weekday | CAISO | 1-in-10 | 2030 | 14 |  |  |  | 78.5737 | 1
| Zone | South Orange County | 10 | Average Weekday | CAISO | 1-in-10 | 2030 | 15 |  |  |  | 79.2328 | 1
| Zone | South Orange County | 10 | Average Weekday | CAISO | 1-in-10 | 2030 | 16 |  |  |  | 79.1279 | 1
| Zone | South Orange County | 10 | Average Weekday | CAISO | 1-in-10 | 2030 | 17 |  |  |  | 78.8701 | 1
| Zone | South Orange County | 10 | Average Weekday | CAISO | 1-in-10 | 2030 | 18 |  |  |  | 78.3056 | 1
| Zone | South Orange County | 10 | Average Weekday | CAISO | 1-in-10 | 2030 | 19 |  |  |  | 76.8335 | 1
| Zone | South Orange County | 10 | Average Weekday | CAISO | 1-in-10 | 2030 | 20 |  |  |  | 74.2791 | 1
| Zone | South Orange County | 10 | Average Weekday | CAISO | 1-in-10 | 2030 | 21 |  |  |  | 72.6954 | 1
| Zone | South Orange County | 10 | Average Weekday | CAISO | 1-in-10 | 2030 | 22 |  |  |  | 71.6686 | 1
| Zone | South Orange County | 10 | Average Weekday | CAISO | 1-in-10 | 2030 | 23 |  |  |  | 70.7785 | 1
| Zone | South Orange County | 10 | Average Weekday | CAISO | 1-in-10 | 2030 | 24 |  |  |  | 69.9095 | 1
| Zone | South Orange County | 10 | Monthly System Peak Day | CAISO | 1-in-10 | 2030 | 1 |  |  |  | 75 | 1
| Zone | South Orange County | 10 | Monthly System Peak Day | CAISO | 1-in-10 | 2030 | 2 |  |  |  | 74.5633 | 1
| Zone | South Orange County | 10 | Monthly System Peak Day | CAISO | 1-in-10 | 2030 | 3 |  |  |  | 73.8333 | 1
| Zone | South Orange County | 10 | Monthly System Peak Day | CAISO | 1-in-10 | 2030 | 4 |  |  |  | 73.5633 | 1
| Zone | South Orange County | 10 | Monthly System Peak Day | CAISO | 1-in-10 | 2030 | 5 |  |  |  | 73.6483 | 1
| Zone | South Orange County | 10 | Monthly System Peak Day | CAISO | 1-in-10 | 2030 | 6 |  |  |  | 73.495 | 1
| Zone | South Orange County | 10 | Monthly System Peak Day | CAISO | 1-in-10 | 2030 | 7 |  |  |  | 73.0483 | 1
| Zone | South Orange County | 10 | Monthly System Peak Day | CAISO | 1-in-10 | 2030 | 8 |  |  |  | 72.8967 | 1
| Zone | South Orange County | 10 | Monthly System Peak Day | CAISO | 1-in-10 | 2030 | 9 |  |  |  | 73.5133 | 1
| Zone | South Orange County | 10 | Monthly System Peak Day | CAISO | 1-in-10 | 2030 | 10 |  |  |  | 76.9 | 1
| Zone | South Orange County | 10 | Monthly System Peak Day | CAISO | 1-in-10 | 2030 | 11 |  |  |  | 80.4167 | 1
| Zone | South Orange County | 10 | Monthly System Peak Day | CAISO | 1-in-10 | 2030 | 12 |  |  |  | 82.8167 | 1
| Zone | South Orange County | 10 | Monthly System Peak Day | CAISO | 1-in-10 | 2030 | 13 |  |  |  | 83.8 | 1
| Zone | South Orange County | 10 | Monthly System Peak Day | CAISO | 1-in-10 | 2030 | 14 |  |  |  | 83.8333 | 1
| Zone | South Orange County | 10 | Monthly System Peak Day | CAISO | 1-in-10 | 2030 | 15 |  |  |  | 84.0667 | 1
| Zone | South Orange County | 10 | Monthly System Peak Day | CAISO | 1-in-10 | 2030 | 16 |  |  |  | 83.9167 | 1
| Zone | South Orange County | 10 | Monthly System Peak Day | CAISO | 1-in-10 | 2030 | 17 |  |  |  | 82.9167 | 1
| Zone | South Orange County | 10 | Monthly System Peak Day | CAISO | 1-in-10 | 2030 | 18 |  |  |  | 81.4667 | 1
| Zone | South Orange County | 10 | Monthly System Peak Day | CAISO | 1-in-10 | 2030 | 19 |  |  |  | 79.8667 | 1
| Zone | South Orange County | 10 | Monthly System Peak Day | CAISO | 1-in-10 | 2030 | 20 |  |  |  | 77.6667 | 1
| Zone | South Orange County | 10 | Monthly System Peak Day | CAISO | 1-in-10 | 2030 | 21 |  |  |  | 75.6667 | 1
| Zone | South Orange County | 10 | Monthly System Peak Day | CAISO | 1-in-10 | 2030 | 22 |  |  |  | 74.2167 | 1
| Zone | South Orange County | 10 | Monthly System Peak Day | CAISO | 1-in-10 | 2030 | 23 |  |  |  | 73.4133 | 1
| Zone | South Orange County | 10 | Monthly System Peak Day | CAISO | 1-in-10 | 2030 | 24 |  |  |  | 73.0933 | 1
| Zone | South Orange County | 11 | Average Weekday | CAISO | 1-in-10 | 2030 | 1 |  |  |  | 58.9397 | 1
| Zone | South Orange County | 11 | Average Weekday | CAISO | 1-in-10 | 2030 | 2 |  |  |  | 57.9461 | 1
| Zone | South Orange County | 11 | Average Weekday | CAISO | 1-in-10 | 2030 | 3 |  |  |  | 56.9995 | 1
| Zone | South Orange County | 11 | Average Weekday | CAISO | 1-in-10 | 2030 | 4 |  |  |  | 56.0916 | 1
| Zone | South Orange County | 11 | Average Weekday | CAISO | 1-in-10 | 2030 | 5 |  |  |  | 55.3154 | 1
| Zone | South Orange County | 11 | Average Weekday | CAISO | 1-in-10 | 2030 | 6 |  |  |  | 54.6663 | 1
| Zone | South Orange County | 11 | Average Weekday | CAISO | 1-in-10 | 2030 | 7 |  |  |  | 54.3493 | 1
| Zone | South Orange County | 11 | Average Weekday | CAISO | 1-in-10 | 2030 | 8 |  |  |  | 54.1698 | 1
| Zone | South Orange County | 11 | Average Weekday | CAISO | 1-in-10 | 2030 | 9 |  |  |  | 55.668 | 1
| Zone | South Orange County | 11 | Average Weekday | CAISO | 1-in-10 | 2030 | 10 |  |  |  | 59.6793 | 1
| Zone | South Orange County | 11 | Average Weekday | CAISO | 1-in-10 | 2030 | 11 |  |  |  | 64.0458 | 1
| Zone | South Orange County | 11 | Average Weekday | CAISO | 1-in-10 | 2030 | 12 |  |  |  | 67.5321 | 1
| Zone | South Orange County | 11 | Average Weekday | CAISO | 1-in-10 | 2030 | 13 |  |  |  | 69.9497 | 1
| Zone | South Orange County | 11 | Average Weekday | CAISO | 1-in-10 | 2030 | 14 |  |  |  | 71.1228 | 1
| Zone | South Orange County | 11 | Average Weekday | CAISO | 1-in-10 | 2030 | 15 |  |  |  | 71.3371 | 1
| Zone | South Orange County | 11 | Average Weekday | CAISO | 1-in-10 | 2030 | 16 |  |  |  | 71.0195 | 1
| Zone | South Orange County | 11 | Average Weekday | CAISO | 1-in-10 | 2030 | 17 |  |  |  | 70.1644 | 1
| Zone | South Orange County | 11 | Average Weekday | CAISO | 1-in-10 | 2030 | 18 |  |  |  | 68.4656 | 1
| Zone | South Orange County | 11 | Average Weekday | CAISO | 1-in-10 | 2030 | 19 |  |  |  | 66.4926 | 1
| Zone | South Orange County | 11 | Average Weekday | CAISO | 1-in-10 | 2030 | 20 |  |  |  | 64.7972 | 1
| Zone | South Orange County | 11 | Average Weekday | CAISO | 1-in-10 | 2030 | 21 |  |  |  | 63.4676 | 1
| Zone | South Orange County | 11 | Average Weekday | CAISO | 1-in-10 | 2030 | 22 |  |  |  | 62.0872 | 1
| Zone | South Orange County | 11 | Average Weekday | CAISO | 1-in-10 | 2030 | 23 |  |  |  | 60.8519 | 1
| Zone | South Orange County | 11 | Average Weekday | CAISO | 1-in-10 | 2030 | 24 |  |  |  | 59.7972 | 1
| Zone | South Orange County | 11 | Monthly System Peak Day | CAISO | 1-in-10 | 2030 | 1 |  |  |  | 69.45 | 1
| Zone | South Orange County | 11 | Monthly System Peak Day | CAISO | 1-in-10 | 2030 | 2 |  |  |  | 68.3317 | 1
| Zone | South Orange County | 11 | Monthly System Peak Day | CAISO | 1-in-10 | 2030 | 3 |  |  |  | 67.435 | 1
| Zone | South Orange County | 11 | Monthly System Peak Day | CAISO | 1-in-10 | 2030 | 4 |  |  |  | 66.2533 | 1
| Zone | South Orange County | 11 | Monthly System Peak Day | CAISO | 1-in-10 | 2030 | 5 |  |  |  | 65.7983 | 1
| Zone | South Orange County | 11 | Monthly System Peak Day | CAISO | 1-in-10 | 2030 | 6 |  |  |  | 64.7267 | 1
| Zone | South Orange County | 11 | Monthly System Peak Day | CAISO | 1-in-10 | 2030 | 7 |  |  |  | 64.8883 | 1
| Zone | South Orange County | 11 | Monthly System Peak Day | CAISO | 1-in-10 | 2030 | 8 |  |  |  | 65.895 | 1
| Zone | South Orange County | 11 | Monthly System Peak Day | CAISO | 1-in-10 | 2030 | 9 |  |  |  | 68.315 | 1
| Zone | South Orange County | 11 | Monthly System Peak Day | CAISO | 1-in-10 | 2030 | 10 |  |  |  | 72.92 | 1
| Zone | South Orange County | 11 | Monthly System Peak Day | CAISO | 1-in-10 | 2030 | 11 |  |  |  | 80.5 | 1
| Zone | South Orange County | 11 | Monthly System Peak Day | CAISO | 1-in-10 | 2030 | 12 |  |  |  | 86.7 | 1
| Zone | South Orange County | 11 | Monthly System Peak Day | CAISO | 1-in-10 | 2030 | 13 |  |  |  | 90.5667 | 1
| Zone | South Orange County | 11 | Monthly System Peak Day | CAISO | 1-in-10 | 2030 | 14 |  |  |  | 92.2667 | 1
| Zone | South Orange County | 11 | Monthly System Peak Day | CAISO | 1-in-10 | 2030 | 15 |  |  |  | 92.5667 | 1
| Zone | South Orange County | 11 | Monthly System Peak Day | CAISO | 1-in-10 | 2030 | 16 |  |  |  | 91.8333 | 1
| Zone | South Orange County | 11 | Monthly System Peak Day | CAISO | 1-in-10 | 2030 | 17 |  |  |  | 90.8333 | 1
| Zone | South Orange County | 11 | Monthly System Peak Day | CAISO | 1-in-10 | 2030 | 18 |  |  |  | 89.0667 | 1
| Zone | South Orange County | 11 | Monthly System Peak Day | CAISO | 1-in-10 | 2030 | 19 |  |  |  | 86.4833 | 1
| Zone | South Orange County | 11 | Monthly System Peak Day | CAISO | 1-in-10 | 2030 | 20 |  |  |  | 82 | 1
| Zone | South Orange County | 11 | Monthly System Peak Day | CAISO | 1-in-10 | 2030 | 21 |  |  |  | 79.2 | 1
| Zone | South Orange County | 11 | Monthly System Peak Day | CAISO | 1-in-10 | 2030 | 22 |  |  |  | 77.1 | 1
| Zone | South Orange County | 11 | Monthly System Peak Day | CAISO | 1-in-10 | 2030 | 23 |  |  |  | 74.8 | 1
| Zone | South Orange County | 11 | Monthly System Peak Day | CAISO | 1-in-10 | 2030 | 24 |  |  |  | 72.7667 | 1
| Zone | South Orange County | 12 | Average Weekday | CAISO | 1-in-10 | 2030 | 1 |  |  |  | 54.5111 | 1
| Zone | South Orange County | 12 | Average Weekday | CAISO | 1-in-10 | 2030 | 2 |  |  |  | 53.803 | 1
| Zone | South Orange County | 12 | Average Weekday | CAISO | 1-in-10 | 2030 | 3 |  |  |  | 53.0888 | 1
| Zone | South Orange County | 12 | Average Weekday | CAISO | 1-in-10 | 2030 | 4 |  |  |  | 52.4773 | 1
| Zone | South Orange County | 12 | Average Weekday | CAISO | 1-in-10 | 2030 | 5 |  |  |  | 51.8108 | 1
| Zone | South Orange County | 12 | Average Weekday | CAISO | 1-in-10 | 2030 | 6 |  |  |  | 51.2045 | 1
| Zone | South Orange County | 12 | Average Weekday | CAISO | 1-in-10 | 2030 | 7 |  |  |  | 50.8817 | 1
| Zone | South Orange County | 12 | Average Weekday | CAISO | 1-in-10 | 2030 | 8 |  |  |  | 50.913 | 1
| Zone | South Orange County | 12 | Average Weekday | CAISO | 1-in-10 | 2030 | 9 |  |  |  | 51.8998 | 1
| Zone | South Orange County | 12 | Average Weekday | CAISO | 1-in-10 | 2030 | 10 |  |  |  | 54.5417 | 1
| Zone | South Orange County | 12 | Average Weekday | CAISO | 1-in-10 | 2030 | 11 |  |  |  | 58.0038 | 1
| Zone | South Orange County | 12 | Average Weekday | CAISO | 1-in-10 | 2030 | 12 |  |  |  | 61.1044 | 1
| Zone | South Orange County | 12 | Average Weekday | CAISO | 1-in-10 | 2030 | 13 |  |  |  | 63.3377 | 1
| Zone | South Orange County | 12 | Average Weekday | CAISO | 1-in-10 | 2030 | 14 |  |  |  | 64.7409 | 1
| Zone | South Orange County | 12 | Average Weekday | CAISO | 1-in-10 | 2030 | 15 |  |  |  | 64.9516 | 1
| Zone | South Orange County | 12 | Average Weekday | CAISO | 1-in-10 | 2030 | 16 |  |  |  | 64.7126 | 1
| Zone | South Orange County | 12 | Average Weekday | CAISO | 1-in-10 | 2030 | 17 |  |  |  | 63.7061 | 1
| Zone | South Orange County | 12 | Average Weekday | CAISO | 1-in-10 | 2030 | 18 |  |  |  | 61.9373 | 1
| Zone | South Orange County | 12 | Average Weekday | CAISO | 1-in-10 | 2030 | 19 |  |  |  | 60.4372 | 1
| Zone | South Orange County | 12 | Average Weekday | CAISO | 1-in-10 | 2030 | 20 |  |  |  | 59.4795 | 1
| Zone | South Orange County | 12 | Average Weekday | CAISO | 1-in-10 | 2030 | 21 |  |  |  | 58.3909 | 1
| Zone | South Orange County | 12 | Average Weekday | CAISO | 1-in-10 | 2030 | 22 |  |  |  | 57.3438 | 1
| Zone | South Orange County | 12 | Average Weekday | CAISO | 1-in-10 | 2030 | 23 |  |  |  | 56.4152 | 1
| Zone | South Orange County | 12 | Average Weekday | CAISO | 1-in-10 | 2030 | 24 |  |  |  | 55.5105 | 1
| Zone | South Orange County | 12 | Monthly System Peak Day | CAISO | 1-in-10 | 2030 | 1 |  |  |  | 45.5983 | 1
| Zone | South Orange County | 12 | Monthly System Peak Day | CAISO | 1-in-10 | 2030 | 2 |  |  |  | 44.0583 | 1
| Zone | South Orange County | 12 | Monthly System Peak Day | CAISO | 1-in-10 | 2030 | 3 |  |  |  | 42.7283 | 1
| Zone | South Orange County | 12 | Monthly System Peak Day | CAISO | 1-in-10 | 2030 | 4 |  |  |  | 41.4067 | 1
| Zone | South Orange County | 12 | Monthly System Peak Day | CAISO | 1-in-10 | 2030 | 5 |  |  |  | 40.1833 | 1
| Zone | South Orange County | 12 | Monthly System Peak Day | CAISO | 1-in-10 | 2030 | 6 |  |  |  | 39.455 | 1
| Zone | South Orange County | 12 | Monthly System Peak Day | CAISO | 1-in-10 | 2030 | 7 |  |  |  | 39.4983 | 1
| Zone | South Orange County | 12 | Monthly System Peak Day | CAISO | 1-in-10 | 2030 | 8 |  |  |  | 40 | 1
| Zone | South Orange County | 12 | Monthly System Peak Day | CAISO | 1-in-10 | 2030 | 9 |  |  |  | 41.15 | 1
| Zone | South Orange County | 12 | Monthly System Peak Day | CAISO | 1-in-10 | 2030 | 10 |  |  |  | 45.9567 | 1
| Zone | South Orange County | 12 | Monthly System Peak Day | CAISO | 1-in-10 | 2030 | 11 |  |  |  | 51.4333 | 1
| Zone | South Orange County | 12 | Monthly System Peak Day | CAISO | 1-in-10 | 2030 | 12 |  |  |  | 53.555 | 1
| Zone | South Orange County | 12 | Monthly System Peak Day | CAISO | 1-in-10 | 2030 | 13 |  |  |  | 54.46 | 1
| Zone | South Orange County | 12 | Monthly System Peak Day | CAISO | 1-in-10 | 2030 | 14 |  |  |  | 55.6267 | 1
| Zone | South Orange County | 12 | Monthly System Peak Day | CAISO | 1-in-10 | 2030 | 15 |  |  |  | 56.4667 | 1
| Zone | South Orange County | 12 | Monthly System Peak Day | CAISO | 1-in-10 | 2030 | 16 |  |  |  | 56.5783 | 1
| Zone | South Orange County | 12 | Monthly System Peak Day | CAISO | 1-in-10 | 2030 | 17 |  |  |  | 55.9683 | 1
| Zone | South Orange County | 12 | Monthly System Peak Day | CAISO | 1-in-10 | 2030 | 18 |  |  |  | 54.3267 | 1
| Zone | South Orange County | 12 | Monthly System Peak Day | CAISO | 1-in-10 | 2030 | 19 |  |  |  | 52.8067 | 1
| Zone | South Orange County | 12 | Monthly System Peak Day | CAISO | 1-in-10 | 2030 | 20 |  |  |  | 51.9067 | 1
| Zone | South Orange County | 12 | Monthly System Peak Day | CAISO | 1-in-10 | 2030 | 21 |  |  |  | 50.095 | 1
| Zone | South Orange County | 12 | Monthly System Peak Day | CAISO | 1-in-10 | 2030 | 22 |  |  |  | 48.8883 | 1
| Zone | South Orange County | 12 | Monthly System Peak Day | CAISO | 1-in-10 | 2030 | 23 |  |  |  | 48.9217 | 1
| Zone | South Orange County | 12 | Monthly System Peak Day | CAISO | 1-in-10 | 2030 | 24 |  |  |  | 48.4717 | 1
| Zone | South Orange County | 1 | Average Weekday | CAISO | 1-in-10 | 2031 | 1 |  |  |  | 52.18 | 1
| Zone | South Orange County | 1 | Average Weekday | CAISO | 1-in-10 | 2031 | 2 |  |  |  | 51.3559 | 1
| Zone | South Orange County | 1 | Average Weekday | CAISO | 1-in-10 | 2031 | 3 |  |  |  | 50.5879 | 1
| Zone | South Orange County | 1 | Average Weekday | CAISO | 1-in-10 | 2031 | 4 |  |  |  | 49.7468 | 1
| Zone | South Orange County | 1 | Average Weekday | CAISO | 1-in-10 | 2031 | 5 |  |  |  | 48.9691 | 1
| Zone | South Orange County | 1 | Average Weekday | CAISO | 1-in-10 | 2031 | 6 |  |  |  | 48.4568 | 1
| Zone | South Orange County | 1 | Average Weekday | CAISO | 1-in-10 | 2031 | 7 |  |  |  | 48.0644 | 1
| Zone | South Orange County | 1 | Average Weekday | CAISO | 1-in-10 | 2031 | 8 |  |  |  | 48.0706 | 1
| Zone | South Orange County | 1 | Average Weekday | CAISO | 1-in-10 | 2031 | 9 |  |  |  | 48.8383 | 1
| Zone | South Orange County | 1 | Average Weekday | CAISO | 1-in-10 | 2031 | 10 |  |  |  | 51.6117 | 1
| Zone | South Orange County | 1 | Average Weekday | CAISO | 1-in-10 | 2031 | 11 |  |  |  | 55.2199 | 1
| Zone | South Orange County | 1 | Average Weekday | CAISO | 1-in-10 | 2031 | 12 |  |  |  | 58.4718 | 1
| Zone | South Orange County | 1 | Average Weekday | CAISO | 1-in-10 | 2031 | 13 |  |  |  | 60.3987 | 1
| Zone | South Orange County | 1 | Average Weekday | CAISO | 1-in-10 | 2031 | 14 |  |  |  | 61.7776 | 1
| Zone | South Orange County | 1 | Average Weekday | CAISO | 1-in-10 | 2031 | 15 |  |  |  | 62.4536 | 1
| Zone | South Orange County | 1 | Average Weekday | CAISO | 1-in-10 | 2031 | 16 |  |  |  | 62.3352 | 1
| Zone | South Orange County | 1 | Average Weekday | CAISO | 1-in-10 | 2031 | 17 |  |  |  | 61.5598 | 1
| Zone | South Orange County | 1 | Average Weekday | CAISO | 1-in-10 | 2031 | 18 |  |  |  | 60.0373 | 1
| Zone | South Orange County | 1 | Average Weekday | CAISO | 1-in-10 | 2031 | 19 |  |  |  | 58.1541 | 1
| Zone | South Orange County | 1 | Average Weekday | CAISO | 1-in-10 | 2031 | 20 |  |  |  | 56.898 | 1
| Zone | South Orange County | 1 | Average Weekday | CAISO | 1-in-10 | 2031 | 21 |  |  |  | 55.8955 | 1
| Zone | South Orange County | 1 | Average Weekday | CAISO | 1-in-10 | 2031 | 22 |  |  |  | 54.9898 | 1
| Zone | South Orange County | 1 | Average Weekday | CAISO | 1-in-10 | 2031 | 23 |  |  |  | 53.956 | 1
| Zone | South Orange County | 1 | Average Weekday | CAISO | 1-in-10 | 2031 | 24 |  |  |  | 53.0008 | 1
| Zone | South Orange County | 1 | Monthly System Peak Day | CAISO | 1-in-10 | 2031 | 1 |  |  |  | 50.4933 | 1
| Zone | South Orange County | 1 | Monthly System Peak Day | CAISO | 1-in-10 | 2031 | 2 |  |  |  | 49.7233 | 1
| Zone | South Orange County | 1 | Monthly System Peak Day | CAISO | 1-in-10 | 2031 | 3 |  |  |  | 49.9217 | 1
| Zone | South Orange County | 1 | Monthly System Peak Day | CAISO | 1-in-10 | 2031 | 4 |  |  |  | 49.39 | 1
| Zone | South Orange County | 1 | Monthly System Peak Day | CAISO | 1-in-10 | 2031 | 5 |  |  |  | 48.7683 | 1
| Zone | South Orange County | 1 | Monthly System Peak Day | CAISO | 1-in-10 | 2031 | 6 |  |  |  | 48.5117 | 1
| Zone | South Orange County | 1 | Monthly System Peak Day | CAISO | 1-in-10 | 2031 | 7 |  |  |  | 48.0933 | 1
| Zone | South Orange County | 1 | Monthly System Peak Day | CAISO | 1-in-10 | 2031 | 8 |  |  |  | 47.0633 | 1
| Zone | South Orange County | 1 | Monthly System Peak Day | CAISO | 1-in-10 | 2031 | 9 |  |  |  | 46.8917 | 1
| Zone | South Orange County | 1 | Monthly System Peak Day | CAISO | 1-in-10 | 2031 | 10 |  |  |  | 48.225 | 1
| Zone | South Orange County | 1 | Monthly System Peak Day | CAISO | 1-in-10 | 2031 | 11 |  |  |  | 48.75 | 1
| Zone | South Orange County | 1 | Monthly System Peak Day | CAISO | 1-in-10 | 2031 | 12 |  |  |  | 51.1533 | 1
| Zone | South Orange County | 1 | Monthly System Peak Day | CAISO | 1-in-10 | 2031 | 13 |  |  |  | 52.825 | 1
| Zone | South Orange County | 1 | Monthly System Peak Day | CAISO | 1-in-10 | 2031 | 14 |  |  |  | 52.8767 | 1
| Zone | South Orange County | 1 | Monthly System Peak Day | CAISO | 1-in-10 | 2031 | 15 |  |  |  | 53.77 | 1
| Zone | South Orange County | 1 | Monthly System Peak Day | CAISO | 1-in-10 | 2031 | 16 |  |  |  | 53.9133 | 1
| Zone | South Orange County | 1 | Monthly System Peak Day | CAISO | 1-in-10 | 2031 | 17 |  |  |  | 53.655 | 1
| Zone | South Orange County | 1 | Monthly System Peak Day | CAISO | 1-in-10 | 2031 | 18 |  |  |  | 52.6633 | 1
| Zone | South Orange County | 1 | Monthly System Peak Day | CAISO | 1-in-10 | 2031 | 19 |  |  |  | 51.0767 | 1
| Zone | South Orange County | 1 | Monthly System Peak Day | CAISO | 1-in-10 | 2031 | 20 |  |  |  | 50.53 | 1
| Zone | South Orange County | 1 | Monthly System Peak Day | CAISO | 1-in-10 | 2031 | 21 |  |  |  | 50.11 | 1
| Zone | South Orange County | 1 | Monthly System Peak Day | CAISO | 1-in-10 | 2031 | 22 |  |  |  | 49.7583 | 1
| Zone | South Orange County | 1 | Monthly System Peak Day | CAISO | 1-in-10 | 2031 | 23 |  |  |  | 48.78 | 1
| Zone | South Orange County | 1 | Monthly System Peak Day | CAISO | 1-in-10 | 2031 | 24 |  |  |  | 46.86 | 1
| Zone | South Orange County | 2 | Average Weekday | CAISO | 1-in-10 | 2031 | 1 |  |  |  | 51.8979 | 1
| Zone | South Orange County | 2 | Average Weekday | CAISO | 1-in-10 | 2031 | 2 |  |  |  | 51.0911 | 1
| Zone | South Orange County | 2 | Average Weekday | CAISO | 1-in-10 | 2031 | 3 |  |  |  | 50.3206 | 1
| Zone | South Orange County | 2 | Average Weekday | CAISO | 1-in-10 | 2031 | 4 |  |  |  | 49.5876 | 1
| Zone | South Orange County | 2 | Average Weekday | CAISO | 1-in-10 | 2031 | 5 |  |  |  | 48.856 | 1
| Zone | South Orange County | 2 | Average Weekday | CAISO | 1-in-10 | 2031 | 6 |  |  |  | 48.3118 | 1
| Zone | South Orange County | 2 | Average Weekday | CAISO | 1-in-10 | 2031 | 7 |  |  |  | 48.1363 | 1
| Zone | South Orange County | 2 | Average Weekday | CAISO | 1-in-10 | 2031 | 8 |  |  |  | 48.2131 | 1
| Zone | South Orange County | 2 | Average Weekday | CAISO | 1-in-10 | 2031 | 9 |  |  |  | 49.7696 | 1
| Zone | South Orange County | 2 | Average Weekday | CAISO | 1-in-10 | 2031 | 10 |  |  |  | 53.4056 | 1
| Zone | South Orange County | 2 | Average Weekday | CAISO | 1-in-10 | 2031 | 11 |  |  |  | 56.7418 | 1
| Zone | South Orange County | 2 | Average Weekday | CAISO | 1-in-10 | 2031 | 12 |  |  |  | 59.1099 | 1
| Zone | South Orange County | 2 | Average Weekday | CAISO | 1-in-10 | 2031 | 13 |  |  |  | 60.5477 | 1
| Zone | South Orange County | 2 | Average Weekday | CAISO | 1-in-10 | 2031 | 14 |  |  |  | 61.8217 | 1
| Zone | South Orange County | 2 | Average Weekday | CAISO | 1-in-10 | 2031 | 15 |  |  |  | 62.1023 | 1
| Zone | South Orange County | 2 | Average Weekday | CAISO | 1-in-10 | 2031 | 16 |  |  |  | 61.9606 | 1
| Zone | South Orange County | 2 | Average Weekday | CAISO | 1-in-10 | 2031 | 17 |  |  |  | 61.41 | 1
| Zone | South Orange County | 2 | Average Weekday | CAISO | 1-in-10 | 2031 | 18 |  |  |  | 60.2222 | 1
| Zone | South Orange County | 2 | Average Weekday | CAISO | 1-in-10 | 2031 | 19 |  |  |  | 58.3882 | 1
| Zone | South Orange County | 2 | Average Weekday | CAISO | 1-in-10 | 2031 | 20 |  |  |  | 57.0211 | 1
| Zone | South Orange County | 2 | Average Weekday | CAISO | 1-in-10 | 2031 | 21 |  |  |  | 55.9466 | 1
| Zone | South Orange County | 2 | Average Weekday | CAISO | 1-in-10 | 2031 | 22 |  |  |  | 55.0275 | 1
| Zone | South Orange County | 2 | Average Weekday | CAISO | 1-in-10 | 2031 | 23 |  |  |  | 54.1222 | 1
| Zone | South Orange County | 2 | Average Weekday | CAISO | 1-in-10 | 2031 | 24 |  |  |  | 53.2494 | 1
| Zone | South Orange County | 2 | Monthly System Peak Day | CAISO | 1-in-10 | 2031 | 1 |  |  |  | 52.945 | 1
| Zone | South Orange County | 2 | Monthly System Peak Day | CAISO | 1-in-10 | 2031 | 2 |  |  |  | 52.8633 | 1
| Zone | South Orange County | 2 | Monthly System Peak Day | CAISO | 1-in-10 | 2031 | 3 |  |  |  | 52.7767 | 1
| Zone | South Orange County | 2 | Monthly System Peak Day | CAISO | 1-in-10 | 2031 | 4 |  |  |  | 51.915 | 1
| Zone | South Orange County | 2 | Monthly System Peak Day | CAISO | 1-in-10 | 2031 | 5 |  |  |  | 51.09 | 1
| Zone | South Orange County | 2 | Monthly System Peak Day | CAISO | 1-in-10 | 2031 | 6 |  |  |  | 50.0733 | 1
| Zone | South Orange County | 2 | Monthly System Peak Day | CAISO | 1-in-10 | 2031 | 7 |  |  |  | 49.7333 | 1
| Zone | South Orange County | 2 | Monthly System Peak Day | CAISO | 1-in-10 | 2031 | 8 |  |  |  | 49.6567 | 1
| Zone | South Orange County | 2 | Monthly System Peak Day | CAISO | 1-in-10 | 2031 | 9 |  |  |  | 50.3817 | 1
| Zone | South Orange County | 2 | Monthly System Peak Day | CAISO | 1-in-10 | 2031 | 10 |  |  |  | 51.6267 | 1
| Zone | South Orange County | 2 | Monthly System Peak Day | CAISO | 1-in-10 | 2031 | 11 |  |  |  | 52.2633 | 1
| Zone | South Orange County | 2 | Monthly System Peak Day | CAISO | 1-in-10 | 2031 | 12 |  |  |  | 53.465 | 1
| Zone | South Orange County | 2 | Monthly System Peak Day | CAISO | 1-in-10 | 2031 | 13 |  |  |  | 54.3117 | 1
| Zone | South Orange County | 2 | Monthly System Peak Day | CAISO | 1-in-10 | 2031 | 14 |  |  |  | 55.49 | 1
| Zone | South Orange County | 2 | Monthly System Peak Day | CAISO | 1-in-10 | 2031 | 15 |  |  |  | 56.2783 | 1
| Zone | South Orange County | 2 | Monthly System Peak Day | CAISO | 1-in-10 | 2031 | 16 |  |  |  | 57.2867 | 1
| Zone | South Orange County | 2 | Monthly System Peak Day | CAISO | 1-in-10 | 2031 | 17 |  |  |  | 58.5583 | 1
| Zone | South Orange County | 2 | Monthly System Peak Day | CAISO | 1-in-10 | 2031 | 18 |  |  |  | 58.3483 | 1
| Zone | South Orange County | 2 | Monthly System Peak Day | CAISO | 1-in-10 | 2031 | 19 |  |  |  | 57.1133 | 1
| Zone | South Orange County | 2 | Monthly System Peak Day | CAISO | 1-in-10 | 2031 | 20 |  |  |  | 55.98 | 1
| Zone | South Orange County | 2 | Monthly System Peak Day | CAISO | 1-in-10 | 2031 | 21 |  |  |  | 55.37 | 1
| Zone | South Orange County | 2 | Monthly System Peak Day | CAISO | 1-in-10 | 2031 | 22 |  |  |  | 54.715 | 1
| Zone | South Orange County | 2 | Monthly System Peak Day | CAISO | 1-in-10 | 2031 | 23 |  |  |  | 53.8183 | 1
| Zone | South Orange County | 2 | Monthly System Peak Day | CAISO | 1-in-10 | 2031 | 24 |  |  |  | 52.9883 | 1
| Zone | South Orange County | 3 | Average Weekday | CAISO | 1-in-10 | 2031 | 1 |  |  |  | 59.5281 | 1
| Zone | South Orange County | 3 | Average Weekday | CAISO | 1-in-10 | 2031 | 2 |  |  |  | 58.5162 | 1
| Zone | South Orange County | 3 | Average Weekday | CAISO | 1-in-10 | 2031 | 3 |  |  |  | 57.8131 | 1
| Zone | South Orange County | 3 | Average Weekday | CAISO | 1-in-10 | 2031 | 4 |  |  |  | 57.0513 | 1
| Zone | South Orange County | 3 | Average Weekday | CAISO | 1-in-10 | 2031 | 5 |  |  |  | 56.254 | 1
| Zone | South Orange County | 3 | Average Weekday | CAISO | 1-in-10 | 2031 | 6 |  |  |  | 55.6438 | 1
| Zone | South Orange County | 3 | Average Weekday | CAISO | 1-in-10 | 2031 | 7 |  |  |  | 55.2104 | 1
| Zone | South Orange County | 3 | Average Weekday | CAISO | 1-in-10 | 2031 | 8 |  |  |  | 55.3983 | 1
| Zone | South Orange County | 3 | Average Weekday | CAISO | 1-in-10 | 2031 | 9 |  |  |  | 56.9005 | 1
| Zone | South Orange County | 3 | Average Weekday | CAISO | 1-in-10 | 2031 | 10 |  |  |  | 60.304 | 1
| Zone | South Orange County | 3 | Average Weekday | CAISO | 1-in-10 | 2031 | 11 |  |  |  | 64.0885 | 1
| Zone | South Orange County | 3 | Average Weekday | CAISO | 1-in-10 | 2031 | 12 |  |  |  | 67.5235 | 1
| Zone | South Orange County | 3 | Average Weekday | CAISO | 1-in-10 | 2031 | 13 |  |  |  | 69.6426 | 1
| Zone | South Orange County | 3 | Average Weekday | CAISO | 1-in-10 | 2031 | 14 |  |  |  | 71.0985 | 1
| Zone | South Orange County | 3 | Average Weekday | CAISO | 1-in-10 | 2031 | 15 |  |  |  | 71.772 | 1
| Zone | South Orange County | 3 | Average Weekday | CAISO | 1-in-10 | 2031 | 16 |  |  |  | 71.7488 | 1
| Zone | South Orange County | 3 | Average Weekday | CAISO | 1-in-10 | 2031 | 17 |  |  |  | 71.0608 | 1
| Zone | South Orange County | 3 | Average Weekday | CAISO | 1-in-10 | 2031 | 18 |  |  |  | 70.3526 | 1
| Zone | South Orange County | 3 | Average Weekday | CAISO | 1-in-10 | 2031 | 19 |  |  |  | 69.0515 | 1
| Zone | South Orange County | 3 | Average Weekday | CAISO | 1-in-10 | 2031 | 20 |  |  |  | 66.7791 | 1
| Zone | South Orange County | 3 | Average Weekday | CAISO | 1-in-10 | 2031 | 21 |  |  |  | 64.5212 | 1
| Zone | South Orange County | 3 | Average Weekday | CAISO | 1-in-10 | 2031 | 22 |  |  |  | 63.3651 | 1
| Zone | South Orange County | 3 | Average Weekday | CAISO | 1-in-10 | 2031 | 23 |  |  |  | 62.5298 | 1
| Zone | South Orange County | 3 | Average Weekday | CAISO | 1-in-10 | 2031 | 24 |  |  |  | 61.5761 | 1
| Zone | South Orange County | 3 | Monthly System Peak Day | CAISO | 1-in-10 | 2031 | 1 |  |  |  | 65.615 | 1
| Zone | South Orange County | 3 | Monthly System Peak Day | CAISO | 1-in-10 | 2031 | 2 |  |  |  | 63.65 | 1
| Zone | South Orange County | 3 | Monthly System Peak Day | CAISO | 1-in-10 | 2031 | 3 |  |  |  | 62.4633 | 1
| Zone | South Orange County | 3 | Monthly System Peak Day | CAISO | 1-in-10 | 2031 | 4 |  |  |  | 61.2967 | 1
| Zone | South Orange County | 3 | Monthly System Peak Day | CAISO | 1-in-10 | 2031 | 5 |  |  |  | 60.3983 | 1
| Zone | South Orange County | 3 | Monthly System Peak Day | CAISO | 1-in-10 | 2031 | 6 |  |  |  | 59.4917 | 1
| Zone | South Orange County | 3 | Monthly System Peak Day | CAISO | 1-in-10 | 2031 | 7 |  |  |  | 58.8567 | 1
| Zone | South Orange County | 3 | Monthly System Peak Day | CAISO | 1-in-10 | 2031 | 8 |  |  |  | 58.4833 | 1
| Zone | South Orange County | 3 | Monthly System Peak Day | CAISO | 1-in-10 | 2031 | 9 |  |  |  | 59.8433 | 1
| Zone | South Orange County | 3 | Monthly System Peak Day | CAISO | 1-in-10 | 2031 | 10 |  |  |  | 64.5517 | 1
| Zone | South Orange County | 3 | Monthly System Peak Day | CAISO | 1-in-10 | 2031 | 11 |  |  |  | 70.0533 | 1
| Zone | South Orange County | 3 | Monthly System Peak Day | CAISO | 1-in-10 | 2031 | 12 |  |  |  | 75.6833 | 1
| Zone | South Orange County | 3 | Monthly System Peak Day | CAISO | 1-in-10 | 2031 | 13 |  |  |  | 80.6667 | 1
| Zone | South Orange County | 3 | Monthly System Peak Day | CAISO | 1-in-10 | 2031 | 14 |  |  |  | 81.1333 | 1
| Zone | South Orange County | 3 | Monthly System Peak Day | CAISO | 1-in-10 | 2031 | 15 |  |  |  | 80.9833 | 1
| Zone | South Orange County | 3 | Monthly System Peak Day | CAISO | 1-in-10 | 2031 | 16 |  |  |  | 81.1333 | 1
| Zone | South Orange County | 3 | Monthly System Peak Day | CAISO | 1-in-10 | 2031 | 17 |  |  |  | 82.4167 | 1
| Zone | South Orange County | 3 | Monthly System Peak Day | CAISO | 1-in-10 | 2031 | 18 |  |  |  | 81.1333 | 1
| Zone | South Orange County | 3 | Monthly System Peak Day | CAISO | 1-in-10 | 2031 | 19 |  |  |  | 79.4167 | 1
| Zone | South Orange County | 3 | Monthly System Peak Day | CAISO | 1-in-10 | 2031 | 20 |  |  |  | 77.7333 | 1
| Zone | South Orange County | 3 | Monthly System Peak Day | CAISO | 1-in-10 | 2031 | 21 |  |  |  | 75.3 | 1
| Zone | South Orange County | 3 | Monthly System Peak Day | CAISO | 1-in-10 | 2031 | 22 |  |  |  | 73.5333 | 1
| Zone | South Orange County | 3 | Monthly System Peak Day | CAISO | 1-in-10 | 2031 | 23 |  |  |  | 70.9867 | 1
| Zone | South Orange County | 3 | Monthly System Peak Day | CAISO | 1-in-10 | 2031 | 24 |  |  |  | 67.3217 | 1
| Zone | South Orange County | 4 | Average Weekday | CAISO | 1-in-10 | 2031 | 1 |  |  |  | 60.3411 | 1
| Zone | South Orange County | 4 | Average Weekday | CAISO | 1-in-10 | 2031 | 2 |  |  |  | 59.6212 | 1
| Zone | South Orange County | 4 | Average Weekday | CAISO | 1-in-10 | 2031 | 3 |  |  |  | 58.8704 | 1
| Zone | South Orange County | 4 | Average Weekday | CAISO | 1-in-10 | 2031 | 4 |  |  |  | 58.2242 | 1
| Zone | South Orange County | 4 | Average Weekday | CAISO | 1-in-10 | 2031 | 5 |  |  |  | 57.7397 | 1
| Zone | South Orange County | 4 | Average Weekday | CAISO | 1-in-10 | 2031 | 6 |  |  |  | 57.2834 | 1
| Zone | South Orange County | 4 | Average Weekday | CAISO | 1-in-10 | 2031 | 7 |  |  |  | 56.9743 | 1
| Zone | South Orange County | 4 | Average Weekday | CAISO | 1-in-10 | 2031 | 8 |  |  |  | 57.2163 | 1
| Zone | South Orange County | 4 | Average Weekday | CAISO | 1-in-10 | 2031 | 9 |  |  |  | 58.8671 | 1
| Zone | South Orange County | 4 | Average Weekday | CAISO | 1-in-10 | 2031 | 10 |  |  |  | 61.4286 | 1
| Zone | South Orange County | 4 | Average Weekday | CAISO | 1-in-10 | 2031 | 11 |  |  |  | 64.2445 | 1
| Zone | South Orange County | 4 | Average Weekday | CAISO | 1-in-10 | 2031 | 12 |  |  |  | 67.0971 | 1
| Zone | South Orange County | 4 | Average Weekday | CAISO | 1-in-10 | 2031 | 13 |  |  |  | 68.0969 | 1
| Zone | South Orange County | 4 | Average Weekday | CAISO | 1-in-10 | 2031 | 14 |  |  |  | 69.0433 | 1
| Zone | South Orange County | 4 | Average Weekday | CAISO | 1-in-10 | 2031 | 15 |  |  |  | 69.8945 | 1
| Zone | South Orange County | 4 | Average Weekday | CAISO | 1-in-10 | 2031 | 16 |  |  |  | 70.32 | 1
| Zone | South Orange County | 4 | Average Weekday | CAISO | 1-in-10 | 2031 | 17 |  |  |  | 70.4138 | 1
| Zone | South Orange County | 4 | Average Weekday | CAISO | 1-in-10 | 2031 | 18 |  |  |  | 69.9443 | 1
| Zone | South Orange County | 4 | Average Weekday | CAISO | 1-in-10 | 2031 | 19 |  |  |  | 69.0376 | 1
| Zone | South Orange County | 4 | Average Weekday | CAISO | 1-in-10 | 2031 | 20 |  |  |  | 67.3806 | 1
| Zone | South Orange County | 4 | Average Weekday | CAISO | 1-in-10 | 2031 | 21 |  |  |  | 65.1142 | 1
| Zone | South Orange County | 4 | Average Weekday | CAISO | 1-in-10 | 2031 | 22 |  |  |  | 63.6258 | 1
| Zone | South Orange County | 4 | Average Weekday | CAISO | 1-in-10 | 2031 | 23 |  |  |  | 62.5261 | 1
| Zone | South Orange County | 4 | Average Weekday | CAISO | 1-in-10 | 2031 | 24 |  |  |  | 61.5334 | 1
| Zone | South Orange County | 4 | Monthly System Peak Day | CAISO | 1-in-10 | 2031 | 1 |  |  |  | 70.62 | 1
| Zone | South Orange County | 4 | Monthly System Peak Day | CAISO | 1-in-10 | 2031 | 2 |  |  |  | 69.3267 | 1
| Zone | South Orange County | 4 | Monthly System Peak Day | CAISO | 1-in-10 | 2031 | 3 |  |  |  | 67.8167 | 1
| Zone | South Orange County | 4 | Monthly System Peak Day | CAISO | 1-in-10 | 2031 | 4 |  |  |  | 67.425 | 1
| Zone | South Orange County | 4 | Monthly System Peak Day | CAISO | 1-in-10 | 2031 | 5 |  |  |  | 67.59 | 1
| Zone | South Orange County | 4 | Monthly System Peak Day | CAISO | 1-in-10 | 2031 | 6 |  |  |  | 69.3133 | 1
| Zone | South Orange County | 4 | Monthly System Peak Day | CAISO | 1-in-10 | 2031 | 7 |  |  |  | 70.17 | 1
| Zone | South Orange County | 4 | Monthly System Peak Day | CAISO | 1-in-10 | 2031 | 8 |  |  |  | 72.1817 | 1
| Zone | South Orange County | 4 | Monthly System Peak Day | CAISO | 1-in-10 | 2031 | 9 |  |  |  | 74.49 | 1
| Zone | South Orange County | 4 | Monthly System Peak Day | CAISO | 1-in-10 | 2031 | 10 |  |  |  | 77.6667 | 1
| Zone | South Orange County | 4 | Monthly System Peak Day | CAISO | 1-in-10 | 2031 | 11 |  |  |  | 81.65 | 1
| Zone | South Orange County | 4 | Monthly System Peak Day | CAISO | 1-in-10 | 2031 | 12 |  |  |  | 85.6167 | 1
| Zone | South Orange County | 4 | Monthly System Peak Day | CAISO | 1-in-10 | 2031 | 13 |  |  |  | 87.4 | 1
| Zone | South Orange County | 4 | Monthly System Peak Day | CAISO | 1-in-10 | 2031 | 14 |  |  |  | 89.3333 | 1
| Zone | South Orange County | 4 | Monthly System Peak Day | CAISO | 1-in-10 | 2031 | 15 |  |  |  | 90.9667 | 1
| Zone | South Orange County | 4 | Monthly System Peak Day | CAISO | 1-in-10 | 2031 | 16 |  |  |  | 92.3667 | 1
| Zone | South Orange County | 4 | Monthly System Peak Day | CAISO | 1-in-10 | 2031 | 17 |  |  |  | 92.7333 | 1
| Zone | South Orange County | 4 | Monthly System Peak Day | CAISO | 1-in-10 | 2031 | 18 |  |  |  | 93.05 | 1
| Zone | South Orange County | 4 | Monthly System Peak Day | CAISO | 1-in-10 | 2031 | 19 |  |  |  | 92.65 | 1
| Zone | South Orange County | 4 | Monthly System Peak Day | CAISO | 1-in-10 | 2031 | 20 |  |  |  | 89.4667 | 1
| Zone | South Orange County | 4 | Monthly System Peak Day | CAISO | 1-in-10 | 2031 | 21 |  |  |  | 86.6333 | 1
| Zone | South Orange County | 4 | Monthly System Peak Day | CAISO | 1-in-10 | 2031 | 22 |  |  |  | 84.3167 | 1
| Zone | South Orange County | 4 | Monthly System Peak Day | CAISO | 1-in-10 | 2031 | 23 |  |  |  | 81.1333 | 1
| Zone | South Orange County | 4 | Monthly System Peak Day | CAISO | 1-in-10 | 2031 | 24 |  |  |  | 75.3 | 1
| Zone | South Orange County | 5 | Average Weekday | CAISO | 1-in-10 | 2031 | 1 |  |  |  | 63.6645 | 1
| Zone | South Orange County | 5 | Average Weekday | CAISO | 1-in-10 | 2031 | 2 |  |  |  | 63.0442 | 1
| Zone | South Orange County | 5 | Average Weekday | CAISO | 1-in-10 | 2031 | 3 |  |  |  | 62.628 | 1
| Zone | South Orange County | 5 | Average Weekday | CAISO | 1-in-10 | 2031 | 4 |  |  |  | 62.226 | 1
| Zone | South Orange County | 5 | Average Weekday | CAISO | 1-in-10 | 2031 | 5 |  |  |  | 61.8174 | 1
| Zone | South Orange County | 5 | Average Weekday | CAISO | 1-in-10 | 2031 | 6 |  |  |  | 61.6734 | 1
| Zone | South Orange County | 5 | Average Weekday | CAISO | 1-in-10 | 2031 | 7 |  |  |  | 61.397 | 1
| Zone | South Orange County | 5 | Average Weekday | CAISO | 1-in-10 | 2031 | 8 |  |  |  | 61.9969 | 1
| Zone | South Orange County | 5 | Average Weekday | CAISO | 1-in-10 | 2031 | 9 |  |  |  | 64.0083 | 1
| Zone | South Orange County | 5 | Average Weekday | CAISO | 1-in-10 | 2031 | 10 |  |  |  | 66.8587 | 1
| Zone | South Orange County | 5 | Average Weekday | CAISO | 1-in-10 | 2031 | 11 |  |  |  | 69.2524 | 1
| Zone | South Orange County | 5 | Average Weekday | CAISO | 1-in-10 | 2031 | 12 |  |  |  | 71.168 | 1
| Zone | South Orange County | 5 | Average Weekday | CAISO | 1-in-10 | 2031 | 13 |  |  |  | 72.297 | 1
| Zone | South Orange County | 5 | Average Weekday | CAISO | 1-in-10 | 2031 | 14 |  |  |  | 73.148 | 1
| Zone | South Orange County | 5 | Average Weekday | CAISO | 1-in-10 | 2031 | 15 |  |  |  | 73.976 | 1
| Zone | South Orange County | 5 | Average Weekday | CAISO | 1-in-10 | 2031 | 16 |  |  |  | 74.1826 | 1
| Zone | South Orange County | 5 | Average Weekday | CAISO | 1-in-10 | 2031 | 17 |  |  |  | 74.122 | 1
| Zone | South Orange County | 5 | Average Weekday | CAISO | 1-in-10 | 2031 | 18 |  |  |  | 73.3027 | 1
| Zone | South Orange County | 5 | Average Weekday | CAISO | 1-in-10 | 2031 | 19 |  |  |  | 72.369 | 1
| Zone | South Orange County | 5 | Average Weekday | CAISO | 1-in-10 | 2031 | 20 |  |  |  | 70.709 | 1
| Zone | South Orange County | 5 | Average Weekday | CAISO | 1-in-10 | 2031 | 21 |  |  |  | 68.2305 | 1
| Zone | South Orange County | 5 | Average Weekday | CAISO | 1-in-10 | 2031 | 22 |  |  |  | 66.2595 | 1
| Zone | South Orange County | 5 | Average Weekday | CAISO | 1-in-10 | 2031 | 23 |  |  |  | 65.0803 | 1
| Zone | South Orange County | 5 | Average Weekday | CAISO | 1-in-10 | 2031 | 24 |  |  |  | 64.1396 | 1
| Zone | South Orange County | 5 | Monthly System Peak Day | CAISO | 1-in-10 | 2031 | 1 |  |  |  | 70.7233 | 1
| Zone | South Orange County | 5 | Monthly System Peak Day | CAISO | 1-in-10 | 2031 | 2 |  |  |  | 69.7867 | 1
| Zone | South Orange County | 5 | Monthly System Peak Day | CAISO | 1-in-10 | 2031 | 3 |  |  |  | 68.9883 | 1
| Zone | South Orange County | 5 | Monthly System Peak Day | CAISO | 1-in-10 | 2031 | 4 |  |  |  | 68.0967 | 1
| Zone | South Orange County | 5 | Monthly System Peak Day | CAISO | 1-in-10 | 2031 | 5 |  |  |  | 67.4783 | 1
| Zone | South Orange County | 5 | Monthly System Peak Day | CAISO | 1-in-10 | 2031 | 6 |  |  |  | 67.16 | 1
| Zone | South Orange County | 5 | Monthly System Peak Day | CAISO | 1-in-10 | 2031 | 7 |  |  |  | 66.67 | 1
| Zone | South Orange County | 5 | Monthly System Peak Day | CAISO | 1-in-10 | 2031 | 8 |  |  |  | 67.6783 | 1
| Zone | South Orange County | 5 | Monthly System Peak Day | CAISO | 1-in-10 | 2031 | 9 |  |  |  | 72.7933 | 1
| Zone | South Orange County | 5 | Monthly System Peak Day | CAISO | 1-in-10 | 2031 | 10 |  |  |  | 79.3333 | 1
| Zone | South Orange County | 5 | Monthly System Peak Day | CAISO | 1-in-10 | 2031 | 11 |  |  |  | 84.2 | 1
| Zone | South Orange County | 5 | Monthly System Peak Day | CAISO | 1-in-10 | 2031 | 12 |  |  |  | 88.4667 | 1
| Zone | South Orange County | 5 | Monthly System Peak Day | CAISO | 1-in-10 | 2031 | 13 |  |  |  | 90.0333 | 1
| Zone | South Orange County | 5 | Monthly System Peak Day | CAISO | 1-in-10 | 2031 | 14 |  |  |  | 89.8333 | 1
| Zone | South Orange County | 5 | Monthly System Peak Day | CAISO | 1-in-10 | 2031 | 15 |  |  |  | 92.15 | 1
| Zone | South Orange County | 5 | Monthly System Peak Day | CAISO | 1-in-10 | 2031 | 16 |  |  |  | 92.0167 | 1
| Zone | South Orange County | 5 | Monthly System Peak Day | CAISO | 1-in-10 | 2031 | 17 |  |  |  | 91.8 | 1
| Zone | South Orange County | 5 | Monthly System Peak Day | CAISO | 1-in-10 | 2031 | 18 |  |  |  | 90.4333 | 1
| Zone | South Orange County | 5 | Monthly System Peak Day | CAISO | 1-in-10 | 2031 | 19 |  |  |  | 89.9167 | 1
| Zone | South Orange County | 5 | Monthly System Peak Day | CAISO | 1-in-10 | 2031 | 20 |  |  |  | 87.0333 | 1
| Zone | South Orange County | 5 | Monthly System Peak Day | CAISO | 1-in-10 | 2031 | 21 |  |  |  | 83.1833 | 1
| Zone | South Orange County | 5 | Monthly System Peak Day | CAISO | 1-in-10 | 2031 | 22 |  |  |  | 79.8 | 1
| Zone | South Orange County | 5 | Monthly System Peak Day | CAISO | 1-in-10 | 2031 | 23 |  |  |  | 76.7667 | 1
| Zone | South Orange County | 5 | Monthly System Peak Day | CAISO | 1-in-10 | 2031 | 24 |  |  |  | 73.3367 | 1
| Zone | South Orange County | 6 | Average Weekday | CAISO | 1-in-10 | 2031 | 1 |  |  |  | 64.8305 | 1
| Zone | South Orange County | 6 | Average Weekday | CAISO | 1-in-10 | 2031 | 2 |  |  |  | 64.5677 | 1
| Zone | South Orange County | 6 | Average Weekday | CAISO | 1-in-10 | 2031 | 3 |  |  |  | 64.3736 | 1
| Zone | South Orange County | 6 | Average Weekday | CAISO | 1-in-10 | 2031 | 4 |  |  |  | 64.1311 | 1
| Zone | South Orange County | 6 | Average Weekday | CAISO | 1-in-10 | 2031 | 5 |  |  |  | 63.9809 | 1
| Zone | South Orange County | 6 | Average Weekday | CAISO | 1-in-10 | 2031 | 6 |  |  |  | 63.8758 | 1
| Zone | South Orange County | 6 | Average Weekday | CAISO | 1-in-10 | 2031 | 7 |  |  |  | 63.8143 | 1
| Zone | South Orange County | 6 | Average Weekday | CAISO | 1-in-10 | 2031 | 8 |  |  |  | 64.0327 | 1
| Zone | South Orange County | 6 | Average Weekday | CAISO | 1-in-10 | 2031 | 9 |  |  |  | 64.9331 | 1
| Zone | South Orange County | 6 | Average Weekday | CAISO | 1-in-10 | 2031 | 10 |  |  |  | 66.7504 | 1
| Zone | South Orange County | 6 | Average Weekday | CAISO | 1-in-10 | 2031 | 11 |  |  |  | 69.068 | 1
| Zone | South Orange County | 6 | Average Weekday | CAISO | 1-in-10 | 2031 | 12 |  |  |  | 70.8322 | 1
| Zone | South Orange County | 6 | Average Weekday | CAISO | 1-in-10 | 2031 | 13 |  |  |  | 71.7878 | 1
| Zone | South Orange County | 6 | Average Weekday | CAISO | 1-in-10 | 2031 | 14 |  |  |  | 72.1196 | 1
| Zone | South Orange County | 6 | Average Weekday | CAISO | 1-in-10 | 2031 | 15 |  |  |  | 72.8228 | 1
| Zone | South Orange County | 6 | Average Weekday | CAISO | 1-in-10 | 2031 | 16 |  |  |  | 73.7532 | 1
| Zone | South Orange County | 6 | Average Weekday | CAISO | 1-in-10 | 2031 | 17 |  |  |  | 73.7854 | 1
| Zone | South Orange County | 6 | Average Weekday | CAISO | 1-in-10 | 2031 | 18 |  |  |  | 73.2464 | 1
| Zone | South Orange County | 6 | Average Weekday | CAISO | 1-in-10 | 2031 | 19 |  |  |  | 72.2489 | 1
| Zone | South Orange County | 6 | Average Weekday | CAISO | 1-in-10 | 2031 | 20 |  |  |  | 70.5072 | 1
| Zone | South Orange County | 6 | Average Weekday | CAISO | 1-in-10 | 2031 | 21 |  |  |  | 68.643 | 1
| Zone | South Orange County | 6 | Average Weekday | CAISO | 1-in-10 | 2031 | 22 |  |  |  | 66.6989 | 1
| Zone | South Orange County | 6 | Average Weekday | CAISO | 1-in-10 | 2031 | 23 |  |  |  | 65.7762 | 1
| Zone | South Orange County | 6 | Average Weekday | CAISO | 1-in-10 | 2031 | 24 |  |  |  | 65.3146 | 1
| Zone | South Orange County | 6 | Monthly System Peak Day | CAISO | 1-in-10 | 2031 | 1 |  |  |  | 69.3 | 1
| Zone | South Orange County | 6 | Monthly System Peak Day | CAISO | 1-in-10 | 2031 | 2 |  |  |  | 67.8217 | 1
| Zone | South Orange County | 6 | Monthly System Peak Day | CAISO | 1-in-10 | 2031 | 3 |  |  |  | 67.0917 | 1
| Zone | South Orange County | 6 | Monthly System Peak Day | CAISO | 1-in-10 | 2031 | 4 |  |  |  | 66.85 | 1
| Zone | South Orange County | 6 | Monthly System Peak Day | CAISO | 1-in-10 | 2031 | 5 |  |  |  | 66.105 | 1
| Zone | South Orange County | 6 | Monthly System Peak Day | CAISO | 1-in-10 | 2031 | 6 |  |  |  | 65.4533 | 1
| Zone | South Orange County | 6 | Monthly System Peak Day | CAISO | 1-in-10 | 2031 | 7 |  |  |  | 65.015 | 1
| Zone | South Orange County | 6 | Monthly System Peak Day | CAISO | 1-in-10 | 2031 | 8 |  |  |  | 65.9783 | 1
| Zone | South Orange County | 6 | Monthly System Peak Day | CAISO | 1-in-10 | 2031 | 9 |  |  |  | 69.0117 | 1
| Zone | South Orange County | 6 | Monthly System Peak Day | CAISO | 1-in-10 | 2031 | 10 |  |  |  | 74.415 | 1
| Zone | South Orange County | 6 | Monthly System Peak Day | CAISO | 1-in-10 | 2031 | 11 |  |  |  | 79.79 | 1
| Zone | South Orange County | 6 | Monthly System Peak Day | CAISO | 1-in-10 | 2031 | 12 |  |  |  | 80.5 | 1
| Zone | South Orange County | 6 | Monthly System Peak Day | CAISO | 1-in-10 | 2031 | 13 |  |  |  | 79.8833 | 1
| Zone | South Orange County | 6 | Monthly System Peak Day | CAISO | 1-in-10 | 2031 | 14 |  |  |  | 80.15 | 1
| Zone | South Orange County | 6 | Monthly System Peak Day | CAISO | 1-in-10 | 2031 | 15 |  |  |  | 82.8333 | 1
| Zone | South Orange County | 6 | Monthly System Peak Day | CAISO | 1-in-10 | 2031 | 16 |  |  |  | 87.0833 | 1
| Zone | South Orange County | 6 | Monthly System Peak Day | CAISO | 1-in-10 | 2031 | 17 |  |  |  | 88.95 | 1
| Zone | South Orange County | 6 | Monthly System Peak Day | CAISO | 1-in-10 | 2031 | 18 |  |  |  | 89.45 | 1
| Zone | South Orange County | 6 | Monthly System Peak Day | CAISO | 1-in-10 | 2031 | 19 |  |  |  | 85.5833 | 1
| Zone | South Orange County | 6 | Monthly System Peak Day | CAISO | 1-in-10 | 2031 | 20 |  |  |  | 78.3833 | 1
| Zone | South Orange County | 6 | Monthly System Peak Day | CAISO | 1-in-10 | 2031 | 21 |  |  |  | 74.7167 | 1
| Zone | South Orange County | 6 | Monthly System Peak Day | CAISO | 1-in-10 | 2031 | 22 |  |  |  | 72.1567 | 1
| Zone | South Orange County | 6 | Monthly System Peak Day | CAISO | 1-in-10 | 2031 | 23 |  |  |  | 70.8033 | 1
| Zone | South Orange County | 6 | Monthly System Peak Day | CAISO | 1-in-10 | 2031 | 24 |  |  |  | 69.8083 | 1
| Zone | South Orange County | 7 | Average Weekday | CAISO | 1-in-10 | 2031 | 1 |  |  |  | 69.4461 | 1
| Zone | South Orange County | 7 | Average Weekday | CAISO | 1-in-10 | 2031 | 2 |  |  |  | 69.086 | 1
| Zone | South Orange County | 7 | Average Weekday | CAISO | 1-in-10 | 2031 | 3 |  |  |  | 68.7807 | 1
| Zone | South Orange County | 7 | Average Weekday | CAISO | 1-in-10 | 2031 | 4 |  |  |  | 68.5325 | 1
| Zone | South Orange County | 7 | Average Weekday | CAISO | 1-in-10 | 2031 | 5 |  |  |  | 68.3902 | 1
| Zone | South Orange County | 7 | Average Weekday | CAISO | 1-in-10 | 2031 | 6 |  |  |  | 68.3303 | 1
| Zone | South Orange County | 7 | Average Weekday | CAISO | 1-in-10 | 2031 | 7 |  |  |  | 68.2904 | 1
| Zone | South Orange County | 7 | Average Weekday | CAISO | 1-in-10 | 2031 | 8 |  |  |  | 68.6719 | 1
| Zone | South Orange County | 7 | Average Weekday | CAISO | 1-in-10 | 2031 | 9 |  |  |  | 70.0939 | 1
| Zone | South Orange County | 7 | Average Weekday | CAISO | 1-in-10 | 2031 | 10 |  |  |  | 72.5596 | 1
| Zone | South Orange County | 7 | Average Weekday | CAISO | 1-in-10 | 2031 | 11 |  |  |  | 75.3255 | 1
| Zone | South Orange County | 7 | Average Weekday | CAISO | 1-in-10 | 2031 | 12 |  |  |  | 77.2332 | 1
| Zone | South Orange County | 7 | Average Weekday | CAISO | 1-in-10 | 2031 | 13 |  |  |  | 78.0307 | 1
| Zone | South Orange County | 7 | Average Weekday | CAISO | 1-in-10 | 2031 | 14 |  |  |  | 78.1088 | 1
| Zone | South Orange County | 7 | Average Weekday | CAISO | 1-in-10 | 2031 | 15 |  |  |  | 78.888 | 1
| Zone | South Orange County | 7 | Average Weekday | CAISO | 1-in-10 | 2031 | 16 |  |  |  | 79.4733 | 1
| Zone | South Orange County | 7 | Average Weekday | CAISO | 1-in-10 | 2031 | 17 |  |  |  | 79.575 | 1
| Zone | South Orange County | 7 | Average Weekday | CAISO | 1-in-10 | 2031 | 18 |  |  |  | 79.1003 | 1
| Zone | South Orange County | 7 | Average Weekday | CAISO | 1-in-10 | 2031 | 19 |  |  |  | 78.1803 | 1
| Zone | South Orange County | 7 | Average Weekday | CAISO | 1-in-10 | 2031 | 20 |  |  |  | 76.474 | 1
| Zone | South Orange County | 7 | Average Weekday | CAISO | 1-in-10 | 2031 | 21 |  |  |  | 74.0284 | 1
| Zone | South Orange County | 7 | Average Weekday | CAISO | 1-in-10 | 2031 | 22 |  |  |  | 71.8255 | 1
| Zone | South Orange County | 7 | Average Weekday | CAISO | 1-in-10 | 2031 | 23 |  |  |  | 70.847 | 1
| Zone | South Orange County | 7 | Average Weekday | CAISO | 1-in-10 | 2031 | 24 |  |  |  | 70.1921 | 1
| Zone | South Orange County | 7 | Monthly System Peak Day | CAISO | 1-in-10 | 2031 | 1 |  |  |  | 72.6833 | 1
| Zone | South Orange County | 7 | Monthly System Peak Day | CAISO | 1-in-10 | 2031 | 2 |  |  |  | 72.45 | 1
| Zone | South Orange County | 7 | Monthly System Peak Day | CAISO | 1-in-10 | 2031 | 3 |  |  |  | 72.0833 | 1
| Zone | South Orange County | 7 | Monthly System Peak Day | CAISO | 1-in-10 | 2031 | 4 |  |  |  | 71.6333 | 1
| Zone | South Orange County | 7 | Monthly System Peak Day | CAISO | 1-in-10 | 2031 | 5 |  |  |  | 71.3 | 1
| Zone | South Orange County | 7 | Monthly System Peak Day | CAISO | 1-in-10 | 2031 | 6 |  |  |  | 71.1667 | 1
| Zone | South Orange County | 7 | Monthly System Peak Day | CAISO | 1-in-10 | 2031 | 7 |  |  |  | 71 | 1
| Zone | South Orange County | 7 | Monthly System Peak Day | CAISO | 1-in-10 | 2031 | 8 |  |  |  | 71.0333 | 1
| Zone | South Orange County | 7 | Monthly System Peak Day | CAISO | 1-in-10 | 2031 | 9 |  |  |  | 72.3833 | 1
| Zone | South Orange County | 7 | Monthly System Peak Day | CAISO | 1-in-10 | 2031 | 10 |  |  |  | 74.8167 | 1
| Zone | South Orange County | 7 | Monthly System Peak Day | CAISO | 1-in-10 | 2031 | 11 |  |  |  | 78.0333 | 1
| Zone | South Orange County | 7 | Monthly System Peak Day | CAISO | 1-in-10 | 2031 | 12 |  |  |  | 80.65 | 1
| Zone | South Orange County | 7 | Monthly System Peak Day | CAISO | 1-in-10 | 2031 | 13 |  |  |  | 82.0667 | 1
| Zone | South Orange County | 7 | Monthly System Peak Day | CAISO | 1-in-10 | 2031 | 14 |  |  |  | 82.25 | 1
| Zone | South Orange County | 7 | Monthly System Peak Day | CAISO | 1-in-10 | 2031 | 15 |  |  |  | 82.7167 | 1
| Zone | South Orange County | 7 | Monthly System Peak Day | CAISO | 1-in-10 | 2031 | 16 |  |  |  | 81.7167 | 1
| Zone | South Orange County | 7 | Monthly System Peak Day | CAISO | 1-in-10 | 2031 | 17 |  |  |  | 80.05 | 1
| Zone | South Orange County | 7 | Monthly System Peak Day | CAISO | 1-in-10 | 2031 | 18 |  |  |  | 80.8167 | 1
| Zone | South Orange County | 7 | Monthly System Peak Day | CAISO | 1-in-10 | 2031 | 19 |  |  |  | 79.8333 | 1
| Zone | South Orange County | 7 | Monthly System Peak Day | CAISO | 1-in-10 | 2031 | 20 |  |  |  | 77.7 | 1
| Zone | South Orange County | 7 | Monthly System Peak Day | CAISO | 1-in-10 | 2031 | 21 |  |  |  | 75.5 | 1
| Zone | South Orange County | 7 | Monthly System Peak Day | CAISO | 1-in-10 | 2031 | 22 |  |  |  | 73.0833 | 1
| Zone | South Orange County | 7 | Monthly System Peak Day | CAISO | 1-in-10 | 2031 | 23 |  |  |  | 72.4833 | 1
| Zone | South Orange County | 7 | Monthly System Peak Day | CAISO | 1-in-10 | 2031 | 24 |  |  |  | 72.25 | 1
| Zone | South Orange County | 8 | Average Weekday | CAISO | 1-in-10 | 2031 | 1 |  |  |  | 69.5985 | 1
| Zone | South Orange County | 8 | Average Weekday | CAISO | 1-in-10 | 2031 | 2 |  |  |  | 69.3141 | 1
| Zone | South Orange County | 8 | Average Weekday | CAISO | 1-in-10 | 2031 | 3 |  |  |  | 69.0234 | 1
| Zone | South Orange County | 8 | Average Weekday | CAISO | 1-in-10 | 2031 | 4 |  |  |  | 68.8309 | 1
| Zone | South Orange County | 8 | Average Weekday | CAISO | 1-in-10 | 2031 | 5 |  |  |  | 68.605 | 1
| Zone | South Orange County | 8 | Average Weekday | CAISO | 1-in-10 | 2031 | 6 |  |  |  | 68.457 | 1
| Zone | South Orange County | 8 | Average Weekday | CAISO | 1-in-10 | 2031 | 7 |  |  |  | 68.3726 | 1
| Zone | South Orange County | 8 | Average Weekday | CAISO | 1-in-10 | 2031 | 8 |  |  |  | 68.4341 | 1
| Zone | South Orange County | 8 | Average Weekday | CAISO | 1-in-10 | 2031 | 9 |  |  |  | 69.3385 | 1
| Zone | South Orange County | 8 | Average Weekday | CAISO | 1-in-10 | 2031 | 10 |  |  |  | 71.1052 | 1
| Zone | South Orange County | 8 | Average Weekday | CAISO | 1-in-10 | 2031 | 11 |  |  |  | 73.5361 | 1
| Zone | South Orange County | 8 | Average Weekday | CAISO | 1-in-10 | 2031 | 12 |  |  |  | 75.6692 | 1
| Zone | South Orange County | 8 | Average Weekday | CAISO | 1-in-10 | 2031 | 13 |  |  |  | 76.6918 | 1
| Zone | South Orange County | 8 | Average Weekday | CAISO | 1-in-10 | 2031 | 14 |  |  |  | 77.525 | 1
| Zone | South Orange County | 8 | Average Weekday | CAISO | 1-in-10 | 2031 | 15 |  |  |  | 78.6466 | 1
| Zone | South Orange County | 8 | Average Weekday | CAISO | 1-in-10 | 2031 | 16 |  |  |  | 79.2502 | 1
| Zone | South Orange County | 8 | Average Weekday | CAISO | 1-in-10 | 2031 | 17 |  |  |  | 79.1715 | 1
| Zone | South Orange County | 8 | Average Weekday | CAISO | 1-in-10 | 2031 | 18 |  |  |  | 78.5438 | 1
| Zone | South Orange County | 8 | Average Weekday | CAISO | 1-in-10 | 2031 | 19 |  |  |  | 77.3582 | 1
| Zone | South Orange County | 8 | Average Weekday | CAISO | 1-in-10 | 2031 | 20 |  |  |  | 75.7666 | 1
| Zone | South Orange County | 8 | Average Weekday | CAISO | 1-in-10 | 2031 | 21 |  |  |  | 73.3325 | 1
| Zone | South Orange County | 8 | Average Weekday | CAISO | 1-in-10 | 2031 | 22 |  |  |  | 71.7902 | 1
| Zone | South Orange County | 8 | Average Weekday | CAISO | 1-in-10 | 2031 | 23 |  |  |  | 71.0086 | 1
| Zone | South Orange County | 8 | Average Weekday | CAISO | 1-in-10 | 2031 | 24 |  |  |  | 70.2746 | 1
| Zone | South Orange County | 8 | Monthly System Peak Day | CAISO | 1-in-10 | 2031 | 1 |  |  |  | 70.835 | 1
| Zone | South Orange County | 8 | Monthly System Peak Day | CAISO | 1-in-10 | 2031 | 2 |  |  |  | 70.33 | 1
| Zone | South Orange County | 8 | Monthly System Peak Day | CAISO | 1-in-10 | 2031 | 3 |  |  |  | 70.025 | 1
| Zone | South Orange County | 8 | Monthly System Peak Day | CAISO | 1-in-10 | 2031 | 4 |  |  |  | 69.8267 | 1
| Zone | South Orange County | 8 | Monthly System Peak Day | CAISO | 1-in-10 | 2031 | 5 |  |  |  | 69.4383 | 1
| Zone | South Orange County | 8 | Monthly System Peak Day | CAISO | 1-in-10 | 2031 | 6 |  |  |  | 69.155 | 1
| Zone | South Orange County | 8 | Monthly System Peak Day | CAISO | 1-in-10 | 2031 | 7 |  |  |  | 69.0167 | 1
| Zone | South Orange County | 8 | Monthly System Peak Day | CAISO | 1-in-10 | 2031 | 8 |  |  |  | 69.0817 | 1
| Zone | South Orange County | 8 | Monthly System Peak Day | CAISO | 1-in-10 | 2031 | 9 |  |  |  | 70.035 | 1
| Zone | South Orange County | 8 | Monthly System Peak Day | CAISO | 1-in-10 | 2031 | 10 |  |  |  | 73.155 | 1
| Zone | South Orange County | 8 | Monthly System Peak Day | CAISO | 1-in-10 | 2031 | 11 |  |  |  | 77.7833 | 1
| Zone | South Orange County | 8 | Monthly System Peak Day | CAISO | 1-in-10 | 2031 | 12 |  |  |  | 82 | 1
| Zone | South Orange County | 8 | Monthly System Peak Day | CAISO | 1-in-10 | 2031 | 13 |  |  |  | 82.8333 | 1
| Zone | South Orange County | 8 | Monthly System Peak Day | CAISO | 1-in-10 | 2031 | 14 |  |  |  | 84.7 | 1
| Zone | South Orange County | 8 | Monthly System Peak Day | CAISO | 1-in-10 | 2031 | 15 |  |  |  | 85.1167 | 1
| Zone | South Orange County | 8 | Monthly System Peak Day | CAISO | 1-in-10 | 2031 | 16 |  |  |  | 85.1667 | 1
| Zone | South Orange County | 8 | Monthly System Peak Day | CAISO | 1-in-10 | 2031 | 17 |  |  |  | 85.5833 | 1
| Zone | South Orange County | 8 | Monthly System Peak Day | CAISO | 1-in-10 | 2031 | 18 |  |  |  | 85.5 | 1
| Zone | South Orange County | 8 | Monthly System Peak Day | CAISO | 1-in-10 | 2031 | 19 |  |  |  | 84.35 | 1
| Zone | South Orange County | 8 | Monthly System Peak Day | CAISO | 1-in-10 | 2031 | 20 |  |  |  | 84.25 | 1
| Zone | South Orange County | 8 | Monthly System Peak Day | CAISO | 1-in-10 | 2031 | 21 |  |  |  | 80.0833 | 1
| Zone | South Orange County | 8 | Monthly System Peak Day | CAISO | 1-in-10 | 2031 | 22 |  |  |  | 76.4667 | 1
| Zone | South Orange County | 8 | Monthly System Peak Day | CAISO | 1-in-10 | 2031 | 23 |  |  |  | 75.2 | 1
| Zone | South Orange County | 8 | Monthly System Peak Day | CAISO | 1-in-10 | 2031 | 24 |  |  |  | 73.86 | 1
| Zone | South Orange County | 8 | Typical Event Day | CAISO | 1-in-10 | 2031 | 1 |  |  |  | 72.1671 | 1
| Zone | South Orange County | 8 | Typical Event Day | CAISO | 1-in-10 | 2031 | 2 |  |  |  | 71.3337 | 1
| Zone | South Orange County | 8 | Typical Event Day | CAISO | 1-in-10 | 2031 | 3 |  |  |  | 70.8583 | 1
| Zone | South Orange County | 8 | Typical Event Day | CAISO | 1-in-10 | 2031 | 4 |  |  |  | 70.6608 | 1
| Zone | South Orange County | 8 | Typical Event Day | CAISO | 1-in-10 | 2031 | 5 |  |  |  | 70.3275 | 1
| Zone | South Orange County | 8 | Typical Event Day | CAISO | 1-in-10 | 2031 | 6 |  |  |  | 69.9396 | 1
| Zone | South Orange County | 8 | Typical Event Day | CAISO | 1-in-10 | 2031 | 7 |  |  |  | 69.7663 | 1
| Zone | South Orange County | 8 | Typical Event Day | CAISO | 1-in-10 | 2031 | 8 |  |  |  | 70.1567 | 1
| Zone | South Orange County | 8 | Typical Event Day | CAISO | 1-in-10 | 2031 | 9 |  |  |  | 71.8117 | 1
| Zone | South Orange County | 8 | Typical Event Day | CAISO | 1-in-10 | 2031 | 10 |  |  |  | 75.4342 | 1
| Zone | South Orange County | 8 | Typical Event Day | CAISO | 1-in-10 | 2031 | 11 |  |  |  | 80.0058 | 1
| Zone | South Orange County | 8 | Typical Event Day | CAISO | 1-in-10 | 2031 | 12 |  |  |  | 82.7958 | 1
| Zone | South Orange County | 8 | Typical Event Day | CAISO | 1-in-10 | 2031 | 13 |  |  |  | 83.75 | 1
| Zone | South Orange County | 8 | Typical Event Day | CAISO | 1-in-10 | 2031 | 14 |  |  |  | 84.7333 | 1
| Zone | South Orange County | 8 | Typical Event Day | CAISO | 1-in-10 | 2031 | 15 |  |  |  | 85.65 | 1
| Zone | South Orange County | 8 | Typical Event Day | CAISO | 1-in-10 | 2031 | 16 |  |  |  | 86.425 | 1
| Zone | South Orange County | 8 | Typical Event Day | CAISO | 1-in-10 | 2031 | 17 |  |  |  | 86.4542 | 1
| Zone | South Orange County | 8 | Typical Event Day | CAISO | 1-in-10 | 2031 | 18 |  |  |  | 86.6 | 1
| Zone | South Orange County | 8 | Typical Event Day | CAISO | 1-in-10 | 2031 | 19 |  |  |  | 85.0542 | 1
| Zone | South Orange County | 8 | Typical Event Day | CAISO | 1-in-10 | 2031 | 20 |  |  |  | 82.2833 | 1
| Zone | South Orange County | 8 | Typical Event Day | CAISO | 1-in-10 | 2031 | 21 |  |  |  | 79.0292 | 1
| Zone | South Orange County | 8 | Typical Event Day | CAISO | 1-in-10 | 2031 | 22 |  |  |  | 76.9808 | 1
| Zone | South Orange County | 8 | Typical Event Day | CAISO | 1-in-10 | 2031 | 23 |  |  |  | 75.7592 | 1
| Zone | South Orange County | 8 | Typical Event Day | CAISO | 1-in-10 | 2031 | 24 |  |  |  | 74.4796 | 1
| Zone | South Orange County | 9 | Average Weekday | CAISO | 1-in-10 | 2031 | 1 |  |  |  | 71.7479 | 1
| Zone | South Orange County | 9 | Average Weekday | CAISO | 1-in-10 | 2031 | 2 |  |  |  | 71.1465 | 1
| Zone | South Orange County | 9 | Average Weekday | CAISO | 1-in-10 | 2031 | 3 |  |  |  | 70.6301 | 1
| Zone | South Orange County | 9 | Average Weekday | CAISO | 1-in-10 | 2031 | 4 |  |  |  | 70.1971 | 1
| Zone | South Orange County | 9 | Average Weekday | CAISO | 1-in-10 | 2031 | 5 |  |  |  | 69.8707 | 1
| Zone | South Orange County | 9 | Average Weekday | CAISO | 1-in-10 | 2031 | 6 |  |  |  | 69.5087 | 1
| Zone | South Orange County | 9 | Average Weekday | CAISO | 1-in-10 | 2031 | 7 |  |  |  | 69.2601 | 1
| Zone | South Orange County | 9 | Average Weekday | CAISO | 1-in-10 | 2031 | 8 |  |  |  | 69.177 | 1
| Zone | South Orange County | 9 | Average Weekday | CAISO | 1-in-10 | 2031 | 9 |  |  |  | 70.2802 | 1
| Zone | South Orange County | 9 | Average Weekday | CAISO | 1-in-10 | 2031 | 10 |  |  |  | 72.886 | 1
| Zone | South Orange County | 9 | Average Weekday | CAISO | 1-in-10 | 2031 | 11 |  |  |  | 75.8762 | 1
| Zone | South Orange County | 9 | Average Weekday | CAISO | 1-in-10 | 2031 | 12 |  |  |  | 78.4211 | 1
| Zone | South Orange County | 9 | Average Weekday | CAISO | 1-in-10 | 2031 | 13 |  |  |  | 79.6325 | 1
| Zone | South Orange County | 9 | Average Weekday | CAISO | 1-in-10 | 2031 | 14 |  |  |  | 80.3008 | 1
| Zone | South Orange County | 9 | Average Weekday | CAISO | 1-in-10 | 2031 | 15 |  |  |  | 81.2714 | 1
| Zone | South Orange County | 9 | Average Weekday | CAISO | 1-in-10 | 2031 | 16 |  |  |  | 81.5167 | 1
| Zone | South Orange County | 9 | Average Weekday | CAISO | 1-in-10 | 2031 | 17 |  |  |  | 81.431 | 1
| Zone | South Orange County | 9 | Average Weekday | CAISO | 1-in-10 | 2031 | 18 |  |  |  | 80.6365 | 1
| Zone | South Orange County | 9 | Average Weekday | CAISO | 1-in-10 | 2031 | 19 |  |  |  | 79.223 | 1
| Zone | South Orange County | 9 | Average Weekday | CAISO | 1-in-10 | 2031 | 20 |  |  |  | 77.0676 | 1
| Zone | South Orange County | 9 | Average Weekday | CAISO | 1-in-10 | 2031 | 21 |  |  |  | 74.7656 | 1
| Zone | South Orange County | 9 | Average Weekday | CAISO | 1-in-10 | 2031 | 22 |  |  |  | 73.7906 | 1
| Zone | South Orange County | 9 | Average Weekday | CAISO | 1-in-10 | 2031 | 23 |  |  |  | 72.9166 | 1
| Zone | South Orange County | 9 | Average Weekday | CAISO | 1-in-10 | 2031 | 24 |  |  |  | 72.1378 | 1
| Zone | South Orange County | 9 | Monthly System Peak Day | CAISO | 1-in-10 | 2031 | 1 |  |  |  | 75.85 | 1
| Zone | South Orange County | 9 | Monthly System Peak Day | CAISO | 1-in-10 | 2031 | 2 |  |  |  | 74.7333 | 1
| Zone | South Orange County | 9 | Monthly System Peak Day | CAISO | 1-in-10 | 2031 | 3 |  |  |  | 74.2333 | 1
| Zone | South Orange County | 9 | Monthly System Peak Day | CAISO | 1-in-10 | 2031 | 4 |  |  |  | 74.3333 | 1
| Zone | South Orange County | 9 | Monthly System Peak Day | CAISO | 1-in-10 | 2031 | 5 |  |  |  | 74.4667 | 1
| Zone | South Orange County | 9 | Monthly System Peak Day | CAISO | 1-in-10 | 2031 | 6 |  |  |  | 73.9833 | 1
| Zone | South Orange County | 9 | Monthly System Peak Day | CAISO | 1-in-10 | 2031 | 7 |  |  |  | 74.0333 | 1
| Zone | South Orange County | 9 | Monthly System Peak Day | CAISO | 1-in-10 | 2031 | 8 |  |  |  | 74.5333 | 1
| Zone | South Orange County | 9 | Monthly System Peak Day | CAISO | 1-in-10 | 2031 | 9 |  |  |  | 75.8167 | 1
| Zone | South Orange County | 9 | Monthly System Peak Day | CAISO | 1-in-10 | 2031 | 10 |  |  |  | 79.35 | 1
| Zone | South Orange County | 9 | Monthly System Peak Day | CAISO | 1-in-10 | 2031 | 11 |  |  |  | 84.4167 | 1
| Zone | South Orange County | 9 | Monthly System Peak Day | CAISO | 1-in-10 | 2031 | 12 |  |  |  | 88.0333 | 1
| Zone | South Orange County | 9 | Monthly System Peak Day | CAISO | 1-in-10 | 2031 | 13 |  |  |  | 90.2167 | 1
| Zone | South Orange County | 9 | Monthly System Peak Day | CAISO | 1-in-10 | 2031 | 14 |  |  |  | 91.8333 | 1
| Zone | South Orange County | 9 | Monthly System Peak Day | CAISO | 1-in-10 | 2031 | 15 |  |  |  | 91.9333 | 1
| Zone | South Orange County | 9 | Monthly System Peak Day | CAISO | 1-in-10 | 2031 | 16 |  |  |  | 91.7333 | 1
| Zone | South Orange County | 9 | Monthly System Peak Day | CAISO | 1-in-10 | 2031 | 17 |  |  |  | 91.2333 | 1
| Zone | South Orange County | 9 | Monthly System Peak Day | CAISO | 1-in-10 | 2031 | 18 |  |  |  | 90.6333 | 1
| Zone | South Orange County | 9 | Monthly System Peak Day | CAISO | 1-in-10 | 2031 | 19 |  |  |  | 90.45 | 1
| Zone | South Orange County | 9 | Monthly System Peak Day | CAISO | 1-in-10 | 2031 | 20 |  |  |  | 88.8 | 1
| Zone | South Orange County | 9 | Monthly System Peak Day | CAISO | 1-in-10 | 2031 | 21 |  |  |  | 85.8167 | 1
| Zone | South Orange County | 9 | Monthly System Peak Day | CAISO | 1-in-10 | 2031 | 22 |  |  |  | 86.2167 | 1
| Zone | South Orange County | 9 | Monthly System Peak Day | CAISO | 1-in-10 | 2031 | 23 |  |  |  | 84.55 | 1
| Zone | South Orange County | 9 | Monthly System Peak Day | CAISO | 1-in-10 | 2031 | 24 |  |  |  | 82 | 1
| Zone | South Orange County | 10 | Average Weekday | CAISO | 1-in-10 | 2031 | 1 |  |  |  | 69.118 | 1
| Zone | South Orange County | 10 | Average Weekday | CAISO | 1-in-10 | 2031 | 2 |  |  |  | 68.5352 | 1
| Zone | South Orange County | 10 | Average Weekday | CAISO | 1-in-10 | 2031 | 3 |  |  |  | 67.8411 | 1
| Zone | South Orange County | 10 | Average Weekday | CAISO | 1-in-10 | 2031 | 4 |  |  |  | 67.235 | 1
| Zone | South Orange County | 10 | Average Weekday | CAISO | 1-in-10 | 2031 | 5 |  |  |  | 66.6026 | 1
| Zone | South Orange County | 10 | Average Weekday | CAISO | 1-in-10 | 2031 | 6 |  |  |  | 66.2633 | 1
| Zone | South Orange County | 10 | Average Weekday | CAISO | 1-in-10 | 2031 | 7 |  |  |  | 65.9069 | 1
| Zone | South Orange County | 10 | Average Weekday | CAISO | 1-in-10 | 2031 | 8 |  |  |  | 65.5926 | 1
| Zone | South Orange County | 10 | Average Weekday | CAISO | 1-in-10 | 2031 | 9 |  |  |  | 65.9445 | 1
| Zone | South Orange County | 10 | Average Weekday | CAISO | 1-in-10 | 2031 | 10 |  |  |  | 68.4825 | 1
| Zone | South Orange County | 10 | Average Weekday | CAISO | 1-in-10 | 2031 | 11 |  |  |  | 71.8683 | 1
| Zone | South Orange County | 10 | Average Weekday | CAISO | 1-in-10 | 2031 | 12 |  |  |  | 74.8892 | 1
| Zone | South Orange County | 10 | Average Weekday | CAISO | 1-in-10 | 2031 | 13 |  |  |  | 77.3307 | 1
| Zone | South Orange County | 10 | Average Weekday | CAISO | 1-in-10 | 2031 | 14 |  |  |  | 78.5737 | 1
| Zone | South Orange County | 10 | Average Weekday | CAISO | 1-in-10 | 2031 | 15 |  |  |  | 79.2328 | 1
| Zone | South Orange County | 10 | Average Weekday | CAISO | 1-in-10 | 2031 | 16 |  |  |  | 79.1279 | 1
| Zone | South Orange County | 10 | Average Weekday | CAISO | 1-in-10 | 2031 | 17 |  |  |  | 78.8701 | 1
| Zone | South Orange County | 10 | Average Weekday | CAISO | 1-in-10 | 2031 | 18 |  |  |  | 78.3056 | 1
| Zone | South Orange County | 10 | Average Weekday | CAISO | 1-in-10 | 2031 | 19 |  |  |  | 76.8335 | 1
| Zone | South Orange County | 10 | Average Weekday | CAISO | 1-in-10 | 2031 | 20 |  |  |  | 74.2791 | 1
| Zone | South Orange County | 10 | Average Weekday | CAISO | 1-in-10 | 2031 | 21 |  |  |  | 72.6954 | 1
| Zone | South Orange County | 10 | Average Weekday | CAISO | 1-in-10 | 2031 | 22 |  |  |  | 71.6686 | 1
| Zone | South Orange County | 10 | Average Weekday | CAISO | 1-in-10 | 2031 | 23 |  |  |  | 70.7785 | 1
| Zone | South Orange County | 10 | Average Weekday | CAISO | 1-in-10 | 2031 | 24 |  |  |  | 69.9095 | 1
| Zone | South Orange County | 10 | Monthly System Peak Day | CAISO | 1-in-10 | 2031 | 1 |  |  |  | 75 | 1
| Zone | South Orange County | 10 | Monthly System Peak Day | CAISO | 1-in-10 | 2031 | 2 |  |  |  | 74.5633 | 1
| Zone | South Orange County | 10 | Monthly System Peak Day | CAISO | 1-in-10 | 2031 | 3 |  |  |  | 73.8333 | 1
| Zone | South Orange County | 10 | Monthly System Peak Day | CAISO | 1-in-10 | 2031 | 4 |  |  |  | 73.5633 | 1
| Zone | South Orange County | 10 | Monthly System Peak Day | CAISO | 1-in-10 | 2031 | 5 |  |  |  | 73.6483 | 1
| Zone | South Orange County | 10 | Monthly System Peak Day | CAISO | 1-in-10 | 2031 | 6 |  |  |  | 73.495 | 1
| Zone | South Orange County | 10 | Monthly System Peak Day | CAISO | 1-in-10 | 2031 | 7 |  |  |  | 73.0483 | 1
| Zone | South Orange County | 10 | Monthly System Peak Day | CAISO | 1-in-10 | 2031 | 8 |  |  |  | 72.8967 | 1
| Zone | South Orange County | 10 | Monthly System Peak Day | CAISO | 1-in-10 | 2031 | 9 |  |  |  | 73.5133 | 1
| Zone | South Orange County | 10 | Monthly System Peak Day | CAISO | 1-in-10 | 2031 | 10 |  |  |  | 76.9 | 1
| Zone | South Orange County | 10 | Monthly System Peak Day | CAISO | 1-in-10 | 2031 | 11 |  |  |  | 80.4167 | 1
| Zone | South Orange County | 10 | Monthly System Peak Day | CAISO | 1-in-10 | 2031 | 12 |  |  |  | 82.8167 | 1
| Zone | South Orange County | 10 | Monthly System Peak Day | CAISO | 1-in-10 | 2031 | 13 |  |  |  | 83.8 | 1
| Zone | South Orange County | 10 | Monthly System Peak Day | CAISO | 1-in-10 | 2031 | 14 |  |  |  | 83.8333 | 1
| Zone | South Orange County | 10 | Monthly System Peak Day | CAISO | 1-in-10 | 2031 | 15 |  |  |  | 84.0667 | 1
| Zone | South Orange County | 10 | Monthly System Peak Day | CAISO | 1-in-10 | 2031 | 16 |  |  |  | 83.9167 | 1
| Zone | South Orange County | 10 | Monthly System Peak Day | CAISO | 1-in-10 | 2031 | 17 |  |  |  | 82.9167 | 1
| Zone | South Orange County | 10 | Monthly System Peak Day | CAISO | 1-in-10 | 2031 | 18 |  |  |  | 81.4667 | 1
| Zone | South Orange County | 10 | Monthly System Peak Day | CAISO | 1-in-10 | 2031 | 19 |  |  |  | 79.8667 | 1
| Zone | South Orange County | 10 | Monthly System Peak Day | CAISO | 1-in-10 | 2031 | 20 |  |  |  | 77.6667 | 1
| Zone | South Orange County | 10 | Monthly System Peak Day | CAISO | 1-in-10 | 2031 | 21 |  |  |  | 75.6667 | 1
| Zone | South Orange County | 10 | Monthly System Peak Day | CAISO | 1-in-10 | 2031 | 22 |  |  |  | 74.2167 | 1
| Zone | South Orange County | 10 | Monthly System Peak Day | CAISO | 1-in-10 | 2031 | 23 |  |  |  | 73.4133 | 1
| Zone | South Orange County | 10 | Monthly System Peak Day | CAISO | 1-in-10 | 2031 | 24 |  |  |  | 73.0933 | 1
| Zone | South Orange County | 11 | Average Weekday | CAISO | 1-in-10 | 2031 | 1 |  |  |  | 58.9397 | 1
| Zone | South Orange County | 11 | Average Weekday | CAISO | 1-in-10 | 2031 | 2 |  |  |  | 57.9461 | 1
| Zone | South Orange County | 11 | Average Weekday | CAISO | 1-in-10 | 2031 | 3 |  |  |  | 56.9995 | 1
| Zone | South Orange County | 11 | Average Weekday | CAISO | 1-in-10 | 2031 | 4 |  |  |  | 56.0916 | 1
| Zone | South Orange County | 11 | Average Weekday | CAISO | 1-in-10 | 2031 | 5 |  |  |  | 55.3154 | 1
| Zone | South Orange County | 11 | Average Weekday | CAISO | 1-in-10 | 2031 | 6 |  |  |  | 54.6663 | 1
| Zone | South Orange County | 11 | Average Weekday | CAISO | 1-in-10 | 2031 | 7 |  |  |  | 54.3493 | 1
| Zone | South Orange County | 11 | Average Weekday | CAISO | 1-in-10 | 2031 | 8 |  |  |  | 54.1698 | 1
| Zone | South Orange County | 11 | Average Weekday | CAISO | 1-in-10 | 2031 | 9 |  |  |  | 55.668 | 1
| Zone | South Orange County | 11 | Average Weekday | CAISO | 1-in-10 | 2031 | 10 |  |  |  | 59.6793 | 1
| Zone | South Orange County | 11 | Average Weekday | CAISO | 1-in-10 | 2031 | 11 |  |  |  | 64.0458 | 1
| Zone | South Orange County | 11 | Average Weekday | CAISO | 1-in-10 | 2031 | 12 |  |  |  | 67.5321 | 1
| Zone | South Orange County | 11 | Average Weekday | CAISO | 1-in-10 | 2031 | 13 |  |  |  | 69.9497 | 1
| Zone | South Orange County | 11 | Average Weekday | CAISO | 1-in-10 | 2031 | 14 |  |  |  | 71.1228 | 1
| Zone | South Orange County | 11 | Average Weekday | CAISO | 1-in-10 | 2031 | 15 |  |  |  | 71.3371 | 1
| Zone | South Orange County | 11 | Average Weekday | CAISO | 1-in-10 | 2031 | 16 |  |  |  | 71.0195 | 1
| Zone | South Orange County | 11 | Average Weekday | CAISO | 1-in-10 | 2031 | 17 |  |  |  | 70.1644 | 1
| Zone | South Orange County | 11 | Average Weekday | CAISO | 1-in-10 | 2031 | 18 |  |  |  | 68.4656 | 1
| Zone | South Orange County | 11 | Average Weekday | CAISO | 1-in-10 | 2031 | 19 |  |  |  | 66.4926 | 1
| Zone | South Orange County | 11 | Average Weekday | CAISO | 1-in-10 | 2031 | 20 |  |  |  | 64.7972 | 1
| Zone | South Orange County | 11 | Average Weekday | CAISO | 1-in-10 | 2031 | 21 |  |  |  | 63.4676 | 1
| Zone | South Orange County | 11 | Average Weekday | CAISO | 1-in-10 | 2031 | 22 |  |  |  | 62.0872 | 1
| Zone | South Orange County | 11 | Average Weekday | CAISO | 1-in-10 | 2031 | 23 |  |  |  | 60.8519 | 1
| Zone | South Orange County | 11 | Average Weekday | CAISO | 1-in-10 | 2031 | 24 |  |  |  | 59.7972 | 1
| Zone | South Orange County | 11 | Monthly System Peak Day | CAISO | 1-in-10 | 2031 | 1 |  |  |  | 69.45 | 1
| Zone | South Orange County | 11 | Monthly System Peak Day | CAISO | 1-in-10 | 2031 | 2 |  |  |  | 68.3317 | 1
| Zone | South Orange County | 11 | Monthly System Peak Day | CAISO | 1-in-10 | 2031 | 3 |  |  |  | 67.435 | 1
| Zone | South Orange County | 11 | Monthly System Peak Day | CAISO | 1-in-10 | 2031 | 4 |  |  |  | 66.2533 | 1
| Zone | South Orange County | 11 | Monthly System Peak Day | CAISO | 1-in-10 | 2031 | 5 |  |  |  | 65.7983 | 1
| Zone | South Orange County | 11 | Monthly System Peak Day | CAISO | 1-in-10 | 2031 | 6 |  |  |  | 64.7267 | 1
| Zone | South Orange County | 11 | Monthly System Peak Day | CAISO | 1-in-10 | 2031 | 7 |  |  |  | 64.8883 | 1
| Zone | South Orange County | 11 | Monthly System Peak Day | CAISO | 1-in-10 | 2031 | 8 |  |  |  | 65.895 | 1
| Zone | South Orange County | 11 | Monthly System Peak Day | CAISO | 1-in-10 | 2031 | 9 |  |  |  | 68.315 | 1
| Zone | South Orange County | 11 | Monthly System Peak Day | CAISO | 1-in-10 | 2031 | 10 |  |  |  | 72.92 | 1
| Zone | South Orange County | 11 | Monthly System Peak Day | CAISO | 1-in-10 | 2031 | 11 |  |  |  | 80.5 | 1
| Zone | South Orange County | 11 | Monthly System Peak Day | CAISO | 1-in-10 | 2031 | 12 |  |  |  | 86.7 | 1
| Zone | South Orange County | 11 | Monthly System Peak Day | CAISO | 1-in-10 | 2031 | 13 |  |  |  | 90.5667 | 1
| Zone | South Orange County | 11 | Monthly System Peak Day | CAISO | 1-in-10 | 2031 | 14 |  |  |  | 92.2667 | 1
| Zone | South Orange County | 11 | Monthly System Peak Day | CAISO | 1-in-10 | 2031 | 15 |  |  |  | 92.5667 | 1
| Zone | South Orange County | 11 | Monthly System Peak Day | CAISO | 1-in-10 | 2031 | 16 |  |  |  | 91.8333 | 1
| Zone | South Orange County | 11 | Monthly System Peak Day | CAISO | 1-in-10 | 2031 | 17 |  |  |  | 90.8333 | 1
| Zone | South Orange County | 11 | Monthly System Peak Day | CAISO | 1-in-10 | 2031 | 18 |  |  |  | 89.0667 | 1
| Zone | South Orange County | 11 | Monthly System Peak Day | CAISO | 1-in-10 | 2031 | 19 |  |  |  | 86.4833 | 1
| Zone | South Orange County | 11 | Monthly System Peak Day | CAISO | 1-in-10 | 2031 | 20 |  |  |  | 82 | 1
| Zone | South Orange County | 11 | Monthly System Peak Day | CAISO | 1-in-10 | 2031 | 21 |  |  |  | 79.2 | 1
| Zone | South Orange County | 11 | Monthly System Peak Day | CAISO | 1-in-10 | 2031 | 22 |  |  |  | 77.1 | 1
| Zone | South Orange County | 11 | Monthly System Peak Day | CAISO | 1-in-10 | 2031 | 23 |  |  |  | 74.8 | 1
| Zone | South Orange County | 11 | Monthly System Peak Day | CAISO | 1-in-10 | 2031 | 24 |  |  |  | 72.7667 | 1
| Zone | South Orange County | 12 | Average Weekday | CAISO | 1-in-10 | 2031 | 1 |  |  |  | 54.5111 | 1
| Zone | South Orange County | 12 | Average Weekday | CAISO | 1-in-10 | 2031 | 2 |  |  |  | 53.803 | 1
| Zone | South Orange County | 12 | Average Weekday | CAISO | 1-in-10 | 2031 | 3 |  |  |  | 53.0888 | 1
| Zone | South Orange County | 12 | Average Weekday | CAISO | 1-in-10 | 2031 | 4 |  |  |  | 52.4773 | 1
| Zone | South Orange County | 12 | Average Weekday | CAISO | 1-in-10 | 2031 | 5 |  |  |  | 51.8108 | 1
| Zone | South Orange County | 12 | Average Weekday | CAISO | 1-in-10 | 2031 | 6 |  |  |  | 51.2045 | 1
| Zone | South Orange County | 12 | Average Weekday | CAISO | 1-in-10 | 2031 | 7 |  |  |  | 50.8817 | 1
| Zone | South Orange County | 12 | Average Weekday | CAISO | 1-in-10 | 2031 | 8 |  |  |  | 50.913 | 1
| Zone | South Orange County | 12 | Average Weekday | CAISO | 1-in-10 | 2031 | 9 |  |  |  | 51.8998 | 1
| Zone | South Orange County | 12 | Average Weekday | CAISO | 1-in-10 | 2031 | 10 |  |  |  | 54.5417 | 1
| Zone | South Orange County | 12 | Average Weekday | CAISO | 1-in-10 | 2031 | 11 |  |  |  | 58.0038 | 1
| Zone | South Orange County | 12 | Average Weekday | CAISO | 1-in-10 | 2031 | 12 |  |  |  | 61.1044 | 1
| Zone | South Orange County | 12 | Average Weekday | CAISO | 1-in-10 | 2031 | 13 |  |  |  | 63.3377 | 1
| Zone | South Orange County | 12 | Average Weekday | CAISO | 1-in-10 | 2031 | 14 |  |  |  | 64.7409 | 1
| Zone | South Orange County | 12 | Average Weekday | CAISO | 1-in-10 | 2031 | 15 |  |  |  | 64.9516 | 1
| Zone | South Orange County | 12 | Average Weekday | CAISO | 1-in-10 | 2031 | 16 |  |  |  | 64.7126 | 1
| Zone | South Orange County | 12 | Average Weekday | CAISO | 1-in-10 | 2031 | 17 |  |  |  | 63.7061 | 1
| Zone | South Orange County | 12 | Average Weekday | CAISO | 1-in-10 | 2031 | 18 |  |  |  | 61.9373 | 1
| Zone | South Orange County | 12 | Average Weekday | CAISO | 1-in-10 | 2031 | 19 |  |  |  | 60.4372 | 1
| Zone | South Orange County | 12 | Average Weekday | CAISO | 1-in-10 | 2031 | 20 |  |  |  | 59.4795 | 1
| Zone | South Orange County | 12 | Average Weekday | CAISO | 1-in-10 | 2031 | 21 |  |  |  | 58.3909 | 1
| Zone | South Orange County | 12 | Average Weekday | CAISO | 1-in-10 | 2031 | 22 |  |  |  | 57.3438 | 1
| Zone | South Orange County | 12 | Average Weekday | CAISO | 1-in-10 | 2031 | 23 |  |  |  | 56.4152 | 1
| Zone | South Orange County | 12 | Average Weekday | CAISO | 1-in-10 | 2031 | 24 |  |  |  | 55.5105 | 1
| Zone | South Orange County | 12 | Monthly System Peak Day | CAISO | 1-in-10 | 2031 | 1 |  |  |  | 45.5983 | 1
| Zone | South Orange County | 12 | Monthly System Peak Day | CAISO | 1-in-10 | 2031 | 2 |  |  |  | 44.0583 | 1
| Zone | South Orange County | 12 | Monthly System Peak Day | CAISO | 1-in-10 | 2031 | 3 |  |  |  | 42.7283 | 1
| Zone | South Orange County | 12 | Monthly System Peak Day | CAISO | 1-in-10 | 2031 | 4 |  |  |  | 41.4067 | 1
| Zone | South Orange County | 12 | Monthly System Peak Day | CAISO | 1-in-10 | 2031 | 5 |  |  |  | 40.1833 | 1
| Zone | South Orange County | 12 | Monthly System Peak Day | CAISO | 1-in-10 | 2031 | 6 |  |  |  | 39.455 | 1
| Zone | South Orange County | 12 | Monthly System Peak Day | CAISO | 1-in-10 | 2031 | 7 |  |  |  | 39.4983 | 1
| Zone | South Orange County | 12 | Monthly System Peak Day | CAISO | 1-in-10 | 2031 | 8 |  |  |  | 40 | 1
| Zone | South Orange County | 12 | Monthly System Peak Day | CAISO | 1-in-10 | 2031 | 9 |  |  |  | 41.15 | 1
| Zone | South Orange County | 12 | Monthly System Peak Day | CAISO | 1-in-10 | 2031 | 10 |  |  |  | 45.9567 | 1
| Zone | South Orange County | 12 | Monthly System Peak Day | CAISO | 1-in-10 | 2031 | 11 |  |  |  | 51.4333 | 1
| Zone | South Orange County | 12 | Monthly System Peak Day | CAISO | 1-in-10 | 2031 | 12 |  |  |  | 53.555 | 1
| Zone | South Orange County | 12 | Monthly System Peak Day | CAISO | 1-in-10 | 2031 | 13 |  |  |  | 54.46 | 1
| Zone | South Orange County | 12 | Monthly System Peak Day | CAISO | 1-in-10 | 2031 | 14 |  |  |  | 55.6267 | 1
| Zone | South Orange County | 12 | Monthly System Peak Day | CAISO | 1-in-10 | 2031 | 15 |  |  |  | 56.4667 | 1
| Zone | South Orange County | 12 | Monthly System Peak Day | CAISO | 1-in-10 | 2031 | 16 |  |  |  | 56.5783 | 1
| Zone | South Orange County | 12 | Monthly System Peak Day | CAISO | 1-in-10 | 2031 | 17 |  |  |  | 55.9683 | 1
| Zone | South Orange County | 12 | Monthly System Peak Day | CAISO | 1-in-10 | 2031 | 18 |  |  |  | 54.3267 | 1
| Zone | South Orange County | 12 | Monthly System Peak Day | CAISO | 1-in-10 | 2031 | 19 |  |  |  | 52.8067 | 1
| Zone | South Orange County | 12 | Monthly System Peak Day | CAISO | 1-in-10 | 2031 | 20 |  |  |  | 51.9067 | 1
| Zone | South Orange County | 12 | Monthly System Peak Day | CAISO | 1-in-10 | 2031 | 21 |  |  |  | 50.095 | 1
| Zone | South Orange County | 12 | Monthly System Peak Day | CAISO | 1-in-10 | 2031 | 22 |  |  |  | 48.8883 | 1
| Zone | South Orange County | 12 | Monthly System Peak Day | CAISO | 1-in-10 | 2031 | 23 |  |  |  | 48.9217 | 1
| Zone | South Orange County | 12 | Monthly System Peak Day | CAISO | 1-in-10 | 2031 | 24 |  |  |  | 48.4717 | 1
| Zone | South Orange County | 1 | Average Weekday | CAISO | 1-in-2 | 2021 | 1 |  |  |  | 54.7883 | 1
| Zone | South Orange County | 1 | Average Weekday | CAISO | 1-in-2 | 2021 | 2 |  |  |  | 53.8665 | 1
| Zone | South Orange County | 1 | Average Weekday | CAISO | 1-in-2 | 2021 | 3 |  |  |  | 53.0523 | 1
| Zone | South Orange County | 1 | Average Weekday | CAISO | 1-in-2 | 2021 | 4 |  |  |  | 52.4661 | 1
| Zone | South Orange County | 1 | Average Weekday | CAISO | 1-in-2 | 2021 | 5 |  |  |  | 51.5797 | 1
| Zone | South Orange County | 1 | Average Weekday | CAISO | 1-in-2 | 2021 | 6 |  |  |  | 51.1888 | 1
| Zone | South Orange County | 1 | Average Weekday | CAISO | 1-in-2 | 2021 | 7 |  |  |  | 50.8632 | 1
| Zone | South Orange County | 1 | Average Weekday | CAISO | 1-in-2 | 2021 | 8 |  |  |  | 50.9856 | 1
| Zone | South Orange County | 1 | Average Weekday | CAISO | 1-in-2 | 2021 | 9 |  |  |  | 51.6086 | 1
| Zone | South Orange County | 1 | Average Weekday | CAISO | 1-in-2 | 2021 | 10 |  |  |  | 54.6419 | 1
| Zone | South Orange County | 1 | Average Weekday | CAISO | 1-in-2 | 2021 | 11 |  |  |  | 58.5573 | 1
| Zone | South Orange County | 1 | Average Weekday | CAISO | 1-in-2 | 2021 | 12 |  |  |  | 61.9422 | 1
| Zone | South Orange County | 1 | Average Weekday | CAISO | 1-in-2 | 2021 | 13 |  |  |  | 64.5664 | 1
| Zone | South Orange County | 1 | Average Weekday | CAISO | 1-in-2 | 2021 | 14 |  |  |  | 66.3083 | 1
| Zone | South Orange County | 1 | Average Weekday | CAISO | 1-in-2 | 2021 | 15 |  |  |  | 67.0823 | 1
| Zone | South Orange County | 1 | Average Weekday | CAISO | 1-in-2 | 2021 | 16 |  |  |  | 67.101 | 1
| Zone | South Orange County | 1 | Average Weekday | CAISO | 1-in-2 | 2021 | 17 |  |  |  | 65.9679 | 1
| Zone | South Orange County | 1 | Average Weekday | CAISO | 1-in-2 | 2021 | 18 |  |  |  | 64.1239 | 1
| Zone | South Orange County | 1 | Average Weekday | CAISO | 1-in-2 | 2021 | 19 |  |  |  | 61.8283 | 1
| Zone | South Orange County | 1 | Average Weekday | CAISO | 1-in-2 | 2021 | 20 |  |  |  | 60.3775 | 1
| Zone | South Orange County | 1 | Average Weekday | CAISO | 1-in-2 | 2021 | 21 |  |  |  | 59.2773 | 1
| Zone | South Orange County | 1 | Average Weekday | CAISO | 1-in-2 | 2021 | 22 |  |  |  | 58.135 | 1
| Zone | South Orange County | 1 | Average Weekday | CAISO | 1-in-2 | 2021 | 23 |  |  |  | 57.155 | 1
| Zone | South Orange County | 1 | Average Weekday | CAISO | 1-in-2 | 2021 | 24 |  |  |  | 56.1335 | 1
| Zone | South Orange County | 1 | Monthly System Peak Day | CAISO | 1-in-2 | 2021 | 1 |  |  |  | 51.3978 | 1
| Zone | South Orange County | 1 | Monthly System Peak Day | CAISO | 1-in-2 | 2021 | 2 |  |  |  | 50.4678 | 1
| Zone | South Orange County | 1 | Monthly System Peak Day | CAISO | 1-in-2 | 2021 | 3 |  |  |  | 49.3011 | 1
| Zone | South Orange County | 1 | Monthly System Peak Day | CAISO | 1-in-2 | 2021 | 4 |  |  |  | 48.1833 | 1
| Zone | South Orange County | 1 | Monthly System Peak Day | CAISO | 1-in-2 | 2021 | 5 |  |  |  | 47.2978 | 1
| Zone | South Orange County | 1 | Monthly System Peak Day | CAISO | 1-in-2 | 2021 | 6 |  |  |  | 46.8389 | 1
| Zone | South Orange County | 1 | Monthly System Peak Day | CAISO | 1-in-2 | 2021 | 7 |  |  |  | 46.5411 | 1
| Zone | South Orange County | 1 | Monthly System Peak Day | CAISO | 1-in-2 | 2021 | 8 |  |  |  | 46.4278 | 1
| Zone | South Orange County | 1 | Monthly System Peak Day | CAISO | 1-in-2 | 2021 | 9 |  |  |  | 47.3 | 1
| Zone | South Orange County | 1 | Monthly System Peak Day | CAISO | 1-in-2 | 2021 | 10 |  |  |  | 50.2144 | 1
| Zone | South Orange County | 1 | Monthly System Peak Day | CAISO | 1-in-2 | 2021 | 11 |  |  |  | 54.2856 | 1
| Zone | South Orange County | 1 | Monthly System Peak Day | CAISO | 1-in-2 | 2021 | 12 |  |  |  | 57.0744 | 1
| Zone | South Orange County | 1 | Monthly System Peak Day | CAISO | 1-in-2 | 2021 | 13 |  |  |  | 57.9711 | 1
| Zone | South Orange County | 1 | Monthly System Peak Day | CAISO | 1-in-2 | 2021 | 14 |  |  |  | 59.3989 | 1
| Zone | South Orange County | 1 | Monthly System Peak Day | CAISO | 1-in-2 | 2021 | 15 |  |  |  | 59.2289 | 1
| Zone | South Orange County | 1 | Monthly System Peak Day | CAISO | 1-in-2 | 2021 | 16 |  |  |  | 58.6111 | 1
| Zone | South Orange County | 1 | Monthly System Peak Day | CAISO | 1-in-2 | 2021 | 17 |  |  |  | 57.6833 | 1
| Zone | South Orange County | 1 | Monthly System Peak Day | CAISO | 1-in-2 | 2021 | 18 |  |  |  | 56.4556 | 1
| Zone | South Orange County | 1 | Monthly System Peak Day | CAISO | 1-in-2 | 2021 | 19 |  |  |  | 56.0244 | 1
| Zone | South Orange County | 1 | Monthly System Peak Day | CAISO | 1-in-2 | 2021 | 20 |  |  |  | 54.8778 | 1
| Zone | South Orange County | 1 | Monthly System Peak Day | CAISO | 1-in-2 | 2021 | 21 |  |  |  | 53.9289 | 1
| Zone | South Orange County | 1 | Monthly System Peak Day | CAISO | 1-in-2 | 2021 | 22 |  |  |  | 52.81 | 1
| Zone | South Orange County | 1 | Monthly System Peak Day | CAISO | 1-in-2 | 2021 | 23 |  |  |  | 51.8522 | 1
| Zone | South Orange County | 1 | Monthly System Peak Day | CAISO | 1-in-2 | 2021 | 24 |  |  |  | 51.1967 | 1
| Zone | South Orange County | 2 | Average Weekday | CAISO | 1-in-2 | 2021 | 1 |  |  |  | 55.7014 | 1
| Zone | South Orange County | 2 | Average Weekday | CAISO | 1-in-2 | 2021 | 2 |  |  |  | 54.7694 | 1
| Zone | South Orange County | 2 | Average Weekday | CAISO | 1-in-2 | 2021 | 3 |  |  |  | 53.9044 | 1
| Zone | South Orange County | 2 | Average Weekday | CAISO | 1-in-2 | 2021 | 4 |  |  |  | 53.1019 | 1
| Zone | South Orange County | 2 | Average Weekday | CAISO | 1-in-2 | 2021 | 5 |  |  |  | 52.4361 | 1
| Zone | South Orange County | 2 | Average Weekday | CAISO | 1-in-2 | 2021 | 6 |  |  |  | 51.8296 | 1
| Zone | South Orange County | 2 | Average Weekday | CAISO | 1-in-2 | 2021 | 7 |  |  |  | 51.4768 | 1
| Zone | South Orange County | 2 | Average Weekday | CAISO | 1-in-2 | 2021 | 8 |  |  |  | 51.302 | 1
| Zone | South Orange County | 2 | Average Weekday | CAISO | 1-in-2 | 2021 | 9 |  |  |  | 52.8217 | 1
| Zone | South Orange County | 2 | Average Weekday | CAISO | 1-in-2 | 2021 | 10 |  |  |  | 56.4529 | 1
| Zone | South Orange County | 2 | Average Weekday | CAISO | 1-in-2 | 2021 | 11 |  |  |  | 60.2263 | 1
| Zone | South Orange County | 2 | Average Weekday | CAISO | 1-in-2 | 2021 | 12 |  |  |  | 63.225 | 1
| Zone | South Orange County | 2 | Average Weekday | CAISO | 1-in-2 | 2021 | 13 |  |  |  | 65.4394 | 1
| Zone | South Orange County | 2 | Average Weekday | CAISO | 1-in-2 | 2021 | 14 |  |  |  | 66.6257 | 1
| Zone | South Orange County | 2 | Average Weekday | CAISO | 1-in-2 | 2021 | 15 |  |  |  | 66.7532 | 1
| Zone | South Orange County | 2 | Average Weekday | CAISO | 1-in-2 | 2021 | 16 |  |  |  | 66.2526 | 1
| Zone | South Orange County | 2 | Average Weekday | CAISO | 1-in-2 | 2021 | 17 |  |  |  | 65.4908 | 1
| Zone | South Orange County | 2 | Average Weekday | CAISO | 1-in-2 | 2021 | 18 |  |  |  | 64.0829 | 1
| Zone | South Orange County | 2 | Average Weekday | CAISO | 1-in-2 | 2021 | 19 |  |  |  | 62.0303 | 1
| Zone | South Orange County | 2 | Average Weekday | CAISO | 1-in-2 | 2021 | 20 |  |  |  | 60.4391 | 1
| Zone | South Orange County | 2 | Average Weekday | CAISO | 1-in-2 | 2021 | 21 |  |  |  | 59.3744 | 1
| Zone | South Orange County | 2 | Average Weekday | CAISO | 1-in-2 | 2021 | 22 |  |  |  | 58.4935 | 1
| Zone | South Orange County | 2 | Average Weekday | CAISO | 1-in-2 | 2021 | 23 |  |  |  | 57.4915 | 1
| Zone | South Orange County | 2 | Average Weekday | CAISO | 1-in-2 | 2021 | 24 |  |  |  | 56.5279 | 1
| Zone | South Orange County | 2 | Monthly System Peak Day | CAISO | 1-in-2 | 2021 | 1 |  |  |  | 47.5944 | 1
| Zone | South Orange County | 2 | Monthly System Peak Day | CAISO | 1-in-2 | 2021 | 2 |  |  |  | 47.6133 | 1
| Zone | South Orange County | 2 | Monthly System Peak Day | CAISO | 1-in-2 | 2021 | 3 |  |  |  | 46.8711 | 1
| Zone | South Orange County | 2 | Monthly System Peak Day | CAISO | 1-in-2 | 2021 | 4 |  |  |  | 46.0967 | 1
| Zone | South Orange County | 2 | Monthly System Peak Day | CAISO | 1-in-2 | 2021 | 5 |  |  |  | 44.8956 | 1
| Zone | South Orange County | 2 | Monthly System Peak Day | CAISO | 1-in-2 | 2021 | 6 |  |  |  | 43.8256 | 1
| Zone | South Orange County | 2 | Monthly System Peak Day | CAISO | 1-in-2 | 2021 | 7 |  |  |  | 42.7767 | 1
| Zone | South Orange County | 2 | Monthly System Peak Day | CAISO | 1-in-2 | 2021 | 8 |  |  |  | 42.4556 | 1
| Zone | South Orange County | 2 | Monthly System Peak Day | CAISO | 1-in-2 | 2021 | 9 |  |  |  | 44.0489 | 1
| Zone | South Orange County | 2 | Monthly System Peak Day | CAISO | 1-in-2 | 2021 | 10 |  |  |  | 47.6878 | 1
| Zone | South Orange County | 2 | Monthly System Peak Day | CAISO | 1-in-2 | 2021 | 11 |  |  |  | 51.1633 | 1
| Zone | South Orange County | 2 | Monthly System Peak Day | CAISO | 1-in-2 | 2021 | 12 |  |  |  | 54.3111 | 1
| Zone | South Orange County | 2 | Monthly System Peak Day | CAISO | 1-in-2 | 2021 | 13 |  |  |  | 56.3767 | 1
| Zone | South Orange County | 2 | Monthly System Peak Day | CAISO | 1-in-2 | 2021 | 14 |  |  |  | 57.7256 | 1
| Zone | South Orange County | 2 | Monthly System Peak Day | CAISO | 1-in-2 | 2021 | 15 |  |  |  | 58.1322 | 1
| Zone | South Orange County | 2 | Monthly System Peak Day | CAISO | 1-in-2 | 2021 | 16 |  |  |  | 58.1467 | 1
| Zone | South Orange County | 2 | Monthly System Peak Day | CAISO | 1-in-2 | 2021 | 17 |  |  |  | 57.7333 | 1
| Zone | South Orange County | 2 | Monthly System Peak Day | CAISO | 1-in-2 | 2021 | 18 |  |  |  | 57.0189 | 1
| Zone | South Orange County | 2 | Monthly System Peak Day | CAISO | 1-in-2 | 2021 | 19 |  |  |  | 55.3378 | 1
| Zone | South Orange County | 2 | Monthly System Peak Day | CAISO | 1-in-2 | 2021 | 20 |  |  |  | 53.7633 | 1
| Zone | South Orange County | 2 | Monthly System Peak Day | CAISO | 1-in-2 | 2021 | 21 |  |  |  | 52.8011 | 1
| Zone | South Orange County | 2 | Monthly System Peak Day | CAISO | 1-in-2 | 2021 | 22 |  |  |  | 51.53 | 1
| Zone | South Orange County | 2 | Monthly System Peak Day | CAISO | 1-in-2 | 2021 | 23 |  |  |  | 50.2267 | 1
| Zone | South Orange County | 2 | Monthly System Peak Day | CAISO | 1-in-2 | 2021 | 24 |  |  |  | 48.9922 | 1
| Zone | South Orange County | 3 | Average Weekday | CAISO | 1-in-2 | 2021 | 1 |  |  |  | 56.6958 | 1
| Zone | South Orange County | 3 | Average Weekday | CAISO | 1-in-2 | 2021 | 2 |  |  |  | 55.8201 | 1
| Zone | South Orange County | 3 | Average Weekday | CAISO | 1-in-2 | 2021 | 3 |  |  |  | 55.0202 | 1
| Zone | South Orange County | 3 | Average Weekday | CAISO | 1-in-2 | 2021 | 4 |  |  |  | 54.2862 | 1
| Zone | South Orange County | 3 | Average Weekday | CAISO | 1-in-2 | 2021 | 5 |  |  |  | 53.7249 | 1
| Zone | South Orange County | 3 | Average Weekday | CAISO | 1-in-2 | 2021 | 6 |  |  |  | 53.2328 | 1
| Zone | South Orange County | 3 | Average Weekday | CAISO | 1-in-2 | 2021 | 7 |  |  |  | 52.9255 | 1
| Zone | South Orange County | 3 | Average Weekday | CAISO | 1-in-2 | 2021 | 8 |  |  |  | 52.8858 | 1
| Zone | South Orange County | 3 | Average Weekday | CAISO | 1-in-2 | 2021 | 9 |  |  |  | 53.9897 | 1
| Zone | South Orange County | 3 | Average Weekday | CAISO | 1-in-2 | 2021 | 10 |  |  |  | 56.5672 | 1
| Zone | South Orange County | 3 | Average Weekday | CAISO | 1-in-2 | 2021 | 11 |  |  |  | 59.5209 | 1
| Zone | South Orange County | 3 | Average Weekday | CAISO | 1-in-2 | 2021 | 12 |  |  |  | 62.2675 | 1
| Zone | South Orange County | 3 | Average Weekday | CAISO | 1-in-2 | 2021 | 13 |  |  |  | 63.9526 | 1
| Zone | South Orange County | 3 | Average Weekday | CAISO | 1-in-2 | 2021 | 14 |  |  |  | 64.8912 | 1
| Zone | South Orange County | 3 | Average Weekday | CAISO | 1-in-2 | 2021 | 15 |  |  |  | 65.5863 | 1
| Zone | South Orange County | 3 | Average Weekday | CAISO | 1-in-2 | 2021 | 16 |  |  |  | 65.7835 | 1
| Zone | South Orange County | 3 | Average Weekday | CAISO | 1-in-2 | 2021 | 17 |  |  |  | 65.5655 | 1
| Zone | South Orange County | 3 | Average Weekday | CAISO | 1-in-2 | 2021 | 18 |  |  |  | 64.6998 | 1
| Zone | South Orange County | 3 | Average Weekday | CAISO | 1-in-2 | 2021 | 19 |  |  |  | 63.2218 | 1
| Zone | South Orange County | 3 | Average Weekday | CAISO | 1-in-2 | 2021 | 20 |  |  |  | 61.2717 | 1
| Zone | South Orange County | 3 | Average Weekday | CAISO | 1-in-2 | 2021 | 21 |  |  |  | 59.6505 | 1
| Zone | South Orange County | 3 | Average Weekday | CAISO | 1-in-2 | 2021 | 22 |  |  |  | 58.8848 | 1
| Zone | South Orange County | 3 | Average Weekday | CAISO | 1-in-2 | 2021 | 23 |  |  |  | 58.0792 | 1
| Zone | South Orange County | 3 | Average Weekday | CAISO | 1-in-2 | 2021 | 24 |  |  |  | 57.1998 | 1
| Zone | South Orange County | 3 | Monthly System Peak Day | CAISO | 1-in-2 | 2021 | 1 |  |  |  | 60.2722 | 1
| Zone | South Orange County | 3 | Monthly System Peak Day | CAISO | 1-in-2 | 2021 | 2 |  |  |  | 58.8122 | 1
| Zone | South Orange County | 3 | Monthly System Peak Day | CAISO | 1-in-2 | 2021 | 3 |  |  |  | 57.4178 | 1
| Zone | South Orange County | 3 | Monthly System Peak Day | CAISO | 1-in-2 | 2021 | 4 |  |  |  | 56.4267 | 1
| Zone | South Orange County | 3 | Monthly System Peak Day | CAISO | 1-in-2 | 2021 | 5 |  |  |  | 55.49 | 1
| Zone | South Orange County | 3 | Monthly System Peak Day | CAISO | 1-in-2 | 2021 | 6 |  |  |  | 54.6956 | 1
| Zone | South Orange County | 3 | Monthly System Peak Day | CAISO | 1-in-2 | 2021 | 7 |  |  |  | 54.1922 | 1
| Zone | South Orange County | 3 | Monthly System Peak Day | CAISO | 1-in-2 | 2021 | 8 |  |  |  | 53.3211 | 1
| Zone | South Orange County | 3 | Monthly System Peak Day | CAISO | 1-in-2 | 2021 | 9 |  |  |  | 53.7989 | 1
| Zone | South Orange County | 3 | Monthly System Peak Day | CAISO | 1-in-2 | 2021 | 10 |  |  |  | 57.2856 | 1
| Zone | South Orange County | 3 | Monthly System Peak Day | CAISO | 1-in-2 | 2021 | 11 |  |  |  | 62.2033 | 1
| Zone | South Orange County | 3 | Monthly System Peak Day | CAISO | 1-in-2 | 2021 | 12 |  |  |  | 66.5189 | 1
| Zone | South Orange County | 3 | Monthly System Peak Day | CAISO | 1-in-2 | 2021 | 13 |  |  |  | 68.3267 | 1
| Zone | South Orange County | 3 | Monthly System Peak Day | CAISO | 1-in-2 | 2021 | 14 |  |  |  | 68.7533 | 1
| Zone | South Orange County | 3 | Monthly System Peak Day | CAISO | 1-in-2 | 2021 | 15 |  |  |  | 69.9911 | 1
| Zone | South Orange County | 3 | Monthly System Peak Day | CAISO | 1-in-2 | 2021 | 16 |  |  |  | 70.3644 | 1
| Zone | South Orange County | 3 | Monthly System Peak Day | CAISO | 1-in-2 | 2021 | 17 |  |  |  | 69.6778 | 1
| Zone | South Orange County | 3 | Monthly System Peak Day | CAISO | 1-in-2 | 2021 | 18 |  |  |  | 68.4922 | 1
| Zone | South Orange County | 3 | Monthly System Peak Day | CAISO | 1-in-2 | 2021 | 19 |  |  |  | 66.94 | 1
| Zone | South Orange County | 3 | Monthly System Peak Day | CAISO | 1-in-2 | 2021 | 20 |  |  |  | 63.7489 | 1
| Zone | South Orange County | 3 | Monthly System Peak Day | CAISO | 1-in-2 | 2021 | 21 |  |  |  | 61.8589 | 1
| Zone | South Orange County | 3 | Monthly System Peak Day | CAISO | 1-in-2 | 2021 | 22 |  |  |  | 61.4889 | 1
| Zone | South Orange County | 3 | Monthly System Peak Day | CAISO | 1-in-2 | 2021 | 23 |  |  |  | 59.7989 | 1
| Zone | South Orange County | 3 | Monthly System Peak Day | CAISO | 1-in-2 | 2021 | 24 |  |  |  | 58.3856 | 1
| Zone | South Orange County | 4 | Average Weekday | CAISO | 1-in-2 | 2021 | 1 |  |  |  | 58.0653 | 1
| Zone | South Orange County | 4 | Average Weekday | CAISO | 1-in-2 | 2021 | 2 |  |  |  | 57.6081 | 1
| Zone | South Orange County | 4 | Average Weekday | CAISO | 1-in-2 | 2021 | 3 |  |  |  | 56.9799 | 1
| Zone | South Orange County | 4 | Average Weekday | CAISO | 1-in-2 | 2021 | 4 |  |  |  | 56.4909 | 1
| Zone | South Orange County | 4 | Average Weekday | CAISO | 1-in-2 | 2021 | 5 |  |  |  | 56.0838 | 1
| Zone | South Orange County | 4 | Average Weekday | CAISO | 1-in-2 | 2021 | 6 |  |  |  | 55.8416 | 1
| Zone | South Orange County | 4 | Average Weekday | CAISO | 1-in-2 | 2021 | 7 |  |  |  | 55.6717 | 1
| Zone | South Orange County | 4 | Average Weekday | CAISO | 1-in-2 | 2021 | 8 |  |  |  | 55.6967 | 1
| Zone | South Orange County | 4 | Average Weekday | CAISO | 1-in-2 | 2021 | 9 |  |  |  | 56.8712 | 1
| Zone | South Orange County | 4 | Average Weekday | CAISO | 1-in-2 | 2021 | 10 |  |  |  | 58.9652 | 1
| Zone | South Orange County | 4 | Average Weekday | CAISO | 1-in-2 | 2021 | 11 |  |  |  | 61.363 | 1
| Zone | South Orange County | 4 | Average Weekday | CAISO | 1-in-2 | 2021 | 12 |  |  |  | 63.6711 | 1
| Zone | South Orange County | 4 | Average Weekday | CAISO | 1-in-2 | 2021 | 13 |  |  |  | 65.0369 | 1
| Zone | South Orange County | 4 | Average Weekday | CAISO | 1-in-2 | 2021 | 14 |  |  |  | 65.9648 | 1
| Zone | South Orange County | 4 | Average Weekday | CAISO | 1-in-2 | 2021 | 15 |  |  |  | 66.745 | 1
| Zone | South Orange County | 4 | Average Weekday | CAISO | 1-in-2 | 2021 | 16 |  |  |  | 66.9282 | 1
| Zone | South Orange County | 4 | Average Weekday | CAISO | 1-in-2 | 2021 | 17 |  |  |  | 66.7503 | 1
| Zone | South Orange County | 4 | Average Weekday | CAISO | 1-in-2 | 2021 | 18 |  |  |  | 66.2066 | 1
| Zone | South Orange County | 4 | Average Weekday | CAISO | 1-in-2 | 2021 | 19 |  |  |  | 65.2273 | 1
| Zone | South Orange County | 4 | Average Weekday | CAISO | 1-in-2 | 2021 | 20 |  |  |  | 63.4643 | 1
| Zone | South Orange County | 4 | Average Weekday | CAISO | 1-in-2 | 2021 | 21 |  |  |  | 61.2285 | 1
| Zone | South Orange County | 4 | Average Weekday | CAISO | 1-in-2 | 2021 | 22 |  |  |  | 59.8791 | 1
| Zone | South Orange County | 4 | Average Weekday | CAISO | 1-in-2 | 2021 | 23 |  |  |  | 59.0831 | 1
| Zone | South Orange County | 4 | Average Weekday | CAISO | 1-in-2 | 2021 | 24 |  |  |  | 58.4114 | 1
| Zone | South Orange County | 4 | Monthly System Peak Day | CAISO | 1-in-2 | 2021 | 1 |  |  |  | 60.9856 | 1
| Zone | South Orange County | 4 | Monthly System Peak Day | CAISO | 1-in-2 | 2021 | 2 |  |  |  | 60.3644 | 1
| Zone | South Orange County | 4 | Monthly System Peak Day | CAISO | 1-in-2 | 2021 | 3 |  |  |  | 59.8667 | 1
| Zone | South Orange County | 4 | Monthly System Peak Day | CAISO | 1-in-2 | 2021 | 4 |  |  |  | 59.3933 | 1
| Zone | South Orange County | 4 | Monthly System Peak Day | CAISO | 1-in-2 | 2021 | 5 |  |  |  | 58.7844 | 1
| Zone | South Orange County | 4 | Monthly System Peak Day | CAISO | 1-in-2 | 2021 | 6 |  |  |  | 58.2233 | 1
| Zone | South Orange County | 4 | Monthly System Peak Day | CAISO | 1-in-2 | 2021 | 7 |  |  |  | 57.7611 | 1
| Zone | South Orange County | 4 | Monthly System Peak Day | CAISO | 1-in-2 | 2021 | 8 |  |  |  | 57.6967 | 1
| Zone | South Orange County | 4 | Monthly System Peak Day | CAISO | 1-in-2 | 2021 | 9 |  |  |  | 59.2222 | 1
| Zone | South Orange County | 4 | Monthly System Peak Day | CAISO | 1-in-2 | 2021 | 10 |  |  |  | 62.6233 | 1
| Zone | South Orange County | 4 | Monthly System Peak Day | CAISO | 1-in-2 | 2021 | 11 |  |  |  | 66.4189 | 1
| Zone | South Orange County | 4 | Monthly System Peak Day | CAISO | 1-in-2 | 2021 | 12 |  |  |  | 69.7144 | 1
| Zone | South Orange County | 4 | Monthly System Peak Day | CAISO | 1-in-2 | 2021 | 13 |  |  |  | 72.6222 | 1
| Zone | South Orange County | 4 | Monthly System Peak Day | CAISO | 1-in-2 | 2021 | 14 |  |  |  | 74.9089 | 1
| Zone | South Orange County | 4 | Monthly System Peak Day | CAISO | 1-in-2 | 2021 | 15 |  |  |  | 76.0922 | 1
| Zone | South Orange County | 4 | Monthly System Peak Day | CAISO | 1-in-2 | 2021 | 16 |  |  |  | 74.5211 | 1
| Zone | South Orange County | 4 | Monthly System Peak Day | CAISO | 1-in-2 | 2021 | 17 |  |  |  | 73.2733 | 1
| Zone | South Orange County | 4 | Monthly System Peak Day | CAISO | 1-in-2 | 2021 | 18 |  |  |  | 73.5622 | 1
| Zone | South Orange County | 4 | Monthly System Peak Day | CAISO | 1-in-2 | 2021 | 19 |  |  |  | 73.9711 | 1
| Zone | South Orange County | 4 | Monthly System Peak Day | CAISO | 1-in-2 | 2021 | 20 |  |  |  | 71.6867 | 1
| Zone | South Orange County | 4 | Monthly System Peak Day | CAISO | 1-in-2 | 2021 | 21 |  |  |  | 67.8956 | 1
| Zone | South Orange County | 4 | Monthly System Peak Day | CAISO | 1-in-2 | 2021 | 22 |  |  |  | 64.0289 | 1
| Zone | South Orange County | 4 | Monthly System Peak Day | CAISO | 1-in-2 | 2021 | 23 |  |  |  | 62.0711 | 1
| Zone | South Orange County | 4 | Monthly System Peak Day | CAISO | 1-in-2 | 2021 | 24 |  |  |  | 61.2367 | 1
| Zone | South Orange County | 5 | Average Weekday | CAISO | 1-in-2 | 2021 | 1 |  |  |  | 60.4714 | 1
| Zone | South Orange County | 5 | Average Weekday | CAISO | 1-in-2 | 2021 | 2 |  |  |  | 60.1578 | 1
| Zone | South Orange County | 5 | Average Weekday | CAISO | 1-in-2 | 2021 | 3 |  |  |  | 59.9098 | 1
| Zone | South Orange County | 5 | Average Weekday | CAISO | 1-in-2 | 2021 | 4 |  |  |  | 59.6602 | 1
| Zone | South Orange County | 5 | Average Weekday | CAISO | 1-in-2 | 2021 | 5 |  |  |  | 59.4343 | 1
| Zone | South Orange County | 5 | Average Weekday | CAISO | 1-in-2 | 2021 | 6 |  |  |  | 59.2257 | 1
| Zone | South Orange County | 5 | Average Weekday | CAISO | 1-in-2 | 2021 | 7 |  |  |  | 59.0737 | 1
| Zone | South Orange County | 5 | Average Weekday | CAISO | 1-in-2 | 2021 | 8 |  |  |  | 59.2193 | 1
| Zone | South Orange County | 5 | Average Weekday | CAISO | 1-in-2 | 2021 | 9 |  |  |  | 60.1784 | 1
| Zone | South Orange County | 5 | Average Weekday | CAISO | 1-in-2 | 2021 | 10 |  |  |  | 61.5476 | 1
| Zone | South Orange County | 5 | Average Weekday | CAISO | 1-in-2 | 2021 | 11 |  |  |  | 63.2339 | 1
| Zone | South Orange County | 5 | Average Weekday | CAISO | 1-in-2 | 2021 | 12 |  |  |  | 64.809 | 1
| Zone | South Orange County | 5 | Average Weekday | CAISO | 1-in-2 | 2021 | 13 |  |  |  | 65.8807 | 1
| Zone | South Orange County | 5 | Average Weekday | CAISO | 1-in-2 | 2021 | 14 |  |  |  | 66.6581 | 1
| Zone | South Orange County | 5 | Average Weekday | CAISO | 1-in-2 | 2021 | 15 |  |  |  | 67.4139 | 1
| Zone | South Orange County | 5 | Average Weekday | CAISO | 1-in-2 | 2021 | 16 |  |  |  | 67.7208 | 1
| Zone | South Orange County | 5 | Average Weekday | CAISO | 1-in-2 | 2021 | 17 |  |  |  | 67.6767 | 1
| Zone | South Orange County | 5 | Average Weekday | CAISO | 1-in-2 | 2021 | 18 |  |  |  | 67.1896 | 1
| Zone | South Orange County | 5 | Average Weekday | CAISO | 1-in-2 | 2021 | 19 |  |  |  | 66.193 | 1
| Zone | South Orange County | 5 | Average Weekday | CAISO | 1-in-2 | 2021 | 20 |  |  |  | 64.6476 | 1
| Zone | South Orange County | 5 | Average Weekday | CAISO | 1-in-2 | 2021 | 21 |  |  |  | 62.7824 | 1
| Zone | South Orange County | 5 | Average Weekday | CAISO | 1-in-2 | 2021 | 22 |  |  |  | 61.6101 | 1
| Zone | South Orange County | 5 | Average Weekday | CAISO | 1-in-2 | 2021 | 23 |  |  |  | 61.087 | 1
| Zone | South Orange County | 5 | Average Weekday | CAISO | 1-in-2 | 2021 | 24 |  |  |  | 60.8122 | 1
| Zone | South Orange County | 5 | Monthly System Peak Day | CAISO | 1-in-2 | 2021 | 1 |  |  |  | 63.0922 | 1
| Zone | South Orange County | 5 | Monthly System Peak Day | CAISO | 1-in-2 | 2021 | 2 |  |  |  | 62.1656 | 1
| Zone | South Orange County | 5 | Monthly System Peak Day | CAISO | 1-in-2 | 2021 | 3 |  |  |  | 61.4756 | 1
| Zone | South Orange County | 5 | Monthly System Peak Day | CAISO | 1-in-2 | 2021 | 4 |  |  |  | 60.66 | 1
| Zone | South Orange County | 5 | Monthly System Peak Day | CAISO | 1-in-2 | 2021 | 5 |  |  |  | 59.6478 | 1
| Zone | South Orange County | 5 | Monthly System Peak Day | CAISO | 1-in-2 | 2021 | 6 |  |  |  | 59.2556 | 1
| Zone | South Orange County | 5 | Monthly System Peak Day | CAISO | 1-in-2 | 2021 | 7 |  |  |  | 59.1878 | 1
| Zone | South Orange County | 5 | Monthly System Peak Day | CAISO | 1-in-2 | 2021 | 8 |  |  |  | 59.5244 | 1
| Zone | South Orange County | 5 | Monthly System Peak Day | CAISO | 1-in-2 | 2021 | 9 |  |  |  | 61.2822 | 1
| Zone | South Orange County | 5 | Monthly System Peak Day | CAISO | 1-in-2 | 2021 | 10 |  |  |  | 64.5656 | 1
| Zone | South Orange County | 5 | Monthly System Peak Day | CAISO | 1-in-2 | 2021 | 11 |  |  |  | 69.2133 | 1
| Zone | South Orange County | 5 | Monthly System Peak Day | CAISO | 1-in-2 | 2021 | 12 |  |  |  | 73.2611 | 1
| Zone | South Orange County | 5 | Monthly System Peak Day | CAISO | 1-in-2 | 2021 | 13 |  |  |  | 74.6911 | 1
| Zone | South Orange County | 5 | Monthly System Peak Day | CAISO | 1-in-2 | 2021 | 14 |  |  |  | 75.6356 | 1
| Zone | South Orange County | 5 | Monthly System Peak Day | CAISO | 1-in-2 | 2021 | 15 |  |  |  | 77.08 | 1
| Zone | South Orange County | 5 | Monthly System Peak Day | CAISO | 1-in-2 | 2021 | 16 |  |  |  | 78.5444 | 1
| Zone | South Orange County | 5 | Monthly System Peak Day | CAISO | 1-in-2 | 2021 | 17 |  |  |  | 78.7333 | 1
| Zone | South Orange County | 5 | Monthly System Peak Day | CAISO | 1-in-2 | 2021 | 18 |  |  |  | 77.5444 | 1
| Zone | South Orange County | 5 | Monthly System Peak Day | CAISO | 1-in-2 | 2021 | 19 |  |  |  | 74.7956 | 1
| Zone | South Orange County | 5 | Monthly System Peak Day | CAISO | 1-in-2 | 2021 | 20 |  |  |  | 71.7133 | 1
| Zone | South Orange County | 5 | Monthly System Peak Day | CAISO | 1-in-2 | 2021 | 21 |  |  |  | 68.6389 | 1
| Zone | South Orange County | 5 | Monthly System Peak Day | CAISO | 1-in-2 | 2021 | 22 |  |  |  | 66.3122 | 1
| Zone | South Orange County | 5 | Monthly System Peak Day | CAISO | 1-in-2 | 2021 | 23 |  |  |  | 65.4756 | 1
| Zone | South Orange County | 5 | Monthly System Peak Day | CAISO | 1-in-2 | 2021 | 24 |  |  |  | 62.8378 | 1
| Zone | South Orange County | 6 | Average Weekday | CAISO | 1-in-2 | 2021 | 1 |  |  |  | 63.2201 | 1
| Zone | South Orange County | 6 | Average Weekday | CAISO | 1-in-2 | 2021 | 2 |  |  |  | 62.9028 | 1
| Zone | South Orange County | 6 | Average Weekday | CAISO | 1-in-2 | 2021 | 3 |  |  |  | 62.638 | 1
| Zone | South Orange County | 6 | Average Weekday | CAISO | 1-in-2 | 2021 | 4 |  |  |  | 62.3707 | 1
| Zone | South Orange County | 6 | Average Weekday | CAISO | 1-in-2 | 2021 | 5 |  |  |  | 62.2104 | 1
| Zone | South Orange County | 6 | Average Weekday | CAISO | 1-in-2 | 2021 | 6 |  |  |  | 62.0573 | 1
| Zone | South Orange County | 6 | Average Weekday | CAISO | 1-in-2 | 2021 | 7 |  |  |  | 61.9467 | 1
| Zone | South Orange County | 6 | Average Weekday | CAISO | 1-in-2 | 2021 | 8 |  |  |  | 62.2274 | 1
| Zone | South Orange County | 6 | Average Weekday | CAISO | 1-in-2 | 2021 | 9 |  |  |  | 63.2907 | 1
| Zone | South Orange County | 6 | Average Weekday | CAISO | 1-in-2 | 2021 | 10 |  |  |  | 64.8738 | 1
| Zone | South Orange County | 6 | Average Weekday | CAISO | 1-in-2 | 2021 | 11 |  |  |  | 66.8967 | 1
| Zone | South Orange County | 6 | Average Weekday | CAISO | 1-in-2 | 2021 | 12 |  |  |  | 68.6847 | 1
| Zone | South Orange County | 6 | Average Weekday | CAISO | 1-in-2 | 2021 | 13 |  |  |  | 69.7499 | 1
| Zone | South Orange County | 6 | Average Weekday | CAISO | 1-in-2 | 2021 | 14 |  |  |  | 70.2175 | 1
| Zone | South Orange County | 6 | Average Weekday | CAISO | 1-in-2 | 2021 | 15 |  |  |  | 70.7634 | 1
| Zone | South Orange County | 6 | Average Weekday | CAISO | 1-in-2 | 2021 | 16 |  |  |  | 71.3779 | 1
| Zone | South Orange County | 6 | Average Weekday | CAISO | 1-in-2 | 2021 | 17 |  |  |  | 71.6339 | 1
| Zone | South Orange County | 6 | Average Weekday | CAISO | 1-in-2 | 2021 | 18 |  |  |  | 71.201 | 1
| Zone | South Orange County | 6 | Average Weekday | CAISO | 1-in-2 | 2021 | 19 |  |  |  | 70.3962 | 1
| Zone | South Orange County | 6 | Average Weekday | CAISO | 1-in-2 | 2021 | 20 |  |  |  | 68.8645 | 1
| Zone | South Orange County | 6 | Average Weekday | CAISO | 1-in-2 | 2021 | 21 |  |  |  | 66.8008 | 1
| Zone | South Orange County | 6 | Average Weekday | CAISO | 1-in-2 | 2021 | 22 |  |  |  | 64.8621 | 1
| Zone | South Orange County | 6 | Average Weekday | CAISO | 1-in-2 | 2021 | 23 |  |  |  | 64.1087 | 1
| Zone | South Orange County | 6 | Average Weekday | CAISO | 1-in-2 | 2021 | 24 |  |  |  | 63.6586 | 1
| Zone | South Orange County | 6 | Monthly System Peak Day | CAISO | 1-in-2 | 2021 | 1 |  |  |  | 63.42 | 1
| Zone | South Orange County | 6 | Monthly System Peak Day | CAISO | 1-in-2 | 2021 | 2 |  |  |  | 62.9256 | 1
| Zone | South Orange County | 6 | Monthly System Peak Day | CAISO | 1-in-2 | 2021 | 3 |  |  |  | 62.5033 | 1
| Zone | South Orange County | 6 | Monthly System Peak Day | CAISO | 1-in-2 | 2021 | 4 |  |  |  | 61.8978 | 1
| Zone | South Orange County | 6 | Monthly System Peak Day | CAISO | 1-in-2 | 2021 | 5 |  |  |  | 61.5378 | 1
| Zone | South Orange County | 6 | Monthly System Peak Day | CAISO | 1-in-2 | 2021 | 6 |  |  |  | 61.5411 | 1
| Zone | South Orange County | 6 | Monthly System Peak Day | CAISO | 1-in-2 | 2021 | 7 |  |  |  | 61.3322 | 1
| Zone | South Orange County | 6 | Monthly System Peak Day | CAISO | 1-in-2 | 2021 | 8 |  |  |  | 61.6956 | 1
| Zone | South Orange County | 6 | Monthly System Peak Day | CAISO | 1-in-2 | 2021 | 9 |  |  |  | 63.0111 | 1
| Zone | South Orange County | 6 | Monthly System Peak Day | CAISO | 1-in-2 | 2021 | 10 |  |  |  | 65.0511 | 1
| Zone | South Orange County | 6 | Monthly System Peak Day | CAISO | 1-in-2 | 2021 | 11 |  |  |  | 67.0778 | 1
| Zone | South Orange County | 6 | Monthly System Peak Day | CAISO | 1-in-2 | 2021 | 12 |  |  |  | 68.9356 | 1
| Zone | South Orange County | 6 | Monthly System Peak Day | CAISO | 1-in-2 | 2021 | 13 |  |  |  | 70.85 | 1
| Zone | South Orange County | 6 | Monthly System Peak Day | CAISO | 1-in-2 | 2021 | 14 |  |  |  | 73.0556 | 1
| Zone | South Orange County | 6 | Monthly System Peak Day | CAISO | 1-in-2 | 2021 | 15 |  |  |  | 74.4778 | 1
| Zone | South Orange County | 6 | Monthly System Peak Day | CAISO | 1-in-2 | 2021 | 16 |  |  |  | 74.8333 | 1
| Zone | South Orange County | 6 | Monthly System Peak Day | CAISO | 1-in-2 | 2021 | 17 |  |  |  | 74.6111 | 1
| Zone | South Orange County | 6 | Monthly System Peak Day | CAISO | 1-in-2 | 2021 | 18 |  |  |  | 73.9222 | 1
| Zone | South Orange County | 6 | Monthly System Peak Day | CAISO | 1-in-2 | 2021 | 19 |  |  |  | 73.2 | 1
| Zone | South Orange County | 6 | Monthly System Peak Day | CAISO | 1-in-2 | 2021 | 20 |  |  |  | 71.2356 | 1
| Zone | South Orange County | 6 | Monthly System Peak Day | CAISO | 1-in-2 | 2021 | 21 |  |  |  | 68.3844 | 1
| Zone | South Orange County | 6 | Monthly System Peak Day | CAISO | 1-in-2 | 2021 | 22 |  |  |  | 65.5289 | 1
| Zone | South Orange County | 6 | Monthly System Peak Day | CAISO | 1-in-2 | 2021 | 23 |  |  |  | 64.0489 | 1
| Zone | South Orange County | 6 | Monthly System Peak Day | CAISO | 1-in-2 | 2021 | 24 |  |  |  | 63.3067 | 1
| Zone | South Orange County | 7 | Average Weekday | CAISO | 1-in-2 | 2021 | 1 |  |  |  | 66.4002 | 1
| Zone | South Orange County | 7 | Average Weekday | CAISO | 1-in-2 | 2021 | 2 |  |  |  | 66.1068 | 1
| Zone | South Orange County | 7 | Average Weekday | CAISO | 1-in-2 | 2021 | 3 |  |  |  | 65.8268 | 1
| Zone | South Orange County | 7 | Average Weekday | CAISO | 1-in-2 | 2021 | 4 |  |  |  | 65.5226 | 1
| Zone | South Orange County | 7 | Average Weekday | CAISO | 1-in-2 | 2021 | 5 |  |  |  | 65.3042 | 1
| Zone | South Orange County | 7 | Average Weekday | CAISO | 1-in-2 | 2021 | 6 |  |  |  | 65.0663 | 1
| Zone | South Orange County | 7 | Average Weekday | CAISO | 1-in-2 | 2021 | 7 |  |  |  | 64.9529 | 1
| Zone | South Orange County | 7 | Average Weekday | CAISO | 1-in-2 | 2021 | 8 |  |  |  | 65.3477 | 1
| Zone | South Orange County | 7 | Average Weekday | CAISO | 1-in-2 | 2021 | 9 |  |  |  | 66.7598 | 1
| Zone | South Orange County | 7 | Average Weekday | CAISO | 1-in-2 | 2021 | 10 |  |  |  | 68.6621 | 1
| Zone | South Orange County | 7 | Average Weekday | CAISO | 1-in-2 | 2021 | 11 |  |  |  | 70.82 | 1
| Zone | South Orange County | 7 | Average Weekday | CAISO | 1-in-2 | 2021 | 12 |  |  |  | 72.7892 | 1
| Zone | South Orange County | 7 | Average Weekday | CAISO | 1-in-2 | 2021 | 13 |  |  |  | 73.936 | 1
| Zone | South Orange County | 7 | Average Weekday | CAISO | 1-in-2 | 2021 | 14 |  |  |  | 74.2985 | 1
| Zone | South Orange County | 7 | Average Weekday | CAISO | 1-in-2 | 2021 | 15 |  |  |  | 75.1656 | 1
| Zone | South Orange County | 7 | Average Weekday | CAISO | 1-in-2 | 2021 | 16 |  |  |  | 75.3757 | 1
| Zone | South Orange County | 7 | Average Weekday | CAISO | 1-in-2 | 2021 | 17 |  |  |  | 75.5332 | 1
| Zone | South Orange County | 7 | Average Weekday | CAISO | 1-in-2 | 2021 | 18 |  |  |  | 75.0031 | 1
| Zone | South Orange County | 7 | Average Weekday | CAISO | 1-in-2 | 2021 | 19 |  |  |  | 73.9945 | 1
| Zone | South Orange County | 7 | Average Weekday | CAISO | 1-in-2 | 2021 | 20 |  |  |  | 72.6964 | 1
| Zone | South Orange County | 7 | Average Weekday | CAISO | 1-in-2 | 2021 | 21 |  |  |  | 70.461 | 1
| Zone | South Orange County | 7 | Average Weekday | CAISO | 1-in-2 | 2021 | 22 |  |  |  | 68.3221 | 1
| Zone | South Orange County | 7 | Average Weekday | CAISO | 1-in-2 | 2021 | 23 |  |  |  | 67.3934 | 1
| Zone | South Orange County | 7 | Average Weekday | CAISO | 1-in-2 | 2021 | 24 |  |  |  | 66.8977 | 1
| Zone | South Orange County | 7 | Monthly System Peak Day | CAISO | 1-in-2 | 2021 | 1 |  |  |  | 68.6744 | 1
| Zone | South Orange County | 7 | Monthly System Peak Day | CAISO | 1-in-2 | 2021 | 2 |  |  |  | 68.3267 | 1
| Zone | South Orange County | 7 | Monthly System Peak Day | CAISO | 1-in-2 | 2021 | 3 |  |  |  | 68.21 | 1
| Zone | South Orange County | 7 | Monthly System Peak Day | CAISO | 1-in-2 | 2021 | 4 |  |  |  | 68.0378 | 1
| Zone | South Orange County | 7 | Monthly System Peak Day | CAISO | 1-in-2 | 2021 | 5 |  |  |  | 67.7189 | 1
| Zone | South Orange County | 7 | Monthly System Peak Day | CAISO | 1-in-2 | 2021 | 6 |  |  |  | 67.4567 | 1
| Zone | South Orange County | 7 | Monthly System Peak Day | CAISO | 1-in-2 | 2021 | 7 |  |  |  | 67.2422 | 1
| Zone | South Orange County | 7 | Monthly System Peak Day | CAISO | 1-in-2 | 2021 | 8 |  |  |  | 67.4778 | 1
| Zone | South Orange County | 7 | Monthly System Peak Day | CAISO | 1-in-2 | 2021 | 9 |  |  |  | 69.6967 | 1
| Zone | South Orange County | 7 | Monthly System Peak Day | CAISO | 1-in-2 | 2021 | 10 |  |  |  | 73.5222 | 1
| Zone | South Orange County | 7 | Monthly System Peak Day | CAISO | 1-in-2 | 2021 | 11 |  |  |  | 77.4333 | 1
| Zone | South Orange County | 7 | Monthly System Peak Day | CAISO | 1-in-2 | 2021 | 12 |  |  |  | 80.3778 | 1
| Zone | South Orange County | 7 | Monthly System Peak Day | CAISO | 1-in-2 | 2021 | 13 |  |  |  | 81.0444 | 1
| Zone | South Orange County | 7 | Monthly System Peak Day | CAISO | 1-in-2 | 2021 | 14 |  |  |  | 81.5667 | 1
| Zone | South Orange County | 7 | Monthly System Peak Day | CAISO | 1-in-2 | 2021 | 15 |  |  |  | 81.6778 | 1
| Zone | South Orange County | 7 | Monthly System Peak Day | CAISO | 1-in-2 | 2021 | 16 |  |  |  | 81.3556 | 1
| Zone | South Orange County | 7 | Monthly System Peak Day | CAISO | 1-in-2 | 2021 | 17 |  |  |  | 81.6778 | 1
| Zone | South Orange County | 7 | Monthly System Peak Day | CAISO | 1-in-2 | 2021 | 18 |  |  |  | 81.9556 | 1
| Zone | South Orange County | 7 | Monthly System Peak Day | CAISO | 1-in-2 | 2021 | 19 |  |  |  | 80.9111 | 1
| Zone | South Orange County | 7 | Monthly System Peak Day | CAISO | 1-in-2 | 2021 | 20 |  |  |  | 78.6111 | 1
| Zone | South Orange County | 7 | Monthly System Peak Day | CAISO | 1-in-2 | 2021 | 21 |  |  |  | 77.6667 | 1
| Zone | South Orange County | 7 | Monthly System Peak Day | CAISO | 1-in-2 | 2021 | 22 |  |  |  | 74.9111 | 1
| Zone | South Orange County | 7 | Monthly System Peak Day | CAISO | 1-in-2 | 2021 | 23 |  |  |  | 72.9689 | 1
| Zone | South Orange County | 7 | Monthly System Peak Day | CAISO | 1-in-2 | 2021 | 24 |  |  |  | 71.8667 | 1
| Zone | South Orange County | 8 | Average Weekday | CAISO | 1-in-2 | 2021 | 1 |  |  |  | 67.8148 | 1
| Zone | South Orange County | 8 | Average Weekday | CAISO | 1-in-2 | 2021 | 2 |  |  |  | 67.3859 | 1
| Zone | South Orange County | 8 | Average Weekday | CAISO | 1-in-2 | 2021 | 3 |  |  |  | 67.0598 | 1
| Zone | South Orange County | 8 | Average Weekday | CAISO | 1-in-2 | 2021 | 4 |  |  |  | 66.7292 | 1
| Zone | South Orange County | 8 | Average Weekday | CAISO | 1-in-2 | 2021 | 5 |  |  |  | 66.3823 | 1
| Zone | South Orange County | 8 | Average Weekday | CAISO | 1-in-2 | 2021 | 6 |  |  |  | 66.1019 | 1
| Zone | South Orange County | 8 | Average Weekday | CAISO | 1-in-2 | 2021 | 7 |  |  |  | 65.9604 | 1
| Zone | South Orange County | 8 | Average Weekday | CAISO | 1-in-2 | 2021 | 8 |  |  |  | 66.1177 | 1
| Zone | South Orange County | 8 | Average Weekday | CAISO | 1-in-2 | 2021 | 9 |  |  |  | 67.3343 | 1
| Zone | South Orange County | 8 | Average Weekday | CAISO | 1-in-2 | 2021 | 10 |  |  |  | 69.3146 | 1
| Zone | South Orange County | 8 | Average Weekday | CAISO | 1-in-2 | 2021 | 11 |  |  |  | 72.0113 | 1
| Zone | South Orange County | 8 | Average Weekday | CAISO | 1-in-2 | 2021 | 12 |  |  |  | 74.6335 | 1
| Zone | South Orange County | 8 | Average Weekday | CAISO | 1-in-2 | 2021 | 13 |  |  |  | 75.7629 | 1
| Zone | South Orange County | 8 | Average Weekday | CAISO | 1-in-2 | 2021 | 14 |  |  |  | 76.6644 | 1
| Zone | South Orange County | 8 | Average Weekday | CAISO | 1-in-2 | 2021 | 15 |  |  |  | 77.4824 | 1
| Zone | South Orange County | 8 | Average Weekday | CAISO | 1-in-2 | 2021 | 16 |  |  |  | 77.8866 | 1
| Zone | South Orange County | 8 | Average Weekday | CAISO | 1-in-2 | 2021 | 17 |  |  |  | 78.0986 | 1
| Zone | South Orange County | 8 | Average Weekday | CAISO | 1-in-2 | 2021 | 18 |  |  |  | 77.5193 | 1
| Zone | South Orange County | 8 | Average Weekday | CAISO | 1-in-2 | 2021 | 19 |  |  |  | 76.4611 | 1
| Zone | South Orange County | 8 | Average Weekday | CAISO | 1-in-2 | 2021 | 20 |  |  |  | 74.6475 | 1
| Zone | South Orange County | 8 | Average Weekday | CAISO | 1-in-2 | 2021 | 21 |  |  |  | 71.7865 | 1
| Zone | South Orange County | 8 | Average Weekday | CAISO | 1-in-2 | 2021 | 22 |  |  |  | 69.784 | 1
| Zone | South Orange County | 8 | Average Weekday | CAISO | 1-in-2 | 2021 | 23 |  |  |  | 68.9044 | 1
| Zone | South Orange County | 8 | Average Weekday | CAISO | 1-in-2 | 2021 | 24 |  |  |  | 68.3345 | 1
| Zone | South Orange County | 8 | Monthly System Peak Day | CAISO | 1-in-2 | 2021 | 1 |  |  |  | 73.9111 | 1
| Zone | South Orange County | 8 | Monthly System Peak Day | CAISO | 1-in-2 | 2021 | 2 |  |  |  | 73.3667 | 1
| Zone | South Orange County | 8 | Monthly System Peak Day | CAISO | 1-in-2 | 2021 | 3 |  |  |  | 73.0444 | 1
| Zone | South Orange County | 8 | Monthly System Peak Day | CAISO | 1-in-2 | 2021 | 4 |  |  |  | 72.3778 | 1
| Zone | South Orange County | 8 | Monthly System Peak Day | CAISO | 1-in-2 | 2021 | 5 |  |  |  | 72.1667 | 1
| Zone | South Orange County | 8 | Monthly System Peak Day | CAISO | 1-in-2 | 2021 | 6 |  |  |  | 71.8511 | 1
| Zone | South Orange County | 8 | Monthly System Peak Day | CAISO | 1-in-2 | 2021 | 7 |  |  |  | 71.7222 | 1
| Zone | South Orange County | 8 | Monthly System Peak Day | CAISO | 1-in-2 | 2021 | 8 |  |  |  | 72.0378 | 1
| Zone | South Orange County | 8 | Monthly System Peak Day | CAISO | 1-in-2 | 2021 | 9 |  |  |  | 73.9444 | 1
| Zone | South Orange County | 8 | Monthly System Peak Day | CAISO | 1-in-2 | 2021 | 10 |  |  |  | 77.5556 | 1
| Zone | South Orange County | 8 | Monthly System Peak Day | CAISO | 1-in-2 | 2021 | 11 |  |  |  | 81.5111 | 1
| Zone | South Orange County | 8 | Monthly System Peak Day | CAISO | 1-in-2 | 2021 | 12 |  |  |  | 85.2667 | 1
| Zone | South Orange County | 8 | Monthly System Peak Day | CAISO | 1-in-2 | 2021 | 13 |  |  |  | 85.7333 | 1
| Zone | South Orange County | 8 | Monthly System Peak Day | CAISO | 1-in-2 | 2021 | 14 |  |  |  | 85.9444 | 1
| Zone | South Orange County | 8 | Monthly System Peak Day | CAISO | 1-in-2 | 2021 | 15 |  |  |  | 85.9444 | 1
| Zone | South Orange County | 8 | Monthly System Peak Day | CAISO | 1-in-2 | 2021 | 16 |  |  |  | 86.1111 | 1
| Zone | South Orange County | 8 | Monthly System Peak Day | CAISO | 1-in-2 | 2021 | 17 |  |  |  | 85.3444 | 1
| Zone | South Orange County | 8 | Monthly System Peak Day | CAISO | 1-in-2 | 2021 | 18 |  |  |  | 83.5778 | 1
| Zone | South Orange County | 8 | Monthly System Peak Day | CAISO | 1-in-2 | 2021 | 19 |  |  |  | 82.7556 | 1
| Zone | South Orange County | 8 | Monthly System Peak Day | CAISO | 1-in-2 | 2021 | 20 |  |  |  | 81.2222 | 1
| Zone | South Orange County | 8 | Monthly System Peak Day | CAISO | 1-in-2 | 2021 | 21 |  |  |  | 78.4889 | 1
| Zone | South Orange County | 8 | Monthly System Peak Day | CAISO | 1-in-2 | 2021 | 22 |  |  |  | 76.8778 | 1
| Zone | South Orange County | 8 | Monthly System Peak Day | CAISO | 1-in-2 | 2021 | 23 |  |  |  | 76.2333 | 1
| Zone | South Orange County | 8 | Monthly System Peak Day | CAISO | 1-in-2 | 2021 | 24 |  |  |  | 75.7333 | 1
| Zone | South Orange County | 8 | Typical Event Day | CAISO | 1-in-2 | 2021 | 1 |  |  |  | 69.9036 | 1
| Zone | South Orange County | 8 | Typical Event Day | CAISO | 1-in-2 | 2021 | 2 |  |  |  | 69.3875 | 1
| Zone | South Orange County | 8 | Typical Event Day | CAISO | 1-in-2 | 2021 | 3 |  |  |  | 69.0728 | 1
| Zone | South Orange County | 8 | Typical Event Day | CAISO | 1-in-2 | 2021 | 4 |  |  |  | 68.5572 | 1
| Zone | South Orange County | 8 | Typical Event Day | CAISO | 1-in-2 | 2021 | 5 |  |  |  | 68.1842 | 1
| Zone | South Orange County | 8 | Typical Event Day | CAISO | 1-in-2 | 2021 | 6 |  |  |  | 67.9667 | 1
| Zone | South Orange County | 8 | Typical Event Day | CAISO | 1-in-2 | 2021 | 7 |  |  |  | 67.9464 | 1
| Zone | South Orange County | 8 | Typical Event Day | CAISO | 1-in-2 | 2021 | 8 |  |  |  | 68.4089 | 1
| Zone | South Orange County | 8 | Typical Event Day | CAISO | 1-in-2 | 2021 | 9 |  |  |  | 70.0742 | 1
| Zone | South Orange County | 8 | Typical Event Day | CAISO | 1-in-2 | 2021 | 10 |  |  |  | 73.5322 | 1
| Zone | South Orange County | 8 | Typical Event Day | CAISO | 1-in-2 | 2021 | 11 |  |  |  | 77.6611 | 1
| Zone | South Orange County | 8 | Typical Event Day | CAISO | 1-in-2 | 2021 | 12 |  |  |  | 81.2061 | 1
| Zone | South Orange County | 8 | Typical Event Day | CAISO | 1-in-2 | 2021 | 13 |  |  |  | 82.4958 | 1
| Zone | South Orange County | 8 | Typical Event Day | CAISO | 1-in-2 | 2021 | 14 |  |  |  | 83.3417 | 1
| Zone | South Orange County | 8 | Typical Event Day | CAISO | 1-in-2 | 2021 | 15 |  |  |  | 83.7194 | 1
| Zone | South Orange County | 8 | Typical Event Day | CAISO | 1-in-2 | 2021 | 16 |  |  |  | 83.7083 | 1
| Zone | South Orange County | 8 | Typical Event Day | CAISO | 1-in-2 | 2021 | 17 |  |  |  | 83.5806 | 1
| Zone | South Orange County | 8 | Typical Event Day | CAISO | 1-in-2 | 2021 | 18 |  |  |  | 82.6611 | 1
| Zone | South Orange County | 8 | Typical Event Day | CAISO | 1-in-2 | 2021 | 19 |  |  |  | 81.5 | 1
| Zone | South Orange County | 8 | Typical Event Day | CAISO | 1-in-2 | 2021 | 20 |  |  |  | 79.7478 | 1
| Zone | South Orange County | 8 | Typical Event Day | CAISO | 1-in-2 | 2021 | 21 |  |  |  | 77.6322 | 1
| Zone | South Orange County | 8 | Typical Event Day | CAISO | 1-in-2 | 2021 | 22 |  |  |  | 75.2183 | 1
| Zone | South Orange County | 8 | Typical Event Day | CAISO | 1-in-2 | 2021 | 23 |  |  |  | 73.6406 | 1
| Zone | South Orange County | 8 | Typical Event Day | CAISO | 1-in-2 | 2021 | 24 |  |  |  | 72.4406 | 1
| Zone | South Orange County | 9 | Average Weekday | CAISO | 1-in-2 | 2021 | 1 |  |  |  | 67.4531 | 1
| Zone | South Orange County | 9 | Average Weekday | CAISO | 1-in-2 | 2021 | 2 |  |  |  | 67.0066 | 1
| Zone | South Orange County | 9 | Average Weekday | CAISO | 1-in-2 | 2021 | 3 |  |  |  | 66.6201 | 1
| Zone | South Orange County | 9 | Average Weekday | CAISO | 1-in-2 | 2021 | 4 |  |  |  | 66.3025 | 1
| Zone | South Orange County | 9 | Average Weekday | CAISO | 1-in-2 | 2021 | 5 |  |  |  | 66.0021 | 1
| Zone | South Orange County | 9 | Average Weekday | CAISO | 1-in-2 | 2021 | 6 |  |  |  | 65.7589 | 1
| Zone | South Orange County | 9 | Average Weekday | CAISO | 1-in-2 | 2021 | 7 |  |  |  | 65.6209 | 1
| Zone | South Orange County | 9 | Average Weekday | CAISO | 1-in-2 | 2021 | 8 |  |  |  | 65.6795 | 1
| Zone | South Orange County | 9 | Average Weekday | CAISO | 1-in-2 | 2021 | 9 |  |  |  | 66.3764 | 1
| Zone | South Orange County | 9 | Average Weekday | CAISO | 1-in-2 | 2021 | 10 |  |  |  | 68.2215 | 1
| Zone | South Orange County | 9 | Average Weekday | CAISO | 1-in-2 | 2021 | 11 |  |  |  | 70.6854 | 1
| Zone | South Orange County | 9 | Average Weekday | CAISO | 1-in-2 | 2021 | 12 |  |  |  | 73.3405 | 1
| Zone | South Orange County | 9 | Average Weekday | CAISO | 1-in-2 | 2021 | 13 |  |  |  | 75.0256 | 1
| Zone | South Orange County | 9 | Average Weekday | CAISO | 1-in-2 | 2021 | 14 |  |  |  | 76.2442 | 1
| Zone | South Orange County | 9 | Average Weekday | CAISO | 1-in-2 | 2021 | 15 |  |  |  | 76.8128 | 1
| Zone | South Orange County | 9 | Average Weekday | CAISO | 1-in-2 | 2021 | 16 |  |  |  | 76.8726 | 1
| Zone | South Orange County | 9 | Average Weekday | CAISO | 1-in-2 | 2021 | 17 |  |  |  | 76.7772 | 1
| Zone | South Orange County | 9 | Average Weekday | CAISO | 1-in-2 | 2021 | 18 |  |  |  | 76.1004 | 1
| Zone | South Orange County | 9 | Average Weekday | CAISO | 1-in-2 | 2021 | 19 |  |  |  | 74.6882 | 1
| Zone | South Orange County | 9 | Average Weekday | CAISO | 1-in-2 | 2021 | 20 |  |  |  | 72.4983 | 1
| Zone | South Orange County | 9 | Average Weekday | CAISO | 1-in-2 | 2021 | 21 |  |  |  | 70.4811 | 1
| Zone | South Orange County | 9 | Average Weekday | CAISO | 1-in-2 | 2021 | 22 |  |  |  | 69.5823 | 1
| Zone | South Orange County | 9 | Average Weekday | CAISO | 1-in-2 | 2021 | 23 |  |  |  | 68.8587 | 1
| Zone | South Orange County | 9 | Average Weekday | CAISO | 1-in-2 | 2021 | 24 |  |  |  | 68.1288 | 1
| Zone | South Orange County | 9 | Monthly System Peak Day | CAISO | 1-in-2 | 2021 | 1 |  |  |  | 73.6089 | 1
| Zone | South Orange County | 9 | Monthly System Peak Day | CAISO | 1-in-2 | 2021 | 2 |  |  |  | 72.9311 | 1
| Zone | South Orange County | 9 | Monthly System Peak Day | CAISO | 1-in-2 | 2021 | 3 |  |  |  | 72.5333 | 1
| Zone | South Orange County | 9 | Monthly System Peak Day | CAISO | 1-in-2 | 2021 | 4 |  |  |  | 71.9156 | 1
| Zone | South Orange County | 9 | Monthly System Peak Day | CAISO | 1-in-2 | 2021 | 5 |  |  |  | 71.3133 | 1
| Zone | South Orange County | 9 | Monthly System Peak Day | CAISO | 1-in-2 | 2021 | 6 |  |  |  | 71.0178 | 1
| Zone | South Orange County | 9 | Monthly System Peak Day | CAISO | 1-in-2 | 2021 | 7 |  |  |  | 71.4889 | 1
| Zone | South Orange County | 9 | Monthly System Peak Day | CAISO | 1-in-2 | 2021 | 8 |  |  |  | 72.4244 | 1
| Zone | South Orange County | 9 | Monthly System Peak Day | CAISO | 1-in-2 | 2021 | 9 |  |  |  | 73.6444 | 1
| Zone | South Orange County | 9 | Monthly System Peak Day | CAISO | 1-in-2 | 2021 | 10 |  |  |  | 78 | 1
| Zone | South Orange County | 9 | Monthly System Peak Day | CAISO | 1-in-2 | 2021 | 11 |  |  |  | 84.6222 | 1
| Zone | South Orange County | 9 | Monthly System Peak Day | CAISO | 1-in-2 | 2021 | 12 |  |  |  | 90.2444 | 1
| Zone | South Orange County | 9 | Monthly System Peak Day | CAISO | 1-in-2 | 2021 | 13 |  |  |  | 92.3556 | 1
| Zone | South Orange County | 9 | Monthly System Peak Day | CAISO | 1-in-2 | 2021 | 14 |  |  |  | 92.8 | 1
| Zone | South Orange County | 9 | Monthly System Peak Day | CAISO | 1-in-2 | 2021 | 15 |  |  |  | 92.7778 | 1
| Zone | South Orange County | 9 | Monthly System Peak Day | CAISO | 1-in-2 | 2021 | 16 |  |  |  | 92.5333 | 1
| Zone | South Orange County | 9 | Monthly System Peak Day | CAISO | 1-in-2 | 2021 | 17 |  |  |  | 92.6889 | 1
| Zone | South Orange County | 9 | Monthly System Peak Day | CAISO | 1-in-2 | 2021 | 18 |  |  |  | 91.1889 | 1
| Zone | South Orange County | 9 | Monthly System Peak Day | CAISO | 1-in-2 | 2021 | 19 |  |  |  | 89.1333 | 1
| Zone | South Orange County | 9 | Monthly System Peak Day | CAISO | 1-in-2 | 2021 | 20 |  |  |  | 87.9222 | 1
| Zone | South Orange County | 9 | Monthly System Peak Day | CAISO | 1-in-2 | 2021 | 21 |  |  |  | 85.9889 | 1
| Zone | South Orange County | 9 | Monthly System Peak Day | CAISO | 1-in-2 | 2021 | 22 |  |  |  | 83.5556 | 1
| Zone | South Orange County | 9 | Monthly System Peak Day | CAISO | 1-in-2 | 2021 | 23 |  |  |  | 81.3111 | 1
| Zone | South Orange County | 9 | Monthly System Peak Day | CAISO | 1-in-2 | 2021 | 24 |  |  |  | 78.8556 | 1
| Zone | South Orange County | 10 | Average Weekday | CAISO | 1-in-2 | 2021 | 1 |  |  |  | 63.9844 | 1
| Zone | South Orange County | 10 | Average Weekday | CAISO | 1-in-2 | 2021 | 2 |  |  |  | 63.2554 | 1
| Zone | South Orange County | 10 | Average Weekday | CAISO | 1-in-2 | 2021 | 3 |  |  |  | 62.5135 | 1
| Zone | South Orange County | 10 | Average Weekday | CAISO | 1-in-2 | 2021 | 4 |  |  |  | 61.9402 | 1
| Zone | South Orange County | 10 | Average Weekday | CAISO | 1-in-2 | 2021 | 5 |  |  |  | 61.352 | 1
| Zone | South Orange County | 10 | Average Weekday | CAISO | 1-in-2 | 2021 | 6 |  |  |  | 61.0596 | 1
| Zone | South Orange County | 10 | Average Weekday | CAISO | 1-in-2 | 2021 | 7 |  |  |  | 60.878 | 1
| Zone | South Orange County | 10 | Average Weekday | CAISO | 1-in-2 | 2021 | 8 |  |  |  | 60.7845 | 1
| Zone | South Orange County | 10 | Average Weekday | CAISO | 1-in-2 | 2021 | 9 |  |  |  | 61.1327 | 1
| Zone | South Orange County | 10 | Average Weekday | CAISO | 1-in-2 | 2021 | 10 |  |  |  | 63.2855 | 1
| Zone | South Orange County | 10 | Average Weekday | CAISO | 1-in-2 | 2021 | 11 |  |  |  | 66.1247 | 1
| Zone | South Orange County | 10 | Average Weekday | CAISO | 1-in-2 | 2021 | 12 |  |  |  | 68.6962 | 1
| Zone | South Orange County | 10 | Average Weekday | CAISO | 1-in-2 | 2021 | 13 |  |  |  | 71.0626 | 1
| Zone | South Orange County | 10 | Average Weekday | CAISO | 1-in-2 | 2021 | 14 |  |  |  | 72.4527 | 1
| Zone | South Orange County | 10 | Average Weekday | CAISO | 1-in-2 | 2021 | 15 |  |  |  | 73.3673 | 1
| Zone | South Orange County | 10 | Average Weekday | CAISO | 1-in-2 | 2021 | 16 |  |  |  | 73.5557 | 1
| Zone | South Orange County | 10 | Average Weekday | CAISO | 1-in-2 | 2021 | 17 |  |  |  | 72.9948 | 1
| Zone | South Orange County | 10 | Average Weekday | CAISO | 1-in-2 | 2021 | 18 |  |  |  | 72.2091 | 1
| Zone | South Orange County | 10 | Average Weekday | CAISO | 1-in-2 | 2021 | 19 |  |  |  | 70.827 | 1
| Zone | South Orange County | 10 | Average Weekday | CAISO | 1-in-2 | 2021 | 20 |  |  |  | 68.6842 | 1
| Zone | South Orange County | 10 | Average Weekday | CAISO | 1-in-2 | 2021 | 21 |  |  |  | 67.4867 | 1
| Zone | South Orange County | 10 | Average Weekday | CAISO | 1-in-2 | 2021 | 22 |  |  |  | 66.5315 | 1
| Zone | South Orange County | 10 | Average Weekday | CAISO | 1-in-2 | 2021 | 23 |  |  |  | 65.6579 | 1
| Zone | South Orange County | 10 | Average Weekday | CAISO | 1-in-2 | 2021 | 24 |  |  |  | 64.716 | 1
| Zone | South Orange County | 10 | Monthly System Peak Day | CAISO | 1-in-2 | 2021 | 1 |  |  |  | 71.5167 | 1
| Zone | South Orange County | 10 | Monthly System Peak Day | CAISO | 1-in-2 | 2021 | 2 |  |  |  | 70.3656 | 1
| Zone | South Orange County | 10 | Monthly System Peak Day | CAISO | 1-in-2 | 2021 | 3 |  |  |  | 68.69 | 1
| Zone | South Orange County | 10 | Monthly System Peak Day | CAISO | 1-in-2 | 2021 | 4 |  |  |  | 67.6044 | 1
| Zone | South Orange County | 10 | Monthly System Peak Day | CAISO | 1-in-2 | 2021 | 5 |  |  |  | 66.9244 | 1
| Zone | South Orange County | 10 | Monthly System Peak Day | CAISO | 1-in-2 | 2021 | 6 |  |  |  | 66.9067 | 1
| Zone | South Orange County | 10 | Monthly System Peak Day | CAISO | 1-in-2 | 2021 | 7 |  |  |  | 66.9767 | 1
| Zone | South Orange County | 10 | Monthly System Peak Day | CAISO | 1-in-2 | 2021 | 8 |  |  |  | 66.88 | 1
| Zone | South Orange County | 10 | Monthly System Peak Day | CAISO | 1-in-2 | 2021 | 9 |  |  |  | 67.7789 | 1
| Zone | South Orange County | 10 | Monthly System Peak Day | CAISO | 1-in-2 | 2021 | 10 |  |  |  | 71.1411 | 1
| Zone | South Orange County | 10 | Monthly System Peak Day | CAISO | 1-in-2 | 2021 | 11 |  |  |  | 75.3444 | 1
| Zone | South Orange County | 10 | Monthly System Peak Day | CAISO | 1-in-2 | 2021 | 12 |  |  |  | 80.1333 | 1
| Zone | South Orange County | 10 | Monthly System Peak Day | CAISO | 1-in-2 | 2021 | 13 |  |  |  | 82.3556 | 1
| Zone | South Orange County | 10 | Monthly System Peak Day | CAISO | 1-in-2 | 2021 | 14 |  |  |  | 83.2778 | 1
| Zone | South Orange County | 10 | Monthly System Peak Day | CAISO | 1-in-2 | 2021 | 15 |  |  |  | 82.9444 | 1
| Zone | South Orange County | 10 | Monthly System Peak Day | CAISO | 1-in-2 | 2021 | 16 |  |  |  | 82.9222 | 1
| Zone | South Orange County | 10 | Monthly System Peak Day | CAISO | 1-in-2 | 2021 | 17 |  |  |  | 82.1778 | 1
| Zone | South Orange County | 10 | Monthly System Peak Day | CAISO | 1-in-2 | 2021 | 18 |  |  |  | 82.1556 | 1
| Zone | South Orange County | 10 | Monthly System Peak Day | CAISO | 1-in-2 | 2021 | 19 |  |  |  | 79.3578 | 1
| Zone | South Orange County | 10 | Monthly System Peak Day | CAISO | 1-in-2 | 2021 | 20 |  |  |  | 76.0178 | 1
| Zone | South Orange County | 10 | Monthly System Peak Day | CAISO | 1-in-2 | 2021 | 21 |  |  |  | 74.4178 | 1
| Zone | South Orange County | 10 | Monthly System Peak Day | CAISO | 1-in-2 | 2021 | 22 |  |  |  | 73.3444 | 1
| Zone | South Orange County | 10 | Monthly System Peak Day | CAISO | 1-in-2 | 2021 | 23 |  |  |  | 72.1678 | 1
| Zone | South Orange County | 10 | Monthly System Peak Day | CAISO | 1-in-2 | 2021 | 24 |  |  |  | 71.2222 | 1
| Zone | South Orange County | 11 | Average Weekday | CAISO | 1-in-2 | 2021 | 1 |  |  |  | 58.3076 | 1
| Zone | South Orange County | 11 | Average Weekday | CAISO | 1-in-2 | 2021 | 2 |  |  |  | 57.6233 | 1
| Zone | South Orange County | 11 | Average Weekday | CAISO | 1-in-2 | 2021 | 3 |  |  |  | 57.0029 | 1
| Zone | South Orange County | 11 | Average Weekday | CAISO | 1-in-2 | 2021 | 4 |  |  |  | 56.4456 | 1
| Zone | South Orange County | 11 | Average Weekday | CAISO | 1-in-2 | 2021 | 5 |  |  |  | 55.7963 | 1
| Zone | South Orange County | 11 | Average Weekday | CAISO | 1-in-2 | 2021 | 6 |  |  |  | 55.4303 | 1
| Zone | South Orange County | 11 | Average Weekday | CAISO | 1-in-2 | 2021 | 7 |  |  |  | 55.2174 | 1
| Zone | South Orange County | 11 | Average Weekday | CAISO | 1-in-2 | 2021 | 8 |  |  |  | 55.3055 | 1
| Zone | South Orange County | 11 | Average Weekday | CAISO | 1-in-2 | 2021 | 9 |  |  |  | 56.4216 | 1
| Zone | South Orange County | 11 | Average Weekday | CAISO | 1-in-2 | 2021 | 10 |  |  |  | 59.2361 | 1
| Zone | South Orange County | 11 | Average Weekday | CAISO | 1-in-2 | 2021 | 11 |  |  |  | 62.5846 | 1
| Zone | South Orange County | 11 | Average Weekday | CAISO | 1-in-2 | 2021 | 12 |  |  |  | 65.4855 | 1
| Zone | South Orange County | 11 | Average Weekday | CAISO | 1-in-2 | 2021 | 13 |  |  |  | 67.5298 | 1
| Zone | South Orange County | 11 | Average Weekday | CAISO | 1-in-2 | 2021 | 14 |  |  |  | 68.399 | 1
| Zone | South Orange County | 11 | Average Weekday | CAISO | 1-in-2 | 2021 | 15 |  |  |  | 68.4689 | 1
| Zone | South Orange County | 11 | Average Weekday | CAISO | 1-in-2 | 2021 | 16 |  |  |  | 68.058 | 1
| Zone | South Orange County | 11 | Average Weekday | CAISO | 1-in-2 | 2021 | 17 |  |  |  | 67.0901 | 1
| Zone | South Orange County | 11 | Average Weekday | CAISO | 1-in-2 | 2021 | 18 |  |  |  | 65.412 | 1
| Zone | South Orange County | 11 | Average Weekday | CAISO | 1-in-2 | 2021 | 19 |  |  |  | 63.7569 | 1
| Zone | South Orange County | 11 | Average Weekday | CAISO | 1-in-2 | 2021 | 20 |  |  |  | 62.7171 | 1
| Zone | South Orange County | 11 | Average Weekday | CAISO | 1-in-2 | 2021 | 21 |  |  |  | 61.7769 | 1
| Zone | South Orange County | 11 | Average Weekday | CAISO | 1-in-2 | 2021 | 22 |  |  |  | 60.8739 | 1
| Zone | South Orange County | 11 | Average Weekday | CAISO | 1-in-2 | 2021 | 23 |  |  |  | 59.927 | 1
| Zone | South Orange County | 11 | Average Weekday | CAISO | 1-in-2 | 2021 | 24 |  |  |  | 59.0446 | 1
| Zone | South Orange County | 11 | Monthly System Peak Day | CAISO | 1-in-2 | 2021 | 1 |  |  |  | 58.4856 | 1
| Zone | South Orange County | 11 | Monthly System Peak Day | CAISO | 1-in-2 | 2021 | 2 |  |  |  | 57.2033 | 1
| Zone | South Orange County | 11 | Monthly System Peak Day | CAISO | 1-in-2 | 2021 | 3 |  |  |  | 56.5678 | 1
| Zone | South Orange County | 11 | Monthly System Peak Day | CAISO | 1-in-2 | 2021 | 4 |  |  |  | 55.5522 | 1
| Zone | South Orange County | 11 | Monthly System Peak Day | CAISO | 1-in-2 | 2021 | 5 |  |  |  | 54.3278 | 1
| Zone | South Orange County | 11 | Monthly System Peak Day | CAISO | 1-in-2 | 2021 | 6 |  |  |  | 52.7267 | 1
| Zone | South Orange County | 11 | Monthly System Peak Day | CAISO | 1-in-2 | 2021 | 7 |  |  |  | 52.0211 | 1
| Zone | South Orange County | 11 | Monthly System Peak Day | CAISO | 1-in-2 | 2021 | 8 |  |  |  | 52.2589 | 1
| Zone | South Orange County | 11 | Monthly System Peak Day | CAISO | 1-in-2 | 2021 | 9 |  |  |  | 56.1189 | 1
| Zone | South Orange County | 11 | Monthly System Peak Day | CAISO | 1-in-2 | 2021 | 10 |  |  |  | 62.3633 | 1
| Zone | South Orange County | 11 | Monthly System Peak Day | CAISO | 1-in-2 | 2021 | 11 |  |  |  | 68.6367 | 1
| Zone | South Orange County | 11 | Monthly System Peak Day | CAISO | 1-in-2 | 2021 | 12 |  |  |  | 73.9656 | 1
| Zone | South Orange County | 11 | Monthly System Peak Day | CAISO | 1-in-2 | 2021 | 13 |  |  |  | 77.8444 | 1
| Zone | South Orange County | 11 | Monthly System Peak Day | CAISO | 1-in-2 | 2021 | 14 |  |  |  | 79.5811 | 1
| Zone | South Orange County | 11 | Monthly System Peak Day | CAISO | 1-in-2 | 2021 | 15 |  |  |  | 79.2411 | 1
| Zone | South Orange County | 11 | Monthly System Peak Day | CAISO | 1-in-2 | 2021 | 16 |  |  |  | 78.0989 | 1
| Zone | South Orange County | 11 | Monthly System Peak Day | CAISO | 1-in-2 | 2021 | 17 |  |  |  | 77.0689 | 1
| Zone | South Orange County | 11 | Monthly System Peak Day | CAISO | 1-in-2 | 2021 | 18 |  |  |  | 73.7078 | 1
| Zone | South Orange County | 11 | Monthly System Peak Day | CAISO | 1-in-2 | 2021 | 19 |  |  |  | 70.6156 | 1
| Zone | South Orange County | 11 | Monthly System Peak Day | CAISO | 1-in-2 | 2021 | 20 |  |  |  | 68.8278 | 1
| Zone | South Orange County | 11 | Monthly System Peak Day | CAISO | 1-in-2 | 2021 | 21 |  |  |  | 67.0556 | 1
| Zone | South Orange County | 11 | Monthly System Peak Day | CAISO | 1-in-2 | 2021 | 22 |  |  |  | 64.8844 | 1
| Zone | South Orange County | 11 | Monthly System Peak Day | CAISO | 1-in-2 | 2021 | 23 |  |  |  | 63.2211 | 1
| Zone | South Orange County | 11 | Monthly System Peak Day | CAISO | 1-in-2 | 2021 | 24 |  |  |  | 61.5856 | 1
| Zone | South Orange County | 12 | Average Weekday | CAISO | 1-in-2 | 2021 | 1 |  |  |  | 51.8345 | 1
| Zone | South Orange County | 12 | Average Weekday | CAISO | 1-in-2 | 2021 | 2 |  |  |  | 51.1096 | 1
| Zone | South Orange County | 12 | Average Weekday | CAISO | 1-in-2 | 2021 | 3 |  |  |  | 50.4275 | 1
| Zone | South Orange County | 12 | Average Weekday | CAISO | 1-in-2 | 2021 | 4 |  |  |  | 49.8359 | 1
| Zone | South Orange County | 12 | Average Weekday | CAISO | 1-in-2 | 2021 | 5 |  |  |  | 49.2696 | 1
| Zone | South Orange County | 12 | Average Weekday | CAISO | 1-in-2 | 2021 | 6 |  |  |  | 48.7404 | 1
| Zone | South Orange County | 12 | Average Weekday | CAISO | 1-in-2 | 2021 | 7 |  |  |  | 48.4009 | 1
| Zone | South Orange County | 12 | Average Weekday | CAISO | 1-in-2 | 2021 | 8 |  |  |  | 48.3734 | 1
| Zone | South Orange County | 12 | Average Weekday | CAISO | 1-in-2 | 2021 | 9 |  |  |  | 49.2374 | 1
| Zone | South Orange County | 12 | Average Weekday | CAISO | 1-in-2 | 2021 | 10 |  |  |  | 51.9838 | 1
| Zone | South Orange County | 12 | Average Weekday | CAISO | 1-in-2 | 2021 | 11 |  |  |  | 55.3651 | 1
| Zone | South Orange County | 12 | Average Weekday | CAISO | 1-in-2 | 2021 | 12 |  |  |  | 58.2238 | 1
| Zone | South Orange County | 12 | Average Weekday | CAISO | 1-in-2 | 2021 | 13 |  |  |  | 60.2823 | 1
| Zone | South Orange County | 12 | Average Weekday | CAISO | 1-in-2 | 2021 | 14 |  |  |  | 61.5888 | 1
| Zone | South Orange County | 12 | Average Weekday | CAISO | 1-in-2 | 2021 | 15 |  |  |  | 61.8821 | 1
| Zone | South Orange County | 12 | Average Weekday | CAISO | 1-in-2 | 2021 | 16 |  |  |  | 61.6976 | 1
| Zone | South Orange County | 12 | Average Weekday | CAISO | 1-in-2 | 2021 | 17 |  |  |  | 60.7378 | 1
| Zone | South Orange County | 12 | Average Weekday | CAISO | 1-in-2 | 2021 | 18 |  |  |  | 59.0013 | 1
| Zone | South Orange County | 12 | Average Weekday | CAISO | 1-in-2 | 2021 | 19 |  |  |  | 57.2789 | 1
| Zone | South Orange County | 12 | Average Weekday | CAISO | 1-in-2 | 2021 | 20 |  |  |  | 56.2011 | 1
| Zone | South Orange County | 12 | Average Weekday | CAISO | 1-in-2 | 2021 | 21 |  |  |  | 55.1953 | 1
| Zone | South Orange County | 12 | Average Weekday | CAISO | 1-in-2 | 2021 | 22 |  |  |  | 54.178 | 1
| Zone | South Orange County | 12 | Average Weekday | CAISO | 1-in-2 | 2021 | 23 |  |  |  | 53.2225 | 1
| Zone | South Orange County | 12 | Average Weekday | CAISO | 1-in-2 | 2021 | 24 |  |  |  | 52.3638 | 1
| Zone | South Orange County | 12 | Monthly System Peak Day | CAISO | 1-in-2 | 2021 | 1 |  |  |  | 50.14 | 1
| Zone | South Orange County | 12 | Monthly System Peak Day | CAISO | 1-in-2 | 2021 | 2 |  |  |  | 48.8633 | 1
| Zone | South Orange County | 12 | Monthly System Peak Day | CAISO | 1-in-2 | 2021 | 3 |  |  |  | 47.8889 | 1
| Zone | South Orange County | 12 | Monthly System Peak Day | CAISO | 1-in-2 | 2021 | 4 |  |  |  | 47.59 | 1
| Zone | South Orange County | 12 | Monthly System Peak Day | CAISO | 1-in-2 | 2021 | 5 |  |  |  | 47.1678 | 1
| Zone | South Orange County | 12 | Monthly System Peak Day | CAISO | 1-in-2 | 2021 | 6 |  |  |  | 46.72 | 1
| Zone | South Orange County | 12 | Monthly System Peak Day | CAISO | 1-in-2 | 2021 | 7 |  |  |  | 46.05 | 1
| Zone | South Orange County | 12 | Monthly System Peak Day | CAISO | 1-in-2 | 2021 | 8 |  |  |  | 45.7956 | 1
| Zone | South Orange County | 12 | Monthly System Peak Day | CAISO | 1-in-2 | 2021 | 9 |  |  |  | 46.3911 | 1
| Zone | South Orange County | 12 | Monthly System Peak Day | CAISO | 1-in-2 | 2021 | 10 |  |  |  | 49.5056 | 1
| Zone | South Orange County | 12 | Monthly System Peak Day | CAISO | 1-in-2 | 2021 | 11 |  |  |  | 54.9767 | 1
| Zone | South Orange County | 12 | Monthly System Peak Day | CAISO | 1-in-2 | 2021 | 12 |  |  |  | 60.11 | 1
| Zone | South Orange County | 12 | Monthly System Peak Day | CAISO | 1-in-2 | 2021 | 13 |  |  |  | 64.0133 | 1
| Zone | South Orange County | 12 | Monthly System Peak Day | CAISO | 1-in-2 | 2021 | 14 |  |  |  | 66.3244 | 1
| Zone | South Orange County | 12 | Monthly System Peak Day | CAISO | 1-in-2 | 2021 | 15 |  |  |  | 64.4156 | 1
| Zone | South Orange County | 12 | Monthly System Peak Day | CAISO | 1-in-2 | 2021 | 16 |  |  |  | 63.9833 | 1
| Zone | South Orange County | 12 | Monthly System Peak Day | CAISO | 1-in-2 | 2021 | 17 |  |  |  | 63.6256 | 1
| Zone | South Orange County | 12 | Monthly System Peak Day | CAISO | 1-in-2 | 2021 | 18 |  |  |  | 61.9733 | 1
| Zone | South Orange County | 12 | Monthly System Peak Day | CAISO | 1-in-2 | 2021 | 19 |  |  |  | 60.19 | 1
| Zone | South Orange County | 12 | Monthly System Peak Day | CAISO | 1-in-2 | 2021 | 20 |  |  |  | 58.3056 | 1
| Zone | South Orange County | 12 | Monthly System Peak Day | CAISO | 1-in-2 | 2021 | 21 |  |  |  | 56.8667 | 1
| Zone | South Orange County | 12 | Monthly System Peak Day | CAISO | 1-in-2 | 2021 | 22 |  |  |  | 55.68 | 1
| Zone | South Orange County | 12 | Monthly System Peak Day | CAISO | 1-in-2 | 2021 | 23 |  |  |  | 54.4856 | 1
| Zone | South Orange County | 12 | Monthly System Peak Day | CAISO | 1-in-2 | 2021 | 24 |  |  |  | 53.5344 | 1
| Zone | South Orange County | 1 | Average Weekday | CAISO | 1-in-2 | 2022 | 1 |  |  |  | 54.7883 | 1
| Zone | South Orange County | 1 | Average Weekday | CAISO | 1-in-2 | 2022 | 2 |  |  |  | 53.8665 | 1
| Zone | South Orange County | 1 | Average Weekday | CAISO | 1-in-2 | 2022 | 3 |  |  |  | 53.0523 | 1
| Zone | South Orange County | 1 | Average Weekday | CAISO | 1-in-2 | 2022 | 4 |  |  |  | 52.4661 | 1
| Zone | South Orange County | 1 | Average Weekday | CAISO | 1-in-2 | 2022 | 5 |  |  |  | 51.5797 | 1
| Zone | South Orange County | 1 | Average Weekday | CAISO | 1-in-2 | 2022 | 6 |  |  |  | 51.1888 | 1
| Zone | South Orange County | 1 | Average Weekday | CAISO | 1-in-2 | 2022 | 7 |  |  |  | 50.8632 | 1
| Zone | South Orange County | 1 | Average Weekday | CAISO | 1-in-2 | 2022 | 8 |  |  |  | 50.9856 | 1
| Zone | South Orange County | 1 | Average Weekday | CAISO | 1-in-2 | 2022 | 9 |  |  |  | 51.6086 | 1
| Zone | South Orange County | 1 | Average Weekday | CAISO | 1-in-2 | 2022 | 10 |  |  |  | 54.6419 | 1
| Zone | South Orange County | 1 | Average Weekday | CAISO | 1-in-2 | 2022 | 11 |  |  |  | 58.5573 | 1
| Zone | South Orange County | 1 | Average Weekday | CAISO | 1-in-2 | 2022 | 12 |  |  |  | 61.9422 | 1
| Zone | South Orange County | 1 | Average Weekday | CAISO | 1-in-2 | 2022 | 13 |  |  |  | 64.5664 | 1
| Zone | South Orange County | 1 | Average Weekday | CAISO | 1-in-2 | 2022 | 14 |  |  |  | 66.3083 | 1
| Zone | South Orange County | 1 | Average Weekday | CAISO | 1-in-2 | 2022 | 15 |  |  |  | 67.0823 | 1
| Zone | South Orange County | 1 | Average Weekday | CAISO | 1-in-2 | 2022 | 16 |  |  |  | 67.101 | 1
| Zone | South Orange County | 1 | Average Weekday | CAISO | 1-in-2 | 2022 | 17 |  |  |  | 65.9679 | 1
| Zone | South Orange County | 1 | Average Weekday | CAISO | 1-in-2 | 2022 | 18 |  |  |  | 64.1239 | 1
| Zone | South Orange County | 1 | Average Weekday | CAISO | 1-in-2 | 2022 | 19 |  |  |  | 61.8283 | 1
| Zone | South Orange County | 1 | Average Weekday | CAISO | 1-in-2 | 2022 | 20 |  |  |  | 60.3775 | 1
| Zone | South Orange County | 1 | Average Weekday | CAISO | 1-in-2 | 2022 | 21 |  |  |  | 59.2773 | 1
| Zone | South Orange County | 1 | Average Weekday | CAISO | 1-in-2 | 2022 | 22 |  |  |  | 58.135 | 1
| Zone | South Orange County | 1 | Average Weekday | CAISO | 1-in-2 | 2022 | 23 |  |  |  | 57.155 | 1
| Zone | South Orange County | 1 | Average Weekday | CAISO | 1-in-2 | 2022 | 24 |  |  |  | 56.1335 | 1
| Zone | South Orange County | 1 | Monthly System Peak Day | CAISO | 1-in-2 | 2022 | 1 |  |  |  | 51.3978 | 1
| Zone | South Orange County | 1 | Monthly System Peak Day | CAISO | 1-in-2 | 2022 | 2 |  |  |  | 50.4678 | 1
| Zone | South Orange County | 1 | Monthly System Peak Day | CAISO | 1-in-2 | 2022 | 3 |  |  |  | 49.3011 | 1
| Zone | South Orange County | 1 | Monthly System Peak Day | CAISO | 1-in-2 | 2022 | 4 |  |  |  | 48.1833 | 1
| Zone | South Orange County | 1 | Monthly System Peak Day | CAISO | 1-in-2 | 2022 | 5 |  |  |  | 47.2978 | 1
| Zone | South Orange County | 1 | Monthly System Peak Day | CAISO | 1-in-2 | 2022 | 6 |  |  |  | 46.8389 | 1
| Zone | South Orange County | 1 | Monthly System Peak Day | CAISO | 1-in-2 | 2022 | 7 |  |  |  | 46.5411 | 1
| Zone | South Orange County | 1 | Monthly System Peak Day | CAISO | 1-in-2 | 2022 | 8 |  |  |  | 46.4278 | 1
| Zone | South Orange County | 1 | Monthly System Peak Day | CAISO | 1-in-2 | 2022 | 9 |  |  |  | 47.3 | 1
| Zone | South Orange County | 1 | Monthly System Peak Day | CAISO | 1-in-2 | 2022 | 10 |  |  |  | 50.2144 | 1
| Zone | South Orange County | 1 | Monthly System Peak Day | CAISO | 1-in-2 | 2022 | 11 |  |  |  | 54.2856 | 1
| Zone | South Orange County | 1 | Monthly System Peak Day | CAISO | 1-in-2 | 2022 | 12 |  |  |  | 57.0744 | 1
| Zone | South Orange County | 1 | Monthly System Peak Day | CAISO | 1-in-2 | 2022 | 13 |  |  |  | 57.9711 | 1
| Zone | South Orange County | 1 | Monthly System Peak Day | CAISO | 1-in-2 | 2022 | 14 |  |  |  | 59.3989 | 1
| Zone | South Orange County | 1 | Monthly System Peak Day | CAISO | 1-in-2 | 2022 | 15 |  |  |  | 59.2289 | 1
| Zone | South Orange County | 1 | Monthly System Peak Day | CAISO | 1-in-2 | 2022 | 16 |  |  |  | 58.6111 | 1
| Zone | South Orange County | 1 | Monthly System Peak Day | CAISO | 1-in-2 | 2022 | 17 |  |  |  | 57.6833 | 1
| Zone | South Orange County | 1 | Monthly System Peak Day | CAISO | 1-in-2 | 2022 | 18 |  |  |  | 56.4556 | 1
| Zone | South Orange County | 1 | Monthly System Peak Day | CAISO | 1-in-2 | 2022 | 19 |  |  |  | 56.0244 | 1
| Zone | South Orange County | 1 | Monthly System Peak Day | CAISO | 1-in-2 | 2022 | 20 |  |  |  | 54.8778 | 1
| Zone | South Orange County | 1 | Monthly System Peak Day | CAISO | 1-in-2 | 2022 | 21 |  |  |  | 53.9289 | 1
| Zone | South Orange County | 1 | Monthly System Peak Day | CAISO | 1-in-2 | 2022 | 22 |  |  |  | 52.81 | 1
| Zone | South Orange County | 1 | Monthly System Peak Day | CAISO | 1-in-2 | 2022 | 23 |  |  |  | 51.8522 | 1
| Zone | South Orange County | 1 | Monthly System Peak Day | CAISO | 1-in-2 | 2022 | 24 |  |  |  | 51.1967 | 1
| Zone | South Orange County | 2 | Average Weekday | CAISO | 1-in-2 | 2022 | 1 |  |  |  | 55.7014 | 1
| Zone | South Orange County | 2 | Average Weekday | CAISO | 1-in-2 | 2022 | 2 |  |  |  | 54.7694 | 1
| Zone | South Orange County | 2 | Average Weekday | CAISO | 1-in-2 | 2022 | 3 |  |  |  | 53.9044 | 1
| Zone | South Orange County | 2 | Average Weekday | CAISO | 1-in-2 | 2022 | 4 |  |  |  | 53.1019 | 1
| Zone | South Orange County | 2 | Average Weekday | CAISO | 1-in-2 | 2022 | 5 |  |  |  | 52.4361 | 1
| Zone | South Orange County | 2 | Average Weekday | CAISO | 1-in-2 | 2022 | 6 |  |  |  | 51.8296 | 1
| Zone | South Orange County | 2 | Average Weekday | CAISO | 1-in-2 | 2022 | 7 |  |  |  | 51.4768 | 1
| Zone | South Orange County | 2 | Average Weekday | CAISO | 1-in-2 | 2022 | 8 |  |  |  | 51.302 | 1
| Zone | South Orange County | 2 | Average Weekday | CAISO | 1-in-2 | 2022 | 9 |  |  |  | 52.8217 | 1
| Zone | South Orange County | 2 | Average Weekday | CAISO | 1-in-2 | 2022 | 10 |  |  |  | 56.4529 | 1
| Zone | South Orange County | 2 | Average Weekday | CAISO | 1-in-2 | 2022 | 11 |  |  |  | 60.2263 | 1
| Zone | South Orange County | 2 | Average Weekday | CAISO | 1-in-2 | 2022 | 12 |  |  |  | 63.225 | 1
| Zone | South Orange County | 2 | Average Weekday | CAISO | 1-in-2 | 2022 | 13 |  |  |  | 65.4394 | 1
| Zone | South Orange County | 2 | Average Weekday | CAISO | 1-in-2 | 2022 | 14 |  |  |  | 66.6257 | 1
| Zone | South Orange County | 2 | Average Weekday | CAISO | 1-in-2 | 2022 | 15 |  |  |  | 66.7532 | 1
| Zone | South Orange County | 2 | Average Weekday | CAISO | 1-in-2 | 2022 | 16 |  |  |  | 66.2526 | 1
| Zone | South Orange County | 2 | Average Weekday | CAISO | 1-in-2 | 2022 | 17 |  |  |  | 65.4908 | 1
| Zone | South Orange County | 2 | Average Weekday | CAISO | 1-in-2 | 2022 | 18 |  |  |  | 64.0829 | 1
| Zone | South Orange County | 2 | Average Weekday | CAISO | 1-in-2 | 2022 | 19 |  |  |  | 62.0303 | 1
| Zone | South Orange County | 2 | Average Weekday | CAISO | 1-in-2 | 2022 | 20 |  |  |  | 60.4391 | 1
| Zone | South Orange County | 2 | Average Weekday | CAISO | 1-in-2 | 2022 | 21 |  |  |  | 59.3744 | 1
| Zone | South Orange County | 2 | Average Weekday | CAISO | 1-in-2 | 2022 | 22 |  |  |  | 58.4935 | 1
| Zone | South Orange County | 2 | Average Weekday | CAISO | 1-in-2 | 2022 | 23 |  |  |  | 57.4915 | 1
| Zone | South Orange County | 2 | Average Weekday | CAISO | 1-in-2 | 2022 | 24 |  |  |  | 56.5279 | 1
| Zone | South Orange County | 2 | Monthly System Peak Day | CAISO | 1-in-2 | 2022 | 1 |  |  |  | 47.5944 | 1
| Zone | South Orange County | 2 | Monthly System Peak Day | CAISO | 1-in-2 | 2022 | 2 |  |  |  | 47.6133 | 1
| Zone | South Orange County | 2 | Monthly System Peak Day | CAISO | 1-in-2 | 2022 | 3 |  |  |  | 46.8711 | 1
| Zone | South Orange County | 2 | Monthly System Peak Day | CAISO | 1-in-2 | 2022 | 4 |  |  |  | 46.0967 | 1
| Zone | South Orange County | 2 | Monthly System Peak Day | CAISO | 1-in-2 | 2022 | 5 |  |  |  | 44.8956 | 1
| Zone | South Orange County | 2 | Monthly System Peak Day | CAISO | 1-in-2 | 2022 | 6 |  |  |  | 43.8256 | 1
| Zone | South Orange County | 2 | Monthly System Peak Day | CAISO | 1-in-2 | 2022 | 7 |  |  |  | 42.7767 | 1
| Zone | South Orange County | 2 | Monthly System Peak Day | CAISO | 1-in-2 | 2022 | 8 |  |  |  | 42.4556 | 1
| Zone | South Orange County | 2 | Monthly System Peak Day | CAISO | 1-in-2 | 2022 | 9 |  |  |  | 44.0489 | 1
| Zone | South Orange County | 2 | Monthly System Peak Day | CAISO | 1-in-2 | 2022 | 10 |  |  |  | 47.6878 | 1
| Zone | South Orange County | 2 | Monthly System Peak Day | CAISO | 1-in-2 | 2022 | 11 |  |  |  | 51.1633 | 1
| Zone | South Orange County | 2 | Monthly System Peak Day | CAISO | 1-in-2 | 2022 | 12 |  |  |  | 54.3111 | 1
| Zone | South Orange County | 2 | Monthly System Peak Day | CAISO | 1-in-2 | 2022 | 13 |  |  |  | 56.3767 | 1
| Zone | South Orange County | 2 | Monthly System Peak Day | CAISO | 1-in-2 | 2022 | 14 |  |  |  | 57.7256 | 1
| Zone | South Orange County | 2 | Monthly System Peak Day | CAISO | 1-in-2 | 2022 | 15 |  |  |  | 58.1322 | 1
| Zone | South Orange County | 2 | Monthly System Peak Day | CAISO | 1-in-2 | 2022 | 16 |  |  |  | 58.1467 | 1
| Zone | South Orange County | 2 | Monthly System Peak Day | CAISO | 1-in-2 | 2022 | 17 |  |  |  | 57.7333 | 1
| Zone | South Orange County | 2 | Monthly System Peak Day | CAISO | 1-in-2 | 2022 | 18 |  |  |  | 57.0189 | 1
| Zone | South Orange County | 2 | Monthly System Peak Day | CAISO | 1-in-2 | 2022 | 19 |  |  |  | 55.3378 | 1
| Zone | South Orange County | 2 | Monthly System Peak Day | CAISO | 1-in-2 | 2022 | 20 |  |  |  | 53.7633 | 1
| Zone | South Orange County | 2 | Monthly System Peak Day | CAISO | 1-in-2 | 2022 | 21 |  |  |  | 52.8011 | 1
| Zone | South Orange County | 2 | Monthly System Peak Day | CAISO | 1-in-2 | 2022 | 22 |  |  |  | 51.53 | 1
| Zone | South Orange County | 2 | Monthly System Peak Day | CAISO | 1-in-2 | 2022 | 23 |  |  |  | 50.2267 | 1
| Zone | South Orange County | 2 | Monthly System Peak Day | CAISO | 1-in-2 | 2022 | 24 |  |  |  | 48.9922 | 1
| Zone | South Orange County | 3 | Average Weekday | CAISO | 1-in-2 | 2022 | 1 |  |  |  | 56.6958 | 1
| Zone | South Orange County | 3 | Average Weekday | CAISO | 1-in-2 | 2022 | 2 |  |  |  | 55.8201 | 1
| Zone | South Orange County | 3 | Average Weekday | CAISO | 1-in-2 | 2022 | 3 |  |  |  | 55.0202 | 1
| Zone | South Orange County | 3 | Average Weekday | CAISO | 1-in-2 | 2022 | 4 |  |  |  | 54.2862 | 1
| Zone | South Orange County | 3 | Average Weekday | CAISO | 1-in-2 | 2022 | 5 |  |  |  | 53.7249 | 1
| Zone | South Orange County | 3 | Average Weekday | CAISO | 1-in-2 | 2022 | 6 |  |  |  | 53.2328 | 1
| Zone | South Orange County | 3 | Average Weekday | CAISO | 1-in-2 | 2022 | 7 |  |  |  | 52.9255 | 1
| Zone | South Orange County | 3 | Average Weekday | CAISO | 1-in-2 | 2022 | 8 |  |  |  | 52.8858 | 1
| Zone | South Orange County | 3 | Average Weekday | CAISO | 1-in-2 | 2022 | 9 |  |  |  | 53.9897 | 1
| Zone | South Orange County | 3 | Average Weekday | CAISO | 1-in-2 | 2022 | 10 |  |  |  | 56.5672 | 1
| Zone | South Orange County | 3 | Average Weekday | CAISO | 1-in-2 | 2022 | 11 |  |  |  | 59.5209 | 1
| Zone | South Orange County | 3 | Average Weekday | CAISO | 1-in-2 | 2022 | 12 |  |  |  | 62.2675 | 1
| Zone | South Orange County | 3 | Average Weekday | CAISO | 1-in-2 | 2022 | 13 |  |  |  | 63.9526 | 1
| Zone | South Orange County | 3 | Average Weekday | CAISO | 1-in-2 | 2022 | 14 |  |  |  | 64.8912 | 1
| Zone | South Orange County | 3 | Average Weekday | CAISO | 1-in-2 | 2022 | 15 |  |  |  | 65.5863 | 1
| Zone | South Orange County | 3 | Average Weekday | CAISO | 1-in-2 | 2022 | 16 |  |  |  | 65.7835 | 1
| Zone | South Orange County | 3 | Average Weekday | CAISO | 1-in-2 | 2022 | 17 |  |  |  | 65.5655 | 1
| Zone | South Orange County | 3 | Average Weekday | CAISO | 1-in-2 | 2022 | 18 |  |  |  | 64.6998 | 1
| Zone | South Orange County | 3 | Average Weekday | CAISO | 1-in-2 | 2022 | 19 |  |  |  | 63.2218 | 1
| Zone | South Orange County | 3 | Average Weekday | CAISO | 1-in-2 | 2022 | 20 |  |  |  | 61.2717 | 1
| Zone | South Orange County | 3 | Average Weekday | CAISO | 1-in-2 | 2022 | 21 |  |  |  | 59.6505 | 1
| Zone | South Orange County | 3 | Average Weekday | CAISO | 1-in-2 | 2022 | 22 |  |  |  | 58.8848 | 1
| Zone | South Orange County | 3 | Average Weekday | CAISO | 1-in-2 | 2022 | 23 |  |  |  | 58.0792 | 1
| Zone | South Orange County | 3 | Average Weekday | CAISO | 1-in-2 | 2022 | 24 |  |  |  | 57.1998 | 1
| Zone | South Orange County | 3 | Monthly System Peak Day | CAISO | 1-in-2 | 2022 | 1 |  |  |  | 60.2722 | 1
| Zone | South Orange County | 3 | Monthly System Peak Day | CAISO | 1-in-2 | 2022 | 2 |  |  |  | 58.8122 | 1
| Zone | South Orange County | 3 | Monthly System Peak Day | CAISO | 1-in-2 | 2022 | 3 |  |  |  | 57.4178 | 1
| Zone | South Orange County | 3 | Monthly System Peak Day | CAISO | 1-in-2 | 2022 | 4 |  |  |  | 56.4267 | 1
| Zone | South Orange County | 3 | Monthly System Peak Day | CAISO | 1-in-2 | 2022 | 5 |  |  |  | 55.49 | 1
| Zone | South Orange County | 3 | Monthly System Peak Day | CAISO | 1-in-2 | 2022 | 6 |  |  |  | 54.6956 | 1
| Zone | South Orange County | 3 | Monthly System Peak Day | CAISO | 1-in-2 | 2022 | 7 |  |  |  | 54.1922 | 1
| Zone | South Orange County | 3 | Monthly System Peak Day | CAISO | 1-in-2 | 2022 | 8 |  |  |  | 53.3211 | 1
| Zone | South Orange County | 3 | Monthly System Peak Day | CAISO | 1-in-2 | 2022 | 9 |  |  |  | 53.7989 | 1
| Zone | South Orange County | 3 | Monthly System Peak Day | CAISO | 1-in-2 | 2022 | 10 |  |  |  | 57.2856 | 1
| Zone | South Orange County | 3 | Monthly System Peak Day | CAISO | 1-in-2 | 2022 | 11 |  |  |  | 62.2033 | 1
| Zone | South Orange County | 3 | Monthly System Peak Day | CAISO | 1-in-2 | 2022 | 12 |  |  |  | 66.5189 | 1
| Zone | South Orange County | 3 | Monthly System Peak Day | CAISO | 1-in-2 | 2022 | 13 |  |  |  | 68.3267 | 1
| Zone | South Orange County | 3 | Monthly System Peak Day | CAISO | 1-in-2 | 2022 | 14 |  |  |  | 68.7533 | 1
| Zone | South Orange County | 3 | Monthly System Peak Day | CAISO | 1-in-2 | 2022 | 15 |  |  |  | 69.9911 | 1
| Zone | South Orange County | 3 | Monthly System Peak Day | CAISO | 1-in-2 | 2022 | 16 |  |  |  | 70.3644 | 1
| Zone | South Orange County | 3 | Monthly System Peak Day | CAISO | 1-in-2 | 2022 | 17 |  |  |  | 69.6778 | 1
| Zone | South Orange County | 3 | Monthly System Peak Day | CAISO | 1-in-2 | 2022 | 18 |  |  |  | 68.4922 | 1
| Zone | South Orange County | 3 | Monthly System Peak Day | CAISO | 1-in-2 | 2022 | 19 |  |  |  | 66.94 | 1
| Zone | South Orange County | 3 | Monthly System Peak Day | CAISO | 1-in-2 | 2022 | 20 |  |  |  | 63.7489 | 1
| Zone | South Orange County | 3 | Monthly System Peak Day | CAISO | 1-in-2 | 2022 | 21 |  |  |  | 61.8589 | 1
| Zone | South Orange County | 3 | Monthly System Peak Day | CAISO | 1-in-2 | 2022 | 22 |  |  |  | 61.4889 | 1
| Zone | South Orange County | 3 | Monthly System Peak Day | CAISO | 1-in-2 | 2022 | 23 |  |  |  | 59.7989 | 1
| Zone | South Orange County | 3 | Monthly System Peak Day | CAISO | 1-in-2 | 2022 | 24 |  |  |  | 58.3856 | 1
| Zone | South Orange County | 4 | Average Weekday | CAISO | 1-in-2 | 2022 | 1 |  |  |  | 58.0653 | 1
| Zone | South Orange County | 4 | Average Weekday | CAISO | 1-in-2 | 2022 | 2 |  |  |  | 57.6081 | 1
| Zone | South Orange County | 4 | Average Weekday | CAISO | 1-in-2 | 2022 | 3 |  |  |  | 56.9799 | 1
| Zone | South Orange County | 4 | Average Weekday | CAISO | 1-in-2 | 2022 | 4 |  |  |  | 56.4909 | 1
| Zone | South Orange County | 4 | Average Weekday | CAISO | 1-in-2 | 2022 | 5 |  |  |  | 56.0838 | 1
| Zone | South Orange County | 4 | Average Weekday | CAISO | 1-in-2 | 2022 | 6 |  |  |  | 55.8416 | 1
| Zone | South Orange County | 4 | Average Weekday | CAISO | 1-in-2 | 2022 | 7 |  |  |  | 55.6717 | 1
| Zone | South Orange County | 4 | Average Weekday | CAISO | 1-in-2 | 2022 | 8 |  |  |  | 55.6967 | 1
| Zone | South Orange County | 4 | Average Weekday | CAISO | 1-in-2 | 2022 | 9 |  |  |  | 56.8712 | 1
| Zone | South Orange County | 4 | Average Weekday | CAISO | 1-in-2 | 2022 | 10 |  |  |  | 58.9652 | 1
| Zone | South Orange County | 4 | Average Weekday | CAISO | 1-in-2 | 2022 | 11 |  |  |  | 61.363 | 1
| Zone | South Orange County | 4 | Average Weekday | CAISO | 1-in-2 | 2022 | 12 |  |  |  | 63.6711 | 1
| Zone | South Orange County | 4 | Average Weekday | CAISO | 1-in-2 | 2022 | 13 |  |  |  | 65.0369 | 1
| Zone | South Orange County | 4 | Average Weekday | CAISO | 1-in-2 | 2022 | 14 |  |  |  | 65.9648 | 1
| Zone | South Orange County | 4 | Average Weekday | CAISO | 1-in-2 | 2022 | 15 |  |  |  | 66.745 | 1
| Zone | South Orange County | 4 | Average Weekday | CAISO | 1-in-2 | 2022 | 16 |  |  |  | 66.9282 | 1
| Zone | South Orange County | 4 | Average Weekday | CAISO | 1-in-2 | 2022 | 17 |  |  |  | 66.7503 | 1
| Zone | South Orange County | 4 | Average Weekday | CAISO | 1-in-2 | 2022 | 18 |  |  |  | 66.2066 | 1
| Zone | South Orange County | 4 | Average Weekday | CAISO | 1-in-2 | 2022 | 19 |  |  |  | 65.2273 | 1
| Zone | South Orange County | 4 | Average Weekday | CAISO | 1-in-2 | 2022 | 20 |  |  |  | 63.4643 | 1
| Zone | South Orange County | 4 | Average Weekday | CAISO | 1-in-2 | 2022 | 21 |  |  |  | 61.2285 | 1
| Zone | South Orange County | 4 | Average Weekday | CAISO | 1-in-2 | 2022 | 22 |  |  |  | 59.8791 | 1
| Zone | South Orange County | 4 | Average Weekday | CAISO | 1-in-2 | 2022 | 23 |  |  |  | 59.0831 | 1
| Zone | South Orange County | 4 | Average Weekday | CAISO | 1-in-2 | 2022 | 24 |  |  |  | 58.4114 | 1
| Zone | South Orange County | 4 | Monthly System Peak Day | CAISO | 1-in-2 | 2022 | 1 |  |  |  | 60.9856 | 1
| Zone | South Orange County | 4 | Monthly System Peak Day | CAISO | 1-in-2 | 2022 | 2 |  |  |  | 60.3644 | 1
| Zone | South Orange County | 4 | Monthly System Peak Day | CAISO | 1-in-2 | 2022 | 3 |  |  |  | 59.8667 | 1
| Zone | South Orange County | 4 | Monthly System Peak Day | CAISO | 1-in-2 | 2022 | 4 |  |  |  | 59.3933 | 1
| Zone | South Orange County | 4 | Monthly System Peak Day | CAISO | 1-in-2 | 2022 | 5 |  |  |  | 58.7844 | 1
| Zone | South Orange County | 4 | Monthly System Peak Day | CAISO | 1-in-2 | 2022 | 6 |  |  |  | 58.2233 | 1
| Zone | South Orange County | 4 | Monthly System Peak Day | CAISO | 1-in-2 | 2022 | 7 |  |  |  | 57.7611 | 1
| Zone | South Orange County | 4 | Monthly System Peak Day | CAISO | 1-in-2 | 2022 | 8 |  |  |  | 57.6967 | 1
| Zone | South Orange County | 4 | Monthly System Peak Day | CAISO | 1-in-2 | 2022 | 9 |  |  |  | 59.2222 | 1
| Zone | South Orange County | 4 | Monthly System Peak Day | CAISO | 1-in-2 | 2022 | 10 |  |  |  | 62.6233 | 1
| Zone | South Orange County | 4 | Monthly System Peak Day | CAISO | 1-in-2 | 2022 | 11 |  |  |  | 66.4189 | 1
| Zone | South Orange County | 4 | Monthly System Peak Day | CAISO | 1-in-2 | 2022 | 12 |  |  |  | 69.7144 | 1
| Zone | South Orange County | 4 | Monthly System Peak Day | CAISO | 1-in-2 | 2022 | 13 |  |  |  | 72.6222 | 1
| Zone | South Orange County | 4 | Monthly System Peak Day | CAISO | 1-in-2 | 2022 | 14 |  |  |  | 74.9089 | 1
| Zone | South Orange County | 4 | Monthly System Peak Day | CAISO | 1-in-2 | 2022 | 15 |  |  |  | 76.0922 | 1
| Zone | South Orange County | 4 | Monthly System Peak Day | CAISO | 1-in-2 | 2022 | 16 |  |  |  | 74.5211 | 1
| Zone | South Orange County | 4 | Monthly System Peak Day | CAISO | 1-in-2 | 2022 | 17 |  |  |  | 73.2733 | 1
| Zone | South Orange County | 4 | Monthly System Peak Day | CAISO | 1-in-2 | 2022 | 18 |  |  |  | 73.5622 | 1
| Zone | South Orange County | 4 | Monthly System Peak Day | CAISO | 1-in-2 | 2022 | 19 |  |  |  | 73.9711 | 1
| Zone | South Orange County | 4 | Monthly System Peak Day | CAISO | 1-in-2 | 2022 | 20 |  |  |  | 71.6867 | 1
| Zone | South Orange County | 4 | Monthly System Peak Day | CAISO | 1-in-2 | 2022 | 21 |  |  |  | 67.8956 | 1
| Zone | South Orange County | 4 | Monthly System Peak Day | CAISO | 1-in-2 | 2022 | 22 |  |  |  | 64.0289 | 1
| Zone | South Orange County | 4 | Monthly System Peak Day | CAISO | 1-in-2 | 2022 | 23 |  |  |  | 62.0711 | 1
| Zone | South Orange County | 4 | Monthly System Peak Day | CAISO | 1-in-2 | 2022 | 24 |  |  |  | 61.2367 | 1
| Zone | South Orange County | 5 | Average Weekday | CAISO | 1-in-2 | 2022 | 1 |  |  |  | 60.4714 | 1
| Zone | South Orange County | 5 | Average Weekday | CAISO | 1-in-2 | 2022 | 2 |  |  |  | 60.1578 | 1
| Zone | South Orange County | 5 | Average Weekday | CAISO | 1-in-2 | 2022 | 3 |  |  |  | 59.9098 | 1
| Zone | South Orange County | 5 | Average Weekday | CAISO | 1-in-2 | 2022 | 4 |  |  |  | 59.6602 | 1
| Zone | South Orange County | 5 | Average Weekday | CAISO | 1-in-2 | 2022 | 5 |  |  |  | 59.4343 | 1
| Zone | South Orange County | 5 | Average Weekday | CAISO | 1-in-2 | 2022 | 6 |  |  |  | 59.2257 | 1
| Zone | South Orange County | 5 | Average Weekday | CAISO | 1-in-2 | 2022 | 7 |  |  |  | 59.0737 | 1
| Zone | South Orange County | 5 | Average Weekday | CAISO | 1-in-2 | 2022 | 8 |  |  |  | 59.2193 | 1
| Zone | South Orange County | 5 | Average Weekday | CAISO | 1-in-2 | 2022 | 9 |  |  |  | 60.1784 | 1
| Zone | South Orange County | 5 | Average Weekday | CAISO | 1-in-2 | 2022 | 10 |  |  |  | 61.5476 | 1
| Zone | South Orange County | 5 | Average Weekday | CAISO | 1-in-2 | 2022 | 11 |  |  |  | 63.2339 | 1
| Zone | South Orange County | 5 | Average Weekday | CAISO | 1-in-2 | 2022 | 12 |  |  |  | 64.809 | 1
| Zone | South Orange County | 5 | Average Weekday | CAISO | 1-in-2 | 2022 | 13 |  |  |  | 65.8807 | 1
| Zone | South Orange County | 5 | Average Weekday | CAISO | 1-in-2 | 2022 | 14 |  |  |  | 66.6581 | 1
| Zone | South Orange County | 5 | Average Weekday | CAISO | 1-in-2 | 2022 | 15 |  |  |  | 67.4139 | 1
| Zone | South Orange County | 5 | Average Weekday | CAISO | 1-in-2 | 2022 | 16 |  |  |  | 67.7208 | 1
| Zone | South Orange County | 5 | Average Weekday | CAISO | 1-in-2 | 2022 | 17 |  |  |  | 67.6767 | 1
| Zone | South Orange County | 5 | Average Weekday | CAISO | 1-in-2 | 2022 | 18 |  |  |  | 67.1896 | 1
| Zone | South Orange County | 5 | Average Weekday | CAISO | 1-in-2 | 2022 | 19 |  |  |  | 66.193 | 1
| Zone | South Orange County | 5 | Average Weekday | CAISO | 1-in-2 | 2022 | 20 |  |  |  | 64.6476 | 1
| Zone | South Orange County | 5 | Average Weekday | CAISO | 1-in-2 | 2022 | 21 |  |  |  | 62.7824 | 1
| Zone | South Orange County | 5 | Average Weekday | CAISO | 1-in-2 | 2022 | 22 |  |  |  | 61.6101 | 1
| Zone | South Orange County | 5 | Average Weekday | CAISO | 1-in-2 | 2022 | 23 |  |  |  | 61.087 | 1
| Zone | South Orange County | 5 | Average Weekday | CAISO | 1-in-2 | 2022 | 24 |  |  |  | 60.8122 | 1
| Zone | South Orange County | 5 | Monthly System Peak Day | CAISO | 1-in-2 | 2022 | 1 |  |  |  | 63.0922 | 1
| Zone | South Orange County | 5 | Monthly System Peak Day | CAISO | 1-in-2 | 2022 | 2 |  |  |  | 62.1656 | 1
| Zone | South Orange County | 5 | Monthly System Peak Day | CAISO | 1-in-2 | 2022 | 3 |  |  |  | 61.4756 | 1
| Zone | South Orange County | 5 | Monthly System Peak Day | CAISO | 1-in-2 | 2022 | 4 |  |  |  | 60.66 | 1
| Zone | South Orange County | 5 | Monthly System Peak Day | CAISO | 1-in-2 | 2022 | 5 |  |  |  | 59.6478 | 1
| Zone | South Orange County | 5 | Monthly System Peak Day | CAISO | 1-in-2 | 2022 | 6 |  |  |  | 59.2556 | 1
| Zone | South Orange County | 5 | Monthly System Peak Day | CAISO | 1-in-2 | 2022 | 7 |  |  |  | 59.1878 | 1
| Zone | South Orange County | 5 | Monthly System Peak Day | CAISO | 1-in-2 | 2022 | 8 |  |  |  | 59.5244 | 1
| Zone | South Orange County | 5 | Monthly System Peak Day | CAISO | 1-in-2 | 2022 | 9 |  |  |  | 61.2822 | 1
| Zone | South Orange County | 5 | Monthly System Peak Day | CAISO | 1-in-2 | 2022 | 10 |  |  |  | 64.5656 | 1
| Zone | South Orange County | 5 | Monthly System Peak Day | CAISO | 1-in-2 | 2022 | 11 |  |  |  | 69.2133 | 1
| Zone | South Orange County | 5 | Monthly System Peak Day | CAISO | 1-in-2 | 2022 | 12 |  |  |  | 73.2611 | 1
| Zone | South Orange County | 5 | Monthly System Peak Day | CAISO | 1-in-2 | 2022 | 13 |  |  |  | 74.6911 | 1
| Zone | South Orange County | 5 | Monthly System Peak Day | CAISO | 1-in-2 | 2022 | 14 |  |  |  | 75.6356 | 1
| Zone | South Orange County | 5 | Monthly System Peak Day | CAISO | 1-in-2 | 2022 | 15 |  |  |  | 77.08 | 1
| Zone | South Orange County | 5 | Monthly System Peak Day | CAISO | 1-in-2 | 2022 | 16 |  |  |  | 78.5444 | 1
| Zone | South Orange County | 5 | Monthly System Peak Day | CAISO | 1-in-2 | 2022 | 17 |  |  |  | 78.7333 | 1
| Zone | South Orange County | 5 | Monthly System Peak Day | CAISO | 1-in-2 | 2022 | 18 |  |  |  | 77.5444 | 1
| Zone | South Orange County | 5 | Monthly System Peak Day | CAISO | 1-in-2 | 2022 | 19 |  |  |  | 74.7956 | 1
| Zone | South Orange County | 5 | Monthly System Peak Day | CAISO | 1-in-2 | 2022 | 20 |  |  |  | 71.7133 | 1
| Zone | South Orange County | 5 | Monthly System Peak Day | CAISO | 1-in-2 | 2022 | 21 |  |  |  | 68.6389 | 1
| Zone | South Orange County | 5 | Monthly System Peak Day | CAISO | 1-in-2 | 2022 | 22 |  |  |  | 66.3122 | 1
| Zone | South Orange County | 5 | Monthly System Peak Day | CAISO | 1-in-2 | 2022 | 23 |  |  |  | 65.4756 | 1
| Zone | South Orange County | 5 | Monthly System Peak Day | CAISO | 1-in-2 | 2022 | 24 |  |  |  | 62.8378 | 1
| Zone | South Orange County | 6 | Average Weekday | CAISO | 1-in-2 | 2022 | 1 |  |  |  | 63.2201 | 1
| Zone | South Orange County | 6 | Average Weekday | CAISO | 1-in-2 | 2022 | 2 |  |  |  | 62.9028 | 1
| Zone | South Orange County | 6 | Average Weekday | CAISO | 1-in-2 | 2022 | 3 |  |  |  | 62.638 | 1
| Zone | South Orange County | 6 | Average Weekday | CAISO | 1-in-2 | 2022 | 4 |  |  |  | 62.3707 | 1
| Zone | South Orange County | 6 | Average Weekday | CAISO | 1-in-2 | 2022 | 5 |  |  |  | 62.2104 | 1
| Zone | South Orange County | 6 | Average Weekday | CAISO | 1-in-2 | 2022 | 6 |  |  |  | 62.0573 | 1
| Zone | South Orange County | 6 | Average Weekday | CAISO | 1-in-2 | 2022 | 7 |  |  |  | 61.9467 | 1
| Zone | South Orange County | 6 | Average Weekday | CAISO | 1-in-2 | 2022 | 8 |  |  |  | 62.2274 | 1
| Zone | South Orange County | 6 | Average Weekday | CAISO | 1-in-2 | 2022 | 9 |  |  |  | 63.2907 | 1
| Zone | South Orange County | 6 | Average Weekday | CAISO | 1-in-2 | 2022 | 10 |  |  |  | 64.8738 | 1
| Zone | South Orange County | 6 | Average Weekday | CAISO | 1-in-2 | 2022 | 11 |  |  |  | 66.8967 | 1
| Zone | South Orange County | 6 | Average Weekday | CAISO | 1-in-2 | 2022 | 12 |  |  |  | 68.6847 | 1
| Zone | South Orange County | 6 | Average Weekday | CAISO | 1-in-2 | 2022 | 13 |  |  |  | 69.7499 | 1
| Zone | South Orange County | 6 | Average Weekday | CAISO | 1-in-2 | 2022 | 14 |  |  |  | 70.2175 | 1
| Zone | South Orange County | 6 | Average Weekday | CAISO | 1-in-2 | 2022 | 15 |  |  |  | 70.7634 | 1
| Zone | South Orange County | 6 | Average Weekday | CAISO | 1-in-2 | 2022 | 16 |  |  |  | 71.3779 | 1
| Zone | South Orange County | 6 | Average Weekday | CAISO | 1-in-2 | 2022 | 17 |  |  |  | 71.6339 | 1
| Zone | South Orange County | 6 | Average Weekday | CAISO | 1-in-2 | 2022 | 18 |  |  |  | 71.201 | 1
| Zone | South Orange County | 6 | Average Weekday | CAISO | 1-in-2 | 2022 | 19 |  |  |  | 70.3962 | 1
| Zone | South Orange County | 6 | Average Weekday | CAISO | 1-in-2 | 2022 | 20 |  |  |  | 68.8645 | 1
| Zone | South Orange County | 6 | Average Weekday | CAISO | 1-in-2 | 2022 | 21 |  |  |  | 66.8008 | 1
| Zone | South Orange County | 6 | Average Weekday | CAISO | 1-in-2 | 2022 | 22 |  |  |  | 64.8621 | 1
| Zone | South Orange County | 6 | Average Weekday | CAISO | 1-in-2 | 2022 | 23 |  |  |  | 64.1087 | 1
| Zone | South Orange County | 6 | Average Weekday | CAISO | 1-in-2 | 2022 | 24 |  |  |  | 63.6586 | 1
| Zone | South Orange County | 6 | Monthly System Peak Day | CAISO | 1-in-2 | 2022 | 1 |  |  |  | 63.42 | 1
| Zone | South Orange County | 6 | Monthly System Peak Day | CAISO | 1-in-2 | 2022 | 2 |  |  |  | 62.9256 | 1
| Zone | South Orange County | 6 | Monthly System Peak Day | CAISO | 1-in-2 | 2022 | 3 |  |  |  | 62.5033 | 1
| Zone | South Orange County | 6 | Monthly System Peak Day | CAISO | 1-in-2 | 2022 | 4 |  |  |  | 61.8978 | 1
| Zone | South Orange County | 6 | Monthly System Peak Day | CAISO | 1-in-2 | 2022 | 5 |  |  |  | 61.5378 | 1
| Zone | South Orange County | 6 | Monthly System Peak Day | CAISO | 1-in-2 | 2022 | 6 |  |  |  | 61.5411 | 1
| Zone | South Orange County | 6 | Monthly System Peak Day | CAISO | 1-in-2 | 2022 | 7 |  |  |  | 61.3322 | 1
| Zone | South Orange County | 6 | Monthly System Peak Day | CAISO | 1-in-2 | 2022 | 8 |  |  |  | 61.6956 | 1
| Zone | South Orange County | 6 | Monthly System Peak Day | CAISO | 1-in-2 | 2022 | 9 |  |  |  | 63.0111 | 1
| Zone | South Orange County | 6 | Monthly System Peak Day | CAISO | 1-in-2 | 2022 | 10 |  |  |  | 65.0511 | 1
| Zone | South Orange County | 6 | Monthly System Peak Day | CAISO | 1-in-2 | 2022 | 11 |  |  |  | 67.0778 | 1
| Zone | South Orange County | 6 | Monthly System Peak Day | CAISO | 1-in-2 | 2022 | 12 |  |  |  | 68.9356 | 1
| Zone | South Orange County | 6 | Monthly System Peak Day | CAISO | 1-in-2 | 2022 | 13 |  |  |  | 70.85 | 1
| Zone | South Orange County | 6 | Monthly System Peak Day | CAISO | 1-in-2 | 2022 | 14 |  |  |  | 73.0556 | 1
| Zone | South Orange County | 6 | Monthly System Peak Day | CAISO | 1-in-2 | 2022 | 15 |  |  |  | 74.4778 | 1
| Zone | South Orange County | 6 | Monthly System Peak Day | CAISO | 1-in-2 | 2022 | 16 |  |  |  | 74.8333 | 1
| Zone | South Orange County | 6 | Monthly System Peak Day | CAISO | 1-in-2 | 2022 | 17 |  |  |  | 74.6111 | 1
| Zone | South Orange County | 6 | Monthly System Peak Day | CAISO | 1-in-2 | 2022 | 18 |  |  |  | 73.9222 | 1
| Zone | South Orange County | 6 | Monthly System Peak Day | CAISO | 1-in-2 | 2022 | 19 |  |  |  | 73.2 | 1
| Zone | South Orange County | 6 | Monthly System Peak Day | CAISO | 1-in-2 | 2022 | 20 |  |  |  | 71.2356 | 1
| Zone | South Orange County | 6 | Monthly System Peak Day | CAISO | 1-in-2 | 2022 | 21 |  |  |  | 68.3844 | 1
| Zone | South Orange County | 6 | Monthly System Peak Day | CAISO | 1-in-2 | 2022 | 22 |  |  |  | 65.5289 | 1
| Zone | South Orange County | 6 | Monthly System Peak Day | CAISO | 1-in-2 | 2022 | 23 |  |  |  | 64.0489 | 1
| Zone | South Orange County | 6 | Monthly System Peak Day | CAISO | 1-in-2 | 2022 | 24 |  |  |  | 63.3067 | 1
| Zone | South Orange County | 7 | Average Weekday | CAISO | 1-in-2 | 2022 | 1 |  |  |  | 66.4002 | 1
| Zone | South Orange County | 7 | Average Weekday | CAISO | 1-in-2 | 2022 | 2 |  |  |  | 66.1068 | 1
| Zone | South Orange County | 7 | Average Weekday | CAISO | 1-in-2 | 2022 | 3 |  |  |  | 65.8268 | 1
| Zone | South Orange County | 7 | Average Weekday | CAISO | 1-in-2 | 2022 | 4 |  |  |  | 65.5226 | 1
| Zone | South Orange County | 7 | Average Weekday | CAISO | 1-in-2 | 2022 | 5 |  |  |  | 65.3042 | 1
| Zone | South Orange County | 7 | Average Weekday | CAISO | 1-in-2 | 2022 | 6 |  |  |  | 65.0663 | 1
| Zone | South Orange County | 7 | Average Weekday | CAISO | 1-in-2 | 2022 | 7 |  |  |  | 64.9529 | 1
| Zone | South Orange County | 7 | Average Weekday | CAISO | 1-in-2 | 2022 | 8 |  |  |  | 65.3477 | 1
| Zone | South Orange County | 7 | Average Weekday | CAISO | 1-in-2 | 2022 | 9 |  |  |  | 66.7598 | 1
| Zone | South Orange County | 7 | Average Weekday | CAISO | 1-in-2 | 2022 | 10 |  |  |  | 68.6621 | 1
| Zone | South Orange County | 7 | Average Weekday | CAISO | 1-in-2 | 2022 | 11 |  |  |  | 70.82 | 1
| Zone | South Orange County | 7 | Average Weekday | CAISO | 1-in-2 | 2022 | 12 |  |  |  | 72.7892 | 1
| Zone | South Orange County | 7 | Average Weekday | CAISO | 1-in-2 | 2022 | 13 |  |  |  | 73.936 | 1
| Zone | South Orange County | 7 | Average Weekday | CAISO | 1-in-2 | 2022 | 14 |  |  |  | 74.2985 | 1
| Zone | South Orange County | 7 | Average Weekday | CAISO | 1-in-2 | 2022 | 15 |  |  |  | 75.1656 | 1
| Zone | South Orange County | 7 | Average Weekday | CAISO | 1-in-2 | 2022 | 16 |  |  |  | 75.3757 | 1
| Zone | South Orange County | 7 | Average Weekday | CAISO | 1-in-2 | 2022 | 17 |  |  |  | 75.5332 | 1
| Zone | South Orange County | 7 | Average Weekday | CAISO | 1-in-2 | 2022 | 18 |  |  |  | 75.0031 | 1
| Zone | South Orange County | 7 | Average Weekday | CAISO | 1-in-2 | 2022 | 19 |  |  |  | 73.9945 | 1
| Zone | South Orange County | 7 | Average Weekday | CAISO | 1-in-2 | 2022 | 20 |  |  |  | 72.6964 | 1
| Zone | South Orange County | 7 | Average Weekday | CAISO | 1-in-2 | 2022 | 21 |  |  |  | 70.461 | 1
| Zone | South Orange County | 7 | Average Weekday | CAISO | 1-in-2 | 2022 | 22 |  |  |  | 68.3221 | 1
| Zone | South Orange County | 7 | Average Weekday | CAISO | 1-in-2 | 2022 | 23 |  |  |  | 67.3934 | 1
| Zone | South Orange County | 7 | Average Weekday | CAISO | 1-in-2 | 2022 | 24 |  |  |  | 66.8977 | 1
| Zone | South Orange County | 7 | Monthly System Peak Day | CAISO | 1-in-2 | 2022 | 1 |  |  |  | 68.6744 | 1
| Zone | South Orange County | 7 | Monthly System Peak Day | CAISO | 1-in-2 | 2022 | 2 |  |  |  | 68.3267 | 1
| Zone | South Orange County | 7 | Monthly System Peak Day | CAISO | 1-in-2 | 2022 | 3 |  |  |  | 68.21 | 1
| Zone | South Orange County | 7 | Monthly System Peak Day | CAISO | 1-in-2 | 2022 | 4 |  |  |  | 68.0378 | 1
| Zone | South Orange County | 7 | Monthly System Peak Day | CAISO | 1-in-2 | 2022 | 5 |  |  |  | 67.7189 | 1
| Zone | South Orange County | 7 | Monthly System Peak Day | CAISO | 1-in-2 | 2022 | 6 |  |  |  | 67.4567 | 1
| Zone | South Orange County | 7 | Monthly System Peak Day | CAISO | 1-in-2 | 2022 | 7 |  |  |  | 67.2422 | 1
| Zone | South Orange County | 7 | Monthly System Peak Day | CAISO | 1-in-2 | 2022 | 8 |  |  |  | 67.4778 | 1
| Zone | South Orange County | 7 | Monthly System Peak Day | CAISO | 1-in-2 | 2022 | 9 |  |  |  | 69.6967 | 1
| Zone | South Orange County | 7 | Monthly System Peak Day | CAISO | 1-in-2 | 2022 | 10 |  |  |  | 73.5222 | 1
| Zone | South Orange County | 7 | Monthly System Peak Day | CAISO | 1-in-2 | 2022 | 11 |  |  |  | 77.4333 | 1
| Zone | South Orange County | 7 | Monthly System Peak Day | CAISO | 1-in-2 | 2022 | 12 |  |  |  | 80.3778 | 1
| Zone | South Orange County | 7 | Monthly System Peak Day | CAISO | 1-in-2 | 2022 | 13 |  |  |  | 81.0444 | 1
| Zone | South Orange County | 7 | Monthly System Peak Day | CAISO | 1-in-2 | 2022 | 14 |  |  |  | 81.5667 | 1
| Zone | South Orange County | 7 | Monthly System Peak Day | CAISO | 1-in-2 | 2022 | 15 |  |  |  | 81.6778 | 1
| Zone | South Orange County | 7 | Monthly System Peak Day | CAISO | 1-in-2 | 2022 | 16 |  |  |  | 81.3556 | 1
| Zone | South Orange County | 7 | Monthly System Peak Day | CAISO | 1-in-2 | 2022 | 17 |  |  |  | 81.6778 | 1
| Zone | South Orange County | 7 | Monthly System Peak Day | CAISO | 1-in-2 | 2022 | 18 |  |  |  | 81.9556 | 1
| Zone | South Orange County | 7 | Monthly System Peak Day | CAISO | 1-in-2 | 2022 | 19 |  |  |  | 80.9111 | 1
| Zone | South Orange County | 7 | Monthly System Peak Day | CAISO | 1-in-2 | 2022 | 20 |  |  |  | 78.6111 | 1
| Zone | South Orange County | 7 | Monthly System Peak Day | CAISO | 1-in-2 | 2022 | 21 |  |  |  | 77.6667 | 1
| Zone | South Orange County | 7 | Monthly System Peak Day | CAISO | 1-in-2 | 2022 | 22 |  |  |  | 74.9111 | 1
| Zone | South Orange County | 7 | Monthly System Peak Day | CAISO | 1-in-2 | 2022 | 23 |  |  |  | 72.9689 | 1
| Zone | South Orange County | 7 | Monthly System Peak Day | CAISO | 1-in-2 | 2022 | 24 |  |  |  | 71.8667 | 1
| Zone | South Orange County | 8 | Average Weekday | CAISO | 1-in-2 | 2022 | 1 |  |  |  | 67.8148 | 1
| Zone | South Orange County | 8 | Average Weekday | CAISO | 1-in-2 | 2022 | 2 |  |  |  | 67.3859 | 1
| Zone | South Orange County | 8 | Average Weekday | CAISO | 1-in-2 | 2022 | 3 |  |  |  | 67.0598 | 1
| Zone | South Orange County | 8 | Average Weekday | CAISO | 1-in-2 | 2022 | 4 |  |  |  | 66.7292 | 1
| Zone | South Orange County | 8 | Average Weekday | CAISO | 1-in-2 | 2022 | 5 |  |  |  | 66.3823 | 1
| Zone | South Orange County | 8 | Average Weekday | CAISO | 1-in-2 | 2022 | 6 |  |  |  | 66.1019 | 1
| Zone | South Orange County | 8 | Average Weekday | CAISO | 1-in-2 | 2022 | 7 |  |  |  | 65.9604 | 1
| Zone | South Orange County | 8 | Average Weekday | CAISO | 1-in-2 | 2022 | 8 |  |  |  | 66.1177 | 1
| Zone | South Orange County | 8 | Average Weekday | CAISO | 1-in-2 | 2022 | 9 |  |  |  | 67.3343 | 1
| Zone | South Orange County | 8 | Average Weekday | CAISO | 1-in-2 | 2022 | 10 |  |  |  | 69.3146 | 1
| Zone | South Orange County | 8 | Average Weekday | CAISO | 1-in-2 | 2022 | 11 |  |  |  | 72.0113 | 1
| Zone | South Orange County | 8 | Average Weekday | CAISO | 1-in-2 | 2022 | 12 |  |  |  | 74.6335 | 1
| Zone | South Orange County | 8 | Average Weekday | CAISO | 1-in-2 | 2022 | 13 |  |  |  | 75.7629 | 1
| Zone | South Orange County | 8 | Average Weekday | CAISO | 1-in-2 | 2022 | 14 |  |  |  | 76.6644 | 1
| Zone | South Orange County | 8 | Average Weekday | CAISO | 1-in-2 | 2022 | 15 |  |  |  | 77.4824 | 1
| Zone | South Orange County | 8 | Average Weekday | CAISO | 1-in-2 | 2022 | 16 |  |  |  | 77.8866 | 1
| Zone | South Orange County | 8 | Average Weekday | CAISO | 1-in-2 | 2022 | 17 |  |  |  | 78.0986 | 1
| Zone | South Orange County | 8 | Average Weekday | CAISO | 1-in-2 | 2022 | 18 |  |  |  | 77.5193 | 1
| Zone | South Orange County | 8 | Average Weekday | CAISO | 1-in-2 | 2022 | 19 |  |  |  | 76.4611 | 1
| Zone | South Orange County | 8 | Average Weekday | CAISO | 1-in-2 | 2022 | 20 |  |  |  | 74.6475 | 1
| Zone | South Orange County | 8 | Average Weekday | CAISO | 1-in-2 | 2022 | 21 |  |  |  | 71.7865 | 1
| Zone | South Orange County | 8 | Average Weekday | CAISO | 1-in-2 | 2022 | 22 |  |  |  | 69.784 | 1
| Zone | South Orange County | 8 | Average Weekday | CAISO | 1-in-2 | 2022 | 23 |  |  |  | 68.9044 | 1
| Zone | South Orange County | 8 | Average Weekday | CAISO | 1-in-2 | 2022 | 24 |  |  |  | 68.3345 | 1
| Zone | South Orange County | 8 | Monthly System Peak Day | CAISO | 1-in-2 | 2022 | 1 |  |  |  | 73.9111 | 1
| Zone | South Orange County | 8 | Monthly System Peak Day | CAISO | 1-in-2 | 2022 | 2 |  |  |  | 73.3667 | 1
| Zone | South Orange County | 8 | Monthly System Peak Day | CAISO | 1-in-2 | 2022 | 3 |  |  |  | 73.0444 | 1
| Zone | South Orange County | 8 | Monthly System Peak Day | CAISO | 1-in-2 | 2022 | 4 |  |  |  | 72.3778 | 1
| Zone | South Orange County | 8 | Monthly System Peak Day | CAISO | 1-in-2 | 2022 | 5 |  |  |  | 72.1667 | 1
| Zone | South Orange County | 8 | Monthly System Peak Day | CAISO | 1-in-2 | 2022 | 6 |  |  |  | 71.8511 | 1
| Zone | South Orange County | 8 | Monthly System Peak Day | CAISO | 1-in-2 | 2022 | 7 |  |  |  | 71.7222 | 1
| Zone | South Orange County | 8 | Monthly System Peak Day | CAISO | 1-in-2 | 2022 | 8 |  |  |  | 72.0378 | 1
| Zone | South Orange County | 8 | Monthly System Peak Day | CAISO | 1-in-2 | 2022 | 9 |  |  |  | 73.9444 | 1
| Zone | South Orange County | 8 | Monthly System Peak Day | CAISO | 1-in-2 | 2022 | 10 |  |  |  | 77.5556 | 1
| Zone | South Orange County | 8 | Monthly System Peak Day | CAISO | 1-in-2 | 2022 | 11 |  |  |  | 81.5111 | 1
| Zone | South Orange County | 8 | Monthly System Peak Day | CAISO | 1-in-2 | 2022 | 12 |  |  |  | 85.2667 | 1
| Zone | South Orange County | 8 | Monthly System Peak Day | CAISO | 1-in-2 | 2022 | 13 |  |  |  | 85.7333 | 1
| Zone | South Orange County | 8 | Monthly System Peak Day | CAISO | 1-in-2 | 2022 | 14 |  |  |  | 85.9444 | 1
| Zone | South Orange County | 8 | Monthly System Peak Day | CAISO | 1-in-2 | 2022 | 15 |  |  |  | 85.9444 | 1
| Zone | South Orange County | 8 | Monthly System Peak Day | CAISO | 1-in-2 | 2022 | 16 |  |  |  | 86.1111 | 1
| Zone | South Orange County | 8 | Monthly System Peak Day | CAISO | 1-in-2 | 2022 | 17 |  |  |  | 85.3444 | 1
| Zone | South Orange County | 8 | Monthly System Peak Day | CAISO | 1-in-2 | 2022 | 18 |  |  |  | 83.5778 | 1
| Zone | South Orange County | 8 | Monthly System Peak Day | CAISO | 1-in-2 | 2022 | 19 |  |  |  | 82.7556 | 1
| Zone | South Orange County | 8 | Monthly System Peak Day | CAISO | 1-in-2 | 2022 | 20 |  |  |  | 81.2222 | 1
| Zone | South Orange County | 8 | Monthly System Peak Day | CAISO | 1-in-2 | 2022 | 21 |  |  |  | 78.4889 | 1
| Zone | South Orange County | 8 | Monthly System Peak Day | CAISO | 1-in-2 | 2022 | 22 |  |  |  | 76.8778 | 1
| Zone | South Orange County | 8 | Monthly System Peak Day | CAISO | 1-in-2 | 2022 | 23 |  |  |  | 76.2333 | 1
| Zone | South Orange County | 8 | Monthly System Peak Day | CAISO | 1-in-2 | 2022 | 24 |  |  |  | 75.7333 | 1
| Zone | South Orange County | 8 | Typical Event Day | CAISO | 1-in-2 | 2022 | 1 |  |  |  | 69.9036 | 1
| Zone | South Orange County | 8 | Typical Event Day | CAISO | 1-in-2 | 2022 | 2 |  |  |  | 69.3875 | 1
| Zone | South Orange County | 8 | Typical Event Day | CAISO | 1-in-2 | 2022 | 3 |  |  |  | 69.0728 | 1
| Zone | South Orange County | 8 | Typical Event Day | CAISO | 1-in-2 | 2022 | 4 |  |  |  | 68.5572 | 1
| Zone | South Orange County | 8 | Typical Event Day | CAISO | 1-in-2 | 2022 | 5 |  |  |  | 68.1842 | 1
| Zone | South Orange County | 8 | Typical Event Day | CAISO | 1-in-2 | 2022 | 6 |  |  |  | 67.9667 | 1
| Zone | South Orange County | 8 | Typical Event Day | CAISO | 1-in-2 | 2022 | 7 |  |  |  | 67.9464 | 1
| Zone | South Orange County | 8 | Typical Event Day | CAISO | 1-in-2 | 2022 | 8 |  |  |  | 68.4089 | 1
| Zone | South Orange County | 8 | Typical Event Day | CAISO | 1-in-2 | 2022 | 9 |  |  |  | 70.0742 | 1
| Zone | South Orange County | 8 | Typical Event Day | CAISO | 1-in-2 | 2022 | 10 |  |  |  | 73.5322 | 1
| Zone | South Orange County | 8 | Typical Event Day | CAISO | 1-in-2 | 2022 | 11 |  |  |  | 77.6611 | 1
| Zone | South Orange County | 8 | Typical Event Day | CAISO | 1-in-2 | 2022 | 12 |  |  |  | 81.2061 | 1
| Zone | South Orange County | 8 | Typical Event Day | CAISO | 1-in-2 | 2022 | 13 |  |  |  | 82.4958 | 1
| Zone | South Orange County | 8 | Typical Event Day | CAISO | 1-in-2 | 2022 | 14 |  |  |  | 83.3417 | 1
| Zone | South Orange County | 8 | Typical Event Day | CAISO | 1-in-2 | 2022 | 15 |  |  |  | 83.7194 | 1
| Zone | South Orange County | 8 | Typical Event Day | CAISO | 1-in-2 | 2022 | 16 |  |  |  | 83.7083 | 1
| Zone | South Orange County | 8 | Typical Event Day | CAISO | 1-in-2 | 2022 | 17 |  |  |  | 83.5806 | 1
| Zone | South Orange County | 8 | Typical Event Day | CAISO | 1-in-2 | 2022 | 18 |  |  |  | 82.6611 | 1
| Zone | South Orange County | 8 | Typical Event Day | CAISO | 1-in-2 | 2022 | 19 |  |  |  | 81.5 | 1
| Zone | South Orange County | 8 | Typical Event Day | CAISO | 1-in-2 | 2022 | 20 |  |  |  | 79.7478 | 1
| Zone | South Orange County | 8 | Typical Event Day | CAISO | 1-in-2 | 2022 | 21 |  |  |  | 77.6322 | 1
| Zone | South Orange County | 8 | Typical Event Day | CAISO | 1-in-2 | 2022 | 22 |  |  |  | 75.2183 | 1
| Zone | South Orange County | 8 | Typical Event Day | CAISO | 1-in-2 | 2022 | 23 |  |  |  | 73.6406 | 1
| Zone | South Orange County | 8 | Typical Event Day | CAISO | 1-in-2 | 2022 | 24 |  |  |  | 72.4406 | 1
| Zone | South Orange County | 9 | Average Weekday | CAISO | 1-in-2 | 2022 | 1 |  |  |  | 67.4531 | 1
| Zone | South Orange County | 9 | Average Weekday | CAISO | 1-in-2 | 2022 | 2 |  |  |  | 67.0066 | 1
| Zone | South Orange County | 9 | Average Weekday | CAISO | 1-in-2 | 2022 | 3 |  |  |  | 66.6201 | 1
| Zone | South Orange County | 9 | Average Weekday | CAISO | 1-in-2 | 2022 | 4 |  |  |  | 66.3025 | 1
| Zone | South Orange County | 9 | Average Weekday | CAISO | 1-in-2 | 2022 | 5 |  |  |  | 66.0021 | 1
| Zone | South Orange County | 9 | Average Weekday | CAISO | 1-in-2 | 2022 | 6 |  |  |  | 65.7589 | 1
| Zone | South Orange County | 9 | Average Weekday | CAISO | 1-in-2 | 2022 | 7 |  |  |  | 65.6209 | 1
| Zone | South Orange County | 9 | Average Weekday | CAISO | 1-in-2 | 2022 | 8 |  |  |  | 65.6795 | 1
| Zone | South Orange County | 9 | Average Weekday | CAISO | 1-in-2 | 2022 | 9 |  |  |  | 66.3764 | 1
| Zone | South Orange County | 9 | Average Weekday | CAISO | 1-in-2 | 2022 | 10 |  |  |  | 68.2215 | 1
| Zone | South Orange County | 9 | Average Weekday | CAISO | 1-in-2 | 2022 | 11 |  |  |  | 70.6854 | 1
| Zone | South Orange County | 9 | Average Weekday | CAISO | 1-in-2 | 2022 | 12 |  |  |  | 73.3405 | 1
| Zone | South Orange County | 9 | Average Weekday | CAISO | 1-in-2 | 2022 | 13 |  |  |  | 75.0256 | 1
| Zone | South Orange County | 9 | Average Weekday | CAISO | 1-in-2 | 2022 | 14 |  |  |  | 76.2442 | 1
| Zone | South Orange County | 9 | Average Weekday | CAISO | 1-in-2 | 2022 | 15 |  |  |  | 76.8128 | 1
| Zone | South Orange County | 9 | Average Weekday | CAISO | 1-in-2 | 2022 | 16 |  |  |  | 76.8726 | 1
| Zone | South Orange County | 9 | Average Weekday | CAISO | 1-in-2 | 2022 | 17 |  |  |  | 76.7772 | 1
| Zone | South Orange County | 9 | Average Weekday | CAISO | 1-in-2 | 2022 | 18 |  |  |  | 76.1004 | 1
| Zone | South Orange County | 9 | Average Weekday | CAISO | 1-in-2 | 2022 | 19 |  |  |  | 74.6882 | 1
| Zone | South Orange County | 9 | Average Weekday | CAISO | 1-in-2 | 2022 | 20 |  |  |  | 72.4983 | 1
| Zone | South Orange County | 9 | Average Weekday | CAISO | 1-in-2 | 2022 | 21 |  |  |  | 70.4811 | 1
| Zone | South Orange County | 9 | Average Weekday | CAISO | 1-in-2 | 2022 | 22 |  |  |  | 69.5823 | 1
| Zone | South Orange County | 9 | Average Weekday | CAISO | 1-in-2 | 2022 | 23 |  |  |  | 68.8587 | 1
| Zone | South Orange County | 9 | Average Weekday | CAISO | 1-in-2 | 2022 | 24 |  |  |  | 68.1288 | 1
| Zone | South Orange County | 9 | Monthly System Peak Day | CAISO | 1-in-2 | 2022 | 1 |  |  |  | 73.6089 | 1
| Zone | South Orange County | 9 | Monthly System Peak Day | CAISO | 1-in-2 | 2022 | 2 |  |  |  | 72.9311 | 1
| Zone | South Orange County | 9 | Monthly System Peak Day | CAISO | 1-in-2 | 2022 | 3 |  |  |  | 72.5333 | 1
| Zone | South Orange County | 9 | Monthly System Peak Day | CAISO | 1-in-2 | 2022 | 4 |  |  |  | 71.9156 | 1
| Zone | South Orange County | 9 | Monthly System Peak Day | CAISO | 1-in-2 | 2022 | 5 |  |  |  | 71.3133 | 1
| Zone | South Orange County | 9 | Monthly System Peak Day | CAISO | 1-in-2 | 2022 | 6 |  |  |  | 71.0178 | 1
| Zone | South Orange County | 9 | Monthly System Peak Day | CAISO | 1-in-2 | 2022 | 7 |  |  |  | 71.4889 | 1
| Zone | South Orange County | 9 | Monthly System Peak Day | CAISO | 1-in-2 | 2022 | 8 |  |  |  | 72.4244 | 1
| Zone | South Orange County | 9 | Monthly System Peak Day | CAISO | 1-in-2 | 2022 | 9 |  |  |  | 73.6444 | 1
| Zone | South Orange County | 9 | Monthly System Peak Day | CAISO | 1-in-2 | 2022 | 10 |  |  |  | 78 | 1
| Zone | South Orange County | 9 | Monthly System Peak Day | CAISO | 1-in-2 | 2022 | 11 |  |  |  | 84.6222 | 1
| Zone | South Orange County | 9 | Monthly System Peak Day | CAISO | 1-in-2 | 2022 | 12 |  |  |  | 90.2444 | 1
| Zone | South Orange County | 9 | Monthly System Peak Day | CAISO | 1-in-2 | 2022 | 13 |  |  |  | 92.3556 | 1
| Zone | South Orange County | 9 | Monthly System Peak Day | CAISO | 1-in-2 | 2022 | 14 |  |  |  | 92.8 | 1
| Zone | South Orange County | 9 | Monthly System Peak Day | CAISO | 1-in-2 | 2022 | 15 |  |  |  | 92.7778 | 1
| Zone | South Orange County | 9 | Monthly System Peak Day | CAISO | 1-in-2 | 2022 | 16 |  |  |  | 92.5333 | 1
| Zone | South Orange County | 9 | Monthly System Peak Day | CAISO | 1-in-2 | 2022 | 17 |  |  |  | 92.6889 | 1
| Zone | South Orange County | 9 | Monthly System Peak Day | CAISO | 1-in-2 | 2022 | 18 |  |  |  | 91.1889 | 1
| Zone | South Orange County | 9 | Monthly System Peak Day | CAISO | 1-in-2 | 2022 | 19 |  |  |  | 89.1333 | 1
| Zone | South Orange County | 9 | Monthly System Peak Day | CAISO | 1-in-2 | 2022 | 20 |  |  |  | 87.9222 | 1
| Zone | South Orange County | 9 | Monthly System Peak Day | CAISO | 1-in-2 | 2022 | 21 |  |  |  | 85.9889 | 1
| Zone | South Orange County | 9 | Monthly System Peak Day | CAISO | 1-in-2 | 2022 | 22 |  |  |  | 83.5556 | 1
| Zone | South Orange County | 9 | Monthly System Peak Day | CAISO | 1-in-2 | 2022 | 23 |  |  |  | 81.3111 | 1
| Zone | South Orange County | 9 | Monthly System Peak Day | CAISO | 1-in-2 | 2022 | 24 |  |  |  | 78.8556 | 1
| Zone | South Orange County | 10 | Average Weekday | CAISO | 1-in-2 | 2022 | 1 |  |  |  | 63.9844 | 1
| Zone | South Orange County | 10 | Average Weekday | CAISO | 1-in-2 | 2022 | 2 |  |  |  | 63.2554 | 1
| Zone | South Orange County | 10 | Average Weekday | CAISO | 1-in-2 | 2022 | 3 |  |  |  | 62.5135 | 1
| Zone | South Orange County | 10 | Average Weekday | CAISO | 1-in-2 | 2022 | 4 |  |  |  | 61.9402 | 1
| Zone | South Orange County | 10 | Average Weekday | CAISO | 1-in-2 | 2022 | 5 |  |  |  | 61.352 | 1
| Zone | South Orange County | 10 | Average Weekday | CAISO | 1-in-2 | 2022 | 6 |  |  |  | 61.0596 | 1
| Zone | South Orange County | 10 | Average Weekday | CAISO | 1-in-2 | 2022 | 7 |  |  |  | 60.878 | 1
| Zone | South Orange County | 10 | Average Weekday | CAISO | 1-in-2 | 2022 | 8 |  |  |  | 60.7845 | 1
| Zone | South Orange County | 10 | Average Weekday | CAISO | 1-in-2 | 2022 | 9 |  |  |  | 61.1327 | 1
| Zone | South Orange County | 10 | Average Weekday | CAISO | 1-in-2 | 2022 | 10 |  |  |  | 63.2855 | 1
| Zone | South Orange County | 10 | Average Weekday | CAISO | 1-in-2 | 2022 | 11 |  |  |  | 66.1247 | 1
| Zone | South Orange County | 10 | Average Weekday | CAISO | 1-in-2 | 2022 | 12 |  |  |  | 68.6962 | 1
| Zone | South Orange County | 10 | Average Weekday | CAISO | 1-in-2 | 2022 | 13 |  |  |  | 71.0626 | 1
| Zone | South Orange County | 10 | Average Weekday | CAISO | 1-in-2 | 2022 | 14 |  |  |  | 72.4527 | 1
| Zone | South Orange County | 10 | Average Weekday | CAISO | 1-in-2 | 2022 | 15 |  |  |  | 73.3673 | 1
| Zone | South Orange County | 10 | Average Weekday | CAISO | 1-in-2 | 2022 | 16 |  |  |  | 73.5557 | 1
| Zone | South Orange County | 10 | Average Weekday | CAISO | 1-in-2 | 2022 | 17 |  |  |  | 72.9948 | 1
| Zone | South Orange County | 10 | Average Weekday | CAISO | 1-in-2 | 2022 | 18 |  |  |  | 72.2091 | 1
| Zone | South Orange County | 10 | Average Weekday | CAISO | 1-in-2 | 2022 | 19 |  |  |  | 70.827 | 1
| Zone | South Orange County | 10 | Average Weekday | CAISO | 1-in-2 | 2022 | 20 |  |  |  | 68.6842 | 1
| Zone | South Orange County | 10 | Average Weekday | CAISO | 1-in-2 | 2022 | 21 |  |  |  | 67.4867 | 1
| Zone | South Orange County | 10 | Average Weekday | CAISO | 1-in-2 | 2022 | 22 |  |  |  | 66.5315 | 1
| Zone | South Orange County | 10 | Average Weekday | CAISO | 1-in-2 | 2022 | 23 |  |  |  | 65.6579 | 1
| Zone | South Orange County | 10 | Average Weekday | CAISO | 1-in-2 | 2022 | 24 |  |  |  | 64.716 | 1
| Zone | South Orange County | 10 | Monthly System Peak Day | CAISO | 1-in-2 | 2022 | 1 |  |  |  | 71.5167 | 1
| Zone | South Orange County | 10 | Monthly System Peak Day | CAISO | 1-in-2 | 2022 | 2 |  |  |  | 70.3656 | 1
| Zone | South Orange County | 10 | Monthly System Peak Day | CAISO | 1-in-2 | 2022 | 3 |  |  |  | 68.69 | 1
| Zone | South Orange County | 10 | Monthly System Peak Day | CAISO | 1-in-2 | 2022 | 4 |  |  |  | 67.6044 | 1
| Zone | South Orange County | 10 | Monthly System Peak Day | CAISO | 1-in-2 | 2022 | 5 |  |  |  | 66.9244 | 1
| Zone | South Orange County | 10 | Monthly System Peak Day | CAISO | 1-in-2 | 2022 | 6 |  |  |  | 66.9067 | 1
| Zone | South Orange County | 10 | Monthly System Peak Day | CAISO | 1-in-2 | 2022 | 7 |  |  |  | 66.9767 | 1
| Zone | South Orange County | 10 | Monthly System Peak Day | CAISO | 1-in-2 | 2022 | 8 |  |  |  | 66.88 | 1
| Zone | South Orange County | 10 | Monthly System Peak Day | CAISO | 1-in-2 | 2022 | 9 |  |  |  | 67.7789 | 1
| Zone | South Orange County | 10 | Monthly System Peak Day | CAISO | 1-in-2 | 2022 | 10 |  |  |  | 71.1411 | 1
| Zone | South Orange County | 10 | Monthly System Peak Day | CAISO | 1-in-2 | 2022 | 11 |  |  |  | 75.3444 | 1
| Zone | South Orange County | 10 | Monthly System Peak Day | CAISO | 1-in-2 | 2022 | 12 |  |  |  | 80.1333 | 1
| Zone | South Orange County | 10 | Monthly System Peak Day | CAISO | 1-in-2 | 2022 | 13 |  |  |  | 82.3556 | 1
| Zone | South Orange County | 10 | Monthly System Peak Day | CAISO | 1-in-2 | 2022 | 14 |  |  |  | 83.2778 | 1
| Zone | South Orange County | 10 | Monthly System Peak Day | CAISO | 1-in-2 | 2022 | 15 |  |  |  | 82.9444 | 1
| Zone | South Orange County | 10 | Monthly System Peak Day | CAISO | 1-in-2 | 2022 | 16 |  |  |  | 82.9222 | 1
| Zone | South Orange County | 10 | Monthly System Peak Day | CAISO | 1-in-2 | 2022 | 17 |  |  |  | 82.1778 | 1
| Zone | South Orange County | 10 | Monthly System Peak Day | CAISO | 1-in-2 | 2022 | 18 |  |  |  | 82.1556 | 1
| Zone | South Orange County | 10 | Monthly System Peak Day | CAISO | 1-in-2 | 2022 | 19 |  |  |  | 79.3578 | 1
| Zone | South Orange County | 10 | Monthly System Peak Day | CAISO | 1-in-2 | 2022 | 20 |  |  |  | 76.0178 | 1
| Zone | South Orange County | 10 | Monthly System Peak Day | CAISO | 1-in-2 | 2022 | 21 |  |  |  | 74.4178 | 1
| Zone | South Orange County | 10 | Monthly System Peak Day | CAISO | 1-in-2 | 2022 | 22 |  |  |  | 73.3444 | 1
| Zone | South Orange County | 10 | Monthly System Peak Day | CAISO | 1-in-2 | 2022 | 23 |  |  |  | 72.1678 | 1
| Zone | South Orange County | 10 | Monthly System Peak Day | CAISO | 1-in-2 | 2022 | 24 |  |  |  | 71.2222 | 1
| Zone | South Orange County | 11 | Average Weekday | CAISO | 1-in-2 | 2022 | 1 |  |  |  | 58.3076 | 1
| Zone | South Orange County | 11 | Average Weekday | CAISO | 1-in-2 | 2022 | 2 |  |  |  | 57.6233 | 1
| Zone | South Orange County | 11 | Average Weekday | CAISO | 1-in-2 | 2022 | 3 |  |  |  | 57.0029 | 1
| Zone | South Orange County | 11 | Average Weekday | CAISO | 1-in-2 | 2022 | 4 |  |  |  | 56.4456 | 1
| Zone | South Orange County | 11 | Average Weekday | CAISO | 1-in-2 | 2022 | 5 |  |  |  | 55.7963 | 1
| Zone | South Orange County | 11 | Average Weekday | CAISO | 1-in-2 | 2022 | 6 |  |  |  | 55.4303 | 1
| Zone | South Orange County | 11 | Average Weekday | CAISO | 1-in-2 | 2022 | 7 |  |  |  | 55.2174 | 1
| Zone | South Orange County | 11 | Average Weekday | CAISO | 1-in-2 | 2022 | 8 |  |  |  | 55.3055 | 1
| Zone | South Orange County | 11 | Average Weekday | CAISO | 1-in-2 | 2022 | 9 |  |  |  | 56.4216 | 1
| Zone | South Orange County | 11 | Average Weekday | CAISO | 1-in-2 | 2022 | 10 |  |  |  | 59.2361 | 1
| Zone | South Orange County | 11 | Average Weekday | CAISO | 1-in-2 | 2022 | 11 |  |  |  | 62.5846 | 1
| Zone | South Orange County | 11 | Average Weekday | CAISO | 1-in-2 | 2022 | 12 |  |  |  | 65.4855 | 1
| Zone | South Orange County | 11 | Average Weekday | CAISO | 1-in-2 | 2022 | 13 |  |  |  | 67.5298 | 1
| Zone | South Orange County | 11 | Average Weekday | CAISO | 1-in-2 | 2022 | 14 |  |  |  | 68.399 | 1
| Zone | South Orange County | 11 | Average Weekday | CAISO | 1-in-2 | 2022 | 15 |  |  |  | 68.4689 | 1
| Zone | South Orange County | 11 | Average Weekday | CAISO | 1-in-2 | 2022 | 16 |  |  |  | 68.058 | 1
| Zone | South Orange County | 11 | Average Weekday | CAISO | 1-in-2 | 2022 | 17 |  |  |  | 67.0901 | 1
| Zone | South Orange County | 11 | Average Weekday | CAISO | 1-in-2 | 2022 | 18 |  |  |  | 65.412 | 1
| Zone | South Orange County | 11 | Average Weekday | CAISO | 1-in-2 | 2022 | 19 |  |  |  | 63.7569 | 1
| Zone | South Orange County | 11 | Average Weekday | CAISO | 1-in-2 | 2022 | 20 |  |  |  | 62.7171 | 1
| Zone | South Orange County | 11 | Average Weekday | CAISO | 1-in-2 | 2022 | 21 |  |  |  | 61.7769 | 1
| Zone | South Orange County | 11 | Average Weekday | CAISO | 1-in-2 | 2022 | 22 |  |  |  | 60.8739 | 1
| Zone | South Orange County | 11 | Average Weekday | CAISO | 1-in-2 | 2022 | 23 |  |  |  | 59.927 | 1
| Zone | South Orange County | 11 | Average Weekday | CAISO | 1-in-2 | 2022 | 24 |  |  |  | 59.0446 | 1
| Zone | South Orange County | 11 | Monthly System Peak Day | CAISO | 1-in-2 | 2022 | 1 |  |  |  | 58.4856 | 1
| Zone | South Orange County | 11 | Monthly System Peak Day | CAISO | 1-in-2 | 2022 | 2 |  |  |  | 57.2033 | 1
| Zone | South Orange County | 11 | Monthly System Peak Day | CAISO | 1-in-2 | 2022 | 3 |  |  |  | 56.5678 | 1
| Zone | South Orange County | 11 | Monthly System Peak Day | CAISO | 1-in-2 | 2022 | 4 |  |  |  | 55.5522 | 1
| Zone | South Orange County | 11 | Monthly System Peak Day | CAISO | 1-in-2 | 2022 | 5 |  |  |  | 54.3278 | 1
| Zone | South Orange County | 11 | Monthly System Peak Day | CAISO | 1-in-2 | 2022 | 6 |  |  |  | 52.7267 | 1
| Zone | South Orange County | 11 | Monthly System Peak Day | CAISO | 1-in-2 | 2022 | 7 |  |  |  | 52.0211 | 1
| Zone | South Orange County | 11 | Monthly System Peak Day | CAISO | 1-in-2 | 2022 | 8 |  |  |  | 52.2589 | 1
| Zone | South Orange County | 11 | Monthly System Peak Day | CAISO | 1-in-2 | 2022 | 9 |  |  |  | 56.1189 | 1
| Zone | South Orange County | 11 | Monthly System Peak Day | CAISO | 1-in-2 | 2022 | 10 |  |  |  | 62.3633 | 1
| Zone | South Orange County | 11 | Monthly System Peak Day | CAISO | 1-in-2 | 2022 | 11 |  |  |  | 68.6367 | 1
| Zone | South Orange County | 11 | Monthly System Peak Day | CAISO | 1-in-2 | 2022 | 12 |  |  |  | 73.9656 | 1
| Zone | South Orange County | 11 | Monthly System Peak Day | CAISO | 1-in-2 | 2022 | 13 |  |  |  | 77.8444 | 1
| Zone | South Orange County | 11 | Monthly System Peak Day | CAISO | 1-in-2 | 2022 | 14 |  |  |  | 79.5811 | 1
| Zone | South Orange County | 11 | Monthly System Peak Day | CAISO | 1-in-2 | 2022 | 15 |  |  |  | 79.2411 | 1
| Zone | South Orange County | 11 | Monthly System Peak Day | CAISO | 1-in-2 | 2022 | 16 |  |  |  | 78.0989 | 1
| Zone | South Orange County | 11 | Monthly System Peak Day | CAISO | 1-in-2 | 2022 | 17 |  |  |  | 77.0689 | 1
| Zone | South Orange County | 11 | Monthly System Peak Day | CAISO | 1-in-2 | 2022 | 18 |  |  |  | 73.7078 | 1
| Zone | South Orange County | 11 | Monthly System Peak Day | CAISO | 1-in-2 | 2022 | 19 |  |  |  | 70.6156 | 1
| Zone | South Orange County | 11 | Monthly System Peak Day | CAISO | 1-in-2 | 2022 | 20 |  |  |  | 68.8278 | 1
| Zone | South Orange County | 11 | Monthly System Peak Day | CAISO | 1-in-2 | 2022 | 21 |  |  |  | 67.0556 | 1
| Zone | South Orange County | 11 | Monthly System Peak Day | CAISO | 1-in-2 | 2022 | 22 |  |  |  | 64.8844 | 1
| Zone | South Orange County | 11 | Monthly System Peak Day | CAISO | 1-in-2 | 2022 | 23 |  |  |  | 63.2211 | 1
| Zone | South Orange County | 11 | Monthly System Peak Day | CAISO | 1-in-2 | 2022 | 24 |  |  |  | 61.5856 | 1
| Zone | South Orange County | 12 | Average Weekday | CAISO | 1-in-2 | 2022 | 1 |  |  |  | 51.8345 | 1
| Zone | South Orange County | 12 | Average Weekday | CAISO | 1-in-2 | 2022 | 2 |  |  |  | 51.1096 | 1
| Zone | South Orange County | 12 | Average Weekday | CAISO | 1-in-2 | 2022 | 3 |  |  |  | 50.4275 | 1
| Zone | South Orange County | 12 | Average Weekday | CAISO | 1-in-2 | 2022 | 4 |  |  |  | 49.8359 | 1
| Zone | South Orange County | 12 | Average Weekday | CAISO | 1-in-2 | 2022 | 5 |  |  |  | 49.2696 | 1
| Zone | South Orange County | 12 | Average Weekday | CAISO | 1-in-2 | 2022 | 6 |  |  |  | 48.7404 | 1
| Zone | South Orange County | 12 | Average Weekday | CAISO | 1-in-2 | 2022 | 7 |  |  |  | 48.4009 | 1
| Zone | South Orange County | 12 | Average Weekday | CAISO | 1-in-2 | 2022 | 8 |  |  |  | 48.3734 | 1
| Zone | South Orange County | 12 | Average Weekday | CAISO | 1-in-2 | 2022 | 9 |  |  |  | 49.2374 | 1
| Zone | South Orange County | 12 | Average Weekday | CAISO | 1-in-2 | 2022 | 10 |  |  |  | 51.9838 | 1
| Zone | South Orange County | 12 | Average Weekday | CAISO | 1-in-2 | 2022 | 11 |  |  |  | 55.3651 | 1
| Zone | South Orange County | 12 | Average Weekday | CAISO | 1-in-2 | 2022 | 12 |  |  |  | 58.2238 | 1
| Zone | South Orange County | 12 | Average Weekday | CAISO | 1-in-2 | 2022 | 13 |  |  |  | 60.2823 | 1
| Zone | South Orange County | 12 | Average Weekday | CAISO | 1-in-2 | 2022 | 14 |  |  |  | 61.5888 | 1
| Zone | South Orange County | 12 | Average Weekday | CAISO | 1-in-2 | 2022 | 15 |  |  |  | 61.8821 | 1
| Zone | South Orange County | 12 | Average Weekday | CAISO | 1-in-2 | 2022 | 16 |  |  |  | 61.6976 | 1
| Zone | South Orange County | 12 | Average Weekday | CAISO | 1-in-2 | 2022 | 17 |  |  |  | 60.7378 | 1
| Zone | South Orange County | 12 | Average Weekday | CAISO | 1-in-2 | 2022 | 18 |  |  |  | 59.0013 | 1
| Zone | South Orange County | 12 | Average Weekday | CAISO | 1-in-2 | 2022 | 19 |  |  |  | 57.2789 | 1
| Zone | South Orange County | 12 | Average Weekday | CAISO | 1-in-2 | 2022 | 20 |  |  |  | 56.2011 | 1
| Zone | South Orange County | 12 | Average Weekday | CAISO | 1-in-2 | 2022 | 21 |  |  |  | 55.1953 | 1
| Zone | South Orange County | 12 | Average Weekday | CAISO | 1-in-2 | 2022 | 22 |  |  |  | 54.178 | 1
| Zone | South Orange County | 12 | Average Weekday | CAISO | 1-in-2 | 2022 | 23 |  |  |  | 53.2225 | 1
| Zone | South Orange County | 12 | Average Weekday | CAISO | 1-in-2 | 2022 | 24 |  |  |  | 52.3638 | 1
| Zone | South Orange County | 12 | Monthly System Peak Day | CAISO | 1-in-2 | 2022 | 1 |  |  |  | 50.14 | 1
| Zone | South Orange County | 12 | Monthly System Peak Day | CAISO | 1-in-2 | 2022 | 2 |  |  |  | 48.8633 | 1
| Zone | South Orange County | 12 | Monthly System Peak Day | CAISO | 1-in-2 | 2022 | 3 |  |  |  | 47.8889 | 1
| Zone | South Orange County | 12 | Monthly System Peak Day | CAISO | 1-in-2 | 2022 | 4 |  |  |  | 47.59 | 1
| Zone | South Orange County | 12 | Monthly System Peak Day | CAISO | 1-in-2 | 2022 | 5 |  |  |  | 47.1678 | 1
| Zone | South Orange County | 12 | Monthly System Peak Day | CAISO | 1-in-2 | 2022 | 6 |  |  |  | 46.72 | 1
| Zone | South Orange County | 12 | Monthly System Peak Day | CAISO | 1-in-2 | 2022 | 7 |  |  |  | 46.05 | 1
| Zone | South Orange County | 12 | Monthly System Peak Day | CAISO | 1-in-2 | 2022 | 8 |  |  |  | 45.7956 | 1
| Zone | South Orange County | 12 | Monthly System Peak Day | CAISO | 1-in-2 | 2022 | 9 |  |  |  | 46.3911 | 1
| Zone | South Orange County | 12 | Monthly System Peak Day | CAISO | 1-in-2 | 2022 | 10 |  |  |  | 49.5056 | 1
| Zone | South Orange County | 12 | Monthly System Peak Day | CAISO | 1-in-2 | 2022 | 11 |  |  |  | 54.9767 | 1
| Zone | South Orange County | 12 | Monthly System Peak Day | CAISO | 1-in-2 | 2022 | 12 |  |  |  | 60.11 | 1
| Zone | South Orange County | 12 | Monthly System Peak Day | CAISO | 1-in-2 | 2022 | 13 |  |  |  | 64.0133 | 1
| Zone | South Orange County | 12 | Monthly System Peak Day | CAISO | 1-in-2 | 2022 | 14 |  |  |  | 66.3244 | 1
| Zone | South Orange County | 12 | Monthly System Peak Day | CAISO | 1-in-2 | 2022 | 15 |  |  |  | 64.4156 | 1
| Zone | South Orange County | 12 | Monthly System Peak Day | CAISO | 1-in-2 | 2022 | 16 |  |  |  | 63.9833 | 1
| Zone | South Orange County | 12 | Monthly System Peak Day | CAISO | 1-in-2 | 2022 | 17 |  |  |  | 63.6256 | 1
| Zone | South Orange County | 12 | Monthly System Peak Day | CAISO | 1-in-2 | 2022 | 18 |  |  |  | 61.9733 | 1
| Zone | South Orange County | 12 | Monthly System Peak Day | CAISO | 1-in-2 | 2022 | 19 |  |  |  | 60.19 | 1
| Zone | South Orange County | 12 | Monthly System Peak Day | CAISO | 1-in-2 | 2022 | 20 |  |  |  | 58.3056 | 1
| Zone | South Orange County | 12 | Monthly System Peak Day | CAISO | 1-in-2 | 2022 | 21 |  |  |  | 56.8667 | 1
| Zone | South Orange County | 12 | Monthly System Peak Day | CAISO | 1-in-2 | 2022 | 22 |  |  |  | 55.68 | 1
| Zone | South Orange County | 12 | Monthly System Peak Day | CAISO | 1-in-2 | 2022 | 23 |  |  |  | 54.4856 | 1
| Zone | South Orange County | 12 | Monthly System Peak Day | CAISO | 1-in-2 | 2022 | 24 |  |  |  | 53.5344 | 1
| Zone | South Orange County | 1 | Average Weekday | CAISO | 1-in-2 | 2023 | 1 |  |  |  | 54.7883 | 1
| Zone | South Orange County | 1 | Average Weekday | CAISO | 1-in-2 | 2023 | 2 |  |  |  | 53.8665 | 1
| Zone | South Orange County | 1 | Average Weekday | CAISO | 1-in-2 | 2023 | 3 |  |  |  | 53.0523 | 1
| Zone | South Orange County | 1 | Average Weekday | CAISO | 1-in-2 | 2023 | 4 |  |  |  | 52.4661 | 1
| Zone | South Orange County | 1 | Average Weekday | CAISO | 1-in-2 | 2023 | 5 |  |  |  | 51.5797 | 1
| Zone | South Orange County | 1 | Average Weekday | CAISO | 1-in-2 | 2023 | 6 |  |  |  | 51.1888 | 1
| Zone | South Orange County | 1 | Average Weekday | CAISO | 1-in-2 | 2023 | 7 |  |  |  | 50.8632 | 1
| Zone | South Orange County | 1 | Average Weekday | CAISO | 1-in-2 | 2023 | 8 |  |  |  | 50.9856 | 1
| Zone | South Orange County | 1 | Average Weekday | CAISO | 1-in-2 | 2023 | 9 |  |  |  | 51.6086 | 1
| Zone | South Orange County | 1 | Average Weekday | CAISO | 1-in-2 | 2023 | 10 |  |  |  | 54.6419 | 1
| Zone | South Orange County | 1 | Average Weekday | CAISO | 1-in-2 | 2023 | 11 |  |  |  | 58.5573 | 1
| Zone | South Orange County | 1 | Average Weekday | CAISO | 1-in-2 | 2023 | 12 |  |  |  | 61.9422 | 1
| Zone | South Orange County | 1 | Average Weekday | CAISO | 1-in-2 | 2023 | 13 |  |  |  | 64.5664 | 1
| Zone | South Orange County | 1 | Average Weekday | CAISO | 1-in-2 | 2023 | 14 |  |  |  | 66.3083 | 1
| Zone | South Orange County | 1 | Average Weekday | CAISO | 1-in-2 | 2023 | 15 |  |  |  | 67.0823 | 1
| Zone | South Orange County | 1 | Average Weekday | CAISO | 1-in-2 | 2023 | 16 |  |  |  | 67.101 | 1
| Zone | South Orange County | 1 | Average Weekday | CAISO | 1-in-2 | 2023 | 17 |  |  |  | 65.9679 | 1
| Zone | South Orange County | 1 | Average Weekday | CAISO | 1-in-2 | 2023 | 18 |  |  |  | 64.1239 | 1
| Zone | South Orange County | 1 | Average Weekday | CAISO | 1-in-2 | 2023 | 19 |  |  |  | 61.8283 | 1
| Zone | South Orange County | 1 | Average Weekday | CAISO | 1-in-2 | 2023 | 20 |  |  |  | 60.3775 | 1
| Zone | South Orange County | 1 | Average Weekday | CAISO | 1-in-2 | 2023 | 21 |  |  |  | 59.2773 | 1
| Zone | South Orange County | 1 | Average Weekday | CAISO | 1-in-2 | 2023 | 22 |  |  |  | 58.135 | 1
| Zone | South Orange County | 1 | Average Weekday | CAISO | 1-in-2 | 2023 | 23 |  |  |  | 57.155 | 1
| Zone | South Orange County | 1 | Average Weekday | CAISO | 1-in-2 | 2023 | 24 |  |  |  | 56.1335 | 1
| Zone | South Orange County | 1 | Monthly System Peak Day | CAISO | 1-in-2 | 2023 | 1 |  |  |  | 51.3978 | 1
| Zone | South Orange County | 1 | Monthly System Peak Day | CAISO | 1-in-2 | 2023 | 2 |  |  |  | 50.4678 | 1
| Zone | South Orange County | 1 | Monthly System Peak Day | CAISO | 1-in-2 | 2023 | 3 |  |  |  | 49.3011 | 1
| Zone | South Orange County | 1 | Monthly System Peak Day | CAISO | 1-in-2 | 2023 | 4 |  |  |  | 48.1833 | 1
| Zone | South Orange County | 1 | Monthly System Peak Day | CAISO | 1-in-2 | 2023 | 5 |  |  |  | 47.2978 | 1
| Zone | South Orange County | 1 | Monthly System Peak Day | CAISO | 1-in-2 | 2023 | 6 |  |  |  | 46.8389 | 1
| Zone | South Orange County | 1 | Monthly System Peak Day | CAISO | 1-in-2 | 2023 | 7 |  |  |  | 46.5411 | 1
| Zone | South Orange County | 1 | Monthly System Peak Day | CAISO | 1-in-2 | 2023 | 8 |  |  |  | 46.4278 | 1
| Zone | South Orange County | 1 | Monthly System Peak Day | CAISO | 1-in-2 | 2023 | 9 |  |  |  | 47.3 | 1
| Zone | South Orange County | 1 | Monthly System Peak Day | CAISO | 1-in-2 | 2023 | 10 |  |  |  | 50.2144 | 1
| Zone | South Orange County | 1 | Monthly System Peak Day | CAISO | 1-in-2 | 2023 | 11 |  |  |  | 54.2856 | 1
| Zone | South Orange County | 1 | Monthly System Peak Day | CAISO | 1-in-2 | 2023 | 12 |  |  |  | 57.0744 | 1
| Zone | South Orange County | 1 | Monthly System Peak Day | CAISO | 1-in-2 | 2023 | 13 |  |  |  | 57.9711 | 1
| Zone | South Orange County | 1 | Monthly System Peak Day | CAISO | 1-in-2 | 2023 | 14 |  |  |  | 59.3989 | 1
| Zone | South Orange County | 1 | Monthly System Peak Day | CAISO | 1-in-2 | 2023 | 15 |  |  |  | 59.2289 | 1
| Zone | South Orange County | 1 | Monthly System Peak Day | CAISO | 1-in-2 | 2023 | 16 |  |  |  | 58.6111 | 1
| Zone | South Orange County | 1 | Monthly System Peak Day | CAISO | 1-in-2 | 2023 | 17 |  |  |  | 57.6833 | 1
| Zone | South Orange County | 1 | Monthly System Peak Day | CAISO | 1-in-2 | 2023 | 18 |  |  |  | 56.4556 | 1
| Zone | South Orange County | 1 | Monthly System Peak Day | CAISO | 1-in-2 | 2023 | 19 |  |  |  | 56.0244 | 1
| Zone | South Orange County | 1 | Monthly System Peak Day | CAISO | 1-in-2 | 2023 | 20 |  |  |  | 54.8778 | 1
| Zone | South Orange County | 1 | Monthly System Peak Day | CAISO | 1-in-2 | 2023 | 21 |  |  |  | 53.9289 | 1
| Zone | South Orange County | 1 | Monthly System Peak Day | CAISO | 1-in-2 | 2023 | 22 |  |  |  | 52.81 | 1
| Zone | South Orange County | 1 | Monthly System Peak Day | CAISO | 1-in-2 | 2023 | 23 |  |  |  | 51.8522 | 1
| Zone | South Orange County | 1 | Monthly System Peak Day | CAISO | 1-in-2 | 2023 | 24 |  |  |  | 51.1967 | 1
| Zone | South Orange County | 2 | Average Weekday | CAISO | 1-in-2 | 2023 | 1 |  |  |  | 55.7014 | 1
| Zone | South Orange County | 2 | Average Weekday | CAISO | 1-in-2 | 2023 | 2 |  |  |  | 54.7694 | 1
| Zone | South Orange County | 2 | Average Weekday | CAISO | 1-in-2 | 2023 | 3 |  |  |  | 53.9044 | 1
| Zone | South Orange County | 2 | Average Weekday | CAISO | 1-in-2 | 2023 | 4 |  |  |  | 53.1019 | 1
| Zone | South Orange County | 2 | Average Weekday | CAISO | 1-in-2 | 2023 | 5 |  |  |  | 52.4361 | 1
| Zone | South Orange County | 2 | Average Weekday | CAISO | 1-in-2 | 2023 | 6 |  |  |  | 51.8296 | 1
| Zone | South Orange County | 2 | Average Weekday | CAISO | 1-in-2 | 2023 | 7 |  |  |  | 51.4768 | 1
| Zone | South Orange County | 2 | Average Weekday | CAISO | 1-in-2 | 2023 | 8 |  |  |  | 51.302 | 1
| Zone | South Orange County | 2 | Average Weekday | CAISO | 1-in-2 | 2023 | 9 |  |  |  | 52.8217 | 1
| Zone | South Orange County | 2 | Average Weekday | CAISO | 1-in-2 | 2023 | 10 |  |  |  | 56.4529 | 1
| Zone | South Orange County | 2 | Average Weekday | CAISO | 1-in-2 | 2023 | 11 |  |  |  | 60.2263 | 1
| Zone | South Orange County | 2 | Average Weekday | CAISO | 1-in-2 | 2023 | 12 |  |  |  | 63.225 | 1
| Zone | South Orange County | 2 | Average Weekday | CAISO | 1-in-2 | 2023 | 13 |  |  |  | 65.4394 | 1
| Zone | South Orange County | 2 | Average Weekday | CAISO | 1-in-2 | 2023 | 14 |  |  |  | 66.6257 | 1
| Zone | South Orange County | 2 | Average Weekday | CAISO | 1-in-2 | 2023 | 15 |  |  |  | 66.7532 | 1
| Zone | South Orange County | 2 | Average Weekday | CAISO | 1-in-2 | 2023 | 16 |  |  |  | 66.2526 | 1
| Zone | South Orange County | 2 | Average Weekday | CAISO | 1-in-2 | 2023 | 17 |  |  |  | 65.4908 | 1
| Zone | South Orange County | 2 | Average Weekday | CAISO | 1-in-2 | 2023 | 18 |  |  |  | 64.0829 | 1
| Zone | South Orange County | 2 | Average Weekday | CAISO | 1-in-2 | 2023 | 19 |  |  |  | 62.0303 | 1
| Zone | South Orange County | 2 | Average Weekday | CAISO | 1-in-2 | 2023 | 20 |  |  |  | 60.4391 | 1
| Zone | South Orange County | 2 | Average Weekday | CAISO | 1-in-2 | 2023 | 21 |  |  |  | 59.3744 | 1
| Zone | South Orange County | 2 | Average Weekday | CAISO | 1-in-2 | 2023 | 22 |  |  |  | 58.4935 | 1
| Zone | South Orange County | 2 | Average Weekday | CAISO | 1-in-2 | 2023 | 23 |  |  |  | 57.4915 | 1
| Zone | South Orange County | 2 | Average Weekday | CAISO | 1-in-2 | 2023 | 24 |  |  |  | 56.5279 | 1
| Zone | South Orange County | 2 | Monthly System Peak Day | CAISO | 1-in-2 | 2023 | 1 |  |  |  | 47.5944 | 1
| Zone | South Orange County | 2 | Monthly System Peak Day | CAISO | 1-in-2 | 2023 | 2 |  |  |  | 47.6133 | 1
| Zone | South Orange County | 2 | Monthly System Peak Day | CAISO | 1-in-2 | 2023 | 3 |  |  |  | 46.8711 | 1
| Zone | South Orange County | 2 | Monthly System Peak Day | CAISO | 1-in-2 | 2023 | 4 |  |  |  | 46.0967 | 1
| Zone | South Orange County | 2 | Monthly System Peak Day | CAISO | 1-in-2 | 2023 | 5 |  |  |  | 44.8956 | 1
| Zone | South Orange County | 2 | Monthly System Peak Day | CAISO | 1-in-2 | 2023 | 6 |  |  |  | 43.8256 | 1
| Zone | South Orange County | 2 | Monthly System Peak Day | CAISO | 1-in-2 | 2023 | 7 |  |  |  | 42.7767 | 1
| Zone | South Orange County | 2 | Monthly System Peak Day | CAISO | 1-in-2 | 2023 | 8 |  |  |  | 42.4556 | 1
| Zone | South Orange County | 2 | Monthly System Peak Day | CAISO | 1-in-2 | 2023 | 9 |  |  |  | 44.0489 | 1
| Zone | South Orange County | 2 | Monthly System Peak Day | CAISO | 1-in-2 | 2023 | 10 |  |  |  | 47.6878 | 1
| Zone | South Orange County | 2 | Monthly System Peak Day | CAISO | 1-in-2 | 2023 | 11 |  |  |  | 51.1633 | 1
| Zone | South Orange County | 2 | Monthly System Peak Day | CAISO | 1-in-2 | 2023 | 12 |  |  |  | 54.3111 | 1
| Zone | South Orange County | 2 | Monthly System Peak Day | CAISO | 1-in-2 | 2023 | 13 |  |  |  | 56.3767 | 1
| Zone | South Orange County | 2 | Monthly System Peak Day | CAISO | 1-in-2 | 2023 | 14 |  |  |  | 57.7256 | 1
| Zone | South Orange County | 2 | Monthly System Peak Day | CAISO | 1-in-2 | 2023 | 15 |  |  |  | 58.1322 | 1
| Zone | South Orange County | 2 | Monthly System Peak Day | CAISO | 1-in-2 | 2023 | 16 |  |  |  | 58.1467 | 1
| Zone | South Orange County | 2 | Monthly System Peak Day | CAISO | 1-in-2 | 2023 | 17 |  |  |  | 57.7333 | 1
| Zone | South Orange County | 2 | Monthly System Peak Day | CAISO | 1-in-2 | 2023 | 18 |  |  |  | 57.0189 | 1
| Zone | South Orange County | 2 | Monthly System Peak Day | CAISO | 1-in-2 | 2023 | 19 |  |  |  | 55.3378 | 1
| Zone | South Orange County | 2 | Monthly System Peak Day | CAISO | 1-in-2 | 2023 | 20 |  |  |  | 53.7633 | 1
| Zone | South Orange County | 2 | Monthly System Peak Day | CAISO | 1-in-2 | 2023 | 21 |  |  |  | 52.8011 | 1
| Zone | South Orange County | 2 | Monthly System Peak Day | CAISO | 1-in-2 | 2023 | 22 |  |  |  | 51.53 | 1
| Zone | South Orange County | 2 | Monthly System Peak Day | CAISO | 1-in-2 | 2023 | 23 |  |  |  | 50.2267 | 1
| Zone | South Orange County | 2 | Monthly System Peak Day | CAISO | 1-in-2 | 2023 | 24 |  |  |  | 48.9922 | 1
| Zone | South Orange County | 3 | Average Weekday | CAISO | 1-in-2 | 2023 | 1 |  |  |  | 56.6958 | 1
| Zone | South Orange County | 3 | Average Weekday | CAISO | 1-in-2 | 2023 | 2 |  |  |  | 55.8201 | 1
| Zone | South Orange County | 3 | Average Weekday | CAISO | 1-in-2 | 2023 | 3 |  |  |  | 55.0202 | 1
| Zone | South Orange County | 3 | Average Weekday | CAISO | 1-in-2 | 2023 | 4 |  |  |  | 54.2862 | 1
| Zone | South Orange County | 3 | Average Weekday | CAISO | 1-in-2 | 2023 | 5 |  |  |  | 53.7249 | 1
| Zone | South Orange County | 3 | Average Weekday | CAISO | 1-in-2 | 2023 | 6 |  |  |  | 53.2328 | 1
| Zone | South Orange County | 3 | Average Weekday | CAISO | 1-in-2 | 2023 | 7 |  |  |  | 52.9255 | 1
| Zone | South Orange County | 3 | Average Weekday | CAISO | 1-in-2 | 2023 | 8 |  |  |  | 52.8858 | 1
| Zone | South Orange County | 3 | Average Weekday | CAISO | 1-in-2 | 2023 | 9 |  |  |  | 53.9897 | 1
| Zone | South Orange County | 3 | Average Weekday | CAISO | 1-in-2 | 2023 | 10 |  |  |  | 56.5672 | 1
| Zone | South Orange County | 3 | Average Weekday | CAISO | 1-in-2 | 2023 | 11 |  |  |  | 59.5209 | 1
| Zone | South Orange County | 3 | Average Weekday | CAISO | 1-in-2 | 2023 | 12 |  |  |  | 62.2675 | 1
| Zone | South Orange County | 3 | Average Weekday | CAISO | 1-in-2 | 2023 | 13 |  |  |  | 63.9526 | 1
| Zone | South Orange County | 3 | Average Weekday | CAISO | 1-in-2 | 2023 | 14 |  |  |  | 64.8912 | 1
| Zone | South Orange County | 3 | Average Weekday | CAISO | 1-in-2 | 2023 | 15 |  |  |  | 65.5863 | 1
| Zone | South Orange County | 3 | Average Weekday | CAISO | 1-in-2 | 2023 | 16 |  |  |  | 65.7835 | 1
| Zone | South Orange County | 3 | Average Weekday | CAISO | 1-in-2 | 2023 | 17 |  |  |  | 65.5655 | 1
| Zone | South Orange County | 3 | Average Weekday | CAISO | 1-in-2 | 2023 | 18 |  |  |  | 64.6998 | 1
| Zone | South Orange County | 3 | Average Weekday | CAISO | 1-in-2 | 2023 | 19 |  |  |  | 63.2218 | 1
| Zone | South Orange County | 3 | Average Weekday | CAISO | 1-in-2 | 2023 | 20 |  |  |  | 61.2717 | 1
| Zone | South Orange County | 3 | Average Weekday | CAISO | 1-in-2 | 2023 | 21 |  |  |  | 59.6505 | 1
| Zone | South Orange County | 3 | Average Weekday | CAISO | 1-in-2 | 2023 | 22 |  |  |  | 58.8848 | 1
| Zone | South Orange County | 3 | Average Weekday | CAISO | 1-in-2 | 2023 | 23 |  |  |  | 58.0792 | 1
| Zone | South Orange County | 3 | Average Weekday | CAISO | 1-in-2 | 2023 | 24 |  |  |  | 57.1998 | 1
| Zone | South Orange County | 3 | Monthly System Peak Day | CAISO | 1-in-2 | 2023 | 1 |  |  |  | 60.2722 | 1
| Zone | South Orange County | 3 | Monthly System Peak Day | CAISO | 1-in-2 | 2023 | 2 |  |  |  | 58.8122 | 1
| Zone | South Orange County | 3 | Monthly System Peak Day | CAISO | 1-in-2 | 2023 | 3 |  |  |  | 57.4178 | 1
| Zone | South Orange County | 3 | Monthly System Peak Day | CAISO | 1-in-2 | 2023 | 4 |  |  |  | 56.4267 | 1
| Zone | South Orange County | 3 | Monthly System Peak Day | CAISO | 1-in-2 | 2023 | 5 |  |  |  | 55.49 | 1
| Zone | South Orange County | 3 | Monthly System Peak Day | CAISO | 1-in-2 | 2023 | 6 |  |  |  | 54.6956 | 1
| Zone | South Orange County | 3 | Monthly System Peak Day | CAISO | 1-in-2 | 2023 | 7 |  |  |  | 54.1922 | 1
| Zone | South Orange County | 3 | Monthly System Peak Day | CAISO | 1-in-2 | 2023 | 8 |  |  |  | 53.3211 | 1
| Zone | South Orange County | 3 | Monthly System Peak Day | CAISO | 1-in-2 | 2023 | 9 |  |  |  | 53.7989 | 1
| Zone | South Orange County | 3 | Monthly System Peak Day | CAISO | 1-in-2 | 2023 | 10 |  |  |  | 57.2856 | 1
| Zone | South Orange County | 3 | Monthly System Peak Day | CAISO | 1-in-2 | 2023 | 11 |  |  |  | 62.2033 | 1
| Zone | South Orange County | 3 | Monthly System Peak Day | CAISO | 1-in-2 | 2023 | 12 |  |  |  | 66.5189 | 1
| Zone | South Orange County | 3 | Monthly System Peak Day | CAISO | 1-in-2 | 2023 | 13 |  |  |  | 68.3267 | 1
| Zone | South Orange County | 3 | Monthly System Peak Day | CAISO | 1-in-2 | 2023 | 14 |  |  |  | 68.7533 | 1
| Zone | South Orange County | 3 | Monthly System Peak Day | CAISO | 1-in-2 | 2023 | 15 |  |  |  | 69.9911 | 1
| Zone | South Orange County | 3 | Monthly System Peak Day | CAISO | 1-in-2 | 2023 | 16 |  |  |  | 70.3644 | 1
| Zone | South Orange County | 3 | Monthly System Peak Day | CAISO | 1-in-2 | 2023 | 17 |  |  |  | 69.6778 | 1
| Zone | South Orange County | 3 | Monthly System Peak Day | CAISO | 1-in-2 | 2023 | 18 |  |  |  | 68.4922 | 1
| Zone | South Orange County | 3 | Monthly System Peak Day | CAISO | 1-in-2 | 2023 | 19 |  |  |  | 66.94 | 1
| Zone | South Orange County | 3 | Monthly System Peak Day | CAISO | 1-in-2 | 2023 | 20 |  |  |  | 63.7489 | 1
| Zone | South Orange County | 3 | Monthly System Peak Day | CAISO | 1-in-2 | 2023 | 21 |  |  |  | 61.8589 | 1
| Zone | South Orange County | 3 | Monthly System Peak Day | CAISO | 1-in-2 | 2023 | 22 |  |  |  | 61.4889 | 1
| Zone | South Orange County | 3 | Monthly System Peak Day | CAISO | 1-in-2 | 2023 | 23 |  |  |  | 59.7989 | 1
| Zone | South Orange County | 3 | Monthly System Peak Day | CAISO | 1-in-2 | 2023 | 24 |  |  |  | 58.3856 | 1
| Zone | South Orange County | 4 | Average Weekday | CAISO | 1-in-2 | 2023 | 1 |  |  |  | 58.0653 | 1
| Zone | South Orange County | 4 | Average Weekday | CAISO | 1-in-2 | 2023 | 2 |  |  |  | 57.6081 | 1
| Zone | South Orange County | 4 | Average Weekday | CAISO | 1-in-2 | 2023 | 3 |  |  |  | 56.9799 | 1
| Zone | South Orange County | 4 | Average Weekday | CAISO | 1-in-2 | 2023 | 4 |  |  |  | 56.4909 | 1
| Zone | South Orange County | 4 | Average Weekday | CAISO | 1-in-2 | 2023 | 5 |  |  |  | 56.0838 | 1
| Zone | South Orange County | 4 | Average Weekday | CAISO | 1-in-2 | 2023 | 6 |  |  |  | 55.8416 | 1
| Zone | South Orange County | 4 | Average Weekday | CAISO | 1-in-2 | 2023 | 7 |  |  |  | 55.6717 | 1
| Zone | South Orange County | 4 | Average Weekday | CAISO | 1-in-2 | 2023 | 8 |  |  |  | 55.6967 | 1
| Zone | South Orange County | 4 | Average Weekday | CAISO | 1-in-2 | 2023 | 9 |  |  |  | 56.8712 | 1
| Zone | South Orange County | 4 | Average Weekday | CAISO | 1-in-2 | 2023 | 10 |  |  |  | 58.9652 | 1
| Zone | South Orange County | 4 | Average Weekday | CAISO | 1-in-2 | 2023 | 11 |  |  |  | 61.363 | 1
| Zone | South Orange County | 4 | Average Weekday | CAISO | 1-in-2 | 2023 | 12 |  |  |  | 63.6711 | 1
| Zone | South Orange County | 4 | Average Weekday | CAISO | 1-in-2 | 2023 | 13 |  |  |  | 65.0369 | 1
| Zone | South Orange County | 4 | Average Weekday | CAISO | 1-in-2 | 2023 | 14 |  |  |  | 65.9648 | 1
| Zone | South Orange County | 4 | Average Weekday | CAISO | 1-in-2 | 2023 | 15 |  |  |  | 66.745 | 1
| Zone | South Orange County | 4 | Average Weekday | CAISO | 1-in-2 | 2023 | 16 |  |  |  | 66.9282 | 1
| Zone | South Orange County | 4 | Average Weekday | CAISO | 1-in-2 | 2023 | 17 |  |  |  | 66.7503 | 1
| Zone | South Orange County | 4 | Average Weekday | CAISO | 1-in-2 | 2023 | 18 |  |  |  | 66.2066 | 1
| Zone | South Orange County | 4 | Average Weekday | CAISO | 1-in-2 | 2023 | 19 |  |  |  | 65.2273 | 1
| Zone | South Orange County | 4 | Average Weekday | CAISO | 1-in-2 | 2023 | 20 |  |  |  | 63.4643 | 1
| Zone | South Orange County | 4 | Average Weekday | CAISO | 1-in-2 | 2023 | 21 |  |  |  | 61.2285 | 1
| Zone | South Orange County | 4 | Average Weekday | CAISO | 1-in-2 | 2023 | 22 |  |  |  | 59.8791 | 1
| Zone | South Orange County | 4 | Average Weekday | CAISO | 1-in-2 | 2023 | 23 |  |  |  | 59.0831 | 1
| Zone | South Orange County | 4 | Average Weekday | CAISO | 1-in-2 | 2023 | 24 |  |  |  | 58.4114 | 1
| Zone | South Orange County | 4 | Monthly System Peak Day | CAISO | 1-in-2 | 2023 | 1 |  |  |  | 60.9856 | 1
| Zone | South Orange County | 4 | Monthly System Peak Day | CAISO | 1-in-2 | 2023 | 2 |  |  |  | 60.3644 | 1
| Zone | South Orange County | 4 | Monthly System Peak Day | CAISO | 1-in-2 | 2023 | 3 |  |  |  | 59.8667 | 1
| Zone | South Orange County | 4 | Monthly System Peak Day | CAISO | 1-in-2 | 2023 | 4 |  |  |  | 59.3933 | 1
| Zone | South Orange County | 4 | Monthly System Peak Day | CAISO | 1-in-2 | 2023 | 5 |  |  |  | 58.7844 | 1
| Zone | South Orange County | 4 | Monthly System Peak Day | CAISO | 1-in-2 | 2023 | 6 |  |  |  | 58.2233 | 1
| Zone | South Orange County | 4 | Monthly System Peak Day | CAISO | 1-in-2 | 2023 | 7 |  |  |  | 57.7611 | 1
| Zone | South Orange County | 4 | Monthly System Peak Day | CAISO | 1-in-2 | 2023 | 8 |  |  |  | 57.6967 | 1
| Zone | South Orange County | 4 | Monthly System Peak Day | CAISO | 1-in-2 | 2023 | 9 |  |  |  | 59.2222 | 1
| Zone | South Orange County | 4 | Monthly System Peak Day | CAISO | 1-in-2 | 2023 | 10 |  |  |  | 62.6233 | 1
| Zone | South Orange County | 4 | Monthly System Peak Day | CAISO | 1-in-2 | 2023 | 11 |  |  |  | 66.4189 | 1
| Zone | South Orange County | 4 | Monthly System Peak Day | CAISO | 1-in-2 | 2023 | 12 |  |  |  | 69.7144 | 1
| Zone | South Orange County | 4 | Monthly System Peak Day | CAISO | 1-in-2 | 2023 | 13 |  |  |  | 72.6222 | 1
| Zone | South Orange County | 4 | Monthly System Peak Day | CAISO | 1-in-2 | 2023 | 14 |  |  |  | 74.9089 | 1
| Zone | South Orange County | 4 | Monthly System Peak Day | CAISO | 1-in-2 | 2023 | 15 |  |  |  | 76.0922 | 1
| Zone | South Orange County | 4 | Monthly System Peak Day | CAISO | 1-in-2 | 2023 | 16 |  |  |  | 74.5211 | 1
| Zone | South Orange County | 4 | Monthly System Peak Day | CAISO | 1-in-2 | 2023 | 17 |  |  |  | 73.2733 | 1
| Zone | South Orange County | 4 | Monthly System Peak Day | CAISO | 1-in-2 | 2023 | 18 |  |  |  | 73.5622 | 1
| Zone | South Orange County | 4 | Monthly System Peak Day | CAISO | 1-in-2 | 2023 | 19 |  |  |  | 73.9711 | 1
| Zone | South Orange County | 4 | Monthly System Peak Day | CAISO | 1-in-2 | 2023 | 20 |  |  |  | 71.6867 | 1
| Zone | South Orange County | 4 | Monthly System Peak Day | CAISO | 1-in-2 | 2023 | 21 |  |  |  | 67.8956 | 1
| Zone | South Orange County | 4 | Monthly System Peak Day | CAISO | 1-in-2 | 2023 | 22 |  |  |  | 64.0289 | 1
| Zone | South Orange County | 4 | Monthly System Peak Day | CAISO | 1-in-2 | 2023 | 23 |  |  |  | 62.0711 | 1
| Zone | South Orange County | 4 | Monthly System Peak Day | CAISO | 1-in-2 | 2023 | 24 |  |  |  | 61.2367 | 1
| Zone | South Orange County | 5 | Average Weekday | CAISO | 1-in-2 | 2023 | 1 |  |  |  | 60.4714 | 1
| Zone | South Orange County | 5 | Average Weekday | CAISO | 1-in-2 | 2023 | 2 |  |  |  | 60.1578 | 1
| Zone | South Orange County | 5 | Average Weekday | CAISO | 1-in-2 | 2023 | 3 |  |  |  | 59.9098 | 1
| Zone | South Orange County | 5 | Average Weekday | CAISO | 1-in-2 | 2023 | 4 |  |  |  | 59.6602 | 1
| Zone | South Orange County | 5 | Average Weekday | CAISO | 1-in-2 | 2023 | 5 |  |  |  | 59.4343 | 1
| Zone | South Orange County | 5 | Average Weekday | CAISO | 1-in-2 | 2023 | 6 |  |  |  | 59.2257 | 1
| Zone | South Orange County | 5 | Average Weekday | CAISO | 1-in-2 | 2023 | 7 |  |  |  | 59.0737 | 1
| Zone | South Orange County | 5 | Average Weekday | CAISO | 1-in-2 | 2023 | 8 |  |  |  | 59.2193 | 1
| Zone | South Orange County | 5 | Average Weekday | CAISO | 1-in-2 | 2023 | 9 |  |  |  | 60.1784 | 1
| Zone | South Orange County | 5 | Average Weekday | CAISO | 1-in-2 | 2023 | 10 |  |  |  | 61.5476 | 1
| Zone | South Orange County | 5 | Average Weekday | CAISO | 1-in-2 | 2023 | 11 |  |  |  | 63.2339 | 1
| Zone | South Orange County | 5 | Average Weekday | CAISO | 1-in-2 | 2023 | 12 |  |  |  | 64.809 | 1
| Zone | South Orange County | 5 | Average Weekday | CAISO | 1-in-2 | 2023 | 13 |  |  |  | 65.8807 | 1
| Zone | South Orange County | 5 | Average Weekday | CAISO | 1-in-2 | 2023 | 14 |  |  |  | 66.6581 | 1
| Zone | South Orange County | 5 | Average Weekday | CAISO | 1-in-2 | 2023 | 15 |  |  |  | 67.4139 | 1
| Zone | South Orange County | 5 | Average Weekday | CAISO | 1-in-2 | 2023 | 16 |  |  |  | 67.7208 | 1
| Zone | South Orange County | 5 | Average Weekday | CAISO | 1-in-2 | 2023 | 17 |  |  |  | 67.6767 | 1
| Zone | South Orange County | 5 | Average Weekday | CAISO | 1-in-2 | 2023 | 18 |  |  |  | 67.1896 | 1
| Zone | South Orange County | 5 | Average Weekday | CAISO | 1-in-2 | 2023 | 19 |  |  |  | 66.193 | 1
| Zone | South Orange County | 5 | Average Weekday | CAISO | 1-in-2 | 2023 | 20 |  |  |  | 64.6476 | 1
| Zone | South Orange County | 5 | Average Weekday | CAISO | 1-in-2 | 2023 | 21 |  |  |  | 62.7824 | 1
| Zone | South Orange County | 5 | Average Weekday | CAISO | 1-in-2 | 2023 | 22 |  |  |  | 61.6101 | 1
| Zone | South Orange County | 5 | Average Weekday | CAISO | 1-in-2 | 2023 | 23 |  |  |  | 61.087 | 1
| Zone | South Orange County | 5 | Average Weekday | CAISO | 1-in-2 | 2023 | 24 |  |  |  | 60.8122 | 1
| Zone | South Orange County | 5 | Monthly System Peak Day | CAISO | 1-in-2 | 2023 | 1 |  |  |  | 63.0922 | 1
| Zone | South Orange County | 5 | Monthly System Peak Day | CAISO | 1-in-2 | 2023 | 2 |  |  |  | 62.1656 | 1
| Zone | South Orange County | 5 | Monthly System Peak Day | CAISO | 1-in-2 | 2023 | 3 |  |  |  | 61.4756 | 1
| Zone | South Orange County | 5 | Monthly System Peak Day | CAISO | 1-in-2 | 2023 | 4 |  |  |  | 60.66 | 1
| Zone | South Orange County | 5 | Monthly System Peak Day | CAISO | 1-in-2 | 2023 | 5 |  |  |  | 59.6478 | 1
| Zone | South Orange County | 5 | Monthly System Peak Day | CAISO | 1-in-2 | 2023 | 6 |  |  |  | 59.2556 | 1
| Zone | South Orange County | 5 | Monthly System Peak Day | CAISO | 1-in-2 | 2023 | 7 |  |  |  | 59.1878 | 1
| Zone | South Orange County | 5 | Monthly System Peak Day | CAISO | 1-in-2 | 2023 | 8 |  |  |  | 59.5244 | 1
| Zone | South Orange County | 5 | Monthly System Peak Day | CAISO | 1-in-2 | 2023 | 9 |  |  |  | 61.2822 | 1
| Zone | South Orange County | 5 | Monthly System Peak Day | CAISO | 1-in-2 | 2023 | 10 |  |  |  | 64.5656 | 1
| Zone | South Orange County | 5 | Monthly System Peak Day | CAISO | 1-in-2 | 2023 | 11 |  |  |  | 69.2133 | 1
| Zone | South Orange County | 5 | Monthly System Peak Day | CAISO | 1-in-2 | 2023 | 12 |  |  |  | 73.2611 | 1
| Zone | South Orange County | 5 | Monthly System Peak Day | CAISO | 1-in-2 | 2023 | 13 |  |  |  | 74.6911 | 1
| Zone | South Orange County | 5 | Monthly System Peak Day | CAISO | 1-in-2 | 2023 | 14 |  |  |  | 75.6356 | 1
| Zone | South Orange County | 5 | Monthly System Peak Day | CAISO | 1-in-2 | 2023 | 15 |  |  |  | 77.08 | 1
| Zone | South Orange County | 5 | Monthly System Peak Day | CAISO | 1-in-2 | 2023 | 16 |  |  |  | 78.5444 | 1
| Zone | South Orange County | 5 | Monthly System Peak Day | CAISO | 1-in-2 | 2023 | 17 |  |  |  | 78.7333 | 1
| Zone | South Orange County | 5 | Monthly System Peak Day | CAISO | 1-in-2 | 2023 | 18 |  |  |  | 77.5444 | 1
| Zone | South Orange County | 5 | Monthly System Peak Day | CAISO | 1-in-2 | 2023 | 19 |  |  |  | 74.7956 | 1
| Zone | South Orange County | 5 | Monthly System Peak Day | CAISO | 1-in-2 | 2023 | 20 |  |  |  | 71.7133 | 1
| Zone | South Orange County | 5 | Monthly System Peak Day | CAISO | 1-in-2 | 2023 | 21 |  |  |  | 68.6389 | 1
| Zone | South Orange County | 5 | Monthly System Peak Day | CAISO | 1-in-2 | 2023 | 22 |  |  |  | 66.3122 | 1
| Zone | South Orange County | 5 | Monthly System Peak Day | CAISO | 1-in-2 | 2023 | 23 |  |  |  | 65.4756 | 1
| Zone | South Orange County | 5 | Monthly System Peak Day | CAISO | 1-in-2 | 2023 | 24 |  |  |  | 62.8378 | 1
| Zone | South Orange County | 6 | Average Weekday | CAISO | 1-in-2 | 2023 | 1 |  |  |  | 63.2201 | 1
| Zone | South Orange County | 6 | Average Weekday | CAISO | 1-in-2 | 2023 | 2 |  |  |  | 62.9028 | 1
| Zone | South Orange County | 6 | Average Weekday | CAISO | 1-in-2 | 2023 | 3 |  |  |  | 62.638 | 1
| Zone | South Orange County | 6 | Average Weekday | CAISO | 1-in-2 | 2023 | 4 |  |  |  | 62.3707 | 1
| Zone | South Orange County | 6 | Average Weekday | CAISO | 1-in-2 | 2023 | 5 |  |  |  | 62.2104 | 1
| Zone | South Orange County | 6 | Average Weekday | CAISO | 1-in-2 | 2023 | 6 |  |  |  | 62.0573 | 1
| Zone | South Orange County | 6 | Average Weekday | CAISO | 1-in-2 | 2023 | 7 |  |  |  | 61.9467 | 1
| Zone | South Orange County | 6 | Average Weekday | CAISO | 1-in-2 | 2023 | 8 |  |  |  | 62.2274 | 1
| Zone | South Orange County | 6 | Average Weekday | CAISO | 1-in-2 | 2023 | 9 |  |  |  | 63.2907 | 1
| Zone | South Orange County | 6 | Average Weekday | CAISO | 1-in-2 | 2023 | 10 |  |  |  | 64.8738 | 1
| Zone | South Orange County | 6 | Average Weekday | CAISO | 1-in-2 | 2023 | 11 |  |  |  | 66.8967 | 1
| Zone | South Orange County | 6 | Average Weekday | CAISO | 1-in-2 | 2023 | 12 |  |  |  | 68.6847 | 1
| Zone | South Orange County | 6 | Average Weekday | CAISO | 1-in-2 | 2023 | 13 |  |  |  | 69.7499 | 1
| Zone | South Orange County | 6 | Average Weekday | CAISO | 1-in-2 | 2023 | 14 |  |  |  | 70.2175 | 1
| Zone | South Orange County | 6 | Average Weekday | CAISO | 1-in-2 | 2023 | 15 |  |  |  | 70.7634 | 1
| Zone | South Orange County | 6 | Average Weekday | CAISO | 1-in-2 | 2023 | 16 |  |  |  | 71.3779 | 1
| Zone | South Orange County | 6 | Average Weekday | CAISO | 1-in-2 | 2023 | 17 |  |  |  | 71.6339 | 1
| Zone | South Orange County | 6 | Average Weekday | CAISO | 1-in-2 | 2023 | 18 |  |  |  | 71.201 | 1
| Zone | South Orange County | 6 | Average Weekday | CAISO | 1-in-2 | 2023 | 19 |  |  |  | 70.3962 | 1
| Zone | South Orange County | 6 | Average Weekday | CAISO | 1-in-2 | 2023 | 20 |  |  |  | 68.8645 | 1
| Zone | South Orange County | 6 | Average Weekday | CAISO | 1-in-2 | 2023 | 21 |  |  |  | 66.8008 | 1
| Zone | South Orange County | 6 | Average Weekday | CAISO | 1-in-2 | 2023 | 22 |  |  |  | 64.8621 | 1
| Zone | South Orange County | 6 | Average Weekday | CAISO | 1-in-2 | 2023 | 23 |  |  |  | 64.1087 | 1
| Zone | South Orange County | 6 | Average Weekday | CAISO | 1-in-2 | 2023 | 24 |  |  |  | 63.6586 | 1
| Zone | South Orange County | 6 | Monthly System Peak Day | CAISO | 1-in-2 | 2023 | 1 |  |  |  | 63.42 | 1
| Zone | South Orange County | 6 | Monthly System Peak Day | CAISO | 1-in-2 | 2023 | 2 |  |  |  | 62.9256 | 1
| Zone | South Orange County | 6 | Monthly System Peak Day | CAISO | 1-in-2 | 2023 | 3 |  |  |  | 62.5033 | 1
| Zone | South Orange County | 6 | Monthly System Peak Day | CAISO | 1-in-2 | 2023 | 4 |  |  |  | 61.8978 | 1
| Zone | South Orange County | 6 | Monthly System Peak Day | CAISO | 1-in-2 | 2023 | 5 |  |  |  | 61.5378 | 1
| Zone | South Orange County | 6 | Monthly System Peak Day | CAISO | 1-in-2 | 2023 | 6 |  |  |  | 61.5411 | 1
| Zone | South Orange County | 6 | Monthly System Peak Day | CAISO | 1-in-2 | 2023 | 7 |  |  |  | 61.3322 | 1
| Zone | South Orange County | 6 | Monthly System Peak Day | CAISO | 1-in-2 | 2023 | 8 |  |  |  | 61.6956 | 1
| Zone | South Orange County | 6 | Monthly System Peak Day | CAISO | 1-in-2 | 2023 | 9 |  |  |  | 63.0111 | 1
| Zone | South Orange County | 6 | Monthly System Peak Day | CAISO | 1-in-2 | 2023 | 10 |  |  |  | 65.0511 | 1
| Zone | South Orange County | 6 | Monthly System Peak Day | CAISO | 1-in-2 | 2023 | 11 |  |  |  | 67.0778 | 1
| Zone | South Orange County | 6 | Monthly System Peak Day | CAISO | 1-in-2 | 2023 | 12 |  |  |  | 68.9356 | 1
| Zone | South Orange County | 6 | Monthly System Peak Day | CAISO | 1-in-2 | 2023 | 13 |  |  |  | 70.85 | 1
| Zone | South Orange County | 6 | Monthly System Peak Day | CAISO | 1-in-2 | 2023 | 14 |  |  |  | 73.0556 | 1
| Zone | South Orange County | 6 | Monthly System Peak Day | CAISO | 1-in-2 | 2023 | 15 |  |  |  | 74.4778 | 1
| Zone | South Orange County | 6 | Monthly System Peak Day | CAISO | 1-in-2 | 2023 | 16 |  |  |  | 74.8333 | 1
| Zone | South Orange County | 6 | Monthly System Peak Day | CAISO | 1-in-2 | 2023 | 17 |  |  |  | 74.6111 | 1
| Zone | South Orange County | 6 | Monthly System Peak Day | CAISO | 1-in-2 | 2023 | 18 |  |  |  | 73.9222 | 1
| Zone | South Orange County | 6 | Monthly System Peak Day | CAISO | 1-in-2 | 2023 | 19 |  |  |  | 73.2 | 1
| Zone | South Orange County | 6 | Monthly System Peak Day | CAISO | 1-in-2 | 2023 | 20 |  |  |  | 71.2356 | 1
| Zone | South Orange County | 6 | Monthly System Peak Day | CAISO | 1-in-2 | 2023 | 21 |  |  |  | 68.3844 | 1
| Zone | South Orange County | 6 | Monthly System Peak Day | CAISO | 1-in-2 | 2023 | 22 |  |  |  | 65.5289 | 1
| Zone | South Orange County | 6 | Monthly System Peak Day | CAISO | 1-in-2 | 2023 | 23 |  |  |  | 64.0489 | 1
| Zone | South Orange County | 6 | Monthly System Peak Day | CAISO | 1-in-2 | 2023 | 24 |  |  |  | 63.3067 | 1
| Zone | South Orange County | 7 | Average Weekday | CAISO | 1-in-2 | 2023 | 1 |  |  |  | 66.4002 | 1
| Zone | South Orange County | 7 | Average Weekday | CAISO | 1-in-2 | 2023 | 2 |  |  |  | 66.1068 | 1
| Zone | South Orange County | 7 | Average Weekday | CAISO | 1-in-2 | 2023 | 3 |  |  |  | 65.8268 | 1
| Zone | South Orange County | 7 | Average Weekday | CAISO | 1-in-2 | 2023 | 4 |  |  |  | 65.5226 | 1
| Zone | South Orange County | 7 | Average Weekday | CAISO | 1-in-2 | 2023 | 5 |  |  |  | 65.3042 | 1
| Zone | South Orange County | 7 | Average Weekday | CAISO | 1-in-2 | 2023 | 6 |  |  |  | 65.0663 | 1
| Zone | South Orange County | 7 | Average Weekday | CAISO | 1-in-2 | 2023 | 7 |  |  |  | 64.9529 | 1
| Zone | South Orange County | 7 | Average Weekday | CAISO | 1-in-2 | 2023 | 8 |  |  |  | 65.3477 | 1
| Zone | South Orange County | 7 | Average Weekday | CAISO | 1-in-2 | 2023 | 9 |  |  |  | 66.7598 | 1
| Zone | South Orange County | 7 | Average Weekday | CAISO | 1-in-2 | 2023 | 10 |  |  |  | 68.6621 | 1
| Zone | South Orange County | 7 | Average Weekday | CAISO | 1-in-2 | 2023 | 11 |  |  |  | 70.82 | 1
| Zone | South Orange County | 7 | Average Weekday | CAISO | 1-in-2 | 2023 | 12 |  |  |  | 72.7892 | 1
| Zone | South Orange County | 7 | Average Weekday | CAISO | 1-in-2 | 2023 | 13 |  |  |  | 73.936 | 1
| Zone | South Orange County | 7 | Average Weekday | CAISO | 1-in-2 | 2023 | 14 |  |  |  | 74.2985 | 1
| Zone | South Orange County | 7 | Average Weekday | CAISO | 1-in-2 | 2023 | 15 |  |  |  | 75.1656 | 1
| Zone | South Orange County | 7 | Average Weekday | CAISO | 1-in-2 | 2023 | 16 |  |  |  | 75.3757 | 1
| Zone | South Orange County | 7 | Average Weekday | CAISO | 1-in-2 | 2023 | 17 |  |  |  | 75.5332 | 1
| Zone | South Orange County | 7 | Average Weekday | CAISO | 1-in-2 | 2023 | 18 |  |  |  | 75.0031 | 1
| Zone | South Orange County | 7 | Average Weekday | CAISO | 1-in-2 | 2023 | 19 |  |  |  | 73.9945 | 1
| Zone | South Orange County | 7 | Average Weekday | CAISO | 1-in-2 | 2023 | 20 |  |  |  | 72.6964 | 1
| Zone | South Orange County | 7 | Average Weekday | CAISO | 1-in-2 | 2023 | 21 |  |  |  | 70.461 | 1
| Zone | South Orange County | 7 | Average Weekday | CAISO | 1-in-2 | 2023 | 22 |  |  |  | 68.3221 | 1
| Zone | South Orange County | 7 | Average Weekday | CAISO | 1-in-2 | 2023 | 23 |  |  |  | 67.3934 | 1
| Zone | South Orange County | 7 | Average Weekday | CAISO | 1-in-2 | 2023 | 24 |  |  |  | 66.8977 | 1
| Zone | South Orange County | 7 | Monthly System Peak Day | CAISO | 1-in-2 | 2023 | 1 |  |  |  | 68.6744 | 1
| Zone | South Orange County | 7 | Monthly System Peak Day | CAISO | 1-in-2 | 2023 | 2 |  |  |  | 68.3267 | 1
| Zone | South Orange County | 7 | Monthly System Peak Day | CAISO | 1-in-2 | 2023 | 3 |  |  |  | 68.21 | 1
| Zone | South Orange County | 7 | Monthly System Peak Day | CAISO | 1-in-2 | 2023 | 4 |  |  |  | 68.0378 | 1
| Zone | South Orange County | 7 | Monthly System Peak Day | CAISO | 1-in-2 | 2023 | 5 |  |  |  | 67.7189 | 1
| Zone | South Orange County | 7 | Monthly System Peak Day | CAISO | 1-in-2 | 2023 | 6 |  |  |  | 67.4567 | 1
| Zone | South Orange County | 7 | Monthly System Peak Day | CAISO | 1-in-2 | 2023 | 7 |  |  |  | 67.2422 | 1
| Zone | South Orange County | 7 | Monthly System Peak Day | CAISO | 1-in-2 | 2023 | 8 |  |  |  | 67.4778 | 1
| Zone | South Orange County | 7 | Monthly System Peak Day | CAISO | 1-in-2 | 2023 | 9 |  |  |  | 69.6967 | 1
| Zone | South Orange County | 7 | Monthly System Peak Day | CAISO | 1-in-2 | 2023 | 10 |  |  |  | 73.5222 | 1
| Zone | South Orange County | 7 | Monthly System Peak Day | CAISO | 1-in-2 | 2023 | 11 |  |  |  | 77.4333 | 1
| Zone | South Orange County | 7 | Monthly System Peak Day | CAISO | 1-in-2 | 2023 | 12 |  |  |  | 80.3778 | 1
| Zone | South Orange County | 7 | Monthly System Peak Day | CAISO | 1-in-2 | 2023 | 13 |  |  |  | 81.0444 | 1
| Zone | South Orange County | 7 | Monthly System Peak Day | CAISO | 1-in-2 | 2023 | 14 |  |  |  | 81.5667 | 1
| Zone | South Orange County | 7 | Monthly System Peak Day | CAISO | 1-in-2 | 2023 | 15 |  |  |  | 81.6778 | 1
| Zone | South Orange County | 7 | Monthly System Peak Day | CAISO | 1-in-2 | 2023 | 16 |  |  |  | 81.3556 | 1
| Zone | South Orange County | 7 | Monthly System Peak Day | CAISO | 1-in-2 | 2023 | 17 |  |  |  | 81.6778 | 1
| Zone | South Orange County | 7 | Monthly System Peak Day | CAISO | 1-in-2 | 2023 | 18 |  |  |  | 81.9556 | 1
| Zone | South Orange County | 7 | Monthly System Peak Day | CAISO | 1-in-2 | 2023 | 19 |  |  |  | 80.9111 | 1
| Zone | South Orange County | 7 | Monthly System Peak Day | CAISO | 1-in-2 | 2023 | 20 |  |  |  | 78.6111 | 1
| Zone | South Orange County | 7 | Monthly System Peak Day | CAISO | 1-in-2 | 2023 | 21 |  |  |  | 77.6667 | 1
| Zone | South Orange County | 7 | Monthly System Peak Day | CAISO | 1-in-2 | 2023 | 22 |  |  |  | 74.9111 | 1
| Zone | South Orange County | 7 | Monthly System Peak Day | CAISO | 1-in-2 | 2023 | 23 |  |  |  | 72.9689 | 1
| Zone | South Orange County | 7 | Monthly System Peak Day | CAISO | 1-in-2 | 2023 | 24 |  |  |  | 71.8667 | 1
| Zone | South Orange County | 8 | Average Weekday | CAISO | 1-in-2 | 2023 | 1 |  |  |  | 67.8148 | 1
| Zone | South Orange County | 8 | Average Weekday | CAISO | 1-in-2 | 2023 | 2 |  |  |  | 67.3859 | 1
| Zone | South Orange County | 8 | Average Weekday | CAISO | 1-in-2 | 2023 | 3 |  |  |  | 67.0598 | 1
| Zone | South Orange County | 8 | Average Weekday | CAISO | 1-in-2 | 2023 | 4 |  |  |  | 66.7292 | 1
| Zone | South Orange County | 8 | Average Weekday | CAISO | 1-in-2 | 2023 | 5 |  |  |  | 66.3823 | 1
| Zone | South Orange County | 8 | Average Weekday | CAISO | 1-in-2 | 2023 | 6 |  |  |  | 66.1019 | 1
| Zone | South Orange County | 8 | Average Weekday | CAISO | 1-in-2 | 2023 | 7 |  |  |  | 65.9604 | 1
| Zone | South Orange County | 8 | Average Weekday | CAISO | 1-in-2 | 2023 | 8 |  |  |  | 66.1177 | 1
| Zone | South Orange County | 8 | Average Weekday | CAISO | 1-in-2 | 2023 | 9 |  |  |  | 67.3343 | 1
| Zone | South Orange County | 8 | Average Weekday | CAISO | 1-in-2 | 2023 | 10 |  |  |  | 69.3146 | 1
| Zone | South Orange County | 8 | Average Weekday | CAISO | 1-in-2 | 2023 | 11 |  |  |  | 72.0113 | 1
| Zone | South Orange County | 8 | Average Weekday | CAISO | 1-in-2 | 2023 | 12 |  |  |  | 74.6335 | 1
| Zone | South Orange County | 8 | Average Weekday | CAISO | 1-in-2 | 2023 | 13 |  |  |  | 75.7629 | 1
| Zone | South Orange County | 8 | Average Weekday | CAISO | 1-in-2 | 2023 | 14 |  |  |  | 76.6644 | 1
| Zone | South Orange County | 8 | Average Weekday | CAISO | 1-in-2 | 2023 | 15 |  |  |  | 77.4824 | 1
| Zone | South Orange County | 8 | Average Weekday | CAISO | 1-in-2 | 2023 | 16 |  |  |  | 77.8866 | 1
| Zone | South Orange County | 8 | Average Weekday | CAISO | 1-in-2 | 2023 | 17 |  |  |  | 78.0986 | 1
| Zone | South Orange County | 8 | Average Weekday | CAISO | 1-in-2 | 2023 | 18 |  |  |  | 77.5193 | 1
| Zone | South Orange County | 8 | Average Weekday | CAISO | 1-in-2 | 2023 | 19 |  |  |  | 76.4611 | 1
| Zone | South Orange County | 8 | Average Weekday | CAISO | 1-in-2 | 2023 | 20 |  |  |  | 74.6475 | 1
| Zone | South Orange County | 8 | Average Weekday | CAISO | 1-in-2 | 2023 | 21 |  |  |  | 71.7865 | 1
| Zone | South Orange County | 8 | Average Weekday | CAISO | 1-in-2 | 2023 | 22 |  |  |  | 69.784 | 1
| Zone | South Orange County | 8 | Average Weekday | CAISO | 1-in-2 | 2023 | 23 |  |  |  | 68.9044 | 1
| Zone | South Orange County | 8 | Average Weekday | CAISO | 1-in-2 | 2023 | 24 |  |  |  | 68.3345 | 1
| Zone | South Orange County | 8 | Monthly System Peak Day | CAISO | 1-in-2 | 2023 | 1 |  |  |  | 73.9111 | 1
| Zone | South Orange County | 8 | Monthly System Peak Day | CAISO | 1-in-2 | 2023 | 2 |  |  |  | 73.3667 | 1
| Zone | South Orange County | 8 | Monthly System Peak Day | CAISO | 1-in-2 | 2023 | 3 |  |  |  | 73.0444 | 1
| Zone | South Orange County | 8 | Monthly System Peak Day | CAISO | 1-in-2 | 2023 | 4 |  |  |  | 72.3778 | 1
| Zone | South Orange County | 8 | Monthly System Peak Day | CAISO | 1-in-2 | 2023 | 5 |  |  |  | 72.1667 | 1
| Zone | South Orange County | 8 | Monthly System Peak Day | CAISO | 1-in-2 | 2023 | 6 |  |  |  | 71.8511 | 1
| Zone | South Orange County | 8 | Monthly System Peak Day | CAISO | 1-in-2 | 2023 | 7 |  |  |  | 71.7222 | 1
| Zone | South Orange County | 8 | Monthly System Peak Day | CAISO | 1-in-2 | 2023 | 8 |  |  |  | 72.0378 | 1
| Zone | South Orange County | 8 | Monthly System Peak Day | CAISO | 1-in-2 | 2023 | 9 |  |  |  | 73.9444 | 1
| Zone | South Orange County | 8 | Monthly System Peak Day | CAISO | 1-in-2 | 2023 | 10 |  |  |  | 77.5556 | 1
| Zone | South Orange County | 8 | Monthly System Peak Day | CAISO | 1-in-2 | 2023 | 11 |  |  |  | 81.5111 | 1
| Zone | South Orange County | 8 | Monthly System Peak Day | CAISO | 1-in-2 | 2023 | 12 |  |  |  | 85.2667 | 1
| Zone | South Orange County | 8 | Monthly System Peak Day | CAISO | 1-in-2 | 2023 | 13 |  |  |  | 85.7333 | 1
| Zone | South Orange County | 8 | Monthly System Peak Day | CAISO | 1-in-2 | 2023 | 14 |  |  |  | 85.9444 | 1
| Zone | South Orange County | 8 | Monthly System Peak Day | CAISO | 1-in-2 | 2023 | 15 |  |  |  | 85.9444 | 1
| Zone | South Orange County | 8 | Monthly System Peak Day | CAISO | 1-in-2 | 2023 | 16 |  |  |  | 86.1111 | 1
| Zone | South Orange County | 8 | Monthly System Peak Day | CAISO | 1-in-2 | 2023 | 17 |  |  |  | 85.3444 | 1
| Zone | South Orange County | 8 | Monthly System Peak Day | CAISO | 1-in-2 | 2023 | 18 |  |  |  | 83.5778 | 1
| Zone | South Orange County | 8 | Monthly System Peak Day | CAISO | 1-in-2 | 2023 | 19 |  |  |  | 82.7556 | 1
| Zone | South Orange County | 8 | Monthly System Peak Day | CAISO | 1-in-2 | 2023 | 20 |  |  |  | 81.2222 | 1
| Zone | South Orange County | 8 | Monthly System Peak Day | CAISO | 1-in-2 | 2023 | 21 |  |  |  | 78.4889 | 1
| Zone | South Orange County | 8 | Monthly System Peak Day | CAISO | 1-in-2 | 2023 | 22 |  |  |  | 76.8778 | 1
| Zone | South Orange County | 8 | Monthly System Peak Day | CAISO | 1-in-2 | 2023 | 23 |  |  |  | 76.2333 | 1
| Zone | South Orange County | 8 | Monthly System Peak Day | CAISO | 1-in-2 | 2023 | 24 |  |  |  | 75.7333 | 1
| Zone | South Orange County | 8 | Typical Event Day | CAISO | 1-in-2 | 2023 | 1 |  |  |  | 69.9036 | 1
| Zone | South Orange County | 8 | Typical Event Day | CAISO | 1-in-2 | 2023 | 2 |  |  |  | 69.3875 | 1
| Zone | South Orange County | 8 | Typical Event Day | CAISO | 1-in-2 | 2023 | 3 |  |  |  | 69.0728 | 1
| Zone | South Orange County | 8 | Typical Event Day | CAISO | 1-in-2 | 2023 | 4 |  |  |  | 68.5572 | 1
| Zone | South Orange County | 8 | Typical Event Day | CAISO | 1-in-2 | 2023 | 5 |  |  |  | 68.1842 | 1
| Zone | South Orange County | 8 | Typical Event Day | CAISO | 1-in-2 | 2023 | 6 |  |  |  | 67.9667 | 1
| Zone | South Orange County | 8 | Typical Event Day | CAISO | 1-in-2 | 2023 | 7 |  |  |  | 67.9464 | 1
| Zone | South Orange County | 8 | Typical Event Day | CAISO | 1-in-2 | 2023 | 8 |  |  |  | 68.4089 | 1
| Zone | South Orange County | 8 | Typical Event Day | CAISO | 1-in-2 | 2023 | 9 |  |  |  | 70.0742 | 1
| Zone | South Orange County | 8 | Typical Event Day | CAISO | 1-in-2 | 2023 | 10 |  |  |  | 73.5322 | 1
| Zone | South Orange County | 8 | Typical Event Day | CAISO | 1-in-2 | 2023 | 11 |  |  |  | 77.6611 | 1
| Zone | South Orange County | 8 | Typical Event Day | CAISO | 1-in-2 | 2023 | 12 |  |  |  | 81.2061 | 1
| Zone | South Orange County | 8 | Typical Event Day | CAISO | 1-in-2 | 2023 | 13 |  |  |  | 82.4958 | 1
| Zone | South Orange County | 8 | Typical Event Day | CAISO | 1-in-2 | 2023 | 14 |  |  |  | 83.3417 | 1
| Zone | South Orange County | 8 | Typical Event Day | CAISO | 1-in-2 | 2023 | 15 |  |  |  | 83.7194 | 1
| Zone | South Orange County | 8 | Typical Event Day | CAISO | 1-in-2 | 2023 | 16 |  |  |  | 83.7083 | 1
| Zone | South Orange County | 8 | Typical Event Day | CAISO | 1-in-2 | 2023 | 17 |  |  |  | 83.5806 | 1
| Zone | South Orange County | 8 | Typical Event Day | CAISO | 1-in-2 | 2023 | 18 |  |  |  | 82.6611 | 1
| Zone | South Orange County | 8 | Typical Event Day | CAISO | 1-in-2 | 2023 | 19 |  |  |  | 81.5 | 1
| Zone | South Orange County | 8 | Typical Event Day | CAISO | 1-in-2 | 2023 | 20 |  |  |  | 79.7478 | 1
| Zone | South Orange County | 8 | Typical Event Day | CAISO | 1-in-2 | 2023 | 21 |  |  |  | 77.6322 | 1
| Zone | South Orange County | 8 | Typical Event Day | CAISO | 1-in-2 | 2023 | 22 |  |  |  | 75.2183 | 1
| Zone | South Orange County | 8 | Typical Event Day | CAISO | 1-in-2 | 2023 | 23 |  |  |  | 73.6406 | 1
| Zone | South Orange County | 8 | Typical Event Day | CAISO | 1-in-2 | 2023 | 24 |  |  |  | 72.4406 | 1
| Zone | South Orange County | 9 | Average Weekday | CAISO | 1-in-2 | 2023 | 1 |  |  |  | 67.4531 | 1
| Zone | South Orange County | 9 | Average Weekday | CAISO | 1-in-2 | 2023 | 2 |  |  |  | 67.0066 | 1
| Zone | South Orange County | 9 | Average Weekday | CAISO | 1-in-2 | 2023 | 3 |  |  |  | 66.6201 | 1
| Zone | South Orange County | 9 | Average Weekday | CAISO | 1-in-2 | 2023 | 4 |  |  |  | 66.3025 | 1
| Zone | South Orange County | 9 | Average Weekday | CAISO | 1-in-2 | 2023 | 5 |  |  |  | 66.0021 | 1
| Zone | South Orange County | 9 | Average Weekday | CAISO | 1-in-2 | 2023 | 6 |  |  |  | 65.7589 | 1
| Zone | South Orange County | 9 | Average Weekday | CAISO | 1-in-2 | 2023 | 7 |  |  |  | 65.6209 | 1
| Zone | South Orange County | 9 | Average Weekday | CAISO | 1-in-2 | 2023 | 8 |  |  |  | 65.6795 | 1
| Zone | South Orange County | 9 | Average Weekday | CAISO | 1-in-2 | 2023 | 9 |  |  |  | 66.3764 | 1
| Zone | South Orange County | 9 | Average Weekday | CAISO | 1-in-2 | 2023 | 10 |  |  |  | 68.2215 | 1
| Zone | South Orange County | 9 | Average Weekday | CAISO | 1-in-2 | 2023 | 11 |  |  |  | 70.6854 | 1
| Zone | South Orange County | 9 | Average Weekday | CAISO | 1-in-2 | 2023 | 12 |  |  |  | 73.3405 | 1
| Zone | South Orange County | 9 | Average Weekday | CAISO | 1-in-2 | 2023 | 13 |  |  |  | 75.0256 | 1
| Zone | South Orange County | 9 | Average Weekday | CAISO | 1-in-2 | 2023 | 14 |  |  |  | 76.2442 | 1
| Zone | South Orange County | 9 | Average Weekday | CAISO | 1-in-2 | 2023 | 15 |  |  |  | 76.8128 | 1
| Zone | South Orange County | 9 | Average Weekday | CAISO | 1-in-2 | 2023 | 16 |  |  |  | 76.8726 | 1
| Zone | South Orange County | 9 | Average Weekday | CAISO | 1-in-2 | 2023 | 17 |  |  |  | 76.7772 | 1
| Zone | South Orange County | 9 | Average Weekday | CAISO | 1-in-2 | 2023 | 18 |  |  |  | 76.1004 | 1
| Zone | South Orange County | 9 | Average Weekday | CAISO | 1-in-2 | 2023 | 19 |  |  |  | 74.6882 | 1
| Zone | South Orange County | 9 | Average Weekday | CAISO | 1-in-2 | 2023 | 20 |  |  |  | 72.4983 | 1
| Zone | South Orange County | 9 | Average Weekday | CAISO | 1-in-2 | 2023 | 21 |  |  |  | 70.4811 | 1
| Zone | South Orange County | 9 | Average Weekday | CAISO | 1-in-2 | 2023 | 22 |  |  |  | 69.5823 | 1
| Zone | South Orange County | 9 | Average Weekday | CAISO | 1-in-2 | 2023 | 23 |  |  |  | 68.8587 | 1
| Zone | South Orange County | 9 | Average Weekday | CAISO | 1-in-2 | 2023 | 24 |  |  |  | 68.1288 | 1
| Zone | South Orange County | 9 | Monthly System Peak Day | CAISO | 1-in-2 | 2023 | 1 |  |  |  | 73.6089 | 1
| Zone | South Orange County | 9 | Monthly System Peak Day | CAISO | 1-in-2 | 2023 | 2 |  |  |  | 72.9311 | 1
| Zone | South Orange County | 9 | Monthly System Peak Day | CAISO | 1-in-2 | 2023 | 3 |  |  |  | 72.5333 | 1
| Zone | South Orange County | 9 | Monthly System Peak Day | CAISO | 1-in-2 | 2023 | 4 |  |  |  | 71.9156 | 1
| Zone | South Orange County | 9 | Monthly System Peak Day | CAISO | 1-in-2 | 2023 | 5 |  |  |  | 71.3133 | 1
| Zone | South Orange County | 9 | Monthly System Peak Day | CAISO | 1-in-2 | 2023 | 6 |  |  |  | 71.0178 | 1
| Zone | South Orange County | 9 | Monthly System Peak Day | CAISO | 1-in-2 | 2023 | 7 |  |  |  | 71.4889 | 1
| Zone | South Orange County | 9 | Monthly System Peak Day | CAISO | 1-in-2 | 2023 | 8 |  |  |  | 72.4244 | 1
| Zone | South Orange County | 9 | Monthly System Peak Day | CAISO | 1-in-2 | 2023 | 9 |  |  |  | 73.6444 | 1
| Zone | South Orange County | 9 | Monthly System Peak Day | CAISO | 1-in-2 | 2023 | 10 |  |  |  | 78 | 1
| Zone | South Orange County | 9 | Monthly System Peak Day | CAISO | 1-in-2 | 2023 | 11 |  |  |  | 84.6222 | 1
| Zone | South Orange County | 9 | Monthly System Peak Day | CAISO | 1-in-2 | 2023 | 12 |  |  |  | 90.2444 | 1
| Zone | South Orange County | 9 | Monthly System Peak Day | CAISO | 1-in-2 | 2023 | 13 |  |  |  | 92.3556 | 1
| Zone | South Orange County | 9 | Monthly System Peak Day | CAISO | 1-in-2 | 2023 | 14 |  |  |  | 92.8 | 1
| Zone | South Orange County | 9 | Monthly System Peak Day | CAISO | 1-in-2 | 2023 | 15 |  |  |  | 92.7778 | 1
| Zone | South Orange County | 9 | Monthly System Peak Day | CAISO | 1-in-2 | 2023 | 16 |  |  |  | 92.5333 | 1
| Zone | South Orange County | 9 | Monthly System Peak Day | CAISO | 1-in-2 | 2023 | 17 |  |  |  | 92.6889 | 1
| Zone | South Orange County | 9 | Monthly System Peak Day | CAISO | 1-in-2 | 2023 | 18 |  |  |  | 91.1889 | 1
| Zone | South Orange County | 9 | Monthly System Peak Day | CAISO | 1-in-2 | 2023 | 19 |  |  |  | 89.1333 | 1
| Zone | South Orange County | 9 | Monthly System Peak Day | CAISO | 1-in-2 | 2023 | 20 |  |  |  | 87.9222 | 1
| Zone | South Orange County | 9 | Monthly System Peak Day | CAISO | 1-in-2 | 2023 | 21 |  |  |  | 85.9889 | 1
| Zone | South Orange County | 9 | Monthly System Peak Day | CAISO | 1-in-2 | 2023 | 22 |  |  |  | 83.5556 | 1
| Zone | South Orange County | 9 | Monthly System Peak Day | CAISO | 1-in-2 | 2023 | 23 |  |  |  | 81.3111 | 1
| Zone | South Orange County | 9 | Monthly System Peak Day | CAISO | 1-in-2 | 2023 | 24 |  |  |  | 78.8556 | 1
| Zone | South Orange County | 10 | Average Weekday | CAISO | 1-in-2 | 2023 | 1 |  |  |  | 63.9844 | 1
| Zone | South Orange County | 10 | Average Weekday | CAISO | 1-in-2 | 2023 | 2 |  |  |  | 63.2554 | 1
| Zone | South Orange County | 10 | Average Weekday | CAISO | 1-in-2 | 2023 | 3 |  |  |  | 62.5135 | 1
| Zone | South Orange County | 10 | Average Weekday | CAISO | 1-in-2 | 2023 | 4 |  |  |  | 61.9402 | 1
| Zone | South Orange County | 10 | Average Weekday | CAISO | 1-in-2 | 2023 | 5 |  |  |  | 61.352 | 1
| Zone | South Orange County | 10 | Average Weekday | CAISO | 1-in-2 | 2023 | 6 |  |  |  | 61.0596 | 1
| Zone | South Orange County | 10 | Average Weekday | CAISO | 1-in-2 | 2023 | 7 |  |  |  | 60.878 | 1
| Zone | South Orange County | 10 | Average Weekday | CAISO | 1-in-2 | 2023 | 8 |  |  |  | 60.7845 | 1
| Zone | South Orange County | 10 | Average Weekday | CAISO | 1-in-2 | 2023 | 9 |  |  |  | 61.1327 | 1
| Zone | South Orange County | 10 | Average Weekday | CAISO | 1-in-2 | 2023 | 10 |  |  |  | 63.2855 | 1
| Zone | South Orange County | 10 | Average Weekday | CAISO | 1-in-2 | 2023 | 11 |  |  |  | 66.1247 | 1
| Zone | South Orange County | 10 | Average Weekday | CAISO | 1-in-2 | 2023 | 12 |  |  |  | 68.6962 | 1
| Zone | South Orange County | 10 | Average Weekday | CAISO | 1-in-2 | 2023 | 13 |  |  |  | 71.0626 | 1
| Zone | South Orange County | 10 | Average Weekday | CAISO | 1-in-2 | 2023 | 14 |  |  |  | 72.4527 | 1
| Zone | South Orange County | 10 | Average Weekday | CAISO | 1-in-2 | 2023 | 15 |  |  |  | 73.3673 | 1
| Zone | South Orange County | 10 | Average Weekday | CAISO | 1-in-2 | 2023 | 16 |  |  |  | 73.5557 | 1
| Zone | South Orange County | 10 | Average Weekday | CAISO | 1-in-2 | 2023 | 17 |  |  |  | 72.9948 | 1
| Zone | South Orange County | 10 | Average Weekday | CAISO | 1-in-2 | 2023 | 18 |  |  |  | 72.2091 | 1
| Zone | South Orange County | 10 | Average Weekday | CAISO | 1-in-2 | 2023 | 19 |  |  |  | 70.827 | 1
| Zone | South Orange County | 10 | Average Weekday | CAISO | 1-in-2 | 2023 | 20 |  |  |  | 68.6842 | 1
| Zone | South Orange County | 10 | Average Weekday | CAISO | 1-in-2 | 2023 | 21 |  |  |  | 67.4867 | 1
| Zone | South Orange County | 10 | Average Weekday | CAISO | 1-in-2 | 2023 | 22 |  |  |  | 66.5315 | 1
| Zone | South Orange County | 10 | Average Weekday | CAISO | 1-in-2 | 2023 | 23 |  |  |  | 65.6579 | 1
| Zone | South Orange County | 10 | Average Weekday | CAISO | 1-in-2 | 2023 | 24 |  |  |  | 64.716 | 1
| Zone | South Orange County | 10 | Monthly System Peak Day | CAISO | 1-in-2 | 2023 | 1 |  |  |  | 71.5167 | 1
| Zone | South Orange County | 10 | Monthly System Peak Day | CAISO | 1-in-2 | 2023 | 2 |  |  |  | 70.3656 | 1
| Zone | South Orange County | 10 | Monthly System Peak Day | CAISO | 1-in-2 | 2023 | 3 |  |  |  | 68.69 | 1
| Zone | South Orange County | 10 | Monthly System Peak Day | CAISO | 1-in-2 | 2023 | 4 |  |  |  | 67.6044 | 1
| Zone | South Orange County | 10 | Monthly System Peak Day | CAISO | 1-in-2 | 2023 | 5 |  |  |  | 66.9244 | 1
| Zone | South Orange County | 10 | Monthly System Peak Day | CAISO | 1-in-2 | 2023 | 6 |  |  |  | 66.9067 | 1
| Zone | South Orange County | 10 | Monthly System Peak Day | CAISO | 1-in-2 | 2023 | 7 |  |  |  | 66.9767 | 1
| Zone | South Orange County | 10 | Monthly System Peak Day | CAISO | 1-in-2 | 2023 | 8 |  |  |  | 66.88 | 1
| Zone | South Orange County | 10 | Monthly System Peak Day | CAISO | 1-in-2 | 2023 | 9 |  |  |  | 67.7789 | 1
| Zone | South Orange County | 10 | Monthly System Peak Day | CAISO | 1-in-2 | 2023 | 10 |  |  |  | 71.1411 | 1
| Zone | South Orange County | 10 | Monthly System Peak Day | CAISO | 1-in-2 | 2023 | 11 |  |  |  | 75.3444 | 1
| Zone | South Orange County | 10 | Monthly System Peak Day | CAISO | 1-in-2 | 2023 | 12 |  |  |  | 80.1333 | 1
| Zone | South Orange County | 10 | Monthly System Peak Day | CAISO | 1-in-2 | 2023 | 13 |  |  |  | 82.3556 | 1
| Zone | South Orange County | 10 | Monthly System Peak Day | CAISO | 1-in-2 | 2023 | 14 |  |  |  | 83.2778 | 1
| Zone | South Orange County | 10 | Monthly System Peak Day | CAISO | 1-in-2 | 2023 | 15 |  |  |  | 82.9444 | 1
| Zone | South Orange County | 10 | Monthly System Peak Day | CAISO | 1-in-2 | 2023 | 16 |  |  |  | 82.9222 | 1
| Zone | South Orange County | 10 | Monthly System Peak Day | CAISO | 1-in-2 | 2023 | 17 |  |  |  | 82.1778 | 1
| Zone | South Orange County | 10 | Monthly System Peak Day | CAISO | 1-in-2 | 2023 | 18 |  |  |  | 82.1556 | 1
| Zone | South Orange County | 10 | Monthly System Peak Day | CAISO | 1-in-2 | 2023 | 19 |  |  |  | 79.3578 | 1
| Zone | South Orange County | 10 | Monthly System Peak Day | CAISO | 1-in-2 | 2023 | 20 |  |  |  | 76.0178 | 1
| Zone | South Orange County | 10 | Monthly System Peak Day | CAISO | 1-in-2 | 2023 | 21 |  |  |  | 74.4178 | 1
| Zone | South Orange County | 10 | Monthly System Peak Day | CAISO | 1-in-2 | 2023 | 22 |  |  |  | 73.3444 | 1
| Zone | South Orange County | 10 | Monthly System Peak Day | CAISO | 1-in-2 | 2023 | 23 |  |  |  | 72.1678 | 1
| Zone | South Orange County | 10 | Monthly System Peak Day | CAISO | 1-in-2 | 2023 | 24 |  |  |  | 71.2222 | 1
| Zone | South Orange County | 11 | Average Weekday | CAISO | 1-in-2 | 2023 | 1 |  |  |  | 58.3076 | 1
| Zone | South Orange County | 11 | Average Weekday | CAISO | 1-in-2 | 2023 | 2 |  |  |  | 57.6233 | 1
| Zone | South Orange County | 11 | Average Weekday | CAISO | 1-in-2 | 2023 | 3 |  |  |  | 57.0029 | 1
| Zone | South Orange County | 11 | Average Weekday | CAISO | 1-in-2 | 2023 | 4 |  |  |  | 56.4456 | 1
| Zone | South Orange County | 11 | Average Weekday | CAISO | 1-in-2 | 2023 | 5 |  |  |  | 55.7963 | 1
| Zone | South Orange County | 11 | Average Weekday | CAISO | 1-in-2 | 2023 | 6 |  |  |  | 55.4303 | 1
| Zone | South Orange County | 11 | Average Weekday | CAISO | 1-in-2 | 2023 | 7 |  |  |  | 55.2174 | 1
| Zone | South Orange County | 11 | Average Weekday | CAISO | 1-in-2 | 2023 | 8 |  |  |  | 55.3055 | 1
| Zone | South Orange County | 11 | Average Weekday | CAISO | 1-in-2 | 2023 | 9 |  |  |  | 56.4216 | 1
| Zone | South Orange County | 11 | Average Weekday | CAISO | 1-in-2 | 2023 | 10 |  |  |  | 59.2361 | 1
| Zone | South Orange County | 11 | Average Weekday | CAISO | 1-in-2 | 2023 | 11 |  |  |  | 62.5846 | 1
| Zone | South Orange County | 11 | Average Weekday | CAISO | 1-in-2 | 2023 | 12 |  |  |  | 65.4855 | 1
| Zone | South Orange County | 11 | Average Weekday | CAISO | 1-in-2 | 2023 | 13 |  |  |  | 67.5298 | 1
| Zone | South Orange County | 11 | Average Weekday | CAISO | 1-in-2 | 2023 | 14 |  |  |  | 68.399 | 1
| Zone | South Orange County | 11 | Average Weekday | CAISO | 1-in-2 | 2023 | 15 |  |  |  | 68.4689 | 1
| Zone | South Orange County | 11 | Average Weekday | CAISO | 1-in-2 | 2023 | 16 |  |  |  | 68.058 | 1
| Zone | South Orange County | 11 | Average Weekday | CAISO | 1-in-2 | 2023 | 17 |  |  |  | 67.0901 | 1
| Zone | South Orange County | 11 | Average Weekday | CAISO | 1-in-2 | 2023 | 18 |  |  |  | 65.412 | 1
| Zone | South Orange County | 11 | Average Weekday | CAISO | 1-in-2 | 2023 | 19 |  |  |  | 63.7569 | 1
| Zone | South Orange County | 11 | Average Weekday | CAISO | 1-in-2 | 2023 | 20 |  |  |  | 62.7171 | 1
| Zone | South Orange County | 11 | Average Weekday | CAISO | 1-in-2 | 2023 | 21 |  |  |  | 61.7769 | 1
| Zone | South Orange County | 11 | Average Weekday | CAISO | 1-in-2 | 2023 | 22 |  |  |  | 60.8739 | 1
| Zone | South Orange County | 11 | Average Weekday | CAISO | 1-in-2 | 2023 | 23 |  |  |  | 59.927 | 1
| Zone | South Orange County | 11 | Average Weekday | CAISO | 1-in-2 | 2023 | 24 |  |  |  | 59.0446 | 1
| Zone | South Orange County | 11 | Monthly System Peak Day | CAISO | 1-in-2 | 2023 | 1 |  |  |  | 58.4856 | 1
| Zone | South Orange County | 11 | Monthly System Peak Day | CAISO | 1-in-2 | 2023 | 2 |  |  |  | 57.2033 | 1
| Zone | South Orange County | 11 | Monthly System Peak Day | CAISO | 1-in-2 | 2023 | 3 |  |  |  | 56.5678 | 1
| Zone | South Orange County | 11 | Monthly System Peak Day | CAISO | 1-in-2 | 2023 | 4 |  |  |  | 55.5522 | 1
| Zone | South Orange County | 11 | Monthly System Peak Day | CAISO | 1-in-2 | 2023 | 5 |  |  |  | 54.3278 | 1
| Zone | South Orange County | 11 | Monthly System Peak Day | CAISO | 1-in-2 | 2023 | 6 |  |  |  | 52.7267 | 1
| Zone | South Orange County | 11 | Monthly System Peak Day | CAISO | 1-in-2 | 2023 | 7 |  |  |  | 52.0211 | 1
| Zone | South Orange County | 11 | Monthly System Peak Day | CAISO | 1-in-2 | 2023 | 8 |  |  |  | 52.2589 | 1
| Zone | South Orange County | 11 | Monthly System Peak Day | CAISO | 1-in-2 | 2023 | 9 |  |  |  | 56.1189 | 1
| Zone | South Orange County | 11 | Monthly System Peak Day | CAISO | 1-in-2 | 2023 | 10 |  |  |  | 62.3633 | 1
| Zone | South Orange County | 11 | Monthly System Peak Day | CAISO | 1-in-2 | 2023 | 11 |  |  |  | 68.6367 | 1
| Zone | South Orange County | 11 | Monthly System Peak Day | CAISO | 1-in-2 | 2023 | 12 |  |  |  | 73.9656 | 1
| Zone | South Orange County | 11 | Monthly System Peak Day | CAISO | 1-in-2 | 2023 | 13 |  |  |  | 77.8444 | 1
| Zone | South Orange County | 11 | Monthly System Peak Day | CAISO | 1-in-2 | 2023 | 14 |  |  |  | 79.5811 | 1
| Zone | South Orange County | 11 | Monthly System Peak Day | CAISO | 1-in-2 | 2023 | 15 |  |  |  | 79.2411 | 1
| Zone | South Orange County | 11 | Monthly System Peak Day | CAISO | 1-in-2 | 2023 | 16 |  |  |  | 78.0989 | 1
| Zone | South Orange County | 11 | Monthly System Peak Day | CAISO | 1-in-2 | 2023 | 17 |  |  |  | 77.0689 | 1
| Zone | South Orange County | 11 | Monthly System Peak Day | CAISO | 1-in-2 | 2023 | 18 |  |  |  | 73.7078 | 1
| Zone | South Orange County | 11 | Monthly System Peak Day | CAISO | 1-in-2 | 2023 | 19 |  |  |  | 70.6156 | 1
| Zone | South Orange County | 11 | Monthly System Peak Day | CAISO | 1-in-2 | 2023 | 20 |  |  |  | 68.8278 | 1
| Zone | South Orange County | 11 | Monthly System Peak Day | CAISO | 1-in-2 | 2023 | 21 |  |  |  | 67.0556 | 1
| Zone | South Orange County | 11 | Monthly System Peak Day | CAISO | 1-in-2 | 2023 | 22 |  |  |  | 64.8844 | 1
| Zone | South Orange County | 11 | Monthly System Peak Day | CAISO | 1-in-2 | 2023 | 23 |  |  |  | 63.2211 | 1
| Zone | South Orange County | 11 | Monthly System Peak Day | CAISO | 1-in-2 | 2023 | 24 |  |  |  | 61.5856 | 1
| Zone | South Orange County | 12 | Average Weekday | CAISO | 1-in-2 | 2023 | 1 |  |  |  | 51.8345 | 1
| Zone | South Orange County | 12 | Average Weekday | CAISO | 1-in-2 | 2023 | 2 |  |  |  | 51.1096 | 1
| Zone | South Orange County | 12 | Average Weekday | CAISO | 1-in-2 | 2023 | 3 |  |  |  | 50.4275 | 1
| Zone | South Orange County | 12 | Average Weekday | CAISO | 1-in-2 | 2023 | 4 |  |  |  | 49.8359 | 1
| Zone | South Orange County | 12 | Average Weekday | CAISO | 1-in-2 | 2023 | 5 |  |  |  | 49.2696 | 1
| Zone | South Orange County | 12 | Average Weekday | CAISO | 1-in-2 | 2023 | 6 |  |  |  | 48.7404 | 1
| Zone | South Orange County | 12 | Average Weekday | CAISO | 1-in-2 | 2023 | 7 |  |  |  | 48.4009 | 1
| Zone | South Orange County | 12 | Average Weekday | CAISO | 1-in-2 | 2023 | 8 |  |  |  | 48.3734 | 1
| Zone | South Orange County | 12 | Average Weekday | CAISO | 1-in-2 | 2023 | 9 |  |  |  | 49.2374 | 1
| Zone | South Orange County | 12 | Average Weekday | CAISO | 1-in-2 | 2023 | 10 |  |  |  | 51.9838 | 1
| Zone | South Orange County | 12 | Average Weekday | CAISO | 1-in-2 | 2023 | 11 |  |  |  | 55.3651 | 1
| Zone | South Orange County | 12 | Average Weekday | CAISO | 1-in-2 | 2023 | 12 |  |  |  | 58.2238 | 1
| Zone | South Orange County | 12 | Average Weekday | CAISO | 1-in-2 | 2023 | 13 |  |  |  | 60.2823 | 1
| Zone | South Orange County | 12 | Average Weekday | CAISO | 1-in-2 | 2023 | 14 |  |  |  | 61.5888 | 1
| Zone | South Orange County | 12 | Average Weekday | CAISO | 1-in-2 | 2023 | 15 |  |  |  | 61.8821 | 1
| Zone | South Orange County | 12 | Average Weekday | CAISO | 1-in-2 | 2023 | 16 |  |  |  | 61.6976 | 1
| Zone | South Orange County | 12 | Average Weekday | CAISO | 1-in-2 | 2023 | 17 |  |  |  | 60.7378 | 1
| Zone | South Orange County | 12 | Average Weekday | CAISO | 1-in-2 | 2023 | 18 |  |  |  | 59.0013 | 1
| Zone | South Orange County | 12 | Average Weekday | CAISO | 1-in-2 | 2023 | 19 |  |  |  | 57.2789 | 1
| Zone | South Orange County | 12 | Average Weekday | CAISO | 1-in-2 | 2023 | 20 |  |  |  | 56.2011 | 1
| Zone | South Orange County | 12 | Average Weekday | CAISO | 1-in-2 | 2023 | 21 |  |  |  | 55.1953 | 1
| Zone | South Orange County | 12 | Average Weekday | CAISO | 1-in-2 | 2023 | 22 |  |  |  | 54.178 | 1
| Zone | South Orange County | 12 | Average Weekday | CAISO | 1-in-2 | 2023 | 23 |  |  |  | 53.2225 | 1
| Zone | South Orange County | 12 | Average Weekday | CAISO | 1-in-2 | 2023 | 24 |  |  |  | 52.3638 | 1
| Zone | South Orange County | 12 | Monthly System Peak Day | CAISO | 1-in-2 | 2023 | 1 |  |  |  | 50.14 | 1
| Zone | South Orange County | 12 | Monthly System Peak Day | CAISO | 1-in-2 | 2023 | 2 |  |  |  | 48.8633 | 1
| Zone | South Orange County | 12 | Monthly System Peak Day | CAISO | 1-in-2 | 2023 | 3 |  |  |  | 47.8889 | 1
| Zone | South Orange County | 12 | Monthly System Peak Day | CAISO | 1-in-2 | 2023 | 4 |  |  |  | 47.59 | 1
| Zone | South Orange County | 12 | Monthly System Peak Day | CAISO | 1-in-2 | 2023 | 5 |  |  |  | 47.1678 | 1
| Zone | South Orange County | 12 | Monthly System Peak Day | CAISO | 1-in-2 | 2023 | 6 |  |  |  | 46.72 | 1
| Zone | South Orange County | 12 | Monthly System Peak Day | CAISO | 1-in-2 | 2023 | 7 |  |  |  | 46.05 | 1
| Zone | South Orange County | 12 | Monthly System Peak Day | CAISO | 1-in-2 | 2023 | 8 |  |  |  | 45.7956 | 1
| Zone | South Orange County | 12 | Monthly System Peak Day | CAISO | 1-in-2 | 2023 | 9 |  |  |  | 46.3911 | 1
| Zone | South Orange County | 12 | Monthly System Peak Day | CAISO | 1-in-2 | 2023 | 10 |  |  |  | 49.5056 | 1
| Zone | South Orange County | 12 | Monthly System Peak Day | CAISO | 1-in-2 | 2023 | 11 |  |  |  | 54.9767 | 1
| Zone | South Orange County | 12 | Monthly System Peak Day | CAISO | 1-in-2 | 2023 | 12 |  |  |  | 60.11 | 1
| Zone | South Orange County | 12 | Monthly System Peak Day | CAISO | 1-in-2 | 2023 | 13 |  |  |  | 64.0133 | 1
| Zone | South Orange County | 12 | Monthly System Peak Day | CAISO | 1-in-2 | 2023 | 14 |  |  |  | 66.3244 | 1
| Zone | South Orange County | 12 | Monthly System Peak Day | CAISO | 1-in-2 | 2023 | 15 |  |  |  | 64.4156 | 1
| Zone | South Orange County | 12 | Monthly System Peak Day | CAISO | 1-in-2 | 2023 | 16 |  |  |  | 63.9833 | 1
| Zone | South Orange County | 12 | Monthly System Peak Day | CAISO | 1-in-2 | 2023 | 17 |  |  |  | 63.6256 | 1
| Zone | South Orange County | 12 | Monthly System Peak Day | CAISO | 1-in-2 | 2023 | 18 |  |  |  | 61.9733 | 1
| Zone | South Orange County | 12 | Monthly System Peak Day | CAISO | 1-in-2 | 2023 | 19 |  |  |  | 60.19 | 1
| Zone | South Orange County | 12 | Monthly System Peak Day | CAISO | 1-in-2 | 2023 | 20 |  |  |  | 58.3056 | 1
| Zone | South Orange County | 12 | Monthly System Peak Day | CAISO | 1-in-2 | 2023 | 21 |  |  |  | 56.8667 | 1
| Zone | South Orange County | 12 | Monthly System Peak Day | CAISO | 1-in-2 | 2023 | 22 |  |  |  | 55.68 | 1
| Zone | South Orange County | 12 | Monthly System Peak Day | CAISO | 1-in-2 | 2023 | 23 |  |  |  | 54.4856 | 1
| Zone | South Orange County | 12 | Monthly System Peak Day | CAISO | 1-in-2 | 2023 | 24 |  |  |  | 53.5344 | 1
| Zone | South Orange County | 1 | Average Weekday | CAISO | 1-in-2 | 2024 | 1 |  |  |  | 54.7883 | 1
| Zone | South Orange County | 1 | Average Weekday | CAISO | 1-in-2 | 2024 | 2 |  |  |  | 53.8665 | 1
| Zone | South Orange County | 1 | Average Weekday | CAISO | 1-in-2 | 2024 | 3 |  |  |  | 53.0523 | 1
| Zone | South Orange County | 1 | Average Weekday | CAISO | 1-in-2 | 2024 | 4 |  |  |  | 52.4661 | 1
| Zone | South Orange County | 1 | Average Weekday | CAISO | 1-in-2 | 2024 | 5 |  |  |  | 51.5797 | 1
| Zone | South Orange County | 1 | Average Weekday | CAISO | 1-in-2 | 2024 | 6 |  |  |  | 51.1888 | 1
| Zone | South Orange County | 1 | Average Weekday | CAISO | 1-in-2 | 2024 | 7 |  |  |  | 50.8632 | 1
| Zone | South Orange County | 1 | Average Weekday | CAISO | 1-in-2 | 2024 | 8 |  |  |  | 50.9856 | 1
| Zone | South Orange County | 1 | Average Weekday | CAISO | 1-in-2 | 2024 | 9 |  |  |  | 51.6086 | 1
| Zone | South Orange County | 1 | Average Weekday | CAISO | 1-in-2 | 2024 | 10 |  |  |  | 54.6419 | 1
| Zone | South Orange County | 1 | Average Weekday | CAISO | 1-in-2 | 2024 | 11 |  |  |  | 58.5573 | 1
| Zone | South Orange County | 1 | Average Weekday | CAISO | 1-in-2 | 2024 | 12 |  |  |  | 61.9422 | 1
| Zone | South Orange County | 1 | Average Weekday | CAISO | 1-in-2 | 2024 | 13 |  |  |  | 64.5664 | 1
| Zone | South Orange County | 1 | Average Weekday | CAISO | 1-in-2 | 2024 | 14 |  |  |  | 66.3083 | 1
| Zone | South Orange County | 1 | Average Weekday | CAISO | 1-in-2 | 2024 | 15 |  |  |  | 67.0823 | 1
| Zone | South Orange County | 1 | Average Weekday | CAISO | 1-in-2 | 2024 | 16 |  |  |  | 67.101 | 1
| Zone | South Orange County | 1 | Average Weekday | CAISO | 1-in-2 | 2024 | 17 |  |  |  | 65.9679 | 1
| Zone | South Orange County | 1 | Average Weekday | CAISO | 1-in-2 | 2024 | 18 |  |  |  | 64.1239 | 1
| Zone | South Orange County | 1 | Average Weekday | CAISO | 1-in-2 | 2024 | 19 |  |  |  | 61.8283 | 1
| Zone | South Orange County | 1 | Average Weekday | CAISO | 1-in-2 | 2024 | 20 |  |  |  | 60.3775 | 1
| Zone | South Orange County | 1 | Average Weekday | CAISO | 1-in-2 | 2024 | 21 |  |  |  | 59.2773 | 1
| Zone | South Orange County | 1 | Average Weekday | CAISO | 1-in-2 | 2024 | 22 |  |  |  | 58.135 | 1
| Zone | South Orange County | 1 | Average Weekday | CAISO | 1-in-2 | 2024 | 23 |  |  |  | 57.155 | 1
| Zone | South Orange County | 1 | Average Weekday | CAISO | 1-in-2 | 2024 | 24 |  |  |  | 56.1335 | 1
| Zone | South Orange County | 1 | Monthly System Peak Day | CAISO | 1-in-2 | 2024 | 1 |  |  |  | 51.3978 | 1
| Zone | South Orange County | 1 | Monthly System Peak Day | CAISO | 1-in-2 | 2024 | 2 |  |  |  | 50.4678 | 1
| Zone | South Orange County | 1 | Monthly System Peak Day | CAISO | 1-in-2 | 2024 | 3 |  |  |  | 49.3011 | 1
| Zone | South Orange County | 1 | Monthly System Peak Day | CAISO | 1-in-2 | 2024 | 4 |  |  |  | 48.1833 | 1
| Zone | South Orange County | 1 | Monthly System Peak Day | CAISO | 1-in-2 | 2024 | 5 |  |  |  | 47.2978 | 1
| Zone | South Orange County | 1 | Monthly System Peak Day | CAISO | 1-in-2 | 2024 | 6 |  |  |  | 46.8389 | 1
| Zone | South Orange County | 1 | Monthly System Peak Day | CAISO | 1-in-2 | 2024 | 7 |  |  |  | 46.5411 | 1
| Zone | South Orange County | 1 | Monthly System Peak Day | CAISO | 1-in-2 | 2024 | 8 |  |  |  | 46.4278 | 1
| Zone | South Orange County | 1 | Monthly System Peak Day | CAISO | 1-in-2 | 2024 | 9 |  |  |  | 47.3 | 1
| Zone | South Orange County | 1 | Monthly System Peak Day | CAISO | 1-in-2 | 2024 | 10 |  |  |  | 50.2144 | 1
| Zone | South Orange County | 1 | Monthly System Peak Day | CAISO | 1-in-2 | 2024 | 11 |  |  |  | 54.2856 | 1
| Zone | South Orange County | 1 | Monthly System Peak Day | CAISO | 1-in-2 | 2024 | 12 |  |  |  | 57.0744 | 1
| Zone | South Orange County | 1 | Monthly System Peak Day | CAISO | 1-in-2 | 2024 | 13 |  |  |  | 57.9711 | 1
| Zone | South Orange County | 1 | Monthly System Peak Day | CAISO | 1-in-2 | 2024 | 14 |  |  |  | 59.3989 | 1
| Zone | South Orange County | 1 | Monthly System Peak Day | CAISO | 1-in-2 | 2024 | 15 |  |  |  | 59.2289 | 1
| Zone | South Orange County | 1 | Monthly System Peak Day | CAISO | 1-in-2 | 2024 | 16 |  |  |  | 58.6111 | 1
| Zone | South Orange County | 1 | Monthly System Peak Day | CAISO | 1-in-2 | 2024 | 17 |  |  |  | 57.6833 | 1
| Zone | South Orange County | 1 | Monthly System Peak Day | CAISO | 1-in-2 | 2024 | 18 |  |  |  | 56.4556 | 1
| Zone | South Orange County | 1 | Monthly System Peak Day | CAISO | 1-in-2 | 2024 | 19 |  |  |  | 56.0244 | 1
| Zone | South Orange County | 1 | Monthly System Peak Day | CAISO | 1-in-2 | 2024 | 20 |  |  |  | 54.8778 | 1
| Zone | South Orange County | 1 | Monthly System Peak Day | CAISO | 1-in-2 | 2024 | 21 |  |  |  | 53.9289 | 1
| Zone | South Orange County | 1 | Monthly System Peak Day | CAISO | 1-in-2 | 2024 | 22 |  |  |  | 52.81 | 1
| Zone | South Orange County | 1 | Monthly System Peak Day | CAISO | 1-in-2 | 2024 | 23 |  |  |  | 51.8522 | 1
| Zone | South Orange County | 1 | Monthly System Peak Day | CAISO | 1-in-2 | 2024 | 24 |  |  |  | 51.1967 | 1
| Zone | South Orange County | 2 | Average Weekday | CAISO | 1-in-2 | 2024 | 1 |  |  |  | 55.7014 | 1
| Zone | South Orange County | 2 | Average Weekday | CAISO | 1-in-2 | 2024 | 2 |  |  |  | 54.7694 | 1
| Zone | South Orange County | 2 | Average Weekday | CAISO | 1-in-2 | 2024 | 3 |  |  |  | 53.9044 | 1
| Zone | South Orange County | 2 | Average Weekday | CAISO | 1-in-2 | 2024 | 4 |  |  |  | 53.1019 | 1
| Zone | South Orange County | 2 | Average Weekday | CAISO | 1-in-2 | 2024 | 5 |  |  |  | 52.4361 | 1
| Zone | South Orange County | 2 | Average Weekday | CAISO | 1-in-2 | 2024 | 6 |  |  |  | 51.8296 | 1
| Zone | South Orange County | 2 | Average Weekday | CAISO | 1-in-2 | 2024 | 7 |  |  |  | 51.4768 | 1
| Zone | South Orange County | 2 | Average Weekday | CAISO | 1-in-2 | 2024 | 8 |  |  |  | 51.302 | 1
| Zone | South Orange County | 2 | Average Weekday | CAISO | 1-in-2 | 2024 | 9 |  |  |  | 52.8217 | 1
| Zone | South Orange County | 2 | Average Weekday | CAISO | 1-in-2 | 2024 | 10 |  |  |  | 56.4529 | 1
| Zone | South Orange County | 2 | Average Weekday | CAISO | 1-in-2 | 2024 | 11 |  |  |  | 60.2263 | 1
| Zone | South Orange County | 2 | Average Weekday | CAISO | 1-in-2 | 2024 | 12 |  |  |  | 63.225 | 1
| Zone | South Orange County | 2 | Average Weekday | CAISO | 1-in-2 | 2024 | 13 |  |  |  | 65.4394 | 1
| Zone | South Orange County | 2 | Average Weekday | CAISO | 1-in-2 | 2024 | 14 |  |  |  | 66.6257 | 1
| Zone | South Orange County | 2 | Average Weekday | CAISO | 1-in-2 | 2024 | 15 |  |  |  | 66.7532 | 1
| Zone | South Orange County | 2 | Average Weekday | CAISO | 1-in-2 | 2024 | 16 |  |  |  | 66.2526 | 1
| Zone | South Orange County | 2 | Average Weekday | CAISO | 1-in-2 | 2024 | 17 |  |  |  | 65.4908 | 1
| Zone | South Orange County | 2 | Average Weekday | CAISO | 1-in-2 | 2024 | 18 |  |  |  | 64.0829 | 1
| Zone | South Orange County | 2 | Average Weekday | CAISO | 1-in-2 | 2024 | 19 |  |  |  | 62.0303 | 1
| Zone | South Orange County | 2 | Average Weekday | CAISO | 1-in-2 | 2024 | 20 |  |  |  | 60.4391 | 1
| Zone | South Orange County | 2 | Average Weekday | CAISO | 1-in-2 | 2024 | 21 |  |  |  | 59.3744 | 1
| Zone | South Orange County | 2 | Average Weekday | CAISO | 1-in-2 | 2024 | 22 |  |  |  | 58.4935 | 1
| Zone | South Orange County | 2 | Average Weekday | CAISO | 1-in-2 | 2024 | 23 |  |  |  | 57.4915 | 1
| Zone | South Orange County | 2 | Average Weekday | CAISO | 1-in-2 | 2024 | 24 |  |  |  | 56.5279 | 1
| Zone | South Orange County | 2 | Monthly System Peak Day | CAISO | 1-in-2 | 2024 | 1 |  |  |  | 47.5944 | 1
| Zone | South Orange County | 2 | Monthly System Peak Day | CAISO | 1-in-2 | 2024 | 2 |  |  |  | 47.6133 | 1
| Zone | South Orange County | 2 | Monthly System Peak Day | CAISO | 1-in-2 | 2024 | 3 |  |  |  | 46.8711 | 1
| Zone | South Orange County | 2 | Monthly System Peak Day | CAISO | 1-in-2 | 2024 | 4 |  |  |  | 46.0967 | 1
| Zone | South Orange County | 2 | Monthly System Peak Day | CAISO | 1-in-2 | 2024 | 5 |  |  |  | 44.8956 | 1
| Zone | South Orange County | 2 | Monthly System Peak Day | CAISO | 1-in-2 | 2024 | 6 |  |  |  | 43.8256 | 1
| Zone | South Orange County | 2 | Monthly System Peak Day | CAISO | 1-in-2 | 2024 | 7 |  |  |  | 42.7767 | 1
| Zone | South Orange County | 2 | Monthly System Peak Day | CAISO | 1-in-2 | 2024 | 8 |  |  |  | 42.4556 | 1
| Zone | South Orange County | 2 | Monthly System Peak Day | CAISO | 1-in-2 | 2024 | 9 |  |  |  | 44.0489 | 1
| Zone | South Orange County | 2 | Monthly System Peak Day | CAISO | 1-in-2 | 2024 | 10 |  |  |  | 47.6878 | 1
| Zone | South Orange County | 2 | Monthly System Peak Day | CAISO | 1-in-2 | 2024 | 11 |  |  |  | 51.1633 | 1
| Zone | South Orange County | 2 | Monthly System Peak Day | CAISO | 1-in-2 | 2024 | 12 |  |  |  | 54.3111 | 1
| Zone | South Orange County | 2 | Monthly System Peak Day | CAISO | 1-in-2 | 2024 | 13 |  |  |  | 56.3767 | 1
| Zone | South Orange County | 2 | Monthly System Peak Day | CAISO | 1-in-2 | 2024 | 14 |  |  |  | 57.7256 | 1
| Zone | South Orange County | 2 | Monthly System Peak Day | CAISO | 1-in-2 | 2024 | 15 |  |  |  | 58.1322 | 1
| Zone | South Orange County | 2 | Monthly System Peak Day | CAISO | 1-in-2 | 2024 | 16 |  |  |  | 58.1467 | 1
| Zone | South Orange County | 2 | Monthly System Peak Day | CAISO | 1-in-2 | 2024 | 17 |  |  |  | 57.7333 | 1
| Zone | South Orange County | 2 | Monthly System Peak Day | CAISO | 1-in-2 | 2024 | 18 |  |  |  | 57.0189 | 1
| Zone | South Orange County | 2 | Monthly System Peak Day | CAISO | 1-in-2 | 2024 | 19 |  |  |  | 55.3378 | 1
| Zone | South Orange County | 2 | Monthly System Peak Day | CAISO | 1-in-2 | 2024 | 20 |  |  |  | 53.7633 | 1
| Zone | South Orange County | 2 | Monthly System Peak Day | CAISO | 1-in-2 | 2024 | 21 |  |  |  | 52.8011 | 1
| Zone | South Orange County | 2 | Monthly System Peak Day | CAISO | 1-in-2 | 2024 | 22 |  |  |  | 51.53 | 1
| Zone | South Orange County | 2 | Monthly System Peak Day | CAISO | 1-in-2 | 2024 | 23 |  |  |  | 50.2267 | 1
| Zone | South Orange County | 2 | Monthly System Peak Day | CAISO | 1-in-2 | 2024 | 24 |  |  |  | 48.9922 | 1
| Zone | South Orange County | 3 | Average Weekday | CAISO | 1-in-2 | 2024 | 1 |  |  |  | 56.6958 | 1
| Zone | South Orange County | 3 | Average Weekday | CAISO | 1-in-2 | 2024 | 2 |  |  |  | 55.8201 | 1
| Zone | South Orange County | 3 | Average Weekday | CAISO | 1-in-2 | 2024 | 3 |  |  |  | 55.0202 | 1
| Zone | South Orange County | 3 | Average Weekday | CAISO | 1-in-2 | 2024 | 4 |  |  |  | 54.2862 | 1
| Zone | South Orange County | 3 | Average Weekday | CAISO | 1-in-2 | 2024 | 5 |  |  |  | 53.7249 | 1
| Zone | South Orange County | 3 | Average Weekday | CAISO | 1-in-2 | 2024 | 6 |  |  |  | 53.2328 | 1
| Zone | South Orange County | 3 | Average Weekday | CAISO | 1-in-2 | 2024 | 7 |  |  |  | 52.9255 | 1
| Zone | South Orange County | 3 | Average Weekday | CAISO | 1-in-2 | 2024 | 8 |  |  |  | 52.8858 | 1
| Zone | South Orange County | 3 | Average Weekday | CAISO | 1-in-2 | 2024 | 9 |  |  |  | 53.9897 | 1
| Zone | South Orange County | 3 | Average Weekday | CAISO | 1-in-2 | 2024 | 10 |  |  |  | 56.5672 | 1
| Zone | South Orange County | 3 | Average Weekday | CAISO | 1-in-2 | 2024 | 11 |  |  |  | 59.5209 | 1
| Zone | South Orange County | 3 | Average Weekday | CAISO | 1-in-2 | 2024 | 12 |  |  |  | 62.2675 | 1
| Zone | South Orange County | 3 | Average Weekday | CAISO | 1-in-2 | 2024 | 13 |  |  |  | 63.9526 | 1
| Zone | South Orange County | 3 | Average Weekday | CAISO | 1-in-2 | 2024 | 14 |  |  |  | 64.8912 | 1
| Zone | South Orange County | 3 | Average Weekday | CAISO | 1-in-2 | 2024 | 15 |  |  |  | 65.5863 | 1
| Zone | South Orange County | 3 | Average Weekday | CAISO | 1-in-2 | 2024 | 16 |  |  |  | 65.7835 | 1
| Zone | South Orange County | 3 | Average Weekday | CAISO | 1-in-2 | 2024 | 17 |  |  |  | 65.5655 | 1
| Zone | South Orange County | 3 | Average Weekday | CAISO | 1-in-2 | 2024 | 18 |  |  |  | 64.6998 | 1
| Zone | South Orange County | 3 | Average Weekday | CAISO | 1-in-2 | 2024 | 19 |  |  |  | 63.2218 | 1
| Zone | South Orange County | 3 | Average Weekday | CAISO | 1-in-2 | 2024 | 20 |  |  |  | 61.2717 | 1
| Zone | South Orange County | 3 | Average Weekday | CAISO | 1-in-2 | 2024 | 21 |  |  |  | 59.6505 | 1
| Zone | South Orange County | 3 | Average Weekday | CAISO | 1-in-2 | 2024 | 22 |  |  |  | 58.8848 | 1
| Zone | South Orange County | 3 | Average Weekday | CAISO | 1-in-2 | 2024 | 23 |  |  |  | 58.0792 | 1
| Zone | South Orange County | 3 | Average Weekday | CAISO | 1-in-2 | 2024 | 24 |  |  |  | 57.1998 | 1
| Zone | South Orange County | 3 | Monthly System Peak Day | CAISO | 1-in-2 | 2024 | 1 |  |  |  | 60.2722 | 1
| Zone | South Orange County | 3 | Monthly System Peak Day | CAISO | 1-in-2 | 2024 | 2 |  |  |  | 58.8122 | 1
| Zone | South Orange County | 3 | Monthly System Peak Day | CAISO | 1-in-2 | 2024 | 3 |  |  |  | 57.4178 | 1
| Zone | South Orange County | 3 | Monthly System Peak Day | CAISO | 1-in-2 | 2024 | 4 |  |  |  | 56.4267 | 1
| Zone | South Orange County | 3 | Monthly System Peak Day | CAISO | 1-in-2 | 2024 | 5 |  |  |  | 55.49 | 1
| Zone | South Orange County | 3 | Monthly System Peak Day | CAISO | 1-in-2 | 2024 | 6 |  |  |  | 54.6956 | 1
| Zone | South Orange County | 3 | Monthly System Peak Day | CAISO | 1-in-2 | 2024 | 7 |  |  |  | 54.1922 | 1
| Zone | South Orange County | 3 | Monthly System Peak Day | CAISO | 1-in-2 | 2024 | 8 |  |  |  | 53.3211 | 1
| Zone | South Orange County | 3 | Monthly System Peak Day | CAISO | 1-in-2 | 2024 | 9 |  |  |  | 53.7989 | 1
| Zone | South Orange County | 3 | Monthly System Peak Day | CAISO | 1-in-2 | 2024 | 10 |  |  |  | 57.2856 | 1
| Zone | South Orange County | 3 | Monthly System Peak Day | CAISO | 1-in-2 | 2024 | 11 |  |  |  | 62.2033 | 1
| Zone | South Orange County | 3 | Monthly System Peak Day | CAISO | 1-in-2 | 2024 | 12 |  |  |  | 66.5189 | 1
| Zone | South Orange County | 3 | Monthly System Peak Day | CAISO | 1-in-2 | 2024 | 13 |  |  |  | 68.3267 | 1
| Zone | South Orange County | 3 | Monthly System Peak Day | CAISO | 1-in-2 | 2024 | 14 |  |  |  | 68.7533 | 1
| Zone | South Orange County | 3 | Monthly System Peak Day | CAISO | 1-in-2 | 2024 | 15 |  |  |  | 69.9911 | 1
| Zone | South Orange County | 3 | Monthly System Peak Day | CAISO | 1-in-2 | 2024 | 16 |  |  |  | 70.3644 | 1
| Zone | South Orange County | 3 | Monthly System Peak Day | CAISO | 1-in-2 | 2024 | 17 |  |  |  | 69.6778 | 1
| Zone | South Orange County | 3 | Monthly System Peak Day | CAISO | 1-in-2 | 2024 | 18 |  |  |  | 68.4922 | 1
| Zone | South Orange County | 3 | Monthly System Peak Day | CAISO | 1-in-2 | 2024 | 19 |  |  |  | 66.94 | 1
| Zone | South Orange County | 3 | Monthly System Peak Day | CAISO | 1-in-2 | 2024 | 20 |  |  |  | 63.7489 | 1
| Zone | South Orange County | 3 | Monthly System Peak Day | CAISO | 1-in-2 | 2024 | 21 |  |  |  | 61.8589 | 1
| Zone | South Orange County | 3 | Monthly System Peak Day | CAISO | 1-in-2 | 2024 | 22 |  |  |  | 61.4889 | 1
| Zone | South Orange County | 3 | Monthly System Peak Day | CAISO | 1-in-2 | 2024 | 23 |  |  |  | 59.7989 | 1
| Zone | South Orange County | 3 | Monthly System Peak Day | CAISO | 1-in-2 | 2024 | 24 |  |  |  | 58.3856 | 1
| Zone | South Orange County | 4 | Average Weekday | CAISO | 1-in-2 | 2024 | 1 |  |  |  | 58.0653 | 1
| Zone | South Orange County | 4 | Average Weekday | CAISO | 1-in-2 | 2024 | 2 |  |  |  | 57.6081 | 1
| Zone | South Orange County | 4 | Average Weekday | CAISO | 1-in-2 | 2024 | 3 |  |  |  | 56.9799 | 1
| Zone | South Orange County | 4 | Average Weekday | CAISO | 1-in-2 | 2024 | 4 |  |  |  | 56.4909 | 1
| Zone | South Orange County | 4 | Average Weekday | CAISO | 1-in-2 | 2024 | 5 |  |  |  | 56.0838 | 1
| Zone | South Orange County | 4 | Average Weekday | CAISO | 1-in-2 | 2024 | 6 |  |  |  | 55.8416 | 1
| Zone | South Orange County | 4 | Average Weekday | CAISO | 1-in-2 | 2024 | 7 |  |  |  | 55.6717 | 1
| Zone | South Orange County | 4 | Average Weekday | CAISO | 1-in-2 | 2024 | 8 |  |  |  | 55.6967 | 1
| Zone | South Orange County | 4 | Average Weekday | CAISO | 1-in-2 | 2024 | 9 |  |  |  | 56.8712 | 1
| Zone | South Orange County | 4 | Average Weekday | CAISO | 1-in-2 | 2024 | 10 |  |  |  | 58.9652 | 1
| Zone | South Orange County | 4 | Average Weekday | CAISO | 1-in-2 | 2024 | 11 |  |  |  | 61.363 | 1
| Zone | South Orange County | 4 | Average Weekday | CAISO | 1-in-2 | 2024 | 12 |  |  |  | 63.6711 | 1
| Zone | South Orange County | 4 | Average Weekday | CAISO | 1-in-2 | 2024 | 13 |  |  |  | 65.0369 | 1
| Zone | South Orange County | 4 | Average Weekday | CAISO | 1-in-2 | 2024 | 14 |  |  |  | 65.9648 | 1
| Zone | South Orange County | 4 | Average Weekday | CAISO | 1-in-2 | 2024 | 15 |  |  |  | 66.745 | 1
| Zone | South Orange County | 4 | Average Weekday | CAISO | 1-in-2 | 2024 | 16 |  |  |  | 66.9282 | 1
| Zone | South Orange County | 4 | Average Weekday | CAISO | 1-in-2 | 2024 | 17 |  |  |  | 66.7503 | 1
| Zone | South Orange County | 4 | Average Weekday | CAISO | 1-in-2 | 2024 | 18 |  |  |  | 66.2066 | 1
| Zone | South Orange County | 4 | Average Weekday | CAISO | 1-in-2 | 2024 | 19 |  |  |  | 65.2273 | 1
| Zone | South Orange County | 4 | Average Weekday | CAISO | 1-in-2 | 2024 | 20 |  |  |  | 63.4643 | 1
| Zone | South Orange County | 4 | Average Weekday | CAISO | 1-in-2 | 2024 | 21 |  |  |  | 61.2285 | 1
| Zone | South Orange County | 4 | Average Weekday | CAISO | 1-in-2 | 2024 | 22 |  |  |  | 59.8791 | 1
| Zone | South Orange County | 4 | Average Weekday | CAISO | 1-in-2 | 2024 | 23 |  |  |  | 59.0831 | 1
| Zone | South Orange County | 4 | Average Weekday | CAISO | 1-in-2 | 2024 | 24 |  |  |  | 58.4114 | 1
| Zone | South Orange County | 4 | Monthly System Peak Day | CAISO | 1-in-2 | 2024 | 1 |  |  |  | 60.9856 | 1
| Zone | South Orange County | 4 | Monthly System Peak Day | CAISO | 1-in-2 | 2024 | 2 |  |  |  | 60.3644 | 1
| Zone | South Orange County | 4 | Monthly System Peak Day | CAISO | 1-in-2 | 2024 | 3 |  |  |  | 59.8667 | 1
| Zone | South Orange County | 4 | Monthly System Peak Day | CAISO | 1-in-2 | 2024 | 4 |  |  |  | 59.3933 | 1
| Zone | South Orange County | 4 | Monthly System Peak Day | CAISO | 1-in-2 | 2024 | 5 |  |  |  | 58.7844 | 1
| Zone | South Orange County | 4 | Monthly System Peak Day | CAISO | 1-in-2 | 2024 | 6 |  |  |  | 58.2233 | 1
| Zone | South Orange County | 4 | Monthly System Peak Day | CAISO | 1-in-2 | 2024 | 7 |  |  |  | 57.7611 | 1
| Zone | South Orange County | 4 | Monthly System Peak Day | CAISO | 1-in-2 | 2024 | 8 |  |  |  | 57.6967 | 1
| Zone | South Orange County | 4 | Monthly System Peak Day | CAISO | 1-in-2 | 2024 | 9 |  |  |  | 59.2222 | 1
| Zone | South Orange County | 4 | Monthly System Peak Day | CAISO | 1-in-2 | 2024 | 10 |  |  |  | 62.6233 | 1
| Zone | South Orange County | 4 | Monthly System Peak Day | CAISO | 1-in-2 | 2024 | 11 |  |  |  | 66.4189 | 1
| Zone | South Orange County | 4 | Monthly System Peak Day | CAISO | 1-in-2 | 2024 | 12 |  |  |  | 69.7144 | 1
| Zone | South Orange County | 4 | Monthly System Peak Day | CAISO | 1-in-2 | 2024 | 13 |  |  |  | 72.6222 | 1
| Zone | South Orange County | 4 | Monthly System Peak Day | CAISO | 1-in-2 | 2024 | 14 |  |  |  | 74.9089 | 1
| Zone | South Orange County | 4 | Monthly System Peak Day | CAISO | 1-in-2 | 2024 | 15 |  |  |  | 76.0922 | 1
| Zone | South Orange County | 4 | Monthly System Peak Day | CAISO | 1-in-2 | 2024 | 16 |  |  |  | 74.5211 | 1
| Zone | South Orange County | 4 | Monthly System Peak Day | CAISO | 1-in-2 | 2024 | 17 |  |  |  | 73.2733 | 1
| Zone | South Orange County | 4 | Monthly System Peak Day | CAISO | 1-in-2 | 2024 | 18 |  |  |  | 73.5622 | 1
| Zone | South Orange County | 4 | Monthly System Peak Day | CAISO | 1-in-2 | 2024 | 19 |  |  |  | 73.9711 | 1
| Zone | South Orange County | 4 | Monthly System Peak Day | CAISO | 1-in-2 | 2024 | 20 |  |  |  | 71.6867 | 1
| Zone | South Orange County | 4 | Monthly System Peak Day | CAISO | 1-in-2 | 2024 | 21 |  |  |  | 67.8956 | 1
| Zone | South Orange County | 4 | Monthly System Peak Day | CAISO | 1-in-2 | 2024 | 22 |  |  |  | 64.0289 | 1
| Zone | South Orange County | 4 | Monthly System Peak Day | CAISO | 1-in-2 | 2024 | 23 |  |  |  | 62.0711 | 1
| Zone | South Orange County | 4 | Monthly System Peak Day | CAISO | 1-in-2 | 2024 | 24 |  |  |  | 61.2367 | 1
| Zone | South Orange County | 5 | Average Weekday | CAISO | 1-in-2 | 2024 | 1 |  |  |  | 60.4714 | 1
| Zone | South Orange County | 5 | Average Weekday | CAISO | 1-in-2 | 2024 | 2 |  |  |  | 60.1578 | 1
| Zone | South Orange County | 5 | Average Weekday | CAISO | 1-in-2 | 2024 | 3 |  |  |  | 59.9098 | 1
| Zone | South Orange County | 5 | Average Weekday | CAISO | 1-in-2 | 2024 | 4 |  |  |  | 59.6602 | 1
| Zone | South Orange County | 5 | Average Weekday | CAISO | 1-in-2 | 2024 | 5 |  |  |  | 59.4343 | 1
| Zone | South Orange County | 5 | Average Weekday | CAISO | 1-in-2 | 2024 | 6 |  |  |  | 59.2257 | 1
| Zone | South Orange County | 5 | Average Weekday | CAISO | 1-in-2 | 2024 | 7 |  |  |  | 59.0737 | 1
| Zone | South Orange County | 5 | Average Weekday | CAISO | 1-in-2 | 2024 | 8 |  |  |  | 59.2193 | 1
| Zone | South Orange County | 5 | Average Weekday | CAISO | 1-in-2 | 2024 | 9 |  |  |  | 60.1784 | 1
| Zone | South Orange County | 5 | Average Weekday | CAISO | 1-in-2 | 2024 | 10 |  |  |  | 61.5476 | 1
| Zone | South Orange County | 5 | Average Weekday | CAISO | 1-in-2 | 2024 | 11 |  |  |  | 63.2339 | 1
| Zone | South Orange County | 5 | Average Weekday | CAISO | 1-in-2 | 2024 | 12 |  |  |  | 64.809 | 1
| Zone | South Orange County | 5 | Average Weekday | CAISO | 1-in-2 | 2024 | 13 |  |  |  | 65.8807 | 1
| Zone | South Orange County | 5 | Average Weekday | CAISO | 1-in-2 | 2024 | 14 |  |  |  | 66.6581 | 1
| Zone | South Orange County | 5 | Average Weekday | CAISO | 1-in-2 | 2024 | 15 |  |  |  | 67.4139 | 1
| Zone | South Orange County | 5 | Average Weekday | CAISO | 1-in-2 | 2024 | 16 |  |  |  | 67.7208 | 1
| Zone | South Orange County | 5 | Average Weekday | CAISO | 1-in-2 | 2024 | 17 |  |  |  | 67.6767 | 1
| Zone | South Orange County | 5 | Average Weekday | CAISO | 1-in-2 | 2024 | 18 |  |  |  | 67.1896 | 1
| Zone | South Orange County | 5 | Average Weekday | CAISO | 1-in-2 | 2024 | 19 |  |  |  | 66.193 | 1
| Zone | South Orange County | 5 | Average Weekday | CAISO | 1-in-2 | 2024 | 20 |  |  |  | 64.6476 | 1
| Zone | South Orange County | 5 | Average Weekday | CAISO | 1-in-2 | 2024 | 21 |  |  |  | 62.7824 | 1
| Zone | South Orange County | 5 | Average Weekday | CAISO | 1-in-2 | 2024 | 22 |  |  |  | 61.6101 | 1
| Zone | South Orange County | 5 | Average Weekday | CAISO | 1-in-2 | 2024 | 23 |  |  |  | 61.087 | 1
| Zone | South Orange County | 5 | Average Weekday | CAISO | 1-in-2 | 2024 | 24 |  |  |  | 60.8122 | 1
| Zone | South Orange County | 5 | Monthly System Peak Day | CAISO | 1-in-2 | 2024 | 1 |  |  |  | 63.0922 | 1
| Zone | South Orange County | 5 | Monthly System Peak Day | CAISO | 1-in-2 | 2024 | 2 |  |  |  | 62.1656 | 1
| Zone | South Orange County | 5 | Monthly System Peak Day | CAISO | 1-in-2 | 2024 | 3 |  |  |  | 61.4756 | 1
| Zone | South Orange County | 5 | Monthly System Peak Day | CAISO | 1-in-2 | 2024 | 4 |  |  |  | 60.66 | 1
| Zone | South Orange County | 5 | Monthly System Peak Day | CAISO | 1-in-2 | 2024 | 5 |  |  |  | 59.6478 | 1
| Zone | South Orange County | 5 | Monthly System Peak Day | CAISO | 1-in-2 | 2024 | 6 |  |  |  | 59.2556 | 1
| Zone | South Orange County | 5 | Monthly System Peak Day | CAISO | 1-in-2 | 2024 | 7 |  |  |  | 59.1878 | 1
| Zone | South Orange County | 5 | Monthly System Peak Day | CAISO | 1-in-2 | 2024 | 8 |  |  |  | 59.5244 | 1
| Zone | South Orange County | 5 | Monthly System Peak Day | CAISO | 1-in-2 | 2024 | 9 |  |  |  | 61.2822 | 1
| Zone | South Orange County | 5 | Monthly System Peak Day | CAISO | 1-in-2 | 2024 | 10 |  |  |  | 64.5656 | 1
| Zone | South Orange County | 5 | Monthly System Peak Day | CAISO | 1-in-2 | 2024 | 11 |  |  |  | 69.2133 | 1
| Zone | South Orange County | 5 | Monthly System Peak Day | CAISO | 1-in-2 | 2024 | 12 |  |  |  | 73.2611 | 1
| Zone | South Orange County | 5 | Monthly System Peak Day | CAISO | 1-in-2 | 2024 | 13 |  |  |  | 74.6911 | 1
| Zone | South Orange County | 5 | Monthly System Peak Day | CAISO | 1-in-2 | 2024 | 14 |  |  |  | 75.6356 | 1
| Zone | South Orange County | 5 | Monthly System Peak Day | CAISO | 1-in-2 | 2024 | 15 |  |  |  | 77.08 | 1
| Zone | South Orange County | 5 | Monthly System Peak Day | CAISO | 1-in-2 | 2024 | 16 |  |  |  | 78.5444 | 1
| Zone | South Orange County | 5 | Monthly System Peak Day | CAISO | 1-in-2 | 2024 | 17 |  |  |  | 78.7333 | 1
| Zone | South Orange County | 5 | Monthly System Peak Day | CAISO | 1-in-2 | 2024 | 18 |  |  |  | 77.5444 | 1
| Zone | South Orange County | 5 | Monthly System Peak Day | CAISO | 1-in-2 | 2024 | 19 |  |  |  | 74.7956 | 1
| Zone | South Orange County | 5 | Monthly System Peak Day | CAISO | 1-in-2 | 2024 | 20 |  |  |  | 71.7133 | 1
| Zone | South Orange County | 5 | Monthly System Peak Day | CAISO | 1-in-2 | 2024 | 21 |  |  |  | 68.6389 | 1
| Zone | South Orange County | 5 | Monthly System Peak Day | CAISO | 1-in-2 | 2024 | 22 |  |  |  | 66.3122 | 1
| Zone | South Orange County | 5 | Monthly System Peak Day | CAISO | 1-in-2 | 2024 | 23 |  |  |  | 65.4756 | 1
| Zone | South Orange County | 5 | Monthly System Peak Day | CAISO | 1-in-2 | 2024 | 24 |  |  |  | 62.8378 | 1
| Zone | South Orange County | 6 | Average Weekday | CAISO | 1-in-2 | 2024 | 1 |  |  |  | 63.2201 | 1
| Zone | South Orange County | 6 | Average Weekday | CAISO | 1-in-2 | 2024 | 2 |  |  |  | 62.9028 | 1
| Zone | South Orange County | 6 | Average Weekday | CAISO | 1-in-2 | 2024 | 3 |  |  |  | 62.638 | 1
| Zone | South Orange County | 6 | Average Weekday | CAISO | 1-in-2 | 2024 | 4 |  |  |  | 62.3707 | 1
| Zone | South Orange County | 6 | Average Weekday | CAISO | 1-in-2 | 2024 | 5 |  |  |  | 62.2104 | 1
| Zone | South Orange County | 6 | Average Weekday | CAISO | 1-in-2 | 2024 | 6 |  |  |  | 62.0573 | 1
| Zone | South Orange County | 6 | Average Weekday | CAISO | 1-in-2 | 2024 | 7 |  |  |  | 61.9467 | 1
| Zone | South Orange County | 6 | Average Weekday | CAISO | 1-in-2 | 2024 | 8 |  |  |  | 62.2274 | 1
| Zone | South Orange County | 6 | Average Weekday | CAISO | 1-in-2 | 2024 | 9 |  |  |  | 63.2907 | 1
| Zone | South Orange County | 6 | Average Weekday | CAISO | 1-in-2 | 2024 | 10 |  |  |  | 64.8738 | 1
| Zone | South Orange County | 6 | Average Weekday | CAISO | 1-in-2 | 2024 | 11 |  |  |  | 66.8967 | 1
| Zone | South Orange County | 6 | Average Weekday | CAISO | 1-in-2 | 2024 | 12 |  |  |  | 68.6847 | 1
| Zone | South Orange County | 6 | Average Weekday | CAISO | 1-in-2 | 2024 | 13 |  |  |  | 69.7499 | 1
| Zone | South Orange County | 6 | Average Weekday | CAISO | 1-in-2 | 2024 | 14 |  |  |  | 70.2175 | 1
| Zone | South Orange County | 6 | Average Weekday | CAISO | 1-in-2 | 2024 | 15 |  |  |  | 70.7634 | 1
| Zone | South Orange County | 6 | Average Weekday | CAISO | 1-in-2 | 2024 | 16 |  |  |  | 71.3779 | 1
| Zone | South Orange County | 6 | Average Weekday | CAISO | 1-in-2 | 2024 | 17 |  |  |  | 71.6339 | 1
| Zone | South Orange County | 6 | Average Weekday | CAISO | 1-in-2 | 2024 | 18 |  |  |  | 71.201 | 1
| Zone | South Orange County | 6 | Average Weekday | CAISO | 1-in-2 | 2024 | 19 |  |  |  | 70.3962 | 1
| Zone | South Orange County | 6 | Average Weekday | CAISO | 1-in-2 | 2024 | 20 |  |  |  | 68.8645 | 1
| Zone | South Orange County | 6 | Average Weekday | CAISO | 1-in-2 | 2024 | 21 |  |  |  | 66.8008 | 1
| Zone | South Orange County | 6 | Average Weekday | CAISO | 1-in-2 | 2024 | 22 |  |  |  | 64.8621 | 1
| Zone | South Orange County | 6 | Average Weekday | CAISO | 1-in-2 | 2024 | 23 |  |  |  | 64.1087 | 1
| Zone | South Orange County | 6 | Average Weekday | CAISO | 1-in-2 | 2024 | 24 |  |  |  | 63.6586 | 1
| Zone | South Orange County | 6 | Monthly System Peak Day | CAISO | 1-in-2 | 2024 | 1 |  |  |  | 63.42 | 1
| Zone | South Orange County | 6 | Monthly System Peak Day | CAISO | 1-in-2 | 2024 | 2 |  |  |  | 62.9256 | 1
| Zone | South Orange County | 6 | Monthly System Peak Day | CAISO | 1-in-2 | 2024 | 3 |  |  |  | 62.5033 | 1
| Zone | South Orange County | 6 | Monthly System Peak Day | CAISO | 1-in-2 | 2024 | 4 |  |  |  | 61.8978 | 1
| Zone | South Orange County | 6 | Monthly System Peak Day | CAISO | 1-in-2 | 2024 | 5 |  |  |  | 61.5378 | 1
| Zone | South Orange County | 6 | Monthly System Peak Day | CAISO | 1-in-2 | 2024 | 6 |  |  |  | 61.5411 | 1
| Zone | South Orange County | 6 | Monthly System Peak Day | CAISO | 1-in-2 | 2024 | 7 |  |  |  | 61.3322 | 1
| Zone | South Orange County | 6 | Monthly System Peak Day | CAISO | 1-in-2 | 2024 | 8 |  |  |  | 61.6956 | 1
| Zone | South Orange County | 6 | Monthly System Peak Day | CAISO | 1-in-2 | 2024 | 9 |  |  |  | 63.0111 | 1
| Zone | South Orange County | 6 | Monthly System Peak Day | CAISO | 1-in-2 | 2024 | 10 |  |  |  | 65.0511 | 1
| Zone | South Orange County | 6 | Monthly System Peak Day | CAISO | 1-in-2 | 2024 | 11 |  |  |  | 67.0778 | 1
| Zone | South Orange County | 6 | Monthly System Peak Day | CAISO | 1-in-2 | 2024 | 12 |  |  |  | 68.9356 | 1
| Zone | South Orange County | 6 | Monthly System Peak Day | CAISO | 1-in-2 | 2024 | 13 |  |  |  | 70.85 | 1
| Zone | South Orange County | 6 | Monthly System Peak Day | CAISO | 1-in-2 | 2024 | 14 |  |  |  | 73.0556 | 1
| Zone | South Orange County | 6 | Monthly System Peak Day | CAISO | 1-in-2 | 2024 | 15 |  |  |  | 74.4778 | 1
| Zone | South Orange County | 6 | Monthly System Peak Day | CAISO | 1-in-2 | 2024 | 16 |  |  |  | 74.8333 | 1
| Zone | South Orange County | 6 | Monthly System Peak Day | CAISO | 1-in-2 | 2024 | 17 |  |  |  | 74.6111 | 1
| Zone | South Orange County | 6 | Monthly System Peak Day | CAISO | 1-in-2 | 2024 | 18 |  |  |  | 73.9222 | 1
| Zone | South Orange County | 6 | Monthly System Peak Day | CAISO | 1-in-2 | 2024 | 19 |  |  |  | 73.2 | 1
| Zone | South Orange County | 6 | Monthly System Peak Day | CAISO | 1-in-2 | 2024 | 20 |  |  |  | 71.2356 | 1
| Zone | South Orange County | 6 | Monthly System Peak Day | CAISO | 1-in-2 | 2024 | 21 |  |  |  | 68.3844 | 1
| Zone | South Orange County | 6 | Monthly System Peak Day | CAISO | 1-in-2 | 2024 | 22 |  |  |  | 65.5289 | 1
| Zone | South Orange County | 6 | Monthly System Peak Day | CAISO | 1-in-2 | 2024 | 23 |  |  |  | 64.0489 | 1
| Zone | South Orange County | 6 | Monthly System Peak Day | CAISO | 1-in-2 | 2024 | 24 |  |  |  | 63.3067 | 1
| Zone | South Orange County | 7 | Average Weekday | CAISO | 1-in-2 | 2024 | 1 |  |  |  | 66.4002 | 1
| Zone | South Orange County | 7 | Average Weekday | CAISO | 1-in-2 | 2024 | 2 |  |  |  | 66.1068 | 1
| Zone | South Orange County | 7 | Average Weekday | CAISO | 1-in-2 | 2024 | 3 |  |  |  | 65.8268 | 1
| Zone | South Orange County | 7 | Average Weekday | CAISO | 1-in-2 | 2024 | 4 |  |  |  | 65.5226 | 1
| Zone | South Orange County | 7 | Average Weekday | CAISO | 1-in-2 | 2024 | 5 |  |  |  | 65.3042 | 1
| Zone | South Orange County | 7 | Average Weekday | CAISO | 1-in-2 | 2024 | 6 |  |  |  | 65.0663 | 1
| Zone | South Orange County | 7 | Average Weekday | CAISO | 1-in-2 | 2024 | 7 |  |  |  | 64.9529 | 1
| Zone | South Orange County | 7 | Average Weekday | CAISO | 1-in-2 | 2024 | 8 |  |  |  | 65.3477 | 1
| Zone | South Orange County | 7 | Average Weekday | CAISO | 1-in-2 | 2024 | 9 |  |  |  | 66.7598 | 1
| Zone | South Orange County | 7 | Average Weekday | CAISO | 1-in-2 | 2024 | 10 |  |  |  | 68.6621 | 1
| Zone | South Orange County | 7 | Average Weekday | CAISO | 1-in-2 | 2024 | 11 |  |  |  | 70.82 | 1
| Zone | South Orange County | 7 | Average Weekday | CAISO | 1-in-2 | 2024 | 12 |  |  |  | 72.7892 | 1
| Zone | South Orange County | 7 | Average Weekday | CAISO | 1-in-2 | 2024 | 13 |  |  |  | 73.936 | 1
| Zone | South Orange County | 7 | Average Weekday | CAISO | 1-in-2 | 2024 | 14 |  |  |  | 74.2985 | 1
| Zone | South Orange County | 7 | Average Weekday | CAISO | 1-in-2 | 2024 | 15 |  |  |  | 75.1656 | 1
| Zone | South Orange County | 7 | Average Weekday | CAISO | 1-in-2 | 2024 | 16 |  |  |  | 75.3757 | 1
| Zone | South Orange County | 7 | Average Weekday | CAISO | 1-in-2 | 2024 | 17 |  |  |  | 75.5332 | 1
| Zone | South Orange County | 7 | Average Weekday | CAISO | 1-in-2 | 2024 | 18 |  |  |  | 75.0031 | 1
| Zone | South Orange County | 7 | Average Weekday | CAISO | 1-in-2 | 2024 | 19 |  |  |  | 73.9945 | 1
| Zone | South Orange County | 7 | Average Weekday | CAISO | 1-in-2 | 2024 | 20 |  |  |  | 72.6964 | 1
| Zone | South Orange County | 7 | Average Weekday | CAISO | 1-in-2 | 2024 | 21 |  |  |  | 70.461 | 1
| Zone | South Orange County | 7 | Average Weekday | CAISO | 1-in-2 | 2024 | 22 |  |  |  | 68.3221 | 1
| Zone | South Orange County | 7 | Average Weekday | CAISO | 1-in-2 | 2024 | 23 |  |  |  | 67.3934 | 1
| Zone | South Orange County | 7 | Average Weekday | CAISO | 1-in-2 | 2024 | 24 |  |  |  | 66.8977 | 1
| Zone | South Orange County | 7 | Monthly System Peak Day | CAISO | 1-in-2 | 2024 | 1 |  |  |  | 68.6744 | 1
| Zone | South Orange County | 7 | Monthly System Peak Day | CAISO | 1-in-2 | 2024 | 2 |  |  |  | 68.3267 | 1
| Zone | South Orange County | 7 | Monthly System Peak Day | CAISO | 1-in-2 | 2024 | 3 |  |  |  | 68.21 | 1
| Zone | South Orange County | 7 | Monthly System Peak Day | CAISO | 1-in-2 | 2024 | 4 |  |  |  | 68.0378 | 1
| Zone | South Orange County | 7 | Monthly System Peak Day | CAISO | 1-in-2 | 2024 | 5 |  |  |  | 67.7189 | 1
| Zone | South Orange County | 7 | Monthly System Peak Day | CAISO | 1-in-2 | 2024 | 6 |  |  |  | 67.4567 | 1
| Zone | South Orange County | 7 | Monthly System Peak Day | CAISO | 1-in-2 | 2024 | 7 |  |  |  | 67.2422 | 1
| Zone | South Orange County | 7 | Monthly System Peak Day | CAISO | 1-in-2 | 2024 | 8 |  |  |  | 67.4778 | 1
| Zone | South Orange County | 7 | Monthly System Peak Day | CAISO | 1-in-2 | 2024 | 9 |  |  |  | 69.6967 | 1
| Zone | South Orange County | 7 | Monthly System Peak Day | CAISO | 1-in-2 | 2024 | 10 |  |  |  | 73.5222 | 1
| Zone | South Orange County | 7 | Monthly System Peak Day | CAISO | 1-in-2 | 2024 | 11 |  |  |  | 77.4333 | 1
| Zone | South Orange County | 7 | Monthly System Peak Day | CAISO | 1-in-2 | 2024 | 12 |  |  |  | 80.3778 | 1
| Zone | South Orange County | 7 | Monthly System Peak Day | CAISO | 1-in-2 | 2024 | 13 |  |  |  | 81.0444 | 1
| Zone | South Orange County | 7 | Monthly System Peak Day | CAISO | 1-in-2 | 2024 | 14 |  |  |  | 81.5667 | 1
| Zone | South Orange County | 7 | Monthly System Peak Day | CAISO | 1-in-2 | 2024 | 15 |  |  |  | 81.6778 | 1
| Zone | South Orange County | 7 | Monthly System Peak Day | CAISO | 1-in-2 | 2024 | 16 |  |  |  | 81.3556 | 1
| Zone | South Orange County | 7 | Monthly System Peak Day | CAISO | 1-in-2 | 2024 | 17 |  |  |  | 81.6778 | 1
| Zone | South Orange County | 7 | Monthly System Peak Day | CAISO | 1-in-2 | 2024 | 18 |  |  |  | 81.9556 | 1
| Zone | South Orange County | 7 | Monthly System Peak Day | CAISO | 1-in-2 | 2024 | 19 |  |  |  | 80.9111 | 1
| Zone | South Orange County | 7 | Monthly System Peak Day | CAISO | 1-in-2 | 2024 | 20 |  |  |  | 78.6111 | 1
| Zone | South Orange County | 7 | Monthly System Peak Day | CAISO | 1-in-2 | 2024 | 21 |  |  |  | 77.6667 | 1
| Zone | South Orange County | 7 | Monthly System Peak Day | CAISO | 1-in-2 | 2024 | 22 |  |  |  | 74.9111 | 1
| Zone | South Orange County | 7 | Monthly System Peak Day | CAISO | 1-in-2 | 2024 | 23 |  |  |  | 72.9689 | 1
| Zone | South Orange County | 7 | Monthly System Peak Day | CAISO | 1-in-2 | 2024 | 24 |  |  |  | 71.8667 | 1
| Zone | South Orange County | 8 | Average Weekday | CAISO | 1-in-2 | 2024 | 1 |  |  |  | 67.8148 | 1
| Zone | South Orange County | 8 | Average Weekday | CAISO | 1-in-2 | 2024 | 2 |  |  |  | 67.3859 | 1
| Zone | South Orange County | 8 | Average Weekday | CAISO | 1-in-2 | 2024 | 3 |  |  |  | 67.0598 | 1
| Zone | South Orange County | 8 | Average Weekday | CAISO | 1-in-2 | 2024 | 4 |  |  |  | 66.7292 | 1
| Zone | South Orange County | 8 | Average Weekday | CAISO | 1-in-2 | 2024 | 5 |  |  |  | 66.3823 | 1
| Zone | South Orange County | 8 | Average Weekday | CAISO | 1-in-2 | 2024 | 6 |  |  |  | 66.1019 | 1
| Zone | South Orange County | 8 | Average Weekday | CAISO | 1-in-2 | 2024 | 7 |  |  |  | 65.9604 | 1
| Zone | South Orange County | 8 | Average Weekday | CAISO | 1-in-2 | 2024 | 8 |  |  |  | 66.1177 | 1
| Zone | South Orange County | 8 | Average Weekday | CAISO | 1-in-2 | 2024 | 9 |  |  |  | 67.3343 | 1
| Zone | South Orange County | 8 | Average Weekday | CAISO | 1-in-2 | 2024 | 10 |  |  |  | 69.3146 | 1
| Zone | South Orange County | 8 | Average Weekday | CAISO | 1-in-2 | 2024 | 11 |  |  |  | 72.0113 | 1
| Zone | South Orange County | 8 | Average Weekday | CAISO | 1-in-2 | 2024 | 12 |  |  |  | 74.6335 | 1
| Zone | South Orange County | 8 | Average Weekday | CAISO | 1-in-2 | 2024 | 13 |  |  |  | 75.7629 | 1
| Zone | South Orange County | 8 | Average Weekday | CAISO | 1-in-2 | 2024 | 14 |  |  |  | 76.6644 | 1
| Zone | South Orange County | 8 | Average Weekday | CAISO | 1-in-2 | 2024 | 15 |  |  |  | 77.4824 | 1
| Zone | South Orange County | 8 | Average Weekday | CAISO | 1-in-2 | 2024 | 16 |  |  |  | 77.8866 | 1
| Zone | South Orange County | 8 | Average Weekday | CAISO | 1-in-2 | 2024 | 17 |  |  |  | 78.0986 | 1
| Zone | South Orange County | 8 | Average Weekday | CAISO | 1-in-2 | 2024 | 18 |  |  |  | 77.5193 | 1
| Zone | South Orange County | 8 | Average Weekday | CAISO | 1-in-2 | 2024 | 19 |  |  |  | 76.4611 | 1
| Zone | South Orange County | 8 | Average Weekday | CAISO | 1-in-2 | 2024 | 20 |  |  |  | 74.6475 | 1
| Zone | South Orange County | 8 | Average Weekday | CAISO | 1-in-2 | 2024 | 21 |  |  |  | 71.7865 | 1
| Zone | South Orange County | 8 | Average Weekday | CAISO | 1-in-2 | 2024 | 22 |  |  |  | 69.784 | 1
| Zone | South Orange County | 8 | Average Weekday | CAISO | 1-in-2 | 2024 | 23 |  |  |  | 68.9044 | 1
| Zone | South Orange County | 8 | Average Weekday | CAISO | 1-in-2 | 2024 | 24 |  |  |  | 68.3345 | 1
| Zone | South Orange County | 8 | Monthly System Peak Day | CAISO | 1-in-2 | 2024 | 1 |  |  |  | 73.9111 | 1
| Zone | South Orange County | 8 | Monthly System Peak Day | CAISO | 1-in-2 | 2024 | 2 |  |  |  | 73.3667 | 1
| Zone | South Orange County | 8 | Monthly System Peak Day | CAISO | 1-in-2 | 2024 | 3 |  |  |  | 73.0444 | 1
| Zone | South Orange County | 8 | Monthly System Peak Day | CAISO | 1-in-2 | 2024 | 4 |  |  |  | 72.3778 | 1
| Zone | South Orange County | 8 | Monthly System Peak Day | CAISO | 1-in-2 | 2024 | 5 |  |  |  | 72.1667 | 1
| Zone | South Orange County | 8 | Monthly System Peak Day | CAISO | 1-in-2 | 2024 | 6 |  |  |  | 71.8511 | 1
| Zone | South Orange County | 8 | Monthly System Peak Day | CAISO | 1-in-2 | 2024 | 7 |  |  |  | 71.7222 | 1
| Zone | South Orange County | 8 | Monthly System Peak Day | CAISO | 1-in-2 | 2024 | 8 |  |  |  | 72.0378 | 1
| Zone | South Orange County | 8 | Monthly System Peak Day | CAISO | 1-in-2 | 2024 | 9 |  |  |  | 73.9444 | 1
| Zone | South Orange County | 8 | Monthly System Peak Day | CAISO | 1-in-2 | 2024 | 10 |  |  |  | 77.5556 | 1
| Zone | South Orange County | 8 | Monthly System Peak Day | CAISO | 1-in-2 | 2024 | 11 |  |  |  | 81.5111 | 1
| Zone | South Orange County | 8 | Monthly System Peak Day | CAISO | 1-in-2 | 2024 | 12 |  |  |  | 85.2667 | 1
| Zone | South Orange County | 8 | Monthly System Peak Day | CAISO | 1-in-2 | 2024 | 13 |  |  |  | 85.7333 | 1
| Zone | South Orange County | 8 | Monthly System Peak Day | CAISO | 1-in-2 | 2024 | 14 |  |  |  | 85.9444 | 1
| Zone | South Orange County | 8 | Monthly System Peak Day | CAISO | 1-in-2 | 2024 | 15 |  |  |  | 85.9444 | 1
| Zone | South Orange County | 8 | Monthly System Peak Day | CAISO | 1-in-2 | 2024 | 16 |  |  |  | 86.1111 | 1
| Zone | South Orange County | 8 | Monthly System Peak Day | CAISO | 1-in-2 | 2024 | 17 |  |  |  | 85.3444 | 1
| Zone | South Orange County | 8 | Monthly System Peak Day | CAISO | 1-in-2 | 2024 | 18 |  |  |  | 83.5778 | 1
| Zone | South Orange County | 8 | Monthly System Peak Day | CAISO | 1-in-2 | 2024 | 19 |  |  |  | 82.7556 | 1
| Zone | South Orange County | 8 | Monthly System Peak Day | CAISO | 1-in-2 | 2024 | 20 |  |  |  | 81.2222 | 1
| Zone | South Orange County | 8 | Monthly System Peak Day | CAISO | 1-in-2 | 2024 | 21 |  |  |  | 78.4889 | 1
| Zone | South Orange County | 8 | Monthly System Peak Day | CAISO | 1-in-2 | 2024 | 22 |  |  |  | 76.8778 | 1
| Zone | South Orange County | 8 | Monthly System Peak Day | CAISO | 1-in-2 | 2024 | 23 |  |  |  | 76.2333 | 1
| Zone | South Orange County | 8 | Monthly System Peak Day | CAISO | 1-in-2 | 2024 | 24 |  |  |  | 75.7333 | 1
| Zone | South Orange County | 8 | Typical Event Day | CAISO | 1-in-2 | 2024 | 1 |  |  |  | 69.9036 | 1
| Zone | South Orange County | 8 | Typical Event Day | CAISO | 1-in-2 | 2024 | 2 |  |  |  | 69.3875 | 1
| Zone | South Orange County | 8 | Typical Event Day | CAISO | 1-in-2 | 2024 | 3 |  |  |  | 69.0728 | 1
| Zone | South Orange County | 8 | Typical Event Day | CAISO | 1-in-2 | 2024 | 4 |  |  |  | 68.5572 | 1
| Zone | South Orange County | 8 | Typical Event Day | CAISO | 1-in-2 | 2024 | 5 |  |  |  | 68.1842 | 1
| Zone | South Orange County | 8 | Typical Event Day | CAISO | 1-in-2 | 2024 | 6 |  |  |  | 67.9667 | 1
| Zone | South Orange County | 8 | Typical Event Day | CAISO | 1-in-2 | 2024 | 7 |  |  |  | 67.9464 | 1
| Zone | South Orange County | 8 | Typical Event Day | CAISO | 1-in-2 | 2024 | 8 |  |  |  | 68.4089 | 1
| Zone | South Orange County | 8 | Typical Event Day | CAISO | 1-in-2 | 2024 | 9 |  |  |  | 70.0742 | 1
| Zone | South Orange County | 8 | Typical Event Day | CAISO | 1-in-2 | 2024 | 10 |  |  |  | 73.5322 | 1
| Zone | South Orange County | 8 | Typical Event Day | CAISO | 1-in-2 | 2024 | 11 |  |  |  | 77.6611 | 1
| Zone | South Orange County | 8 | Typical Event Day | CAISO | 1-in-2 | 2024 | 12 |  |  |  | 81.2061 | 1
| Zone | South Orange County | 8 | Typical Event Day | CAISO | 1-in-2 | 2024 | 13 |  |  |  | 82.4958 | 1
| Zone | South Orange County | 8 | Typical Event Day | CAISO | 1-in-2 | 2024 | 14 |  |  |  | 83.3417 | 1
| Zone | South Orange County | 8 | Typical Event Day | CAISO | 1-in-2 | 2024 | 15 |  |  |  | 83.7194 | 1
| Zone | South Orange County | 8 | Typical Event Day | CAISO | 1-in-2 | 2024 | 16 |  |  |  | 83.7083 | 1
| Zone | South Orange County | 8 | Typical Event Day | CAISO | 1-in-2 | 2024 | 17 |  |  |  | 83.5806 | 1
| Zone | South Orange County | 8 | Typical Event Day | CAISO | 1-in-2 | 2024 | 18 |  |  |  | 82.6611 | 1
| Zone | South Orange County | 8 | Typical Event Day | CAISO | 1-in-2 | 2024 | 19 |  |  |  | 81.5 | 1
| Zone | South Orange County | 8 | Typical Event Day | CAISO | 1-in-2 | 2024 | 20 |  |  |  | 79.7478 | 1
| Zone | South Orange County | 8 | Typical Event Day | CAISO | 1-in-2 | 2024 | 21 |  |  |  | 77.6322 | 1
| Zone | South Orange County | 8 | Typical Event Day | CAISO | 1-in-2 | 2024 | 22 |  |  |  | 75.2183 | 1
| Zone | South Orange County | 8 | Typical Event Day | CAISO | 1-in-2 | 2024 | 23 |  |  |  | 73.6406 | 1
| Zone | South Orange County | 8 | Typical Event Day | CAISO | 1-in-2 | 2024 | 24 |  |  |  | 72.4406 | 1
| Zone | South Orange County | 9 | Average Weekday | CAISO | 1-in-2 | 2024 | 1 |  |  |  | 67.4531 | 1
| Zone | South Orange County | 9 | Average Weekday | CAISO | 1-in-2 | 2024 | 2 |  |  |  | 67.0066 | 1
| Zone | South Orange County | 9 | Average Weekday | CAISO | 1-in-2 | 2024 | 3 |  |  |  | 66.6201 | 1
| Zone | South Orange County | 9 | Average Weekday | CAISO | 1-in-2 | 2024 | 4 |  |  |  | 66.3025 | 1
| Zone | South Orange County | 9 | Average Weekday | CAISO | 1-in-2 | 2024 | 5 |  |  |  | 66.0021 | 1
| Zone | South Orange County | 9 | Average Weekday | CAISO | 1-in-2 | 2024 | 6 |  |  |  | 65.7589 | 1
| Zone | South Orange County | 9 | Average Weekday | CAISO | 1-in-2 | 2024 | 7 |  |  |  | 65.6209 | 1
| Zone | South Orange County | 9 | Average Weekday | CAISO | 1-in-2 | 2024 | 8 |  |  |  | 65.6795 | 1
| Zone | South Orange County | 9 | Average Weekday | CAISO | 1-in-2 | 2024 | 9 |  |  |  | 66.3764 | 1
| Zone | South Orange County | 9 | Average Weekday | CAISO | 1-in-2 | 2024 | 10 |  |  |  | 68.2215 | 1
| Zone | South Orange County | 9 | Average Weekday | CAISO | 1-in-2 | 2024 | 11 |  |  |  | 70.6854 | 1
| Zone | South Orange County | 9 | Average Weekday | CAISO | 1-in-2 | 2024 | 12 |  |  |  | 73.3405 | 1
| Zone | South Orange County | 9 | Average Weekday | CAISO | 1-in-2 | 2024 | 13 |  |  |  | 75.0256 | 1
| Zone | South Orange County | 9 | Average Weekday | CAISO | 1-in-2 | 2024 | 14 |  |  |  | 76.2442 | 1
| Zone | South Orange County | 9 | Average Weekday | CAISO | 1-in-2 | 2024 | 15 |  |  |  | 76.8128 | 1
| Zone | South Orange County | 9 | Average Weekday | CAISO | 1-in-2 | 2024 | 16 |  |  |  | 76.8726 | 1
| Zone | South Orange County | 9 | Average Weekday | CAISO | 1-in-2 | 2024 | 17 |  |  |  | 76.7772 | 1
| Zone | South Orange County | 9 | Average Weekday | CAISO | 1-in-2 | 2024 | 18 |  |  |  | 76.1004 | 1
| Zone | South Orange County | 9 | Average Weekday | CAISO | 1-in-2 | 2024 | 19 |  |  |  | 74.6882 | 1
| Zone | South Orange County | 9 | Average Weekday | CAISO | 1-in-2 | 2024 | 20 |  |  |  | 72.4983 | 1
| Zone | South Orange County | 9 | Average Weekday | CAISO | 1-in-2 | 2024 | 21 |  |  |  | 70.4811 | 1
| Zone | South Orange County | 9 | Average Weekday | CAISO | 1-in-2 | 2024 | 22 |  |  |  | 69.5823 | 1
| Zone | South Orange County | 9 | Average Weekday | CAISO | 1-in-2 | 2024 | 23 |  |  |  | 68.8587 | 1
| Zone | South Orange County | 9 | Average Weekday | CAISO | 1-in-2 | 2024 | 24 |  |  |  | 68.1288 | 1
| Zone | South Orange County | 9 | Monthly System Peak Day | CAISO | 1-in-2 | 2024 | 1 |  |  |  | 73.6089 | 1
| Zone | South Orange County | 9 | Monthly System Peak Day | CAISO | 1-in-2 | 2024 | 2 |  |  |  | 72.9311 | 1
| Zone | South Orange County | 9 | Monthly System Peak Day | CAISO | 1-in-2 | 2024 | 3 |  |  |  | 72.5333 | 1
| Zone | South Orange County | 9 | Monthly System Peak Day | CAISO | 1-in-2 | 2024 | 4 |  |  |  | 71.9156 | 1
| Zone | South Orange County | 9 | Monthly System Peak Day | CAISO | 1-in-2 | 2024 | 5 |  |  |  | 71.3133 | 1
| Zone | South Orange County | 9 | Monthly System Peak Day | CAISO | 1-in-2 | 2024 | 6 |  |  |  | 71.0178 | 1
| Zone | South Orange County | 9 | Monthly System Peak Day | CAISO | 1-in-2 | 2024 | 7 |  |  |  | 71.4889 | 1
| Zone | South Orange County | 9 | Monthly System Peak Day | CAISO | 1-in-2 | 2024 | 8 |  |  |  | 72.4244 | 1
| Zone | South Orange County | 9 | Monthly System Peak Day | CAISO | 1-in-2 | 2024 | 9 |  |  |  | 73.6444 | 1
| Zone | South Orange County | 9 | Monthly System Peak Day | CAISO | 1-in-2 | 2024 | 10 |  |  |  | 78 | 1
| Zone | South Orange County | 9 | Monthly System Peak Day | CAISO | 1-in-2 | 2024 | 11 |  |  |  | 84.6222 | 1
| Zone | South Orange County | 9 | Monthly System Peak Day | CAISO | 1-in-2 | 2024 | 12 |  |  |  | 90.2444 | 1
| Zone | South Orange County | 9 | Monthly System Peak Day | CAISO | 1-in-2 | 2024 | 13 |  |  |  | 92.3556 | 1
| Zone | South Orange County | 9 | Monthly System Peak Day | CAISO | 1-in-2 | 2024 | 14 |  |  |  | 92.8 | 1
| Zone | South Orange County | 9 | Monthly System Peak Day | CAISO | 1-in-2 | 2024 | 15 |  |  |  | 92.7778 | 1
| Zone | South Orange County | 9 | Monthly System Peak Day | CAISO | 1-in-2 | 2024 | 16 |  |  |  | 92.5333 | 1
| Zone | South Orange County | 9 | Monthly System Peak Day | CAISO | 1-in-2 | 2024 | 17 |  |  |  | 92.6889 | 1
| Zone | South Orange County | 9 | Monthly System Peak Day | CAISO | 1-in-2 | 2024 | 18 |  |  |  | 91.1889 | 1
| Zone | South Orange County | 9 | Monthly System Peak Day | CAISO | 1-in-2 | 2024 | 19 |  |  |  | 89.1333 | 1
| Zone | South Orange County | 9 | Monthly System Peak Day | CAISO | 1-in-2 | 2024 | 20 |  |  |  | 87.9222 | 1
| Zone | South Orange County | 9 | Monthly System Peak Day | CAISO | 1-in-2 | 2024 | 21 |  |  |  | 85.9889 | 1
| Zone | South Orange County | 9 | Monthly System Peak Day | CAISO | 1-in-2 | 2024 | 22 |  |  |  | 83.5556 | 1
| Zone | South Orange County | 9 | Monthly System Peak Day | CAISO | 1-in-2 | 2024 | 23 |  |  |  | 81.3111 | 1
| Zone | South Orange County | 9 | Monthly System Peak Day | CAISO | 1-in-2 | 2024 | 24 |  |  |  | 78.8556 | 1
| Zone | South Orange County | 10 | Average Weekday | CAISO | 1-in-2 | 2024 | 1 |  |  |  | 63.9844 | 1
| Zone | South Orange County | 10 | Average Weekday | CAISO | 1-in-2 | 2024 | 2 |  |  |  | 63.2554 | 1
| Zone | South Orange County | 10 | Average Weekday | CAISO | 1-in-2 | 2024 | 3 |  |  |  | 62.5135 | 1
| Zone | South Orange County | 10 | Average Weekday | CAISO | 1-in-2 | 2024 | 4 |  |  |  | 61.9402 | 1
| Zone | South Orange County | 10 | Average Weekday | CAISO | 1-in-2 | 2024 | 5 |  |  |  | 61.352 | 1
| Zone | South Orange County | 10 | Average Weekday | CAISO | 1-in-2 | 2024 | 6 |  |  |  | 61.0596 | 1
| Zone | South Orange County | 10 | Average Weekday | CAISO | 1-in-2 | 2024 | 7 |  |  |  | 60.878 | 1
| Zone | South Orange County | 10 | Average Weekday | CAISO | 1-in-2 | 2024 | 8 |  |  |  | 60.7845 | 1
| Zone | South Orange County | 10 | Average Weekday | CAISO | 1-in-2 | 2024 | 9 |  |  |  | 61.1327 | 1
| Zone | South Orange County | 10 | Average Weekday | CAISO | 1-in-2 | 2024 | 10 |  |  |  | 63.2855 | 1
| Zone | South Orange County | 10 | Average Weekday | CAISO | 1-in-2 | 2024 | 11 |  |  |  | 66.1247 | 1
| Zone | South Orange County | 10 | Average Weekday | CAISO | 1-in-2 | 2024 | 12 |  |  |  | 68.6962 | 1
| Zone | South Orange County | 10 | Average Weekday | CAISO | 1-in-2 | 2024 | 13 |  |  |  | 71.0626 | 1
| Zone | South Orange County | 10 | Average Weekday | CAISO | 1-in-2 | 2024 | 14 |  |  |  | 72.4527 | 1
| Zone | South Orange County | 10 | Average Weekday | CAISO | 1-in-2 | 2024 | 15 |  |  |  | 73.3673 | 1
| Zone | South Orange County | 10 | Average Weekday | CAISO | 1-in-2 | 2024 | 16 |  |  |  | 73.5557 | 1
| Zone | South Orange County | 10 | Average Weekday | CAISO | 1-in-2 | 2024 | 17 |  |  |  | 72.9948 | 1
| Zone | South Orange County | 10 | Average Weekday | CAISO | 1-in-2 | 2024 | 18 |  |  |  | 72.2091 | 1
| Zone | South Orange County | 10 | Average Weekday | CAISO | 1-in-2 | 2024 | 19 |  |  |  | 70.827 | 1
| Zone | South Orange County | 10 | Average Weekday | CAISO | 1-in-2 | 2024 | 20 |  |  |  | 68.6842 | 1
| Zone | South Orange County | 10 | Average Weekday | CAISO | 1-in-2 | 2024 | 21 |  |  |  | 67.4867 | 1
| Zone | South Orange County | 10 | Average Weekday | CAISO | 1-in-2 | 2024 | 22 |  |  |  | 66.5315 | 1
| Zone | South Orange County | 10 | Average Weekday | CAISO | 1-in-2 | 2024 | 23 |  |  |  | 65.6579 | 1
| Zone | South Orange County | 10 | Average Weekday | CAISO | 1-in-2 | 2024 | 24 |  |  |  | 64.716 | 1
| Zone | South Orange County | 10 | Monthly System Peak Day | CAISO | 1-in-2 | 2024 | 1 |  |  |  | 71.5167 | 1
| Zone | South Orange County | 10 | Monthly System Peak Day | CAISO | 1-in-2 | 2024 | 2 |  |  |  | 70.3656 | 1
| Zone | South Orange County | 10 | Monthly System Peak Day | CAISO | 1-in-2 | 2024 | 3 |  |  |  | 68.69 | 1
| Zone | South Orange County | 10 | Monthly System Peak Day | CAISO | 1-in-2 | 2024 | 4 |  |  |  | 67.6044 | 1
| Zone | South Orange County | 10 | Monthly System Peak Day | CAISO | 1-in-2 | 2024 | 5 |  |  |  | 66.9244 | 1
| Zone | South Orange County | 10 | Monthly System Peak Day | CAISO | 1-in-2 | 2024 | 6 |  |  |  | 66.9067 | 1
| Zone | South Orange County | 10 | Monthly System Peak Day | CAISO | 1-in-2 | 2024 | 7 |  |  |  | 66.9767 | 1
| Zone | South Orange County | 10 | Monthly System Peak Day | CAISO | 1-in-2 | 2024 | 8 |  |  |  | 66.88 | 1
| Zone | South Orange County | 10 | Monthly System Peak Day | CAISO | 1-in-2 | 2024 | 9 |  |  |  | 67.7789 | 1
| Zone | South Orange County | 10 | Monthly System Peak Day | CAISO | 1-in-2 | 2024 | 10 |  |  |  | 71.1411 | 1
| Zone | South Orange County | 10 | Monthly System Peak Day | CAISO | 1-in-2 | 2024 | 11 |  |  |  | 75.3444 | 1
| Zone | South Orange County | 10 | Monthly System Peak Day | CAISO | 1-in-2 | 2024 | 12 |  |  |  | 80.1333 | 1
| Zone | South Orange County | 10 | Monthly System Peak Day | CAISO | 1-in-2 | 2024 | 13 |  |  |  | 82.3556 | 1
| Zone | South Orange County | 10 | Monthly System Peak Day | CAISO | 1-in-2 | 2024 | 14 |  |  |  | 83.2778 | 1
| Zone | South Orange County | 10 | Monthly System Peak Day | CAISO | 1-in-2 | 2024 | 15 |  |  |  | 82.9444 | 1
| Zone | South Orange County | 10 | Monthly System Peak Day | CAISO | 1-in-2 | 2024 | 16 |  |  |  | 82.9222 | 1
| Zone | South Orange County | 10 | Monthly System Peak Day | CAISO | 1-in-2 | 2024 | 17 |  |  |  | 82.1778 | 1
| Zone | South Orange County | 10 | Monthly System Peak Day | CAISO | 1-in-2 | 2024 | 18 |  |  |  | 82.1556 | 1
| Zone | South Orange County | 10 | Monthly System Peak Day | CAISO | 1-in-2 | 2024 | 19 |  |  |  | 79.3578 | 1
| Zone | South Orange County | 10 | Monthly System Peak Day | CAISO | 1-in-2 | 2024 | 20 |  |  |  | 76.0178 | 1
| Zone | South Orange County | 10 | Monthly System Peak Day | CAISO | 1-in-2 | 2024 | 21 |  |  |  | 74.4178 | 1
| Zone | South Orange County | 10 | Monthly System Peak Day | CAISO | 1-in-2 | 2024 | 22 |  |  |  | 73.3444 | 1
| Zone | South Orange County | 10 | Monthly System Peak Day | CAISO | 1-in-2 | 2024 | 23 |  |  |  | 72.1678 | 1
| Zone | South Orange County | 10 | Monthly System Peak Day | CAISO | 1-in-2 | 2024 | 24 |  |  |  | 71.2222 | 1
| Zone | South Orange County | 11 | Average Weekday | CAISO | 1-in-2 | 2024 | 1 |  |  |  | 58.3076 | 1
| Zone | South Orange County | 11 | Average Weekday | CAISO | 1-in-2 | 2024 | 2 |  |  |  | 57.6233 | 1
| Zone | South Orange County | 11 | Average Weekday | CAISO | 1-in-2 | 2024 | 3 |  |  |  | 57.0029 | 1
| Zone | South Orange County | 11 | Average Weekday | CAISO | 1-in-2 | 2024 | 4 |  |  |  | 56.4456 | 1
| Zone | South Orange County | 11 | Average Weekday | CAISO | 1-in-2 | 2024 | 5 |  |  |  | 55.7963 | 1
| Zone | South Orange County | 11 | Average Weekday | CAISO | 1-in-2 | 2024 | 6 |  |  |  | 55.4303 | 1
| Zone | South Orange County | 11 | Average Weekday | CAISO | 1-in-2 | 2024 | 7 |  |  |  | 55.2174 | 1
| Zone | South Orange County | 11 | Average Weekday | CAISO | 1-in-2 | 2024 | 8 |  |  |  | 55.3055 | 1
| Zone | South Orange County | 11 | Average Weekday | CAISO | 1-in-2 | 2024 | 9 |  |  |  | 56.4216 | 1
| Zone | South Orange County | 11 | Average Weekday | CAISO | 1-in-2 | 2024 | 10 |  |  |  | 59.2361 | 1
| Zone | South Orange County | 11 | Average Weekday | CAISO | 1-in-2 | 2024 | 11 |  |  |  | 62.5846 | 1
| Zone | South Orange County | 11 | Average Weekday | CAISO | 1-in-2 | 2024 | 12 |  |  |  | 65.4855 | 1
| Zone | South Orange County | 11 | Average Weekday | CAISO | 1-in-2 | 2024 | 13 |  |  |  | 67.5298 | 1
| Zone | South Orange County | 11 | Average Weekday | CAISO | 1-in-2 | 2024 | 14 |  |  |  | 68.399 | 1
| Zone | South Orange County | 11 | Average Weekday | CAISO | 1-in-2 | 2024 | 15 |  |  |  | 68.4689 | 1
| Zone | South Orange County | 11 | Average Weekday | CAISO | 1-in-2 | 2024 | 16 |  |  |  | 68.058 | 1
| Zone | South Orange County | 11 | Average Weekday | CAISO | 1-in-2 | 2024 | 17 |  |  |  | 67.0901 | 1
| Zone | South Orange County | 11 | Average Weekday | CAISO | 1-in-2 | 2024 | 18 |  |  |  | 65.412 | 1
| Zone | South Orange County | 11 | Average Weekday | CAISO | 1-in-2 | 2024 | 19 |  |  |  | 63.7569 | 1
| Zone | South Orange County | 11 | Average Weekday | CAISO | 1-in-2 | 2024 | 20 |  |  |  | 62.7171 | 1
| Zone | South Orange County | 11 | Average Weekday | CAISO | 1-in-2 | 2024 | 21 |  |  |  | 61.7769 | 1
| Zone | South Orange County | 11 | Average Weekday | CAISO | 1-in-2 | 2024 | 22 |  |  |  | 60.8739 | 1
| Zone | South Orange County | 11 | Average Weekday | CAISO | 1-in-2 | 2024 | 23 |  |  |  | 59.927 | 1
| Zone | South Orange County | 11 | Average Weekday | CAISO | 1-in-2 | 2024 | 24 |  |  |  | 59.0446 | 1
| Zone | South Orange County | 11 | Monthly System Peak Day | CAISO | 1-in-2 | 2024 | 1 |  |  |  | 58.4856 | 1
| Zone | South Orange County | 11 | Monthly System Peak Day | CAISO | 1-in-2 | 2024 | 2 |  |  |  | 57.2033 | 1
| Zone | South Orange County | 11 | Monthly System Peak Day | CAISO | 1-in-2 | 2024 | 3 |  |  |  | 56.5678 | 1
| Zone | South Orange County | 11 | Monthly System Peak Day | CAISO | 1-in-2 | 2024 | 4 |  |  |  | 55.5522 | 1
| Zone | South Orange County | 11 | Monthly System Peak Day | CAISO | 1-in-2 | 2024 | 5 |  |  |  | 54.3278 | 1
| Zone | South Orange County | 11 | Monthly System Peak Day | CAISO | 1-in-2 | 2024 | 6 |  |  |  | 52.7267 | 1
| Zone | South Orange County | 11 | Monthly System Peak Day | CAISO | 1-in-2 | 2024 | 7 |  |  |  | 52.0211 | 1
| Zone | South Orange County | 11 | Monthly System Peak Day | CAISO | 1-in-2 | 2024 | 8 |  |  |  | 52.2589 | 1
| Zone | South Orange County | 11 | Monthly System Peak Day | CAISO | 1-in-2 | 2024 | 9 |  |  |  | 56.1189 | 1
| Zone | South Orange County | 11 | Monthly System Peak Day | CAISO | 1-in-2 | 2024 | 10 |  |  |  | 62.3633 | 1
| Zone | South Orange County | 11 | Monthly System Peak Day | CAISO | 1-in-2 | 2024 | 11 |  |  |  | 68.6367 | 1
| Zone | South Orange County | 11 | Monthly System Peak Day | CAISO | 1-in-2 | 2024 | 12 |  |  |  | 73.9656 | 1
| Zone | South Orange County | 11 | Monthly System Peak Day | CAISO | 1-in-2 | 2024 | 13 |  |  |  | 77.8444 | 1
| Zone | South Orange County | 11 | Monthly System Peak Day | CAISO | 1-in-2 | 2024 | 14 |  |  |  | 79.5811 | 1
| Zone | South Orange County | 11 | Monthly System Peak Day | CAISO | 1-in-2 | 2024 | 15 |  |  |  | 79.2411 | 1
| Zone | South Orange County | 11 | Monthly System Peak Day | CAISO | 1-in-2 | 2024 | 16 |  |  |  | 78.0989 | 1
| Zone | South Orange County | 11 | Monthly System Peak Day | CAISO | 1-in-2 | 2024 | 17 |  |  |  | 77.0689 | 1
| Zone | South Orange County | 11 | Monthly System Peak Day | CAISO | 1-in-2 | 2024 | 18 |  |  |  | 73.7078 | 1
| Zone | South Orange County | 11 | Monthly System Peak Day | CAISO | 1-in-2 | 2024 | 19 |  |  |  | 70.6156 | 1
| Zone | South Orange County | 11 | Monthly System Peak Day | CAISO | 1-in-2 | 2024 | 20 |  |  |  | 68.8278 | 1
| Zone | South Orange County | 11 | Monthly System Peak Day | CAISO | 1-in-2 | 2024 | 21 |  |  |  | 67.0556 | 1
| Zone | South Orange County | 11 | Monthly System Peak Day | CAISO | 1-in-2 | 2024 | 22 |  |  |  | 64.8844 | 1
| Zone | South Orange County | 11 | Monthly System Peak Day | CAISO | 1-in-2 | 2024 | 23 |  |  |  | 63.2211 | 1
| Zone | South Orange County | 11 | Monthly System Peak Day | CAISO | 1-in-2 | 2024 | 24 |  |  |  | 61.5856 | 1
| Zone | South Orange County | 12 | Average Weekday | CAISO | 1-in-2 | 2024 | 1 |  |  |  | 51.8345 | 1
| Zone | South Orange County | 12 | Average Weekday | CAISO | 1-in-2 | 2024 | 2 |  |  |  | 51.1096 | 1
| Zone | South Orange County | 12 | Average Weekday | CAISO | 1-in-2 | 2024 | 3 |  |  |  | 50.4275 | 1
| Zone | South Orange County | 12 | Average Weekday | CAISO | 1-in-2 | 2024 | 4 |  |  |  | 49.8359 | 1
| Zone | South Orange County | 12 | Average Weekday | CAISO | 1-in-2 | 2024 | 5 |  |  |  | 49.2696 | 1
| Zone | South Orange County | 12 | Average Weekday | CAISO | 1-in-2 | 2024 | 6 |  |  |  | 48.7404 | 1
| Zone | South Orange County | 12 | Average Weekday | CAISO | 1-in-2 | 2024 | 7 |  |  |  | 48.4009 | 1
| Zone | South Orange County | 12 | Average Weekday | CAISO | 1-in-2 | 2024 | 8 |  |  |  | 48.3734 | 1
| Zone | South Orange County | 12 | Average Weekday | CAISO | 1-in-2 | 2024 | 9 |  |  |  | 49.2374 | 1
| Zone | South Orange County | 12 | Average Weekday | CAISO | 1-in-2 | 2024 | 10 |  |  |  | 51.9838 | 1
| Zone | South Orange County | 12 | Average Weekday | CAISO | 1-in-2 | 2024 | 11 |  |  |  | 55.3651 | 1
| Zone | South Orange County | 12 | Average Weekday | CAISO | 1-in-2 | 2024 | 12 |  |  |  | 58.2238 | 1
| Zone | South Orange County | 12 | Average Weekday | CAISO | 1-in-2 | 2024 | 13 |  |  |  | 60.2823 | 1
| Zone | South Orange County | 12 | Average Weekday | CAISO | 1-in-2 | 2024 | 14 |  |  |  | 61.5888 | 1
| Zone | South Orange County | 12 | Average Weekday | CAISO | 1-in-2 | 2024 | 15 |  |  |  | 61.8821 | 1
| Zone | South Orange County | 12 | Average Weekday | CAISO | 1-in-2 | 2024 | 16 |  |  |  | 61.6976 | 1
| Zone | South Orange County | 12 | Average Weekday | CAISO | 1-in-2 | 2024 | 17 |  |  |  | 60.7378 | 1
| Zone | South Orange County | 12 | Average Weekday | CAISO | 1-in-2 | 2024 | 18 |  |  |  | 59.0013 | 1
| Zone | South Orange County | 12 | Average Weekday | CAISO | 1-in-2 | 2024 | 19 |  |  |  | 57.2789 | 1
| Zone | South Orange County | 12 | Average Weekday | CAISO | 1-in-2 | 2024 | 20 |  |  |  | 56.2011 | 1
| Zone | South Orange County | 12 | Average Weekday | CAISO | 1-in-2 | 2024 | 21 |  |  |  | 55.1953 | 1
| Zone | South Orange County | 12 | Average Weekday | CAISO | 1-in-2 | 2024 | 22 |  |  |  | 54.178 | 1
| Zone | South Orange County | 12 | Average Weekday | CAISO | 1-in-2 | 2024 | 23 |  |  |  | 53.2225 | 1
| Zone | South Orange County | 12 | Average Weekday | CAISO | 1-in-2 | 2024 | 24 |  |  |  | 52.3638 | 1
| Zone | South Orange County | 12 | Monthly System Peak Day | CAISO | 1-in-2 | 2024 | 1 |  |  |  | 50.14 | 1
| Zone | South Orange County | 12 | Monthly System Peak Day | CAISO | 1-in-2 | 2024 | 2 |  |  |  | 48.8633 | 1
| Zone | South Orange County | 12 | Monthly System Peak Day | CAISO | 1-in-2 | 2024 | 3 |  |  |  | 47.8889 | 1
| Zone | South Orange County | 12 | Monthly System Peak Day | CAISO | 1-in-2 | 2024 | 4 |  |  |  | 47.59 | 1
| Zone | South Orange County | 12 | Monthly System Peak Day | CAISO | 1-in-2 | 2024 | 5 |  |  |  | 47.1678 | 1
| Zone | South Orange County | 12 | Monthly System Peak Day | CAISO | 1-in-2 | 2024 | 6 |  |  |  | 46.72 | 1
| Zone | South Orange County | 12 | Monthly System Peak Day | CAISO | 1-in-2 | 2024 | 7 |  |  |  | 46.05 | 1
| Zone | South Orange County | 12 | Monthly System Peak Day | CAISO | 1-in-2 | 2024 | 8 |  |  |  | 45.7956 | 1
| Zone | South Orange County | 12 | Monthly System Peak Day | CAISO | 1-in-2 | 2024 | 9 |  |  |  | 46.3911 | 1
| Zone | South Orange County | 12 | Monthly System Peak Day | CAISO | 1-in-2 | 2024 | 10 |  |  |  | 49.5056 | 1
| Zone | South Orange County | 12 | Monthly System Peak Day | CAISO | 1-in-2 | 2024 | 11 |  |  |  | 54.9767 | 1
| Zone | South Orange County | 12 | Monthly System Peak Day | CAISO | 1-in-2 | 2024 | 12 |  |  |  | 60.11 | 1
| Zone | South Orange County | 12 | Monthly System Peak Day | CAISO | 1-in-2 | 2024 | 13 |  |  |  | 64.0133 | 1
| Zone | South Orange County | 12 | Monthly System Peak Day | CAISO | 1-in-2 | 2024 | 14 |  |  |  | 66.3244 | 1
| Zone | South Orange County | 12 | Monthly System Peak Day | CAISO | 1-in-2 | 2024 | 15 |  |  |  | 64.4156 | 1
| Zone | South Orange County | 12 | Monthly System Peak Day | CAISO | 1-in-2 | 2024 | 16 |  |  |  | 63.9833 | 1
| Zone | South Orange County | 12 | Monthly System Peak Day | CAISO | 1-in-2 | 2024 | 17 |  |  |  | 63.6256 | 1
| Zone | South Orange County | 12 | Monthly System Peak Day | CAISO | 1-in-2 | 2024 | 18 |  |  |  | 61.9733 | 1
| Zone | South Orange County | 12 | Monthly System Peak Day | CAISO | 1-in-2 | 2024 | 19 |  |  |  | 60.19 | 1
| Zone | South Orange County | 12 | Monthly System Peak Day | CAISO | 1-in-2 | 2024 | 20 |  |  |  | 58.3056 | 1
| Zone | South Orange County | 12 | Monthly System Peak Day | CAISO | 1-in-2 | 2024 | 21 |  |  |  | 56.8667 | 1
| Zone | South Orange County | 12 | Monthly System Peak Day | CAISO | 1-in-2 | 2024 | 22 |  |  |  | 55.68 | 1
| Zone | South Orange County | 12 | Monthly System Peak Day | CAISO | 1-in-2 | 2024 | 23 |  |  |  | 54.4856 | 1
| Zone | South Orange County | 12 | Monthly System Peak Day | CAISO | 1-in-2 | 2024 | 24 |  |  |  | 53.5344 | 1
| Zone | South Orange County | 1 | Average Weekday | CAISO | 1-in-2 | 2025 | 1 |  |  |  | 54.7883 | 1
| Zone | South Orange County | 1 | Average Weekday | CAISO | 1-in-2 | 2025 | 2 |  |  |  | 53.8665 | 1
| Zone | South Orange County | 1 | Average Weekday | CAISO | 1-in-2 | 2025 | 3 |  |  |  | 53.0523 | 1
| Zone | South Orange County | 1 | Average Weekday | CAISO | 1-in-2 | 2025 | 4 |  |  |  | 52.4661 | 1
| Zone | South Orange County | 1 | Average Weekday | CAISO | 1-in-2 | 2025 | 5 |  |  |  | 51.5797 | 1
| Zone | South Orange County | 1 | Average Weekday | CAISO | 1-in-2 | 2025 | 6 |  |  |  | 51.1888 | 1
| Zone | South Orange County | 1 | Average Weekday | CAISO | 1-in-2 | 2025 | 7 |  |  |  | 50.8632 | 1
| Zone | South Orange County | 1 | Average Weekday | CAISO | 1-in-2 | 2025 | 8 |  |  |  | 50.9856 | 1
| Zone | South Orange County | 1 | Average Weekday | CAISO | 1-in-2 | 2025 | 9 |  |  |  | 51.6086 | 1
| Zone | South Orange County | 1 | Average Weekday | CAISO | 1-in-2 | 2025 | 10 |  |  |  | 54.6419 | 1
| Zone | South Orange County | 1 | Average Weekday | CAISO | 1-in-2 | 2025 | 11 |  |  |  | 58.5573 | 1
| Zone | South Orange County | 1 | Average Weekday | CAISO | 1-in-2 | 2025 | 12 |  |  |  | 61.9422 | 1
| Zone | South Orange County | 1 | Average Weekday | CAISO | 1-in-2 | 2025 | 13 |  |  |  | 64.5664 | 1
| Zone | South Orange County | 1 | Average Weekday | CAISO | 1-in-2 | 2025 | 14 |  |  |  | 66.3083 | 1
| Zone | South Orange County | 1 | Average Weekday | CAISO | 1-in-2 | 2025 | 15 |  |  |  | 67.0823 | 1
| Zone | South Orange County | 1 | Average Weekday | CAISO | 1-in-2 | 2025 | 16 |  |  |  | 67.101 | 1
| Zone | South Orange County | 1 | Average Weekday | CAISO | 1-in-2 | 2025 | 17 |  |  |  | 65.9679 | 1
| Zone | South Orange County | 1 | Average Weekday | CAISO | 1-in-2 | 2025 | 18 |  |  |  | 64.1239 | 1
| Zone | South Orange County | 1 | Average Weekday | CAISO | 1-in-2 | 2025 | 19 |  |  |  | 61.8283 | 1
| Zone | South Orange County | 1 | Average Weekday | CAISO | 1-in-2 | 2025 | 20 |  |  |  | 60.3775 | 1
| Zone | South Orange County | 1 | Average Weekday | CAISO | 1-in-2 | 2025 | 21 |  |  |  | 59.2773 | 1
| Zone | South Orange County | 1 | Average Weekday | CAISO | 1-in-2 | 2025 | 22 |  |  |  | 58.135 | 1
| Zone | South Orange County | 1 | Average Weekday | CAISO | 1-in-2 | 2025 | 23 |  |  |  | 57.155 | 1
| Zone | South Orange County | 1 | Average Weekday | CAISO | 1-in-2 | 2025 | 24 |  |  |  | 56.1335 | 1
| Zone | South Orange County | 1 | Monthly System Peak Day | CAISO | 1-in-2 | 2025 | 1 |  |  |  | 51.3978 | 1
| Zone | South Orange County | 1 | Monthly System Peak Day | CAISO | 1-in-2 | 2025 | 2 |  |  |  | 50.4678 | 1
| Zone | South Orange County | 1 | Monthly System Peak Day | CAISO | 1-in-2 | 2025 | 3 |  |  |  | 49.3011 | 1
| Zone | South Orange County | 1 | Monthly System Peak Day | CAISO | 1-in-2 | 2025 | 4 |  |  |  | 48.1833 | 1
| Zone | South Orange County | 1 | Monthly System Peak Day | CAISO | 1-in-2 | 2025 | 5 |  |  |  | 47.2978 | 1
| Zone | South Orange County | 1 | Monthly System Peak Day | CAISO | 1-in-2 | 2025 | 6 |  |  |  | 46.8389 | 1
| Zone | South Orange County | 1 | Monthly System Peak Day | CAISO | 1-in-2 | 2025 | 7 |  |  |  | 46.5411 | 1
| Zone | South Orange County | 1 | Monthly System Peak Day | CAISO | 1-in-2 | 2025 | 8 |  |  |  | 46.4278 | 1
| Zone | South Orange County | 1 | Monthly System Peak Day | CAISO | 1-in-2 | 2025 | 9 |  |  |  | 47.3 | 1
| Zone | South Orange County | 1 | Monthly System Peak Day | CAISO | 1-in-2 | 2025 | 10 |  |  |  | 50.2144 | 1
| Zone | South Orange County | 1 | Monthly System Peak Day | CAISO | 1-in-2 | 2025 | 11 |  |  |  | 54.2856 | 1
| Zone | South Orange County | 1 | Monthly System Peak Day | CAISO | 1-in-2 | 2025 | 12 |  |  |  | 57.0744 | 1
| Zone | South Orange County | 1 | Monthly System Peak Day | CAISO | 1-in-2 | 2025 | 13 |  |  |  | 57.9711 | 1
| Zone | South Orange County | 1 | Monthly System Peak Day | CAISO | 1-in-2 | 2025 | 14 |  |  |  | 59.3989 | 1
| Zone | South Orange County | 1 | Monthly System Peak Day | CAISO | 1-in-2 | 2025 | 15 |  |  |  | 59.2289 | 1
| Zone | South Orange County | 1 | Monthly System Peak Day | CAISO | 1-in-2 | 2025 | 16 |  |  |  | 58.6111 | 1
| Zone | South Orange County | 1 | Monthly System Peak Day | CAISO | 1-in-2 | 2025 | 17 |  |  |  | 57.6833 | 1
| Zone | South Orange County | 1 | Monthly System Peak Day | CAISO | 1-in-2 | 2025 | 18 |  |  |  | 56.4556 | 1
| Zone | South Orange County | 1 | Monthly System Peak Day | CAISO | 1-in-2 | 2025 | 19 |  |  |  | 56.0244 | 1
| Zone | South Orange County | 1 | Monthly System Peak Day | CAISO | 1-in-2 | 2025 | 20 |  |  |  | 54.8778 | 1
| Zone | South Orange County | 1 | Monthly System Peak Day | CAISO | 1-in-2 | 2025 | 21 |  |  |  | 53.9289 | 1
| Zone | South Orange County | 1 | Monthly System Peak Day | CAISO | 1-in-2 | 2025 | 22 |  |  |  | 52.81 | 1
| Zone | South Orange County | 1 | Monthly System Peak Day | CAISO | 1-in-2 | 2025 | 23 |  |  |  | 51.8522 | 1
| Zone | South Orange County | 1 | Monthly System Peak Day | CAISO | 1-in-2 | 2025 | 24 |  |  |  | 51.1967 | 1
| Zone | South Orange County | 2 | Average Weekday | CAISO | 1-in-2 | 2025 | 1 |  |  |  | 55.7014 | 1
| Zone | South Orange County | 2 | Average Weekday | CAISO | 1-in-2 | 2025 | 2 |  |  |  | 54.7694 | 1
| Zone | South Orange County | 2 | Average Weekday | CAISO | 1-in-2 | 2025 | 3 |  |  |  | 53.9044 | 1
| Zone | South Orange County | 2 | Average Weekday | CAISO | 1-in-2 | 2025 | 4 |  |  |  | 53.1019 | 1
| Zone | South Orange County | 2 | Average Weekday | CAISO | 1-in-2 | 2025 | 5 |  |  |  | 52.4361 | 1
| Zone | South Orange County | 2 | Average Weekday | CAISO | 1-in-2 | 2025 | 6 |  |  |  | 51.8296 | 1
| Zone | South Orange County | 2 | Average Weekday | CAISO | 1-in-2 | 2025 | 7 |  |  |  | 51.4768 | 1
| Zone | South Orange County | 2 | Average Weekday | CAISO | 1-in-2 | 2025 | 8 |  |  |  | 51.302 | 1
| Zone | South Orange County | 2 | Average Weekday | CAISO | 1-in-2 | 2025 | 9 |  |  |  | 52.8217 | 1
| Zone | South Orange County | 2 | Average Weekday | CAISO | 1-in-2 | 2025 | 10 |  |  |  | 56.4529 | 1
| Zone | South Orange County | 2 | Average Weekday | CAISO | 1-in-2 | 2025 | 11 |  |  |  | 60.2263 | 1
| Zone | South Orange County | 2 | Average Weekday | CAISO | 1-in-2 | 2025 | 12 |  |  |  | 63.225 | 1
| Zone | South Orange County | 2 | Average Weekday | CAISO | 1-in-2 | 2025 | 13 |  |  |  | 65.4394 | 1
| Zone | South Orange County | 2 | Average Weekday | CAISO | 1-in-2 | 2025 | 14 |  |  |  | 66.6257 | 1
| Zone | South Orange County | 2 | Average Weekday | CAISO | 1-in-2 | 2025 | 15 |  |  |  | 66.7532 | 1
| Zone | South Orange County | 2 | Average Weekday | CAISO | 1-in-2 | 2025 | 16 |  |  |  | 66.2526 | 1
| Zone | South Orange County | 2 | Average Weekday | CAISO | 1-in-2 | 2025 | 17 |  |  |  | 65.4908 | 1
| Zone | South Orange County | 2 | Average Weekday | CAISO | 1-in-2 | 2025 | 18 |  |  |  | 64.0829 | 1
| Zone | South Orange County | 2 | Average Weekday | CAISO | 1-in-2 | 2025 | 19 |  |  |  | 62.0303 | 1
| Zone | South Orange County | 2 | Average Weekday | CAISO | 1-in-2 | 2025 | 20 |  |  |  | 60.4391 | 1
| Zone | South Orange County | 2 | Average Weekday | CAISO | 1-in-2 | 2025 | 21 |  |  |  | 59.3744 | 1
| Zone | South Orange County | 2 | Average Weekday | CAISO | 1-in-2 | 2025 | 22 |  |  |  | 58.4935 | 1
| Zone | South Orange County | 2 | Average Weekday | CAISO | 1-in-2 | 2025 | 23 |  |  |  | 57.4915 | 1
| Zone | South Orange County | 2 | Average Weekday | CAISO | 1-in-2 | 2025 | 24 |  |  |  | 56.5279 | 1
| Zone | South Orange County | 2 | Monthly System Peak Day | CAISO | 1-in-2 | 2025 | 1 |  |  |  | 47.5944 | 1
| Zone | South Orange County | 2 | Monthly System Peak Day | CAISO | 1-in-2 | 2025 | 2 |  |  |  | 47.6133 | 1
| Zone | South Orange County | 2 | Monthly System Peak Day | CAISO | 1-in-2 | 2025 | 3 |  |  |  | 46.8711 | 1
| Zone | South Orange County | 2 | Monthly System Peak Day | CAISO | 1-in-2 | 2025 | 4 |  |  |  | 46.0967 | 1
| Zone | South Orange County | 2 | Monthly System Peak Day | CAISO | 1-in-2 | 2025 | 5 |  |  |  | 44.8956 | 1
| Zone | South Orange County | 2 | Monthly System Peak Day | CAISO | 1-in-2 | 2025 | 6 |  |  |  | 43.8256 | 1
| Zone | South Orange County | 2 | Monthly System Peak Day | CAISO | 1-in-2 | 2025 | 7 |  |  |  | 42.7767 | 1
| Zone | South Orange County | 2 | Monthly System Peak Day | CAISO | 1-in-2 | 2025 | 8 |  |  |  | 42.4556 | 1
| Zone | South Orange County | 2 | Monthly System Peak Day | CAISO | 1-in-2 | 2025 | 9 |  |  |  | 44.0489 | 1
| Zone | South Orange County | 2 | Monthly System Peak Day | CAISO | 1-in-2 | 2025 | 10 |  |  |  | 47.6878 | 1
| Zone | South Orange County | 2 | Monthly System Peak Day | CAISO | 1-in-2 | 2025 | 11 |  |  |  | 51.1633 | 1
| Zone | South Orange County | 2 | Monthly System Peak Day | CAISO | 1-in-2 | 2025 | 12 |  |  |  | 54.3111 | 1
| Zone | South Orange County | 2 | Monthly System Peak Day | CAISO | 1-in-2 | 2025 | 13 |  |  |  | 56.3767 | 1
| Zone | South Orange County | 2 | Monthly System Peak Day | CAISO | 1-in-2 | 2025 | 14 |  |  |  | 57.7256 | 1
| Zone | South Orange County | 2 | Monthly System Peak Day | CAISO | 1-in-2 | 2025 | 15 |  |  |  | 58.1322 | 1
| Zone | South Orange County | 2 | Monthly System Peak Day | CAISO | 1-in-2 | 2025 | 16 |  |  |  | 58.1467 | 1
| Zone | South Orange County | 2 | Monthly System Peak Day | CAISO | 1-in-2 | 2025 | 17 |  |  |  | 57.7333 | 1
| Zone | South Orange County | 2 | Monthly System Peak Day | CAISO | 1-in-2 | 2025 | 18 |  |  |  | 57.0189 | 1
| Zone | South Orange County | 2 | Monthly System Peak Day | CAISO | 1-in-2 | 2025 | 19 |  |  |  | 55.3378 | 1
| Zone | South Orange County | 2 | Monthly System Peak Day | CAISO | 1-in-2 | 2025 | 20 |  |  |  | 53.7633 | 1
| Zone | South Orange County | 2 | Monthly System Peak Day | CAISO | 1-in-2 | 2025 | 21 |  |  |  | 52.8011 | 1
| Zone | South Orange County | 2 | Monthly System Peak Day | CAISO | 1-in-2 | 2025 | 22 |  |  |  | 51.53 | 1
| Zone | South Orange County | 2 | Monthly System Peak Day | CAISO | 1-in-2 | 2025 | 23 |  |  |  | 50.2267 | 1
| Zone | South Orange County | 2 | Monthly System Peak Day | CAISO | 1-in-2 | 2025 | 24 |  |  |  | 48.9922 | 1
| Zone | South Orange County | 3 | Average Weekday | CAISO | 1-in-2 | 2025 | 1 |  |  |  | 56.6958 | 1
| Zone | South Orange County | 3 | Average Weekday | CAISO | 1-in-2 | 2025 | 2 |  |  |  | 55.8201 | 1
| Zone | South Orange County | 3 | Average Weekday | CAISO | 1-in-2 | 2025 | 3 |  |  |  | 55.0202 | 1
| Zone | South Orange County | 3 | Average Weekday | CAISO | 1-in-2 | 2025 | 4 |  |  |  | 54.2862 | 1
| Zone | South Orange County | 3 | Average Weekday | CAISO | 1-in-2 | 2025 | 5 |  |  |  | 53.7249 | 1
| Zone | South Orange County | 3 | Average Weekday | CAISO | 1-in-2 | 2025 | 6 |  |  |  | 53.2328 | 1
| Zone | South Orange County | 3 | Average Weekday | CAISO | 1-in-2 | 2025 | 7 |  |  |  | 52.9255 | 1
| Zone | South Orange County | 3 | Average Weekday | CAISO | 1-in-2 | 2025 | 8 |  |  |  | 52.8858 | 1
| Zone | South Orange County | 3 | Average Weekday | CAISO | 1-in-2 | 2025 | 9 |  |  |  | 53.9897 | 1
| Zone | South Orange County | 3 | Average Weekday | CAISO | 1-in-2 | 2025 | 10 |  |  |  | 56.5672 | 1
| Zone | South Orange County | 3 | Average Weekday | CAISO | 1-in-2 | 2025 | 11 |  |  |  | 59.5209 | 1
| Zone | South Orange County | 3 | Average Weekday | CAISO | 1-in-2 | 2025 | 12 |  |  |  | 62.2675 | 1
| Zone | South Orange County | 3 | Average Weekday | CAISO | 1-in-2 | 2025 | 13 |  |  |  | 63.9526 | 1
| Zone | South Orange County | 3 | Average Weekday | CAISO | 1-in-2 | 2025 | 14 |  |  |  | 64.8912 | 1
| Zone | South Orange County | 3 | Average Weekday | CAISO | 1-in-2 | 2025 | 15 |  |  |  | 65.5863 | 1
| Zone | South Orange County | 3 | Average Weekday | CAISO | 1-in-2 | 2025 | 16 |  |  |  | 65.7835 | 1
| Zone | South Orange County | 3 | Average Weekday | CAISO | 1-in-2 | 2025 | 17 |  |  |  | 65.5655 | 1
| Zone | South Orange County | 3 | Average Weekday | CAISO | 1-in-2 | 2025 | 18 |  |  |  | 64.6998 | 1
| Zone | South Orange County | 3 | Average Weekday | CAISO | 1-in-2 | 2025 | 19 |  |  |  | 63.2218 | 1
| Zone | South Orange County | 3 | Average Weekday | CAISO | 1-in-2 | 2025 | 20 |  |  |  | 61.2717 | 1
| Zone | South Orange County | 3 | Average Weekday | CAISO | 1-in-2 | 2025 | 21 |  |  |  | 59.6505 | 1
| Zone | South Orange County | 3 | Average Weekday | CAISO | 1-in-2 | 2025 | 22 |  |  |  | 58.8848 | 1
| Zone | South Orange County | 3 | Average Weekday | CAISO | 1-in-2 | 2025 | 23 |  |  |  | 58.0792 | 1
| Zone | South Orange County | 3 | Average Weekday | CAISO | 1-in-2 | 2025 | 24 |  |  |  | 57.1998 | 1
| Zone | South Orange County | 3 | Monthly System Peak Day | CAISO | 1-in-2 | 2025 | 1 |  |  |  | 60.2722 | 1
| Zone | South Orange County | 3 | Monthly System Peak Day | CAISO | 1-in-2 | 2025 | 2 |  |  |  | 58.8122 | 1
| Zone | South Orange County | 3 | Monthly System Peak Day | CAISO | 1-in-2 | 2025 | 3 |  |  |  | 57.4178 | 1
| Zone | South Orange County | 3 | Monthly System Peak Day | CAISO | 1-in-2 | 2025 | 4 |  |  |  | 56.4267 | 1
| Zone | South Orange County | 3 | Monthly System Peak Day | CAISO | 1-in-2 | 2025 | 5 |  |  |  | 55.49 | 1
| Zone | South Orange County | 3 | Monthly System Peak Day | CAISO | 1-in-2 | 2025 | 6 |  |  |  | 54.6956 | 1
| Zone | South Orange County | 3 | Monthly System Peak Day | CAISO | 1-in-2 | 2025 | 7 |  |  |  | 54.1922 | 1
| Zone | South Orange County | 3 | Monthly System Peak Day | CAISO | 1-in-2 | 2025 | 8 |  |  |  | 53.3211 | 1
| Zone | South Orange County | 3 | Monthly System Peak Day | CAISO | 1-in-2 | 2025 | 9 |  |  |  | 53.7989 | 1
| Zone | South Orange County | 3 | Monthly System Peak Day | CAISO | 1-in-2 | 2025 | 10 |  |  |  | 57.2856 | 1
| Zone | South Orange County | 3 | Monthly System Peak Day | CAISO | 1-in-2 | 2025 | 11 |  |  |  | 62.2033 | 1
| Zone | South Orange County | 3 | Monthly System Peak Day | CAISO | 1-in-2 | 2025 | 12 |  |  |  | 66.5189 | 1
| Zone | South Orange County | 3 | Monthly System Peak Day | CAISO | 1-in-2 | 2025 | 13 |  |  |  | 68.3267 | 1
| Zone | South Orange County | 3 | Monthly System Peak Day | CAISO | 1-in-2 | 2025 | 14 |  |  |  | 68.7533 | 1
| Zone | South Orange County | 3 | Monthly System Peak Day | CAISO | 1-in-2 | 2025 | 15 |  |  |  | 69.9911 | 1
| Zone | South Orange County | 3 | Monthly System Peak Day | CAISO | 1-in-2 | 2025 | 16 |  |  |  | 70.3644 | 1
| Zone | South Orange County | 3 | Monthly System Peak Day | CAISO | 1-in-2 | 2025 | 17 |  |  |  | 69.6778 | 1
| Zone | South Orange County | 3 | Monthly System Peak Day | CAISO | 1-in-2 | 2025 | 18 |  |  |  | 68.4922 | 1
| Zone | South Orange County | 3 | Monthly System Peak Day | CAISO | 1-in-2 | 2025 | 19 |  |  |  | 66.94 | 1
| Zone | South Orange County | 3 | Monthly System Peak Day | CAISO | 1-in-2 | 2025 | 20 |  |  |  | 63.7489 | 1
| Zone | South Orange County | 3 | Monthly System Peak Day | CAISO | 1-in-2 | 2025 | 21 |  |  |  | 61.8589 | 1
| Zone | South Orange County | 3 | Monthly System Peak Day | CAISO | 1-in-2 | 2025 | 22 |  |  |  | 61.4889 | 1
| Zone | South Orange County | 3 | Monthly System Peak Day | CAISO | 1-in-2 | 2025 | 23 |  |  |  | 59.7989 | 1
| Zone | South Orange County | 3 | Monthly System Peak Day | CAISO | 1-in-2 | 2025 | 24 |  |  |  | 58.3856 | 1
| Zone | South Orange County | 4 | Average Weekday | CAISO | 1-in-2 | 2025 | 1 |  |  |  | 58.0653 | 1
| Zone | South Orange County | 4 | Average Weekday | CAISO | 1-in-2 | 2025 | 2 |  |  |  | 57.6081 | 1
| Zone | South Orange County | 4 | Average Weekday | CAISO | 1-in-2 | 2025 | 3 |  |  |  | 56.9799 | 1
| Zone | South Orange County | 4 | Average Weekday | CAISO | 1-in-2 | 2025 | 4 |  |  |  | 56.4909 | 1
| Zone | South Orange County | 4 | Average Weekday | CAISO | 1-in-2 | 2025 | 5 |  |  |  | 56.0838 | 1
| Zone | South Orange County | 4 | Average Weekday | CAISO | 1-in-2 | 2025 | 6 |  |  |  | 55.8416 | 1
| Zone | South Orange County | 4 | Average Weekday | CAISO | 1-in-2 | 2025 | 7 |  |  |  | 55.6717 | 1
| Zone | South Orange County | 4 | Average Weekday | CAISO | 1-in-2 | 2025 | 8 |  |  |  | 55.6967 | 1
| Zone | South Orange County | 4 | Average Weekday | CAISO | 1-in-2 | 2025 | 9 |  |  |  | 56.8712 | 1
| Zone | South Orange County | 4 | Average Weekday | CAISO | 1-in-2 | 2025 | 10 |  |  |  | 58.9652 | 1
| Zone | South Orange County | 4 | Average Weekday | CAISO | 1-in-2 | 2025 | 11 |  |  |  | 61.363 | 1
| Zone | South Orange County | 4 | Average Weekday | CAISO | 1-in-2 | 2025 | 12 |  |  |  | 63.6711 | 1
| Zone | South Orange County | 4 | Average Weekday | CAISO | 1-in-2 | 2025 | 13 |  |  |  | 65.0369 | 1
| Zone | South Orange County | 4 | Average Weekday | CAISO | 1-in-2 | 2025 | 14 |  |  |  | 65.9648 | 1
| Zone | South Orange County | 4 | Average Weekday | CAISO | 1-in-2 | 2025 | 15 |  |  |  | 66.745 | 1
| Zone | South Orange County | 4 | Average Weekday | CAISO | 1-in-2 | 2025 | 16 |  |  |  | 66.9282 | 1
| Zone | South Orange County | 4 | Average Weekday | CAISO | 1-in-2 | 2025 | 17 |  |  |  | 66.7503 | 1
| Zone | South Orange County | 4 | Average Weekday | CAISO | 1-in-2 | 2025 | 18 |  |  |  | 66.2066 | 1
| Zone | South Orange County | 4 | Average Weekday | CAISO | 1-in-2 | 2025 | 19 |  |  |  | 65.2273 | 1
| Zone | South Orange County | 4 | Average Weekday | CAISO | 1-in-2 | 2025 | 20 |  |  |  | 63.4643 | 1
| Zone | South Orange County | 4 | Average Weekday | CAISO | 1-in-2 | 2025 | 21 |  |  |  | 61.2285 | 1
| Zone | South Orange County | 4 | Average Weekday | CAISO | 1-in-2 | 2025 | 22 |  |  |  | 59.8791 | 1
| Zone | South Orange County | 4 | Average Weekday | CAISO | 1-in-2 | 2025 | 23 |  |  |  | 59.0831 | 1
| Zone | South Orange County | 4 | Average Weekday | CAISO | 1-in-2 | 2025 | 24 |  |  |  | 58.4114 | 1
| Zone | South Orange County | 4 | Monthly System Peak Day | CAISO | 1-in-2 | 2025 | 1 |  |  |  | 60.9856 | 1
| Zone | South Orange County | 4 | Monthly System Peak Day | CAISO | 1-in-2 | 2025 | 2 |  |  |  | 60.3644 | 1
| Zone | South Orange County | 4 | Monthly System Peak Day | CAISO | 1-in-2 | 2025 | 3 |  |  |  | 59.8667 | 1
| Zone | South Orange County | 4 | Monthly System Peak Day | CAISO | 1-in-2 | 2025 | 4 |  |  |  | 59.3933 | 1
| Zone | South Orange County | 4 | Monthly System Peak Day | CAISO | 1-in-2 | 2025 | 5 |  |  |  | 58.7844 | 1
| Zone | South Orange County | 4 | Monthly System Peak Day | CAISO | 1-in-2 | 2025 | 6 |  |  |  | 58.2233 | 1
| Zone | South Orange County | 4 | Monthly System Peak Day | CAISO | 1-in-2 | 2025 | 7 |  |  |  | 57.7611 | 1
| Zone | South Orange County | 4 | Monthly System Peak Day | CAISO | 1-in-2 | 2025 | 8 |  |  |  | 57.6967 | 1
| Zone | South Orange County | 4 | Monthly System Peak Day | CAISO | 1-in-2 | 2025 | 9 |  |  |  | 59.2222 | 1
| Zone | South Orange County | 4 | Monthly System Peak Day | CAISO | 1-in-2 | 2025 | 10 |  |  |  | 62.6233 | 1
| Zone | South Orange County | 4 | Monthly System Peak Day | CAISO | 1-in-2 | 2025 | 11 |  |  |  | 66.4189 | 1
| Zone | South Orange County | 4 | Monthly System Peak Day | CAISO | 1-in-2 | 2025 | 12 |  |  |  | 69.7144 | 1
| Zone | South Orange County | 4 | Monthly System Peak Day | CAISO | 1-in-2 | 2025 | 13 |  |  |  | 72.6222 | 1
| Zone | South Orange County | 4 | Monthly System Peak Day | CAISO | 1-in-2 | 2025 | 14 |  |  |  | 74.9089 | 1
| Zone | South Orange County | 4 | Monthly System Peak Day | CAISO | 1-in-2 | 2025 | 15 |  |  |  | 76.0922 | 1
| Zone | South Orange County | 4 | Monthly System Peak Day | CAISO | 1-in-2 | 2025 | 16 |  |  |  | 74.5211 | 1
| Zone | South Orange County | 4 | Monthly System Peak Day | CAISO | 1-in-2 | 2025 | 17 |  |  |  | 73.2733 | 1
| Zone | South Orange County | 4 | Monthly System Peak Day | CAISO | 1-in-2 | 2025 | 18 |  |  |  | 73.5622 | 1
| Zone | South Orange County | 4 | Monthly System Peak Day | CAISO | 1-in-2 | 2025 | 19 |  |  |  | 73.9711 | 1
| Zone | South Orange County | 4 | Monthly System Peak Day | CAISO | 1-in-2 | 2025 | 20 |  |  |  | 71.6867 | 1
| Zone | South Orange County | 4 | Monthly System Peak Day | CAISO | 1-in-2 | 2025 | 21 |  |  |  | 67.8956 | 1
| Zone | South Orange County | 4 | Monthly System Peak Day | CAISO | 1-in-2 | 2025 | 22 |  |  |  | 64.0289 | 1
| Zone | South Orange County | 4 | Monthly System Peak Day | CAISO | 1-in-2 | 2025 | 23 |  |  |  | 62.0711 | 1
| Zone | South Orange County | 4 | Monthly System Peak Day | CAISO | 1-in-2 | 2025 | 24 |  |  |  | 61.2367 | 1
| Zone | South Orange County | 5 | Average Weekday | CAISO | 1-in-2 | 2025 | 1 |  |  |  | 60.4714 | 1
| Zone | South Orange County | 5 | Average Weekday | CAISO | 1-in-2 | 2025 | 2 |  |  |  | 60.1578 | 1
| Zone | South Orange County | 5 | Average Weekday | CAISO | 1-in-2 | 2025 | 3 |  |  |  | 59.9098 | 1
| Zone | South Orange County | 5 | Average Weekday | CAISO | 1-in-2 | 2025 | 4 |  |  |  | 59.6602 | 1
| Zone | South Orange County | 5 | Average Weekday | CAISO | 1-in-2 | 2025 | 5 |  |  |  | 59.4343 | 1
| Zone | South Orange County | 5 | Average Weekday | CAISO | 1-in-2 | 2025 | 6 |  |  |  | 59.2257 | 1
| Zone | South Orange County | 5 | Average Weekday | CAISO | 1-in-2 | 2025 | 7 |  |  |  | 59.0737 | 1
| Zone | South Orange County | 5 | Average Weekday | CAISO | 1-in-2 | 2025 | 8 |  |  |  | 59.2193 | 1
| Zone | South Orange County | 5 | Average Weekday | CAISO | 1-in-2 | 2025 | 9 |  |  |  | 60.1784 | 1
| Zone | South Orange County | 5 | Average Weekday | CAISO | 1-in-2 | 2025 | 10 |  |  |  | 61.5476 | 1
| Zone | South Orange County | 5 | Average Weekday | CAISO | 1-in-2 | 2025 | 11 |  |  |  | 63.2339 | 1
| Zone | South Orange County | 5 | Average Weekday | CAISO | 1-in-2 | 2025 | 12 |  |  |  | 64.809 | 1
| Zone | South Orange County | 5 | Average Weekday | CAISO | 1-in-2 | 2025 | 13 |  |  |  | 65.8807 | 1
| Zone | South Orange County | 5 | Average Weekday | CAISO | 1-in-2 | 2025 | 14 |  |  |  | 66.6581 | 1
| Zone | South Orange County | 5 | Average Weekday | CAISO | 1-in-2 | 2025 | 15 |  |  |  | 67.4139 | 1
| Zone | South Orange County | 5 | Average Weekday | CAISO | 1-in-2 | 2025 | 16 |  |  |  | 67.7208 | 1
| Zone | South Orange County | 5 | Average Weekday | CAISO | 1-in-2 | 2025 | 17 |  |  |  | 67.6767 | 1
| Zone | South Orange County | 5 | Average Weekday | CAISO | 1-in-2 | 2025 | 18 |  |  |  | 67.1896 | 1
| Zone | South Orange County | 5 | Average Weekday | CAISO | 1-in-2 | 2025 | 19 |  |  |  | 66.193 | 1
| Zone | South Orange County | 5 | Average Weekday | CAISO | 1-in-2 | 2025 | 20 |  |  |  | 64.6476 | 1
| Zone | South Orange County | 5 | Average Weekday | CAISO | 1-in-2 | 2025 | 21 |  |  |  | 62.7824 | 1
| Zone | South Orange County | 5 | Average Weekday | CAISO | 1-in-2 | 2025 | 22 |  |  |  | 61.6101 | 1
| Zone | South Orange County | 5 | Average Weekday | CAISO | 1-in-2 | 2025 | 23 |  |  |  | 61.087 | 1
| Zone | South Orange County | 5 | Average Weekday | CAISO | 1-in-2 | 2025 | 24 |  |  |  | 60.8122 | 1
| Zone | South Orange County | 5 | Monthly System Peak Day | CAISO | 1-in-2 | 2025 | 1 |  |  |  | 63.0922 | 1
| Zone | South Orange County | 5 | Monthly System Peak Day | CAISO | 1-in-2 | 2025 | 2 |  |  |  | 62.1656 | 1
| Zone | South Orange County | 5 | Monthly System Peak Day | CAISO | 1-in-2 | 2025 | 3 |  |  |  | 61.4756 | 1
| Zone | South Orange County | 5 | Monthly System Peak Day | CAISO | 1-in-2 | 2025 | 4 |  |  |  | 60.66 | 1
| Zone | South Orange County | 5 | Monthly System Peak Day | CAISO | 1-in-2 | 2025 | 5 |  |  |  | 59.6478 | 1
| Zone | South Orange County | 5 | Monthly System Peak Day | CAISO | 1-in-2 | 2025 | 6 |  |  |  | 59.2556 | 1
| Zone | South Orange County | 5 | Monthly System Peak Day | CAISO | 1-in-2 | 2025 | 7 |  |  |  | 59.1878 | 1
| Zone | South Orange County | 5 | Monthly System Peak Day | CAISO | 1-in-2 | 2025 | 8 |  |  |  | 59.5244 | 1
| Zone | South Orange County | 5 | Monthly System Peak Day | CAISO | 1-in-2 | 2025 | 9 |  |  |  | 61.2822 | 1
| Zone | South Orange County | 5 | Monthly System Peak Day | CAISO | 1-in-2 | 2025 | 10 |  |  |  | 64.5656 | 1
| Zone | South Orange County | 5 | Monthly System Peak Day | CAISO | 1-in-2 | 2025 | 11 |  |  |  | 69.2133 | 1
| Zone | South Orange County | 5 | Monthly System Peak Day | CAISO | 1-in-2 | 2025 | 12 |  |  |  | 73.2611 | 1
| Zone | South Orange County | 5 | Monthly System Peak Day | CAISO | 1-in-2 | 2025 | 13 |  |  |  | 74.6911 | 1
| Zone | South Orange County | 5 | Monthly System Peak Day | CAISO | 1-in-2 | 2025 | 14 |  |  |  | 75.6356 | 1
| Zone | South Orange County | 5 | Monthly System Peak Day | CAISO | 1-in-2 | 2025 | 15 |  |  |  | 77.08 | 1
| Zone | South Orange County | 5 | Monthly System Peak Day | CAISO | 1-in-2 | 2025 | 16 |  |  |  | 78.5444 | 1
| Zone | South Orange County | 5 | Monthly System Peak Day | CAISO | 1-in-2 | 2025 | 17 |  |  |  | 78.7333 | 1
| Zone | South Orange County | 5 | Monthly System Peak Day | CAISO | 1-in-2 | 2025 | 18 |  |  |  | 77.5444 | 1
| Zone | South Orange County | 5 | Monthly System Peak Day | CAISO | 1-in-2 | 2025 | 19 |  |  |  | 74.7956 | 1
| Zone | South Orange County | 5 | Monthly System Peak Day | CAISO | 1-in-2 | 2025 | 20 |  |  |  | 71.7133 | 1
| Zone | South Orange County | 5 | Monthly System Peak Day | CAISO | 1-in-2 | 2025 | 21 |  |  |  | 68.6389 | 1
| Zone | South Orange County | 5 | Monthly System Peak Day | CAISO | 1-in-2 | 2025 | 22 |  |  |  | 66.3122 | 1
| Zone | South Orange County | 5 | Monthly System Peak Day | CAISO | 1-in-2 | 2025 | 23 |  |  |  | 65.4756 | 1
| Zone | South Orange County | 5 | Monthly System Peak Day | CAISO | 1-in-2 | 2025 | 24 |  |  |  | 62.8378 | 1
| Zone | South Orange County | 6 | Average Weekday | CAISO | 1-in-2 | 2025 | 1 |  |  |  | 63.2201 | 1
| Zone | South Orange County | 6 | Average Weekday | CAISO | 1-in-2 | 2025 | 2 |  |  |  | 62.9028 | 1
| Zone | South Orange County | 6 | Average Weekday | CAISO | 1-in-2 | 2025 | 3 |  |  |  | 62.638 | 1
| Zone | South Orange County | 6 | Average Weekday | CAISO | 1-in-2 | 2025 | 4 |  |  |  | 62.3707 | 1
| Zone | South Orange County | 6 | Average Weekday | CAISO | 1-in-2 | 2025 | 5 |  |  |  | 62.2104 | 1
| Zone | South Orange County | 6 | Average Weekday | CAISO | 1-in-2 | 2025 | 6 |  |  |  | 62.0573 | 1
| Zone | South Orange County | 6 | Average Weekday | CAISO | 1-in-2 | 2025 | 7 |  |  |  | 61.9467 | 1
| Zone | South Orange County | 6 | Average Weekday | CAISO | 1-in-2 | 2025 | 8 |  |  |  | 62.2274 | 1
| Zone | South Orange County | 6 | Average Weekday | CAISO | 1-in-2 | 2025 | 9 |  |  |  | 63.2907 | 1
| Zone | South Orange County | 6 | Average Weekday | CAISO | 1-in-2 | 2025 | 10 |  |  |  | 64.8738 | 1
| Zone | South Orange County | 6 | Average Weekday | CAISO | 1-in-2 | 2025 | 11 |  |  |  | 66.8967 | 1
| Zone | South Orange County | 6 | Average Weekday | CAISO | 1-in-2 | 2025 | 12 |  |  |  | 68.6847 | 1
| Zone | South Orange County | 6 | Average Weekday | CAISO | 1-in-2 | 2025 | 13 |  |  |  | 69.7499 | 1
| Zone | South Orange County | 6 | Average Weekday | CAISO | 1-in-2 | 2025 | 14 |  |  |  | 70.2175 | 1
| Zone | South Orange County | 6 | Average Weekday | CAISO | 1-in-2 | 2025 | 15 |  |  |  | 70.7634 | 1
| Zone | South Orange County | 6 | Average Weekday | CAISO | 1-in-2 | 2025 | 16 |  |  |  | 71.3779 | 1
| Zone | South Orange County | 6 | Average Weekday | CAISO | 1-in-2 | 2025 | 17 |  |  |  | 71.6339 | 1
| Zone | South Orange County | 6 | Average Weekday | CAISO | 1-in-2 | 2025 | 18 |  |  |  | 71.201 | 1
| Zone | South Orange County | 6 | Average Weekday | CAISO | 1-in-2 | 2025 | 19 |  |  |  | 70.3962 | 1
| Zone | South Orange County | 6 | Average Weekday | CAISO | 1-in-2 | 2025 | 20 |  |  |  | 68.8645 | 1
| Zone | South Orange County | 6 | Average Weekday | CAISO | 1-in-2 | 2025 | 21 |  |  |  | 66.8008 | 1
| Zone | South Orange County | 6 | Average Weekday | CAISO | 1-in-2 | 2025 | 22 |  |  |  | 64.8621 | 1
| Zone | South Orange County | 6 | Average Weekday | CAISO | 1-in-2 | 2025 | 23 |  |  |  | 64.1087 | 1
| Zone | South Orange County | 6 | Average Weekday | CAISO | 1-in-2 | 2025 | 24 |  |  |  | 63.6586 | 1
| Zone | South Orange County | 6 | Monthly System Peak Day | CAISO | 1-in-2 | 2025 | 1 |  |  |  | 63.42 | 1
| Zone | South Orange County | 6 | Monthly System Peak Day | CAISO | 1-in-2 | 2025 | 2 |  |  |  | 62.9256 | 1
| Zone | South Orange County | 6 | Monthly System Peak Day | CAISO | 1-in-2 | 2025 | 3 |  |  |  | 62.5033 | 1
| Zone | South Orange County | 6 | Monthly System Peak Day | CAISO | 1-in-2 | 2025 | 4 |  |  |  | 61.8978 | 1
| Zone | South Orange County | 6 | Monthly System Peak Day | CAISO | 1-in-2 | 2025 | 5 |  |  |  | 61.5378 | 1
| Zone | South Orange County | 6 | Monthly System Peak Day | CAISO | 1-in-2 | 2025 | 6 |  |  |  | 61.5411 | 1
| Zone | South Orange County | 6 | Monthly System Peak Day | CAISO | 1-in-2 | 2025 | 7 |  |  |  | 61.3322 | 1
| Zone | South Orange County | 6 | Monthly System Peak Day | CAISO | 1-in-2 | 2025 | 8 |  |  |  | 61.6956 | 1
| Zone | South Orange County | 6 | Monthly System Peak Day | CAISO | 1-in-2 | 2025 | 9 |  |  |  | 63.0111 | 1
| Zone | South Orange County | 6 | Monthly System Peak Day | CAISO | 1-in-2 | 2025 | 10 |  |  |  | 65.0511 | 1
| Zone | South Orange County | 6 | Monthly System Peak Day | CAISO | 1-in-2 | 2025 | 11 |  |  |  | 67.0778 | 1
| Zone | South Orange County | 6 | Monthly System Peak Day | CAISO | 1-in-2 | 2025 | 12 |  |  |  | 68.9356 | 1
| Zone | South Orange County | 6 | Monthly System Peak Day | CAISO | 1-in-2 | 2025 | 13 |  |  |  | 70.85 | 1
| Zone | South Orange County | 6 | Monthly System Peak Day | CAISO | 1-in-2 | 2025 | 14 |  |  |  | 73.0556 | 1
| Zone | South Orange County | 6 | Monthly System Peak Day | CAISO | 1-in-2 | 2025 | 15 |  |  |  | 74.4778 | 1
| Zone | South Orange County | 6 | Monthly System Peak Day | CAISO | 1-in-2 | 2025 | 16 |  |  |  | 74.8333 | 1
| Zone | South Orange County | 6 | Monthly System Peak Day | CAISO | 1-in-2 | 2025 | 17 |  |  |  | 74.6111 | 1
| Zone | South Orange County | 6 | Monthly System Peak Day | CAISO | 1-in-2 | 2025 | 18 |  |  |  | 73.9222 | 1
| Zone | South Orange County | 6 | Monthly System Peak Day | CAISO | 1-in-2 | 2025 | 19 |  |  |  | 73.2 | 1
| Zone | South Orange County | 6 | Monthly System Peak Day | CAISO | 1-in-2 | 2025 | 20 |  |  |  | 71.2356 | 1
| Zone | South Orange County | 6 | Monthly System Peak Day | CAISO | 1-in-2 | 2025 | 21 |  |  |  | 68.3844 | 1
| Zone | South Orange County | 6 | Monthly System Peak Day | CAISO | 1-in-2 | 2025 | 22 |  |  |  | 65.5289 | 1
| Zone | South Orange County | 6 | Monthly System Peak Day | CAISO | 1-in-2 | 2025 | 23 |  |  |  | 64.0489 | 1
| Zone | South Orange County | 6 | Monthly System Peak Day | CAISO | 1-in-2 | 2025 | 24 |  |  |  | 63.3067 | 1
| Zone | South Orange County | 7 | Average Weekday | CAISO | 1-in-2 | 2025 | 1 |  |  |  | 66.4002 | 1
| Zone | South Orange County | 7 | Average Weekday | CAISO | 1-in-2 | 2025 | 2 |  |  |  | 66.1068 | 1
| Zone | South Orange County | 7 | Average Weekday | CAISO | 1-in-2 | 2025 | 3 |  |  |  | 65.8268 | 1
| Zone | South Orange County | 7 | Average Weekday | CAISO | 1-in-2 | 2025 | 4 |  |  |  | 65.5226 | 1
| Zone | South Orange County | 7 | Average Weekday | CAISO | 1-in-2 | 2025 | 5 |  |  |  | 65.3042 | 1
| Zone | South Orange County | 7 | Average Weekday | CAISO | 1-in-2 | 2025 | 6 |  |  |  | 65.0663 | 1
| Zone | South Orange County | 7 | Average Weekday | CAISO | 1-in-2 | 2025 | 7 |  |  |  | 64.9529 | 1
| Zone | South Orange County | 7 | Average Weekday | CAISO | 1-in-2 | 2025 | 8 |  |  |  | 65.3477 | 1
| Zone | South Orange County | 7 | Average Weekday | CAISO | 1-in-2 | 2025 | 9 |  |  |  | 66.7598 | 1
| Zone | South Orange County | 7 | Average Weekday | CAISO | 1-in-2 | 2025 | 10 |  |  |  | 68.6621 | 1
| Zone | South Orange County | 7 | Average Weekday | CAISO | 1-in-2 | 2025 | 11 |  |  |  | 70.82 | 1
| Zone | South Orange County | 7 | Average Weekday | CAISO | 1-in-2 | 2025 | 12 |  |  |  | 72.7892 | 1
| Zone | South Orange County | 7 | Average Weekday | CAISO | 1-in-2 | 2025 | 13 |  |  |  | 73.936 | 1
| Zone | South Orange County | 7 | Average Weekday | CAISO | 1-in-2 | 2025 | 14 |  |  |  | 74.2985 | 1
| Zone | South Orange County | 7 | Average Weekday | CAISO | 1-in-2 | 2025 | 15 |  |  |  | 75.1656 | 1
| Zone | South Orange County | 7 | Average Weekday | CAISO | 1-in-2 | 2025 | 16 |  |  |  | 75.3757 | 1
| Zone | South Orange County | 7 | Average Weekday | CAISO | 1-in-2 | 2025 | 17 |  |  |  | 75.5332 | 1
| Zone | South Orange County | 7 | Average Weekday | CAISO | 1-in-2 | 2025 | 18 |  |  |  | 75.0031 | 1
| Zone | South Orange County | 7 | Average Weekday | CAISO | 1-in-2 | 2025 | 19 |  |  |  | 73.9945 | 1
| Zone | South Orange County | 7 | Average Weekday | CAISO | 1-in-2 | 2025 | 20 |  |  |  | 72.6964 | 1
| Zone | South Orange County | 7 | Average Weekday | CAISO | 1-in-2 | 2025 | 21 |  |  |  | 70.461 | 1
| Zone | South Orange County | 7 | Average Weekday | CAISO | 1-in-2 | 2025 | 22 |  |  |  | 68.3221 | 1
| Zone | South Orange County | 7 | Average Weekday | CAISO | 1-in-2 | 2025 | 23 |  |  |  | 67.3934 | 1
| Zone | South Orange County | 7 | Average Weekday | CAISO | 1-in-2 | 2025 | 24 |  |  |  | 66.8977 | 1
| Zone | South Orange County | 7 | Monthly System Peak Day | CAISO | 1-in-2 | 2025 | 1 |  |  |  | 68.6744 | 1
| Zone | South Orange County | 7 | Monthly System Peak Day | CAISO | 1-in-2 | 2025 | 2 |  |  |  | 68.3267 | 1
| Zone | South Orange County | 7 | Monthly System Peak Day | CAISO | 1-in-2 | 2025 | 3 |  |  |  | 68.21 | 1
| Zone | South Orange County | 7 | Monthly System Peak Day | CAISO | 1-in-2 | 2025 | 4 |  |  |  | 68.0378 | 1
| Zone | South Orange County | 7 | Monthly System Peak Day | CAISO | 1-in-2 | 2025 | 5 |  |  |  | 67.7189 | 1
| Zone | South Orange County | 7 | Monthly System Peak Day | CAISO | 1-in-2 | 2025 | 6 |  |  |  | 67.4567 | 1
| Zone | South Orange County | 7 | Monthly System Peak Day | CAISO | 1-in-2 | 2025 | 7 |  |  |  | 67.2422 | 1
| Zone | South Orange County | 7 | Monthly System Peak Day | CAISO | 1-in-2 | 2025 | 8 |  |  |  | 67.4778 | 1
| Zone | South Orange County | 7 | Monthly System Peak Day | CAISO | 1-in-2 | 2025 | 9 |  |  |  | 69.6967 | 1
| Zone | South Orange County | 7 | Monthly System Peak Day | CAISO | 1-in-2 | 2025 | 10 |  |  |  | 73.5222 | 1
| Zone | South Orange County | 7 | Monthly System Peak Day | CAISO | 1-in-2 | 2025 | 11 |  |  |  | 77.4333 | 1
| Zone | South Orange County | 7 | Monthly System Peak Day | CAISO | 1-in-2 | 2025 | 12 |  |  |  | 80.3778 | 1
| Zone | South Orange County | 7 | Monthly System Peak Day | CAISO | 1-in-2 | 2025 | 13 |  |  |  | 81.0444 | 1
| Zone | South Orange County | 7 | Monthly System Peak Day | CAISO | 1-in-2 | 2025 | 14 |  |  |  | 81.5667 | 1
| Zone | South Orange County | 7 | Monthly System Peak Day | CAISO | 1-in-2 | 2025 | 15 |  |  |  | 81.6778 | 1
| Zone | South Orange County | 7 | Monthly System Peak Day | CAISO | 1-in-2 | 2025 | 16 |  |  |  | 81.3556 | 1
| Zone | South Orange County | 7 | Monthly System Peak Day | CAISO | 1-in-2 | 2025 | 17 |  |  |  | 81.6778 | 1
| Zone | South Orange County | 7 | Monthly System Peak Day | CAISO | 1-in-2 | 2025 | 18 |  |  |  | 81.9556 | 1
| Zone | South Orange County | 7 | Monthly System Peak Day | CAISO | 1-in-2 | 2025 | 19 |  |  |  | 80.9111 | 1
| Zone | South Orange County | 7 | Monthly System Peak Day | CAISO | 1-in-2 | 2025 | 20 |  |  |  | 78.6111 | 1
| Zone | South Orange County | 7 | Monthly System Peak Day | CAISO | 1-in-2 | 2025 | 21 |  |  |  | 77.6667 | 1
| Zone | South Orange County | 7 | Monthly System Peak Day | CAISO | 1-in-2 | 2025 | 22 |  |  |  | 74.9111 | 1
| Zone | South Orange County | 7 | Monthly System Peak Day | CAISO | 1-in-2 | 2025 | 23 |  |  |  | 72.9689 | 1
| Zone | South Orange County | 7 | Monthly System Peak Day | CAISO | 1-in-2 | 2025 | 24 |  |  |  | 71.8667 | 1
| Zone | South Orange County | 8 | Average Weekday | CAISO | 1-in-2 | 2025 | 1 |  |  |  | 67.8148 | 1
| Zone | South Orange County | 8 | Average Weekday | CAISO | 1-in-2 | 2025 | 2 |  |  |  | 67.3859 | 1
| Zone | South Orange County | 8 | Average Weekday | CAISO | 1-in-2 | 2025 | 3 |  |  |  | 67.0598 | 1
| Zone | South Orange County | 8 | Average Weekday | CAISO | 1-in-2 | 2025 | 4 |  |  |  | 66.7292 | 1
| Zone | South Orange County | 8 | Average Weekday | CAISO | 1-in-2 | 2025 | 5 |  |  |  | 66.3823 | 1
| Zone | South Orange County | 8 | Average Weekday | CAISO | 1-in-2 | 2025 | 6 |  |  |  | 66.1019 | 1
| Zone | South Orange County | 8 | Average Weekday | CAISO | 1-in-2 | 2025 | 7 |  |  |  | 65.9604 | 1
| Zone | South Orange County | 8 | Average Weekday | CAISO | 1-in-2 | 2025 | 8 |  |  |  | 66.1177 | 1
| Zone | South Orange County | 8 | Average Weekday | CAISO | 1-in-2 | 2025 | 9 |  |  |  | 67.3343 | 1
| Zone | South Orange County | 8 | Average Weekday | CAISO | 1-in-2 | 2025 | 10 |  |  |  | 69.3146 | 1
| Zone | South Orange County | 8 | Average Weekday | CAISO | 1-in-2 | 2025 | 11 |  |  |  | 72.0113 | 1
| Zone | South Orange County | 8 | Average Weekday | CAISO | 1-in-2 | 2025 | 12 |  |  |  | 74.6335 | 1
| Zone | South Orange County | 8 | Average Weekday | CAISO | 1-in-2 | 2025 | 13 |  |  |  | 75.7629 | 1
| Zone | South Orange County | 8 | Average Weekday | CAISO | 1-in-2 | 2025 | 14 |  |  |  | 76.6644 | 1
| Zone | South Orange County | 8 | Average Weekday | CAISO | 1-in-2 | 2025 | 15 |  |  |  | 77.4824 | 1
| Zone | South Orange County | 8 | Average Weekday | CAISO | 1-in-2 | 2025 | 16 |  |  |  | 77.8866 | 1
| Zone | South Orange County | 8 | Average Weekday | CAISO | 1-in-2 | 2025 | 17 |  |  |  | 78.0986 | 1
| Zone | South Orange County | 8 | Average Weekday | CAISO | 1-in-2 | 2025 | 18 |  |  |  | 77.5193 | 1
| Zone | South Orange County | 8 | Average Weekday | CAISO | 1-in-2 | 2025 | 19 |  |  |  | 76.4611 | 1
| Zone | South Orange County | 8 | Average Weekday | CAISO | 1-in-2 | 2025 | 20 |  |  |  | 74.6475 | 1
| Zone | South Orange County | 8 | Average Weekday | CAISO | 1-in-2 | 2025 | 21 |  |  |  | 71.7865 | 1
| Zone | South Orange County | 8 | Average Weekday | CAISO | 1-in-2 | 2025 | 22 |  |  |  | 69.784 | 1
| Zone | South Orange County | 8 | Average Weekday | CAISO | 1-in-2 | 2025 | 23 |  |  |  | 68.9044 | 1
| Zone | South Orange County | 8 | Average Weekday | CAISO | 1-in-2 | 2025 | 24 |  |  |  | 68.3345 | 1
| Zone | South Orange County | 8 | Monthly System Peak Day | CAISO | 1-in-2 | 2025 | 1 |  |  |  | 73.9111 | 1
| Zone | South Orange County | 8 | Monthly System Peak Day | CAISO | 1-in-2 | 2025 | 2 |  |  |  | 73.3667 | 1
| Zone | South Orange County | 8 | Monthly System Peak Day | CAISO | 1-in-2 | 2025 | 3 |  |  |  | 73.0444 | 1
| Zone | South Orange County | 8 | Monthly System Peak Day | CAISO | 1-in-2 | 2025 | 4 |  |  |  | 72.3778 | 1
| Zone | South Orange County | 8 | Monthly System Peak Day | CAISO | 1-in-2 | 2025 | 5 |  |  |  | 72.1667 | 1
| Zone | South Orange County | 8 | Monthly System Peak Day | CAISO | 1-in-2 | 2025 | 6 |  |  |  | 71.8511 | 1
| Zone | South Orange County | 8 | Monthly System Peak Day | CAISO | 1-in-2 | 2025 | 7 |  |  |  | 71.7222 | 1
| Zone | South Orange County | 8 | Monthly System Peak Day | CAISO | 1-in-2 | 2025 | 8 |  |  |  | 72.0378 | 1
| Zone | South Orange County | 8 | Monthly System Peak Day | CAISO | 1-in-2 | 2025 | 9 |  |  |  | 73.9444 | 1
| Zone | South Orange County | 8 | Monthly System Peak Day | CAISO | 1-in-2 | 2025 | 10 |  |  |  | 77.5556 | 1
| Zone | South Orange County | 8 | Monthly System Peak Day | CAISO | 1-in-2 | 2025 | 11 |  |  |  | 81.5111 | 1
| Zone | South Orange County | 8 | Monthly System Peak Day | CAISO | 1-in-2 | 2025 | 12 |  |  |  | 85.2667 | 1
| Zone | South Orange County | 8 | Monthly System Peak Day | CAISO | 1-in-2 | 2025 | 13 |  |  |  | 85.7333 | 1
| Zone | South Orange County | 8 | Monthly System Peak Day | CAISO | 1-in-2 | 2025 | 14 |  |  |  | 85.9444 | 1
| Zone | South Orange County | 8 | Monthly System Peak Day | CAISO | 1-in-2 | 2025 | 15 |  |  |  | 85.9444 | 1
| Zone | South Orange County | 8 | Monthly System Peak Day | CAISO | 1-in-2 | 2025 | 16 |  |  |  | 86.1111 | 1
| Zone | South Orange County | 8 | Monthly System Peak Day | CAISO | 1-in-2 | 2025 | 17 |  |  |  | 85.3444 | 1
| Zone | South Orange County | 8 | Monthly System Peak Day | CAISO | 1-in-2 | 2025 | 18 |  |  |  | 83.5778 | 1
| Zone | South Orange County | 8 | Monthly System Peak Day | CAISO | 1-in-2 | 2025 | 19 |  |  |  | 82.7556 | 1
| Zone | South Orange County | 8 | Monthly System Peak Day | CAISO | 1-in-2 | 2025 | 20 |  |  |  | 81.2222 | 1
| Zone | South Orange County | 8 | Monthly System Peak Day | CAISO | 1-in-2 | 2025 | 21 |  |  |  | 78.4889 | 1
| Zone | South Orange County | 8 | Monthly System Peak Day | CAISO | 1-in-2 | 2025 | 22 |  |  |  | 76.8778 | 1
| Zone | South Orange County | 8 | Monthly System Peak Day | CAISO | 1-in-2 | 2025 | 23 |  |  |  | 76.2333 | 1
| Zone | South Orange County | 8 | Monthly System Peak Day | CAISO | 1-in-2 | 2025 | 24 |  |  |  | 75.7333 | 1
| Zone | South Orange County | 8 | Typical Event Day | CAISO | 1-in-2 | 2025 | 1 |  |  |  | 69.9036 | 1
| Zone | South Orange County | 8 | Typical Event Day | CAISO | 1-in-2 | 2025 | 2 |  |  |  | 69.3875 | 1
| Zone | South Orange County | 8 | Typical Event Day | CAISO | 1-in-2 | 2025 | 3 |  |  |  | 69.0728 | 1
| Zone | South Orange County | 8 | Typical Event Day | CAISO | 1-in-2 | 2025 | 4 |  |  |  | 68.5572 | 1
| Zone | South Orange County | 8 | Typical Event Day | CAISO | 1-in-2 | 2025 | 5 |  |  |  | 68.1842 | 1
| Zone | South Orange County | 8 | Typical Event Day | CAISO | 1-in-2 | 2025 | 6 |  |  |  | 67.9667 | 1
| Zone | South Orange County | 8 | Typical Event Day | CAISO | 1-in-2 | 2025 | 7 |  |  |  | 67.9464 | 1
| Zone | South Orange County | 8 | Typical Event Day | CAISO | 1-in-2 | 2025 | 8 |  |  |  | 68.4089 | 1
| Zone | South Orange County | 8 | Typical Event Day | CAISO | 1-in-2 | 2025 | 9 |  |  |  | 70.0742 | 1
| Zone | South Orange County | 8 | Typical Event Day | CAISO | 1-in-2 | 2025 | 10 |  |  |  | 73.5322 | 1
| Zone | South Orange County | 8 | Typical Event Day | CAISO | 1-in-2 | 2025 | 11 |  |  |  | 77.6611 | 1
| Zone | South Orange County | 8 | Typical Event Day | CAISO | 1-in-2 | 2025 | 12 |  |  |  | 81.2061 | 1
| Zone | South Orange County | 8 | Typical Event Day | CAISO | 1-in-2 | 2025 | 13 |  |  |  | 82.4958 | 1
| Zone | South Orange County | 8 | Typical Event Day | CAISO | 1-in-2 | 2025 | 14 |  |  |  | 83.3417 | 1
| Zone | South Orange County | 8 | Typical Event Day | CAISO | 1-in-2 | 2025 | 15 |  |  |  | 83.7194 | 1
| Zone | South Orange County | 8 | Typical Event Day | CAISO | 1-in-2 | 2025 | 16 |  |  |  | 83.7083 | 1
| Zone | South Orange County | 8 | Typical Event Day | CAISO | 1-in-2 | 2025 | 17 |  |  |  | 83.5806 | 1
| Zone | South Orange County | 8 | Typical Event Day | CAISO | 1-in-2 | 2025 | 18 |  |  |  | 82.6611 | 1
| Zone | South Orange County | 8 | Typical Event Day | CAISO | 1-in-2 | 2025 | 19 |  |  |  | 81.5 | 1
| Zone | South Orange County | 8 | Typical Event Day | CAISO | 1-in-2 | 2025 | 20 |  |  |  | 79.7478 | 1
| Zone | South Orange County | 8 | Typical Event Day | CAISO | 1-in-2 | 2025 | 21 |  |  |  | 77.6322 | 1
| Zone | South Orange County | 8 | Typical Event Day | CAISO | 1-in-2 | 2025 | 22 |  |  |  | 75.2183 | 1
| Zone | South Orange County | 8 | Typical Event Day | CAISO | 1-in-2 | 2025 | 23 |  |  |  | 73.6406 | 1
| Zone | South Orange County | 8 | Typical Event Day | CAISO | 1-in-2 | 2025 | 24 |  |  |  | 72.4406 | 1
| Zone | South Orange County | 9 | Average Weekday | CAISO | 1-in-2 | 2025 | 1 |  |  |  | 67.4531 | 1
| Zone | South Orange County | 9 | Average Weekday | CAISO | 1-in-2 | 2025 | 2 |  |  |  | 67.0066 | 1
| Zone | South Orange County | 9 | Average Weekday | CAISO | 1-in-2 | 2025 | 3 |  |  |  | 66.6201 | 1
| Zone | South Orange County | 9 | Average Weekday | CAISO | 1-in-2 | 2025 | 4 |  |  |  | 66.3025 | 1
| Zone | South Orange County | 9 | Average Weekday | CAISO | 1-in-2 | 2025 | 5 |  |  |  | 66.0021 | 1
| Zone | South Orange County | 9 | Average Weekday | CAISO | 1-in-2 | 2025 | 6 |  |  |  | 65.7589 | 1
| Zone | South Orange County | 9 | Average Weekday | CAISO | 1-in-2 | 2025 | 7 |  |  |  | 65.6209 | 1
| Zone | South Orange County | 9 | Average Weekday | CAISO | 1-in-2 | 2025 | 8 |  |  |  | 65.6795 | 1
| Zone | South Orange County | 9 | Average Weekday | CAISO | 1-in-2 | 2025 | 9 |  |  |  | 66.3764 | 1
| Zone | South Orange County | 9 | Average Weekday | CAISO | 1-in-2 | 2025 | 10 |  |  |  | 68.2215 | 1
| Zone | South Orange County | 9 | Average Weekday | CAISO | 1-in-2 | 2025 | 11 |  |  |  | 70.6854 | 1
| Zone | South Orange County | 9 | Average Weekday | CAISO | 1-in-2 | 2025 | 12 |  |  |  | 73.3405 | 1
| Zone | South Orange County | 9 | Average Weekday | CAISO | 1-in-2 | 2025 | 13 |  |  |  | 75.0256 | 1
| Zone | South Orange County | 9 | Average Weekday | CAISO | 1-in-2 | 2025 | 14 |  |  |  | 76.2442 | 1
| Zone | South Orange County | 9 | Average Weekday | CAISO | 1-in-2 | 2025 | 15 |  |  |  | 76.8128 | 1
| Zone | South Orange County | 9 | Average Weekday | CAISO | 1-in-2 | 2025 | 16 |  |  |  | 76.8726 | 1
| Zone | South Orange County | 9 | Average Weekday | CAISO | 1-in-2 | 2025 | 17 |  |  |  | 76.7772 | 1
| Zone | South Orange County | 9 | Average Weekday | CAISO | 1-in-2 | 2025 | 18 |  |  |  | 76.1004 | 1
| Zone | South Orange County | 9 | Average Weekday | CAISO | 1-in-2 | 2025 | 19 |  |  |  | 74.6882 | 1
| Zone | South Orange County | 9 | Average Weekday | CAISO | 1-in-2 | 2025 | 20 |  |  |  | 72.4983 | 1
| Zone | South Orange County | 9 | Average Weekday | CAISO | 1-in-2 | 2025 | 21 |  |  |  | 70.4811 | 1
| Zone | South Orange County | 9 | Average Weekday | CAISO | 1-in-2 | 2025 | 22 |  |  |  | 69.5823 | 1
| Zone | South Orange County | 9 | Average Weekday | CAISO | 1-in-2 | 2025 | 23 |  |  |  | 68.8587 | 1
| Zone | South Orange County | 9 | Average Weekday | CAISO | 1-in-2 | 2025 | 24 |  |  |  | 68.1288 | 1
| Zone | South Orange County | 9 | Monthly System Peak Day | CAISO | 1-in-2 | 2025 | 1 |  |  |  | 73.6089 | 1
| Zone | South Orange County | 9 | Monthly System Peak Day | CAISO | 1-in-2 | 2025 | 2 |  |  |  | 72.9311 | 1
| Zone | South Orange County | 9 | Monthly System Peak Day | CAISO | 1-in-2 | 2025 | 3 |  |  |  | 72.5333 | 1
| Zone | South Orange County | 9 | Monthly System Peak Day | CAISO | 1-in-2 | 2025 | 4 |  |  |  | 71.9156 | 1
| Zone | South Orange County | 9 | Monthly System Peak Day | CAISO | 1-in-2 | 2025 | 5 |  |  |  | 71.3133 | 1
| Zone | South Orange County | 9 | Monthly System Peak Day | CAISO | 1-in-2 | 2025 | 6 |  |  |  | 71.0178 | 1
| Zone | South Orange County | 9 | Monthly System Peak Day | CAISO | 1-in-2 | 2025 | 7 |  |  |  | 71.4889 | 1
| Zone | South Orange County | 9 | Monthly System Peak Day | CAISO | 1-in-2 | 2025 | 8 |  |  |  | 72.4244 | 1
| Zone | South Orange County | 9 | Monthly System Peak Day | CAISO | 1-in-2 | 2025 | 9 |  |  |  | 73.6444 | 1
| Zone | South Orange County | 9 | Monthly System Peak Day | CAISO | 1-in-2 | 2025 | 10 |  |  |  | 78 | 1
| Zone | South Orange County | 9 | Monthly System Peak Day | CAISO | 1-in-2 | 2025 | 11 |  |  |  | 84.6222 | 1
| Zone | South Orange County | 9 | Monthly System Peak Day | CAISO | 1-in-2 | 2025 | 12 |  |  |  | 90.2444 | 1
| Zone | South Orange County | 9 | Monthly System Peak Day | CAISO | 1-in-2 | 2025 | 13 |  |  |  | 92.3556 | 1
| Zone | South Orange County | 9 | Monthly System Peak Day | CAISO | 1-in-2 | 2025 | 14 |  |  |  | 92.8 | 1
| Zone | South Orange County | 9 | Monthly System Peak Day | CAISO | 1-in-2 | 2025 | 15 |  |  |  | 92.7778 | 1
| Zone | South Orange County | 9 | Monthly System Peak Day | CAISO | 1-in-2 | 2025 | 16 |  |  |  | 92.5333 | 1
| Zone | South Orange County | 9 | Monthly System Peak Day | CAISO | 1-in-2 | 2025 | 17 |  |  |  | 92.6889 | 1
| Zone | South Orange County | 9 | Monthly System Peak Day | CAISO | 1-in-2 | 2025 | 18 |  |  |  | 91.1889 | 1
| Zone | South Orange County | 9 | Monthly System Peak Day | CAISO | 1-in-2 | 2025 | 19 |  |  |  | 89.1333 | 1
| Zone | South Orange County | 9 | Monthly System Peak Day | CAISO | 1-in-2 | 2025 | 20 |  |  |  | 87.9222 | 1
| Zone | South Orange County | 9 | Monthly System Peak Day | CAISO | 1-in-2 | 2025 | 21 |  |  |  | 85.9889 | 1
| Zone | South Orange County | 9 | Monthly System Peak Day | CAISO | 1-in-2 | 2025 | 22 |  |  |  | 83.5556 | 1
| Zone | South Orange County | 9 | Monthly System Peak Day | CAISO | 1-in-2 | 2025 | 23 |  |  |  | 81.3111 | 1
| Zone | South Orange County | 9 | Monthly System Peak Day | CAISO | 1-in-2 | 2025 | 24 |  |  |  | 78.8556 | 1
| Zone | South Orange County | 10 | Average Weekday | CAISO | 1-in-2 | 2025 | 1 |  |  |  | 63.9844 | 1
| Zone | South Orange County | 10 | Average Weekday | CAISO | 1-in-2 | 2025 | 2 |  |  |  | 63.2554 | 1
| Zone | South Orange County | 10 | Average Weekday | CAISO | 1-in-2 | 2025 | 3 |  |  |  | 62.5135 | 1
| Zone | South Orange County | 10 | Average Weekday | CAISO | 1-in-2 | 2025 | 4 |  |  |  | 61.9402 | 1
| Zone | South Orange County | 10 | Average Weekday | CAISO | 1-in-2 | 2025 | 5 |  |  |  | 61.352 | 1
| Zone | South Orange County | 10 | Average Weekday | CAISO | 1-in-2 | 2025 | 6 |  |  |  | 61.0596 | 1
| Zone | South Orange County | 10 | Average Weekday | CAISO | 1-in-2 | 2025 | 7 |  |  |  | 60.878 | 1
| Zone | South Orange County | 10 | Average Weekday | CAISO | 1-in-2 | 2025 | 8 |  |  |  | 60.7845 | 1
| Zone | South Orange County | 10 | Average Weekday | CAISO | 1-in-2 | 2025 | 9 |  |  |  | 61.1327 | 1
| Zone | South Orange County | 10 | Average Weekday | CAISO | 1-in-2 | 2025 | 10 |  |  |  | 63.2855 | 1
| Zone | South Orange County | 10 | Average Weekday | CAISO | 1-in-2 | 2025 | 11 |  |  |  | 66.1247 | 1
| Zone | South Orange County | 10 | Average Weekday | CAISO | 1-in-2 | 2025 | 12 |  |  |  | 68.6962 | 1
| Zone | South Orange County | 10 | Average Weekday | CAISO | 1-in-2 | 2025 | 13 |  |  |  | 71.0626 | 1
| Zone | South Orange County | 10 | Average Weekday | CAISO | 1-in-2 | 2025 | 14 |  |  |  | 72.4527 | 1
| Zone | South Orange County | 10 | Average Weekday | CAISO | 1-in-2 | 2025 | 15 |  |  |  | 73.3673 | 1
| Zone | South Orange County | 10 | Average Weekday | CAISO | 1-in-2 | 2025 | 16 |  |  |  | 73.5557 | 1
| Zone | South Orange County | 10 | Average Weekday | CAISO | 1-in-2 | 2025 | 17 |  |  |  | 72.9948 | 1
| Zone | South Orange County | 10 | Average Weekday | CAISO | 1-in-2 | 2025 | 18 |  |  |  | 72.2091 | 1
| Zone | South Orange County | 10 | Average Weekday | CAISO | 1-in-2 | 2025 | 19 |  |  |  | 70.827 | 1
| Zone | South Orange County | 10 | Average Weekday | CAISO | 1-in-2 | 2025 | 20 |  |  |  | 68.6842 | 1
| Zone | South Orange County | 10 | Average Weekday | CAISO | 1-in-2 | 2025 | 21 |  |  |  | 67.4867 | 1
| Zone | South Orange County | 10 | Average Weekday | CAISO | 1-in-2 | 2025 | 22 |  |  |  | 66.5315 | 1
| Zone | South Orange County | 10 | Average Weekday | CAISO | 1-in-2 | 2025 | 23 |  |  |  | 65.6579 | 1
| Zone | South Orange County | 10 | Average Weekday | CAISO | 1-in-2 | 2025 | 24 |  |  |  | 64.716 | 1
| Zone | South Orange County | 10 | Monthly System Peak Day | CAISO | 1-in-2 | 2025 | 1 |  |  |  | 71.5167 | 1
| Zone | South Orange County | 10 | Monthly System Peak Day | CAISO | 1-in-2 | 2025 | 2 |  |  |  | 70.3656 | 1
| Zone | South Orange County | 10 | Monthly System Peak Day | CAISO | 1-in-2 | 2025 | 3 |  |  |  | 68.69 | 1
| Zone | South Orange County | 10 | Monthly System Peak Day | CAISO | 1-in-2 | 2025 | 4 |  |  |  | 67.6044 | 1
| Zone | South Orange County | 10 | Monthly System Peak Day | CAISO | 1-in-2 | 2025 | 5 |  |  |  | 66.9244 | 1
| Zone | South Orange County | 10 | Monthly System Peak Day | CAISO | 1-in-2 | 2025 | 6 |  |  |  | 66.9067 | 1
| Zone | South Orange County | 10 | Monthly System Peak Day | CAISO | 1-in-2 | 2025 | 7 |  |  |  | 66.9767 | 1
| Zone | South Orange County | 10 | Monthly System Peak Day | CAISO | 1-in-2 | 2025 | 8 |  |  |  | 66.88 | 1
| Zone | South Orange County | 10 | Monthly System Peak Day | CAISO | 1-in-2 | 2025 | 9 |  |  |  | 67.7789 | 1
| Zone | South Orange County | 10 | Monthly System Peak Day | CAISO | 1-in-2 | 2025 | 10 |  |  |  | 71.1411 | 1
| Zone | South Orange County | 10 | Monthly System Peak Day | CAISO | 1-in-2 | 2025 | 11 |  |  |  | 75.3444 | 1
| Zone | South Orange County | 10 | Monthly System Peak Day | CAISO | 1-in-2 | 2025 | 12 |  |  |  | 80.1333 | 1
| Zone | South Orange County | 10 | Monthly System Peak Day | CAISO | 1-in-2 | 2025 | 13 |  |  |  | 82.3556 | 1
| Zone | South Orange County | 10 | Monthly System Peak Day | CAISO | 1-in-2 | 2025 | 14 |  |  |  | 83.2778 | 1
| Zone | South Orange County | 10 | Monthly System Peak Day | CAISO | 1-in-2 | 2025 | 15 |  |  |  | 82.9444 | 1
| Zone | South Orange County | 10 | Monthly System Peak Day | CAISO | 1-in-2 | 2025 | 16 |  |  |  | 82.9222 | 1
| Zone | South Orange County | 10 | Monthly System Peak Day | CAISO | 1-in-2 | 2025 | 17 |  |  |  | 82.1778 | 1
| Zone | South Orange County | 10 | Monthly System Peak Day | CAISO | 1-in-2 | 2025 | 18 |  |  |  | 82.1556 | 1
| Zone | South Orange County | 10 | Monthly System Peak Day | CAISO | 1-in-2 | 2025 | 19 |  |  |  | 79.3578 | 1
| Zone | South Orange County | 10 | Monthly System Peak Day | CAISO | 1-in-2 | 2025 | 20 |  |  |  | 76.0178 | 1
| Zone | South Orange County | 10 | Monthly System Peak Day | CAISO | 1-in-2 | 2025 | 21 |  |  |  | 74.4178 | 1
| Zone | South Orange County | 10 | Monthly System Peak Day | CAISO | 1-in-2 | 2025 | 22 |  |  |  | 73.3444 | 1
| Zone | South Orange County | 10 | Monthly System Peak Day | CAISO | 1-in-2 | 2025 | 23 |  |  |  | 72.1678 | 1
| Zone | South Orange County | 10 | Monthly System Peak Day | CAISO | 1-in-2 | 2025 | 24 |  |  |  | 71.2222 | 1
| Zone | South Orange County | 11 | Average Weekday | CAISO | 1-in-2 | 2025 | 1 |  |  |  | 58.3076 | 1
| Zone | South Orange County | 11 | Average Weekday | CAISO | 1-in-2 | 2025 | 2 |  |  |  | 57.6233 | 1
| Zone | South Orange County | 11 | Average Weekday | CAISO | 1-in-2 | 2025 | 3 |  |  |  | 57.0029 | 1
| Zone | South Orange County | 11 | Average Weekday | CAISO | 1-in-2 | 2025 | 4 |  |  |  | 56.4456 | 1
| Zone | South Orange County | 11 | Average Weekday | CAISO | 1-in-2 | 2025 | 5 |  |  |  | 55.7963 | 1
| Zone | South Orange County | 11 | Average Weekday | CAISO | 1-in-2 | 2025 | 6 |  |  |  | 55.4303 | 1
| Zone | South Orange County | 11 | Average Weekday | CAISO | 1-in-2 | 2025 | 7 |  |  |  | 55.2174 | 1
| Zone | South Orange County | 11 | Average Weekday | CAISO | 1-in-2 | 2025 | 8 |  |  |  | 55.3055 | 1
| Zone | South Orange County | 11 | Average Weekday | CAISO | 1-in-2 | 2025 | 9 |  |  |  | 56.4216 | 1
| Zone | South Orange County | 11 | Average Weekday | CAISO | 1-in-2 | 2025 | 10 |  |  |  | 59.2361 | 1
| Zone | South Orange County | 11 | Average Weekday | CAISO | 1-in-2 | 2025 | 11 |  |  |  | 62.5846 | 1
| Zone | South Orange County | 11 | Average Weekday | CAISO | 1-in-2 | 2025 | 12 |  |  |  | 65.4855 | 1
| Zone | South Orange County | 11 | Average Weekday | CAISO | 1-in-2 | 2025 | 13 |  |  |  | 67.5298 | 1
| Zone | South Orange County | 11 | Average Weekday | CAISO | 1-in-2 | 2025 | 14 |  |  |  | 68.399 | 1
| Zone | South Orange County | 11 | Average Weekday | CAISO | 1-in-2 | 2025 | 15 |  |  |  | 68.4689 | 1
| Zone | South Orange County | 11 | Average Weekday | CAISO | 1-in-2 | 2025 | 16 |  |  |  | 68.058 | 1
| Zone | South Orange County | 11 | Average Weekday | CAISO | 1-in-2 | 2025 | 17 |  |  |  | 67.0901 | 1
| Zone | South Orange County | 11 | Average Weekday | CAISO | 1-in-2 | 2025 | 18 |  |  |  | 65.412 | 1
| Zone | South Orange County | 11 | Average Weekday | CAISO | 1-in-2 | 2025 | 19 |  |  |  | 63.7569 | 1
| Zone | South Orange County | 11 | Average Weekday | CAISO | 1-in-2 | 2025 | 20 |  |  |  | 62.7171 | 1
| Zone | South Orange County | 11 | Average Weekday | CAISO | 1-in-2 | 2025 | 21 |  |  |  | 61.7769 | 1
| Zone | South Orange County | 11 | Average Weekday | CAISO | 1-in-2 | 2025 | 22 |  |  |  | 60.8739 | 1
| Zone | South Orange County | 11 | Average Weekday | CAISO | 1-in-2 | 2025 | 23 |  |  |  | 59.927 | 1
| Zone | South Orange County | 11 | Average Weekday | CAISO | 1-in-2 | 2025 | 24 |  |  |  | 59.0446 | 1
| Zone | South Orange County | 11 | Monthly System Peak Day | CAISO | 1-in-2 | 2025 | 1 |  |  |  | 58.4856 | 1
| Zone | South Orange County | 11 | Monthly System Peak Day | CAISO | 1-in-2 | 2025 | 2 |  |  |  | 57.2033 | 1
| Zone | South Orange County | 11 | Monthly System Peak Day | CAISO | 1-in-2 | 2025 | 3 |  |  |  | 56.5678 | 1
| Zone | South Orange County | 11 | Monthly System Peak Day | CAISO | 1-in-2 | 2025 | 4 |  |  |  | 55.5522 | 1
| Zone | South Orange County | 11 | Monthly System Peak Day | CAISO | 1-in-2 | 2025 | 5 |  |  |  | 54.3278 | 1
| Zone | South Orange County | 11 | Monthly System Peak Day | CAISO | 1-in-2 | 2025 | 6 |  |  |  | 52.7267 | 1
| Zone | South Orange County | 11 | Monthly System Peak Day | CAISO | 1-in-2 | 2025 | 7 |  |  |  | 52.0211 | 1
| Zone | South Orange County | 11 | Monthly System Peak Day | CAISO | 1-in-2 | 2025 | 8 |  |  |  | 52.2589 | 1
| Zone | South Orange County | 11 | Monthly System Peak Day | CAISO | 1-in-2 | 2025 | 9 |  |  |  | 56.1189 | 1
| Zone | South Orange County | 11 | Monthly System Peak Day | CAISO | 1-in-2 | 2025 | 10 |  |  |  | 62.3633 | 1
| Zone | South Orange County | 11 | Monthly System Peak Day | CAISO | 1-in-2 | 2025 | 11 |  |  |  | 68.6367 | 1
| Zone | South Orange County | 11 | Monthly System Peak Day | CAISO | 1-in-2 | 2025 | 12 |  |  |  | 73.9656 | 1
| Zone | South Orange County | 11 | Monthly System Peak Day | CAISO | 1-in-2 | 2025 | 13 |  |  |  | 77.8444 | 1
| Zone | South Orange County | 11 | Monthly System Peak Day | CAISO | 1-in-2 | 2025 | 14 |  |  |  | 79.5811 | 1
| Zone | South Orange County | 11 | Monthly System Peak Day | CAISO | 1-in-2 | 2025 | 15 |  |  |  | 79.2411 | 1
| Zone | South Orange County | 11 | Monthly System Peak Day | CAISO | 1-in-2 | 2025 | 16 |  |  |  | 78.0989 | 1
| Zone | South Orange County | 11 | Monthly System Peak Day | CAISO | 1-in-2 | 2025 | 17 |  |  |  | 77.0689 | 1
| Zone | South Orange County | 11 | Monthly System Peak Day | CAISO | 1-in-2 | 2025 | 18 |  |  |  | 73.7078 | 1
| Zone | South Orange County | 11 | Monthly System Peak Day | CAISO | 1-in-2 | 2025 | 19 |  |  |  | 70.6156 | 1
| Zone | South Orange County | 11 | Monthly System Peak Day | CAISO | 1-in-2 | 2025 | 20 |  |  |  | 68.8278 | 1
| Zone | South Orange County | 11 | Monthly System Peak Day | CAISO | 1-in-2 | 2025 | 21 |  |  |  | 67.0556 | 1
| Zone | South Orange County | 11 | Monthly System Peak Day | CAISO | 1-in-2 | 2025 | 22 |  |  |  | 64.8844 | 1
| Zone | South Orange County | 11 | Monthly System Peak Day | CAISO | 1-in-2 | 2025 | 23 |  |  |  | 63.2211 | 1
| Zone | South Orange County | 11 | Monthly System Peak Day | CAISO | 1-in-2 | 2025 | 24 |  |  |  | 61.5856 | 1
| Zone | South Orange County | 12 | Average Weekday | CAISO | 1-in-2 | 2025 | 1 |  |  |  | 51.8345 | 1
| Zone | South Orange County | 12 | Average Weekday | CAISO | 1-in-2 | 2025 | 2 |  |  |  | 51.1096 | 1
| Zone | South Orange County | 12 | Average Weekday | CAISO | 1-in-2 | 2025 | 3 |  |  |  | 50.4275 | 1
| Zone | South Orange County | 12 | Average Weekday | CAISO | 1-in-2 | 2025 | 4 |  |  |  | 49.8359 | 1
| Zone | South Orange County | 12 | Average Weekday | CAISO | 1-in-2 | 2025 | 5 |  |  |  | 49.2696 | 1
| Zone | South Orange County | 12 | Average Weekday | CAISO | 1-in-2 | 2025 | 6 |  |  |  | 48.7404 | 1
| Zone | South Orange County | 12 | Average Weekday | CAISO | 1-in-2 | 2025 | 7 |  |  |  | 48.4009 | 1
| Zone | South Orange County | 12 | Average Weekday | CAISO | 1-in-2 | 2025 | 8 |  |  |  | 48.3734 | 1
| Zone | South Orange County | 12 | Average Weekday | CAISO | 1-in-2 | 2025 | 9 |  |  |  | 49.2374 | 1
| Zone | South Orange County | 12 | Average Weekday | CAISO | 1-in-2 | 2025 | 10 |  |  |  | 51.9838 | 1
| Zone | South Orange County | 12 | Average Weekday | CAISO | 1-in-2 | 2025 | 11 |  |  |  | 55.3651 | 1
| Zone | South Orange County | 12 | Average Weekday | CAISO | 1-in-2 | 2025 | 12 |  |  |  | 58.2238 | 1
| Zone | South Orange County | 12 | Average Weekday | CAISO | 1-in-2 | 2025 | 13 |  |  |  | 60.2823 | 1
| Zone | South Orange County | 12 | Average Weekday | CAISO | 1-in-2 | 2025 | 14 |  |  |  | 61.5888 | 1
| Zone | South Orange County | 12 | Average Weekday | CAISO | 1-in-2 | 2025 | 15 |  |  |  | 61.8821 | 1
| Zone | South Orange County | 12 | Average Weekday | CAISO | 1-in-2 | 2025 | 16 |  |  |  | 61.6976 | 1
| Zone | South Orange County | 12 | Average Weekday | CAISO | 1-in-2 | 2025 | 17 |  |  |  | 60.7378 | 1
| Zone | South Orange County | 12 | Average Weekday | CAISO | 1-in-2 | 2025 | 18 |  |  |  | 59.0013 | 1
| Zone | South Orange County | 12 | Average Weekday | CAISO | 1-in-2 | 2025 | 19 |  |  |  | 57.2789 | 1
| Zone | South Orange County | 12 | Average Weekday | CAISO | 1-in-2 | 2025 | 20 |  |  |  | 56.2011 | 1
| Zone | South Orange County | 12 | Average Weekday | CAISO | 1-in-2 | 2025 | 21 |  |  |  | 55.1953 | 1
| Zone | South Orange County | 12 | Average Weekday | CAISO | 1-in-2 | 2025 | 22 |  |  |  | 54.178 | 1
| Zone | South Orange County | 12 | Average Weekday | CAISO | 1-in-2 | 2025 | 23 |  |  |  | 53.2225 | 1
| Zone | South Orange County | 12 | Average Weekday | CAISO | 1-in-2 | 2025 | 24 |  |  |  | 52.3638 | 1
| Zone | South Orange County | 12 | Monthly System Peak Day | CAISO | 1-in-2 | 2025 | 1 |  |  |  | 50.14 | 1
| Zone | South Orange County | 12 | Monthly System Peak Day | CAISO | 1-in-2 | 2025 | 2 |  |  |  | 48.8633 | 1
| Zone | South Orange County | 12 | Monthly System Peak Day | CAISO | 1-in-2 | 2025 | 3 |  |  |  | 47.8889 | 1
| Zone | South Orange County | 12 | Monthly System Peak Day | CAISO | 1-in-2 | 2025 | 4 |  |  |  | 47.59 | 1
| Zone | South Orange County | 12 | Monthly System Peak Day | CAISO | 1-in-2 | 2025 | 5 |  |  |  | 47.1678 | 1
| Zone | South Orange County | 12 | Monthly System Peak Day | CAISO | 1-in-2 | 2025 | 6 |  |  |  | 46.72 | 1
| Zone | South Orange County | 12 | Monthly System Peak Day | CAISO | 1-in-2 | 2025 | 7 |  |  |  | 46.05 | 1
| Zone | South Orange County | 12 | Monthly System Peak Day | CAISO | 1-in-2 | 2025 | 8 |  |  |  | 45.7956 | 1
| Zone | South Orange County | 12 | Monthly System Peak Day | CAISO | 1-in-2 | 2025 | 9 |  |  |  | 46.3911 | 1
| Zone | South Orange County | 12 | Monthly System Peak Day | CAISO | 1-in-2 | 2025 | 10 |  |  |  | 49.5056 | 1
| Zone | South Orange County | 12 | Monthly System Peak Day | CAISO | 1-in-2 | 2025 | 11 |  |  |  | 54.9767 | 1
| Zone | South Orange County | 12 | Monthly System Peak Day | CAISO | 1-in-2 | 2025 | 12 |  |  |  | 60.11 | 1
| Zone | South Orange County | 12 | Monthly System Peak Day | CAISO | 1-in-2 | 2025 | 13 |  |  |  | 64.0133 | 1
| Zone | South Orange County | 12 | Monthly System Peak Day | CAISO | 1-in-2 | 2025 | 14 |  |  |  | 66.3244 | 1
| Zone | South Orange County | 12 | Monthly System Peak Day | CAISO | 1-in-2 | 2025 | 15 |  |  |  | 64.4156 | 1
| Zone | South Orange County | 12 | Monthly System Peak Day | CAISO | 1-in-2 | 2025 | 16 |  |  |  | 63.9833 | 1
| Zone | South Orange County | 12 | Monthly System Peak Day | CAISO | 1-in-2 | 2025 | 17 |  |  |  | 63.6256 | 1
| Zone | South Orange County | 12 | Monthly System Peak Day | CAISO | 1-in-2 | 2025 | 18 |  |  |  | 61.9733 | 1
| Zone | South Orange County | 12 | Monthly System Peak Day | CAISO | 1-in-2 | 2025 | 19 |  |  |  | 60.19 | 1
| Zone | South Orange County | 12 | Monthly System Peak Day | CAISO | 1-in-2 | 2025 | 20 |  |  |  | 58.3056 | 1
| Zone | South Orange County | 12 | Monthly System Peak Day | CAISO | 1-in-2 | 2025 | 21 |  |  |  | 56.8667 | 1
| Zone | South Orange County | 12 | Monthly System Peak Day | CAISO | 1-in-2 | 2025 | 22 |  |  |  | 55.68 | 1
| Zone | South Orange County | 12 | Monthly System Peak Day | CAISO | 1-in-2 | 2025 | 23 |  |  |  | 54.4856 | 1
| Zone | South Orange County | 12 | Monthly System Peak Day | CAISO | 1-in-2 | 2025 | 24 |  |  |  | 53.5344 | 1
| Zone | South Orange County | 1 | Average Weekday | CAISO | 1-in-2 | 2026 | 1 |  |  |  | 54.7883 | 1
| Zone | South Orange County | 1 | Average Weekday | CAISO | 1-in-2 | 2026 | 2 |  |  |  | 53.8665 | 1
| Zone | South Orange County | 1 | Average Weekday | CAISO | 1-in-2 | 2026 | 3 |  |  |  | 53.0523 | 1
| Zone | South Orange County | 1 | Average Weekday | CAISO | 1-in-2 | 2026 | 4 |  |  |  | 52.4661 | 1
| Zone | South Orange County | 1 | Average Weekday | CAISO | 1-in-2 | 2026 | 5 |  |  |  | 51.5797 | 1
| Zone | South Orange County | 1 | Average Weekday | CAISO | 1-in-2 | 2026 | 6 |  |  |  | 51.1888 | 1
| Zone | South Orange County | 1 | Average Weekday | CAISO | 1-in-2 | 2026 | 7 |  |  |  | 50.8632 | 1
| Zone | South Orange County | 1 | Average Weekday | CAISO | 1-in-2 | 2026 | 8 |  |  |  | 50.9856 | 1
| Zone | South Orange County | 1 | Average Weekday | CAISO | 1-in-2 | 2026 | 9 |  |  |  | 51.6086 | 1
| Zone | South Orange County | 1 | Average Weekday | CAISO | 1-in-2 | 2026 | 10 |  |  |  | 54.6419 | 1
| Zone | South Orange County | 1 | Average Weekday | CAISO | 1-in-2 | 2026 | 11 |  |  |  | 58.5573 | 1
| Zone | South Orange County | 1 | Average Weekday | CAISO | 1-in-2 | 2026 | 12 |  |  |  | 61.9422 | 1
| Zone | South Orange County | 1 | Average Weekday | CAISO | 1-in-2 | 2026 | 13 |  |  |  | 64.5664 | 1
| Zone | South Orange County | 1 | Average Weekday | CAISO | 1-in-2 | 2026 | 14 |  |  |  | 66.3083 | 1
| Zone | South Orange County | 1 | Average Weekday | CAISO | 1-in-2 | 2026 | 15 |  |  |  | 67.0823 | 1
| Zone | South Orange County | 1 | Average Weekday | CAISO | 1-in-2 | 2026 | 16 |  |  |  | 67.101 | 1
| Zone | South Orange County | 1 | Average Weekday | CAISO | 1-in-2 | 2026 | 17 |  |  |  | 65.9679 | 1
| Zone | South Orange County | 1 | Average Weekday | CAISO | 1-in-2 | 2026 | 18 |  |  |  | 64.1239 | 1
| Zone | South Orange County | 1 | Average Weekday | CAISO | 1-in-2 | 2026 | 19 |  |  |  | 61.8283 | 1
| Zone | South Orange County | 1 | Average Weekday | CAISO | 1-in-2 | 2026 | 20 |  |  |  | 60.3775 | 1
| Zone | South Orange County | 1 | Average Weekday | CAISO | 1-in-2 | 2026 | 21 |  |  |  | 59.2773 | 1
| Zone | South Orange County | 1 | Average Weekday | CAISO | 1-in-2 | 2026 | 22 |  |  |  | 58.135 | 1
| Zone | South Orange County | 1 | Average Weekday | CAISO | 1-in-2 | 2026 | 23 |  |  |  | 57.155 | 1
| Zone | South Orange County | 1 | Average Weekday | CAISO | 1-in-2 | 2026 | 24 |  |  |  | 56.1335 | 1
| Zone | South Orange County | 1 | Monthly System Peak Day | CAISO | 1-in-2 | 2026 | 1 |  |  |  | 51.3978 | 1
| Zone | South Orange County | 1 | Monthly System Peak Day | CAISO | 1-in-2 | 2026 | 2 |  |  |  | 50.4678 | 1
| Zone | South Orange County | 1 | Monthly System Peak Day | CAISO | 1-in-2 | 2026 | 3 |  |  |  | 49.3011 | 1
| Zone | South Orange County | 1 | Monthly System Peak Day | CAISO | 1-in-2 | 2026 | 4 |  |  |  | 48.1833 | 1
| Zone | South Orange County | 1 | Monthly System Peak Day | CAISO | 1-in-2 | 2026 | 5 |  |  |  | 47.2978 | 1
| Zone | South Orange County | 1 | Monthly System Peak Day | CAISO | 1-in-2 | 2026 | 6 |  |  |  | 46.8389 | 1
| Zone | South Orange County | 1 | Monthly System Peak Day | CAISO | 1-in-2 | 2026 | 7 |  |  |  | 46.5411 | 1
| Zone | South Orange County | 1 | Monthly System Peak Day | CAISO | 1-in-2 | 2026 | 8 |  |  |  | 46.4278 | 1
| Zone | South Orange County | 1 | Monthly System Peak Day | CAISO | 1-in-2 | 2026 | 9 |  |  |  | 47.3 | 1
| Zone | South Orange County | 1 | Monthly System Peak Day | CAISO | 1-in-2 | 2026 | 10 |  |  |  | 50.2144 | 1
| Zone | South Orange County | 1 | Monthly System Peak Day | CAISO | 1-in-2 | 2026 | 11 |  |  |  | 54.2856 | 1
| Zone | South Orange County | 1 | Monthly System Peak Day | CAISO | 1-in-2 | 2026 | 12 |  |  |  | 57.0744 | 1
| Zone | South Orange County | 1 | Monthly System Peak Day | CAISO | 1-in-2 | 2026 | 13 |  |  |  | 57.9711 | 1
| Zone | South Orange County | 1 | Monthly System Peak Day | CAISO | 1-in-2 | 2026 | 14 |  |  |  | 59.3989 | 1
| Zone | South Orange County | 1 | Monthly System Peak Day | CAISO | 1-in-2 | 2026 | 15 |  |  |  | 59.2289 | 1
| Zone | South Orange County | 1 | Monthly System Peak Day | CAISO | 1-in-2 | 2026 | 16 |  |  |  | 58.6111 | 1
| Zone | South Orange County | 1 | Monthly System Peak Day | CAISO | 1-in-2 | 2026 | 17 |  |  |  | 57.6833 | 1
| Zone | South Orange County | 1 | Monthly System Peak Day | CAISO | 1-in-2 | 2026 | 18 |  |  |  | 56.4556 | 1
| Zone | South Orange County | 1 | Monthly System Peak Day | CAISO | 1-in-2 | 2026 | 19 |  |  |  | 56.0244 | 1
| Zone | South Orange County | 1 | Monthly System Peak Day | CAISO | 1-in-2 | 2026 | 20 |  |  |  | 54.8778 | 1
| Zone | South Orange County | 1 | Monthly System Peak Day | CAISO | 1-in-2 | 2026 | 21 |  |  |  | 53.9289 | 1
| Zone | South Orange County | 1 | Monthly System Peak Day | CAISO | 1-in-2 | 2026 | 22 |  |  |  | 52.81 | 1
| Zone | South Orange County | 1 | Monthly System Peak Day | CAISO | 1-in-2 | 2026 | 23 |  |  |  | 51.8522 | 1
| Zone | South Orange County | 1 | Monthly System Peak Day | CAISO | 1-in-2 | 2026 | 24 |  |  |  | 51.1967 | 1
| Zone | South Orange County | 2 | Average Weekday | CAISO | 1-in-2 | 2026 | 1 |  |  |  | 55.7014 | 1
| Zone | South Orange County | 2 | Average Weekday | CAISO | 1-in-2 | 2026 | 2 |  |  |  | 54.7694 | 1
| Zone | South Orange County | 2 | Average Weekday | CAISO | 1-in-2 | 2026 | 3 |  |  |  | 53.9044 | 1
| Zone | South Orange County | 2 | Average Weekday | CAISO | 1-in-2 | 2026 | 4 |  |  |  | 53.1019 | 1
| Zone | South Orange County | 2 | Average Weekday | CAISO | 1-in-2 | 2026 | 5 |  |  |  | 52.4361 | 1
| Zone | South Orange County | 2 | Average Weekday | CAISO | 1-in-2 | 2026 | 6 |  |  |  | 51.8296 | 1
| Zone | South Orange County | 2 | Average Weekday | CAISO | 1-in-2 | 2026 | 7 |  |  |  | 51.4768 | 1
| Zone | South Orange County | 2 | Average Weekday | CAISO | 1-in-2 | 2026 | 8 |  |  |  | 51.302 | 1
| Zone | South Orange County | 2 | Average Weekday | CAISO | 1-in-2 | 2026 | 9 |  |  |  | 52.8217 | 1
| Zone | South Orange County | 2 | Average Weekday | CAISO | 1-in-2 | 2026 | 10 |  |  |  | 56.4529 | 1
| Zone | South Orange County | 2 | Average Weekday | CAISO | 1-in-2 | 2026 | 11 |  |  |  | 60.2263 | 1
| Zone | South Orange County | 2 | Average Weekday | CAISO | 1-in-2 | 2026 | 12 |  |  |  | 63.225 | 1
| Zone | South Orange County | 2 | Average Weekday | CAISO | 1-in-2 | 2026 | 13 |  |  |  | 65.4394 | 1
| Zone | South Orange County | 2 | Average Weekday | CAISO | 1-in-2 | 2026 | 14 |  |  |  | 66.6257 | 1
| Zone | South Orange County | 2 | Average Weekday | CAISO | 1-in-2 | 2026 | 15 |  |  |  | 66.7532 | 1
| Zone | South Orange County | 2 | Average Weekday | CAISO | 1-in-2 | 2026 | 16 |  |  |  | 66.2526 | 1
| Zone | South Orange County | 2 | Average Weekday | CAISO | 1-in-2 | 2026 | 17 |  |  |  | 65.4908 | 1
| Zone | South Orange County | 2 | Average Weekday | CAISO | 1-in-2 | 2026 | 18 |  |  |  | 64.0829 | 1
| Zone | South Orange County | 2 | Average Weekday | CAISO | 1-in-2 | 2026 | 19 |  |  |  | 62.0303 | 1
| Zone | South Orange County | 2 | Average Weekday | CAISO | 1-in-2 | 2026 | 20 |  |  |  | 60.4391 | 1
| Zone | South Orange County | 2 | Average Weekday | CAISO | 1-in-2 | 2026 | 21 |  |  |  | 59.3744 | 1
| Zone | South Orange County | 2 | Average Weekday | CAISO | 1-in-2 | 2026 | 22 |  |  |  | 58.4935 | 1
| Zone | South Orange County | 2 | Average Weekday | CAISO | 1-in-2 | 2026 | 23 |  |  |  | 57.4915 | 1
| Zone | South Orange County | 2 | Average Weekday | CAISO | 1-in-2 | 2026 | 24 |  |  |  | 56.5279 | 1
| Zone | South Orange County | 2 | Monthly System Peak Day | CAISO | 1-in-2 | 2026 | 1 |  |  |  | 47.5944 | 1
| Zone | South Orange County | 2 | Monthly System Peak Day | CAISO | 1-in-2 | 2026 | 2 |  |  |  | 47.6133 | 1
| Zone | South Orange County | 2 | Monthly System Peak Day | CAISO | 1-in-2 | 2026 | 3 |  |  |  | 46.8711 | 1
| Zone | South Orange County | 2 | Monthly System Peak Day | CAISO | 1-in-2 | 2026 | 4 |  |  |  | 46.0967 | 1
| Zone | South Orange County | 2 | Monthly System Peak Day | CAISO | 1-in-2 | 2026 | 5 |  |  |  | 44.8956 | 1
| Zone | South Orange County | 2 | Monthly System Peak Day | CAISO | 1-in-2 | 2026 | 6 |  |  |  | 43.8256 | 1
| Zone | South Orange County | 2 | Monthly System Peak Day | CAISO | 1-in-2 | 2026 | 7 |  |  |  | 42.7767 | 1
| Zone | South Orange County | 2 | Monthly System Peak Day | CAISO | 1-in-2 | 2026 | 8 |  |  |  | 42.4556 | 1
| Zone | South Orange County | 2 | Monthly System Peak Day | CAISO | 1-in-2 | 2026 | 9 |  |  |  | 44.0489 | 1
| Zone | South Orange County | 2 | Monthly System Peak Day | CAISO | 1-in-2 | 2026 | 10 |  |  |  | 47.6878 | 1
| Zone | South Orange County | 2 | Monthly System Peak Day | CAISO | 1-in-2 | 2026 | 11 |  |  |  | 51.1633 | 1
| Zone | South Orange County | 2 | Monthly System Peak Day | CAISO | 1-in-2 | 2026 | 12 |  |  |  | 54.3111 | 1
| Zone | South Orange County | 2 | Monthly System Peak Day | CAISO | 1-in-2 | 2026 | 13 |  |  |  | 56.3767 | 1
| Zone | South Orange County | 2 | Monthly System Peak Day | CAISO | 1-in-2 | 2026 | 14 |  |  |  | 57.7256 | 1
| Zone | South Orange County | 2 | Monthly System Peak Day | CAISO | 1-in-2 | 2026 | 15 |  |  |  | 58.1322 | 1
| Zone | South Orange County | 2 | Monthly System Peak Day | CAISO | 1-in-2 | 2026 | 16 |  |  |  | 58.1467 | 1
| Zone | South Orange County | 2 | Monthly System Peak Day | CAISO | 1-in-2 | 2026 | 17 |  |  |  | 57.7333 | 1
| Zone | South Orange County | 2 | Monthly System Peak Day | CAISO | 1-in-2 | 2026 | 18 |  |  |  | 57.0189 | 1
| Zone | South Orange County | 2 | Monthly System Peak Day | CAISO | 1-in-2 | 2026 | 19 |  |  |  | 55.3378 | 1
| Zone | South Orange County | 2 | Monthly System Peak Day | CAISO | 1-in-2 | 2026 | 20 |  |  |  | 53.7633 | 1
| Zone | South Orange County | 2 | Monthly System Peak Day | CAISO | 1-in-2 | 2026 | 21 |  |  |  | 52.8011 | 1
| Zone | South Orange County | 2 | Monthly System Peak Day | CAISO | 1-in-2 | 2026 | 22 |  |  |  | 51.53 | 1
| Zone | South Orange County | 2 | Monthly System Peak Day | CAISO | 1-in-2 | 2026 | 23 |  |  |  | 50.2267 | 1
| Zone | South Orange County | 2 | Monthly System Peak Day | CAISO | 1-in-2 | 2026 | 24 |  |  |  | 48.9922 | 1
| Zone | South Orange County | 3 | Average Weekday | CAISO | 1-in-2 | 2026 | 1 |  |  |  | 56.6958 | 1
| Zone | South Orange County | 3 | Average Weekday | CAISO | 1-in-2 | 2026 | 2 |  |  |  | 55.8201 | 1
| Zone | South Orange County | 3 | Average Weekday | CAISO | 1-in-2 | 2026 | 3 |  |  |  | 55.0202 | 1
| Zone | South Orange County | 3 | Average Weekday | CAISO | 1-in-2 | 2026 | 4 |  |  |  | 54.2862 | 1
| Zone | South Orange County | 3 | Average Weekday | CAISO | 1-in-2 | 2026 | 5 |  |  |  | 53.7249 | 1
| Zone | South Orange County | 3 | Average Weekday | CAISO | 1-in-2 | 2026 | 6 |  |  |  | 53.2328 | 1
| Zone | South Orange County | 3 | Average Weekday | CAISO | 1-in-2 | 2026 | 7 |  |  |  | 52.9255 | 1
| Zone | South Orange County | 3 | Average Weekday | CAISO | 1-in-2 | 2026 | 8 |  |  |  | 52.8858 | 1
| Zone | South Orange County | 3 | Average Weekday | CAISO | 1-in-2 | 2026 | 9 |  |  |  | 53.9897 | 1
| Zone | South Orange County | 3 | Average Weekday | CAISO | 1-in-2 | 2026 | 10 |  |  |  | 56.5672 | 1
| Zone | South Orange County | 3 | Average Weekday | CAISO | 1-in-2 | 2026 | 11 |  |  |  | 59.5209 | 1
| Zone | South Orange County | 3 | Average Weekday | CAISO | 1-in-2 | 2026 | 12 |  |  |  | 62.2675 | 1
| Zone | South Orange County | 3 | Average Weekday | CAISO | 1-in-2 | 2026 | 13 |  |  |  | 63.9526 | 1
| Zone | South Orange County | 3 | Average Weekday | CAISO | 1-in-2 | 2026 | 14 |  |  |  | 64.8912 | 1
| Zone | South Orange County | 3 | Average Weekday | CAISO | 1-in-2 | 2026 | 15 |  |  |  | 65.5863 | 1
| Zone | South Orange County | 3 | Average Weekday | CAISO | 1-in-2 | 2026 | 16 |  |  |  | 65.7835 | 1
| Zone | South Orange County | 3 | Average Weekday | CAISO | 1-in-2 | 2026 | 17 |  |  |  | 65.5655 | 1
| Zone | South Orange County | 3 | Average Weekday | CAISO | 1-in-2 | 2026 | 18 |  |  |  | 64.6998 | 1
| Zone | South Orange County | 3 | Average Weekday | CAISO | 1-in-2 | 2026 | 19 |  |  |  | 63.2218 | 1
| Zone | South Orange County | 3 | Average Weekday | CAISO | 1-in-2 | 2026 | 20 |  |  |  | 61.2717 | 1
| Zone | South Orange County | 3 | Average Weekday | CAISO | 1-in-2 | 2026 | 21 |  |  |  | 59.6505 | 1
| Zone | South Orange County | 3 | Average Weekday | CAISO | 1-in-2 | 2026 | 22 |  |  |  | 58.8848 | 1
| Zone | South Orange County | 3 | Average Weekday | CAISO | 1-in-2 | 2026 | 23 |  |  |  | 58.0792 | 1
| Zone | South Orange County | 3 | Average Weekday | CAISO | 1-in-2 | 2026 | 24 |  |  |  | 57.1998 | 1
| Zone | South Orange County | 3 | Monthly System Peak Day | CAISO | 1-in-2 | 2026 | 1 |  |  |  | 60.2722 | 1
| Zone | South Orange County | 3 | Monthly System Peak Day | CAISO | 1-in-2 | 2026 | 2 |  |  |  | 58.8122 | 1
| Zone | South Orange County | 3 | Monthly System Peak Day | CAISO | 1-in-2 | 2026 | 3 |  |  |  | 57.4178 | 1
| Zone | South Orange County | 3 | Monthly System Peak Day | CAISO | 1-in-2 | 2026 | 4 |  |  |  | 56.4267 | 1
| Zone | South Orange County | 3 | Monthly System Peak Day | CAISO | 1-in-2 | 2026 | 5 |  |  |  | 55.49 | 1
| Zone | South Orange County | 3 | Monthly System Peak Day | CAISO | 1-in-2 | 2026 | 6 |  |  |  | 54.6956 | 1
| Zone | South Orange County | 3 | Monthly System Peak Day | CAISO | 1-in-2 | 2026 | 7 |  |  |  | 54.1922 | 1
| Zone | South Orange County | 3 | Monthly System Peak Day | CAISO | 1-in-2 | 2026 | 8 |  |  |  | 53.3211 | 1
| Zone | South Orange County | 3 | Monthly System Peak Day | CAISO | 1-in-2 | 2026 | 9 |  |  |  | 53.7989 | 1
| Zone | South Orange County | 3 | Monthly System Peak Day | CAISO | 1-in-2 | 2026 | 10 |  |  |  | 57.2856 | 1
| Zone | South Orange County | 3 | Monthly System Peak Day | CAISO | 1-in-2 | 2026 | 11 |  |  |  | 62.2033 | 1
| Zone | South Orange County | 3 | Monthly System Peak Day | CAISO | 1-in-2 | 2026 | 12 |  |  |  | 66.5189 | 1
| Zone | South Orange County | 3 | Monthly System Peak Day | CAISO | 1-in-2 | 2026 | 13 |  |  |  | 68.3267 | 1
| Zone | South Orange County | 3 | Monthly System Peak Day | CAISO | 1-in-2 | 2026 | 14 |  |  |  | 68.7533 | 1
| Zone | South Orange County | 3 | Monthly System Peak Day | CAISO | 1-in-2 | 2026 | 15 |  |  |  | 69.9911 | 1
| Zone | South Orange County | 3 | Monthly System Peak Day | CAISO | 1-in-2 | 2026 | 16 |  |  |  | 70.3644 | 1
| Zone | South Orange County | 3 | Monthly System Peak Day | CAISO | 1-in-2 | 2026 | 17 |  |  |  | 69.6778 | 1
| Zone | South Orange County | 3 | Monthly System Peak Day | CAISO | 1-in-2 | 2026 | 18 |  |  |  | 68.4922 | 1
| Zone | South Orange County | 3 | Monthly System Peak Day | CAISO | 1-in-2 | 2026 | 19 |  |  |  | 66.94 | 1
| Zone | South Orange County | 3 | Monthly System Peak Day | CAISO | 1-in-2 | 2026 | 20 |  |  |  | 63.7489 | 1
| Zone | South Orange County | 3 | Monthly System Peak Day | CAISO | 1-in-2 | 2026 | 21 |  |  |  | 61.8589 | 1
| Zone | South Orange County | 3 | Monthly System Peak Day | CAISO | 1-in-2 | 2026 | 22 |  |  |  | 61.4889 | 1
| Zone | South Orange County | 3 | Monthly System Peak Day | CAISO | 1-in-2 | 2026 | 23 |  |  |  | 59.7989 | 1
| Zone | South Orange County | 3 | Monthly System Peak Day | CAISO | 1-in-2 | 2026 | 24 |  |  |  | 58.3856 | 1
| Zone | South Orange County | 4 | Average Weekday | CAISO | 1-in-2 | 2026 | 1 |  |  |  | 58.0653 | 1
| Zone | South Orange County | 4 | Average Weekday | CAISO | 1-in-2 | 2026 | 2 |  |  |  | 57.6081 | 1
| Zone | South Orange County | 4 | Average Weekday | CAISO | 1-in-2 | 2026 | 3 |  |  |  | 56.9799 | 1
| Zone | South Orange County | 4 | Average Weekday | CAISO | 1-in-2 | 2026 | 4 |  |  |  | 56.4909 | 1
| Zone | South Orange County | 4 | Average Weekday | CAISO | 1-in-2 | 2026 | 5 |  |  |  | 56.0838 | 1
| Zone | South Orange County | 4 | Average Weekday | CAISO | 1-in-2 | 2026 | 6 |  |  |  | 55.8416 | 1
| Zone | South Orange County | 4 | Average Weekday | CAISO | 1-in-2 | 2026 | 7 |  |  |  | 55.6717 | 1
| Zone | South Orange County | 4 | Average Weekday | CAISO | 1-in-2 | 2026 | 8 |  |  |  | 55.6967 | 1
| Zone | South Orange County | 4 | Average Weekday | CAISO | 1-in-2 | 2026 | 9 |  |  |  | 56.8712 | 1
| Zone | South Orange County | 4 | Average Weekday | CAISO | 1-in-2 | 2026 | 10 |  |  |  | 58.9652 | 1
| Zone | South Orange County | 4 | Average Weekday | CAISO | 1-in-2 | 2026 | 11 |  |  |  | 61.363 | 1
| Zone | South Orange County | 4 | Average Weekday | CAISO | 1-in-2 | 2026 | 12 |  |  |  | 63.6711 | 1
| Zone | South Orange County | 4 | Average Weekday | CAISO | 1-in-2 | 2026 | 13 |  |  |  | 65.0369 | 1
| Zone | South Orange County | 4 | Average Weekday | CAISO | 1-in-2 | 2026 | 14 |  |  |  | 65.9648 | 1
| Zone | South Orange County | 4 | Average Weekday | CAISO | 1-in-2 | 2026 | 15 |  |  |  | 66.745 | 1
| Zone | South Orange County | 4 | Average Weekday | CAISO | 1-in-2 | 2026 | 16 |  |  |  | 66.9282 | 1
| Zone | South Orange County | 4 | Average Weekday | CAISO | 1-in-2 | 2026 | 17 |  |  |  | 66.7503 | 1
| Zone | South Orange County | 4 | Average Weekday | CAISO | 1-in-2 | 2026 | 18 |  |  |  | 66.2066 | 1
| Zone | South Orange County | 4 | Average Weekday | CAISO | 1-in-2 | 2026 | 19 |  |  |  | 65.2273 | 1
| Zone | South Orange County | 4 | Average Weekday | CAISO | 1-in-2 | 2026 | 20 |  |  |  | 63.4643 | 1
| Zone | South Orange County | 4 | Average Weekday | CAISO | 1-in-2 | 2026 | 21 |  |  |  | 61.2285 | 1
| Zone | South Orange County | 4 | Average Weekday | CAISO | 1-in-2 | 2026 | 22 |  |  |  | 59.8791 | 1
| Zone | South Orange County | 4 | Average Weekday | CAISO | 1-in-2 | 2026 | 23 |  |  |  | 59.0831 | 1
| Zone | South Orange County | 4 | Average Weekday | CAISO | 1-in-2 | 2026 | 24 |  |  |  | 58.4114 | 1
| Zone | South Orange County | 4 | Monthly System Peak Day | CAISO | 1-in-2 | 2026 | 1 |  |  |  | 60.9856 | 1
| Zone | South Orange County | 4 | Monthly System Peak Day | CAISO | 1-in-2 | 2026 | 2 |  |  |  | 60.3644 | 1
| Zone | South Orange County | 4 | Monthly System Peak Day | CAISO | 1-in-2 | 2026 | 3 |  |  |  | 59.8667 | 1
| Zone | South Orange County | 4 | Monthly System Peak Day | CAISO | 1-in-2 | 2026 | 4 |  |  |  | 59.3933 | 1
| Zone | South Orange County | 4 | Monthly System Peak Day | CAISO | 1-in-2 | 2026 | 5 |  |  |  | 58.7844 | 1
| Zone | South Orange County | 4 | Monthly System Peak Day | CAISO | 1-in-2 | 2026 | 6 |  |  |  | 58.2233 | 1
| Zone | South Orange County | 4 | Monthly System Peak Day | CAISO | 1-in-2 | 2026 | 7 |  |  |  | 57.7611 | 1
| Zone | South Orange County | 4 | Monthly System Peak Day | CAISO | 1-in-2 | 2026 | 8 |  |  |  | 57.6967 | 1
| Zone | South Orange County | 4 | Monthly System Peak Day | CAISO | 1-in-2 | 2026 | 9 |  |  |  | 59.2222 | 1
| Zone | South Orange County | 4 | Monthly System Peak Day | CAISO | 1-in-2 | 2026 | 10 |  |  |  | 62.6233 | 1
| Zone | South Orange County | 4 | Monthly System Peak Day | CAISO | 1-in-2 | 2026 | 11 |  |  |  | 66.4189 | 1
| Zone | South Orange County | 4 | Monthly System Peak Day | CAISO | 1-in-2 | 2026 | 12 |  |  |  | 69.7144 | 1
| Zone | South Orange County | 4 | Monthly System Peak Day | CAISO | 1-in-2 | 2026 | 13 |  |  |  | 72.6222 | 1
| Zone | South Orange County | 4 | Monthly System Peak Day | CAISO | 1-in-2 | 2026 | 14 |  |  |  | 74.9089 | 1
| Zone | South Orange County | 4 | Monthly System Peak Day | CAISO | 1-in-2 | 2026 | 15 |  |  |  | 76.0922 | 1
| Zone | South Orange County | 4 | Monthly System Peak Day | CAISO | 1-in-2 | 2026 | 16 |  |  |  | 74.5211 | 1
| Zone | South Orange County | 4 | Monthly System Peak Day | CAISO | 1-in-2 | 2026 | 17 |  |  |  | 73.2733 | 1
| Zone | South Orange County | 4 | Monthly System Peak Day | CAISO | 1-in-2 | 2026 | 18 |  |  |  | 73.5622 | 1
| Zone | South Orange County | 4 | Monthly System Peak Day | CAISO | 1-in-2 | 2026 | 19 |  |  |  | 73.9711 | 1
| Zone | South Orange County | 4 | Monthly System Peak Day | CAISO | 1-in-2 | 2026 | 20 |  |  |  | 71.6867 | 1
| Zone | South Orange County | 4 | Monthly System Peak Day | CAISO | 1-in-2 | 2026 | 21 |  |  |  | 67.8956 | 1
| Zone | South Orange County | 4 | Monthly System Peak Day | CAISO | 1-in-2 | 2026 | 22 |  |  |  | 64.0289 | 1
| Zone | South Orange County | 4 | Monthly System Peak Day | CAISO | 1-in-2 | 2026 | 23 |  |  |  | 62.0711 | 1
| Zone | South Orange County | 4 | Monthly System Peak Day | CAISO | 1-in-2 | 2026 | 24 |  |  |  | 61.2367 | 1
| Zone | South Orange County | 5 | Average Weekday | CAISO | 1-in-2 | 2026 | 1 |  |  |  | 60.4714 | 1
| Zone | South Orange County | 5 | Average Weekday | CAISO | 1-in-2 | 2026 | 2 |  |  |  | 60.1578 | 1
| Zone | South Orange County | 5 | Average Weekday | CAISO | 1-in-2 | 2026 | 3 |  |  |  | 59.9098 | 1
| Zone | South Orange County | 5 | Average Weekday | CAISO | 1-in-2 | 2026 | 4 |  |  |  | 59.6602 | 1
| Zone | South Orange County | 5 | Average Weekday | CAISO | 1-in-2 | 2026 | 5 |  |  |  | 59.4343 | 1
| Zone | South Orange County | 5 | Average Weekday | CAISO | 1-in-2 | 2026 | 6 |  |  |  | 59.2257 | 1
| Zone | South Orange County | 5 | Average Weekday | CAISO | 1-in-2 | 2026 | 7 |  |  |  | 59.0737 | 1
| Zone | South Orange County | 5 | Average Weekday | CAISO | 1-in-2 | 2026 | 8 |  |  |  | 59.2193 | 1
| Zone | South Orange County | 5 | Average Weekday | CAISO | 1-in-2 | 2026 | 9 |  |  |  | 60.1784 | 1
| Zone | South Orange County | 5 | Average Weekday | CAISO | 1-in-2 | 2026 | 10 |  |  |  | 61.5476 | 1
| Zone | South Orange County | 5 | Average Weekday | CAISO | 1-in-2 | 2026 | 11 |  |  |  | 63.2339 | 1
| Zone | South Orange County | 5 | Average Weekday | CAISO | 1-in-2 | 2026 | 12 |  |  |  | 64.809 | 1
| Zone | South Orange County | 5 | Average Weekday | CAISO | 1-in-2 | 2026 | 13 |  |  |  | 65.8807 | 1
| Zone | South Orange County | 5 | Average Weekday | CAISO | 1-in-2 | 2026 | 14 |  |  |  | 66.6581 | 1
| Zone | South Orange County | 5 | Average Weekday | CAISO | 1-in-2 | 2026 | 15 |  |  |  | 67.4139 | 1
| Zone | South Orange County | 5 | Average Weekday | CAISO | 1-in-2 | 2026 | 16 |  |  |  | 67.7208 | 1
| Zone | South Orange County | 5 | Average Weekday | CAISO | 1-in-2 | 2026 | 17 |  |  |  | 67.6767 | 1
| Zone | South Orange County | 5 | Average Weekday | CAISO | 1-in-2 | 2026 | 18 |  |  |  | 67.1896 | 1
| Zone | South Orange County | 5 | Average Weekday | CAISO | 1-in-2 | 2026 | 19 |  |  |  | 66.193 | 1
| Zone | South Orange County | 5 | Average Weekday | CAISO | 1-in-2 | 2026 | 20 |  |  |  | 64.6476 | 1
| Zone | South Orange County | 5 | Average Weekday | CAISO | 1-in-2 | 2026 | 21 |  |  |  | 62.7824 | 1
| Zone | South Orange County | 5 | Average Weekday | CAISO | 1-in-2 | 2026 | 22 |  |  |  | 61.6101 | 1
| Zone | South Orange County | 5 | Average Weekday | CAISO | 1-in-2 | 2026 | 23 |  |  |  | 61.087 | 1
| Zone | South Orange County | 5 | Average Weekday | CAISO | 1-in-2 | 2026 | 24 |  |  |  | 60.8122 | 1
| Zone | South Orange County | 5 | Monthly System Peak Day | CAISO | 1-in-2 | 2026 | 1 |  |  |  | 63.0922 | 1
| Zone | South Orange County | 5 | Monthly System Peak Day | CAISO | 1-in-2 | 2026 | 2 |  |  |  | 62.1656 | 1
| Zone | South Orange County | 5 | Monthly System Peak Day | CAISO | 1-in-2 | 2026 | 3 |  |  |  | 61.4756 | 1
| Zone | South Orange County | 5 | Monthly System Peak Day | CAISO | 1-in-2 | 2026 | 4 |  |  |  | 60.66 | 1
| Zone | South Orange County | 5 | Monthly System Peak Day | CAISO | 1-in-2 | 2026 | 5 |  |  |  | 59.6478 | 1
| Zone | South Orange County | 5 | Monthly System Peak Day | CAISO | 1-in-2 | 2026 | 6 |  |  |  | 59.2556 | 1
| Zone | South Orange County | 5 | Monthly System Peak Day | CAISO | 1-in-2 | 2026 | 7 |  |  |  | 59.1878 | 1
| Zone | South Orange County | 5 | Monthly System Peak Day | CAISO | 1-in-2 | 2026 | 8 |  |  |  | 59.5244 | 1
| Zone | South Orange County | 5 | Monthly System Peak Day | CAISO | 1-in-2 | 2026 | 9 |  |  |  | 61.2822 | 1
| Zone | South Orange County | 5 | Monthly System Peak Day | CAISO | 1-in-2 | 2026 | 10 |  |  |  | 64.5656 | 1
| Zone | South Orange County | 5 | Monthly System Peak Day | CAISO | 1-in-2 | 2026 | 11 |  |  |  | 69.2133 | 1
| Zone | South Orange County | 5 | Monthly System Peak Day | CAISO | 1-in-2 | 2026 | 12 |  |  |  | 73.2611 | 1
| Zone | South Orange County | 5 | Monthly System Peak Day | CAISO | 1-in-2 | 2026 | 13 |  |  |  | 74.6911 | 1
| Zone | South Orange County | 5 | Monthly System Peak Day | CAISO | 1-in-2 | 2026 | 14 |  |  |  | 75.6356 | 1
| Zone | South Orange County | 5 | Monthly System Peak Day | CAISO | 1-in-2 | 2026 | 15 |  |  |  | 77.08 | 1
| Zone | South Orange County | 5 | Monthly System Peak Day | CAISO | 1-in-2 | 2026 | 16 |  |  |  | 78.5444 | 1
| Zone | South Orange County | 5 | Monthly System Peak Day | CAISO | 1-in-2 | 2026 | 17 |  |  |  | 78.7333 | 1
| Zone | South Orange County | 5 | Monthly System Peak Day | CAISO | 1-in-2 | 2026 | 18 |  |  |  | 77.5444 | 1
| Zone | South Orange County | 5 | Monthly System Peak Day | CAISO | 1-in-2 | 2026 | 19 |  |  |  | 74.7956 | 1
| Zone | South Orange County | 5 | Monthly System Peak Day | CAISO | 1-in-2 | 2026 | 20 |  |  |  | 71.7133 | 1
| Zone | South Orange County | 5 | Monthly System Peak Day | CAISO | 1-in-2 | 2026 | 21 |  |  |  | 68.6389 | 1
| Zone | South Orange County | 5 | Monthly System Peak Day | CAISO | 1-in-2 | 2026 | 22 |  |  |  | 66.3122 | 1
| Zone | South Orange County | 5 | Monthly System Peak Day | CAISO | 1-in-2 | 2026 | 23 |  |  |  | 65.4756 | 1
| Zone | South Orange County | 5 | Monthly System Peak Day | CAISO | 1-in-2 | 2026 | 24 |  |  |  | 62.8378 | 1
| Zone | South Orange County | 6 | Average Weekday | CAISO | 1-in-2 | 2026 | 1 |  |  |  | 63.2201 | 1
| Zone | South Orange County | 6 | Average Weekday | CAISO | 1-in-2 | 2026 | 2 |  |  |  | 62.9028 | 1
| Zone | South Orange County | 6 | Average Weekday | CAISO | 1-in-2 | 2026 | 3 |  |  |  | 62.638 | 1
| Zone | South Orange County | 6 | Average Weekday | CAISO | 1-in-2 | 2026 | 4 |  |  |  | 62.3707 | 1
| Zone | South Orange County | 6 | Average Weekday | CAISO | 1-in-2 | 2026 | 5 |  |  |  | 62.2104 | 1
| Zone | South Orange County | 6 | Average Weekday | CAISO | 1-in-2 | 2026 | 6 |  |  |  | 62.0573 | 1
| Zone | South Orange County | 6 | Average Weekday | CAISO | 1-in-2 | 2026 | 7 |  |  |  | 61.9467 | 1
| Zone | South Orange County | 6 | Average Weekday | CAISO | 1-in-2 | 2026 | 8 |  |  |  | 62.2274 | 1
| Zone | South Orange County | 6 | Average Weekday | CAISO | 1-in-2 | 2026 | 9 |  |  |  | 63.2907 | 1
| Zone | South Orange County | 6 | Average Weekday | CAISO | 1-in-2 | 2026 | 10 |  |  |  | 64.8738 | 1
| Zone | South Orange County | 6 | Average Weekday | CAISO | 1-in-2 | 2026 | 11 |  |  |  | 66.8967 | 1
| Zone | South Orange County | 6 | Average Weekday | CAISO | 1-in-2 | 2026 | 12 |  |  |  | 68.6847 | 1
| Zone | South Orange County | 6 | Average Weekday | CAISO | 1-in-2 | 2026 | 13 |  |  |  | 69.7499 | 1
| Zone | South Orange County | 6 | Average Weekday | CAISO | 1-in-2 | 2026 | 14 |  |  |  | 70.2175 | 1
| Zone | South Orange County | 6 | Average Weekday | CAISO | 1-in-2 | 2026 | 15 |  |  |  | 70.7634 | 1
| Zone | South Orange County | 6 | Average Weekday | CAISO | 1-in-2 | 2026 | 16 |  |  |  | 71.3779 | 1
| Zone | South Orange County | 6 | Average Weekday | CAISO | 1-in-2 | 2026 | 17 |  |  |  | 71.6339 | 1
| Zone | South Orange County | 6 | Average Weekday | CAISO | 1-in-2 | 2026 | 18 |  |  |  | 71.201 | 1
| Zone | South Orange County | 6 | Average Weekday | CAISO | 1-in-2 | 2026 | 19 |  |  |  | 70.3962 | 1
| Zone | South Orange County | 6 | Average Weekday | CAISO | 1-in-2 | 2026 | 20 |  |  |  | 68.8645 | 1
| Zone | South Orange County | 6 | Average Weekday | CAISO | 1-in-2 | 2026 | 21 |  |  |  | 66.8008 | 1
| Zone | South Orange County | 6 | Average Weekday | CAISO | 1-in-2 | 2026 | 22 |  |  |  | 64.8621 | 1
| Zone | South Orange County | 6 | Average Weekday | CAISO | 1-in-2 | 2026 | 23 |  |  |  | 64.1087 | 1
| Zone | South Orange County | 6 | Average Weekday | CAISO | 1-in-2 | 2026 | 24 |  |  |  | 63.6586 | 1
| Zone | South Orange County | 6 | Monthly System Peak Day | CAISO | 1-in-2 | 2026 | 1 |  |  |  | 63.42 | 1
| Zone | South Orange County | 6 | Monthly System Peak Day | CAISO | 1-in-2 | 2026 | 2 |  |  |  | 62.9256 | 1
| Zone | South Orange County | 6 | Monthly System Peak Day | CAISO | 1-in-2 | 2026 | 3 |  |  |  | 62.5033 | 1
| Zone | South Orange County | 6 | Monthly System Peak Day | CAISO | 1-in-2 | 2026 | 4 |  |  |  | 61.8978 | 1
| Zone | South Orange County | 6 | Monthly System Peak Day | CAISO | 1-in-2 | 2026 | 5 |  |  |  | 61.5378 | 1
| Zone | South Orange County | 6 | Monthly System Peak Day | CAISO | 1-in-2 | 2026 | 6 |  |  |  | 61.5411 | 1
| Zone | South Orange County | 6 | Monthly System Peak Day | CAISO | 1-in-2 | 2026 | 7 |  |  |  | 61.3322 | 1
| Zone | South Orange County | 6 | Monthly System Peak Day | CAISO | 1-in-2 | 2026 | 8 |  |  |  | 61.6956 | 1
| Zone | South Orange County | 6 | Monthly System Peak Day | CAISO | 1-in-2 | 2026 | 9 |  |  |  | 63.0111 | 1
| Zone | South Orange County | 6 | Monthly System Peak Day | CAISO | 1-in-2 | 2026 | 10 |  |  |  | 65.0511 | 1
| Zone | South Orange County | 6 | Monthly System Peak Day | CAISO | 1-in-2 | 2026 | 11 |  |  |  | 67.0778 | 1
| Zone | South Orange County | 6 | Monthly System Peak Day | CAISO | 1-in-2 | 2026 | 12 |  |  |  | 68.9356 | 1
| Zone | South Orange County | 6 | Monthly System Peak Day | CAISO | 1-in-2 | 2026 | 13 |  |  |  | 70.85 | 1
| Zone | South Orange County | 6 | Monthly System Peak Day | CAISO | 1-in-2 | 2026 | 14 |  |  |  | 73.0556 | 1
| Zone | South Orange County | 6 | Monthly System Peak Day | CAISO | 1-in-2 | 2026 | 15 |  |  |  | 74.4778 | 1
| Zone | South Orange County | 6 | Monthly System Peak Day | CAISO | 1-in-2 | 2026 | 16 |  |  |  | 74.8333 | 1
| Zone | South Orange County | 6 | Monthly System Peak Day | CAISO | 1-in-2 | 2026 | 17 |  |  |  | 74.6111 | 1
| Zone | South Orange County | 6 | Monthly System Peak Day | CAISO | 1-in-2 | 2026 | 18 |  |  |  | 73.9222 | 1
| Zone | South Orange County | 6 | Monthly System Peak Day | CAISO | 1-in-2 | 2026 | 19 |  |  |  | 73.2 | 1
| Zone | South Orange County | 6 | Monthly System Peak Day | CAISO | 1-in-2 | 2026 | 20 |  |  |  | 71.2356 | 1
| Zone | South Orange County | 6 | Monthly System Peak Day | CAISO | 1-in-2 | 2026 | 21 |  |  |  | 68.3844 | 1
| Zone | South Orange County | 6 | Monthly System Peak Day | CAISO | 1-in-2 | 2026 | 22 |  |  |  | 65.5289 | 1
| Zone | South Orange County | 6 | Monthly System Peak Day | CAISO | 1-in-2 | 2026 | 23 |  |  |  | 64.0489 | 1
| Zone | South Orange County | 6 | Monthly System Peak Day | CAISO | 1-in-2 | 2026 | 24 |  |  |  | 63.3067 | 1
| Zone | South Orange County | 7 | Average Weekday | CAISO | 1-in-2 | 2026 | 1 |  |  |  | 66.4002 | 1
| Zone | South Orange County | 7 | Average Weekday | CAISO | 1-in-2 | 2026 | 2 |  |  |  | 66.1068 | 1
| Zone | South Orange County | 7 | Average Weekday | CAISO | 1-in-2 | 2026 | 3 |  |  |  | 65.8268 | 1
| Zone | South Orange County | 7 | Average Weekday | CAISO | 1-in-2 | 2026 | 4 |  |  |  | 65.5226 | 1
| Zone | South Orange County | 7 | Average Weekday | CAISO | 1-in-2 | 2026 | 5 |  |  |  | 65.3042 | 1
| Zone | South Orange County | 7 | Average Weekday | CAISO | 1-in-2 | 2026 | 6 |  |  |  | 65.0663 | 1
| Zone | South Orange County | 7 | Average Weekday | CAISO | 1-in-2 | 2026 | 7 |  |  |  | 64.9529 | 1
| Zone | South Orange County | 7 | Average Weekday | CAISO | 1-in-2 | 2026 | 8 |  |  |  | 65.3477 | 1
| Zone | South Orange County | 7 | Average Weekday | CAISO | 1-in-2 | 2026 | 9 |  |  |  | 66.7598 | 1
| Zone | South Orange County | 7 | Average Weekday | CAISO | 1-in-2 | 2026 | 10 |  |  |  | 68.6621 | 1
| Zone | South Orange County | 7 | Average Weekday | CAISO | 1-in-2 | 2026 | 11 |  |  |  | 70.82 | 1
| Zone | South Orange County | 7 | Average Weekday | CAISO | 1-in-2 | 2026 | 12 |  |  |  | 72.7892 | 1
| Zone | South Orange County | 7 | Average Weekday | CAISO | 1-in-2 | 2026 | 13 |  |  |  | 73.936 | 1
| Zone | South Orange County | 7 | Average Weekday | CAISO | 1-in-2 | 2026 | 14 |  |  |  | 74.2985 | 1
| Zone | South Orange County | 7 | Average Weekday | CAISO | 1-in-2 | 2026 | 15 |  |  |  | 75.1656 | 1
| Zone | South Orange County | 7 | Average Weekday | CAISO | 1-in-2 | 2026 | 16 |  |  |  | 75.3757 | 1
| Zone | South Orange County | 7 | Average Weekday | CAISO | 1-in-2 | 2026 | 17 |  |  |  | 75.5332 | 1
| Zone | South Orange County | 7 | Average Weekday | CAISO | 1-in-2 | 2026 | 18 |  |  |  | 75.0031 | 1
| Zone | South Orange County | 7 | Average Weekday | CAISO | 1-in-2 | 2026 | 19 |  |  |  | 73.9945 | 1
| Zone | South Orange County | 7 | Average Weekday | CAISO | 1-in-2 | 2026 | 20 |  |  |  | 72.6964 | 1
| Zone | South Orange County | 7 | Average Weekday | CAISO | 1-in-2 | 2026 | 21 |  |  |  | 70.461 | 1
| Zone | South Orange County | 7 | Average Weekday | CAISO | 1-in-2 | 2026 | 22 |  |  |  | 68.3221 | 1
| Zone | South Orange County | 7 | Average Weekday | CAISO | 1-in-2 | 2026 | 23 |  |  |  | 67.3934 | 1
| Zone | South Orange County | 7 | Average Weekday | CAISO | 1-in-2 | 2026 | 24 |  |  |  | 66.8977 | 1
| Zone | South Orange County | 7 | Monthly System Peak Day | CAISO | 1-in-2 | 2026 | 1 |  |  |  | 68.6744 | 1
| Zone | South Orange County | 7 | Monthly System Peak Day | CAISO | 1-in-2 | 2026 | 2 |  |  |  | 68.3267 | 1
| Zone | South Orange County | 7 | Monthly System Peak Day | CAISO | 1-in-2 | 2026 | 3 |  |  |  | 68.21 | 1
| Zone | South Orange County | 7 | Monthly System Peak Day | CAISO | 1-in-2 | 2026 | 4 |  |  |  | 68.0378 | 1
| Zone | South Orange County | 7 | Monthly System Peak Day | CAISO | 1-in-2 | 2026 | 5 |  |  |  | 67.7189 | 1
| Zone | South Orange County | 7 | Monthly System Peak Day | CAISO | 1-in-2 | 2026 | 6 |  |  |  | 67.4567 | 1
| Zone | South Orange County | 7 | Monthly System Peak Day | CAISO | 1-in-2 | 2026 | 7 |  |  |  | 67.2422 | 1
| Zone | South Orange County | 7 | Monthly System Peak Day | CAISO | 1-in-2 | 2026 | 8 |  |  |  | 67.4778 | 1
| Zone | South Orange County | 7 | Monthly System Peak Day | CAISO | 1-in-2 | 2026 | 9 |  |  |  | 69.6967 | 1
| Zone | South Orange County | 7 | Monthly System Peak Day | CAISO | 1-in-2 | 2026 | 10 |  |  |  | 73.5222 | 1
| Zone | South Orange County | 7 | Monthly System Peak Day | CAISO | 1-in-2 | 2026 | 11 |  |  |  | 77.4333 | 1
| Zone | South Orange County | 7 | Monthly System Peak Day | CAISO | 1-in-2 | 2026 | 12 |  |  |  | 80.3778 | 1
| Zone | South Orange County | 7 | Monthly System Peak Day | CAISO | 1-in-2 | 2026 | 13 |  |  |  | 81.0444 | 1
| Zone | South Orange County | 7 | Monthly System Peak Day | CAISO | 1-in-2 | 2026 | 14 |  |  |  | 81.5667 | 1
| Zone | South Orange County | 7 | Monthly System Peak Day | CAISO | 1-in-2 | 2026 | 15 |  |  |  | 81.6778 | 1
| Zone | South Orange County | 7 | Monthly System Peak Day | CAISO | 1-in-2 | 2026 | 16 |  |  |  | 81.3556 | 1
| Zone | South Orange County | 7 | Monthly System Peak Day | CAISO | 1-in-2 | 2026 | 17 |  |  |  | 81.6778 | 1
| Zone | South Orange County | 7 | Monthly System Peak Day | CAISO | 1-in-2 | 2026 | 18 |  |  |  | 81.9556 | 1
| Zone | South Orange County | 7 | Monthly System Peak Day | CAISO | 1-in-2 | 2026 | 19 |  |  |  | 80.9111 | 1
| Zone | South Orange County | 7 | Monthly System Peak Day | CAISO | 1-in-2 | 2026 | 20 |  |  |  | 78.6111 | 1
| Zone | South Orange County | 7 | Monthly System Peak Day | CAISO | 1-in-2 | 2026 | 21 |  |  |  | 77.6667 | 1
| Zone | South Orange County | 7 | Monthly System Peak Day | CAISO | 1-in-2 | 2026 | 22 |  |  |  | 74.9111 | 1
| Zone | South Orange County | 7 | Monthly System Peak Day | CAISO | 1-in-2 | 2026 | 23 |  |  |  | 72.9689 | 1
| Zone | South Orange County | 7 | Monthly System Peak Day | CAISO | 1-in-2 | 2026 | 24 |  |  |  | 71.8667 | 1
| Zone | South Orange County | 8 | Average Weekday | CAISO | 1-in-2 | 2026 | 1 |  |  |  | 67.8148 | 1
| Zone | South Orange County | 8 | Average Weekday | CAISO | 1-in-2 | 2026 | 2 |  |  |  | 67.3859 | 1
| Zone | South Orange County | 8 | Average Weekday | CAISO | 1-in-2 | 2026 | 3 |  |  |  | 67.0598 | 1
| Zone | South Orange County | 8 | Average Weekday | CAISO | 1-in-2 | 2026 | 4 |  |  |  | 66.7292 | 1
| Zone | South Orange County | 8 | Average Weekday | CAISO | 1-in-2 | 2026 | 5 |  |  |  | 66.3823 | 1
| Zone | South Orange County | 8 | Average Weekday | CAISO | 1-in-2 | 2026 | 6 |  |  |  | 66.1019 | 1
| Zone | South Orange County | 8 | Average Weekday | CAISO | 1-in-2 | 2026 | 7 |  |  |  | 65.9604 | 1
| Zone | South Orange County | 8 | Average Weekday | CAISO | 1-in-2 | 2026 | 8 |  |  |  | 66.1177 | 1
| Zone | South Orange County | 8 | Average Weekday | CAISO | 1-in-2 | 2026 | 9 |  |  |  | 67.3343 | 1
| Zone | South Orange County | 8 | Average Weekday | CAISO | 1-in-2 | 2026 | 10 |  |  |  | 69.3146 | 1
| Zone | South Orange County | 8 | Average Weekday | CAISO | 1-in-2 | 2026 | 11 |  |  |  | 72.0113 | 1
| Zone | South Orange County | 8 | Average Weekday | CAISO | 1-in-2 | 2026 | 12 |  |  |  | 74.6335 | 1
| Zone | South Orange County | 8 | Average Weekday | CAISO | 1-in-2 | 2026 | 13 |  |  |  | 75.7629 | 1
| Zone | South Orange County | 8 | Average Weekday | CAISO | 1-in-2 | 2026 | 14 |  |  |  | 76.6644 | 1
| Zone | South Orange County | 8 | Average Weekday | CAISO | 1-in-2 | 2026 | 15 |  |  |  | 77.4824 | 1
| Zone | South Orange County | 8 | Average Weekday | CAISO | 1-in-2 | 2026 | 16 |  |  |  | 77.8866 | 1
| Zone | South Orange County | 8 | Average Weekday | CAISO | 1-in-2 | 2026 | 17 |  |  |  | 78.0986 | 1
| Zone | South Orange County | 8 | Average Weekday | CAISO | 1-in-2 | 2026 | 18 |  |  |  | 77.5193 | 1
| Zone | South Orange County | 8 | Average Weekday | CAISO | 1-in-2 | 2026 | 19 |  |  |  | 76.4611 | 1
| Zone | South Orange County | 8 | Average Weekday | CAISO | 1-in-2 | 2026 | 20 |  |  |  | 74.6475 | 1
| Zone | South Orange County | 8 | Average Weekday | CAISO | 1-in-2 | 2026 | 21 |  |  |  | 71.7865 | 1
| Zone | South Orange County | 8 | Average Weekday | CAISO | 1-in-2 | 2026 | 22 |  |  |  | 69.784 | 1
| Zone | South Orange County | 8 | Average Weekday | CAISO | 1-in-2 | 2026 | 23 |  |  |  | 68.9044 | 1
| Zone | South Orange County | 8 | Average Weekday | CAISO | 1-in-2 | 2026 | 24 |  |  |  | 68.3345 | 1
| Zone | South Orange County | 8 | Monthly System Peak Day | CAISO | 1-in-2 | 2026 | 1 |  |  |  | 73.9111 | 1
| Zone | South Orange County | 8 | Monthly System Peak Day | CAISO | 1-in-2 | 2026 | 2 |  |  |  | 73.3667 | 1
| Zone | South Orange County | 8 | Monthly System Peak Day | CAISO | 1-in-2 | 2026 | 3 |  |  |  | 73.0444 | 1
| Zone | South Orange County | 8 | Monthly System Peak Day | CAISO | 1-in-2 | 2026 | 4 |  |  |  | 72.3778 | 1
| Zone | South Orange County | 8 | Monthly System Peak Day | CAISO | 1-in-2 | 2026 | 5 |  |  |  | 72.1667 | 1
| Zone | South Orange County | 8 | Monthly System Peak Day | CAISO | 1-in-2 | 2026 | 6 |  |  |  | 71.8511 | 1
| Zone | South Orange County | 8 | Monthly System Peak Day | CAISO | 1-in-2 | 2026 | 7 |  |  |  | 71.7222 | 1
| Zone | South Orange County | 8 | Monthly System Peak Day | CAISO | 1-in-2 | 2026 | 8 |  |  |  | 72.0378 | 1
| Zone | South Orange County | 8 | Monthly System Peak Day | CAISO | 1-in-2 | 2026 | 9 |  |  |  | 73.9444 | 1
| Zone | South Orange County | 8 | Monthly System Peak Day | CAISO | 1-in-2 | 2026 | 10 |  |  |  | 77.5556 | 1
| Zone | South Orange County | 8 | Monthly System Peak Day | CAISO | 1-in-2 | 2026 | 11 |  |  |  | 81.5111 | 1
| Zone | South Orange County | 8 | Monthly System Peak Day | CAISO | 1-in-2 | 2026 | 12 |  |  |  | 85.2667 | 1
| Zone | South Orange County | 8 | Monthly System Peak Day | CAISO | 1-in-2 | 2026 | 13 |  |  |  | 85.7333 | 1
| Zone | South Orange County | 8 | Monthly System Peak Day | CAISO | 1-in-2 | 2026 | 14 |  |  |  | 85.9444 | 1
| Zone | South Orange County | 8 | Monthly System Peak Day | CAISO | 1-in-2 | 2026 | 15 |  |  |  | 85.9444 | 1
| Zone | South Orange County | 8 | Monthly System Peak Day | CAISO | 1-in-2 | 2026 | 16 |  |  |  | 86.1111 | 1
| Zone | South Orange County | 8 | Monthly System Peak Day | CAISO | 1-in-2 | 2026 | 17 |  |  |  | 85.3444 | 1
| Zone | South Orange County | 8 | Monthly System Peak Day | CAISO | 1-in-2 | 2026 | 18 |  |  |  | 83.5778 | 1
| Zone | South Orange County | 8 | Monthly System Peak Day | CAISO | 1-in-2 | 2026 | 19 |  |  |  | 82.7556 | 1
| Zone | South Orange County | 8 | Monthly System Peak Day | CAISO | 1-in-2 | 2026 | 20 |  |  |  | 81.2222 | 1
| Zone | South Orange County | 8 | Monthly System Peak Day | CAISO | 1-in-2 | 2026 | 21 |  |  |  | 78.4889 | 1
| Zone | South Orange County | 8 | Monthly System Peak Day | CAISO | 1-in-2 | 2026 | 22 |  |  |  | 76.8778 | 1
| Zone | South Orange County | 8 | Monthly System Peak Day | CAISO | 1-in-2 | 2026 | 23 |  |  |  | 76.2333 | 1
| Zone | South Orange County | 8 | Monthly System Peak Day | CAISO | 1-in-2 | 2026 | 24 |  |  |  | 75.7333 | 1
| Zone | South Orange County | 8 | Typical Event Day | CAISO | 1-in-2 | 2026 | 1 |  |  |  | 69.9036 | 1
| Zone | South Orange County | 8 | Typical Event Day | CAISO | 1-in-2 | 2026 | 2 |  |  |  | 69.3875 | 1
| Zone | South Orange County | 8 | Typical Event Day | CAISO | 1-in-2 | 2026 | 3 |  |  |  | 69.0728 | 1
| Zone | South Orange County | 8 | Typical Event Day | CAISO | 1-in-2 | 2026 | 4 |  |  |  | 68.5572 | 1
| Zone | South Orange County | 8 | Typical Event Day | CAISO | 1-in-2 | 2026 | 5 |  |  |  | 68.1842 | 1
| Zone | South Orange County | 8 | Typical Event Day | CAISO | 1-in-2 | 2026 | 6 |  |  |  | 67.9667 | 1
| Zone | South Orange County | 8 | Typical Event Day | CAISO | 1-in-2 | 2026 | 7 |  |  |  | 67.9464 | 1
| Zone | South Orange County | 8 | Typical Event Day | CAISO | 1-in-2 | 2026 | 8 |  |  |  | 68.4089 | 1
| Zone | South Orange County | 8 | Typical Event Day | CAISO | 1-in-2 | 2026 | 9 |  |  |  | 70.0742 | 1
| Zone | South Orange County | 8 | Typical Event Day | CAISO | 1-in-2 | 2026 | 10 |  |  |  | 73.5322 | 1
| Zone | South Orange County | 8 | Typical Event Day | CAISO | 1-in-2 | 2026 | 11 |  |  |  | 77.6611 | 1
| Zone | South Orange County | 8 | Typical Event Day | CAISO | 1-in-2 | 2026 | 12 |  |  |  | 81.2061 | 1
| Zone | South Orange County | 8 | Typical Event Day | CAISO | 1-in-2 | 2026 | 13 |  |  |  | 82.4958 | 1
| Zone | South Orange County | 8 | Typical Event Day | CAISO | 1-in-2 | 2026 | 14 |  |  |  | 83.3417 | 1
| Zone | South Orange County | 8 | Typical Event Day | CAISO | 1-in-2 | 2026 | 15 |  |  |  | 83.7194 | 1
| Zone | South Orange County | 8 | Typical Event Day | CAISO | 1-in-2 | 2026 | 16 |  |  |  | 83.7083 | 1
| Zone | South Orange County | 8 | Typical Event Day | CAISO | 1-in-2 | 2026 | 17 |  |  |  | 83.5806 | 1
| Zone | South Orange County | 8 | Typical Event Day | CAISO | 1-in-2 | 2026 | 18 |  |  |  | 82.6611 | 1
| Zone | South Orange County | 8 | Typical Event Day | CAISO | 1-in-2 | 2026 | 19 |  |  |  | 81.5 | 1
| Zone | South Orange County | 8 | Typical Event Day | CAISO | 1-in-2 | 2026 | 20 |  |  |  | 79.7478 | 1
| Zone | South Orange County | 8 | Typical Event Day | CAISO | 1-in-2 | 2026 | 21 |  |  |  | 77.6322 | 1
| Zone | South Orange County | 8 | Typical Event Day | CAISO | 1-in-2 | 2026 | 22 |  |  |  | 75.2183 | 1
| Zone | South Orange County | 8 | Typical Event Day | CAISO | 1-in-2 | 2026 | 23 |  |  |  | 73.6406 | 1
| Zone | South Orange County | 8 | Typical Event Day | CAISO | 1-in-2 | 2026 | 24 |  |  |  | 72.4406 | 1
| Zone | South Orange County | 9 | Average Weekday | CAISO | 1-in-2 | 2026 | 1 |  |  |  | 67.4531 | 1
| Zone | South Orange County | 9 | Average Weekday | CAISO | 1-in-2 | 2026 | 2 |  |  |  | 67.0066 | 1
| Zone | South Orange County | 9 | Average Weekday | CAISO | 1-in-2 | 2026 | 3 |  |  |  | 66.6201 | 1
| Zone | South Orange County | 9 | Average Weekday | CAISO | 1-in-2 | 2026 | 4 |  |  |  | 66.3025 | 1
| Zone | South Orange County | 9 | Average Weekday | CAISO | 1-in-2 | 2026 | 5 |  |  |  | 66.0021 | 1
| Zone | South Orange County | 9 | Average Weekday | CAISO | 1-in-2 | 2026 | 6 |  |  |  | 65.7589 | 1
| Zone | South Orange County | 9 | Average Weekday | CAISO | 1-in-2 | 2026 | 7 |  |  |  | 65.6209 | 1
| Zone | South Orange County | 9 | Average Weekday | CAISO | 1-in-2 | 2026 | 8 |  |  |  | 65.6795 | 1
| Zone | South Orange County | 9 | Average Weekday | CAISO | 1-in-2 | 2026 | 9 |  |  |  | 66.3764 | 1
| Zone | South Orange County | 9 | Average Weekday | CAISO | 1-in-2 | 2026 | 10 |  |  |  | 68.2215 | 1
| Zone | South Orange County | 9 | Average Weekday | CAISO | 1-in-2 | 2026 | 11 |  |  |  | 70.6854 | 1
| Zone | South Orange County | 9 | Average Weekday | CAISO | 1-in-2 | 2026 | 12 |  |  |  | 73.3405 | 1
| Zone | South Orange County | 9 | Average Weekday | CAISO | 1-in-2 | 2026 | 13 |  |  |  | 75.0256 | 1
| Zone | South Orange County | 9 | Average Weekday | CAISO | 1-in-2 | 2026 | 14 |  |  |  | 76.2442 | 1
| Zone | South Orange County | 9 | Average Weekday | CAISO | 1-in-2 | 2026 | 15 |  |  |  | 76.8128 | 1
| Zone | South Orange County | 9 | Average Weekday | CAISO | 1-in-2 | 2026 | 16 |  |  |  | 76.8726 | 1
| Zone | South Orange County | 9 | Average Weekday | CAISO | 1-in-2 | 2026 | 17 |  |  |  | 76.7772 | 1
| Zone | South Orange County | 9 | Average Weekday | CAISO | 1-in-2 | 2026 | 18 |  |  |  | 76.1004 | 1
| Zone | South Orange County | 9 | Average Weekday | CAISO | 1-in-2 | 2026 | 19 |  |  |  | 74.6882 | 1
| Zone | South Orange County | 9 | Average Weekday | CAISO | 1-in-2 | 2026 | 20 |  |  |  | 72.4983 | 1
| Zone | South Orange County | 9 | Average Weekday | CAISO | 1-in-2 | 2026 | 21 |  |  |  | 70.4811 | 1
| Zone | South Orange County | 9 | Average Weekday | CAISO | 1-in-2 | 2026 | 22 |  |  |  | 69.5823 | 1
| Zone | South Orange County | 9 | Average Weekday | CAISO | 1-in-2 | 2026 | 23 |  |  |  | 68.8587 | 1
| Zone | South Orange County | 9 | Average Weekday | CAISO | 1-in-2 | 2026 | 24 |  |  |  | 68.1288 | 1
| Zone | South Orange County | 9 | Monthly System Peak Day | CAISO | 1-in-2 | 2026 | 1 |  |  |  | 73.6089 | 1
| Zone | South Orange County | 9 | Monthly System Peak Day | CAISO | 1-in-2 | 2026 | 2 |  |  |  | 72.9311 | 1
| Zone | South Orange County | 9 | Monthly System Peak Day | CAISO | 1-in-2 | 2026 | 3 |  |  |  | 72.5333 | 1
| Zone | South Orange County | 9 | Monthly System Peak Day | CAISO | 1-in-2 | 2026 | 4 |  |  |  | 71.9156 | 1
| Zone | South Orange County | 9 | Monthly System Peak Day | CAISO | 1-in-2 | 2026 | 5 |  |  |  | 71.3133 | 1
| Zone | South Orange County | 9 | Monthly System Peak Day | CAISO | 1-in-2 | 2026 | 6 |  |  |  | 71.0178 | 1
| Zone | South Orange County | 9 | Monthly System Peak Day | CAISO | 1-in-2 | 2026 | 7 |  |  |  | 71.4889 | 1
| Zone | South Orange County | 9 | Monthly System Peak Day | CAISO | 1-in-2 | 2026 | 8 |  |  |  | 72.4244 | 1
| Zone | South Orange County | 9 | Monthly System Peak Day | CAISO | 1-in-2 | 2026 | 9 |  |  |  | 73.6444 | 1
| Zone | South Orange County | 9 | Monthly System Peak Day | CAISO | 1-in-2 | 2026 | 10 |  |  |  | 78 | 1
| Zone | South Orange County | 9 | Monthly System Peak Day | CAISO | 1-in-2 | 2026 | 11 |  |  |  | 84.6222 | 1
| Zone | South Orange County | 9 | Monthly System Peak Day | CAISO | 1-in-2 | 2026 | 12 |  |  |  | 90.2444 | 1
| Zone | South Orange County | 9 | Monthly System Peak Day | CAISO | 1-in-2 | 2026 | 13 |  |  |  | 92.3556 | 1
| Zone | South Orange County | 9 | Monthly System Peak Day | CAISO | 1-in-2 | 2026 | 14 |  |  |  | 92.8 | 1
| Zone | South Orange County | 9 | Monthly System Peak Day | CAISO | 1-in-2 | 2026 | 15 |  |  |  | 92.7778 | 1
| Zone | South Orange County | 9 | Monthly System Peak Day | CAISO | 1-in-2 | 2026 | 16 |  |  |  | 92.5333 | 1
| Zone | South Orange County | 9 | Monthly System Peak Day | CAISO | 1-in-2 | 2026 | 17 |  |  |  | 92.6889 | 1
| Zone | South Orange County | 9 | Monthly System Peak Day | CAISO | 1-in-2 | 2026 | 18 |  |  |  | 91.1889 | 1
| Zone | South Orange County | 9 | Monthly System Peak Day | CAISO | 1-in-2 | 2026 | 19 |  |  |  | 89.1333 | 1
| Zone | South Orange County | 9 | Monthly System Peak Day | CAISO | 1-in-2 | 2026 | 20 |  |  |  | 87.9222 | 1
| Zone | South Orange County | 9 | Monthly System Peak Day | CAISO | 1-in-2 | 2026 | 21 |  |  |  | 85.9889 | 1
| Zone | South Orange County | 9 | Monthly System Peak Day | CAISO | 1-in-2 | 2026 | 22 |  |  |  | 83.5556 | 1
| Zone | South Orange County | 9 | Monthly System Peak Day | CAISO | 1-in-2 | 2026 | 23 |  |  |  | 81.3111 | 1
| Zone | South Orange County | 9 | Monthly System Peak Day | CAISO | 1-in-2 | 2026 | 24 |  |  |  | 78.8556 | 1
| Zone | South Orange County | 10 | Average Weekday | CAISO | 1-in-2 | 2026 | 1 |  |  |  | 63.9844 | 1
| Zone | South Orange County | 10 | Average Weekday | CAISO | 1-in-2 | 2026 | 2 |  |  |  | 63.2554 | 1
| Zone | South Orange County | 10 | Average Weekday | CAISO | 1-in-2 | 2026 | 3 |  |  |  | 62.5135 | 1
| Zone | South Orange County | 10 | Average Weekday | CAISO | 1-in-2 | 2026 | 4 |  |  |  | 61.9402 | 1
| Zone | South Orange County | 10 | Average Weekday | CAISO | 1-in-2 | 2026 | 5 |  |  |  | 61.352 | 1
| Zone | South Orange County | 10 | Average Weekday | CAISO | 1-in-2 | 2026 | 6 |  |  |  | 61.0596 | 1
| Zone | South Orange County | 10 | Average Weekday | CAISO | 1-in-2 | 2026 | 7 |  |  |  | 60.878 | 1
| Zone | South Orange County | 10 | Average Weekday | CAISO | 1-in-2 | 2026 | 8 |  |  |  | 60.7845 | 1
| Zone | South Orange County | 10 | Average Weekday | CAISO | 1-in-2 | 2026 | 9 |  |  |  | 61.1327 | 1
| Zone | South Orange County | 10 | Average Weekday | CAISO | 1-in-2 | 2026 | 10 |  |  |  | 63.2855 | 1
| Zone | South Orange County | 10 | Average Weekday | CAISO | 1-in-2 | 2026 | 11 |  |  |  | 66.1247 | 1
| Zone | South Orange County | 10 | Average Weekday | CAISO | 1-in-2 | 2026 | 12 |  |  |  | 68.6962 | 1
| Zone | South Orange County | 10 | Average Weekday | CAISO | 1-in-2 | 2026 | 13 |  |  |  | 71.0626 | 1
| Zone | South Orange County | 10 | Average Weekday | CAISO | 1-in-2 | 2026 | 14 |  |  |  | 72.4527 | 1
| Zone | South Orange County | 10 | Average Weekday | CAISO | 1-in-2 | 2026 | 15 |  |  |  | 73.3673 | 1
| Zone | South Orange County | 10 | Average Weekday | CAISO | 1-in-2 | 2026 | 16 |  |  |  | 73.5557 | 1
| Zone | South Orange County | 10 | Average Weekday | CAISO | 1-in-2 | 2026 | 17 |  |  |  | 72.9948 | 1
| Zone | South Orange County | 10 | Average Weekday | CAISO | 1-in-2 | 2026 | 18 |  |  |  | 72.2091 | 1
| Zone | South Orange County | 10 | Average Weekday | CAISO | 1-in-2 | 2026 | 19 |  |  |  | 70.827 | 1
| Zone | South Orange County | 10 | Average Weekday | CAISO | 1-in-2 | 2026 | 20 |  |  |  | 68.6842 | 1
| Zone | South Orange County | 10 | Average Weekday | CAISO | 1-in-2 | 2026 | 21 |  |  |  | 67.4867 | 1
| Zone | South Orange County | 10 | Average Weekday | CAISO | 1-in-2 | 2026 | 22 |  |  |  | 66.5315 | 1
| Zone | South Orange County | 10 | Average Weekday | CAISO | 1-in-2 | 2026 | 23 |  |  |  | 65.6579 | 1
| Zone | South Orange County | 10 | Average Weekday | CAISO | 1-in-2 | 2026 | 24 |  |  |  | 64.716 | 1
| Zone | South Orange County | 10 | Monthly System Peak Day | CAISO | 1-in-2 | 2026 | 1 |  |  |  | 71.5167 | 1
| Zone | South Orange County | 10 | Monthly System Peak Day | CAISO | 1-in-2 | 2026 | 2 |  |  |  | 70.3656 | 1
| Zone | South Orange County | 10 | Monthly System Peak Day | CAISO | 1-in-2 | 2026 | 3 |  |  |  | 68.69 | 1
| Zone | South Orange County | 10 | Monthly System Peak Day | CAISO | 1-in-2 | 2026 | 4 |  |  |  | 67.6044 | 1
| Zone | South Orange County | 10 | Monthly System Peak Day | CAISO | 1-in-2 | 2026 | 5 |  |  |  | 66.9244 | 1
| Zone | South Orange County | 10 | Monthly System Peak Day | CAISO | 1-in-2 | 2026 | 6 |  |  |  | 66.9067 | 1
| Zone | South Orange County | 10 | Monthly System Peak Day | CAISO | 1-in-2 | 2026 | 7 |  |  |  | 66.9767 | 1
| Zone | South Orange County | 10 | Monthly System Peak Day | CAISO | 1-in-2 | 2026 | 8 |  |  |  | 66.88 | 1
| Zone | South Orange County | 10 | Monthly System Peak Day | CAISO | 1-in-2 | 2026 | 9 |  |  |  | 67.7789 | 1
| Zone | South Orange County | 10 | Monthly System Peak Day | CAISO | 1-in-2 | 2026 | 10 |  |  |  | 71.1411 | 1
| Zone | South Orange County | 10 | Monthly System Peak Day | CAISO | 1-in-2 | 2026 | 11 |  |  |  | 75.3444 | 1
| Zone | South Orange County | 10 | Monthly System Peak Day | CAISO | 1-in-2 | 2026 | 12 |  |  |  | 80.1333 | 1
| Zone | South Orange County | 10 | Monthly System Peak Day | CAISO | 1-in-2 | 2026 | 13 |  |  |  | 82.3556 | 1
| Zone | South Orange County | 10 | Monthly System Peak Day | CAISO | 1-in-2 | 2026 | 14 |  |  |  | 83.2778 | 1
| Zone | South Orange County | 10 | Monthly System Peak Day | CAISO | 1-in-2 | 2026 | 15 |  |  |  | 82.9444 | 1
| Zone | South Orange County | 10 | Monthly System Peak Day | CAISO | 1-in-2 | 2026 | 16 |  |  |  | 82.9222 | 1
| Zone | South Orange County | 10 | Monthly System Peak Day | CAISO | 1-in-2 | 2026 | 17 |  |  |  | 82.1778 | 1
| Zone | South Orange County | 10 | Monthly System Peak Day | CAISO | 1-in-2 | 2026 | 18 |  |  |  | 82.1556 | 1
| Zone | South Orange County | 10 | Monthly System Peak Day | CAISO | 1-in-2 | 2026 | 19 |  |  |  | 79.3578 | 1
| Zone | South Orange County | 10 | Monthly System Peak Day | CAISO | 1-in-2 | 2026 | 20 |  |  |  | 76.0178 | 1
| Zone | South Orange County | 10 | Monthly System Peak Day | CAISO | 1-in-2 | 2026 | 21 |  |  |  | 74.4178 | 1
| Zone | South Orange County | 10 | Monthly System Peak Day | CAISO | 1-in-2 | 2026 | 22 |  |  |  | 73.3444 | 1
| Zone | South Orange County | 10 | Monthly System Peak Day | CAISO | 1-in-2 | 2026 | 23 |  |  |  | 72.1678 | 1
| Zone | South Orange County | 10 | Monthly System Peak Day | CAISO | 1-in-2 | 2026 | 24 |  |  |  | 71.2222 | 1
| Zone | South Orange County | 11 | Average Weekday | CAISO | 1-in-2 | 2026 | 1 |  |  |  | 58.3076 | 1
| Zone | South Orange County | 11 | Average Weekday | CAISO | 1-in-2 | 2026 | 2 |  |  |  | 57.6233 | 1
| Zone | South Orange County | 11 | Average Weekday | CAISO | 1-in-2 | 2026 | 3 |  |  |  | 57.0029 | 1
| Zone | South Orange County | 11 | Average Weekday | CAISO | 1-in-2 | 2026 | 4 |  |  |  | 56.4456 | 1
| Zone | South Orange County | 11 | Average Weekday | CAISO | 1-in-2 | 2026 | 5 |  |  |  | 55.7963 | 1
| Zone | South Orange County | 11 | Average Weekday | CAISO | 1-in-2 | 2026 | 6 |  |  |  | 55.4303 | 1
| Zone | South Orange County | 11 | Average Weekday | CAISO | 1-in-2 | 2026 | 7 |  |  |  | 55.2174 | 1
| Zone | South Orange County | 11 | Average Weekday | CAISO | 1-in-2 | 2026 | 8 |  |  |  | 55.3055 | 1
| Zone | South Orange County | 11 | Average Weekday | CAISO | 1-in-2 | 2026 | 9 |  |  |  | 56.4216 | 1
| Zone | South Orange County | 11 | Average Weekday | CAISO | 1-in-2 | 2026 | 10 |  |  |  | 59.2361 | 1
| Zone | South Orange County | 11 | Average Weekday | CAISO | 1-in-2 | 2026 | 11 |  |  |  | 62.5846 | 1
| Zone | South Orange County | 11 | Average Weekday | CAISO | 1-in-2 | 2026 | 12 |  |  |  | 65.4855 | 1
| Zone | South Orange County | 11 | Average Weekday | CAISO | 1-in-2 | 2026 | 13 |  |  |  | 67.5298 | 1
| Zone | South Orange County | 11 | Average Weekday | CAISO | 1-in-2 | 2026 | 14 |  |  |  | 68.399 | 1
| Zone | South Orange County | 11 | Average Weekday | CAISO | 1-in-2 | 2026 | 15 |  |  |  | 68.4689 | 1
| Zone | South Orange County | 11 | Average Weekday | CAISO | 1-in-2 | 2026 | 16 |  |  |  | 68.058 | 1
| Zone | South Orange County | 11 | Average Weekday | CAISO | 1-in-2 | 2026 | 17 |  |  |  | 67.0901 | 1
| Zone | South Orange County | 11 | Average Weekday | CAISO | 1-in-2 | 2026 | 18 |  |  |  | 65.412 | 1
| Zone | South Orange County | 11 | Average Weekday | CAISO | 1-in-2 | 2026 | 19 |  |  |  | 63.7569 | 1
| Zone | South Orange County | 11 | Average Weekday | CAISO | 1-in-2 | 2026 | 20 |  |  |  | 62.7171 | 1
| Zone | South Orange County | 11 | Average Weekday | CAISO | 1-in-2 | 2026 | 21 |  |  |  | 61.7769 | 1
| Zone | South Orange County | 11 | Average Weekday | CAISO | 1-in-2 | 2026 | 22 |  |  |  | 60.8739 | 1
| Zone | South Orange County | 11 | Average Weekday | CAISO | 1-in-2 | 2026 | 23 |  |  |  | 59.927 | 1
| Zone | South Orange County | 11 | Average Weekday | CAISO | 1-in-2 | 2026 | 24 |  |  |  | 59.0446 | 1
| Zone | South Orange County | 11 | Monthly System Peak Day | CAISO | 1-in-2 | 2026 | 1 |  |  |  | 58.4856 | 1
| Zone | South Orange County | 11 | Monthly System Peak Day | CAISO | 1-in-2 | 2026 | 2 |  |  |  | 57.2033 | 1
| Zone | South Orange County | 11 | Monthly System Peak Day | CAISO | 1-in-2 | 2026 | 3 |  |  |  | 56.5678 | 1
| Zone | South Orange County | 11 | Monthly System Peak Day | CAISO | 1-in-2 | 2026 | 4 |  |  |  | 55.5522 | 1
| Zone | South Orange County | 11 | Monthly System Peak Day | CAISO | 1-in-2 | 2026 | 5 |  |  |  | 54.3278 | 1
| Zone | South Orange County | 11 | Monthly System Peak Day | CAISO | 1-in-2 | 2026 | 6 |  |  |  | 52.7267 | 1
| Zone | South Orange County | 11 | Monthly System Peak Day | CAISO | 1-in-2 | 2026 | 7 |  |  |  | 52.0211 | 1
| Zone | South Orange County | 11 | Monthly System Peak Day | CAISO | 1-in-2 | 2026 | 8 |  |  |  | 52.2589 | 1
| Zone | South Orange County | 11 | Monthly System Peak Day | CAISO | 1-in-2 | 2026 | 9 |  |  |  | 56.1189 | 1
| Zone | South Orange County | 11 | Monthly System Peak Day | CAISO | 1-in-2 | 2026 | 10 |  |  |  | 62.3633 | 1
| Zone | South Orange County | 11 | Monthly System Peak Day | CAISO | 1-in-2 | 2026 | 11 |  |  |  | 68.6367 | 1
| Zone | South Orange County | 11 | Monthly System Peak Day | CAISO | 1-in-2 | 2026 | 12 |  |  |  | 73.9656 | 1
| Zone | South Orange County | 11 | Monthly System Peak Day | CAISO | 1-in-2 | 2026 | 13 |  |  |  | 77.8444 | 1
| Zone | South Orange County | 11 | Monthly System Peak Day | CAISO | 1-in-2 | 2026 | 14 |  |  |  | 79.5811 | 1
| Zone | South Orange County | 11 | Monthly System Peak Day | CAISO | 1-in-2 | 2026 | 15 |  |  |  | 79.2411 | 1
| Zone | South Orange County | 11 | Monthly System Peak Day | CAISO | 1-in-2 | 2026 | 16 |  |  |  | 78.0989 | 1
| Zone | South Orange County | 11 | Monthly System Peak Day | CAISO | 1-in-2 | 2026 | 17 |  |  |  | 77.0689 | 1
| Zone | South Orange County | 11 | Monthly System Peak Day | CAISO | 1-in-2 | 2026 | 18 |  |  |  | 73.7078 | 1
| Zone | South Orange County | 11 | Monthly System Peak Day | CAISO | 1-in-2 | 2026 | 19 |  |  |  | 70.6156 | 1
| Zone | South Orange County | 11 | Monthly System Peak Day | CAISO | 1-in-2 | 2026 | 20 |  |  |  | 68.8278 | 1
| Zone | South Orange County | 11 | Monthly System Peak Day | CAISO | 1-in-2 | 2026 | 21 |  |  |  | 67.0556 | 1
| Zone | South Orange County | 11 | Monthly System Peak Day | CAISO | 1-in-2 | 2026 | 22 |  |  |  | 64.8844 | 1
| Zone | South Orange County | 11 | Monthly System Peak Day | CAISO | 1-in-2 | 2026 | 23 |  |  |  | 63.2211 | 1
| Zone | South Orange County | 11 | Monthly System Peak Day | CAISO | 1-in-2 | 2026 | 24 |  |  |  | 61.5856 | 1
| Zone | South Orange County | 12 | Average Weekday | CAISO | 1-in-2 | 2026 | 1 |  |  |  | 51.8345 | 1
| Zone | South Orange County | 12 | Average Weekday | CAISO | 1-in-2 | 2026 | 2 |  |  |  | 51.1096 | 1
| Zone | South Orange County | 12 | Average Weekday | CAISO | 1-in-2 | 2026 | 3 |  |  |  | 50.4275 | 1
| Zone | South Orange County | 12 | Average Weekday | CAISO | 1-in-2 | 2026 | 4 |  |  |  | 49.8359 | 1
| Zone | South Orange County | 12 | Average Weekday | CAISO | 1-in-2 | 2026 | 5 |  |  |  | 49.2696 | 1
| Zone | South Orange County | 12 | Average Weekday | CAISO | 1-in-2 | 2026 | 6 |  |  |  | 48.7404 | 1
| Zone | South Orange County | 12 | Average Weekday | CAISO | 1-in-2 | 2026 | 7 |  |  |  | 48.4009 | 1
| Zone | South Orange County | 12 | Average Weekday | CAISO | 1-in-2 | 2026 | 8 |  |  |  | 48.3734 | 1
| Zone | South Orange County | 12 | Average Weekday | CAISO | 1-in-2 | 2026 | 9 |  |  |  | 49.2374 | 1
| Zone | South Orange County | 12 | Average Weekday | CAISO | 1-in-2 | 2026 | 10 |  |  |  | 51.9838 | 1
| Zone | South Orange County | 12 | Average Weekday | CAISO | 1-in-2 | 2026 | 11 |  |  |  | 55.3651 | 1
| Zone | South Orange County | 12 | Average Weekday | CAISO | 1-in-2 | 2026 | 12 |  |  |  | 58.2238 | 1
| Zone | South Orange County | 12 | Average Weekday | CAISO | 1-in-2 | 2026 | 13 |  |  |  | 60.2823 | 1
| Zone | South Orange County | 12 | Average Weekday | CAISO | 1-in-2 | 2026 | 14 |  |  |  | 61.5888 | 1
| Zone | South Orange County | 12 | Average Weekday | CAISO | 1-in-2 | 2026 | 15 |  |  |  | 61.8821 | 1
| Zone | South Orange County | 12 | Average Weekday | CAISO | 1-in-2 | 2026 | 16 |  |  |  | 61.6976 | 1
| Zone | South Orange County | 12 | Average Weekday | CAISO | 1-in-2 | 2026 | 17 |  |  |  | 60.7378 | 1
| Zone | South Orange County | 12 | Average Weekday | CAISO | 1-in-2 | 2026 | 18 |  |  |  | 59.0013 | 1
| Zone | South Orange County | 12 | Average Weekday | CAISO | 1-in-2 | 2026 | 19 |  |  |  | 57.2789 | 1
| Zone | South Orange County | 12 | Average Weekday | CAISO | 1-in-2 | 2026 | 20 |  |  |  | 56.2011 | 1
| Zone | South Orange County | 12 | Average Weekday | CAISO | 1-in-2 | 2026 | 21 |  |  |  | 55.1953 | 1
| Zone | South Orange County | 12 | Average Weekday | CAISO | 1-in-2 | 2026 | 22 |  |  |  | 54.178 | 1
| Zone | South Orange County | 12 | Average Weekday | CAISO | 1-in-2 | 2026 | 23 |  |  |  | 53.2225 | 1
| Zone | South Orange County | 12 | Average Weekday | CAISO | 1-in-2 | 2026 | 24 |  |  |  | 52.3638 | 1
| Zone | South Orange County | 12 | Monthly System Peak Day | CAISO | 1-in-2 | 2026 | 1 |  |  |  | 50.14 | 1
| Zone | South Orange County | 12 | Monthly System Peak Day | CAISO | 1-in-2 | 2026 | 2 |  |  |  | 48.8633 | 1
| Zone | South Orange County | 12 | Monthly System Peak Day | CAISO | 1-in-2 | 2026 | 3 |  |  |  | 47.8889 | 1
| Zone | South Orange County | 12 | Monthly System Peak Day | CAISO | 1-in-2 | 2026 | 4 |  |  |  | 47.59 | 1
| Zone | South Orange County | 12 | Monthly System Peak Day | CAISO | 1-in-2 | 2026 | 5 |  |  |  | 47.1678 | 1
| Zone | South Orange County | 12 | Monthly System Peak Day | CAISO | 1-in-2 | 2026 | 6 |  |  |  | 46.72 | 1
| Zone | South Orange County | 12 | Monthly System Peak Day | CAISO | 1-in-2 | 2026 | 7 |  |  |  | 46.05 | 1
| Zone | South Orange County | 12 | Monthly System Peak Day | CAISO | 1-in-2 | 2026 | 8 |  |  |  | 45.7956 | 1
| Zone | South Orange County | 12 | Monthly System Peak Day | CAISO | 1-in-2 | 2026 | 9 |  |  |  | 46.3911 | 1
| Zone | South Orange County | 12 | Monthly System Peak Day | CAISO | 1-in-2 | 2026 | 10 |  |  |  | 49.5056 | 1
| Zone | South Orange County | 12 | Monthly System Peak Day | CAISO | 1-in-2 | 2026 | 11 |  |  |  | 54.9767 | 1
| Zone | South Orange County | 12 | Monthly System Peak Day | CAISO | 1-in-2 | 2026 | 12 |  |  |  | 60.11 | 1
| Zone | South Orange County | 12 | Monthly System Peak Day | CAISO | 1-in-2 | 2026 | 13 |  |  |  | 64.0133 | 1
| Zone | South Orange County | 12 | Monthly System Peak Day | CAISO | 1-in-2 | 2026 | 14 |  |  |  | 66.3244 | 1
| Zone | South Orange County | 12 | Monthly System Peak Day | CAISO | 1-in-2 | 2026 | 15 |  |  |  | 64.4156 | 1
| Zone | South Orange County | 12 | Monthly System Peak Day | CAISO | 1-in-2 | 2026 | 16 |  |  |  | 63.9833 | 1
| Zone | South Orange County | 12 | Monthly System Peak Day | CAISO | 1-in-2 | 2026 | 17 |  |  |  | 63.6256 | 1
| Zone | South Orange County | 12 | Monthly System Peak Day | CAISO | 1-in-2 | 2026 | 18 |  |  |  | 61.9733 | 1
| Zone | South Orange County | 12 | Monthly System Peak Day | CAISO | 1-in-2 | 2026 | 19 |  |  |  | 60.19 | 1
| Zone | South Orange County | 12 | Monthly System Peak Day | CAISO | 1-in-2 | 2026 | 20 |  |  |  | 58.3056 | 1
| Zone | South Orange County | 12 | Monthly System Peak Day | CAISO | 1-in-2 | 2026 | 21 |  |  |  | 56.8667 | 1
| Zone | South Orange County | 12 | Monthly System Peak Day | CAISO | 1-in-2 | 2026 | 22 |  |  |  | 55.68 | 1
| Zone | South Orange County | 12 | Monthly System Peak Day | CAISO | 1-in-2 | 2026 | 23 |  |  |  | 54.4856 | 1
| Zone | South Orange County | 12 | Monthly System Peak Day | CAISO | 1-in-2 | 2026 | 24 |  |  |  | 53.5344 | 1
| Zone | South Orange County | 1 | Average Weekday | CAISO | 1-in-2 | 2027 | 1 |  |  |  | 54.7883 | 1
| Zone | South Orange County | 1 | Average Weekday | CAISO | 1-in-2 | 2027 | 2 |  |  |  | 53.8665 | 1
| Zone | South Orange County | 1 | Average Weekday | CAISO | 1-in-2 | 2027 | 3 |  |  |  | 53.0523 | 1
| Zone | South Orange County | 1 | Average Weekday | CAISO | 1-in-2 | 2027 | 4 |  |  |  | 52.4661 | 1
| Zone | South Orange County | 1 | Average Weekday | CAISO | 1-in-2 | 2027 | 5 |  |  |  | 51.5797 | 1
| Zone | South Orange County | 1 | Average Weekday | CAISO | 1-in-2 | 2027 | 6 |  |  |  | 51.1888 | 1
| Zone | South Orange County | 1 | Average Weekday | CAISO | 1-in-2 | 2027 | 7 |  |  |  | 50.8632 | 1
| Zone | South Orange County | 1 | Average Weekday | CAISO | 1-in-2 | 2027 | 8 |  |  |  | 50.9856 | 1
| Zone | South Orange County | 1 | Average Weekday | CAISO | 1-in-2 | 2027 | 9 |  |  |  | 51.6086 | 1
| Zone | South Orange County | 1 | Average Weekday | CAISO | 1-in-2 | 2027 | 10 |  |  |  | 54.6419 | 1
| Zone | South Orange County | 1 | Average Weekday | CAISO | 1-in-2 | 2027 | 11 |  |  |  | 58.5573 | 1
| Zone | South Orange County | 1 | Average Weekday | CAISO | 1-in-2 | 2027 | 12 |  |  |  | 61.9422 | 1
| Zone | South Orange County | 1 | Average Weekday | CAISO | 1-in-2 | 2027 | 13 |  |  |  | 64.5664 | 1
| Zone | South Orange County | 1 | Average Weekday | CAISO | 1-in-2 | 2027 | 14 |  |  |  | 66.3083 | 1
| Zone | South Orange County | 1 | Average Weekday | CAISO | 1-in-2 | 2027 | 15 |  |  |  | 67.0823 | 1
| Zone | South Orange County | 1 | Average Weekday | CAISO | 1-in-2 | 2027 | 16 |  |  |  | 67.101 | 1
| Zone | South Orange County | 1 | Average Weekday | CAISO | 1-in-2 | 2027 | 17 |  |  |  | 65.9679 | 1
| Zone | South Orange County | 1 | Average Weekday | CAISO | 1-in-2 | 2027 | 18 |  |  |  | 64.1239 | 1
| Zone | South Orange County | 1 | Average Weekday | CAISO | 1-in-2 | 2027 | 19 |  |  |  | 61.8283 | 1
| Zone | South Orange County | 1 | Average Weekday | CAISO | 1-in-2 | 2027 | 20 |  |  |  | 60.3775 | 1
| Zone | South Orange County | 1 | Average Weekday | CAISO | 1-in-2 | 2027 | 21 |  |  |  | 59.2773 | 1
| Zone | South Orange County | 1 | Average Weekday | CAISO | 1-in-2 | 2027 | 22 |  |  |  | 58.135 | 1
| Zone | South Orange County | 1 | Average Weekday | CAISO | 1-in-2 | 2027 | 23 |  |  |  | 57.155 | 1
| Zone | South Orange County | 1 | Average Weekday | CAISO | 1-in-2 | 2027 | 24 |  |  |  | 56.1335 | 1
| Zone | South Orange County | 1 | Monthly System Peak Day | CAISO | 1-in-2 | 2027 | 1 |  |  |  | 51.3978 | 1
| Zone | South Orange County | 1 | Monthly System Peak Day | CAISO | 1-in-2 | 2027 | 2 |  |  |  | 50.4678 | 1
| Zone | South Orange County | 1 | Monthly System Peak Day | CAISO | 1-in-2 | 2027 | 3 |  |  |  | 49.3011 | 1
| Zone | South Orange County | 1 | Monthly System Peak Day | CAISO | 1-in-2 | 2027 | 4 |  |  |  | 48.1833 | 1
| Zone | South Orange County | 1 | Monthly System Peak Day | CAISO | 1-in-2 | 2027 | 5 |  |  |  | 47.2978 | 1
| Zone | South Orange County | 1 | Monthly System Peak Day | CAISO | 1-in-2 | 2027 | 6 |  |  |  | 46.8389 | 1
| Zone | South Orange County | 1 | Monthly System Peak Day | CAISO | 1-in-2 | 2027 | 7 |  |  |  | 46.5411 | 1
| Zone | South Orange County | 1 | Monthly System Peak Day | CAISO | 1-in-2 | 2027 | 8 |  |  |  | 46.4278 | 1
| Zone | South Orange County | 1 | Monthly System Peak Day | CAISO | 1-in-2 | 2027 | 9 |  |  |  | 47.3 | 1
| Zone | South Orange County | 1 | Monthly System Peak Day | CAISO | 1-in-2 | 2027 | 10 |  |  |  | 50.2144 | 1
| Zone | South Orange County | 1 | Monthly System Peak Day | CAISO | 1-in-2 | 2027 | 11 |  |  |  | 54.2856 | 1
| Zone | South Orange County | 1 | Monthly System Peak Day | CAISO | 1-in-2 | 2027 | 12 |  |  |  | 57.0744 | 1
| Zone | South Orange County | 1 | Monthly System Peak Day | CAISO | 1-in-2 | 2027 | 13 |  |  |  | 57.9711 | 1
| Zone | South Orange County | 1 | Monthly System Peak Day | CAISO | 1-in-2 | 2027 | 14 |  |  |  | 59.3989 | 1
| Zone | South Orange County | 1 | Monthly System Peak Day | CAISO | 1-in-2 | 2027 | 15 |  |  |  | 59.2289 | 1
| Zone | South Orange County | 1 | Monthly System Peak Day | CAISO | 1-in-2 | 2027 | 16 |  |  |  | 58.6111 | 1
| Zone | South Orange County | 1 | Monthly System Peak Day | CAISO | 1-in-2 | 2027 | 17 |  |  |  | 57.6833 | 1
| Zone | South Orange County | 1 | Monthly System Peak Day | CAISO | 1-in-2 | 2027 | 18 |  |  |  | 56.4556 | 1
| Zone | South Orange County | 1 | Monthly System Peak Day | CAISO | 1-in-2 | 2027 | 19 |  |  |  | 56.0244 | 1
| Zone | South Orange County | 1 | Monthly System Peak Day | CAISO | 1-in-2 | 2027 | 20 |  |  |  | 54.8778 | 1
| Zone | South Orange County | 1 | Monthly System Peak Day | CAISO | 1-in-2 | 2027 | 21 |  |  |  | 53.9289 | 1
| Zone | South Orange County | 1 | Monthly System Peak Day | CAISO | 1-in-2 | 2027 | 22 |  |  |  | 52.81 | 1
| Zone | South Orange County | 1 | Monthly System Peak Day | CAISO | 1-in-2 | 2027 | 23 |  |  |  | 51.8522 | 1
| Zone | South Orange County | 1 | Monthly System Peak Day | CAISO | 1-in-2 | 2027 | 24 |  |  |  | 51.1967 | 1
| Zone | South Orange County | 2 | Average Weekday | CAISO | 1-in-2 | 2027 | 1 |  |  |  | 55.7014 | 1
| Zone | South Orange County | 2 | Average Weekday | CAISO | 1-in-2 | 2027 | 2 |  |  |  | 54.7694 | 1
| Zone | South Orange County | 2 | Average Weekday | CAISO | 1-in-2 | 2027 | 3 |  |  |  | 53.9044 | 1
| Zone | South Orange County | 2 | Average Weekday | CAISO | 1-in-2 | 2027 | 4 |  |  |  | 53.1019 | 1
| Zone | South Orange County | 2 | Average Weekday | CAISO | 1-in-2 | 2027 | 5 |  |  |  | 52.4361 | 1
| Zone | South Orange County | 2 | Average Weekday | CAISO | 1-in-2 | 2027 | 6 |  |  |  | 51.8296 | 1
| Zone | South Orange County | 2 | Average Weekday | CAISO | 1-in-2 | 2027 | 7 |  |  |  | 51.4768 | 1
| Zone | South Orange County | 2 | Average Weekday | CAISO | 1-in-2 | 2027 | 8 |  |  |  | 51.302 | 1
| Zone | South Orange County | 2 | Average Weekday | CAISO | 1-in-2 | 2027 | 9 |  |  |  | 52.8217 | 1
| Zone | South Orange County | 2 | Average Weekday | CAISO | 1-in-2 | 2027 | 10 |  |  |  | 56.4529 | 1
| Zone | South Orange County | 2 | Average Weekday | CAISO | 1-in-2 | 2027 | 11 |  |  |  | 60.2263 | 1
| Zone | South Orange County | 2 | Average Weekday | CAISO | 1-in-2 | 2027 | 12 |  |  |  | 63.225 | 1
| Zone | South Orange County | 2 | Average Weekday | CAISO | 1-in-2 | 2027 | 13 |  |  |  | 65.4394 | 1
| Zone | South Orange County | 2 | Average Weekday | CAISO | 1-in-2 | 2027 | 14 |  |  |  | 66.6257 | 1
| Zone | South Orange County | 2 | Average Weekday | CAISO | 1-in-2 | 2027 | 15 |  |  |  | 66.7532 | 1
| Zone | South Orange County | 2 | Average Weekday | CAISO | 1-in-2 | 2027 | 16 |  |  |  | 66.2526 | 1
| Zone | South Orange County | 2 | Average Weekday | CAISO | 1-in-2 | 2027 | 17 |  |  |  | 65.4908 | 1
| Zone | South Orange County | 2 | Average Weekday | CAISO | 1-in-2 | 2027 | 18 |  |  |  | 64.0829 | 1
| Zone | South Orange County | 2 | Average Weekday | CAISO | 1-in-2 | 2027 | 19 |  |  |  | 62.0303 | 1
| Zone | South Orange County | 2 | Average Weekday | CAISO | 1-in-2 | 2027 | 20 |  |  |  | 60.4391 | 1
| Zone | South Orange County | 2 | Average Weekday | CAISO | 1-in-2 | 2027 | 21 |  |  |  | 59.3744 | 1
| Zone | South Orange County | 2 | Average Weekday | CAISO | 1-in-2 | 2027 | 22 |  |  |  | 58.4935 | 1
| Zone | South Orange County | 2 | Average Weekday | CAISO | 1-in-2 | 2027 | 23 |  |  |  | 57.4915 | 1
| Zone | South Orange County | 2 | Average Weekday | CAISO | 1-in-2 | 2027 | 24 |  |  |  | 56.5279 | 1
| Zone | South Orange County | 2 | Monthly System Peak Day | CAISO | 1-in-2 | 2027 | 1 |  |  |  | 47.5944 | 1
| Zone | South Orange County | 2 | Monthly System Peak Day | CAISO | 1-in-2 | 2027 | 2 |  |  |  | 47.6133 | 1
| Zone | South Orange County | 2 | Monthly System Peak Day | CAISO | 1-in-2 | 2027 | 3 |  |  |  | 46.8711 | 1
| Zone | South Orange County | 2 | Monthly System Peak Day | CAISO | 1-in-2 | 2027 | 4 |  |  |  | 46.0967 | 1
| Zone | South Orange County | 2 | Monthly System Peak Day | CAISO | 1-in-2 | 2027 | 5 |  |  |  | 44.8956 | 1
| Zone | South Orange County | 2 | Monthly System Peak Day | CAISO | 1-in-2 | 2027 | 6 |  |  |  | 43.8256 | 1
| Zone | South Orange County | 2 | Monthly System Peak Day | CAISO | 1-in-2 | 2027 | 7 |  |  |  | 42.7767 | 1
| Zone | South Orange County | 2 | Monthly System Peak Day | CAISO | 1-in-2 | 2027 | 8 |  |  |  | 42.4556 | 1
| Zone | South Orange County | 2 | Monthly System Peak Day | CAISO | 1-in-2 | 2027 | 9 |  |  |  | 44.0489 | 1
| Zone | South Orange County | 2 | Monthly System Peak Day | CAISO | 1-in-2 | 2027 | 10 |  |  |  | 47.6878 | 1
| Zone | South Orange County | 2 | Monthly System Peak Day | CAISO | 1-in-2 | 2027 | 11 |  |  |  | 51.1633 | 1
| Zone | South Orange County | 2 | Monthly System Peak Day | CAISO | 1-in-2 | 2027 | 12 |  |  |  | 54.3111 | 1
| Zone | South Orange County | 2 | Monthly System Peak Day | CAISO | 1-in-2 | 2027 | 13 |  |  |  | 56.3767 | 1
| Zone | South Orange County | 2 | Monthly System Peak Day | CAISO | 1-in-2 | 2027 | 14 |  |  |  | 57.7256 | 1
| Zone | South Orange County | 2 | Monthly System Peak Day | CAISO | 1-in-2 | 2027 | 15 |  |  |  | 58.1322 | 1
| Zone | South Orange County | 2 | Monthly System Peak Day | CAISO | 1-in-2 | 2027 | 16 |  |  |  | 58.1467 | 1
| Zone | South Orange County | 2 | Monthly System Peak Day | CAISO | 1-in-2 | 2027 | 17 |  |  |  | 57.7333 | 1
| Zone | South Orange County | 2 | Monthly System Peak Day | CAISO | 1-in-2 | 2027 | 18 |  |  |  | 57.0189 | 1
| Zone | South Orange County | 2 | Monthly System Peak Day | CAISO | 1-in-2 | 2027 | 19 |  |  |  | 55.3378 | 1
| Zone | South Orange County | 2 | Monthly System Peak Day | CAISO | 1-in-2 | 2027 | 20 |  |  |  | 53.7633 | 1
| Zone | South Orange County | 2 | Monthly System Peak Day | CAISO | 1-in-2 | 2027 | 21 |  |  |  | 52.8011 | 1
| Zone | South Orange County | 2 | Monthly System Peak Day | CAISO | 1-in-2 | 2027 | 22 |  |  |  | 51.53 | 1
| Zone | South Orange County | 2 | Monthly System Peak Day | CAISO | 1-in-2 | 2027 | 23 |  |  |  | 50.2267 | 1
| Zone | South Orange County | 2 | Monthly System Peak Day | CAISO | 1-in-2 | 2027 | 24 |  |  |  | 48.9922 | 1
| Zone | South Orange County | 3 | Average Weekday | CAISO | 1-in-2 | 2027 | 1 |  |  |  | 56.6958 | 1
| Zone | South Orange County | 3 | Average Weekday | CAISO | 1-in-2 | 2027 | 2 |  |  |  | 55.8201 | 1
| Zone | South Orange County | 3 | Average Weekday | CAISO | 1-in-2 | 2027 | 3 |  |  |  | 55.0202 | 1
| Zone | South Orange County | 3 | Average Weekday | CAISO | 1-in-2 | 2027 | 4 |  |  |  | 54.2862 | 1
| Zone | South Orange County | 3 | Average Weekday | CAISO | 1-in-2 | 2027 | 5 |  |  |  | 53.7249 | 1
| Zone | South Orange County | 3 | Average Weekday | CAISO | 1-in-2 | 2027 | 6 |  |  |  | 53.2328 | 1
| Zone | South Orange County | 3 | Average Weekday | CAISO | 1-in-2 | 2027 | 7 |  |  |  | 52.9255 | 1
| Zone | South Orange County | 3 | Average Weekday | CAISO | 1-in-2 | 2027 | 8 |  |  |  | 52.8858 | 1
| Zone | South Orange County | 3 | Average Weekday | CAISO | 1-in-2 | 2027 | 9 |  |  |  | 53.9897 | 1
| Zone | South Orange County | 3 | Average Weekday | CAISO | 1-in-2 | 2027 | 10 |  |  |  | 56.5672 | 1
| Zone | South Orange County | 3 | Average Weekday | CAISO | 1-in-2 | 2027 | 11 |  |  |  | 59.5209 | 1
| Zone | South Orange County | 3 | Average Weekday | CAISO | 1-in-2 | 2027 | 12 |  |  |  | 62.2675 | 1
| Zone | South Orange County | 3 | Average Weekday | CAISO | 1-in-2 | 2027 | 13 |  |  |  | 63.9526 | 1
| Zone | South Orange County | 3 | Average Weekday | CAISO | 1-in-2 | 2027 | 14 |  |  |  | 64.8912 | 1
| Zone | South Orange County | 3 | Average Weekday | CAISO | 1-in-2 | 2027 | 15 |  |  |  | 65.5863 | 1
| Zone | South Orange County | 3 | Average Weekday | CAISO | 1-in-2 | 2027 | 16 |  |  |  | 65.7835 | 1
| Zone | South Orange County | 3 | Average Weekday | CAISO | 1-in-2 | 2027 | 17 |  |  |  | 65.5655 | 1
| Zone | South Orange County | 3 | Average Weekday | CAISO | 1-in-2 | 2027 | 18 |  |  |  | 64.6998 | 1
| Zone | South Orange County | 3 | Average Weekday | CAISO | 1-in-2 | 2027 | 19 |  |  |  | 63.2218 | 1
| Zone | South Orange County | 3 | Average Weekday | CAISO | 1-in-2 | 2027 | 20 |  |  |  | 61.2717 | 1
| Zone | South Orange County | 3 | Average Weekday | CAISO | 1-in-2 | 2027 | 21 |  |  |  | 59.6505 | 1
| Zone | South Orange County | 3 | Average Weekday | CAISO | 1-in-2 | 2027 | 22 |  |  |  | 58.8848 | 1
| Zone | South Orange County | 3 | Average Weekday | CAISO | 1-in-2 | 2027 | 23 |  |  |  | 58.0792 | 1
| Zone | South Orange County | 3 | Average Weekday | CAISO | 1-in-2 | 2027 | 24 |  |  |  | 57.1998 | 1
| Zone | South Orange County | 3 | Monthly System Peak Day | CAISO | 1-in-2 | 2027 | 1 |  |  |  | 60.2722 | 1
| Zone | South Orange County | 3 | Monthly System Peak Day | CAISO | 1-in-2 | 2027 | 2 |  |  |  | 58.8122 | 1
| Zone | South Orange County | 3 | Monthly System Peak Day | CAISO | 1-in-2 | 2027 | 3 |  |  |  | 57.4178 | 1
| Zone | South Orange County | 3 | Monthly System Peak Day | CAISO | 1-in-2 | 2027 | 4 |  |  |  | 56.4267 | 1
| Zone | South Orange County | 3 | Monthly System Peak Day | CAISO | 1-in-2 | 2027 | 5 |  |  |  | 55.49 | 1
| Zone | South Orange County | 3 | Monthly System Peak Day | CAISO | 1-in-2 | 2027 | 6 |  |  |  | 54.6956 | 1
| Zone | South Orange County | 3 | Monthly System Peak Day | CAISO | 1-in-2 | 2027 | 7 |  |  |  | 54.1922 | 1
| Zone | South Orange County | 3 | Monthly System Peak Day | CAISO | 1-in-2 | 2027 | 8 |  |  |  | 53.3211 | 1
| Zone | South Orange County | 3 | Monthly System Peak Day | CAISO | 1-in-2 | 2027 | 9 |  |  |  | 53.7989 | 1
| Zone | South Orange County | 3 | Monthly System Peak Day | CAISO | 1-in-2 | 2027 | 10 |  |  |  | 57.2856 | 1
| Zone | South Orange County | 3 | Monthly System Peak Day | CAISO | 1-in-2 | 2027 | 11 |  |  |  | 62.2033 | 1
| Zone | South Orange County | 3 | Monthly System Peak Day | CAISO | 1-in-2 | 2027 | 12 |  |  |  | 66.5189 | 1
| Zone | South Orange County | 3 | Monthly System Peak Day | CAISO | 1-in-2 | 2027 | 13 |  |  |  | 68.3267 | 1
| Zone | South Orange County | 3 | Monthly System Peak Day | CAISO | 1-in-2 | 2027 | 14 |  |  |  | 68.7533 | 1
| Zone | South Orange County | 3 | Monthly System Peak Day | CAISO | 1-in-2 | 2027 | 15 |  |  |  | 69.9911 | 1
| Zone | South Orange County | 3 | Monthly System Peak Day | CAISO | 1-in-2 | 2027 | 16 |  |  |  | 70.3644 | 1
| Zone | South Orange County | 3 | Monthly System Peak Day | CAISO | 1-in-2 | 2027 | 17 |  |  |  | 69.6778 | 1
| Zone | South Orange County | 3 | Monthly System Peak Day | CAISO | 1-in-2 | 2027 | 18 |  |  |  | 68.4922 | 1
| Zone | South Orange County | 3 | Monthly System Peak Day | CAISO | 1-in-2 | 2027 | 19 |  |  |  | 66.94 | 1
| Zone | South Orange County | 3 | Monthly System Peak Day | CAISO | 1-in-2 | 2027 | 20 |  |  |  | 63.7489 | 1
| Zone | South Orange County | 3 | Monthly System Peak Day | CAISO | 1-in-2 | 2027 | 21 |  |  |  | 61.8589 | 1
| Zone | South Orange County | 3 | Monthly System Peak Day | CAISO | 1-in-2 | 2027 | 22 |  |  |  | 61.4889 | 1
| Zone | South Orange County | 3 | Monthly System Peak Day | CAISO | 1-in-2 | 2027 | 23 |  |  |  | 59.7989 | 1
| Zone | South Orange County | 3 | Monthly System Peak Day | CAISO | 1-in-2 | 2027 | 24 |  |  |  | 58.3856 | 1
| Zone | South Orange County | 4 | Average Weekday | CAISO | 1-in-2 | 2027 | 1 |  |  |  | 58.0653 | 1
| Zone | South Orange County | 4 | Average Weekday | CAISO | 1-in-2 | 2027 | 2 |  |  |  | 57.6081 | 1
| Zone | South Orange County | 4 | Average Weekday | CAISO | 1-in-2 | 2027 | 3 |  |  |  | 56.9799 | 1
| Zone | South Orange County | 4 | Average Weekday | CAISO | 1-in-2 | 2027 | 4 |  |  |  | 56.4909 | 1
| Zone | South Orange County | 4 | Average Weekday | CAISO | 1-in-2 | 2027 | 5 |  |  |  | 56.0838 | 1
| Zone | South Orange County | 4 | Average Weekday | CAISO | 1-in-2 | 2027 | 6 |  |  |  | 55.8416 | 1
| Zone | South Orange County | 4 | Average Weekday | CAISO | 1-in-2 | 2027 | 7 |  |  |  | 55.6717 | 1
| Zone | South Orange County | 4 | Average Weekday | CAISO | 1-in-2 | 2027 | 8 |  |  |  | 55.6967 | 1
| Zone | South Orange County | 4 | Average Weekday | CAISO | 1-in-2 | 2027 | 9 |  |  |  | 56.8712 | 1
| Zone | South Orange County | 4 | Average Weekday | CAISO | 1-in-2 | 2027 | 10 |  |  |  | 58.9652 | 1
| Zone | South Orange County | 4 | Average Weekday | CAISO | 1-in-2 | 2027 | 11 |  |  |  | 61.363 | 1
| Zone | South Orange County | 4 | Average Weekday | CAISO | 1-in-2 | 2027 | 12 |  |  |  | 63.6711 | 1
| Zone | South Orange County | 4 | Average Weekday | CAISO | 1-in-2 | 2027 | 13 |  |  |  | 65.0369 | 1
| Zone | South Orange County | 4 | Average Weekday | CAISO | 1-in-2 | 2027 | 14 |  |  |  | 65.9648 | 1
| Zone | South Orange County | 4 | Average Weekday | CAISO | 1-in-2 | 2027 | 15 |  |  |  | 66.745 | 1
| Zone | South Orange County | 4 | Average Weekday | CAISO | 1-in-2 | 2027 | 16 |  |  |  | 66.9282 | 1
| Zone | South Orange County | 4 | Average Weekday | CAISO | 1-in-2 | 2027 | 17 |  |  |  | 66.7503 | 1
| Zone | South Orange County | 4 | Average Weekday | CAISO | 1-in-2 | 2027 | 18 |  |  |  | 66.2066 | 1
| Zone | South Orange County | 4 | Average Weekday | CAISO | 1-in-2 | 2027 | 19 |  |  |  | 65.2273 | 1
| Zone | South Orange County | 4 | Average Weekday | CAISO | 1-in-2 | 2027 | 20 |  |  |  | 63.4643 | 1
| Zone | South Orange County | 4 | Average Weekday | CAISO | 1-in-2 | 2027 | 21 |  |  |  | 61.2285 | 1
| Zone | South Orange County | 4 | Average Weekday | CAISO | 1-in-2 | 2027 | 22 |  |  |  | 59.8791 | 1
| Zone | South Orange County | 4 | Average Weekday | CAISO | 1-in-2 | 2027 | 23 |  |  |  | 59.0831 | 1
| Zone | South Orange County | 4 | Average Weekday | CAISO | 1-in-2 | 2027 | 24 |  |  |  | 58.4114 | 1
| Zone | South Orange County | 4 | Monthly System Peak Day | CAISO | 1-in-2 | 2027 | 1 |  |  |  | 60.9856 | 1
| Zone | South Orange County | 4 | Monthly System Peak Day | CAISO | 1-in-2 | 2027 | 2 |  |  |  | 60.3644 | 1
| Zone | South Orange County | 4 | Monthly System Peak Day | CAISO | 1-in-2 | 2027 | 3 |  |  |  | 59.8667 | 1
| Zone | South Orange County | 4 | Monthly System Peak Day | CAISO | 1-in-2 | 2027 | 4 |  |  |  | 59.3933 | 1
| Zone | South Orange County | 4 | Monthly System Peak Day | CAISO | 1-in-2 | 2027 | 5 |  |  |  | 58.7844 | 1
| Zone | South Orange County | 4 | Monthly System Peak Day | CAISO | 1-in-2 | 2027 | 6 |  |  |  | 58.2233 | 1
| Zone | South Orange County | 4 | Monthly System Peak Day | CAISO | 1-in-2 | 2027 | 7 |  |  |  | 57.7611 | 1
| Zone | South Orange County | 4 | Monthly System Peak Day | CAISO | 1-in-2 | 2027 | 8 |  |  |  | 57.6967 | 1
| Zone | South Orange County | 4 | Monthly System Peak Day | CAISO | 1-in-2 | 2027 | 9 |  |  |  | 59.2222 | 1
| Zone | South Orange County | 4 | Monthly System Peak Day | CAISO | 1-in-2 | 2027 | 10 |  |  |  | 62.6233 | 1
| Zone | South Orange County | 4 | Monthly System Peak Day | CAISO | 1-in-2 | 2027 | 11 |  |  |  | 66.4189 | 1
| Zone | South Orange County | 4 | Monthly System Peak Day | CAISO | 1-in-2 | 2027 | 12 |  |  |  | 69.7144 | 1
| Zone | South Orange County | 4 | Monthly System Peak Day | CAISO | 1-in-2 | 2027 | 13 |  |  |  | 72.6222 | 1
| Zone | South Orange County | 4 | Monthly System Peak Day | CAISO | 1-in-2 | 2027 | 14 |  |  |  | 74.9089 | 1
| Zone | South Orange County | 4 | Monthly System Peak Day | CAISO | 1-in-2 | 2027 | 15 |  |  |  | 76.0922 | 1
| Zone | South Orange County | 4 | Monthly System Peak Day | CAISO | 1-in-2 | 2027 | 16 |  |  |  | 74.5211 | 1
| Zone | South Orange County | 4 | Monthly System Peak Day | CAISO | 1-in-2 | 2027 | 17 |  |  |  | 73.2733 | 1
| Zone | South Orange County | 4 | Monthly System Peak Day | CAISO | 1-in-2 | 2027 | 18 |  |  |  | 73.5622 | 1
| Zone | South Orange County | 4 | Monthly System Peak Day | CAISO | 1-in-2 | 2027 | 19 |  |  |  | 73.9711 | 1
| Zone | South Orange County | 4 | Monthly System Peak Day | CAISO | 1-in-2 | 2027 | 20 |  |  |  | 71.6867 | 1
| Zone | South Orange County | 4 | Monthly System Peak Day | CAISO | 1-in-2 | 2027 | 21 |  |  |  | 67.8956 | 1
| Zone | South Orange County | 4 | Monthly System Peak Day | CAISO | 1-in-2 | 2027 | 22 |  |  |  | 64.0289 | 1
| Zone | South Orange County | 4 | Monthly System Peak Day | CAISO | 1-in-2 | 2027 | 23 |  |  |  | 62.0711 | 1
| Zone | South Orange County | 4 | Monthly System Peak Day | CAISO | 1-in-2 | 2027 | 24 |  |  |  | 61.2367 | 1
| Zone | South Orange County | 5 | Average Weekday | CAISO | 1-in-2 | 2027 | 1 |  |  |  | 60.4714 | 1
| Zone | South Orange County | 5 | Average Weekday | CAISO | 1-in-2 | 2027 | 2 |  |  |  | 60.1578 | 1
| Zone | South Orange County | 5 | Average Weekday | CAISO | 1-in-2 | 2027 | 3 |  |  |  | 59.9098 | 1
| Zone | South Orange County | 5 | Average Weekday | CAISO | 1-in-2 | 2027 | 4 |  |  |  | 59.6602 | 1
| Zone | South Orange County | 5 | Average Weekday | CAISO | 1-in-2 | 2027 | 5 |  |  |  | 59.4343 | 1
| Zone | South Orange County | 5 | Average Weekday | CAISO | 1-in-2 | 2027 | 6 |  |  |  | 59.2257 | 1
| Zone | South Orange County | 5 | Average Weekday | CAISO | 1-in-2 | 2027 | 7 |  |  |  | 59.0737 | 1
| Zone | South Orange County | 5 | Average Weekday | CAISO | 1-in-2 | 2027 | 8 |  |  |  | 59.2193 | 1
| Zone | South Orange County | 5 | Average Weekday | CAISO | 1-in-2 | 2027 | 9 |  |  |  | 60.1784 | 1
| Zone | South Orange County | 5 | Average Weekday | CAISO | 1-in-2 | 2027 | 10 |  |  |  | 61.5476 | 1
| Zone | South Orange County | 5 | Average Weekday | CAISO | 1-in-2 | 2027 | 11 |  |  |  | 63.2339 | 1
| Zone | South Orange County | 5 | Average Weekday | CAISO | 1-in-2 | 2027 | 12 |  |  |  | 64.809 | 1
| Zone | South Orange County | 5 | Average Weekday | CAISO | 1-in-2 | 2027 | 13 |  |  |  | 65.8807 | 1
| Zone | South Orange County | 5 | Average Weekday | CAISO | 1-in-2 | 2027 | 14 |  |  |  | 66.6581 | 1
| Zone | South Orange County | 5 | Average Weekday | CAISO | 1-in-2 | 2027 | 15 |  |  |  | 67.4139 | 1
| Zone | South Orange County | 5 | Average Weekday | CAISO | 1-in-2 | 2027 | 16 |  |  |  | 67.7208 | 1
| Zone | South Orange County | 5 | Average Weekday | CAISO | 1-in-2 | 2027 | 17 |  |  |  | 67.6767 | 1
| Zone | South Orange County | 5 | Average Weekday | CAISO | 1-in-2 | 2027 | 18 |  |  |  | 67.1896 | 1
| Zone | South Orange County | 5 | Average Weekday | CAISO | 1-in-2 | 2027 | 19 |  |  |  | 66.193 | 1
| Zone | South Orange County | 5 | Average Weekday | CAISO | 1-in-2 | 2027 | 20 |  |  |  | 64.6476 | 1
| Zone | South Orange County | 5 | Average Weekday | CAISO | 1-in-2 | 2027 | 21 |  |  |  | 62.7824 | 1
| Zone | South Orange County | 5 | Average Weekday | CAISO | 1-in-2 | 2027 | 22 |  |  |  | 61.6101 | 1
| Zone | South Orange County | 5 | Average Weekday | CAISO | 1-in-2 | 2027 | 23 |  |  |  | 61.087 | 1
| Zone | South Orange County | 5 | Average Weekday | CAISO | 1-in-2 | 2027 | 24 |  |  |  | 60.8122 | 1
| Zone | South Orange County | 5 | Monthly System Peak Day | CAISO | 1-in-2 | 2027 | 1 |  |  |  | 63.0922 | 1
| Zone | South Orange County | 5 | Monthly System Peak Day | CAISO | 1-in-2 | 2027 | 2 |  |  |  | 62.1656 | 1
| Zone | South Orange County | 5 | Monthly System Peak Day | CAISO | 1-in-2 | 2027 | 3 |  |  |  | 61.4756 | 1
| Zone | South Orange County | 5 | Monthly System Peak Day | CAISO | 1-in-2 | 2027 | 4 |  |  |  | 60.66 | 1
| Zone | South Orange County | 5 | Monthly System Peak Day | CAISO | 1-in-2 | 2027 | 5 |  |  |  | 59.6478 | 1
| Zone | South Orange County | 5 | Monthly System Peak Day | CAISO | 1-in-2 | 2027 | 6 |  |  |  | 59.2556 | 1
| Zone | South Orange County | 5 | Monthly System Peak Day | CAISO | 1-in-2 | 2027 | 7 |  |  |  | 59.1878 | 1
| Zone | South Orange County | 5 | Monthly System Peak Day | CAISO | 1-in-2 | 2027 | 8 |  |  |  | 59.5244 | 1
| Zone | South Orange County | 5 | Monthly System Peak Day | CAISO | 1-in-2 | 2027 | 9 |  |  |  | 61.2822 | 1
| Zone | South Orange County | 5 | Monthly System Peak Day | CAISO | 1-in-2 | 2027 | 10 |  |  |  | 64.5656 | 1
| Zone | South Orange County | 5 | Monthly System Peak Day | CAISO | 1-in-2 | 2027 | 11 |  |  |  | 69.2133 | 1
| Zone | South Orange County | 5 | Monthly System Peak Day | CAISO | 1-in-2 | 2027 | 12 |  |  |  | 73.2611 | 1
| Zone | South Orange County | 5 | Monthly System Peak Day | CAISO | 1-in-2 | 2027 | 13 |  |  |  | 74.6911 | 1
| Zone | South Orange County | 5 | Monthly System Peak Day | CAISO | 1-in-2 | 2027 | 14 |  |  |  | 75.6356 | 1
| Zone | South Orange County | 5 | Monthly System Peak Day | CAISO | 1-in-2 | 2027 | 15 |  |  |  | 77.08 | 1
| Zone | South Orange County | 5 | Monthly System Peak Day | CAISO | 1-in-2 | 2027 | 16 |  |  |  | 78.5444 | 1
| Zone | South Orange County | 5 | Monthly System Peak Day | CAISO | 1-in-2 | 2027 | 17 |  |  |  | 78.7333 | 1
| Zone | South Orange County | 5 | Monthly System Peak Day | CAISO | 1-in-2 | 2027 | 18 |  |  |  | 77.5444 | 1
| Zone | South Orange County | 5 | Monthly System Peak Day | CAISO | 1-in-2 | 2027 | 19 |  |  |  | 74.7956 | 1
| Zone | South Orange County | 5 | Monthly System Peak Day | CAISO | 1-in-2 | 2027 | 20 |  |  |  | 71.7133 | 1
| Zone | South Orange County | 5 | Monthly System Peak Day | CAISO | 1-in-2 | 2027 | 21 |  |  |  | 68.6389 | 1
| Zone | South Orange County | 5 | Monthly System Peak Day | CAISO | 1-in-2 | 2027 | 22 |  |  |  | 66.3122 | 1
| Zone | South Orange County | 5 | Monthly System Peak Day | CAISO | 1-in-2 | 2027 | 23 |  |  |  | 65.4756 | 1
| Zone | South Orange County | 5 | Monthly System Peak Day | CAISO | 1-in-2 | 2027 | 24 |  |  |  | 62.8378 | 1
| Zone | South Orange County | 6 | Average Weekday | CAISO | 1-in-2 | 2027 | 1 |  |  |  | 63.2201 | 1
| Zone | South Orange County | 6 | Average Weekday | CAISO | 1-in-2 | 2027 | 2 |  |  |  | 62.9028 | 1
| Zone | South Orange County | 6 | Average Weekday | CAISO | 1-in-2 | 2027 | 3 |  |  |  | 62.638 | 1
| Zone | South Orange County | 6 | Average Weekday | CAISO | 1-in-2 | 2027 | 4 |  |  |  | 62.3707 | 1
| Zone | South Orange County | 6 | Average Weekday | CAISO | 1-in-2 | 2027 | 5 |  |  |  | 62.2104 | 1
| Zone | South Orange County | 6 | Average Weekday | CAISO | 1-in-2 | 2027 | 6 |  |  |  | 62.0573 | 1
| Zone | South Orange County | 6 | Average Weekday | CAISO | 1-in-2 | 2027 | 7 |  |  |  | 61.9467 | 1
| Zone | South Orange County | 6 | Average Weekday | CAISO | 1-in-2 | 2027 | 8 |  |  |  | 62.2274 | 1
| Zone | South Orange County | 6 | Average Weekday | CAISO | 1-in-2 | 2027 | 9 |  |  |  | 63.2907 | 1
| Zone | South Orange County | 6 | Average Weekday | CAISO | 1-in-2 | 2027 | 10 |  |  |  | 64.8738 | 1
| Zone | South Orange County | 6 | Average Weekday | CAISO | 1-in-2 | 2027 | 11 |  |  |  | 66.8967 | 1
| Zone | South Orange County | 6 | Average Weekday | CAISO | 1-in-2 | 2027 | 12 |  |  |  | 68.6847 | 1
| Zone | South Orange County | 6 | Average Weekday | CAISO | 1-in-2 | 2027 | 13 |  |  |  | 69.7499 | 1
| Zone | South Orange County | 6 | Average Weekday | CAISO | 1-in-2 | 2027 | 14 |  |  |  | 70.2175 | 1
| Zone | South Orange County | 6 | Average Weekday | CAISO | 1-in-2 | 2027 | 15 |  |  |  | 70.7634 | 1
| Zone | South Orange County | 6 | Average Weekday | CAISO | 1-in-2 | 2027 | 16 |  |  |  | 71.3779 | 1
| Zone | South Orange County | 6 | Average Weekday | CAISO | 1-in-2 | 2027 | 17 |  |  |  | 71.6339 | 1
| Zone | South Orange County | 6 | Average Weekday | CAISO | 1-in-2 | 2027 | 18 |  |  |  | 71.201 | 1
| Zone | South Orange County | 6 | Average Weekday | CAISO | 1-in-2 | 2027 | 19 |  |  |  | 70.3962 | 1
| Zone | South Orange County | 6 | Average Weekday | CAISO | 1-in-2 | 2027 | 20 |  |  |  | 68.8645 | 1
| Zone | South Orange County | 6 | Average Weekday | CAISO | 1-in-2 | 2027 | 21 |  |  |  | 66.8008 | 1
| Zone | South Orange County | 6 | Average Weekday | CAISO | 1-in-2 | 2027 | 22 |  |  |  | 64.8621 | 1
| Zone | South Orange County | 6 | Average Weekday | CAISO | 1-in-2 | 2027 | 23 |  |  |  | 64.1087 | 1
| Zone | South Orange County | 6 | Average Weekday | CAISO | 1-in-2 | 2027 | 24 |  |  |  | 63.6586 | 1
| Zone | South Orange County | 6 | Monthly System Peak Day | CAISO | 1-in-2 | 2027 | 1 |  |  |  | 63.42 | 1
| Zone | South Orange County | 6 | Monthly System Peak Day | CAISO | 1-in-2 | 2027 | 2 |  |  |  | 62.9256 | 1
| Zone | South Orange County | 6 | Monthly System Peak Day | CAISO | 1-in-2 | 2027 | 3 |  |  |  | 62.5033 | 1
| Zone | South Orange County | 6 | Monthly System Peak Day | CAISO | 1-in-2 | 2027 | 4 |  |  |  | 61.8978 | 1
| Zone | South Orange County | 6 | Monthly System Peak Day | CAISO | 1-in-2 | 2027 | 5 |  |  |  | 61.5378 | 1
| Zone | South Orange County | 6 | Monthly System Peak Day | CAISO | 1-in-2 | 2027 | 6 |  |  |  | 61.5411 | 1
| Zone | South Orange County | 6 | Monthly System Peak Day | CAISO | 1-in-2 | 2027 | 7 |  |  |  | 61.3322 | 1
| Zone | South Orange County | 6 | Monthly System Peak Day | CAISO | 1-in-2 | 2027 | 8 |  |  |  | 61.6956 | 1
| Zone | South Orange County | 6 | Monthly System Peak Day | CAISO | 1-in-2 | 2027 | 9 |  |  |  | 63.0111 | 1
| Zone | South Orange County | 6 | Monthly System Peak Day | CAISO | 1-in-2 | 2027 | 10 |  |  |  | 65.0511 | 1
| Zone | South Orange County | 6 | Monthly System Peak Day | CAISO | 1-in-2 | 2027 | 11 |  |  |  | 67.0778 | 1
| Zone | South Orange County | 6 | Monthly System Peak Day | CAISO | 1-in-2 | 2027 | 12 |  |  |  | 68.9356 | 1
| Zone | South Orange County | 6 | Monthly System Peak Day | CAISO | 1-in-2 | 2027 | 13 |  |  |  | 70.85 | 1
| Zone | South Orange County | 6 | Monthly System Peak Day | CAISO | 1-in-2 | 2027 | 14 |  |  |  | 73.0556 | 1
| Zone | South Orange County | 6 | Monthly System Peak Day | CAISO | 1-in-2 | 2027 | 15 |  |  |  | 74.4778 | 1
| Zone | South Orange County | 6 | Monthly System Peak Day | CAISO | 1-in-2 | 2027 | 16 |  |  |  | 74.8333 | 1
| Zone | South Orange County | 6 | Monthly System Peak Day | CAISO | 1-in-2 | 2027 | 17 |  |  |  | 74.6111 | 1
| Zone | South Orange County | 6 | Monthly System Peak Day | CAISO | 1-in-2 | 2027 | 18 |  |  |  | 73.9222 | 1
| Zone | South Orange County | 6 | Monthly System Peak Day | CAISO | 1-in-2 | 2027 | 19 |  |  |  | 73.2 | 1
| Zone | South Orange County | 6 | Monthly System Peak Day | CAISO | 1-in-2 | 2027 | 20 |  |  |  | 71.2356 | 1
| Zone | South Orange County | 6 | Monthly System Peak Day | CAISO | 1-in-2 | 2027 | 21 |  |  |  | 68.3844 | 1
| Zone | South Orange County | 6 | Monthly System Peak Day | CAISO | 1-in-2 | 2027 | 22 |  |  |  | 65.5289 | 1
| Zone | South Orange County | 6 | Monthly System Peak Day | CAISO | 1-in-2 | 2027 | 23 |  |  |  | 64.0489 | 1
| Zone | South Orange County | 6 | Monthly System Peak Day | CAISO | 1-in-2 | 2027 | 24 |  |  |  | 63.3067 | 1
| Zone | South Orange County | 7 | Average Weekday | CAISO | 1-in-2 | 2027 | 1 |  |  |  | 66.4002 | 1
| Zone | South Orange County | 7 | Average Weekday | CAISO | 1-in-2 | 2027 | 2 |  |  |  | 66.1068 | 1
| Zone | South Orange County | 7 | Average Weekday | CAISO | 1-in-2 | 2027 | 3 |  |  |  | 65.8268 | 1
| Zone | South Orange County | 7 | Average Weekday | CAISO | 1-in-2 | 2027 | 4 |  |  |  | 65.5226 | 1
| Zone | South Orange County | 7 | Average Weekday | CAISO | 1-in-2 | 2027 | 5 |  |  |  | 65.3042 | 1
| Zone | South Orange County | 7 | Average Weekday | CAISO | 1-in-2 | 2027 | 6 |  |  |  | 65.0663 | 1
| Zone | South Orange County | 7 | Average Weekday | CAISO | 1-in-2 | 2027 | 7 |  |  |  | 64.9529 | 1
| Zone | South Orange County | 7 | Average Weekday | CAISO | 1-in-2 | 2027 | 8 |  |  |  | 65.3477 | 1
| Zone | South Orange County | 7 | Average Weekday | CAISO | 1-in-2 | 2027 | 9 |  |  |  | 66.7598 | 1
| Zone | South Orange County | 7 | Average Weekday | CAISO | 1-in-2 | 2027 | 10 |  |  |  | 68.6621 | 1
| Zone | South Orange County | 7 | Average Weekday | CAISO | 1-in-2 | 2027 | 11 |  |  |  | 70.82 | 1
| Zone | South Orange County | 7 | Average Weekday | CAISO | 1-in-2 | 2027 | 12 |  |  |  | 72.7892 | 1
| Zone | South Orange County | 7 | Average Weekday | CAISO | 1-in-2 | 2027 | 13 |  |  |  | 73.936 | 1
| Zone | South Orange County | 7 | Average Weekday | CAISO | 1-in-2 | 2027 | 14 |  |  |  | 74.2985 | 1
| Zone | South Orange County | 7 | Average Weekday | CAISO | 1-in-2 | 2027 | 15 |  |  |  | 75.1656 | 1
| Zone | South Orange County | 7 | Average Weekday | CAISO | 1-in-2 | 2027 | 16 |  |  |  | 75.3757 | 1
| Zone | South Orange County | 7 | Average Weekday | CAISO | 1-in-2 | 2027 | 17 |  |  |  | 75.5332 | 1
| Zone | South Orange County | 7 | Average Weekday | CAISO | 1-in-2 | 2027 | 18 |  |  |  | 75.0031 | 1
| Zone | South Orange County | 7 | Average Weekday | CAISO | 1-in-2 | 2027 | 19 |  |  |  | 73.9945 | 1
| Zone | South Orange County | 7 | Average Weekday | CAISO | 1-in-2 | 2027 | 20 |  |  |  | 72.6964 | 1
| Zone | South Orange County | 7 | Average Weekday | CAISO | 1-in-2 | 2027 | 21 |  |  |  | 70.461 | 1
| Zone | South Orange County | 7 | Average Weekday | CAISO | 1-in-2 | 2027 | 22 |  |  |  | 68.3221 | 1
| Zone | South Orange County | 7 | Average Weekday | CAISO | 1-in-2 | 2027 | 23 |  |  |  | 67.3934 | 1
| Zone | South Orange County | 7 | Average Weekday | CAISO | 1-in-2 | 2027 | 24 |  |  |  | 66.8977 | 1
| Zone | South Orange County | 7 | Monthly System Peak Day | CAISO | 1-in-2 | 2027 | 1 |  |  |  | 68.6744 | 1
| Zone | South Orange County | 7 | Monthly System Peak Day | CAISO | 1-in-2 | 2027 | 2 |  |  |  | 68.3267 | 1
| Zone | South Orange County | 7 | Monthly System Peak Day | CAISO | 1-in-2 | 2027 | 3 |  |  |  | 68.21 | 1
| Zone | South Orange County | 7 | Monthly System Peak Day | CAISO | 1-in-2 | 2027 | 4 |  |  |  | 68.0378 | 1
| Zone | South Orange County | 7 | Monthly System Peak Day | CAISO | 1-in-2 | 2027 | 5 |  |  |  | 67.7189 | 1
| Zone | South Orange County | 7 | Monthly System Peak Day | CAISO | 1-in-2 | 2027 | 6 |  |  |  | 67.4567 | 1
| Zone | South Orange County | 7 | Monthly System Peak Day | CAISO | 1-in-2 | 2027 | 7 |  |  |  | 67.2422 | 1
| Zone | South Orange County | 7 | Monthly System Peak Day | CAISO | 1-in-2 | 2027 | 8 |  |  |  | 67.4778 | 1
| Zone | South Orange County | 7 | Monthly System Peak Day | CAISO | 1-in-2 | 2027 | 9 |  |  |  | 69.6967 | 1
| Zone | South Orange County | 7 | Monthly System Peak Day | CAISO | 1-in-2 | 2027 | 10 |  |  |  | 73.5222 | 1
| Zone | South Orange County | 7 | Monthly System Peak Day | CAISO | 1-in-2 | 2027 | 11 |  |  |  | 77.4333 | 1
| Zone | South Orange County | 7 | Monthly System Peak Day | CAISO | 1-in-2 | 2027 | 12 |  |  |  | 80.3778 | 1
| Zone | South Orange County | 7 | Monthly System Peak Day | CAISO | 1-in-2 | 2027 | 13 |  |  |  | 81.0444 | 1
| Zone | South Orange County | 7 | Monthly System Peak Day | CAISO | 1-in-2 | 2027 | 14 |  |  |  | 81.5667 | 1
| Zone | South Orange County | 7 | Monthly System Peak Day | CAISO | 1-in-2 | 2027 | 15 |  |  |  | 81.6778 | 1
| Zone | South Orange County | 7 | Monthly System Peak Day | CAISO | 1-in-2 | 2027 | 16 |  |  |  | 81.3556 | 1
| Zone | South Orange County | 7 | Monthly System Peak Day | CAISO | 1-in-2 | 2027 | 17 |  |  |  | 81.6778 | 1
| Zone | South Orange County | 7 | Monthly System Peak Day | CAISO | 1-in-2 | 2027 | 18 |  |  |  | 81.9556 | 1
| Zone | South Orange County | 7 | Monthly System Peak Day | CAISO | 1-in-2 | 2027 | 19 |  |  |  | 80.9111 | 1
| Zone | South Orange County | 7 | Monthly System Peak Day | CAISO | 1-in-2 | 2027 | 20 |  |  |  | 78.6111 | 1
| Zone | South Orange County | 7 | Monthly System Peak Day | CAISO | 1-in-2 | 2027 | 21 |  |  |  | 77.6667 | 1
| Zone | South Orange County | 7 | Monthly System Peak Day | CAISO | 1-in-2 | 2027 | 22 |  |  |  | 74.9111 | 1
| Zone | South Orange County | 7 | Monthly System Peak Day | CAISO | 1-in-2 | 2027 | 23 |  |  |  | 72.9689 | 1
| Zone | South Orange County | 7 | Monthly System Peak Day | CAISO | 1-in-2 | 2027 | 24 |  |  |  | 71.8667 | 1
| Zone | South Orange County | 8 | Average Weekday | CAISO | 1-in-2 | 2027 | 1 |  |  |  | 67.8148 | 1
| Zone | South Orange County | 8 | Average Weekday | CAISO | 1-in-2 | 2027 | 2 |  |  |  | 67.3859 | 1
| Zone | South Orange County | 8 | Average Weekday | CAISO | 1-in-2 | 2027 | 3 |  |  |  | 67.0598 | 1
| Zone | South Orange County | 8 | Average Weekday | CAISO | 1-in-2 | 2027 | 4 |  |  |  | 66.7292 | 1
| Zone | South Orange County | 8 | Average Weekday | CAISO | 1-in-2 | 2027 | 5 |  |  |  | 66.3823 | 1
| Zone | South Orange County | 8 | Average Weekday | CAISO | 1-in-2 | 2027 | 6 |  |  |  | 66.1019 | 1
| Zone | South Orange County | 8 | Average Weekday | CAISO | 1-in-2 | 2027 | 7 |  |  |  | 65.9604 | 1
| Zone | South Orange County | 8 | Average Weekday | CAISO | 1-in-2 | 2027 | 8 |  |  |  | 66.1177 | 1
| Zone | South Orange County | 8 | Average Weekday | CAISO | 1-in-2 | 2027 | 9 |  |  |  | 67.3343 | 1
| Zone | South Orange County | 8 | Average Weekday | CAISO | 1-in-2 | 2027 | 10 |  |  |  | 69.3146 | 1
| Zone | South Orange County | 8 | Average Weekday | CAISO | 1-in-2 | 2027 | 11 |  |  |  | 72.0113 | 1
| Zone | South Orange County | 8 | Average Weekday | CAISO | 1-in-2 | 2027 | 12 |  |  |  | 74.6335 | 1
| Zone | South Orange County | 8 | Average Weekday | CAISO | 1-in-2 | 2027 | 13 |  |  |  | 75.7629 | 1
| Zone | South Orange County | 8 | Average Weekday | CAISO | 1-in-2 | 2027 | 14 |  |  |  | 76.6644 | 1
| Zone | South Orange County | 8 | Average Weekday | CAISO | 1-in-2 | 2027 | 15 |  |  |  | 77.4824 | 1
| Zone | South Orange County | 8 | Average Weekday | CAISO | 1-in-2 | 2027 | 16 |  |  |  | 77.8866 | 1
| Zone | South Orange County | 8 | Average Weekday | CAISO | 1-in-2 | 2027 | 17 |  |  |  | 78.0986 | 1
| Zone | South Orange County | 8 | Average Weekday | CAISO | 1-in-2 | 2027 | 18 |  |  |  | 77.5193 | 1
| Zone | South Orange County | 8 | Average Weekday | CAISO | 1-in-2 | 2027 | 19 |  |  |  | 76.4611 | 1
| Zone | South Orange County | 8 | Average Weekday | CAISO | 1-in-2 | 2027 | 20 |  |  |  | 74.6475 | 1
| Zone | South Orange County | 8 | Average Weekday | CAISO | 1-in-2 | 2027 | 21 |  |  |  | 71.7865 | 1
| Zone | South Orange County | 8 | Average Weekday | CAISO | 1-in-2 | 2027 | 22 |  |  |  | 69.784 | 1
| Zone | South Orange County | 8 | Average Weekday | CAISO | 1-in-2 | 2027 | 23 |  |  |  | 68.9044 | 1
| Zone | South Orange County | 8 | Average Weekday | CAISO | 1-in-2 | 2027 | 24 |  |  |  | 68.3345 | 1
| Zone | South Orange County | 8 | Monthly System Peak Day | CAISO | 1-in-2 | 2027 | 1 |  |  |  | 73.9111 | 1
| Zone | South Orange County | 8 | Monthly System Peak Day | CAISO | 1-in-2 | 2027 | 2 |  |  |  | 73.3667 | 1
| Zone | South Orange County | 8 | Monthly System Peak Day | CAISO | 1-in-2 | 2027 | 3 |  |  |  | 73.0444 | 1
| Zone | South Orange County | 8 | Monthly System Peak Day | CAISO | 1-in-2 | 2027 | 4 |  |  |  | 72.3778 | 1
| Zone | South Orange County | 8 | Monthly System Peak Day | CAISO | 1-in-2 | 2027 | 5 |  |  |  | 72.1667 | 1
| Zone | South Orange County | 8 | Monthly System Peak Day | CAISO | 1-in-2 | 2027 | 6 |  |  |  | 71.8511 | 1
| Zone | South Orange County | 8 | Monthly System Peak Day | CAISO | 1-in-2 | 2027 | 7 |  |  |  | 71.7222 | 1
| Zone | South Orange County | 8 | Monthly System Peak Day | CAISO | 1-in-2 | 2027 | 8 |  |  |  | 72.0378 | 1
| Zone | South Orange County | 8 | Monthly System Peak Day | CAISO | 1-in-2 | 2027 | 9 |  |  |  | 73.9444 | 1
| Zone | South Orange County | 8 | Monthly System Peak Day | CAISO | 1-in-2 | 2027 | 10 |  |  |  | 77.5556 | 1
| Zone | South Orange County | 8 | Monthly System Peak Day | CAISO | 1-in-2 | 2027 | 11 |  |  |  | 81.5111 | 1
| Zone | South Orange County | 8 | Monthly System Peak Day | CAISO | 1-in-2 | 2027 | 12 |  |  |  | 85.2667 | 1
| Zone | South Orange County | 8 | Monthly System Peak Day | CAISO | 1-in-2 | 2027 | 13 |  |  |  | 85.7333 | 1
| Zone | South Orange County | 8 | Monthly System Peak Day | CAISO | 1-in-2 | 2027 | 14 |  |  |  | 85.9444 | 1
| Zone | South Orange County | 8 | Monthly System Peak Day | CAISO | 1-in-2 | 2027 | 15 |  |  |  | 85.9444 | 1
| Zone | South Orange County | 8 | Monthly System Peak Day | CAISO | 1-in-2 | 2027 | 16 |  |  |  | 86.1111 | 1
| Zone | South Orange County | 8 | Monthly System Peak Day | CAISO | 1-in-2 | 2027 | 17 |  |  |  | 85.3444 | 1
| Zone | South Orange County | 8 | Monthly System Peak Day | CAISO | 1-in-2 | 2027 | 18 |  |  |  | 83.5778 | 1
| Zone | South Orange County | 8 | Monthly System Peak Day | CAISO | 1-in-2 | 2027 | 19 |  |  |  | 82.7556 | 1
| Zone | South Orange County | 8 | Monthly System Peak Day | CAISO | 1-in-2 | 2027 | 20 |  |  |  | 81.2222 | 1
| Zone | South Orange County | 8 | Monthly System Peak Day | CAISO | 1-in-2 | 2027 | 21 |  |  |  | 78.4889 | 1
| Zone | South Orange County | 8 | Monthly System Peak Day | CAISO | 1-in-2 | 2027 | 22 |  |  |  | 76.8778 | 1
| Zone | South Orange County | 8 | Monthly System Peak Day | CAISO | 1-in-2 | 2027 | 23 |  |  |  | 76.2333 | 1
| Zone | South Orange County | 8 | Monthly System Peak Day | CAISO | 1-in-2 | 2027 | 24 |  |  |  | 75.7333 | 1
| Zone | South Orange County | 8 | Typical Event Day | CAISO | 1-in-2 | 2027 | 1 |  |  |  | 69.9036 | 1
| Zone | South Orange County | 8 | Typical Event Day | CAISO | 1-in-2 | 2027 | 2 |  |  |  | 69.3875 | 1
| Zone | South Orange County | 8 | Typical Event Day | CAISO | 1-in-2 | 2027 | 3 |  |  |  | 69.0728 | 1
| Zone | South Orange County | 8 | Typical Event Day | CAISO | 1-in-2 | 2027 | 4 |  |  |  | 68.5572 | 1
| Zone | South Orange County | 8 | Typical Event Day | CAISO | 1-in-2 | 2027 | 5 |  |  |  | 68.1842 | 1
| Zone | South Orange County | 8 | Typical Event Day | CAISO | 1-in-2 | 2027 | 6 |  |  |  | 67.9667 | 1
| Zone | South Orange County | 8 | Typical Event Day | CAISO | 1-in-2 | 2027 | 7 |  |  |  | 67.9464 | 1
| Zone | South Orange County | 8 | Typical Event Day | CAISO | 1-in-2 | 2027 | 8 |  |  |  | 68.4089 | 1
| Zone | South Orange County | 8 | Typical Event Day | CAISO | 1-in-2 | 2027 | 9 |  |  |  | 70.0742 | 1
| Zone | South Orange County | 8 | Typical Event Day | CAISO | 1-in-2 | 2027 | 10 |  |  |  | 73.5322 | 1
| Zone | South Orange County | 8 | Typical Event Day | CAISO | 1-in-2 | 2027 | 11 |  |  |  | 77.6611 | 1
| Zone | South Orange County | 8 | Typical Event Day | CAISO | 1-in-2 | 2027 | 12 |  |  |  | 81.2061 | 1
| Zone | South Orange County | 8 | Typical Event Day | CAISO | 1-in-2 | 2027 | 13 |  |  |  | 82.4958 | 1
| Zone | South Orange County | 8 | Typical Event Day | CAISO | 1-in-2 | 2027 | 14 |  |  |  | 83.3417 | 1
| Zone | South Orange County | 8 | Typical Event Day | CAISO | 1-in-2 | 2027 | 15 |  |  |  | 83.7194 | 1
| Zone | South Orange County | 8 | Typical Event Day | CAISO | 1-in-2 | 2027 | 16 |  |  |  | 83.7083 | 1
| Zone | South Orange County | 8 | Typical Event Day | CAISO | 1-in-2 | 2027 | 17 |  |  |  | 83.5806 | 1
| Zone | South Orange County | 8 | Typical Event Day | CAISO | 1-in-2 | 2027 | 18 |  |  |  | 82.6611 | 1
| Zone | South Orange County | 8 | Typical Event Day | CAISO | 1-in-2 | 2027 | 19 |  |  |  | 81.5 | 1
| Zone | South Orange County | 8 | Typical Event Day | CAISO | 1-in-2 | 2027 | 20 |  |  |  | 79.7478 | 1
| Zone | South Orange County | 8 | Typical Event Day | CAISO | 1-in-2 | 2027 | 21 |  |  |  | 77.6322 | 1
| Zone | South Orange County | 8 | Typical Event Day | CAISO | 1-in-2 | 2027 | 22 |  |  |  | 75.2183 | 1
| Zone | South Orange County | 8 | Typical Event Day | CAISO | 1-in-2 | 2027 | 23 |  |  |  | 73.6406 | 1
| Zone | South Orange County | 8 | Typical Event Day | CAISO | 1-in-2 | 2027 | 24 |  |  |  | 72.4406 | 1
| Zone | South Orange County | 9 | Average Weekday | CAISO | 1-in-2 | 2027 | 1 |  |  |  | 67.4531 | 1
| Zone | South Orange County | 9 | Average Weekday | CAISO | 1-in-2 | 2027 | 2 |  |  |  | 67.0066 | 1
| Zone | South Orange County | 9 | Average Weekday | CAISO | 1-in-2 | 2027 | 3 |  |  |  | 66.6201 | 1
| Zone | South Orange County | 9 | Average Weekday | CAISO | 1-in-2 | 2027 | 4 |  |  |  | 66.3025 | 1
| Zone | South Orange County | 9 | Average Weekday | CAISO | 1-in-2 | 2027 | 5 |  |  |  | 66.0021 | 1
| Zone | South Orange County | 9 | Average Weekday | CAISO | 1-in-2 | 2027 | 6 |  |  |  | 65.7589 | 1
| Zone | South Orange County | 9 | Average Weekday | CAISO | 1-in-2 | 2027 | 7 |  |  |  | 65.6209 | 1
| Zone | South Orange County | 9 | Average Weekday | CAISO | 1-in-2 | 2027 | 8 |  |  |  | 65.6795 | 1
| Zone | South Orange County | 9 | Average Weekday | CAISO | 1-in-2 | 2027 | 9 |  |  |  | 66.3764 | 1
| Zone | South Orange County | 9 | Average Weekday | CAISO | 1-in-2 | 2027 | 10 |  |  |  | 68.2215 | 1
| Zone | South Orange County | 9 | Average Weekday | CAISO | 1-in-2 | 2027 | 11 |  |  |  | 70.6854 | 1
| Zone | South Orange County | 9 | Average Weekday | CAISO | 1-in-2 | 2027 | 12 |  |  |  | 73.3405 | 1
| Zone | South Orange County | 9 | Average Weekday | CAISO | 1-in-2 | 2027 | 13 |  |  |  | 75.0256 | 1
| Zone | South Orange County | 9 | Average Weekday | CAISO | 1-in-2 | 2027 | 14 |  |  |  | 76.2442 | 1
| Zone | South Orange County | 9 | Average Weekday | CAISO | 1-in-2 | 2027 | 15 |  |  |  | 76.8128 | 1
| Zone | South Orange County | 9 | Average Weekday | CAISO | 1-in-2 | 2027 | 16 |  |  |  | 76.8726 | 1
| Zone | South Orange County | 9 | Average Weekday | CAISO | 1-in-2 | 2027 | 17 |  |  |  | 76.7772 | 1
| Zone | South Orange County | 9 | Average Weekday | CAISO | 1-in-2 | 2027 | 18 |  |  |  | 76.1004 | 1
| Zone | South Orange County | 9 | Average Weekday | CAISO | 1-in-2 | 2027 | 19 |  |  |  | 74.6882 | 1
| Zone | South Orange County | 9 | Average Weekday | CAISO | 1-in-2 | 2027 | 20 |  |  |  | 72.4983 | 1
| Zone | South Orange County | 9 | Average Weekday | CAISO | 1-in-2 | 2027 | 21 |  |  |  | 70.4811 | 1
| Zone | South Orange County | 9 | Average Weekday | CAISO | 1-in-2 | 2027 | 22 |  |  |  | 69.5823 | 1
| Zone | South Orange County | 9 | Average Weekday | CAISO | 1-in-2 | 2027 | 23 |  |  |  | 68.8587 | 1
| Zone | South Orange County | 9 | Average Weekday | CAISO | 1-in-2 | 2027 | 24 |  |  |  | 68.1288 | 1
| Zone | South Orange County | 9 | Monthly System Peak Day | CAISO | 1-in-2 | 2027 | 1 |  |  |  | 73.6089 | 1
| Zone | South Orange County | 9 | Monthly System Peak Day | CAISO | 1-in-2 | 2027 | 2 |  |  |  | 72.9311 | 1
| Zone | South Orange County | 9 | Monthly System Peak Day | CAISO | 1-in-2 | 2027 | 3 |  |  |  | 72.5333 | 1
| Zone | South Orange County | 9 | Monthly System Peak Day | CAISO | 1-in-2 | 2027 | 4 |  |  |  | 71.9156 | 1
| Zone | South Orange County | 9 | Monthly System Peak Day | CAISO | 1-in-2 | 2027 | 5 |  |  |  | 71.3133 | 1
| Zone | South Orange County | 9 | Monthly System Peak Day | CAISO | 1-in-2 | 2027 | 6 |  |  |  | 71.0178 | 1
| Zone | South Orange County | 9 | Monthly System Peak Day | CAISO | 1-in-2 | 2027 | 7 |  |  |  | 71.4889 | 1
| Zone | South Orange County | 9 | Monthly System Peak Day | CAISO | 1-in-2 | 2027 | 8 |  |  |  | 72.4244 | 1
| Zone | South Orange County | 9 | Monthly System Peak Day | CAISO | 1-in-2 | 2027 | 9 |  |  |  | 73.6444 | 1
| Zone | South Orange County | 9 | Monthly System Peak Day | CAISO | 1-in-2 | 2027 | 10 |  |  |  | 78 | 1
| Zone | South Orange County | 9 | Monthly System Peak Day | CAISO | 1-in-2 | 2027 | 11 |  |  |  | 84.6222 | 1
| Zone | South Orange County | 9 | Monthly System Peak Day | CAISO | 1-in-2 | 2027 | 12 |  |  |  | 90.2444 | 1
| Zone | South Orange County | 9 | Monthly System Peak Day | CAISO | 1-in-2 | 2027 | 13 |  |  |  | 92.3556 | 1
| Zone | South Orange County | 9 | Monthly System Peak Day | CAISO | 1-in-2 | 2027 | 14 |  |  |  | 92.8 | 1
| Zone | South Orange County | 9 | Monthly System Peak Day | CAISO | 1-in-2 | 2027 | 15 |  |  |  | 92.7778 | 1
| Zone | South Orange County | 9 | Monthly System Peak Day | CAISO | 1-in-2 | 2027 | 16 |  |  |  | 92.5333 | 1
| Zone | South Orange County | 9 | Monthly System Peak Day | CAISO | 1-in-2 | 2027 | 17 |  |  |  | 92.6889 | 1
| Zone | South Orange County | 9 | Monthly System Peak Day | CAISO | 1-in-2 | 2027 | 18 |  |  |  | 91.1889 | 1
| Zone | South Orange County | 9 | Monthly System Peak Day | CAISO | 1-in-2 | 2027 | 19 |  |  |  | 89.1333 | 1
| Zone | South Orange County | 9 | Monthly System Peak Day | CAISO | 1-in-2 | 2027 | 20 |  |  |  | 87.9222 | 1
| Zone | South Orange County | 9 | Monthly System Peak Day | CAISO | 1-in-2 | 2027 | 21 |  |  |  | 85.9889 | 1
| Zone | South Orange County | 9 | Monthly System Peak Day | CAISO | 1-in-2 | 2027 | 22 |  |  |  | 83.5556 | 1
| Zone | South Orange County | 9 | Monthly System Peak Day | CAISO | 1-in-2 | 2027 | 23 |  |  |  | 81.3111 | 1
| Zone | South Orange County | 9 | Monthly System Peak Day | CAISO | 1-in-2 | 2027 | 24 |  |  |  | 78.8556 | 1
| Zone | South Orange County | 10 | Average Weekday | CAISO | 1-in-2 | 2027 | 1 |  |  |  | 63.9844 | 1
| Zone | South Orange County | 10 | Average Weekday | CAISO | 1-in-2 | 2027 | 2 |  |  |  | 63.2554 | 1
| Zone | South Orange County | 10 | Average Weekday | CAISO | 1-in-2 | 2027 | 3 |  |  |  | 62.5135 | 1
| Zone | South Orange County | 10 | Average Weekday | CAISO | 1-in-2 | 2027 | 4 |  |  |  | 61.9402 | 1
| Zone | South Orange County | 10 | Average Weekday | CAISO | 1-in-2 | 2027 | 5 |  |  |  | 61.352 | 1
| Zone | South Orange County | 10 | Average Weekday | CAISO | 1-in-2 | 2027 | 6 |  |  |  | 61.0596 | 1
| Zone | South Orange County | 10 | Average Weekday | CAISO | 1-in-2 | 2027 | 7 |  |  |  | 60.878 | 1
| Zone | South Orange County | 10 | Average Weekday | CAISO | 1-in-2 | 2027 | 8 |  |  |  | 60.7845 | 1
| Zone | South Orange County | 10 | Average Weekday | CAISO | 1-in-2 | 2027 | 9 |  |  |  | 61.1327 | 1
| Zone | South Orange County | 10 | Average Weekday | CAISO | 1-in-2 | 2027 | 10 |  |  |  | 63.2855 | 1
| Zone | South Orange County | 10 | Average Weekday | CAISO | 1-in-2 | 2027 | 11 |  |  |  | 66.1247 | 1
| Zone | South Orange County | 10 | Average Weekday | CAISO | 1-in-2 | 2027 | 12 |  |  |  | 68.6962 | 1
| Zone | South Orange County | 10 | Average Weekday | CAISO | 1-in-2 | 2027 | 13 |  |  |  | 71.0626 | 1
| Zone | South Orange County | 10 | Average Weekday | CAISO | 1-in-2 | 2027 | 14 |  |  |  | 72.4527 | 1
| Zone | South Orange County | 10 | Average Weekday | CAISO | 1-in-2 | 2027 | 15 |  |  |  | 73.3673 | 1
| Zone | South Orange County | 10 | Average Weekday | CAISO | 1-in-2 | 2027 | 16 |  |  |  | 73.5557 | 1
| Zone | South Orange County | 10 | Average Weekday | CAISO | 1-in-2 | 2027 | 17 |  |  |  | 72.9948 | 1
| Zone | South Orange County | 10 | Average Weekday | CAISO | 1-in-2 | 2027 | 18 |  |  |  | 72.2091 | 1
| Zone | South Orange County | 10 | Average Weekday | CAISO | 1-in-2 | 2027 | 19 |  |  |  | 70.827 | 1
| Zone | South Orange County | 10 | Average Weekday | CAISO | 1-in-2 | 2027 | 20 |  |  |  | 68.6842 | 1
| Zone | South Orange County | 10 | Average Weekday | CAISO | 1-in-2 | 2027 | 21 |  |  |  | 67.4867 | 1
| Zone | South Orange County | 10 | Average Weekday | CAISO | 1-in-2 | 2027 | 22 |  |  |  | 66.5315 | 1
| Zone | South Orange County | 10 | Average Weekday | CAISO | 1-in-2 | 2027 | 23 |  |  |  | 65.6579 | 1
| Zone | South Orange County | 10 | Average Weekday | CAISO | 1-in-2 | 2027 | 24 |  |  |  | 64.716 | 1
| Zone | South Orange County | 10 | Monthly System Peak Day | CAISO | 1-in-2 | 2027 | 1 |  |  |  | 71.5167 | 1
| Zone | South Orange County | 10 | Monthly System Peak Day | CAISO | 1-in-2 | 2027 | 2 |  |  |  | 70.3656 | 1
| Zone | South Orange County | 10 | Monthly System Peak Day | CAISO | 1-in-2 | 2027 | 3 |  |  |  | 68.69 | 1
| Zone | South Orange County | 10 | Monthly System Peak Day | CAISO | 1-in-2 | 2027 | 4 |  |  |  | 67.6044 | 1
| Zone | South Orange County | 10 | Monthly System Peak Day | CAISO | 1-in-2 | 2027 | 5 |  |  |  | 66.9244 | 1
| Zone | South Orange County | 10 | Monthly System Peak Day | CAISO | 1-in-2 | 2027 | 6 |  |  |  | 66.9067 | 1
| Zone | South Orange County | 10 | Monthly System Peak Day | CAISO | 1-in-2 | 2027 | 7 |  |  |  | 66.9767 | 1
| Zone | South Orange County | 10 | Monthly System Peak Day | CAISO | 1-in-2 | 2027 | 8 |  |  |  | 66.88 | 1
| Zone | South Orange County | 10 | Monthly System Peak Day | CAISO | 1-in-2 | 2027 | 9 |  |  |  | 67.7789 | 1
| Zone | South Orange County | 10 | Monthly System Peak Day | CAISO | 1-in-2 | 2027 | 10 |  |  |  | 71.1411 | 1
| Zone | South Orange County | 10 | Monthly System Peak Day | CAISO | 1-in-2 | 2027 | 11 |  |  |  | 75.3444 | 1
| Zone | South Orange County | 10 | Monthly System Peak Day | CAISO | 1-in-2 | 2027 | 12 |  |  |  | 80.1333 | 1
| Zone | South Orange County | 10 | Monthly System Peak Day | CAISO | 1-in-2 | 2027 | 13 |  |  |  | 82.3556 | 1
| Zone | South Orange County | 10 | Monthly System Peak Day | CAISO | 1-in-2 | 2027 | 14 |  |  |  | 83.2778 | 1
| Zone | South Orange County | 10 | Monthly System Peak Day | CAISO | 1-in-2 | 2027 | 15 |  |  |  | 82.9444 | 1
| Zone | South Orange County | 10 | Monthly System Peak Day | CAISO | 1-in-2 | 2027 | 16 |  |  |  | 82.9222 | 1
| Zone | South Orange County | 10 | Monthly System Peak Day | CAISO | 1-in-2 | 2027 | 17 |  |  |  | 82.1778 | 1
| Zone | South Orange County | 10 | Monthly System Peak Day | CAISO | 1-in-2 | 2027 | 18 |  |  |  | 82.1556 | 1
| Zone | South Orange County | 10 | Monthly System Peak Day | CAISO | 1-in-2 | 2027 | 19 |  |  |  | 79.3578 | 1
| Zone | South Orange County | 10 | Monthly System Peak Day | CAISO | 1-in-2 | 2027 | 20 |  |  |  | 76.0178 | 1
| Zone | South Orange County | 10 | Monthly System Peak Day | CAISO | 1-in-2 | 2027 | 21 |  |  |  | 74.4178 | 1
| Zone | South Orange County | 10 | Monthly System Peak Day | CAISO | 1-in-2 | 2027 | 22 |  |  |  | 73.3444 | 1
| Zone | South Orange County | 10 | Monthly System Peak Day | CAISO | 1-in-2 | 2027 | 23 |  |  |  | 72.1678 | 1
| Zone | South Orange County | 10 | Monthly System Peak Day | CAISO | 1-in-2 | 2027 | 24 |  |  |  | 71.2222 | 1
| Zone | South Orange County | 11 | Average Weekday | CAISO | 1-in-2 | 2027 | 1 |  |  |  | 58.3076 | 1
| Zone | South Orange County | 11 | Average Weekday | CAISO | 1-in-2 | 2027 | 2 |  |  |  | 57.6233 | 1
| Zone | South Orange County | 11 | Average Weekday | CAISO | 1-in-2 | 2027 | 3 |  |  |  | 57.0029 | 1
| Zone | South Orange County | 11 | Average Weekday | CAISO | 1-in-2 | 2027 | 4 |  |  |  | 56.4456 | 1
| Zone | South Orange County | 11 | Average Weekday | CAISO | 1-in-2 | 2027 | 5 |  |  |  | 55.7963 | 1
| Zone | South Orange County | 11 | Average Weekday | CAISO | 1-in-2 | 2027 | 6 |  |  |  | 55.4303 | 1
| Zone | South Orange County | 11 | Average Weekday | CAISO | 1-in-2 | 2027 | 7 |  |  |  | 55.2174 | 1
| Zone | South Orange County | 11 | Average Weekday | CAISO | 1-in-2 | 2027 | 8 |  |  |  | 55.3055 | 1
| Zone | South Orange County | 11 | Average Weekday | CAISO | 1-in-2 | 2027 | 9 |  |  |  | 56.4216 | 1
| Zone | South Orange County | 11 | Average Weekday | CAISO | 1-in-2 | 2027 | 10 |  |  |  | 59.2361 | 1
| Zone | South Orange County | 11 | Average Weekday | CAISO | 1-in-2 | 2027 | 11 |  |  |  | 62.5846 | 1
| Zone | South Orange County | 11 | Average Weekday | CAISO | 1-in-2 | 2027 | 12 |  |  |  | 65.4855 | 1
| Zone | South Orange County | 11 | Average Weekday | CAISO | 1-in-2 | 2027 | 13 |  |  |  | 67.5298 | 1
| Zone | South Orange County | 11 | Average Weekday | CAISO | 1-in-2 | 2027 | 14 |  |  |  | 68.399 | 1
| Zone | South Orange County | 11 | Average Weekday | CAISO | 1-in-2 | 2027 | 15 |  |  |  | 68.4689 | 1
| Zone | South Orange County | 11 | Average Weekday | CAISO | 1-in-2 | 2027 | 16 |  |  |  | 68.058 | 1
| Zone | South Orange County | 11 | Average Weekday | CAISO | 1-in-2 | 2027 | 17 |  |  |  | 67.0901 | 1
| Zone | South Orange County | 11 | Average Weekday | CAISO | 1-in-2 | 2027 | 18 |  |  |  | 65.412 | 1
| Zone | South Orange County | 11 | Average Weekday | CAISO | 1-in-2 | 2027 | 19 |  |  |  | 63.7569 | 1
| Zone | South Orange County | 11 | Average Weekday | CAISO | 1-in-2 | 2027 | 20 |  |  |  | 62.7171 | 1
| Zone | South Orange County | 11 | Average Weekday | CAISO | 1-in-2 | 2027 | 21 |  |  |  | 61.7769 | 1
| Zone | South Orange County | 11 | Average Weekday | CAISO | 1-in-2 | 2027 | 22 |  |  |  | 60.8739 | 1
| Zone | South Orange County | 11 | Average Weekday | CAISO | 1-in-2 | 2027 | 23 |  |  |  | 59.927 | 1
| Zone | South Orange County | 11 | Average Weekday | CAISO | 1-in-2 | 2027 | 24 |  |  |  | 59.0446 | 1
| Zone | South Orange County | 11 | Monthly System Peak Day | CAISO | 1-in-2 | 2027 | 1 |  |  |  | 58.4856 | 1
| Zone | South Orange County | 11 | Monthly System Peak Day | CAISO | 1-in-2 | 2027 | 2 |  |  |  | 57.2033 | 1
| Zone | South Orange County | 11 | Monthly System Peak Day | CAISO | 1-in-2 | 2027 | 3 |  |  |  | 56.5678 | 1
| Zone | South Orange County | 11 | Monthly System Peak Day | CAISO | 1-in-2 | 2027 | 4 |  |  |  | 55.5522 | 1
| Zone | South Orange County | 11 | Monthly System Peak Day | CAISO | 1-in-2 | 2027 | 5 |  |  |  | 54.3278 | 1
| Zone | South Orange County | 11 | Monthly System Peak Day | CAISO | 1-in-2 | 2027 | 6 |  |  |  | 52.7267 | 1
| Zone | South Orange County | 11 | Monthly System Peak Day | CAISO | 1-in-2 | 2027 | 7 |  |  |  | 52.0211 | 1
| Zone | South Orange County | 11 | Monthly System Peak Day | CAISO | 1-in-2 | 2027 | 8 |  |  |  | 52.2589 | 1
| Zone | South Orange County | 11 | Monthly System Peak Day | CAISO | 1-in-2 | 2027 | 9 |  |  |  | 56.1189 | 1
| Zone | South Orange County | 11 | Monthly System Peak Day | CAISO | 1-in-2 | 2027 | 10 |  |  |  | 62.3633 | 1
| Zone | South Orange County | 11 | Monthly System Peak Day | CAISO | 1-in-2 | 2027 | 11 |  |  |  | 68.6367 | 1
| Zone | South Orange County | 11 | Monthly System Peak Day | CAISO | 1-in-2 | 2027 | 12 |  |  |  | 73.9656 | 1
| Zone | South Orange County | 11 | Monthly System Peak Day | CAISO | 1-in-2 | 2027 | 13 |  |  |  | 77.8444 | 1
| Zone | South Orange County | 11 | Monthly System Peak Day | CAISO | 1-in-2 | 2027 | 14 |  |  |  | 79.5811 | 1
| Zone | South Orange County | 11 | Monthly System Peak Day | CAISO | 1-in-2 | 2027 | 15 |  |  |  | 79.2411 | 1
| Zone | South Orange County | 11 | Monthly System Peak Day | CAISO | 1-in-2 | 2027 | 16 |  |  |  | 78.0989 | 1
| Zone | South Orange County | 11 | Monthly System Peak Day | CAISO | 1-in-2 | 2027 | 17 |  |  |  | 77.0689 | 1
| Zone | South Orange County | 11 | Monthly System Peak Day | CAISO | 1-in-2 | 2027 | 18 |  |  |  | 73.7078 | 1
| Zone | South Orange County | 11 | Monthly System Peak Day | CAISO | 1-in-2 | 2027 | 19 |  |  |  | 70.6156 | 1
| Zone | South Orange County | 11 | Monthly System Peak Day | CAISO | 1-in-2 | 2027 | 20 |  |  |  | 68.8278 | 1
| Zone | South Orange County | 11 | Monthly System Peak Day | CAISO | 1-in-2 | 2027 | 21 |  |  |  | 67.0556 | 1
| Zone | South Orange County | 11 | Monthly System Peak Day | CAISO | 1-in-2 | 2027 | 22 |  |  |  | 64.8844 | 1
| Zone | South Orange County | 11 | Monthly System Peak Day | CAISO | 1-in-2 | 2027 | 23 |  |  |  | 63.2211 | 1
| Zone | South Orange County | 11 | Monthly System Peak Day | CAISO | 1-in-2 | 2027 | 24 |  |  |  | 61.5856 | 1
| Zone | South Orange County | 12 | Average Weekday | CAISO | 1-in-2 | 2027 | 1 |  |  |  | 51.8345 | 1
| Zone | South Orange County | 12 | Average Weekday | CAISO | 1-in-2 | 2027 | 2 |  |  |  | 51.1096 | 1
| Zone | South Orange County | 12 | Average Weekday | CAISO | 1-in-2 | 2027 | 3 |  |  |  | 50.4275 | 1
| Zone | South Orange County | 12 | Average Weekday | CAISO | 1-in-2 | 2027 | 4 |  |  |  | 49.8359 | 1
| Zone | South Orange County | 12 | Average Weekday | CAISO | 1-in-2 | 2027 | 5 |  |  |  | 49.2696 | 1
| Zone | South Orange County | 12 | Average Weekday | CAISO | 1-in-2 | 2027 | 6 |  |  |  | 48.7404 | 1
| Zone | South Orange County | 12 | Average Weekday | CAISO | 1-in-2 | 2027 | 7 |  |  |  | 48.4009 | 1
| Zone | South Orange County | 12 | Average Weekday | CAISO | 1-in-2 | 2027 | 8 |  |  |  | 48.3734 | 1
| Zone | South Orange County | 12 | Average Weekday | CAISO | 1-in-2 | 2027 | 9 |  |  |  | 49.2374 | 1
| Zone | South Orange County | 12 | Average Weekday | CAISO | 1-in-2 | 2027 | 10 |  |  |  | 51.9838 | 1
| Zone | South Orange County | 12 | Average Weekday | CAISO | 1-in-2 | 2027 | 11 |  |  |  | 55.3651 | 1
| Zone | South Orange County | 12 | Average Weekday | CAISO | 1-in-2 | 2027 | 12 |  |  |  | 58.2238 | 1
| Zone | South Orange County | 12 | Average Weekday | CAISO | 1-in-2 | 2027 | 13 |  |  |  | 60.2823 | 1
| Zone | South Orange County | 12 | Average Weekday | CAISO | 1-in-2 | 2027 | 14 |  |  |  | 61.5888 | 1
| Zone | South Orange County | 12 | Average Weekday | CAISO | 1-in-2 | 2027 | 15 |  |  |  | 61.8821 | 1
| Zone | South Orange County | 12 | Average Weekday | CAISO | 1-in-2 | 2027 | 16 |  |  |  | 61.6976 | 1
| Zone | South Orange County | 12 | Average Weekday | CAISO | 1-in-2 | 2027 | 17 |  |  |  | 60.7378 | 1
| Zone | South Orange County | 12 | Average Weekday | CAISO | 1-in-2 | 2027 | 18 |  |  |  | 59.0013 | 1
| Zone | South Orange County | 12 | Average Weekday | CAISO | 1-in-2 | 2027 | 19 |  |  |  | 57.2789 | 1
| Zone | South Orange County | 12 | Average Weekday | CAISO | 1-in-2 | 2027 | 20 |  |  |  | 56.2011 | 1
| Zone | South Orange County | 12 | Average Weekday | CAISO | 1-in-2 | 2027 | 21 |  |  |  | 55.1953 | 1
| Zone | South Orange County | 12 | Average Weekday | CAISO | 1-in-2 | 2027 | 22 |  |  |  | 54.178 | 1
| Zone | South Orange County | 12 | Average Weekday | CAISO | 1-in-2 | 2027 | 23 |  |  |  | 53.2225 | 1
| Zone | South Orange County | 12 | Average Weekday | CAISO | 1-in-2 | 2027 | 24 |  |  |  | 52.3638 | 1
| Zone | South Orange County | 12 | Monthly System Peak Day | CAISO | 1-in-2 | 2027 | 1 |  |  |  | 50.14 | 1
| Zone | South Orange County | 12 | Monthly System Peak Day | CAISO | 1-in-2 | 2027 | 2 |  |  |  | 48.8633 | 1
| Zone | South Orange County | 12 | Monthly System Peak Day | CAISO | 1-in-2 | 2027 | 3 |  |  |  | 47.8889 | 1
| Zone | South Orange County | 12 | Monthly System Peak Day | CAISO | 1-in-2 | 2027 | 4 |  |  |  | 47.59 | 1
| Zone | South Orange County | 12 | Monthly System Peak Day | CAISO | 1-in-2 | 2027 | 5 |  |  |  | 47.1678 | 1
| Zone | South Orange County | 12 | Monthly System Peak Day | CAISO | 1-in-2 | 2027 | 6 |  |  |  | 46.72 | 1
| Zone | South Orange County | 12 | Monthly System Peak Day | CAISO | 1-in-2 | 2027 | 7 |  |  |  | 46.05 | 1
| Zone | South Orange County | 12 | Monthly System Peak Day | CAISO | 1-in-2 | 2027 | 8 |  |  |  | 45.7956 | 1
| Zone | South Orange County | 12 | Monthly System Peak Day | CAISO | 1-in-2 | 2027 | 9 |  |  |  | 46.3911 | 1
| Zone | South Orange County | 12 | Monthly System Peak Day | CAISO | 1-in-2 | 2027 | 10 |  |  |  | 49.5056 | 1
| Zone | South Orange County | 12 | Monthly System Peak Day | CAISO | 1-in-2 | 2027 | 11 |  |  |  | 54.9767 | 1
| Zone | South Orange County | 12 | Monthly System Peak Day | CAISO | 1-in-2 | 2027 | 12 |  |  |  | 60.11 | 1
| Zone | South Orange County | 12 | Monthly System Peak Day | CAISO | 1-in-2 | 2027 | 13 |  |  |  | 64.0133 | 1
| Zone | South Orange County | 12 | Monthly System Peak Day | CAISO | 1-in-2 | 2027 | 14 |  |  |  | 66.3244 | 1
| Zone | South Orange County | 12 | Monthly System Peak Day | CAISO | 1-in-2 | 2027 | 15 |  |  |  | 64.4156 | 1
| Zone | South Orange County | 12 | Monthly System Peak Day | CAISO | 1-in-2 | 2027 | 16 |  |  |  | 63.9833 | 1
| Zone | South Orange County | 12 | Monthly System Peak Day | CAISO | 1-in-2 | 2027 | 17 |  |  |  | 63.6256 | 1
| Zone | South Orange County | 12 | Monthly System Peak Day | CAISO | 1-in-2 | 2027 | 18 |  |  |  | 61.9733 | 1
| Zone | South Orange County | 12 | Monthly System Peak Day | CAISO | 1-in-2 | 2027 | 19 |  |  |  | 60.19 | 1
| Zone | South Orange County | 12 | Monthly System Peak Day | CAISO | 1-in-2 | 2027 | 20 |  |  |  | 58.3056 | 1
| Zone | South Orange County | 12 | Monthly System Peak Day | CAISO | 1-in-2 | 2027 | 21 |  |  |  | 56.8667 | 1
| Zone | South Orange County | 12 | Monthly System Peak Day | CAISO | 1-in-2 | 2027 | 22 |  |  |  | 55.68 | 1
| Zone | South Orange County | 12 | Monthly System Peak Day | CAISO | 1-in-2 | 2027 | 23 |  |  |  | 54.4856 | 1
| Zone | South Orange County | 12 | Monthly System Peak Day | CAISO | 1-in-2 | 2027 | 24 |  |  |  | 53.5344 | 1
| Zone | South Orange County | 1 | Average Weekday | CAISO | 1-in-2 | 2028 | 1 |  |  |  | 54.7883 | 1
| Zone | South Orange County | 1 | Average Weekday | CAISO | 1-in-2 | 2028 | 2 |  |  |  | 53.8665 | 1
| Zone | South Orange County | 1 | Average Weekday | CAISO | 1-in-2 | 2028 | 3 |  |  |  | 53.0523 | 1
| Zone | South Orange County | 1 | Average Weekday | CAISO | 1-in-2 | 2028 | 4 |  |  |  | 52.4661 | 1
| Zone | South Orange County | 1 | Average Weekday | CAISO | 1-in-2 | 2028 | 5 |  |  |  | 51.5797 | 1
| Zone | South Orange County | 1 | Average Weekday | CAISO | 1-in-2 | 2028 | 6 |  |  |  | 51.1888 | 1
| Zone | South Orange County | 1 | Average Weekday | CAISO | 1-in-2 | 2028 | 7 |  |  |  | 50.8632 | 1
| Zone | South Orange County | 1 | Average Weekday | CAISO | 1-in-2 | 2028 | 8 |  |  |  | 50.9856 | 1
| Zone | South Orange County | 1 | Average Weekday | CAISO | 1-in-2 | 2028 | 9 |  |  |  | 51.6086 | 1
| Zone | South Orange County | 1 | Average Weekday | CAISO | 1-in-2 | 2028 | 10 |  |  |  | 54.6419 | 1
| Zone | South Orange County | 1 | Average Weekday | CAISO | 1-in-2 | 2028 | 11 |  |  |  | 58.5573 | 1
| Zone | South Orange County | 1 | Average Weekday | CAISO | 1-in-2 | 2028 | 12 |  |  |  | 61.9422 | 1
| Zone | South Orange County | 1 | Average Weekday | CAISO | 1-in-2 | 2028 | 13 |  |  |  | 64.5664 | 1
| Zone | South Orange County | 1 | Average Weekday | CAISO | 1-in-2 | 2028 | 14 |  |  |  | 66.3083 | 1
| Zone | South Orange County | 1 | Average Weekday | CAISO | 1-in-2 | 2028 | 15 |  |  |  | 67.0823 | 1
| Zone | South Orange County | 1 | Average Weekday | CAISO | 1-in-2 | 2028 | 16 |  |  |  | 67.101 | 1
| Zone | South Orange County | 1 | Average Weekday | CAISO | 1-in-2 | 2028 | 17 |  |  |  | 65.9679 | 1
| Zone | South Orange County | 1 | Average Weekday | CAISO | 1-in-2 | 2028 | 18 |  |  |  | 64.1239 | 1
| Zone | South Orange County | 1 | Average Weekday | CAISO | 1-in-2 | 2028 | 19 |  |  |  | 61.8283 | 1
| Zone | South Orange County | 1 | Average Weekday | CAISO | 1-in-2 | 2028 | 20 |  |  |  | 60.3775 | 1
| Zone | South Orange County | 1 | Average Weekday | CAISO | 1-in-2 | 2028 | 21 |  |  |  | 59.2773 | 1
| Zone | South Orange County | 1 | Average Weekday | CAISO | 1-in-2 | 2028 | 22 |  |  |  | 58.135 | 1
| Zone | South Orange County | 1 | Average Weekday | CAISO | 1-in-2 | 2028 | 23 |  |  |  | 57.155 | 1
| Zone | South Orange County | 1 | Average Weekday | CAISO | 1-in-2 | 2028 | 24 |  |  |  | 56.1335 | 1
| Zone | South Orange County | 1 | Monthly System Peak Day | CAISO | 1-in-2 | 2028 | 1 |  |  |  | 51.3978 | 1
| Zone | South Orange County | 1 | Monthly System Peak Day | CAISO | 1-in-2 | 2028 | 2 |  |  |  | 50.4678 | 1
| Zone | South Orange County | 1 | Monthly System Peak Day | CAISO | 1-in-2 | 2028 | 3 |  |  |  | 49.3011 | 1
| Zone | South Orange County | 1 | Monthly System Peak Day | CAISO | 1-in-2 | 2028 | 4 |  |  |  | 48.1833 | 1
| Zone | South Orange County | 1 | Monthly System Peak Day | CAISO | 1-in-2 | 2028 | 5 |  |  |  | 47.2978 | 1
| Zone | South Orange County | 1 | Monthly System Peak Day | CAISO | 1-in-2 | 2028 | 6 |  |  |  | 46.8389 | 1
| Zone | South Orange County | 1 | Monthly System Peak Day | CAISO | 1-in-2 | 2028 | 7 |  |  |  | 46.5411 | 1
| Zone | South Orange County | 1 | Monthly System Peak Day | CAISO | 1-in-2 | 2028 | 8 |  |  |  | 46.4278 | 1
| Zone | South Orange County | 1 | Monthly System Peak Day | CAISO | 1-in-2 | 2028 | 9 |  |  |  | 47.3 | 1
| Zone | South Orange County | 1 | Monthly System Peak Day | CAISO | 1-in-2 | 2028 | 10 |  |  |  | 50.2144 | 1
| Zone | South Orange County | 1 | Monthly System Peak Day | CAISO | 1-in-2 | 2028 | 11 |  |  |  | 54.2856 | 1
| Zone | South Orange County | 1 | Monthly System Peak Day | CAISO | 1-in-2 | 2028 | 12 |  |  |  | 57.0744 | 1
| Zone | South Orange County | 1 | Monthly System Peak Day | CAISO | 1-in-2 | 2028 | 13 |  |  |  | 57.9711 | 1
| Zone | South Orange County | 1 | Monthly System Peak Day | CAISO | 1-in-2 | 2028 | 14 |  |  |  | 59.3989 | 1
| Zone | South Orange County | 1 | Monthly System Peak Day | CAISO | 1-in-2 | 2028 | 15 |  |  |  | 59.2289 | 1
| Zone | South Orange County | 1 | Monthly System Peak Day | CAISO | 1-in-2 | 2028 | 16 |  |  |  | 58.6111 | 1
| Zone | South Orange County | 1 | Monthly System Peak Day | CAISO | 1-in-2 | 2028 | 17 |  |  |  | 57.6833 | 1
| Zone | South Orange County | 1 | Monthly System Peak Day | CAISO | 1-in-2 | 2028 | 18 |  |  |  | 56.4556 | 1
| Zone | South Orange County | 1 | Monthly System Peak Day | CAISO | 1-in-2 | 2028 | 19 |  |  |  | 56.0244 | 1
| Zone | South Orange County | 1 | Monthly System Peak Day | CAISO | 1-in-2 | 2028 | 20 |  |  |  | 54.8778 | 1
| Zone | South Orange County | 1 | Monthly System Peak Day | CAISO | 1-in-2 | 2028 | 21 |  |  |  | 53.9289 | 1
| Zone | South Orange County | 1 | Monthly System Peak Day | CAISO | 1-in-2 | 2028 | 22 |  |  |  | 52.81 | 1
| Zone | South Orange County | 1 | Monthly System Peak Day | CAISO | 1-in-2 | 2028 | 23 |  |  |  | 51.8522 | 1
| Zone | South Orange County | 1 | Monthly System Peak Day | CAISO | 1-in-2 | 2028 | 24 |  |  |  | 51.1967 | 1
| Zone | South Orange County | 2 | Average Weekday | CAISO | 1-in-2 | 2028 | 1 |  |  |  | 55.7014 | 1
| Zone | South Orange County | 2 | Average Weekday | CAISO | 1-in-2 | 2028 | 2 |  |  |  | 54.7694 | 1
| Zone | South Orange County | 2 | Average Weekday | CAISO | 1-in-2 | 2028 | 3 |  |  |  | 53.9044 | 1
| Zone | South Orange County | 2 | Average Weekday | CAISO | 1-in-2 | 2028 | 4 |  |  |  | 53.1019 | 1
| Zone | South Orange County | 2 | Average Weekday | CAISO | 1-in-2 | 2028 | 5 |  |  |  | 52.4361 | 1
| Zone | South Orange County | 2 | Average Weekday | CAISO | 1-in-2 | 2028 | 6 |  |  |  | 51.8296 | 1
| Zone | South Orange County | 2 | Average Weekday | CAISO | 1-in-2 | 2028 | 7 |  |  |  | 51.4768 | 1
| Zone | South Orange County | 2 | Average Weekday | CAISO | 1-in-2 | 2028 | 8 |  |  |  | 51.302 | 1
| Zone | South Orange County | 2 | Average Weekday | CAISO | 1-in-2 | 2028 | 9 |  |  |  | 52.8217 | 1
| Zone | South Orange County | 2 | Average Weekday | CAISO | 1-in-2 | 2028 | 10 |  |  |  | 56.4529 | 1
| Zone | South Orange County | 2 | Average Weekday | CAISO | 1-in-2 | 2028 | 11 |  |  |  | 60.2263 | 1
| Zone | South Orange County | 2 | Average Weekday | CAISO | 1-in-2 | 2028 | 12 |  |  |  | 63.225 | 1
| Zone | South Orange County | 2 | Average Weekday | CAISO | 1-in-2 | 2028 | 13 |  |  |  | 65.4394 | 1
| Zone | South Orange County | 2 | Average Weekday | CAISO | 1-in-2 | 2028 | 14 |  |  |  | 66.6257 | 1
| Zone | South Orange County | 2 | Average Weekday | CAISO | 1-in-2 | 2028 | 15 |  |  |  | 66.7532 | 1
| Zone | South Orange County | 2 | Average Weekday | CAISO | 1-in-2 | 2028 | 16 |  |  |  | 66.2526 | 1
| Zone | South Orange County | 2 | Average Weekday | CAISO | 1-in-2 | 2028 | 17 |  |  |  | 65.4908 | 1
| Zone | South Orange County | 2 | Average Weekday | CAISO | 1-in-2 | 2028 | 18 |  |  |  | 64.0829 | 1
| Zone | South Orange County | 2 | Average Weekday | CAISO | 1-in-2 | 2028 | 19 |  |  |  | 62.0303 | 1
| Zone | South Orange County | 2 | Average Weekday | CAISO | 1-in-2 | 2028 | 20 |  |  |  | 60.4391 | 1
| Zone | South Orange County | 2 | Average Weekday | CAISO | 1-in-2 | 2028 | 21 |  |  |  | 59.3744 | 1
| Zone | South Orange County | 2 | Average Weekday | CAISO | 1-in-2 | 2028 | 22 |  |  |  | 58.4935 | 1
| Zone | South Orange County | 2 | Average Weekday | CAISO | 1-in-2 | 2028 | 23 |  |  |  | 57.4915 | 1
| Zone | South Orange County | 2 | Average Weekday | CAISO | 1-in-2 | 2028 | 24 |  |  |  | 56.5279 | 1
| Zone | South Orange County | 2 | Monthly System Peak Day | CAISO | 1-in-2 | 2028 | 1 |  |  |  | 47.5944 | 1
| Zone | South Orange County | 2 | Monthly System Peak Day | CAISO | 1-in-2 | 2028 | 2 |  |  |  | 47.6133 | 1
| Zone | South Orange County | 2 | Monthly System Peak Day | CAISO | 1-in-2 | 2028 | 3 |  |  |  | 46.8711 | 1
| Zone | South Orange County | 2 | Monthly System Peak Day | CAISO | 1-in-2 | 2028 | 4 |  |  |  | 46.0967 | 1
| Zone | South Orange County | 2 | Monthly System Peak Day | CAISO | 1-in-2 | 2028 | 5 |  |  |  | 44.8956 | 1
| Zone | South Orange County | 2 | Monthly System Peak Day | CAISO | 1-in-2 | 2028 | 6 |  |  |  | 43.8256 | 1
| Zone | South Orange County | 2 | Monthly System Peak Day | CAISO | 1-in-2 | 2028 | 7 |  |  |  | 42.7767 | 1
| Zone | South Orange County | 2 | Monthly System Peak Day | CAISO | 1-in-2 | 2028 | 8 |  |  |  | 42.4556 | 1
| Zone | South Orange County | 2 | Monthly System Peak Day | CAISO | 1-in-2 | 2028 | 9 |  |  |  | 44.0489 | 1
| Zone | South Orange County | 2 | Monthly System Peak Day | CAISO | 1-in-2 | 2028 | 10 |  |  |  | 47.6878 | 1
| Zone | South Orange County | 2 | Monthly System Peak Day | CAISO | 1-in-2 | 2028 | 11 |  |  |  | 51.1633 | 1
| Zone | South Orange County | 2 | Monthly System Peak Day | CAISO | 1-in-2 | 2028 | 12 |  |  |  | 54.3111 | 1
| Zone | South Orange County | 2 | Monthly System Peak Day | CAISO | 1-in-2 | 2028 | 13 |  |  |  | 56.3767 | 1
| Zone | South Orange County | 2 | Monthly System Peak Day | CAISO | 1-in-2 | 2028 | 14 |  |  |  | 57.7256 | 1
| Zone | South Orange County | 2 | Monthly System Peak Day | CAISO | 1-in-2 | 2028 | 15 |  |  |  | 58.1322 | 1
| Zone | South Orange County | 2 | Monthly System Peak Day | CAISO | 1-in-2 | 2028 | 16 |  |  |  | 58.1467 | 1
| Zone | South Orange County | 2 | Monthly System Peak Day | CAISO | 1-in-2 | 2028 | 17 |  |  |  | 57.7333 | 1
| Zone | South Orange County | 2 | Monthly System Peak Day | CAISO | 1-in-2 | 2028 | 18 |  |  |  | 57.0189 | 1
| Zone | South Orange County | 2 | Monthly System Peak Day | CAISO | 1-in-2 | 2028 | 19 |  |  |  | 55.3378 | 1
| Zone | South Orange County | 2 | Monthly System Peak Day | CAISO | 1-in-2 | 2028 | 20 |  |  |  | 53.7633 | 1
| Zone | South Orange County | 2 | Monthly System Peak Day | CAISO | 1-in-2 | 2028 | 21 |  |  |  | 52.8011 | 1
| Zone | South Orange County | 2 | Monthly System Peak Day | CAISO | 1-in-2 | 2028 | 22 |  |  |  | 51.53 | 1
| Zone | South Orange County | 2 | Monthly System Peak Day | CAISO | 1-in-2 | 2028 | 23 |  |  |  | 50.2267 | 1
| Zone | South Orange County | 2 | Monthly System Peak Day | CAISO | 1-in-2 | 2028 | 24 |  |  |  | 48.9922 | 1
| Zone | South Orange County | 3 | Average Weekday | CAISO | 1-in-2 | 2028 | 1 |  |  |  | 56.6958 | 1
| Zone | South Orange County | 3 | Average Weekday | CAISO | 1-in-2 | 2028 | 2 |  |  |  | 55.8201 | 1
| Zone | South Orange County | 3 | Average Weekday | CAISO | 1-in-2 | 2028 | 3 |  |  |  | 55.0202 | 1
| Zone | South Orange County | 3 | Average Weekday | CAISO | 1-in-2 | 2028 | 4 |  |  |  | 54.2862 | 1
| Zone | South Orange County | 3 | Average Weekday | CAISO | 1-in-2 | 2028 | 5 |  |  |  | 53.7249 | 1
| Zone | South Orange County | 3 | Average Weekday | CAISO | 1-in-2 | 2028 | 6 |  |  |  | 53.2328 | 1
| Zone | South Orange County | 3 | Average Weekday | CAISO | 1-in-2 | 2028 | 7 |  |  |  | 52.9255 | 1
| Zone | South Orange County | 3 | Average Weekday | CAISO | 1-in-2 | 2028 | 8 |  |  |  | 52.8858 | 1
| Zone | South Orange County | 3 | Average Weekday | CAISO | 1-in-2 | 2028 | 9 |  |  |  | 53.9897 | 1
| Zone | South Orange County | 3 | Average Weekday | CAISO | 1-in-2 | 2028 | 10 |  |  |  | 56.5672 | 1
| Zone | South Orange County | 3 | Average Weekday | CAISO | 1-in-2 | 2028 | 11 |  |  |  | 59.5209 | 1
| Zone | South Orange County | 3 | Average Weekday | CAISO | 1-in-2 | 2028 | 12 |  |  |  | 62.2675 | 1
| Zone | South Orange County | 3 | Average Weekday | CAISO | 1-in-2 | 2028 | 13 |  |  |  | 63.9526 | 1
| Zone | South Orange County | 3 | Average Weekday | CAISO | 1-in-2 | 2028 | 14 |  |  |  | 64.8912 | 1
| Zone | South Orange County | 3 | Average Weekday | CAISO | 1-in-2 | 2028 | 15 |  |  |  | 65.5863 | 1
| Zone | South Orange County | 3 | Average Weekday | CAISO | 1-in-2 | 2028 | 16 |  |  |  | 65.7835 | 1
| Zone | South Orange County | 3 | Average Weekday | CAISO | 1-in-2 | 2028 | 17 |  |  |  | 65.5655 | 1
| Zone | South Orange County | 3 | Average Weekday | CAISO | 1-in-2 | 2028 | 18 |  |  |  | 64.6998 | 1
| Zone | South Orange County | 3 | Average Weekday | CAISO | 1-in-2 | 2028 | 19 |  |  |  | 63.2218 | 1
| Zone | South Orange County | 3 | Average Weekday | CAISO | 1-in-2 | 2028 | 20 |  |  |  | 61.2717 | 1
| Zone | South Orange County | 3 | Average Weekday | CAISO | 1-in-2 | 2028 | 21 |  |  |  | 59.6505 | 1
| Zone | South Orange County | 3 | Average Weekday | CAISO | 1-in-2 | 2028 | 22 |  |  |  | 58.8848 | 1
| Zone | South Orange County | 3 | Average Weekday | CAISO | 1-in-2 | 2028 | 23 |  |  |  | 58.0792 | 1
| Zone | South Orange County | 3 | Average Weekday | CAISO | 1-in-2 | 2028 | 24 |  |  |  | 57.1998 | 1
| Zone | South Orange County | 3 | Monthly System Peak Day | CAISO | 1-in-2 | 2028 | 1 |  |  |  | 60.2722 | 1
| Zone | South Orange County | 3 | Monthly System Peak Day | CAISO | 1-in-2 | 2028 | 2 |  |  |  | 58.8122 | 1
| Zone | South Orange County | 3 | Monthly System Peak Day | CAISO | 1-in-2 | 2028 | 3 |  |  |  | 57.4178 | 1
| Zone | South Orange County | 3 | Monthly System Peak Day | CAISO | 1-in-2 | 2028 | 4 |  |  |  | 56.4267 | 1
| Zone | South Orange County | 3 | Monthly System Peak Day | CAISO | 1-in-2 | 2028 | 5 |  |  |  | 55.49 | 1
| Zone | South Orange County | 3 | Monthly System Peak Day | CAISO | 1-in-2 | 2028 | 6 |  |  |  | 54.6956 | 1
| Zone | South Orange County | 3 | Monthly System Peak Day | CAISO | 1-in-2 | 2028 | 7 |  |  |  | 54.1922 | 1
| Zone | South Orange County | 3 | Monthly System Peak Day | CAISO | 1-in-2 | 2028 | 8 |  |  |  | 53.3211 | 1
| Zone | South Orange County | 3 | Monthly System Peak Day | CAISO | 1-in-2 | 2028 | 9 |  |  |  | 53.7989 | 1
| Zone | South Orange County | 3 | Monthly System Peak Day | CAISO | 1-in-2 | 2028 | 10 |  |  |  | 57.2856 | 1
| Zone | South Orange County | 3 | Monthly System Peak Day | CAISO | 1-in-2 | 2028 | 11 |  |  |  | 62.2033 | 1
| Zone | South Orange County | 3 | Monthly System Peak Day | CAISO | 1-in-2 | 2028 | 12 |  |  |  | 66.5189 | 1
| Zone | South Orange County | 3 | Monthly System Peak Day | CAISO | 1-in-2 | 2028 | 13 |  |  |  | 68.3267 | 1
| Zone | South Orange County | 3 | Monthly System Peak Day | CAISO | 1-in-2 | 2028 | 14 |  |  |  | 68.7533 | 1
| Zone | South Orange County | 3 | Monthly System Peak Day | CAISO | 1-in-2 | 2028 | 15 |  |  |  | 69.9911 | 1
| Zone | South Orange County | 3 | Monthly System Peak Day | CAISO | 1-in-2 | 2028 | 16 |  |  |  | 70.3644 | 1
| Zone | South Orange County | 3 | Monthly System Peak Day | CAISO | 1-in-2 | 2028 | 17 |  |  |  | 69.6778 | 1
| Zone | South Orange County | 3 | Monthly System Peak Day | CAISO | 1-in-2 | 2028 | 18 |  |  |  | 68.4922 | 1
| Zone | South Orange County | 3 | Monthly System Peak Day | CAISO | 1-in-2 | 2028 | 19 |  |  |  | 66.94 | 1
| Zone | South Orange County | 3 | Monthly System Peak Day | CAISO | 1-in-2 | 2028 | 20 |  |  |  | 63.7489 | 1
| Zone | South Orange County | 3 | Monthly System Peak Day | CAISO | 1-in-2 | 2028 | 21 |  |  |  | 61.8589 | 1
| Zone | South Orange County | 3 | Monthly System Peak Day | CAISO | 1-in-2 | 2028 | 22 |  |  |  | 61.4889 | 1
| Zone | South Orange County | 3 | Monthly System Peak Day | CAISO | 1-in-2 | 2028 | 23 |  |  |  | 59.7989 | 1
| Zone | South Orange County | 3 | Monthly System Peak Day | CAISO | 1-in-2 | 2028 | 24 |  |  |  | 58.3856 | 1
| Zone | South Orange County | 4 | Average Weekday | CAISO | 1-in-2 | 2028 | 1 |  |  |  | 58.0653 | 1
| Zone | South Orange County | 4 | Average Weekday | CAISO | 1-in-2 | 2028 | 2 |  |  |  | 57.6081 | 1
| Zone | South Orange County | 4 | Average Weekday | CAISO | 1-in-2 | 2028 | 3 |  |  |  | 56.9799 | 1
| Zone | South Orange County | 4 | Average Weekday | CAISO | 1-in-2 | 2028 | 4 |  |  |  | 56.4909 | 1
| Zone | South Orange County | 4 | Average Weekday | CAISO | 1-in-2 | 2028 | 5 |  |  |  | 56.0838 | 1
| Zone | South Orange County | 4 | Average Weekday | CAISO | 1-in-2 | 2028 | 6 |  |  |  | 55.8416 | 1
| Zone | South Orange County | 4 | Average Weekday | CAISO | 1-in-2 | 2028 | 7 |  |  |  | 55.6717 | 1
| Zone | South Orange County | 4 | Average Weekday | CAISO | 1-in-2 | 2028 | 8 |  |  |  | 55.6967 | 1
| Zone | South Orange County | 4 | Average Weekday | CAISO | 1-in-2 | 2028 | 9 |  |  |  | 56.8712 | 1
| Zone | South Orange County | 4 | Average Weekday | CAISO | 1-in-2 | 2028 | 10 |  |  |  | 58.9652 | 1
| Zone | South Orange County | 4 | Average Weekday | CAISO | 1-in-2 | 2028 | 11 |  |  |  | 61.363 | 1
| Zone | South Orange County | 4 | Average Weekday | CAISO | 1-in-2 | 2028 | 12 |  |  |  | 63.6711 | 1
| Zone | South Orange County | 4 | Average Weekday | CAISO | 1-in-2 | 2028 | 13 |  |  |  | 65.0369 | 1
| Zone | South Orange County | 4 | Average Weekday | CAISO | 1-in-2 | 2028 | 14 |  |  |  | 65.9648 | 1
| Zone | South Orange County | 4 | Average Weekday | CAISO | 1-in-2 | 2028 | 15 |  |  |  | 66.745 | 1
| Zone | South Orange County | 4 | Average Weekday | CAISO | 1-in-2 | 2028 | 16 |  |  |  | 66.9282 | 1
| Zone | South Orange County | 4 | Average Weekday | CAISO | 1-in-2 | 2028 | 17 |  |  |  | 66.7503 | 1
| Zone | South Orange County | 4 | Average Weekday | CAISO | 1-in-2 | 2028 | 18 |  |  |  | 66.2066 | 1
| Zone | South Orange County | 4 | Average Weekday | CAISO | 1-in-2 | 2028 | 19 |  |  |  | 65.2273 | 1
| Zone | South Orange County | 4 | Average Weekday | CAISO | 1-in-2 | 2028 | 20 |  |  |  | 63.4643 | 1
| Zone | South Orange County | 4 | Average Weekday | CAISO | 1-in-2 | 2028 | 21 |  |  |  | 61.2285 | 1
| Zone | South Orange County | 4 | Average Weekday | CAISO | 1-in-2 | 2028 | 22 |  |  |  | 59.8791 | 1
| Zone | South Orange County | 4 | Average Weekday | CAISO | 1-in-2 | 2028 | 23 |  |  |  | 59.0831 | 1
| Zone | South Orange County | 4 | Average Weekday | CAISO | 1-in-2 | 2028 | 24 |  |  |  | 58.4114 | 1
| Zone | South Orange County | 4 | Monthly System Peak Day | CAISO | 1-in-2 | 2028 | 1 |  |  |  | 60.9856 | 1
| Zone | South Orange County | 4 | Monthly System Peak Day | CAISO | 1-in-2 | 2028 | 2 |  |  |  | 60.3644 | 1
| Zone | South Orange County | 4 | Monthly System Peak Day | CAISO | 1-in-2 | 2028 | 3 |  |  |  | 59.8667 | 1
| Zone | South Orange County | 4 | Monthly System Peak Day | CAISO | 1-in-2 | 2028 | 4 |  |  |  | 59.3933 | 1
| Zone | South Orange County | 4 | Monthly System Peak Day | CAISO | 1-in-2 | 2028 | 5 |  |  |  | 58.7844 | 1
| Zone | South Orange County | 4 | Monthly System Peak Day | CAISO | 1-in-2 | 2028 | 6 |  |  |  | 58.2233 | 1
| Zone | South Orange County | 4 | Monthly System Peak Day | CAISO | 1-in-2 | 2028 | 7 |  |  |  | 57.7611 | 1
| Zone | South Orange County | 4 | Monthly System Peak Day | CAISO | 1-in-2 | 2028 | 8 |  |  |  | 57.6967 | 1
| Zone | South Orange County | 4 | Monthly System Peak Day | CAISO | 1-in-2 | 2028 | 9 |  |  |  | 59.2222 | 1
| Zone | South Orange County | 4 | Monthly System Peak Day | CAISO | 1-in-2 | 2028 | 10 |  |  |  | 62.6233 | 1
| Zone | South Orange County | 4 | Monthly System Peak Day | CAISO | 1-in-2 | 2028 | 11 |  |  |  | 66.4189 | 1
| Zone | South Orange County | 4 | Monthly System Peak Day | CAISO | 1-in-2 | 2028 | 12 |  |  |  | 69.7144 | 1
| Zone | South Orange County | 4 | Monthly System Peak Day | CAISO | 1-in-2 | 2028 | 13 |  |  |  | 72.6222 | 1
| Zone | South Orange County | 4 | Monthly System Peak Day | CAISO | 1-in-2 | 2028 | 14 |  |  |  | 74.9089 | 1
| Zone | South Orange County | 4 | Monthly System Peak Day | CAISO | 1-in-2 | 2028 | 15 |  |  |  | 76.0922 | 1
| Zone | South Orange County | 4 | Monthly System Peak Day | CAISO | 1-in-2 | 2028 | 16 |  |  |  | 74.5211 | 1
| Zone | South Orange County | 4 | Monthly System Peak Day | CAISO | 1-in-2 | 2028 | 17 |  |  |  | 73.2733 | 1
| Zone | South Orange County | 4 | Monthly System Peak Day | CAISO | 1-in-2 | 2028 | 18 |  |  |  | 73.5622 | 1
| Zone | South Orange County | 4 | Monthly System Peak Day | CAISO | 1-in-2 | 2028 | 19 |  |  |  | 73.9711 | 1
| Zone | South Orange County | 4 | Monthly System Peak Day | CAISO | 1-in-2 | 2028 | 20 |  |  |  | 71.6867 | 1
| Zone | South Orange County | 4 | Monthly System Peak Day | CAISO | 1-in-2 | 2028 | 21 |  |  |  | 67.8956 | 1
| Zone | South Orange County | 4 | Monthly System Peak Day | CAISO | 1-in-2 | 2028 | 22 |  |  |  | 64.0289 | 1
| Zone | South Orange County | 4 | Monthly System Peak Day | CAISO | 1-in-2 | 2028 | 23 |  |  |  | 62.0711 | 1
| Zone | South Orange County | 4 | Monthly System Peak Day | CAISO | 1-in-2 | 2028 | 24 |  |  |  | 61.2367 | 1
| Zone | South Orange County | 5 | Average Weekday | CAISO | 1-in-2 | 2028 | 1 |  |  |  | 60.4714 | 1
| Zone | South Orange County | 5 | Average Weekday | CAISO | 1-in-2 | 2028 | 2 |  |  |  | 60.1578 | 1
| Zone | South Orange County | 5 | Average Weekday | CAISO | 1-in-2 | 2028 | 3 |  |  |  | 59.9098 | 1
| Zone | South Orange County | 5 | Average Weekday | CAISO | 1-in-2 | 2028 | 4 |  |  |  | 59.6602 | 1
| Zone | South Orange County | 5 | Average Weekday | CAISO | 1-in-2 | 2028 | 5 |  |  |  | 59.4343 | 1
| Zone | South Orange County | 5 | Average Weekday | CAISO | 1-in-2 | 2028 | 6 |  |  |  | 59.2257 | 1
| Zone | South Orange County | 5 | Average Weekday | CAISO | 1-in-2 | 2028 | 7 |  |  |  | 59.0737 | 1
| Zone | South Orange County | 5 | Average Weekday | CAISO | 1-in-2 | 2028 | 8 |  |  |  | 59.2193 | 1
| Zone | South Orange County | 5 | Average Weekday | CAISO | 1-in-2 | 2028 | 9 |  |  |  | 60.1784 | 1
| Zone | South Orange County | 5 | Average Weekday | CAISO | 1-in-2 | 2028 | 10 |  |  |  | 61.5476 | 1
| Zone | South Orange County | 5 | Average Weekday | CAISO | 1-in-2 | 2028 | 11 |  |  |  | 63.2339 | 1
| Zone | South Orange County | 5 | Average Weekday | CAISO | 1-in-2 | 2028 | 12 |  |  |  | 64.809 | 1
| Zone | South Orange County | 5 | Average Weekday | CAISO | 1-in-2 | 2028 | 13 |  |  |  | 65.8807 | 1
| Zone | South Orange County | 5 | Average Weekday | CAISO | 1-in-2 | 2028 | 14 |  |  |  | 66.6581 | 1
| Zone | South Orange County | 5 | Average Weekday | CAISO | 1-in-2 | 2028 | 15 |  |  |  | 67.4139 | 1
| Zone | South Orange County | 5 | Average Weekday | CAISO | 1-in-2 | 2028 | 16 |  |  |  | 67.7208 | 1
| Zone | South Orange County | 5 | Average Weekday | CAISO | 1-in-2 | 2028 | 17 |  |  |  | 67.6767 | 1
| Zone | South Orange County | 5 | Average Weekday | CAISO | 1-in-2 | 2028 | 18 |  |  |  | 67.1896 | 1
| Zone | South Orange County | 5 | Average Weekday | CAISO | 1-in-2 | 2028 | 19 |  |  |  | 66.193 | 1
| Zone | South Orange County | 5 | Average Weekday | CAISO | 1-in-2 | 2028 | 20 |  |  |  | 64.6476 | 1
| Zone | South Orange County | 5 | Average Weekday | CAISO | 1-in-2 | 2028 | 21 |  |  |  | 62.7824 | 1
| Zone | South Orange County | 5 | Average Weekday | CAISO | 1-in-2 | 2028 | 22 |  |  |  | 61.6101 | 1
| Zone | South Orange County | 5 | Average Weekday | CAISO | 1-in-2 | 2028 | 23 |  |  |  | 61.087 | 1
| Zone | South Orange County | 5 | Average Weekday | CAISO | 1-in-2 | 2028 | 24 |  |  |  | 60.8122 | 1
| Zone | South Orange County | 5 | Monthly System Peak Day | CAISO | 1-in-2 | 2028 | 1 |  |  |  | 63.0922 | 1
| Zone | South Orange County | 5 | Monthly System Peak Day | CAISO | 1-in-2 | 2028 | 2 |  |  |  | 62.1656 | 1
| Zone | South Orange County | 5 | Monthly System Peak Day | CAISO | 1-in-2 | 2028 | 3 |  |  |  | 61.4756 | 1
| Zone | South Orange County | 5 | Monthly System Peak Day | CAISO | 1-in-2 | 2028 | 4 |  |  |  | 60.66 | 1
| Zone | South Orange County | 5 | Monthly System Peak Day | CAISO | 1-in-2 | 2028 | 5 |  |  |  | 59.6478 | 1
| Zone | South Orange County | 5 | Monthly System Peak Day | CAISO | 1-in-2 | 2028 | 6 |  |  |  | 59.2556 | 1
| Zone | South Orange County | 5 | Monthly System Peak Day | CAISO | 1-in-2 | 2028 | 7 |  |  |  | 59.1878 | 1
| Zone | South Orange County | 5 | Monthly System Peak Day | CAISO | 1-in-2 | 2028 | 8 |  |  |  | 59.5244 | 1
| Zone | South Orange County | 5 | Monthly System Peak Day | CAISO | 1-in-2 | 2028 | 9 |  |  |  | 61.2822 | 1
| Zone | South Orange County | 5 | Monthly System Peak Day | CAISO | 1-in-2 | 2028 | 10 |  |  |  | 64.5656 | 1
| Zone | South Orange County | 5 | Monthly System Peak Day | CAISO | 1-in-2 | 2028 | 11 |  |  |  | 69.2133 | 1
| Zone | South Orange County | 5 | Monthly System Peak Day | CAISO | 1-in-2 | 2028 | 12 |  |  |  | 73.2611 | 1
| Zone | South Orange County | 5 | Monthly System Peak Day | CAISO | 1-in-2 | 2028 | 13 |  |  |  | 74.6911 | 1
| Zone | South Orange County | 5 | Monthly System Peak Day | CAISO | 1-in-2 | 2028 | 14 |  |  |  | 75.6356 | 1
| Zone | South Orange County | 5 | Monthly System Peak Day | CAISO | 1-in-2 | 2028 | 15 |  |  |  | 77.08 | 1
| Zone | South Orange County | 5 | Monthly System Peak Day | CAISO | 1-in-2 | 2028 | 16 |  |  |  | 78.5444 | 1
| Zone | South Orange County | 5 | Monthly System Peak Day | CAISO | 1-in-2 | 2028 | 17 |  |  |  | 78.7333 | 1
| Zone | South Orange County | 5 | Monthly System Peak Day | CAISO | 1-in-2 | 2028 | 18 |  |  |  | 77.5444 | 1
| Zone | South Orange County | 5 | Monthly System Peak Day | CAISO | 1-in-2 | 2028 | 19 |  |  |  | 74.7956 | 1
| Zone | South Orange County | 5 | Monthly System Peak Day | CAISO | 1-in-2 | 2028 | 20 |  |  |  | 71.7133 | 1
| Zone | South Orange County | 5 | Monthly System Peak Day | CAISO | 1-in-2 | 2028 | 21 |  |  |  | 68.6389 | 1
| Zone | South Orange County | 5 | Monthly System Peak Day | CAISO | 1-in-2 | 2028 | 22 |  |  |  | 66.3122 | 1
| Zone | South Orange County | 5 | Monthly System Peak Day | CAISO | 1-in-2 | 2028 | 23 |  |  |  | 65.4756 | 1
| Zone | South Orange County | 5 | Monthly System Peak Day | CAISO | 1-in-2 | 2028 | 24 |  |  |  | 62.8378 | 1
| Zone | South Orange County | 6 | Average Weekday | CAISO | 1-in-2 | 2028 | 1 |  |  |  | 63.2201 | 1
| Zone | South Orange County | 6 | Average Weekday | CAISO | 1-in-2 | 2028 | 2 |  |  |  | 62.9028 | 1
| Zone | South Orange County | 6 | Average Weekday | CAISO | 1-in-2 | 2028 | 3 |  |  |  | 62.638 | 1
| Zone | South Orange County | 6 | Average Weekday | CAISO | 1-in-2 | 2028 | 4 |  |  |  | 62.3707 | 1
| Zone | South Orange County | 6 | Average Weekday | CAISO | 1-in-2 | 2028 | 5 |  |  |  | 62.2104 | 1
| Zone | South Orange County | 6 | Average Weekday | CAISO | 1-in-2 | 2028 | 6 |  |  |  | 62.0573 | 1
| Zone | South Orange County | 6 | Average Weekday | CAISO | 1-in-2 | 2028 | 7 |  |  |  | 61.9467 | 1
| Zone | South Orange County | 6 | Average Weekday | CAISO | 1-in-2 | 2028 | 8 |  |  |  | 62.2274 | 1
| Zone | South Orange County | 6 | Average Weekday | CAISO | 1-in-2 | 2028 | 9 |  |  |  | 63.2907 | 1
| Zone | South Orange County | 6 | Average Weekday | CAISO | 1-in-2 | 2028 | 10 |  |  |  | 64.8738 | 1
| Zone | South Orange County | 6 | Average Weekday | CAISO | 1-in-2 | 2028 | 11 |  |  |  | 66.8967 | 1
| Zone | South Orange County | 6 | Average Weekday | CAISO | 1-in-2 | 2028 | 12 |  |  |  | 68.6847 | 1
| Zone | South Orange County | 6 | Average Weekday | CAISO | 1-in-2 | 2028 | 13 |  |  |  | 69.7499 | 1
| Zone | South Orange County | 6 | Average Weekday | CAISO | 1-in-2 | 2028 | 14 |  |  |  | 70.2175 | 1
| Zone | South Orange County | 6 | Average Weekday | CAISO | 1-in-2 | 2028 | 15 |  |  |  | 70.7634 | 1
| Zone | South Orange County | 6 | Average Weekday | CAISO | 1-in-2 | 2028 | 16 |  |  |  | 71.3779 | 1
| Zone | South Orange County | 6 | Average Weekday | CAISO | 1-in-2 | 2028 | 17 |  |  |  | 71.6339 | 1
| Zone | South Orange County | 6 | Average Weekday | CAISO | 1-in-2 | 2028 | 18 |  |  |  | 71.201 | 1
| Zone | South Orange County | 6 | Average Weekday | CAISO | 1-in-2 | 2028 | 19 |  |  |  | 70.3962 | 1
| Zone | South Orange County | 6 | Average Weekday | CAISO | 1-in-2 | 2028 | 20 |  |  |  | 68.8645 | 1
| Zone | South Orange County | 6 | Average Weekday | CAISO | 1-in-2 | 2028 | 21 |  |  |  | 66.8008 | 1
| Zone | South Orange County | 6 | Average Weekday | CAISO | 1-in-2 | 2028 | 22 |  |  |  | 64.8621 | 1
| Zone | South Orange County | 6 | Average Weekday | CAISO | 1-in-2 | 2028 | 23 |  |  |  | 64.1087 | 1
| Zone | South Orange County | 6 | Average Weekday | CAISO | 1-in-2 | 2028 | 24 |  |  |  | 63.6586 | 1
| Zone | South Orange County | 6 | Monthly System Peak Day | CAISO | 1-in-2 | 2028 | 1 |  |  |  | 63.42 | 1
| Zone | South Orange County | 6 | Monthly System Peak Day | CAISO | 1-in-2 | 2028 | 2 |  |  |  | 62.9256 | 1
| Zone | South Orange County | 6 | Monthly System Peak Day | CAISO | 1-in-2 | 2028 | 3 |  |  |  | 62.5033 | 1
| Zone | South Orange County | 6 | Monthly System Peak Day | CAISO | 1-in-2 | 2028 | 4 |  |  |  | 61.8978 | 1
| Zone | South Orange County | 6 | Monthly System Peak Day | CAISO | 1-in-2 | 2028 | 5 |  |  |  | 61.5378 | 1
| Zone | South Orange County | 6 | Monthly System Peak Day | CAISO | 1-in-2 | 2028 | 6 |  |  |  | 61.5411 | 1
| Zone | South Orange County | 6 | Monthly System Peak Day | CAISO | 1-in-2 | 2028 | 7 |  |  |  | 61.3322 | 1
| Zone | South Orange County | 6 | Monthly System Peak Day | CAISO | 1-in-2 | 2028 | 8 |  |  |  | 61.6956 | 1
| Zone | South Orange County | 6 | Monthly System Peak Day | CAISO | 1-in-2 | 2028 | 9 |  |  |  | 63.0111 | 1
| Zone | South Orange County | 6 | Monthly System Peak Day | CAISO | 1-in-2 | 2028 | 10 |  |  |  | 65.0511 | 1
| Zone | South Orange County | 6 | Monthly System Peak Day | CAISO | 1-in-2 | 2028 | 11 |  |  |  | 67.0778 | 1
| Zone | South Orange County | 6 | Monthly System Peak Day | CAISO | 1-in-2 | 2028 | 12 |  |  |  | 68.9356 | 1
| Zone | South Orange County | 6 | Monthly System Peak Day | CAISO | 1-in-2 | 2028 | 13 |  |  |  | 70.85 | 1
| Zone | South Orange County | 6 | Monthly System Peak Day | CAISO | 1-in-2 | 2028 | 14 |  |  |  | 73.0556 | 1
| Zone | South Orange County | 6 | Monthly System Peak Day | CAISO | 1-in-2 | 2028 | 15 |  |  |  | 74.4778 | 1
| Zone | South Orange County | 6 | Monthly System Peak Day | CAISO | 1-in-2 | 2028 | 16 |  |  |  | 74.8333 | 1
| Zone | South Orange County | 6 | Monthly System Peak Day | CAISO | 1-in-2 | 2028 | 17 |  |  |  | 74.6111 | 1
| Zone | South Orange County | 6 | Monthly System Peak Day | CAISO | 1-in-2 | 2028 | 18 |  |  |  | 73.9222 | 1
| Zone | South Orange County | 6 | Monthly System Peak Day | CAISO | 1-in-2 | 2028 | 19 |  |  |  | 73.2 | 1
| Zone | South Orange County | 6 | Monthly System Peak Day | CAISO | 1-in-2 | 2028 | 20 |  |  |  | 71.2356 | 1
| Zone | South Orange County | 6 | Monthly System Peak Day | CAISO | 1-in-2 | 2028 | 21 |  |  |  | 68.3844 | 1
| Zone | South Orange County | 6 | Monthly System Peak Day | CAISO | 1-in-2 | 2028 | 22 |  |  |  | 65.5289 | 1
| Zone | South Orange County | 6 | Monthly System Peak Day | CAISO | 1-in-2 | 2028 | 23 |  |  |  | 64.0489 | 1
| Zone | South Orange County | 6 | Monthly System Peak Day | CAISO | 1-in-2 | 2028 | 24 |  |  |  | 63.3067 | 1
| Zone | South Orange County | 7 | Average Weekday | CAISO | 1-in-2 | 2028 | 1 |  |  |  | 66.4002 | 1
| Zone | South Orange County | 7 | Average Weekday | CAISO | 1-in-2 | 2028 | 2 |  |  |  | 66.1068 | 1
| Zone | South Orange County | 7 | Average Weekday | CAISO | 1-in-2 | 2028 | 3 |  |  |  | 65.8268 | 1
| Zone | South Orange County | 7 | Average Weekday | CAISO | 1-in-2 | 2028 | 4 |  |  |  | 65.5226 | 1
| Zone | South Orange County | 7 | Average Weekday | CAISO | 1-in-2 | 2028 | 5 |  |  |  | 65.3042 | 1
| Zone | South Orange County | 7 | Average Weekday | CAISO | 1-in-2 | 2028 | 6 |  |  |  | 65.0663 | 1
| Zone | South Orange County | 7 | Average Weekday | CAISO | 1-in-2 | 2028 | 7 |  |  |  | 64.9529 | 1
| Zone | South Orange County | 7 | Average Weekday | CAISO | 1-in-2 | 2028 | 8 |  |  |  | 65.3477 | 1
| Zone | South Orange County | 7 | Average Weekday | CAISO | 1-in-2 | 2028 | 9 |  |  |  | 66.7598 | 1
| Zone | South Orange County | 7 | Average Weekday | CAISO | 1-in-2 | 2028 | 10 |  |  |  | 68.6621 | 1
| Zone | South Orange County | 7 | Average Weekday | CAISO | 1-in-2 | 2028 | 11 |  |  |  | 70.82 | 1
| Zone | South Orange County | 7 | Average Weekday | CAISO | 1-in-2 | 2028 | 12 |  |  |  | 72.7892 | 1
| Zone | South Orange County | 7 | Average Weekday | CAISO | 1-in-2 | 2028 | 13 |  |  |  | 73.936 | 1
| Zone | South Orange County | 7 | Average Weekday | CAISO | 1-in-2 | 2028 | 14 |  |  |  | 74.2985 | 1
| Zone | South Orange County | 7 | Average Weekday | CAISO | 1-in-2 | 2028 | 15 |  |  |  | 75.1656 | 1
| Zone | South Orange County | 7 | Average Weekday | CAISO | 1-in-2 | 2028 | 16 |  |  |  | 75.3757 | 1
| Zone | South Orange County | 7 | Average Weekday | CAISO | 1-in-2 | 2028 | 17 |  |  |  | 75.5332 | 1
| Zone | South Orange County | 7 | Average Weekday | CAISO | 1-in-2 | 2028 | 18 |  |  |  | 75.0031 | 1
| Zone | South Orange County | 7 | Average Weekday | CAISO | 1-in-2 | 2028 | 19 |  |  |  | 73.9945 | 1
| Zone | South Orange County | 7 | Average Weekday | CAISO | 1-in-2 | 2028 | 20 |  |  |  | 72.6964 | 1
| Zone | South Orange County | 7 | Average Weekday | CAISO | 1-in-2 | 2028 | 21 |  |  |  | 70.461 | 1
| Zone | South Orange County | 7 | Average Weekday | CAISO | 1-in-2 | 2028 | 22 |  |  |  | 68.3221 | 1
| Zone | South Orange County | 7 | Average Weekday | CAISO | 1-in-2 | 2028 | 23 |  |  |  | 67.3934 | 1
| Zone | South Orange County | 7 | Average Weekday | CAISO | 1-in-2 | 2028 | 24 |  |  |  | 66.8977 | 1
| Zone | South Orange County | 7 | Monthly System Peak Day | CAISO | 1-in-2 | 2028 | 1 |  |  |  | 68.6744 | 1
| Zone | South Orange County | 7 | Monthly System Peak Day | CAISO | 1-in-2 | 2028 | 2 |  |  |  | 68.3267 | 1
| Zone | South Orange County | 7 | Monthly System Peak Day | CAISO | 1-in-2 | 2028 | 3 |  |  |  | 68.21 | 1
| Zone | South Orange County | 7 | Monthly System Peak Day | CAISO | 1-in-2 | 2028 | 4 |  |  |  | 68.0378 | 1
| Zone | South Orange County | 7 | Monthly System Peak Day | CAISO | 1-in-2 | 2028 | 5 |  |  |  | 67.7189 | 1
| Zone | South Orange County | 7 | Monthly System Peak Day | CAISO | 1-in-2 | 2028 | 6 |  |  |  | 67.4567 | 1
| Zone | South Orange County | 7 | Monthly System Peak Day | CAISO | 1-in-2 | 2028 | 7 |  |  |  | 67.2422 | 1
| Zone | South Orange County | 7 | Monthly System Peak Day | CAISO | 1-in-2 | 2028 | 8 |  |  |  | 67.4778 | 1
| Zone | South Orange County | 7 | Monthly System Peak Day | CAISO | 1-in-2 | 2028 | 9 |  |  |  | 69.6967 | 1
| Zone | South Orange County | 7 | Monthly System Peak Day | CAISO | 1-in-2 | 2028 | 10 |  |  |  | 73.5222 | 1
| Zone | South Orange County | 7 | Monthly System Peak Day | CAISO | 1-in-2 | 2028 | 11 |  |  |  | 77.4333 | 1
| Zone | South Orange County | 7 | Monthly System Peak Day | CAISO | 1-in-2 | 2028 | 12 |  |  |  | 80.3778 | 1
| Zone | South Orange County | 7 | Monthly System Peak Day | CAISO | 1-in-2 | 2028 | 13 |  |  |  | 81.0444 | 1
| Zone | South Orange County | 7 | Monthly System Peak Day | CAISO | 1-in-2 | 2028 | 14 |  |  |  | 81.5667 | 1
| Zone | South Orange County | 7 | Monthly System Peak Day | CAISO | 1-in-2 | 2028 | 15 |  |  |  | 81.6778 | 1
| Zone | South Orange County | 7 | Monthly System Peak Day | CAISO | 1-in-2 | 2028 | 16 |  |  |  | 81.3556 | 1
| Zone | South Orange County | 7 | Monthly System Peak Day | CAISO | 1-in-2 | 2028 | 17 |  |  |  | 81.6778 | 1
| Zone | South Orange County | 7 | Monthly System Peak Day | CAISO | 1-in-2 | 2028 | 18 |  |  |  | 81.9556 | 1
| Zone | South Orange County | 7 | Monthly System Peak Day | CAISO | 1-in-2 | 2028 | 19 |  |  |  | 80.9111 | 1
| Zone | South Orange County | 7 | Monthly System Peak Day | CAISO | 1-in-2 | 2028 | 20 |  |  |  | 78.6111 | 1
| Zone | South Orange County | 7 | Monthly System Peak Day | CAISO | 1-in-2 | 2028 | 21 |  |  |  | 77.6667 | 1
| Zone | South Orange County | 7 | Monthly System Peak Day | CAISO | 1-in-2 | 2028 | 22 |  |  |  | 74.9111 | 1
| Zone | South Orange County | 7 | Monthly System Peak Day | CAISO | 1-in-2 | 2028 | 23 |  |  |  | 72.9689 | 1
| Zone | South Orange County | 7 | Monthly System Peak Day | CAISO | 1-in-2 | 2028 | 24 |  |  |  | 71.8667 | 1
| Zone | South Orange County | 8 | Average Weekday | CAISO | 1-in-2 | 2028 | 1 |  |  |  | 67.8148 | 1
| Zone | South Orange County | 8 | Average Weekday | CAISO | 1-in-2 | 2028 | 2 |  |  |  | 67.3859 | 1
| Zone | South Orange County | 8 | Average Weekday | CAISO | 1-in-2 | 2028 | 3 |  |  |  | 67.0598 | 1
| Zone | South Orange County | 8 | Average Weekday | CAISO | 1-in-2 | 2028 | 4 |  |  |  | 66.7292 | 1
| Zone | South Orange County | 8 | Average Weekday | CAISO | 1-in-2 | 2028 | 5 |  |  |  | 66.3823 | 1
| Zone | South Orange County | 8 | Average Weekday | CAISO | 1-in-2 | 2028 | 6 |  |  |  | 66.1019 | 1
| Zone | South Orange County | 8 | Average Weekday | CAISO | 1-in-2 | 2028 | 7 |  |  |  | 65.9604 | 1
| Zone | South Orange County | 8 | Average Weekday | CAISO | 1-in-2 | 2028 | 8 |  |  |  | 66.1177 | 1
| Zone | South Orange County | 8 | Average Weekday | CAISO | 1-in-2 | 2028 | 9 |  |  |  | 67.3343 | 1
| Zone | South Orange County | 8 | Average Weekday | CAISO | 1-in-2 | 2028 | 10 |  |  |  | 69.3146 | 1
| Zone | South Orange County | 8 | Average Weekday | CAISO | 1-in-2 | 2028 | 11 |  |  |  | 72.0113 | 1
| Zone | South Orange County | 8 | Average Weekday | CAISO | 1-in-2 | 2028 | 12 |  |  |  | 74.6335 | 1
| Zone | South Orange County | 8 | Average Weekday | CAISO | 1-in-2 | 2028 | 13 |  |  |  | 75.7629 | 1
| Zone | South Orange County | 8 | Average Weekday | CAISO | 1-in-2 | 2028 | 14 |  |  |  | 76.6644 | 1
| Zone | South Orange County | 8 | Average Weekday | CAISO | 1-in-2 | 2028 | 15 |  |  |  | 77.4824 | 1
| Zone | South Orange County | 8 | Average Weekday | CAISO | 1-in-2 | 2028 | 16 |  |  |  | 77.8866 | 1
| Zone | South Orange County | 8 | Average Weekday | CAISO | 1-in-2 | 2028 | 17 |  |  |  | 78.0986 | 1
| Zone | South Orange County | 8 | Average Weekday | CAISO | 1-in-2 | 2028 | 18 |  |  |  | 77.5193 | 1
| Zone | South Orange County | 8 | Average Weekday | CAISO | 1-in-2 | 2028 | 19 |  |  |  | 76.4611 | 1
| Zone | South Orange County | 8 | Average Weekday | CAISO | 1-in-2 | 2028 | 20 |  |  |  | 74.6475 | 1
| Zone | South Orange County | 8 | Average Weekday | CAISO | 1-in-2 | 2028 | 21 |  |  |  | 71.7865 | 1
| Zone | South Orange County | 8 | Average Weekday | CAISO | 1-in-2 | 2028 | 22 |  |  |  | 69.784 | 1
| Zone | South Orange County | 8 | Average Weekday | CAISO | 1-in-2 | 2028 | 23 |  |  |  | 68.9044 | 1
| Zone | South Orange County | 8 | Average Weekday | CAISO | 1-in-2 | 2028 | 24 |  |  |  | 68.3345 | 1
| Zone | South Orange County | 8 | Monthly System Peak Day | CAISO | 1-in-2 | 2028 | 1 |  |  |  | 73.9111 | 1
| Zone | South Orange County | 8 | Monthly System Peak Day | CAISO | 1-in-2 | 2028 | 2 |  |  |  | 73.3667 | 1
| Zone | South Orange County | 8 | Monthly System Peak Day | CAISO | 1-in-2 | 2028 | 3 |  |  |  | 73.0444 | 1
| Zone | South Orange County | 8 | Monthly System Peak Day | CAISO | 1-in-2 | 2028 | 4 |  |  |  | 72.3778 | 1
| Zone | South Orange County | 8 | Monthly System Peak Day | CAISO | 1-in-2 | 2028 | 5 |  |  |  | 72.1667 | 1
| Zone | South Orange County | 8 | Monthly System Peak Day | CAISO | 1-in-2 | 2028 | 6 |  |  |  | 71.8511 | 1
| Zone | South Orange County | 8 | Monthly System Peak Day | CAISO | 1-in-2 | 2028 | 7 |  |  |  | 71.7222 | 1
| Zone | South Orange County | 8 | Monthly System Peak Day | CAISO | 1-in-2 | 2028 | 8 |  |  |  | 72.0378 | 1
| Zone | South Orange County | 8 | Monthly System Peak Day | CAISO | 1-in-2 | 2028 | 9 |  |  |  | 73.9444 | 1
| Zone | South Orange County | 8 | Monthly System Peak Day | CAISO | 1-in-2 | 2028 | 10 |  |  |  | 77.5556 | 1
| Zone | South Orange County | 8 | Monthly System Peak Day | CAISO | 1-in-2 | 2028 | 11 |  |  |  | 81.5111 | 1
| Zone | South Orange County | 8 | Monthly System Peak Day | CAISO | 1-in-2 | 2028 | 12 |  |  |  | 85.2667 | 1
| Zone | South Orange County | 8 | Monthly System Peak Day | CAISO | 1-in-2 | 2028 | 13 |  |  |  | 85.7333 | 1
| Zone | South Orange County | 8 | Monthly System Peak Day | CAISO | 1-in-2 | 2028 | 14 |  |  |  | 85.9444 | 1
| Zone | South Orange County | 8 | Monthly System Peak Day | CAISO | 1-in-2 | 2028 | 15 |  |  |  | 85.9444 | 1
| Zone | South Orange County | 8 | Monthly System Peak Day | CAISO | 1-in-2 | 2028 | 16 |  |  |  | 86.1111 | 1
| Zone | South Orange County | 8 | Monthly System Peak Day | CAISO | 1-in-2 | 2028 | 17 |  |  |  | 85.3444 | 1
| Zone | South Orange County | 8 | Monthly System Peak Day | CAISO | 1-in-2 | 2028 | 18 |  |  |  | 83.5778 | 1
| Zone | South Orange County | 8 | Monthly System Peak Day | CAISO | 1-in-2 | 2028 | 19 |  |  |  | 82.7556 | 1
| Zone | South Orange County | 8 | Monthly System Peak Day | CAISO | 1-in-2 | 2028 | 20 |  |  |  | 81.2222 | 1
| Zone | South Orange County | 8 | Monthly System Peak Day | CAISO | 1-in-2 | 2028 | 21 |  |  |  | 78.4889 | 1
| Zone | South Orange County | 8 | Monthly System Peak Day | CAISO | 1-in-2 | 2028 | 22 |  |  |  | 76.8778 | 1
| Zone | South Orange County | 8 | Monthly System Peak Day | CAISO | 1-in-2 | 2028 | 23 |  |  |  | 76.2333 | 1
| Zone | South Orange County | 8 | Monthly System Peak Day | CAISO | 1-in-2 | 2028 | 24 |  |  |  | 75.7333 | 1
| Zone | South Orange County | 8 | Typical Event Day | CAISO | 1-in-2 | 2028 | 1 |  |  |  | 69.9036 | 1
| Zone | South Orange County | 8 | Typical Event Day | CAISO | 1-in-2 | 2028 | 2 |  |  |  | 69.3875 | 1
| Zone | South Orange County | 8 | Typical Event Day | CAISO | 1-in-2 | 2028 | 3 |  |  |  | 69.0728 | 1
| Zone | South Orange County | 8 | Typical Event Day | CAISO | 1-in-2 | 2028 | 4 |  |  |  | 68.5572 | 1
| Zone | South Orange County | 8 | Typical Event Day | CAISO | 1-in-2 | 2028 | 5 |  |  |  | 68.1842 | 1
| Zone | South Orange County | 8 | Typical Event Day | CAISO | 1-in-2 | 2028 | 6 |  |  |  | 67.9667 | 1
| Zone | South Orange County | 8 | Typical Event Day | CAISO | 1-in-2 | 2028 | 7 |  |  |  | 67.9464 | 1
| Zone | South Orange County | 8 | Typical Event Day | CAISO | 1-in-2 | 2028 | 8 |  |  |  | 68.4089 | 1
| Zone | South Orange County | 8 | Typical Event Day | CAISO | 1-in-2 | 2028 | 9 |  |  |  | 70.0742 | 1
| Zone | South Orange County | 8 | Typical Event Day | CAISO | 1-in-2 | 2028 | 10 |  |  |  | 73.5322 | 1
| Zone | South Orange County | 8 | Typical Event Day | CAISO | 1-in-2 | 2028 | 11 |  |  |  | 77.6611 | 1
| Zone | South Orange County | 8 | Typical Event Day | CAISO | 1-in-2 | 2028 | 12 |  |  |  | 81.2061 | 1
| Zone | South Orange County | 8 | Typical Event Day | CAISO | 1-in-2 | 2028 | 13 |  |  |  | 82.4958 | 1
| Zone | South Orange County | 8 | Typical Event Day | CAISO | 1-in-2 | 2028 | 14 |  |  |  | 83.3417 | 1
| Zone | South Orange County | 8 | Typical Event Day | CAISO | 1-in-2 | 2028 | 15 |  |  |  | 83.7194 | 1
| Zone | South Orange County | 8 | Typical Event Day | CAISO | 1-in-2 | 2028 | 16 |  |  |  | 83.7083 | 1
| Zone | South Orange County | 8 | Typical Event Day | CAISO | 1-in-2 | 2028 | 17 |  |  |  | 83.5806 | 1
| Zone | South Orange County | 8 | Typical Event Day | CAISO | 1-in-2 | 2028 | 18 |  |  |  | 82.6611 | 1
| Zone | South Orange County | 8 | Typical Event Day | CAISO | 1-in-2 | 2028 | 19 |  |  |  | 81.5 | 1
| Zone | South Orange County | 8 | Typical Event Day | CAISO | 1-in-2 | 2028 | 20 |  |  |  | 79.7478 | 1
| Zone | South Orange County | 8 | Typical Event Day | CAISO | 1-in-2 | 2028 | 21 |  |  |  | 77.6322 | 1
| Zone | South Orange County | 8 | Typical Event Day | CAISO | 1-in-2 | 2028 | 22 |  |  |  | 75.2183 | 1
| Zone | South Orange County | 8 | Typical Event Day | CAISO | 1-in-2 | 2028 | 23 |  |  |  | 73.6406 | 1
| Zone | South Orange County | 8 | Typical Event Day | CAISO | 1-in-2 | 2028 | 24 |  |  |  | 72.4406 | 1
| Zone | South Orange County | 9 | Average Weekday | CAISO | 1-in-2 | 2028 | 1 |  |  |  | 67.4531 | 1
| Zone | South Orange County | 9 | Average Weekday | CAISO | 1-in-2 | 2028 | 2 |  |  |  | 67.0066 | 1
| Zone | South Orange County | 9 | Average Weekday | CAISO | 1-in-2 | 2028 | 3 |  |  |  | 66.6201 | 1
| Zone | South Orange County | 9 | Average Weekday | CAISO | 1-in-2 | 2028 | 4 |  |  |  | 66.3025 | 1
| Zone | South Orange County | 9 | Average Weekday | CAISO | 1-in-2 | 2028 | 5 |  |  |  | 66.0021 | 1
| Zone | South Orange County | 9 | Average Weekday | CAISO | 1-in-2 | 2028 | 6 |  |  |  | 65.7589 | 1
| Zone | South Orange County | 9 | Average Weekday | CAISO | 1-in-2 | 2028 | 7 |  |  |  | 65.6209 | 1
| Zone | South Orange County | 9 | Average Weekday | CAISO | 1-in-2 | 2028 | 8 |  |  |  | 65.6795 | 1
| Zone | South Orange County | 9 | Average Weekday | CAISO | 1-in-2 | 2028 | 9 |  |  |  | 66.3764 | 1
| Zone | South Orange County | 9 | Average Weekday | CAISO | 1-in-2 | 2028 | 10 |  |  |  | 68.2215 | 1
| Zone | South Orange County | 9 | Average Weekday | CAISO | 1-in-2 | 2028 | 11 |  |  |  | 70.6854 | 1
| Zone | South Orange County | 9 | Average Weekday | CAISO | 1-in-2 | 2028 | 12 |  |  |  | 73.3405 | 1
| Zone | South Orange County | 9 | Average Weekday | CAISO | 1-in-2 | 2028 | 13 |  |  |  | 75.0256 | 1
| Zone | South Orange County | 9 | Average Weekday | CAISO | 1-in-2 | 2028 | 14 |  |  |  | 76.2442 | 1
| Zone | South Orange County | 9 | Average Weekday | CAISO | 1-in-2 | 2028 | 15 |  |  |  | 76.8128 | 1
| Zone | South Orange County | 9 | Average Weekday | CAISO | 1-in-2 | 2028 | 16 |  |  |  | 76.8726 | 1
| Zone | South Orange County | 9 | Average Weekday | CAISO | 1-in-2 | 2028 | 17 |  |  |  | 76.7772 | 1
| Zone | South Orange County | 9 | Average Weekday | CAISO | 1-in-2 | 2028 | 18 |  |  |  | 76.1004 | 1
| Zone | South Orange County | 9 | Average Weekday | CAISO | 1-in-2 | 2028 | 19 |  |  |  | 74.6882 | 1
| Zone | South Orange County | 9 | Average Weekday | CAISO | 1-in-2 | 2028 | 20 |  |  |  | 72.4983 | 1
| Zone | South Orange County | 9 | Average Weekday | CAISO | 1-in-2 | 2028 | 21 |  |  |  | 70.4811 | 1
| Zone | South Orange County | 9 | Average Weekday | CAISO | 1-in-2 | 2028 | 22 |  |  |  | 69.5823 | 1
| Zone | South Orange County | 9 | Average Weekday | CAISO | 1-in-2 | 2028 | 23 |  |  |  | 68.8587 | 1
| Zone | South Orange County | 9 | Average Weekday | CAISO | 1-in-2 | 2028 | 24 |  |  |  | 68.1288 | 1
| Zone | South Orange County | 9 | Monthly System Peak Day | CAISO | 1-in-2 | 2028 | 1 |  |  |  | 73.6089 | 1
| Zone | South Orange County | 9 | Monthly System Peak Day | CAISO | 1-in-2 | 2028 | 2 |  |  |  | 72.9311 | 1
| Zone | South Orange County | 9 | Monthly System Peak Day | CAISO | 1-in-2 | 2028 | 3 |  |  |  | 72.5333 | 1
| Zone | South Orange County | 9 | Monthly System Peak Day | CAISO | 1-in-2 | 2028 | 4 |  |  |  | 71.9156 | 1
| Zone | South Orange County | 9 | Monthly System Peak Day | CAISO | 1-in-2 | 2028 | 5 |  |  |  | 71.3133 | 1
| Zone | South Orange County | 9 | Monthly System Peak Day | CAISO | 1-in-2 | 2028 | 6 |  |  |  | 71.0178 | 1
| Zone | South Orange County | 9 | Monthly System Peak Day | CAISO | 1-in-2 | 2028 | 7 |  |  |  | 71.4889 | 1
| Zone | South Orange County | 9 | Monthly System Peak Day | CAISO | 1-in-2 | 2028 | 8 |  |  |  | 72.4244 | 1
| Zone | South Orange County | 9 | Monthly System Peak Day | CAISO | 1-in-2 | 2028 | 9 |  |  |  | 73.6444 | 1
| Zone | South Orange County | 9 | Monthly System Peak Day | CAISO | 1-in-2 | 2028 | 10 |  |  |  | 78 | 1
| Zone | South Orange County | 9 | Monthly System Peak Day | CAISO | 1-in-2 | 2028 | 11 |  |  |  | 84.6222 | 1
| Zone | South Orange County | 9 | Monthly System Peak Day | CAISO | 1-in-2 | 2028 | 12 |  |  |  | 90.2444 | 1
| Zone | South Orange County | 9 | Monthly System Peak Day | CAISO | 1-in-2 | 2028 | 13 |  |  |  | 92.3556 | 1
| Zone | South Orange County | 9 | Monthly System Peak Day | CAISO | 1-in-2 | 2028 | 14 |  |  |  | 92.8 | 1
| Zone | South Orange County | 9 | Monthly System Peak Day | CAISO | 1-in-2 | 2028 | 15 |  |  |  | 92.7778 | 1
| Zone | South Orange County | 9 | Monthly System Peak Day | CAISO | 1-in-2 | 2028 | 16 |  |  |  | 92.5333 | 1
| Zone | South Orange County | 9 | Monthly System Peak Day | CAISO | 1-in-2 | 2028 | 17 |  |  |  | 92.6889 | 1
| Zone | South Orange County | 9 | Monthly System Peak Day | CAISO | 1-in-2 | 2028 | 18 |  |  |  | 91.1889 | 1
| Zone | South Orange County | 9 | Monthly System Peak Day | CAISO | 1-in-2 | 2028 | 19 |  |  |  | 89.1333 | 1
| Zone | South Orange County | 9 | Monthly System Peak Day | CAISO | 1-in-2 | 2028 | 20 |  |  |  | 87.9222 | 1
| Zone | South Orange County | 9 | Monthly System Peak Day | CAISO | 1-in-2 | 2028 | 21 |  |  |  | 85.9889 | 1
| Zone | South Orange County | 9 | Monthly System Peak Day | CAISO | 1-in-2 | 2028 | 22 |  |  |  | 83.5556 | 1
| Zone | South Orange County | 9 | Monthly System Peak Day | CAISO | 1-in-2 | 2028 | 23 |  |  |  | 81.3111 | 1
| Zone | South Orange County | 9 | Monthly System Peak Day | CAISO | 1-in-2 | 2028 | 24 |  |  |  | 78.8556 | 1
| Zone | South Orange County | 10 | Average Weekday | CAISO | 1-in-2 | 2028 | 1 |  |  |  | 63.9844 | 1
| Zone | South Orange County | 10 | Average Weekday | CAISO | 1-in-2 | 2028 | 2 |  |  |  | 63.2554 | 1
| Zone | South Orange County | 10 | Average Weekday | CAISO | 1-in-2 | 2028 | 3 |  |  |  | 62.5135 | 1
| Zone | South Orange County | 10 | Average Weekday | CAISO | 1-in-2 | 2028 | 4 |  |  |  | 61.9402 | 1
| Zone | South Orange County | 10 | Average Weekday | CAISO | 1-in-2 | 2028 | 5 |  |  |  | 61.352 | 1
| Zone | South Orange County | 10 | Average Weekday | CAISO | 1-in-2 | 2028 | 6 |  |  |  | 61.0596 | 1
| Zone | South Orange County | 10 | Average Weekday | CAISO | 1-in-2 | 2028 | 7 |  |  |  | 60.878 | 1
| Zone | South Orange County | 10 | Average Weekday | CAISO | 1-in-2 | 2028 | 8 |  |  |  | 60.7845 | 1
| Zone | South Orange County | 10 | Average Weekday | CAISO | 1-in-2 | 2028 | 9 |  |  |  | 61.1327 | 1
| Zone | South Orange County | 10 | Average Weekday | CAISO | 1-in-2 | 2028 | 10 |  |  |  | 63.2855 | 1
| Zone | South Orange County | 10 | Average Weekday | CAISO | 1-in-2 | 2028 | 11 |  |  |  | 66.1247 | 1
| Zone | South Orange County | 10 | Average Weekday | CAISO | 1-in-2 | 2028 | 12 |  |  |  | 68.6962 | 1
| Zone | South Orange County | 10 | Average Weekday | CAISO | 1-in-2 | 2028 | 13 |  |  |  | 71.0626 | 1
| Zone | South Orange County | 10 | Average Weekday | CAISO | 1-in-2 | 2028 | 14 |  |  |  | 72.4527 | 1
| Zone | South Orange County | 10 | Average Weekday | CAISO | 1-in-2 | 2028 | 15 |  |  |  | 73.3673 | 1
| Zone | South Orange County | 10 | Average Weekday | CAISO | 1-in-2 | 2028 | 16 |  |  |  | 73.5557 | 1
| Zone | South Orange County | 10 | Average Weekday | CAISO | 1-in-2 | 2028 | 17 |  |  |  | 72.9948 | 1
| Zone | South Orange County | 10 | Average Weekday | CAISO | 1-in-2 | 2028 | 18 |  |  |  | 72.2091 | 1
| Zone | South Orange County | 10 | Average Weekday | CAISO | 1-in-2 | 2028 | 19 |  |  |  | 70.827 | 1
| Zone | South Orange County | 10 | Average Weekday | CAISO | 1-in-2 | 2028 | 20 |  |  |  | 68.6842 | 1
| Zone | South Orange County | 10 | Average Weekday | CAISO | 1-in-2 | 2028 | 21 |  |  |  | 67.4867 | 1
| Zone | South Orange County | 10 | Average Weekday | CAISO | 1-in-2 | 2028 | 22 |  |  |  | 66.5315 | 1
| Zone | South Orange County | 10 | Average Weekday | CAISO | 1-in-2 | 2028 | 23 |  |  |  | 65.6579 | 1
| Zone | South Orange County | 10 | Average Weekday | CAISO | 1-in-2 | 2028 | 24 |  |  |  | 64.716 | 1
| Zone | South Orange County | 10 | Monthly System Peak Day | CAISO | 1-in-2 | 2028 | 1 |  |  |  | 71.5167 | 1
| Zone | South Orange County | 10 | Monthly System Peak Day | CAISO | 1-in-2 | 2028 | 2 |  |  |  | 70.3656 | 1
| Zone | South Orange County | 10 | Monthly System Peak Day | CAISO | 1-in-2 | 2028 | 3 |  |  |  | 68.69 | 1
| Zone | South Orange County | 10 | Monthly System Peak Day | CAISO | 1-in-2 | 2028 | 4 |  |  |  | 67.6044 | 1
| Zone | South Orange County | 10 | Monthly System Peak Day | CAISO | 1-in-2 | 2028 | 5 |  |  |  | 66.9244 | 1
| Zone | South Orange County | 10 | Monthly System Peak Day | CAISO | 1-in-2 | 2028 | 6 |  |  |  | 66.9067 | 1
| Zone | South Orange County | 10 | Monthly System Peak Day | CAISO | 1-in-2 | 2028 | 7 |  |  |  | 66.9767 | 1
| Zone | South Orange County | 10 | Monthly System Peak Day | CAISO | 1-in-2 | 2028 | 8 |  |  |  | 66.88 | 1
| Zone | South Orange County | 10 | Monthly System Peak Day | CAISO | 1-in-2 | 2028 | 9 |  |  |  | 67.7789 | 1
| Zone | South Orange County | 10 | Monthly System Peak Day | CAISO | 1-in-2 | 2028 | 10 |  |  |  | 71.1411 | 1
| Zone | South Orange County | 10 | Monthly System Peak Day | CAISO | 1-in-2 | 2028 | 11 |  |  |  | 75.3444 | 1
| Zone | South Orange County | 10 | Monthly System Peak Day | CAISO | 1-in-2 | 2028 | 12 |  |  |  | 80.1333 | 1
| Zone | South Orange County | 10 | Monthly System Peak Day | CAISO | 1-in-2 | 2028 | 13 |  |  |  | 82.3556 | 1
| Zone | South Orange County | 10 | Monthly System Peak Day | CAISO | 1-in-2 | 2028 | 14 |  |  |  | 83.2778 | 1
| Zone | South Orange County | 10 | Monthly System Peak Day | CAISO | 1-in-2 | 2028 | 15 |  |  |  | 82.9444 | 1
| Zone | South Orange County | 10 | Monthly System Peak Day | CAISO | 1-in-2 | 2028 | 16 |  |  |  | 82.9222 | 1
| Zone | South Orange County | 10 | Monthly System Peak Day | CAISO | 1-in-2 | 2028 | 17 |  |  |  | 82.1778 | 1
| Zone | South Orange County | 10 | Monthly System Peak Day | CAISO | 1-in-2 | 2028 | 18 |  |  |  | 82.1556 | 1
| Zone | South Orange County | 10 | Monthly System Peak Day | CAISO | 1-in-2 | 2028 | 19 |  |  |  | 79.3578 | 1
| Zone | South Orange County | 10 | Monthly System Peak Day | CAISO | 1-in-2 | 2028 | 20 |  |  |  | 76.0178 | 1
| Zone | South Orange County | 10 | Monthly System Peak Day | CAISO | 1-in-2 | 2028 | 21 |  |  |  | 74.4178 | 1
| Zone | South Orange County | 10 | Monthly System Peak Day | CAISO | 1-in-2 | 2028 | 22 |  |  |  | 73.3444 | 1
| Zone | South Orange County | 10 | Monthly System Peak Day | CAISO | 1-in-2 | 2028 | 23 |  |  |  | 72.1678 | 1
| Zone | South Orange County | 10 | Monthly System Peak Day | CAISO | 1-in-2 | 2028 | 24 |  |  |  | 71.2222 | 1
| Zone | South Orange County | 11 | Average Weekday | CAISO | 1-in-2 | 2028 | 1 |  |  |  | 58.3076 | 1
| Zone | South Orange County | 11 | Average Weekday | CAISO | 1-in-2 | 2028 | 2 |  |  |  | 57.6233 | 1
| Zone | South Orange County | 11 | Average Weekday | CAISO | 1-in-2 | 2028 | 3 |  |  |  | 57.0029 | 1
| Zone | South Orange County | 11 | Average Weekday | CAISO | 1-in-2 | 2028 | 4 |  |  |  | 56.4456 | 1
| Zone | South Orange County | 11 | Average Weekday | CAISO | 1-in-2 | 2028 | 5 |  |  |  | 55.7963 | 1
| Zone | South Orange County | 11 | Average Weekday | CAISO | 1-in-2 | 2028 | 6 |  |  |  | 55.4303 | 1
| Zone | South Orange County | 11 | Average Weekday | CAISO | 1-in-2 | 2028 | 7 |  |  |  | 55.2174 | 1
| Zone | South Orange County | 11 | Average Weekday | CAISO | 1-in-2 | 2028 | 8 |  |  |  | 55.3055 | 1
| Zone | South Orange County | 11 | Average Weekday | CAISO | 1-in-2 | 2028 | 9 |  |  |  | 56.4216 | 1
| Zone | South Orange County | 11 | Average Weekday | CAISO | 1-in-2 | 2028 | 10 |  |  |  | 59.2361 | 1
| Zone | South Orange County | 11 | Average Weekday | CAISO | 1-in-2 | 2028 | 11 |  |  |  | 62.5846 | 1
| Zone | South Orange County | 11 | Average Weekday | CAISO | 1-in-2 | 2028 | 12 |  |  |  | 65.4855 | 1
| Zone | South Orange County | 11 | Average Weekday | CAISO | 1-in-2 | 2028 | 13 |  |  |  | 67.5298 | 1
| Zone | South Orange County | 11 | Average Weekday | CAISO | 1-in-2 | 2028 | 14 |  |  |  | 68.399 | 1
| Zone | South Orange County | 11 | Average Weekday | CAISO | 1-in-2 | 2028 | 15 |  |  |  | 68.4689 | 1
| Zone | South Orange County | 11 | Average Weekday | CAISO | 1-in-2 | 2028 | 16 |  |  |  | 68.058 | 1
| Zone | South Orange County | 11 | Average Weekday | CAISO | 1-in-2 | 2028 | 17 |  |  |  | 67.0901 | 1
| Zone | South Orange County | 11 | Average Weekday | CAISO | 1-in-2 | 2028 | 18 |  |  |  | 65.412 | 1
| Zone | South Orange County | 11 | Average Weekday | CAISO | 1-in-2 | 2028 | 19 |  |  |  | 63.7569 | 1
| Zone | South Orange County | 11 | Average Weekday | CAISO | 1-in-2 | 2028 | 20 |  |  |  | 62.7171 | 1
| Zone | South Orange County | 11 | Average Weekday | CAISO | 1-in-2 | 2028 | 21 |  |  |  | 61.7769 | 1
| Zone | South Orange County | 11 | Average Weekday | CAISO | 1-in-2 | 2028 | 22 |  |  |  | 60.8739 | 1
| Zone | South Orange County | 11 | Average Weekday | CAISO | 1-in-2 | 2028 | 23 |  |  |  | 59.927 | 1
| Zone | South Orange County | 11 | Average Weekday | CAISO | 1-in-2 | 2028 | 24 |  |  |  | 59.0446 | 1
| Zone | South Orange County | 11 | Monthly System Peak Day | CAISO | 1-in-2 | 2028 | 1 |  |  |  | 58.4856 | 1
| Zone | South Orange County | 11 | Monthly System Peak Day | CAISO | 1-in-2 | 2028 | 2 |  |  |  | 57.2033 | 1
| Zone | South Orange County | 11 | Monthly System Peak Day | CAISO | 1-in-2 | 2028 | 3 |  |  |  | 56.5678 | 1
| Zone | South Orange County | 11 | Monthly System Peak Day | CAISO | 1-in-2 | 2028 | 4 |  |  |  | 55.5522 | 1
| Zone | South Orange County | 11 | Monthly System Peak Day | CAISO | 1-in-2 | 2028 | 5 |  |  |  | 54.3278 | 1
| Zone | South Orange County | 11 | Monthly System Peak Day | CAISO | 1-in-2 | 2028 | 6 |  |  |  | 52.7267 | 1
| Zone | South Orange County | 11 | Monthly System Peak Day | CAISO | 1-in-2 | 2028 | 7 |  |  |  | 52.0211 | 1
| Zone | South Orange County | 11 | Monthly System Peak Day | CAISO | 1-in-2 | 2028 | 8 |  |  |  | 52.2589 | 1
| Zone | South Orange County | 11 | Monthly System Peak Day | CAISO | 1-in-2 | 2028 | 9 |  |  |  | 56.1189 | 1
| Zone | South Orange County | 11 | Monthly System Peak Day | CAISO | 1-in-2 | 2028 | 10 |  |  |  | 62.3633 | 1
| Zone | South Orange County | 11 | Monthly System Peak Day | CAISO | 1-in-2 | 2028 | 11 |  |  |  | 68.6367 | 1
| Zone | South Orange County | 11 | Monthly System Peak Day | CAISO | 1-in-2 | 2028 | 12 |  |  |  | 73.9656 | 1
| Zone | South Orange County | 11 | Monthly System Peak Day | CAISO | 1-in-2 | 2028 | 13 |  |  |  | 77.8444 | 1
| Zone | South Orange County | 11 | Monthly System Peak Day | CAISO | 1-in-2 | 2028 | 14 |  |  |  | 79.5811 | 1
| Zone | South Orange County | 11 | Monthly System Peak Day | CAISO | 1-in-2 | 2028 | 15 |  |  |  | 79.2411 | 1
| Zone | South Orange County | 11 | Monthly System Peak Day | CAISO | 1-in-2 | 2028 | 16 |  |  |  | 78.0989 | 1
| Zone | South Orange County | 11 | Monthly System Peak Day | CAISO | 1-in-2 | 2028 | 17 |  |  |  | 77.0689 | 1
| Zone | South Orange County | 11 | Monthly System Peak Day | CAISO | 1-in-2 | 2028 | 18 |  |  |  | 73.7078 | 1
| Zone | South Orange County | 11 | Monthly System Peak Day | CAISO | 1-in-2 | 2028 | 19 |  |  |  | 70.6156 | 1
| Zone | South Orange County | 11 | Monthly System Peak Day | CAISO | 1-in-2 | 2028 | 20 |  |  |  | 68.8278 | 1
| Zone | South Orange County | 11 | Monthly System Peak Day | CAISO | 1-in-2 | 2028 | 21 |  |  |  | 67.0556 | 1
| Zone | South Orange County | 11 | Monthly System Peak Day | CAISO | 1-in-2 | 2028 | 22 |  |  |  | 64.8844 | 1
| Zone | South Orange County | 11 | Monthly System Peak Day | CAISO | 1-in-2 | 2028 | 23 |  |  |  | 63.2211 | 1
| Zone | South Orange County | 11 | Monthly System Peak Day | CAISO | 1-in-2 | 2028 | 24 |  |  |  | 61.5856 | 1
| Zone | South Orange County | 12 | Average Weekday | CAISO | 1-in-2 | 2028 | 1 |  |  |  | 51.8345 | 1
| Zone | South Orange County | 12 | Average Weekday | CAISO | 1-in-2 | 2028 | 2 |  |  |  | 51.1096 | 1
| Zone | South Orange County | 12 | Average Weekday | CAISO | 1-in-2 | 2028 | 3 |  |  |  | 50.4275 | 1
| Zone | South Orange County | 12 | Average Weekday | CAISO | 1-in-2 | 2028 | 4 |  |  |  | 49.8359 | 1
| Zone | South Orange County | 12 | Average Weekday | CAISO | 1-in-2 | 2028 | 5 |  |  |  | 49.2696 | 1
| Zone | South Orange County | 12 | Average Weekday | CAISO | 1-in-2 | 2028 | 6 |  |  |  | 48.7404 | 1
| Zone | South Orange County | 12 | Average Weekday | CAISO | 1-in-2 | 2028 | 7 |  |  |  | 48.4009 | 1
| Zone | South Orange County | 12 | Average Weekday | CAISO | 1-in-2 | 2028 | 8 |  |  |  | 48.3734 | 1
| Zone | South Orange County | 12 | Average Weekday | CAISO | 1-in-2 | 2028 | 9 |  |  |  | 49.2374 | 1
| Zone | South Orange County | 12 | Average Weekday | CAISO | 1-in-2 | 2028 | 10 |  |  |  | 51.9838 | 1
| Zone | South Orange County | 12 | Average Weekday | CAISO | 1-in-2 | 2028 | 11 |  |  |  | 55.3651 | 1
| Zone | South Orange County | 12 | Average Weekday | CAISO | 1-in-2 | 2028 | 12 |  |  |  | 58.2238 | 1
| Zone | South Orange County | 12 | Average Weekday | CAISO | 1-in-2 | 2028 | 13 |  |  |  | 60.2823 | 1
| Zone | South Orange County | 12 | Average Weekday | CAISO | 1-in-2 | 2028 | 14 |  |  |  | 61.5888 | 1
| Zone | South Orange County | 12 | Average Weekday | CAISO | 1-in-2 | 2028 | 15 |  |  |  | 61.8821 | 1
| Zone | South Orange County | 12 | Average Weekday | CAISO | 1-in-2 | 2028 | 16 |  |  |  | 61.6976 | 1
| Zone | South Orange County | 12 | Average Weekday | CAISO | 1-in-2 | 2028 | 17 |  |  |  | 60.7378 | 1
| Zone | South Orange County | 12 | Average Weekday | CAISO | 1-in-2 | 2028 | 18 |  |  |  | 59.0013 | 1
| Zone | South Orange County | 12 | Average Weekday | CAISO | 1-in-2 | 2028 | 19 |  |  |  | 57.2789 | 1
| Zone | South Orange County | 12 | Average Weekday | CAISO | 1-in-2 | 2028 | 20 |  |  |  | 56.2011 | 1
| Zone | South Orange County | 12 | Average Weekday | CAISO | 1-in-2 | 2028 | 21 |  |  |  | 55.1953 | 1
| Zone | South Orange County | 12 | Average Weekday | CAISO | 1-in-2 | 2028 | 22 |  |  |  | 54.178 | 1
| Zone | South Orange County | 12 | Average Weekday | CAISO | 1-in-2 | 2028 | 23 |  |  |  | 53.2225 | 1
| Zone | South Orange County | 12 | Average Weekday | CAISO | 1-in-2 | 2028 | 24 |  |  |  | 52.3638 | 1
| Zone | South Orange County | 12 | Monthly System Peak Day | CAISO | 1-in-2 | 2028 | 1 |  |  |  | 50.14 | 1
| Zone | South Orange County | 12 | Monthly System Peak Day | CAISO | 1-in-2 | 2028 | 2 |  |  |  | 48.8633 | 1
| Zone | South Orange County | 12 | Monthly System Peak Day | CAISO | 1-in-2 | 2028 | 3 |  |  |  | 47.8889 | 1
| Zone | South Orange County | 12 | Monthly System Peak Day | CAISO | 1-in-2 | 2028 | 4 |  |  |  | 47.59 | 1
| Zone | South Orange County | 12 | Monthly System Peak Day | CAISO | 1-in-2 | 2028 | 5 |  |  |  | 47.1678 | 1
| Zone | South Orange County | 12 | Monthly System Peak Day | CAISO | 1-in-2 | 2028 | 6 |  |  |  | 46.72 | 1
| Zone | South Orange County | 12 | Monthly System Peak Day | CAISO | 1-in-2 | 2028 | 7 |  |  |  | 46.05 | 1
| Zone | South Orange County | 12 | Monthly System Peak Day | CAISO | 1-in-2 | 2028 | 8 |  |  |  | 45.7956 | 1
| Zone | South Orange County | 12 | Monthly System Peak Day | CAISO | 1-in-2 | 2028 | 9 |  |  |  | 46.3911 | 1
| Zone | South Orange County | 12 | Monthly System Peak Day | CAISO | 1-in-2 | 2028 | 10 |  |  |  | 49.5056 | 1
| Zone | South Orange County | 12 | Monthly System Peak Day | CAISO | 1-in-2 | 2028 | 11 |  |  |  | 54.9767 | 1
| Zone | South Orange County | 12 | Monthly System Peak Day | CAISO | 1-in-2 | 2028 | 12 |  |  |  | 60.11 | 1
| Zone | South Orange County | 12 | Monthly System Peak Day | CAISO | 1-in-2 | 2028 | 13 |  |  |  | 64.0133 | 1
| Zone | South Orange County | 12 | Monthly System Peak Day | CAISO | 1-in-2 | 2028 | 14 |  |  |  | 66.3244 | 1
| Zone | South Orange County | 12 | Monthly System Peak Day | CAISO | 1-in-2 | 2028 | 15 |  |  |  | 64.4156 | 1
| Zone | South Orange County | 12 | Monthly System Peak Day | CAISO | 1-in-2 | 2028 | 16 |  |  |  | 63.9833 | 1
| Zone | South Orange County | 12 | Monthly System Peak Day | CAISO | 1-in-2 | 2028 | 17 |  |  |  | 63.6256 | 1
| Zone | South Orange County | 12 | Monthly System Peak Day | CAISO | 1-in-2 | 2028 | 18 |  |  |  | 61.9733 | 1
| Zone | South Orange County | 12 | Monthly System Peak Day | CAISO | 1-in-2 | 2028 | 19 |  |  |  | 60.19 | 1
| Zone | South Orange County | 12 | Monthly System Peak Day | CAISO | 1-in-2 | 2028 | 20 |  |  |  | 58.3056 | 1
| Zone | South Orange County | 12 | Monthly System Peak Day | CAISO | 1-in-2 | 2028 | 21 |  |  |  | 56.8667 | 1
| Zone | South Orange County | 12 | Monthly System Peak Day | CAISO | 1-in-2 | 2028 | 22 |  |  |  | 55.68 | 1
| Zone | South Orange County | 12 | Monthly System Peak Day | CAISO | 1-in-2 | 2028 | 23 |  |  |  | 54.4856 | 1
| Zone | South Orange County | 12 | Monthly System Peak Day | CAISO | 1-in-2 | 2028 | 24 |  |  |  | 53.5344 | 1
| Zone | South Orange County | 1 | Average Weekday | CAISO | 1-in-2 | 2029 | 1 |  |  |  | 54.7883 | 1
| Zone | South Orange County | 1 | Average Weekday | CAISO | 1-in-2 | 2029 | 2 |  |  |  | 53.8665 | 1
| Zone | South Orange County | 1 | Average Weekday | CAISO | 1-in-2 | 2029 | 3 |  |  |  | 53.0523 | 1
| Zone | South Orange County | 1 | Average Weekday | CAISO | 1-in-2 | 2029 | 4 |  |  |  | 52.4661 | 1
| Zone | South Orange County | 1 | Average Weekday | CAISO | 1-in-2 | 2029 | 5 |  |  |  | 51.5797 | 1
| Zone | South Orange County | 1 | Average Weekday | CAISO | 1-in-2 | 2029 | 6 |  |  |  | 51.1888 | 1
| Zone | South Orange County | 1 | Average Weekday | CAISO | 1-in-2 | 2029 | 7 |  |  |  | 50.8632 | 1
| Zone | South Orange County | 1 | Average Weekday | CAISO | 1-in-2 | 2029 | 8 |  |  |  | 50.9856 | 1
| Zone | South Orange County | 1 | Average Weekday | CAISO | 1-in-2 | 2029 | 9 |  |  |  | 51.6086 | 1
| Zone | South Orange County | 1 | Average Weekday | CAISO | 1-in-2 | 2029 | 10 |  |  |  | 54.6419 | 1
| Zone | South Orange County | 1 | Average Weekday | CAISO | 1-in-2 | 2029 | 11 |  |  |  | 58.5573 | 1
| Zone | South Orange County | 1 | Average Weekday | CAISO | 1-in-2 | 2029 | 12 |  |  |  | 61.9422 | 1
| Zone | South Orange County | 1 | Average Weekday | CAISO | 1-in-2 | 2029 | 13 |  |  |  | 64.5664 | 1
| Zone | South Orange County | 1 | Average Weekday | CAISO | 1-in-2 | 2029 | 14 |  |  |  | 66.3083 | 1
| Zone | South Orange County | 1 | Average Weekday | CAISO | 1-in-2 | 2029 | 15 |  |  |  | 67.0823 | 1
| Zone | South Orange County | 1 | Average Weekday | CAISO | 1-in-2 | 2029 | 16 |  |  |  | 67.101 | 1
| Zone | South Orange County | 1 | Average Weekday | CAISO | 1-in-2 | 2029 | 17 |  |  |  | 65.9679 | 1
| Zone | South Orange County | 1 | Average Weekday | CAISO | 1-in-2 | 2029 | 18 |  |  |  | 64.1239 | 1
| Zone | South Orange County | 1 | Average Weekday | CAISO | 1-in-2 | 2029 | 19 |  |  |  | 61.8283 | 1
| Zone | South Orange County | 1 | Average Weekday | CAISO | 1-in-2 | 2029 | 20 |  |  |  | 60.3775 | 1
| Zone | South Orange County | 1 | Average Weekday | CAISO | 1-in-2 | 2029 | 21 |  |  |  | 59.2773 | 1
| Zone | South Orange County | 1 | Average Weekday | CAISO | 1-in-2 | 2029 | 22 |  |  |  | 58.135 | 1
| Zone | South Orange County | 1 | Average Weekday | CAISO | 1-in-2 | 2029 | 23 |  |  |  | 57.155 | 1
| Zone | South Orange County | 1 | Average Weekday | CAISO | 1-in-2 | 2029 | 24 |  |  |  | 56.1335 | 1
| Zone | South Orange County | 1 | Monthly System Peak Day | CAISO | 1-in-2 | 2029 | 1 |  |  |  | 51.3978 | 1
| Zone | South Orange County | 1 | Monthly System Peak Day | CAISO | 1-in-2 | 2029 | 2 |  |  |  | 50.4678 | 1
| Zone | South Orange County | 1 | Monthly System Peak Day | CAISO | 1-in-2 | 2029 | 3 |  |  |  | 49.3011 | 1
| Zone | South Orange County | 1 | Monthly System Peak Day | CAISO | 1-in-2 | 2029 | 4 |  |  |  | 48.1833 | 1
| Zone | South Orange County | 1 | Monthly System Peak Day | CAISO | 1-in-2 | 2029 | 5 |  |  |  | 47.2978 | 1
| Zone | South Orange County | 1 | Monthly System Peak Day | CAISO | 1-in-2 | 2029 | 6 |  |  |  | 46.8389 | 1
| Zone | South Orange County | 1 | Monthly System Peak Day | CAISO | 1-in-2 | 2029 | 7 |  |  |  | 46.5411 | 1
| Zone | South Orange County | 1 | Monthly System Peak Day | CAISO | 1-in-2 | 2029 | 8 |  |  |  | 46.4278 | 1
| Zone | South Orange County | 1 | Monthly System Peak Day | CAISO | 1-in-2 | 2029 | 9 |  |  |  | 47.3 | 1
| Zone | South Orange County | 1 | Monthly System Peak Day | CAISO | 1-in-2 | 2029 | 10 |  |  |  | 50.2144 | 1
| Zone | South Orange County | 1 | Monthly System Peak Day | CAISO | 1-in-2 | 2029 | 11 |  |  |  | 54.2856 | 1
| Zone | South Orange County | 1 | Monthly System Peak Day | CAISO | 1-in-2 | 2029 | 12 |  |  |  | 57.0744 | 1
| Zone | South Orange County | 1 | Monthly System Peak Day | CAISO | 1-in-2 | 2029 | 13 |  |  |  | 57.9711 | 1
| Zone | South Orange County | 1 | Monthly System Peak Day | CAISO | 1-in-2 | 2029 | 14 |  |  |  | 59.3989 | 1
| Zone | South Orange County | 1 | Monthly System Peak Day | CAISO | 1-in-2 | 2029 | 15 |  |  |  | 59.2289 | 1
| Zone | South Orange County | 1 | Monthly System Peak Day | CAISO | 1-in-2 | 2029 | 16 |  |  |  | 58.6111 | 1
| Zone | South Orange County | 1 | Monthly System Peak Day | CAISO | 1-in-2 | 2029 | 17 |  |  |  | 57.6833 | 1
| Zone | South Orange County | 1 | Monthly System Peak Day | CAISO | 1-in-2 | 2029 | 18 |  |  |  | 56.4556 | 1
| Zone | South Orange County | 1 | Monthly System Peak Day | CAISO | 1-in-2 | 2029 | 19 |  |  |  | 56.0244 | 1
| Zone | South Orange County | 1 | Monthly System Peak Day | CAISO | 1-in-2 | 2029 | 20 |  |  |  | 54.8778 | 1
| Zone | South Orange County | 1 | Monthly System Peak Day | CAISO | 1-in-2 | 2029 | 21 |  |  |  | 53.9289 | 1
| Zone | South Orange County | 1 | Monthly System Peak Day | CAISO | 1-in-2 | 2029 | 22 |  |  |  | 52.81 | 1
| Zone | South Orange County | 1 | Monthly System Peak Day | CAISO | 1-in-2 | 2029 | 23 |  |  |  | 51.8522 | 1
| Zone | South Orange County | 1 | Monthly System Peak Day | CAISO | 1-in-2 | 2029 | 24 |  |  |  | 51.1967 | 1
| Zone | South Orange County | 2 | Average Weekday | CAISO | 1-in-2 | 2029 | 1 |  |  |  | 55.7014 | 1
| Zone | South Orange County | 2 | Average Weekday | CAISO | 1-in-2 | 2029 | 2 |  |  |  | 54.7694 | 1
| Zone | South Orange County | 2 | Average Weekday | CAISO | 1-in-2 | 2029 | 3 |  |  |  | 53.9044 | 1
| Zone | South Orange County | 2 | Average Weekday | CAISO | 1-in-2 | 2029 | 4 |  |  |  | 53.1019 | 1
| Zone | South Orange County | 2 | Average Weekday | CAISO | 1-in-2 | 2029 | 5 |  |  |  | 52.4361 | 1
| Zone | South Orange County | 2 | Average Weekday | CAISO | 1-in-2 | 2029 | 6 |  |  |  | 51.8296 | 1
| Zone | South Orange County | 2 | Average Weekday | CAISO | 1-in-2 | 2029 | 7 |  |  |  | 51.4768 | 1
| Zone | South Orange County | 2 | Average Weekday | CAISO | 1-in-2 | 2029 | 8 |  |  |  | 51.302 | 1
| Zone | South Orange County | 2 | Average Weekday | CAISO | 1-in-2 | 2029 | 9 |  |  |  | 52.8217 | 1
| Zone | South Orange County | 2 | Average Weekday | CAISO | 1-in-2 | 2029 | 10 |  |  |  | 56.4529 | 1
| Zone | South Orange County | 2 | Average Weekday | CAISO | 1-in-2 | 2029 | 11 |  |  |  | 60.2263 | 1
| Zone | South Orange County | 2 | Average Weekday | CAISO | 1-in-2 | 2029 | 12 |  |  |  | 63.225 | 1
| Zone | South Orange County | 2 | Average Weekday | CAISO | 1-in-2 | 2029 | 13 |  |  |  | 65.4394 | 1
| Zone | South Orange County | 2 | Average Weekday | CAISO | 1-in-2 | 2029 | 14 |  |  |  | 66.6257 | 1
| Zone | South Orange County | 2 | Average Weekday | CAISO | 1-in-2 | 2029 | 15 |  |  |  | 66.7532 | 1
| Zone | South Orange County | 2 | Average Weekday | CAISO | 1-in-2 | 2029 | 16 |  |  |  | 66.2526 | 1
| Zone | South Orange County | 2 | Average Weekday | CAISO | 1-in-2 | 2029 | 17 |  |  |  | 65.4908 | 1
| Zone | South Orange County | 2 | Average Weekday | CAISO | 1-in-2 | 2029 | 18 |  |  |  | 64.0829 | 1
| Zone | South Orange County | 2 | Average Weekday | CAISO | 1-in-2 | 2029 | 19 |  |  |  | 62.0303 | 1
| Zone | South Orange County | 2 | Average Weekday | CAISO | 1-in-2 | 2029 | 20 |  |  |  | 60.4391 | 1
| Zone | South Orange County | 2 | Average Weekday | CAISO | 1-in-2 | 2029 | 21 |  |  |  | 59.3744 | 1
| Zone | South Orange County | 2 | Average Weekday | CAISO | 1-in-2 | 2029 | 22 |  |  |  | 58.4935 | 1
| Zone | South Orange County | 2 | Average Weekday | CAISO | 1-in-2 | 2029 | 23 |  |  |  | 57.4915 | 1
| Zone | South Orange County | 2 | Average Weekday | CAISO | 1-in-2 | 2029 | 24 |  |  |  | 56.5279 | 1
| Zone | South Orange County | 2 | Monthly System Peak Day | CAISO | 1-in-2 | 2029 | 1 |  |  |  | 47.5944 | 1
| Zone | South Orange County | 2 | Monthly System Peak Day | CAISO | 1-in-2 | 2029 | 2 |  |  |  | 47.6133 | 1
| Zone | South Orange County | 2 | Monthly System Peak Day | CAISO | 1-in-2 | 2029 | 3 |  |  |  | 46.8711 | 1
| Zone | South Orange County | 2 | Monthly System Peak Day | CAISO | 1-in-2 | 2029 | 4 |  |  |  | 46.0967 | 1
| Zone | South Orange County | 2 | Monthly System Peak Day | CAISO | 1-in-2 | 2029 | 5 |  |  |  | 44.8956 | 1
| Zone | South Orange County | 2 | Monthly System Peak Day | CAISO | 1-in-2 | 2029 | 6 |  |  |  | 43.8256 | 1
| Zone | South Orange County | 2 | Monthly System Peak Day | CAISO | 1-in-2 | 2029 | 7 |  |  |  | 42.7767 | 1
| Zone | South Orange County | 2 | Monthly System Peak Day | CAISO | 1-in-2 | 2029 | 8 |  |  |  | 42.4556 | 1
| Zone | South Orange County | 2 | Monthly System Peak Day | CAISO | 1-in-2 | 2029 | 9 |  |  |  | 44.0489 | 1
| Zone | South Orange County | 2 | Monthly System Peak Day | CAISO | 1-in-2 | 2029 | 10 |  |  |  | 47.6878 | 1
| Zone | South Orange County | 2 | Monthly System Peak Day | CAISO | 1-in-2 | 2029 | 11 |  |  |  | 51.1633 | 1
| Zone | South Orange County | 2 | Monthly System Peak Day | CAISO | 1-in-2 | 2029 | 12 |  |  |  | 54.3111 | 1
| Zone | South Orange County | 2 | Monthly System Peak Day | CAISO | 1-in-2 | 2029 | 13 |  |  |  | 56.3767 | 1
| Zone | South Orange County | 2 | Monthly System Peak Day | CAISO | 1-in-2 | 2029 | 14 |  |  |  | 57.7256 | 1
| Zone | South Orange County | 2 | Monthly System Peak Day | CAISO | 1-in-2 | 2029 | 15 |  |  |  | 58.1322 | 1
| Zone | South Orange County | 2 | Monthly System Peak Day | CAISO | 1-in-2 | 2029 | 16 |  |  |  | 58.1467 | 1
| Zone | South Orange County | 2 | Monthly System Peak Day | CAISO | 1-in-2 | 2029 | 17 |  |  |  | 57.7333 | 1
| Zone | South Orange County | 2 | Monthly System Peak Day | CAISO | 1-in-2 | 2029 | 18 |  |  |  | 57.0189 | 1
| Zone | South Orange County | 2 | Monthly System Peak Day | CAISO | 1-in-2 | 2029 | 19 |  |  |  | 55.3378 | 1
| Zone | South Orange County | 2 | Monthly System Peak Day | CAISO | 1-in-2 | 2029 | 20 |  |  |  | 53.7633 | 1
| Zone | South Orange County | 2 | Monthly System Peak Day | CAISO | 1-in-2 | 2029 | 21 |  |  |  | 52.8011 | 1
| Zone | South Orange County | 2 | Monthly System Peak Day | CAISO | 1-in-2 | 2029 | 22 |  |  |  | 51.53 | 1
| Zone | South Orange County | 2 | Monthly System Peak Day | CAISO | 1-in-2 | 2029 | 23 |  |  |  | 50.2267 | 1
| Zone | South Orange County | 2 | Monthly System Peak Day | CAISO | 1-in-2 | 2029 | 24 |  |  |  | 48.9922 | 1
| Zone | South Orange County | 3 | Average Weekday | CAISO | 1-in-2 | 2029 | 1 |  |  |  | 56.6958 | 1
| Zone | South Orange County | 3 | Average Weekday | CAISO | 1-in-2 | 2029 | 2 |  |  |  | 55.8201 | 1
| Zone | South Orange County | 3 | Average Weekday | CAISO | 1-in-2 | 2029 | 3 |  |  |  | 55.0202 | 1
| Zone | South Orange County | 3 | Average Weekday | CAISO | 1-in-2 | 2029 | 4 |  |  |  | 54.2862 | 1
| Zone | South Orange County | 3 | Average Weekday | CAISO | 1-in-2 | 2029 | 5 |  |  |  | 53.7249 | 1
| Zone | South Orange County | 3 | Average Weekday | CAISO | 1-in-2 | 2029 | 6 |  |  |  | 53.2328 | 1
| Zone | South Orange County | 3 | Average Weekday | CAISO | 1-in-2 | 2029 | 7 |  |  |  | 52.9255 | 1
| Zone | South Orange County | 3 | Average Weekday | CAISO | 1-in-2 | 2029 | 8 |  |  |  | 52.8858 | 1
| Zone | South Orange County | 3 | Average Weekday | CAISO | 1-in-2 | 2029 | 9 |  |  |  | 53.9897 | 1
| Zone | South Orange County | 3 | Average Weekday | CAISO | 1-in-2 | 2029 | 10 |  |  |  | 56.5672 | 1
| Zone | South Orange County | 3 | Average Weekday | CAISO | 1-in-2 | 2029 | 11 |  |  |  | 59.5209 | 1
| Zone | South Orange County | 3 | Average Weekday | CAISO | 1-in-2 | 2029 | 12 |  |  |  | 62.2675 | 1
| Zone | South Orange County | 3 | Average Weekday | CAISO | 1-in-2 | 2029 | 13 |  |  |  | 63.9526 | 1
| Zone | South Orange County | 3 | Average Weekday | CAISO | 1-in-2 | 2029 | 14 |  |  |  | 64.8912 | 1
| Zone | South Orange County | 3 | Average Weekday | CAISO | 1-in-2 | 2029 | 15 |  |  |  | 65.5863 | 1
| Zone | South Orange County | 3 | Average Weekday | CAISO | 1-in-2 | 2029 | 16 |  |  |  | 65.7835 | 1
| Zone | South Orange County | 3 | Average Weekday | CAISO | 1-in-2 | 2029 | 17 |  |  |  | 65.5655 | 1
| Zone | South Orange County | 3 | Average Weekday | CAISO | 1-in-2 | 2029 | 18 |  |  |  | 64.6998 | 1
| Zone | South Orange County | 3 | Average Weekday | CAISO | 1-in-2 | 2029 | 19 |  |  |  | 63.2218 | 1
| Zone | South Orange County | 3 | Average Weekday | CAISO | 1-in-2 | 2029 | 20 |  |  |  | 61.2717 | 1
| Zone | South Orange County | 3 | Average Weekday | CAISO | 1-in-2 | 2029 | 21 |  |  |  | 59.6505 | 1
| Zone | South Orange County | 3 | Average Weekday | CAISO | 1-in-2 | 2029 | 22 |  |  |  | 58.8848 | 1
| Zone | South Orange County | 3 | Average Weekday | CAISO | 1-in-2 | 2029 | 23 |  |  |  | 58.0792 | 1
| Zone | South Orange County | 3 | Average Weekday | CAISO | 1-in-2 | 2029 | 24 |  |  |  | 57.1998 | 1
| Zone | South Orange County | 3 | Monthly System Peak Day | CAISO | 1-in-2 | 2029 | 1 |  |  |  | 60.2722 | 1
| Zone | South Orange County | 3 | Monthly System Peak Day | CAISO | 1-in-2 | 2029 | 2 |  |  |  | 58.8122 | 1
| Zone | South Orange County | 3 | Monthly System Peak Day | CAISO | 1-in-2 | 2029 | 3 |  |  |  | 57.4178 | 1
| Zone | South Orange County | 3 | Monthly System Peak Day | CAISO | 1-in-2 | 2029 | 4 |  |  |  | 56.4267 | 1
| Zone | South Orange County | 3 | Monthly System Peak Day | CAISO | 1-in-2 | 2029 | 5 |  |  |  | 55.49 | 1
| Zone | South Orange County | 3 | Monthly System Peak Day | CAISO | 1-in-2 | 2029 | 6 |  |  |  | 54.6956 | 1
| Zone | South Orange County | 3 | Monthly System Peak Day | CAISO | 1-in-2 | 2029 | 7 |  |  |  | 54.1922 | 1
| Zone | South Orange County | 3 | Monthly System Peak Day | CAISO | 1-in-2 | 2029 | 8 |  |  |  | 53.3211 | 1
| Zone | South Orange County | 3 | Monthly System Peak Day | CAISO | 1-in-2 | 2029 | 9 |  |  |  | 53.7989 | 1
| Zone | South Orange County | 3 | Monthly System Peak Day | CAISO | 1-in-2 | 2029 | 10 |  |  |  | 57.2856 | 1
| Zone | South Orange County | 3 | Monthly System Peak Day | CAISO | 1-in-2 | 2029 | 11 |  |  |  | 62.2033 | 1
| Zone | South Orange County | 3 | Monthly System Peak Day | CAISO | 1-in-2 | 2029 | 12 |  |  |  | 66.5189 | 1
| Zone | South Orange County | 3 | Monthly System Peak Day | CAISO | 1-in-2 | 2029 | 13 |  |  |  | 68.3267 | 1
| Zone | South Orange County | 3 | Monthly System Peak Day | CAISO | 1-in-2 | 2029 | 14 |  |  |  | 68.7533 | 1
| Zone | South Orange County | 3 | Monthly System Peak Day | CAISO | 1-in-2 | 2029 | 15 |  |  |  | 69.9911 | 1
| Zone | South Orange County | 3 | Monthly System Peak Day | CAISO | 1-in-2 | 2029 | 16 |  |  |  | 70.3644 | 1
| Zone | South Orange County | 3 | Monthly System Peak Day | CAISO | 1-in-2 | 2029 | 17 |  |  |  | 69.6778 | 1
| Zone | South Orange County | 3 | Monthly System Peak Day | CAISO | 1-in-2 | 2029 | 18 |  |  |  | 68.4922 | 1
| Zone | South Orange County | 3 | Monthly System Peak Day | CAISO | 1-in-2 | 2029 | 19 |  |  |  | 66.94 | 1
| Zone | South Orange County | 3 | Monthly System Peak Day | CAISO | 1-in-2 | 2029 | 20 |  |  |  | 63.7489 | 1
| Zone | South Orange County | 3 | Monthly System Peak Day | CAISO | 1-in-2 | 2029 | 21 |  |  |  | 61.8589 | 1
| Zone | South Orange County | 3 | Monthly System Peak Day | CAISO | 1-in-2 | 2029 | 22 |  |  |  | 61.4889 | 1
| Zone | South Orange County | 3 | Monthly System Peak Day | CAISO | 1-in-2 | 2029 | 23 |  |  |  | 59.7989 | 1
| Zone | South Orange County | 3 | Monthly System Peak Day | CAISO | 1-in-2 | 2029 | 24 |  |  |  | 58.3856 | 1
| Zone | South Orange County | 4 | Average Weekday | CAISO | 1-in-2 | 2029 | 1 |  |  |  | 58.0653 | 1
| Zone | South Orange County | 4 | Average Weekday | CAISO | 1-in-2 | 2029 | 2 |  |  |  | 57.6081 | 1
| Zone | South Orange County | 4 | Average Weekday | CAISO | 1-in-2 | 2029 | 3 |  |  |  | 56.9799 | 1
| Zone | South Orange County | 4 | Average Weekday | CAISO | 1-in-2 | 2029 | 4 |  |  |  | 56.4909 | 1
| Zone | South Orange County | 4 | Average Weekday | CAISO | 1-in-2 | 2029 | 5 |  |  |  | 56.0838 | 1
| Zone | South Orange County | 4 | Average Weekday | CAISO | 1-in-2 | 2029 | 6 |  |  |  | 55.8416 | 1
| Zone | South Orange County | 4 | Average Weekday | CAISO | 1-in-2 | 2029 | 7 |  |  |  | 55.6717 | 1
| Zone | South Orange County | 4 | Average Weekday | CAISO | 1-in-2 | 2029 | 8 |  |  |  | 55.6967 | 1
| Zone | South Orange County | 4 | Average Weekday | CAISO | 1-in-2 | 2029 | 9 |  |  |  | 56.8712 | 1
| Zone | South Orange County | 4 | Average Weekday | CAISO | 1-in-2 | 2029 | 10 |  |  |  | 58.9652 | 1
| Zone | South Orange County | 4 | Average Weekday | CAISO | 1-in-2 | 2029 | 11 |  |  |  | 61.363 | 1
| Zone | South Orange County | 4 | Average Weekday | CAISO | 1-in-2 | 2029 | 12 |  |  |  | 63.6711 | 1
| Zone | South Orange County | 4 | Average Weekday | CAISO | 1-in-2 | 2029 | 13 |  |  |  | 65.0369 | 1
| Zone | South Orange County | 4 | Average Weekday | CAISO | 1-in-2 | 2029 | 14 |  |  |  | 65.9648 | 1
| Zone | South Orange County | 4 | Average Weekday | CAISO | 1-in-2 | 2029 | 15 |  |  |  | 66.745 | 1
| Zone | South Orange County | 4 | Average Weekday | CAISO | 1-in-2 | 2029 | 16 |  |  |  | 66.9282 | 1
| Zone | South Orange County | 4 | Average Weekday | CAISO | 1-in-2 | 2029 | 17 |  |  |  | 66.7503 | 1
| Zone | South Orange County | 4 | Average Weekday | CAISO | 1-in-2 | 2029 | 18 |  |  |  | 66.2066 | 1
| Zone | South Orange County | 4 | Average Weekday | CAISO | 1-in-2 | 2029 | 19 |  |  |  | 65.2273 | 1
| Zone | South Orange County | 4 | Average Weekday | CAISO | 1-in-2 | 2029 | 20 |  |  |  | 63.4643 | 1
| Zone | South Orange County | 4 | Average Weekday | CAISO | 1-in-2 | 2029 | 21 |  |  |  | 61.2285 | 1
| Zone | South Orange County | 4 | Average Weekday | CAISO | 1-in-2 | 2029 | 22 |  |  |  | 59.8791 | 1
| Zone | South Orange County | 4 | Average Weekday | CAISO | 1-in-2 | 2029 | 23 |  |  |  | 59.0831 | 1
| Zone | South Orange County | 4 | Average Weekday | CAISO | 1-in-2 | 2029 | 24 |  |  |  | 58.4114 | 1
| Zone | South Orange County | 4 | Monthly System Peak Day | CAISO | 1-in-2 | 2029 | 1 |  |  |  | 60.9856 | 1
| Zone | South Orange County | 4 | Monthly System Peak Day | CAISO | 1-in-2 | 2029 | 2 |  |  |  | 60.3644 | 1
| Zone | South Orange County | 4 | Monthly System Peak Day | CAISO | 1-in-2 | 2029 | 3 |  |  |  | 59.8667 | 1
| Zone | South Orange County | 4 | Monthly System Peak Day | CAISO | 1-in-2 | 2029 | 4 |  |  |  | 59.3933 | 1
| Zone | South Orange County | 4 | Monthly System Peak Day | CAISO | 1-in-2 | 2029 | 5 |  |  |  | 58.7844 | 1
| Zone | South Orange County | 4 | Monthly System Peak Day | CAISO | 1-in-2 | 2029 | 6 |  |  |  | 58.2233 | 1
| Zone | South Orange County | 4 | Monthly System Peak Day | CAISO | 1-in-2 | 2029 | 7 |  |  |  | 57.7611 | 1
| Zone | South Orange County | 4 | Monthly System Peak Day | CAISO | 1-in-2 | 2029 | 8 |  |  |  | 57.6967 | 1
| Zone | South Orange County | 4 | Monthly System Peak Day | CAISO | 1-in-2 | 2029 | 9 |  |  |  | 59.2222 | 1
| Zone | South Orange County | 4 | Monthly System Peak Day | CAISO | 1-in-2 | 2029 | 10 |  |  |  | 62.6233 | 1
| Zone | South Orange County | 4 | Monthly System Peak Day | CAISO | 1-in-2 | 2029 | 11 |  |  |  | 66.4189 | 1
| Zone | South Orange County | 4 | Monthly System Peak Day | CAISO | 1-in-2 | 2029 | 12 |  |  |  | 69.7144 | 1
| Zone | South Orange County | 4 | Monthly System Peak Day | CAISO | 1-in-2 | 2029 | 13 |  |  |  | 72.6222 | 1
| Zone | South Orange County | 4 | Monthly System Peak Day | CAISO | 1-in-2 | 2029 | 14 |  |  |  | 74.9089 | 1
| Zone | South Orange County | 4 | Monthly System Peak Day | CAISO | 1-in-2 | 2029 | 15 |  |  |  | 76.0922 | 1
| Zone | South Orange County | 4 | Monthly System Peak Day | CAISO | 1-in-2 | 2029 | 16 |  |  |  | 74.5211 | 1
| Zone | South Orange County | 4 | Monthly System Peak Day | CAISO | 1-in-2 | 2029 | 17 |  |  |  | 73.2733 | 1
| Zone | South Orange County | 4 | Monthly System Peak Day | CAISO | 1-in-2 | 2029 | 18 |  |  |  | 73.5622 | 1
| Zone | South Orange County | 4 | Monthly System Peak Day | CAISO | 1-in-2 | 2029 | 19 |  |  |  | 73.9711 | 1
| Zone | South Orange County | 4 | Monthly System Peak Day | CAISO | 1-in-2 | 2029 | 20 |  |  |  | 71.6867 | 1
| Zone | South Orange County | 4 | Monthly System Peak Day | CAISO | 1-in-2 | 2029 | 21 |  |  |  | 67.8956 | 1
| Zone | South Orange County | 4 | Monthly System Peak Day | CAISO | 1-in-2 | 2029 | 22 |  |  |  | 64.0289 | 1
| Zone | South Orange County | 4 | Monthly System Peak Day | CAISO | 1-in-2 | 2029 | 23 |  |  |  | 62.0711 | 1
| Zone | South Orange County | 4 | Monthly System Peak Day | CAISO | 1-in-2 | 2029 | 24 |  |  |  | 61.2367 | 1
| Zone | South Orange County | 5 | Average Weekday | CAISO | 1-in-2 | 2029 | 1 |  |  |  | 60.4714 | 1
| Zone | South Orange County | 5 | Average Weekday | CAISO | 1-in-2 | 2029 | 2 |  |  |  | 60.1578 | 1
| Zone | South Orange County | 5 | Average Weekday | CAISO | 1-in-2 | 2029 | 3 |  |  |  | 59.9098 | 1
| Zone | South Orange County | 5 | Average Weekday | CAISO | 1-in-2 | 2029 | 4 |  |  |  | 59.6602 | 1
| Zone | South Orange County | 5 | Average Weekday | CAISO | 1-in-2 | 2029 | 5 |  |  |  | 59.4343 | 1
| Zone | South Orange County | 5 | Average Weekday | CAISO | 1-in-2 | 2029 | 6 |  |  |  | 59.2257 | 1
| Zone | South Orange County | 5 | Average Weekday | CAISO | 1-in-2 | 2029 | 7 |  |  |  | 59.0737 | 1
| Zone | South Orange County | 5 | Average Weekday | CAISO | 1-in-2 | 2029 | 8 |  |  |  | 59.2193 | 1
| Zone | South Orange County | 5 | Average Weekday | CAISO | 1-in-2 | 2029 | 9 |  |  |  | 60.1784 | 1
| Zone | South Orange County | 5 | Average Weekday | CAISO | 1-in-2 | 2029 | 10 |  |  |  | 61.5476 | 1
| Zone | South Orange County | 5 | Average Weekday | CAISO | 1-in-2 | 2029 | 11 |  |  |  | 63.2339 | 1
| Zone | South Orange County | 5 | Average Weekday | CAISO | 1-in-2 | 2029 | 12 |  |  |  | 64.809 | 1
| Zone | South Orange County | 5 | Average Weekday | CAISO | 1-in-2 | 2029 | 13 |  |  |  | 65.8807 | 1
| Zone | South Orange County | 5 | Average Weekday | CAISO | 1-in-2 | 2029 | 14 |  |  |  | 66.6581 | 1
| Zone | South Orange County | 5 | Average Weekday | CAISO | 1-in-2 | 2029 | 15 |  |  |  | 67.4139 | 1
| Zone | South Orange County | 5 | Average Weekday | CAISO | 1-in-2 | 2029 | 16 |  |  |  | 67.7208 | 1
| Zone | South Orange County | 5 | Average Weekday | CAISO | 1-in-2 | 2029 | 17 |  |  |  | 67.6767 | 1
| Zone | South Orange County | 5 | Average Weekday | CAISO | 1-in-2 | 2029 | 18 |  |  |  | 67.1896 | 1
| Zone | South Orange County | 5 | Average Weekday | CAISO | 1-in-2 | 2029 | 19 |  |  |  | 66.193 | 1
| Zone | South Orange County | 5 | Average Weekday | CAISO | 1-in-2 | 2029 | 20 |  |  |  | 64.6476 | 1
| Zone | South Orange County | 5 | Average Weekday | CAISO | 1-in-2 | 2029 | 21 |  |  |  | 62.7824 | 1
| Zone | South Orange County | 5 | Average Weekday | CAISO | 1-in-2 | 2029 | 22 |  |  |  | 61.6101 | 1
| Zone | South Orange County | 5 | Average Weekday | CAISO | 1-in-2 | 2029 | 23 |  |  |  | 61.087 | 1
| Zone | South Orange County | 5 | Average Weekday | CAISO | 1-in-2 | 2029 | 24 |  |  |  | 60.8122 | 1
| Zone | South Orange County | 5 | Monthly System Peak Day | CAISO | 1-in-2 | 2029 | 1 |  |  |  | 63.0922 | 1
| Zone | South Orange County | 5 | Monthly System Peak Day | CAISO | 1-in-2 | 2029 | 2 |  |  |  | 62.1656 | 1
| Zone | South Orange County | 5 | Monthly System Peak Day | CAISO | 1-in-2 | 2029 | 3 |  |  |  | 61.4756 | 1
| Zone | South Orange County | 5 | Monthly System Peak Day | CAISO | 1-in-2 | 2029 | 4 |  |  |  | 60.66 | 1
| Zone | South Orange County | 5 | Monthly System Peak Day | CAISO | 1-in-2 | 2029 | 5 |  |  |  | 59.6478 | 1
| Zone | South Orange County | 5 | Monthly System Peak Day | CAISO | 1-in-2 | 2029 | 6 |  |  |  | 59.2556 | 1
| Zone | South Orange County | 5 | Monthly System Peak Day | CAISO | 1-in-2 | 2029 | 7 |  |  |  | 59.1878 | 1
| Zone | South Orange County | 5 | Monthly System Peak Day | CAISO | 1-in-2 | 2029 | 8 |  |  |  | 59.5244 | 1
| Zone | South Orange County | 5 | Monthly System Peak Day | CAISO | 1-in-2 | 2029 | 9 |  |  |  | 61.2822 | 1
| Zone | South Orange County | 5 | Monthly System Peak Day | CAISO | 1-in-2 | 2029 | 10 |  |  |  | 64.5656 | 1
| Zone | South Orange County | 5 | Monthly System Peak Day | CAISO | 1-in-2 | 2029 | 11 |  |  |  | 69.2133 | 1
| Zone | South Orange County | 5 | Monthly System Peak Day | CAISO | 1-in-2 | 2029 | 12 |  |  |  | 73.2611 | 1
| Zone | South Orange County | 5 | Monthly System Peak Day | CAISO | 1-in-2 | 2029 | 13 |  |  |  | 74.6911 | 1
| Zone | South Orange County | 5 | Monthly System Peak Day | CAISO | 1-in-2 | 2029 | 14 |  |  |  | 75.6356 | 1
| Zone | South Orange County | 5 | Monthly System Peak Day | CAISO | 1-in-2 | 2029 | 15 |  |  |  | 77.08 | 1
| Zone | South Orange County | 5 | Monthly System Peak Day | CAISO | 1-in-2 | 2029 | 16 |  |  |  | 78.5444 | 1
| Zone | South Orange County | 5 | Monthly System Peak Day | CAISO | 1-in-2 | 2029 | 17 |  |  |  | 78.7333 | 1
| Zone | South Orange County | 5 | Monthly System Peak Day | CAISO | 1-in-2 | 2029 | 18 |  |  |  | 77.5444 | 1
| Zone | South Orange County | 5 | Monthly System Peak Day | CAISO | 1-in-2 | 2029 | 19 |  |  |  | 74.7956 | 1
| Zone | South Orange County | 5 | Monthly System Peak Day | CAISO | 1-in-2 | 2029 | 20 |  |  |  | 71.7133 | 1
| Zone | South Orange County | 5 | Monthly System Peak Day | CAISO | 1-in-2 | 2029 | 21 |  |  |  | 68.6389 | 1
| Zone | South Orange County | 5 | Monthly System Peak Day | CAISO | 1-in-2 | 2029 | 22 |  |  |  | 66.3122 | 1
| Zone | South Orange County | 5 | Monthly System Peak Day | CAISO | 1-in-2 | 2029 | 23 |  |  |  | 65.4756 | 1
| Zone | South Orange County | 5 | Monthly System Peak Day | CAISO | 1-in-2 | 2029 | 24 |  |  |  | 62.8378 | 1
| Zone | South Orange County | 6 | Average Weekday | CAISO | 1-in-2 | 2029 | 1 |  |  |  | 63.2201 | 1
| Zone | South Orange County | 6 | Average Weekday | CAISO | 1-in-2 | 2029 | 2 |  |  |  | 62.9028 | 1
| Zone | South Orange County | 6 | Average Weekday | CAISO | 1-in-2 | 2029 | 3 |  |  |  | 62.638 | 1
| Zone | South Orange County | 6 | Average Weekday | CAISO | 1-in-2 | 2029 | 4 |  |  |  | 62.3707 | 1
| Zone | South Orange County | 6 | Average Weekday | CAISO | 1-in-2 | 2029 | 5 |  |  |  | 62.2104 | 1
| Zone | South Orange County | 6 | Average Weekday | CAISO | 1-in-2 | 2029 | 6 |  |  |  | 62.0573 | 1
| Zone | South Orange County | 6 | Average Weekday | CAISO | 1-in-2 | 2029 | 7 |  |  |  | 61.9467 | 1
| Zone | South Orange County | 6 | Average Weekday | CAISO | 1-in-2 | 2029 | 8 |  |  |  | 62.2274 | 1
| Zone | South Orange County | 6 | Average Weekday | CAISO | 1-in-2 | 2029 | 9 |  |  |  | 63.2907 | 1
| Zone | South Orange County | 6 | Average Weekday | CAISO | 1-in-2 | 2029 | 10 |  |  |  | 64.8738 | 1
| Zone | South Orange County | 6 | Average Weekday | CAISO | 1-in-2 | 2029 | 11 |  |  |  | 66.8967 | 1
| Zone | South Orange County | 6 | Average Weekday | CAISO | 1-in-2 | 2029 | 12 |  |  |  | 68.6847 | 1
| Zone | South Orange County | 6 | Average Weekday | CAISO | 1-in-2 | 2029 | 13 |  |  |  | 69.7499 | 1
| Zone | South Orange County | 6 | Average Weekday | CAISO | 1-in-2 | 2029 | 14 |  |  |  | 70.2175 | 1
| Zone | South Orange County | 6 | Average Weekday | CAISO | 1-in-2 | 2029 | 15 |  |  |  | 70.7634 | 1
| Zone | South Orange County | 6 | Average Weekday | CAISO | 1-in-2 | 2029 | 16 |  |  |  | 71.3779 | 1
| Zone | South Orange County | 6 | Average Weekday | CAISO | 1-in-2 | 2029 | 17 |  |  |  | 71.6339 | 1
| Zone | South Orange County | 6 | Average Weekday | CAISO | 1-in-2 | 2029 | 18 |  |  |  | 71.201 | 1
| Zone | South Orange County | 6 | Average Weekday | CAISO | 1-in-2 | 2029 | 19 |  |  |  | 70.3962 | 1
| Zone | South Orange County | 6 | Average Weekday | CAISO | 1-in-2 | 2029 | 20 |  |  |  | 68.8645 | 1
| Zone | South Orange County | 6 | Average Weekday | CAISO | 1-in-2 | 2029 | 21 |  |  |  | 66.8008 | 1
| Zone | South Orange County | 6 | Average Weekday | CAISO | 1-in-2 | 2029 | 22 |  |  |  | 64.8621 | 1
| Zone | South Orange County | 6 | Average Weekday | CAISO | 1-in-2 | 2029 | 23 |  |  |  | 64.1087 | 1
| Zone | South Orange County | 6 | Average Weekday | CAISO | 1-in-2 | 2029 | 24 |  |  |  | 63.6586 | 1
| Zone | South Orange County | 6 | Monthly System Peak Day | CAISO | 1-in-2 | 2029 | 1 |  |  |  | 63.42 | 1
| Zone | South Orange County | 6 | Monthly System Peak Day | CAISO | 1-in-2 | 2029 | 2 |  |  |  | 62.9256 | 1
| Zone | South Orange County | 6 | Monthly System Peak Day | CAISO | 1-in-2 | 2029 | 3 |  |  |  | 62.5033 | 1
| Zone | South Orange County | 6 | Monthly System Peak Day | CAISO | 1-in-2 | 2029 | 4 |  |  |  | 61.8978 | 1
| Zone | South Orange County | 6 | Monthly System Peak Day | CAISO | 1-in-2 | 2029 | 5 |  |  |  | 61.5378 | 1
| Zone | South Orange County | 6 | Monthly System Peak Day | CAISO | 1-in-2 | 2029 | 6 |  |  |  | 61.5411 | 1
| Zone | South Orange County | 6 | Monthly System Peak Day | CAISO | 1-in-2 | 2029 | 7 |  |  |  | 61.3322 | 1
| Zone | South Orange County | 6 | Monthly System Peak Day | CAISO | 1-in-2 | 2029 | 8 |  |  |  | 61.6956 | 1
| Zone | South Orange County | 6 | Monthly System Peak Day | CAISO | 1-in-2 | 2029 | 9 |  |  |  | 63.0111 | 1
| Zone | South Orange County | 6 | Monthly System Peak Day | CAISO | 1-in-2 | 2029 | 10 |  |  |  | 65.0511 | 1
| Zone | South Orange County | 6 | Monthly System Peak Day | CAISO | 1-in-2 | 2029 | 11 |  |  |  | 67.0778 | 1
| Zone | South Orange County | 6 | Monthly System Peak Day | CAISO | 1-in-2 | 2029 | 12 |  |  |  | 68.9356 | 1
| Zone | South Orange County | 6 | Monthly System Peak Day | CAISO | 1-in-2 | 2029 | 13 |  |  |  | 70.85 | 1
| Zone | South Orange County | 6 | Monthly System Peak Day | CAISO | 1-in-2 | 2029 | 14 |  |  |  | 73.0556 | 1
| Zone | South Orange County | 6 | Monthly System Peak Day | CAISO | 1-in-2 | 2029 | 15 |  |  |  | 74.4778 | 1
| Zone | South Orange County | 6 | Monthly System Peak Day | CAISO | 1-in-2 | 2029 | 16 |  |  |  | 74.8333 | 1
| Zone | South Orange County | 6 | Monthly System Peak Day | CAISO | 1-in-2 | 2029 | 17 |  |  |  | 74.6111 | 1
| Zone | South Orange County | 6 | Monthly System Peak Day | CAISO | 1-in-2 | 2029 | 18 |  |  |  | 73.9222 | 1
| Zone | South Orange County | 6 | Monthly System Peak Day | CAISO | 1-in-2 | 2029 | 19 |  |  |  | 73.2 | 1
| Zone | South Orange County | 6 | Monthly System Peak Day | CAISO | 1-in-2 | 2029 | 20 |  |  |  | 71.2356 | 1
| Zone | South Orange County | 6 | Monthly System Peak Day | CAISO | 1-in-2 | 2029 | 21 |  |  |  | 68.3844 | 1
| Zone | South Orange County | 6 | Monthly System Peak Day | CAISO | 1-in-2 | 2029 | 22 |  |  |  | 65.5289 | 1
| Zone | South Orange County | 6 | Monthly System Peak Day | CAISO | 1-in-2 | 2029 | 23 |  |  |  | 64.0489 | 1
| Zone | South Orange County | 6 | Monthly System Peak Day | CAISO | 1-in-2 | 2029 | 24 |  |  |  | 63.3067 | 1
| Zone | South Orange County | 7 | Average Weekday | CAISO | 1-in-2 | 2029 | 1 |  |  |  | 66.4002 | 1
| Zone | South Orange County | 7 | Average Weekday | CAISO | 1-in-2 | 2029 | 2 |  |  |  | 66.1068 | 1
| Zone | South Orange County | 7 | Average Weekday | CAISO | 1-in-2 | 2029 | 3 |  |  |  | 65.8268 | 1
| Zone | South Orange County | 7 | Average Weekday | CAISO | 1-in-2 | 2029 | 4 |  |  |  | 65.5226 | 1
| Zone | South Orange County | 7 | Average Weekday | CAISO | 1-in-2 | 2029 | 5 |  |  |  | 65.3042 | 1
| Zone | South Orange County | 7 | Average Weekday | CAISO | 1-in-2 | 2029 | 6 |  |  |  | 65.0663 | 1
| Zone | South Orange County | 7 | Average Weekday | CAISO | 1-in-2 | 2029 | 7 |  |  |  | 64.9529 | 1
| Zone | South Orange County | 7 | Average Weekday | CAISO | 1-in-2 | 2029 | 8 |  |  |  | 65.3477 | 1
| Zone | South Orange County | 7 | Average Weekday | CAISO | 1-in-2 | 2029 | 9 |  |  |  | 66.7598 | 1
| Zone | South Orange County | 7 | Average Weekday | CAISO | 1-in-2 | 2029 | 10 |  |  |  | 68.6621 | 1
| Zone | South Orange County | 7 | Average Weekday | CAISO | 1-in-2 | 2029 | 11 |  |  |  | 70.82 | 1
| Zone | South Orange County | 7 | Average Weekday | CAISO | 1-in-2 | 2029 | 12 |  |  |  | 72.7892 | 1
| Zone | South Orange County | 7 | Average Weekday | CAISO | 1-in-2 | 2029 | 13 |  |  |  | 73.936 | 1
| Zone | South Orange County | 7 | Average Weekday | CAISO | 1-in-2 | 2029 | 14 |  |  |  | 74.2985 | 1
| Zone | South Orange County | 7 | Average Weekday | CAISO | 1-in-2 | 2029 | 15 |  |  |  | 75.1656 | 1
| Zone | South Orange County | 7 | Average Weekday | CAISO | 1-in-2 | 2029 | 16 |  |  |  | 75.3757 | 1
| Zone | South Orange County | 7 | Average Weekday | CAISO | 1-in-2 | 2029 | 17 |  |  |  | 75.5332 | 1
| Zone | South Orange County | 7 | Average Weekday | CAISO | 1-in-2 | 2029 | 18 |  |  |  | 75.0031 | 1
| Zone | South Orange County | 7 | Average Weekday | CAISO | 1-in-2 | 2029 | 19 |  |  |  | 73.9945 | 1
| Zone | South Orange County | 7 | Average Weekday | CAISO | 1-in-2 | 2029 | 20 |  |  |  | 72.6964 | 1
| Zone | South Orange County | 7 | Average Weekday | CAISO | 1-in-2 | 2029 | 21 |  |  |  | 70.461 | 1
| Zone | South Orange County | 7 | Average Weekday | CAISO | 1-in-2 | 2029 | 22 |  |  |  | 68.3221 | 1
| Zone | South Orange County | 7 | Average Weekday | CAISO | 1-in-2 | 2029 | 23 |  |  |  | 67.3934 | 1
| Zone | South Orange County | 7 | Average Weekday | CAISO | 1-in-2 | 2029 | 24 |  |  |  | 66.8977 | 1
| Zone | South Orange County | 7 | Monthly System Peak Day | CAISO | 1-in-2 | 2029 | 1 |  |  |  | 68.6744 | 1
| Zone | South Orange County | 7 | Monthly System Peak Day | CAISO | 1-in-2 | 2029 | 2 |  |  |  | 68.3267 | 1
| Zone | South Orange County | 7 | Monthly System Peak Day | CAISO | 1-in-2 | 2029 | 3 |  |  |  | 68.21 | 1
| Zone | South Orange County | 7 | Monthly System Peak Day | CAISO | 1-in-2 | 2029 | 4 |  |  |  | 68.0378 | 1
| Zone | South Orange County | 7 | Monthly System Peak Day | CAISO | 1-in-2 | 2029 | 5 |  |  |  | 67.7189 | 1
| Zone | South Orange County | 7 | Monthly System Peak Day | CAISO | 1-in-2 | 2029 | 6 |  |  |  | 67.4567 | 1
| Zone | South Orange County | 7 | Monthly System Peak Day | CAISO | 1-in-2 | 2029 | 7 |  |  |  | 67.2422 | 1
| Zone | South Orange County | 7 | Monthly System Peak Day | CAISO | 1-in-2 | 2029 | 8 |  |  |  | 67.4778 | 1
| Zone | South Orange County | 7 | Monthly System Peak Day | CAISO | 1-in-2 | 2029 | 9 |  |  |  | 69.6967 | 1
| Zone | South Orange County | 7 | Monthly System Peak Day | CAISO | 1-in-2 | 2029 | 10 |  |  |  | 73.5222 | 1
| Zone | South Orange County | 7 | Monthly System Peak Day | CAISO | 1-in-2 | 2029 | 11 |  |  |  | 77.4333 | 1
| Zone | South Orange County | 7 | Monthly System Peak Day | CAISO | 1-in-2 | 2029 | 12 |  |  |  | 80.3778 | 1
| Zone | South Orange County | 7 | Monthly System Peak Day | CAISO | 1-in-2 | 2029 | 13 |  |  |  | 81.0444 | 1
| Zone | South Orange County | 7 | Monthly System Peak Day | CAISO | 1-in-2 | 2029 | 14 |  |  |  | 81.5667 | 1
| Zone | South Orange County | 7 | Monthly System Peak Day | CAISO | 1-in-2 | 2029 | 15 |  |  |  | 81.6778 | 1
| Zone | South Orange County | 7 | Monthly System Peak Day | CAISO | 1-in-2 | 2029 | 16 |  |  |  | 81.3556 | 1
| Zone | South Orange County | 7 | Monthly System Peak Day | CAISO | 1-in-2 | 2029 | 17 |  |  |  | 81.6778 | 1
| Zone | South Orange County | 7 | Monthly System Peak Day | CAISO | 1-in-2 | 2029 | 18 |  |  |  | 81.9556 | 1
| Zone | South Orange County | 7 | Monthly System Peak Day | CAISO | 1-in-2 | 2029 | 19 |  |  |  | 80.9111 | 1
| Zone | South Orange County | 7 | Monthly System Peak Day | CAISO | 1-in-2 | 2029 | 20 |  |  |  | 78.6111 | 1
| Zone | South Orange County | 7 | Monthly System Peak Day | CAISO | 1-in-2 | 2029 | 21 |  |  |  | 77.6667 | 1
| Zone | South Orange County | 7 | Monthly System Peak Day | CAISO | 1-in-2 | 2029 | 22 |  |  |  | 74.9111 | 1
| Zone | South Orange County | 7 | Monthly System Peak Day | CAISO | 1-in-2 | 2029 | 23 |  |  |  | 72.9689 | 1
| Zone | South Orange County | 7 | Monthly System Peak Day | CAISO | 1-in-2 | 2029 | 24 |  |  |  | 71.8667 | 1
| Zone | South Orange County | 8 | Average Weekday | CAISO | 1-in-2 | 2029 | 1 |  |  |  | 67.8148 | 1
| Zone | South Orange County | 8 | Average Weekday | CAISO | 1-in-2 | 2029 | 2 |  |  |  | 67.3859 | 1
| Zone | South Orange County | 8 | Average Weekday | CAISO | 1-in-2 | 2029 | 3 |  |  |  | 67.0598 | 1
| Zone | South Orange County | 8 | Average Weekday | CAISO | 1-in-2 | 2029 | 4 |  |  |  | 66.7292 | 1
| Zone | South Orange County | 8 | Average Weekday | CAISO | 1-in-2 | 2029 | 5 |  |  |  | 66.3823 | 1
| Zone | South Orange County | 8 | Average Weekday | CAISO | 1-in-2 | 2029 | 6 |  |  |  | 66.1019 | 1
| Zone | South Orange County | 8 | Average Weekday | CAISO | 1-in-2 | 2029 | 7 |  |  |  | 65.9604 | 1
| Zone | South Orange County | 8 | Average Weekday | CAISO | 1-in-2 | 2029 | 8 |  |  |  | 66.1177 | 1
| Zone | South Orange County | 8 | Average Weekday | CAISO | 1-in-2 | 2029 | 9 |  |  |  | 67.3343 | 1
| Zone | South Orange County | 8 | Average Weekday | CAISO | 1-in-2 | 2029 | 10 |  |  |  | 69.3146 | 1
| Zone | South Orange County | 8 | Average Weekday | CAISO | 1-in-2 | 2029 | 11 |  |  |  | 72.0113 | 1
| Zone | South Orange County | 8 | Average Weekday | CAISO | 1-in-2 | 2029 | 12 |  |  |  | 74.6335 | 1
| Zone | South Orange County | 8 | Average Weekday | CAISO | 1-in-2 | 2029 | 13 |  |  |  | 75.7629 | 1
| Zone | South Orange County | 8 | Average Weekday | CAISO | 1-in-2 | 2029 | 14 |  |  |  | 76.6644 | 1
| Zone | South Orange County | 8 | Average Weekday | CAISO | 1-in-2 | 2029 | 15 |  |  |  | 77.4824 | 1
| Zone | South Orange County | 8 | Average Weekday | CAISO | 1-in-2 | 2029 | 16 |  |  |  | 77.8866 | 1
| Zone | South Orange County | 8 | Average Weekday | CAISO | 1-in-2 | 2029 | 17 |  |  |  | 78.0986 | 1
| Zone | South Orange County | 8 | Average Weekday | CAISO | 1-in-2 | 2029 | 18 |  |  |  | 77.5193 | 1
| Zone | South Orange County | 8 | Average Weekday | CAISO | 1-in-2 | 2029 | 19 |  |  |  | 76.4611 | 1
| Zone | South Orange County | 8 | Average Weekday | CAISO | 1-in-2 | 2029 | 20 |  |  |  | 74.6475 | 1
| Zone | South Orange County | 8 | Average Weekday | CAISO | 1-in-2 | 2029 | 21 |  |  |  | 71.7865 | 1
| Zone | South Orange County | 8 | Average Weekday | CAISO | 1-in-2 | 2029 | 22 |  |  |  | 69.784 | 1
| Zone | South Orange County | 8 | Average Weekday | CAISO | 1-in-2 | 2029 | 23 |  |  |  | 68.9044 | 1
| Zone | South Orange County | 8 | Average Weekday | CAISO | 1-in-2 | 2029 | 24 |  |  |  | 68.3345 | 1
| Zone | South Orange County | 8 | Monthly System Peak Day | CAISO | 1-in-2 | 2029 | 1 |  |  |  | 73.9111 | 1
| Zone | South Orange County | 8 | Monthly System Peak Day | CAISO | 1-in-2 | 2029 | 2 |  |  |  | 73.3667 | 1
| Zone | South Orange County | 8 | Monthly System Peak Day | CAISO | 1-in-2 | 2029 | 3 |  |  |  | 73.0444 | 1
| Zone | South Orange County | 8 | Monthly System Peak Day | CAISO | 1-in-2 | 2029 | 4 |  |  |  | 72.3778 | 1
| Zone | South Orange County | 8 | Monthly System Peak Day | CAISO | 1-in-2 | 2029 | 5 |  |  |  | 72.1667 | 1
| Zone | South Orange County | 8 | Monthly System Peak Day | CAISO | 1-in-2 | 2029 | 6 |  |  |  | 71.8511 | 1
| Zone | South Orange County | 8 | Monthly System Peak Day | CAISO | 1-in-2 | 2029 | 7 |  |  |  | 71.7222 | 1
| Zone | South Orange County | 8 | Monthly System Peak Day | CAISO | 1-in-2 | 2029 | 8 |  |  |  | 72.0378 | 1
| Zone | South Orange County | 8 | Monthly System Peak Day | CAISO | 1-in-2 | 2029 | 9 |  |  |  | 73.9444 | 1
| Zone | South Orange County | 8 | Monthly System Peak Day | CAISO | 1-in-2 | 2029 | 10 |  |  |  | 77.5556 | 1
| Zone | South Orange County | 8 | Monthly System Peak Day | CAISO | 1-in-2 | 2029 | 11 |  |  |  | 81.5111 | 1
| Zone | South Orange County | 8 | Monthly System Peak Day | CAISO | 1-in-2 | 2029 | 12 |  |  |  | 85.2667 | 1
| Zone | South Orange County | 8 | Monthly System Peak Day | CAISO | 1-in-2 | 2029 | 13 |  |  |  | 85.7333 | 1
| Zone | South Orange County | 8 | Monthly System Peak Day | CAISO | 1-in-2 | 2029 | 14 |  |  |  | 85.9444 | 1
| Zone | South Orange County | 8 | Monthly System Peak Day | CAISO | 1-in-2 | 2029 | 15 |  |  |  | 85.9444 | 1
| Zone | South Orange County | 8 | Monthly System Peak Day | CAISO | 1-in-2 | 2029 | 16 |  |  |  | 86.1111 | 1
| Zone | South Orange County | 8 | Monthly System Peak Day | CAISO | 1-in-2 | 2029 | 17 |  |  |  | 85.3444 | 1
| Zone | South Orange County | 8 | Monthly System Peak Day | CAISO | 1-in-2 | 2029 | 18 |  |  |  | 83.5778 | 1
| Zone | South Orange County | 8 | Monthly System Peak Day | CAISO | 1-in-2 | 2029 | 19 |  |  |  | 82.7556 | 1
| Zone | South Orange County | 8 | Monthly System Peak Day | CAISO | 1-in-2 | 2029 | 20 |  |  |  | 81.2222 | 1
| Zone | South Orange County | 8 | Monthly System Peak Day | CAISO | 1-in-2 | 2029 | 21 |  |  |  | 78.4889 | 1
| Zone | South Orange County | 8 | Monthly System Peak Day | CAISO | 1-in-2 | 2029 | 22 |  |  |  | 76.8778 | 1
| Zone | South Orange County | 8 | Monthly System Peak Day | CAISO | 1-in-2 | 2029 | 23 |  |  |  | 76.2333 | 1
| Zone | South Orange County | 8 | Monthly System Peak Day | CAISO | 1-in-2 | 2029 | 24 |  |  |  | 75.7333 | 1
| Zone | South Orange County | 8 | Typical Event Day | CAISO | 1-in-2 | 2029 | 1 |  |  |  | 69.9036 | 1
| Zone | South Orange County | 8 | Typical Event Day | CAISO | 1-in-2 | 2029 | 2 |  |  |  | 69.3875 | 1
| Zone | South Orange County | 8 | Typical Event Day | CAISO | 1-in-2 | 2029 | 3 |  |  |  | 69.0728 | 1
| Zone | South Orange County | 8 | Typical Event Day | CAISO | 1-in-2 | 2029 | 4 |  |  |  | 68.5572 | 1
| Zone | South Orange County | 8 | Typical Event Day | CAISO | 1-in-2 | 2029 | 5 |  |  |  | 68.1842 | 1
| Zone | South Orange County | 8 | Typical Event Day | CAISO | 1-in-2 | 2029 | 6 |  |  |  | 67.9667 | 1
| Zone | South Orange County | 8 | Typical Event Day | CAISO | 1-in-2 | 2029 | 7 |  |  |  | 67.9464 | 1
| Zone | South Orange County | 8 | Typical Event Day | CAISO | 1-in-2 | 2029 | 8 |  |  |  | 68.4089 | 1
| Zone | South Orange County | 8 | Typical Event Day | CAISO | 1-in-2 | 2029 | 9 |  |  |  | 70.0742 | 1
| Zone | South Orange County | 8 | Typical Event Day | CAISO | 1-in-2 | 2029 | 10 |  |  |  | 73.5322 | 1
| Zone | South Orange County | 8 | Typical Event Day | CAISO | 1-in-2 | 2029 | 11 |  |  |  | 77.6611 | 1
| Zone | South Orange County | 8 | Typical Event Day | CAISO | 1-in-2 | 2029 | 12 |  |  |  | 81.2061 | 1
| Zone | South Orange County | 8 | Typical Event Day | CAISO | 1-in-2 | 2029 | 13 |  |  |  | 82.4958 | 1
| Zone | South Orange County | 8 | Typical Event Day | CAISO | 1-in-2 | 2029 | 14 |  |  |  | 83.3417 | 1
| Zone | South Orange County | 8 | Typical Event Day | CAISO | 1-in-2 | 2029 | 15 |  |  |  | 83.7194 | 1
| Zone | South Orange County | 8 | Typical Event Day | CAISO | 1-in-2 | 2029 | 16 |  |  |  | 83.7083 | 1
| Zone | South Orange County | 8 | Typical Event Day | CAISO | 1-in-2 | 2029 | 17 |  |  |  | 83.5806 | 1
| Zone | South Orange County | 8 | Typical Event Day | CAISO | 1-in-2 | 2029 | 18 |  |  |  | 82.6611 | 1
| Zone | South Orange County | 8 | Typical Event Day | CAISO | 1-in-2 | 2029 | 19 |  |  |  | 81.5 | 1
| Zone | South Orange County | 8 | Typical Event Day | CAISO | 1-in-2 | 2029 | 20 |  |  |  | 79.7478 | 1
| Zone | South Orange County | 8 | Typical Event Day | CAISO | 1-in-2 | 2029 | 21 |  |  |  | 77.6322 | 1
| Zone | South Orange County | 8 | Typical Event Day | CAISO | 1-in-2 | 2029 | 22 |  |  |  | 75.2183 | 1
| Zone | South Orange County | 8 | Typical Event Day | CAISO | 1-in-2 | 2029 | 23 |  |  |  | 73.6406 | 1
| Zone | South Orange County | 8 | Typical Event Day | CAISO | 1-in-2 | 2029 | 24 |  |  |  | 72.4406 | 1
| Zone | South Orange County | 9 | Average Weekday | CAISO | 1-in-2 | 2029 | 1 |  |  |  | 67.4531 | 1
| Zone | South Orange County | 9 | Average Weekday | CAISO | 1-in-2 | 2029 | 2 |  |  |  | 67.0066 | 1
| Zone | South Orange County | 9 | Average Weekday | CAISO | 1-in-2 | 2029 | 3 |  |  |  | 66.6201 | 1
| Zone | South Orange County | 9 | Average Weekday | CAISO | 1-in-2 | 2029 | 4 |  |  |  | 66.3025 | 1
| Zone | South Orange County | 9 | Average Weekday | CAISO | 1-in-2 | 2029 | 5 |  |  |  | 66.0021 | 1
| Zone | South Orange County | 9 | Average Weekday | CAISO | 1-in-2 | 2029 | 6 |  |  |  | 65.7589 | 1
| Zone | South Orange County | 9 | Average Weekday | CAISO | 1-in-2 | 2029 | 7 |  |  |  | 65.6209 | 1
| Zone | South Orange County | 9 | Average Weekday | CAISO | 1-in-2 | 2029 | 8 |  |  |  | 65.6795 | 1
| Zone | South Orange County | 9 | Average Weekday | CAISO | 1-in-2 | 2029 | 9 |  |  |  | 66.3764 | 1
| Zone | South Orange County | 9 | Average Weekday | CAISO | 1-in-2 | 2029 | 10 |  |  |  | 68.2215 | 1
| Zone | South Orange County | 9 | Average Weekday | CAISO | 1-in-2 | 2029 | 11 |  |  |  | 70.6854 | 1
| Zone | South Orange County | 9 | Average Weekday | CAISO | 1-in-2 | 2029 | 12 |  |  |  | 73.3405 | 1
| Zone | South Orange County | 9 | Average Weekday | CAISO | 1-in-2 | 2029 | 13 |  |  |  | 75.0256 | 1
| Zone | South Orange County | 9 | Average Weekday | CAISO | 1-in-2 | 2029 | 14 |  |  |  | 76.2442 | 1
| Zone | South Orange County | 9 | Average Weekday | CAISO | 1-in-2 | 2029 | 15 |  |  |  | 76.8128 | 1
| Zone | South Orange County | 9 | Average Weekday | CAISO | 1-in-2 | 2029 | 16 |  |  |  | 76.8726 | 1
| Zone | South Orange County | 9 | Average Weekday | CAISO | 1-in-2 | 2029 | 17 |  |  |  | 76.7772 | 1
| Zone | South Orange County | 9 | Average Weekday | CAISO | 1-in-2 | 2029 | 18 |  |  |  | 76.1004 | 1
| Zone | South Orange County | 9 | Average Weekday | CAISO | 1-in-2 | 2029 | 19 |  |  |  | 74.6882 | 1
| Zone | South Orange County | 9 | Average Weekday | CAISO | 1-in-2 | 2029 | 20 |  |  |  | 72.4983 | 1
| Zone | South Orange County | 9 | Average Weekday | CAISO | 1-in-2 | 2029 | 21 |  |  |  | 70.4811 | 1
| Zone | South Orange County | 9 | Average Weekday | CAISO | 1-in-2 | 2029 | 22 |  |  |  | 69.5823 | 1
| Zone | South Orange County | 9 | Average Weekday | CAISO | 1-in-2 | 2029 | 23 |  |  |  | 68.8587 | 1
| Zone | South Orange County | 9 | Average Weekday | CAISO | 1-in-2 | 2029 | 24 |  |  |  | 68.1288 | 1
| Zone | South Orange County | 9 | Monthly System Peak Day | CAISO | 1-in-2 | 2029 | 1 |  |  |  | 73.6089 | 1
| Zone | South Orange County | 9 | Monthly System Peak Day | CAISO | 1-in-2 | 2029 | 2 |  |  |  | 72.9311 | 1
| Zone | South Orange County | 9 | Monthly System Peak Day | CAISO | 1-in-2 | 2029 | 3 |  |  |  | 72.5333 | 1
| Zone | South Orange County | 9 | Monthly System Peak Day | CAISO | 1-in-2 | 2029 | 4 |  |  |  | 71.9156 | 1
| Zone | South Orange County | 9 | Monthly System Peak Day | CAISO | 1-in-2 | 2029 | 5 |  |  |  | 71.3133 | 1
| Zone | South Orange County | 9 | Monthly System Peak Day | CAISO | 1-in-2 | 2029 | 6 |  |  |  | 71.0178 | 1
| Zone | South Orange County | 9 | Monthly System Peak Day | CAISO | 1-in-2 | 2029 | 7 |  |  |  | 71.4889 | 1
| Zone | South Orange County | 9 | Monthly System Peak Day | CAISO | 1-in-2 | 2029 | 8 |  |  |  | 72.4244 | 1
| Zone | South Orange County | 9 | Monthly System Peak Day | CAISO | 1-in-2 | 2029 | 9 |  |  |  | 73.6444 | 1
| Zone | South Orange County | 9 | Monthly System Peak Day | CAISO | 1-in-2 | 2029 | 10 |  |  |  | 78 | 1
| Zone | South Orange County | 9 | Monthly System Peak Day | CAISO | 1-in-2 | 2029 | 11 |  |  |  | 84.6222 | 1
| Zone | South Orange County | 9 | Monthly System Peak Day | CAISO | 1-in-2 | 2029 | 12 |  |  |  | 90.2444 | 1
| Zone | South Orange County | 9 | Monthly System Peak Day | CAISO | 1-in-2 | 2029 | 13 |  |  |  | 92.3556 | 1
| Zone | South Orange County | 9 | Monthly System Peak Day | CAISO | 1-in-2 | 2029 | 14 |  |  |  | 92.8 | 1
| Zone | South Orange County | 9 | Monthly System Peak Day | CAISO | 1-in-2 | 2029 | 15 |  |  |  | 92.7778 | 1
| Zone | South Orange County | 9 | Monthly System Peak Day | CAISO | 1-in-2 | 2029 | 16 |  |  |  | 92.5333 | 1
| Zone | South Orange County | 9 | Monthly System Peak Day | CAISO | 1-in-2 | 2029 | 17 |  |  |  | 92.6889 | 1
| Zone | South Orange County | 9 | Monthly System Peak Day | CAISO | 1-in-2 | 2029 | 18 |  |  |  | 91.1889 | 1
| Zone | South Orange County | 9 | Monthly System Peak Day | CAISO | 1-in-2 | 2029 | 19 |  |  |  | 89.1333 | 1
| Zone | South Orange County | 9 | Monthly System Peak Day | CAISO | 1-in-2 | 2029 | 20 |  |  |  | 87.9222 | 1
| Zone | South Orange County | 9 | Monthly System Peak Day | CAISO | 1-in-2 | 2029 | 21 |  |  |  | 85.9889 | 1
| Zone | South Orange County | 9 | Monthly System Peak Day | CAISO | 1-in-2 | 2029 | 22 |  |  |  | 83.5556 | 1
| Zone | South Orange County | 9 | Monthly System Peak Day | CAISO | 1-in-2 | 2029 | 23 |  |  |  | 81.3111 | 1
| Zone | South Orange County | 9 | Monthly System Peak Day | CAISO | 1-in-2 | 2029 | 24 |  |  |  | 78.8556 | 1
| Zone | South Orange County | 10 | Average Weekday | CAISO | 1-in-2 | 2029 | 1 |  |  |  | 63.9844 | 1
| Zone | South Orange County | 10 | Average Weekday | CAISO | 1-in-2 | 2029 | 2 |  |  |  | 63.2554 | 1
| Zone | South Orange County | 10 | Average Weekday | CAISO | 1-in-2 | 2029 | 3 |  |  |  | 62.5135 | 1
| Zone | South Orange County | 10 | Average Weekday | CAISO | 1-in-2 | 2029 | 4 |  |  |  | 61.9402 | 1
| Zone | South Orange County | 10 | Average Weekday | CAISO | 1-in-2 | 2029 | 5 |  |  |  | 61.352 | 1
| Zone | South Orange County | 10 | Average Weekday | CAISO | 1-in-2 | 2029 | 6 |  |  |  | 61.0596 | 1
| Zone | South Orange County | 10 | Average Weekday | CAISO | 1-in-2 | 2029 | 7 |  |  |  | 60.878 | 1
| Zone | South Orange County | 10 | Average Weekday | CAISO | 1-in-2 | 2029 | 8 |  |  |  | 60.7845 | 1
| Zone | South Orange County | 10 | Average Weekday | CAISO | 1-in-2 | 2029 | 9 |  |  |  | 61.1327 | 1
| Zone | South Orange County | 10 | Average Weekday | CAISO | 1-in-2 | 2029 | 10 |  |  |  | 63.2855 | 1
| Zone | South Orange County | 10 | Average Weekday | CAISO | 1-in-2 | 2029 | 11 |  |  |  | 66.1247 | 1
| Zone | South Orange County | 10 | Average Weekday | CAISO | 1-in-2 | 2029 | 12 |  |  |  | 68.6962 | 1
| Zone | South Orange County | 10 | Average Weekday | CAISO | 1-in-2 | 2029 | 13 |  |  |  | 71.0626 | 1
| Zone | South Orange County | 10 | Average Weekday | CAISO | 1-in-2 | 2029 | 14 |  |  |  | 72.4527 | 1
| Zone | South Orange County | 10 | Average Weekday | CAISO | 1-in-2 | 2029 | 15 |  |  |  | 73.3673 | 1
| Zone | South Orange County | 10 | Average Weekday | CAISO | 1-in-2 | 2029 | 16 |  |  |  | 73.5557 | 1
| Zone | South Orange County | 10 | Average Weekday | CAISO | 1-in-2 | 2029 | 17 |  |  |  | 72.9948 | 1
| Zone | South Orange County | 10 | Average Weekday | CAISO | 1-in-2 | 2029 | 18 |  |  |  | 72.2091 | 1
| Zone | South Orange County | 10 | Average Weekday | CAISO | 1-in-2 | 2029 | 19 |  |  |  | 70.827 | 1
| Zone | South Orange County | 10 | Average Weekday | CAISO | 1-in-2 | 2029 | 20 |  |  |  | 68.6842 | 1
| Zone | South Orange County | 10 | Average Weekday | CAISO | 1-in-2 | 2029 | 21 |  |  |  | 67.4867 | 1
| Zone | South Orange County | 10 | Average Weekday | CAISO | 1-in-2 | 2029 | 22 |  |  |  | 66.5315 | 1
| Zone | South Orange County | 10 | Average Weekday | CAISO | 1-in-2 | 2029 | 23 |  |  |  | 65.6579 | 1
| Zone | South Orange County | 10 | Average Weekday | CAISO | 1-in-2 | 2029 | 24 |  |  |  | 64.716 | 1
| Zone | South Orange County | 10 | Monthly System Peak Day | CAISO | 1-in-2 | 2029 | 1 |  |  |  | 71.5167 | 1
| Zone | South Orange County | 10 | Monthly System Peak Day | CAISO | 1-in-2 | 2029 | 2 |  |  |  | 70.3656 | 1
| Zone | South Orange County | 10 | Monthly System Peak Day | CAISO | 1-in-2 | 2029 | 3 |  |  |  | 68.69 | 1
| Zone | South Orange County | 10 | Monthly System Peak Day | CAISO | 1-in-2 | 2029 | 4 |  |  |  | 67.6044 | 1
| Zone | South Orange County | 10 | Monthly System Peak Day | CAISO | 1-in-2 | 2029 | 5 |  |  |  | 66.9244 | 1
| Zone | South Orange County | 10 | Monthly System Peak Day | CAISO | 1-in-2 | 2029 | 6 |  |  |  | 66.9067 | 1
| Zone | South Orange County | 10 | Monthly System Peak Day | CAISO | 1-in-2 | 2029 | 7 |  |  |  | 66.9767 | 1
| Zone | South Orange County | 10 | Monthly System Peak Day | CAISO | 1-in-2 | 2029 | 8 |  |  |  | 66.88 | 1
| Zone | South Orange County | 10 | Monthly System Peak Day | CAISO | 1-in-2 | 2029 | 9 |  |  |  | 67.7789 | 1
| Zone | South Orange County | 10 | Monthly System Peak Day | CAISO | 1-in-2 | 2029 | 10 |  |  |  | 71.1411 | 1
| Zone | South Orange County | 10 | Monthly System Peak Day | CAISO | 1-in-2 | 2029 | 11 |  |  |  | 75.3444 | 1
| Zone | South Orange County | 10 | Monthly System Peak Day | CAISO | 1-in-2 | 2029 | 12 |  |  |  | 80.1333 | 1
| Zone | South Orange County | 10 | Monthly System Peak Day | CAISO | 1-in-2 | 2029 | 13 |  |  |  | 82.3556 | 1
| Zone | South Orange County | 10 | Monthly System Peak Day | CAISO | 1-in-2 | 2029 | 14 |  |  |  | 83.2778 | 1
| Zone | South Orange County | 10 | Monthly System Peak Day | CAISO | 1-in-2 | 2029 | 15 |  |  |  | 82.9444 | 1
| Zone | South Orange County | 10 | Monthly System Peak Day | CAISO | 1-in-2 | 2029 | 16 |  |  |  | 82.9222 | 1
| Zone | South Orange County | 10 | Monthly System Peak Day | CAISO | 1-in-2 | 2029 | 17 |  |  |  | 82.1778 | 1
| Zone | South Orange County | 10 | Monthly System Peak Day | CAISO | 1-in-2 | 2029 | 18 |  |  |  | 82.1556 | 1
| Zone | South Orange County | 10 | Monthly System Peak Day | CAISO | 1-in-2 | 2029 | 19 |  |  |  | 79.3578 | 1
| Zone | South Orange County | 10 | Monthly System Peak Day | CAISO | 1-in-2 | 2029 | 20 |  |  |  | 76.0178 | 1
| Zone | South Orange County | 10 | Monthly System Peak Day | CAISO | 1-in-2 | 2029 | 21 |  |  |  | 74.4178 | 1
| Zone | South Orange County | 10 | Monthly System Peak Day | CAISO | 1-in-2 | 2029 | 22 |  |  |  | 73.3444 | 1
| Zone | South Orange County | 10 | Monthly System Peak Day | CAISO | 1-in-2 | 2029 | 23 |  |  |  | 72.1678 | 1
| Zone | South Orange County | 10 | Monthly System Peak Day | CAISO | 1-in-2 | 2029 | 24 |  |  |  | 71.2222 | 1
| Zone | South Orange County | 11 | Average Weekday | CAISO | 1-in-2 | 2029 | 1 |  |  |  | 58.3076 | 1
| Zone | South Orange County | 11 | Average Weekday | CAISO | 1-in-2 | 2029 | 2 |  |  |  | 57.6233 | 1
| Zone | South Orange County | 11 | Average Weekday | CAISO | 1-in-2 | 2029 | 3 |  |  |  | 57.0029 | 1
| Zone | South Orange County | 11 | Average Weekday | CAISO | 1-in-2 | 2029 | 4 |  |  |  | 56.4456 | 1
| Zone | South Orange County | 11 | Average Weekday | CAISO | 1-in-2 | 2029 | 5 |  |  |  | 55.7963 | 1
| Zone | South Orange County | 11 | Average Weekday | CAISO | 1-in-2 | 2029 | 6 |  |  |  | 55.4303 | 1
| Zone | South Orange County | 11 | Average Weekday | CAISO | 1-in-2 | 2029 | 7 |  |  |  | 55.2174 | 1
| Zone | South Orange County | 11 | Average Weekday | CAISO | 1-in-2 | 2029 | 8 |  |  |  | 55.3055 | 1
| Zone | South Orange County | 11 | Average Weekday | CAISO | 1-in-2 | 2029 | 9 |  |  |  | 56.4216 | 1
| Zone | South Orange County | 11 | Average Weekday | CAISO | 1-in-2 | 2029 | 10 |  |  |  | 59.2361 | 1
| Zone | South Orange County | 11 | Average Weekday | CAISO | 1-in-2 | 2029 | 11 |  |  |  | 62.5846 | 1
| Zone | South Orange County | 11 | Average Weekday | CAISO | 1-in-2 | 2029 | 12 |  |  |  | 65.4855 | 1
| Zone | South Orange County | 11 | Average Weekday | CAISO | 1-in-2 | 2029 | 13 |  |  |  | 67.5298 | 1
| Zone | South Orange County | 11 | Average Weekday | CAISO | 1-in-2 | 2029 | 14 |  |  |  | 68.399 | 1
| Zone | South Orange County | 11 | Average Weekday | CAISO | 1-in-2 | 2029 | 15 |  |  |  | 68.4689 | 1
| Zone | South Orange County | 11 | Average Weekday | CAISO | 1-in-2 | 2029 | 16 |  |  |  | 68.058 | 1
| Zone | South Orange County | 11 | Average Weekday | CAISO | 1-in-2 | 2029 | 17 |  |  |  | 67.0901 | 1
| Zone | South Orange County | 11 | Average Weekday | CAISO | 1-in-2 | 2029 | 18 |  |  |  | 65.412 | 1
| Zone | South Orange County | 11 | Average Weekday | CAISO | 1-in-2 | 2029 | 19 |  |  |  | 63.7569 | 1
| Zone | South Orange County | 11 | Average Weekday | CAISO | 1-in-2 | 2029 | 20 |  |  |  | 62.7171 | 1
| Zone | South Orange County | 11 | Average Weekday | CAISO | 1-in-2 | 2029 | 21 |  |  |  | 61.7769 | 1
| Zone | South Orange County | 11 | Average Weekday | CAISO | 1-in-2 | 2029 | 22 |  |  |  | 60.8739 | 1
| Zone | South Orange County | 11 | Average Weekday | CAISO | 1-in-2 | 2029 | 23 |  |  |  | 59.927 | 1
| Zone | South Orange County | 11 | Average Weekday | CAISO | 1-in-2 | 2029 | 24 |  |  |  | 59.0446 | 1
| Zone | South Orange County | 11 | Monthly System Peak Day | CAISO | 1-in-2 | 2029 | 1 |  |  |  | 58.4856 | 1
| Zone | South Orange County | 11 | Monthly System Peak Day | CAISO | 1-in-2 | 2029 | 2 |  |  |  | 57.2033 | 1
| Zone | South Orange County | 11 | Monthly System Peak Day | CAISO | 1-in-2 | 2029 | 3 |  |  |  | 56.5678 | 1
| Zone | South Orange County | 11 | Monthly System Peak Day | CAISO | 1-in-2 | 2029 | 4 |  |  |  | 55.5522 | 1
| Zone | South Orange County | 11 | Monthly System Peak Day | CAISO | 1-in-2 | 2029 | 5 |  |  |  | 54.3278 | 1
| Zone | South Orange County | 11 | Monthly System Peak Day | CAISO | 1-in-2 | 2029 | 6 |  |  |  | 52.7267 | 1
| Zone | South Orange County | 11 | Monthly System Peak Day | CAISO | 1-in-2 | 2029 | 7 |  |  |  | 52.0211 | 1
| Zone | South Orange County | 11 | Monthly System Peak Day | CAISO | 1-in-2 | 2029 | 8 |  |  |  | 52.2589 | 1
| Zone | South Orange County | 11 | Monthly System Peak Day | CAISO | 1-in-2 | 2029 | 9 |  |  |  | 56.1189 | 1
| Zone | South Orange County | 11 | Monthly System Peak Day | CAISO | 1-in-2 | 2029 | 10 |  |  |  | 62.3633 | 1
| Zone | South Orange County | 11 | Monthly System Peak Day | CAISO | 1-in-2 | 2029 | 11 |  |  |  | 68.6367 | 1
| Zone | South Orange County | 11 | Monthly System Peak Day | CAISO | 1-in-2 | 2029 | 12 |  |  |  | 73.9656 | 1
| Zone | South Orange County | 11 | Monthly System Peak Day | CAISO | 1-in-2 | 2029 | 13 |  |  |  | 77.8444 | 1
| Zone | South Orange County | 11 | Monthly System Peak Day | CAISO | 1-in-2 | 2029 | 14 |  |  |  | 79.5811 | 1
| Zone | South Orange County | 11 | Monthly System Peak Day | CAISO | 1-in-2 | 2029 | 15 |  |  |  | 79.2411 | 1
| Zone | South Orange County | 11 | Monthly System Peak Day | CAISO | 1-in-2 | 2029 | 16 |  |  |  | 78.0989 | 1
| Zone | South Orange County | 11 | Monthly System Peak Day | CAISO | 1-in-2 | 2029 | 17 |  |  |  | 77.0689 | 1
| Zone | South Orange County | 11 | Monthly System Peak Day | CAISO | 1-in-2 | 2029 | 18 |  |  |  | 73.7078 | 1
| Zone | South Orange County | 11 | Monthly System Peak Day | CAISO | 1-in-2 | 2029 | 19 |  |  |  | 70.6156 | 1
| Zone | South Orange County | 11 | Monthly System Peak Day | CAISO | 1-in-2 | 2029 | 20 |  |  |  | 68.8278 | 1
| Zone | South Orange County | 11 | Monthly System Peak Day | CAISO | 1-in-2 | 2029 | 21 |  |  |  | 67.0556 | 1
| Zone | South Orange County | 11 | Monthly System Peak Day | CAISO | 1-in-2 | 2029 | 22 |  |  |  | 64.8844 | 1
| Zone | South Orange County | 11 | Monthly System Peak Day | CAISO | 1-in-2 | 2029 | 23 |  |  |  | 63.2211 | 1
| Zone | South Orange County | 11 | Monthly System Peak Day | CAISO | 1-in-2 | 2029 | 24 |  |  |  | 61.5856 | 1
| Zone | South Orange County | 12 | Average Weekday | CAISO | 1-in-2 | 2029 | 1 |  |  |  | 51.8345 | 1
| Zone | South Orange County | 12 | Average Weekday | CAISO | 1-in-2 | 2029 | 2 |  |  |  | 51.1096 | 1
| Zone | South Orange County | 12 | Average Weekday | CAISO | 1-in-2 | 2029 | 3 |  |  |  | 50.4275 | 1
| Zone | South Orange County | 12 | Average Weekday | CAISO | 1-in-2 | 2029 | 4 |  |  |  | 49.8359 | 1
| Zone | South Orange County | 12 | Average Weekday | CAISO | 1-in-2 | 2029 | 5 |  |  |  | 49.2696 | 1
| Zone | South Orange County | 12 | Average Weekday | CAISO | 1-in-2 | 2029 | 6 |  |  |  | 48.7404 | 1
| Zone | South Orange County | 12 | Average Weekday | CAISO | 1-in-2 | 2029 | 7 |  |  |  | 48.4009 | 1
| Zone | South Orange County | 12 | Average Weekday | CAISO | 1-in-2 | 2029 | 8 |  |  |  | 48.3734 | 1
| Zone | South Orange County | 12 | Average Weekday | CAISO | 1-in-2 | 2029 | 9 |  |  |  | 49.2374 | 1
| Zone | South Orange County | 12 | Average Weekday | CAISO | 1-in-2 | 2029 | 10 |  |  |  | 51.9838 | 1
| Zone | South Orange County | 12 | Average Weekday | CAISO | 1-in-2 | 2029 | 11 |  |  |  | 55.3651 | 1
| Zone | South Orange County | 12 | Average Weekday | CAISO | 1-in-2 | 2029 | 12 |  |  |  | 58.2238 | 1
| Zone | South Orange County | 12 | Average Weekday | CAISO | 1-in-2 | 2029 | 13 |  |  |  | 60.2823 | 1
| Zone | South Orange County | 12 | Average Weekday | CAISO | 1-in-2 | 2029 | 14 |  |  |  | 61.5888 | 1
| Zone | South Orange County | 12 | Average Weekday | CAISO | 1-in-2 | 2029 | 15 |  |  |  | 61.8821 | 1
| Zone | South Orange County | 12 | Average Weekday | CAISO | 1-in-2 | 2029 | 16 |  |  |  | 61.6976 | 1
| Zone | South Orange County | 12 | Average Weekday | CAISO | 1-in-2 | 2029 | 17 |  |  |  | 60.7378 | 1
| Zone | South Orange County | 12 | Average Weekday | CAISO | 1-in-2 | 2029 | 18 |  |  |  | 59.0013 | 1
| Zone | South Orange County | 12 | Average Weekday | CAISO | 1-in-2 | 2029 | 19 |  |  |  | 57.2789 | 1
| Zone | South Orange County | 12 | Average Weekday | CAISO | 1-in-2 | 2029 | 20 |  |  |  | 56.2011 | 1
| Zone | South Orange County | 12 | Average Weekday | CAISO | 1-in-2 | 2029 | 21 |  |  |  | 55.1953 | 1
| Zone | South Orange County | 12 | Average Weekday | CAISO | 1-in-2 | 2029 | 22 |  |  |  | 54.178 | 1
| Zone | South Orange County | 12 | Average Weekday | CAISO | 1-in-2 | 2029 | 23 |  |  |  | 53.2225 | 1
| Zone | South Orange County | 12 | Average Weekday | CAISO | 1-in-2 | 2029 | 24 |  |  |  | 52.3638 | 1
| Zone | South Orange County | 12 | Monthly System Peak Day | CAISO | 1-in-2 | 2029 | 1 |  |  |  | 50.14 | 1
| Zone | South Orange County | 12 | Monthly System Peak Day | CAISO | 1-in-2 | 2029 | 2 |  |  |  | 48.8633 | 1
| Zone | South Orange County | 12 | Monthly System Peak Day | CAISO | 1-in-2 | 2029 | 3 |  |  |  | 47.8889 | 1
| Zone | South Orange County | 12 | Monthly System Peak Day | CAISO | 1-in-2 | 2029 | 4 |  |  |  | 47.59 | 1
| Zone | South Orange County | 12 | Monthly System Peak Day | CAISO | 1-in-2 | 2029 | 5 |  |  |  | 47.1678 | 1
| Zone | South Orange County | 12 | Monthly System Peak Day | CAISO | 1-in-2 | 2029 | 6 |  |  |  | 46.72 | 1
| Zone | South Orange County | 12 | Monthly System Peak Day | CAISO | 1-in-2 | 2029 | 7 |  |  |  | 46.05 | 1
| Zone | South Orange County | 12 | Monthly System Peak Day | CAISO | 1-in-2 | 2029 | 8 |  |  |  | 45.7956 | 1
| Zone | South Orange County | 12 | Monthly System Peak Day | CAISO | 1-in-2 | 2029 | 9 |  |  |  | 46.3911 | 1
| Zone | South Orange County | 12 | Monthly System Peak Day | CAISO | 1-in-2 | 2029 | 10 |  |  |  | 49.5056 | 1
| Zone | South Orange County | 12 | Monthly System Peak Day | CAISO | 1-in-2 | 2029 | 11 |  |  |  | 54.9767 | 1
| Zone | South Orange County | 12 | Monthly System Peak Day | CAISO | 1-in-2 | 2029 | 12 |  |  |  | 60.11 | 1
| Zone | South Orange County | 12 | Monthly System Peak Day | CAISO | 1-in-2 | 2029 | 13 |  |  |  | 64.0133 | 1
| Zone | South Orange County | 12 | Monthly System Peak Day | CAISO | 1-in-2 | 2029 | 14 |  |  |  | 66.3244 | 1
| Zone | South Orange County | 12 | Monthly System Peak Day | CAISO | 1-in-2 | 2029 | 15 |  |  |  | 64.4156 | 1
| Zone | South Orange County | 12 | Monthly System Peak Day | CAISO | 1-in-2 | 2029 | 16 |  |  |  | 63.9833 | 1
| Zone | South Orange County | 12 | Monthly System Peak Day | CAISO | 1-in-2 | 2029 | 17 |  |  |  | 63.6256 | 1
| Zone | South Orange County | 12 | Monthly System Peak Day | CAISO | 1-in-2 | 2029 | 18 |  |  |  | 61.9733 | 1
| Zone | South Orange County | 12 | Monthly System Peak Day | CAISO | 1-in-2 | 2029 | 19 |  |  |  | 60.19 | 1
| Zone | South Orange County | 12 | Monthly System Peak Day | CAISO | 1-in-2 | 2029 | 20 |  |  |  | 58.3056 | 1
| Zone | South Orange County | 12 | Monthly System Peak Day | CAISO | 1-in-2 | 2029 | 21 |  |  |  | 56.8667 | 1
| Zone | South Orange County | 12 | Monthly System Peak Day | CAISO | 1-in-2 | 2029 | 22 |  |  |  | 55.68 | 1
| Zone | South Orange County | 12 | Monthly System Peak Day | CAISO | 1-in-2 | 2029 | 23 |  |  |  | 54.4856 | 1
| Zone | South Orange County | 12 | Monthly System Peak Day | CAISO | 1-in-2 | 2029 | 24 |  |  |  | 53.5344 | 1
| Zone | South Orange County | 1 | Average Weekday | CAISO | 1-in-2 | 2030 | 1 |  |  |  | 54.7883 | 1
| Zone | South Orange County | 1 | Average Weekday | CAISO | 1-in-2 | 2030 | 2 |  |  |  | 53.8665 | 1
| Zone | South Orange County | 1 | Average Weekday | CAISO | 1-in-2 | 2030 | 3 |  |  |  | 53.0523 | 1
| Zone | South Orange County | 1 | Average Weekday | CAISO | 1-in-2 | 2030 | 4 |  |  |  | 52.4661 | 1
| Zone | South Orange County | 1 | Average Weekday | CAISO | 1-in-2 | 2030 | 5 |  |  |  | 51.5797 | 1
| Zone | South Orange County | 1 | Average Weekday | CAISO | 1-in-2 | 2030 | 6 |  |  |  | 51.1888 | 1
| Zone | South Orange County | 1 | Average Weekday | CAISO | 1-in-2 | 2030 | 7 |  |  |  | 50.8632 | 1
| Zone | South Orange County | 1 | Average Weekday | CAISO | 1-in-2 | 2030 | 8 |  |  |  | 50.9856 | 1
| Zone | South Orange County | 1 | Average Weekday | CAISO | 1-in-2 | 2030 | 9 |  |  |  | 51.6086 | 1
| Zone | South Orange County | 1 | Average Weekday | CAISO | 1-in-2 | 2030 | 10 |  |  |  | 54.6419 | 1
| Zone | South Orange County | 1 | Average Weekday | CAISO | 1-in-2 | 2030 | 11 |  |  |  | 58.5573 | 1
| Zone | South Orange County | 1 | Average Weekday | CAISO | 1-in-2 | 2030 | 12 |  |  |  | 61.9422 | 1
| Zone | South Orange County | 1 | Average Weekday | CAISO | 1-in-2 | 2030 | 13 |  |  |  | 64.5664 | 1
| Zone | South Orange County | 1 | Average Weekday | CAISO | 1-in-2 | 2030 | 14 |  |  |  | 66.3083 | 1
| Zone | South Orange County | 1 | Average Weekday | CAISO | 1-in-2 | 2030 | 15 |  |  |  | 67.0823 | 1
| Zone | South Orange County | 1 | Average Weekday | CAISO | 1-in-2 | 2030 | 16 |  |  |  | 67.101 | 1
| Zone | South Orange County | 1 | Average Weekday | CAISO | 1-in-2 | 2030 | 17 |  |  |  | 65.9679 | 1
| Zone | South Orange County | 1 | Average Weekday | CAISO | 1-in-2 | 2030 | 18 |  |  |  | 64.1239 | 1
| Zone | South Orange County | 1 | Average Weekday | CAISO | 1-in-2 | 2030 | 19 |  |  |  | 61.8283 | 1
| Zone | South Orange County | 1 | Average Weekday | CAISO | 1-in-2 | 2030 | 20 |  |  |  | 60.3775 | 1
| Zone | South Orange County | 1 | Average Weekday | CAISO | 1-in-2 | 2030 | 21 |  |  |  | 59.2773 | 1
| Zone | South Orange County | 1 | Average Weekday | CAISO | 1-in-2 | 2030 | 22 |  |  |  | 58.135 | 1
| Zone | South Orange County | 1 | Average Weekday | CAISO | 1-in-2 | 2030 | 23 |  |  |  | 57.155 | 1
| Zone | South Orange County | 1 | Average Weekday | CAISO | 1-in-2 | 2030 | 24 |  |  |  | 56.1335 | 1
| Zone | South Orange County | 1 | Monthly System Peak Day | CAISO | 1-in-2 | 2030 | 1 |  |  |  | 51.3978 | 1
| Zone | South Orange County | 1 | Monthly System Peak Day | CAISO | 1-in-2 | 2030 | 2 |  |  |  | 50.4678 | 1
| Zone | South Orange County | 1 | Monthly System Peak Day | CAISO | 1-in-2 | 2030 | 3 |  |  |  | 49.3011 | 1
| Zone | South Orange County | 1 | Monthly System Peak Day | CAISO | 1-in-2 | 2030 | 4 |  |  |  | 48.1833 | 1
| Zone | South Orange County | 1 | Monthly System Peak Day | CAISO | 1-in-2 | 2030 | 5 |  |  |  | 47.2978 | 1
| Zone | South Orange County | 1 | Monthly System Peak Day | CAISO | 1-in-2 | 2030 | 6 |  |  |  | 46.8389 | 1
| Zone | South Orange County | 1 | Monthly System Peak Day | CAISO | 1-in-2 | 2030 | 7 |  |  |  | 46.5411 | 1
| Zone | South Orange County | 1 | Monthly System Peak Day | CAISO | 1-in-2 | 2030 | 8 |  |  |  | 46.4278 | 1
| Zone | South Orange County | 1 | Monthly System Peak Day | CAISO | 1-in-2 | 2030 | 9 |  |  |  | 47.3 | 1
| Zone | South Orange County | 1 | Monthly System Peak Day | CAISO | 1-in-2 | 2030 | 10 |  |  |  | 50.2144 | 1
| Zone | South Orange County | 1 | Monthly System Peak Day | CAISO | 1-in-2 | 2030 | 11 |  |  |  | 54.2856 | 1
| Zone | South Orange County | 1 | Monthly System Peak Day | CAISO | 1-in-2 | 2030 | 12 |  |  |  | 57.0744 | 1
| Zone | South Orange County | 1 | Monthly System Peak Day | CAISO | 1-in-2 | 2030 | 13 |  |  |  | 57.9711 | 1
| Zone | South Orange County | 1 | Monthly System Peak Day | CAISO | 1-in-2 | 2030 | 14 |  |  |  | 59.3989 | 1
| Zone | South Orange County | 1 | Monthly System Peak Day | CAISO | 1-in-2 | 2030 | 15 |  |  |  | 59.2289 | 1
| Zone | South Orange County | 1 | Monthly System Peak Day | CAISO | 1-in-2 | 2030 | 16 |  |  |  | 58.6111 | 1
| Zone | South Orange County | 1 | Monthly System Peak Day | CAISO | 1-in-2 | 2030 | 17 |  |  |  | 57.6833 | 1
| Zone | South Orange County | 1 | Monthly System Peak Day | CAISO | 1-in-2 | 2030 | 18 |  |  |  | 56.4556 | 1
| Zone | South Orange County | 1 | Monthly System Peak Day | CAISO | 1-in-2 | 2030 | 19 |  |  |  | 56.0244 | 1
| Zone | South Orange County | 1 | Monthly System Peak Day | CAISO | 1-in-2 | 2030 | 20 |  |  |  | 54.8778 | 1
| Zone | South Orange County | 1 | Monthly System Peak Day | CAISO | 1-in-2 | 2030 | 21 |  |  |  | 53.9289 | 1
| Zone | South Orange County | 1 | Monthly System Peak Day | CAISO | 1-in-2 | 2030 | 22 |  |  |  | 52.81 | 1
| Zone | South Orange County | 1 | Monthly System Peak Day | CAISO | 1-in-2 | 2030 | 23 |  |  |  | 51.8522 | 1
| Zone | South Orange County | 1 | Monthly System Peak Day | CAISO | 1-in-2 | 2030 | 24 |  |  |  | 51.1967 | 1
| Zone | South Orange County | 2 | Average Weekday | CAISO | 1-in-2 | 2030 | 1 |  |  |  | 55.7014 | 1
| Zone | South Orange County | 2 | Average Weekday | CAISO | 1-in-2 | 2030 | 2 |  |  |  | 54.7694 | 1
| Zone | South Orange County | 2 | Average Weekday | CAISO | 1-in-2 | 2030 | 3 |  |  |  | 53.9044 | 1
| Zone | South Orange County | 2 | Average Weekday | CAISO | 1-in-2 | 2030 | 4 |  |  |  | 53.1019 | 1
| Zone | South Orange County | 2 | Average Weekday | CAISO | 1-in-2 | 2030 | 5 |  |  |  | 52.4361 | 1
| Zone | South Orange County | 2 | Average Weekday | CAISO | 1-in-2 | 2030 | 6 |  |  |  | 51.8296 | 1
| Zone | South Orange County | 2 | Average Weekday | CAISO | 1-in-2 | 2030 | 7 |  |  |  | 51.4768 | 1
| Zone | South Orange County | 2 | Average Weekday | CAISO | 1-in-2 | 2030 | 8 |  |  |  | 51.302 | 1
| Zone | South Orange County | 2 | Average Weekday | CAISO | 1-in-2 | 2030 | 9 |  |  |  | 52.8217 | 1
| Zone | South Orange County | 2 | Average Weekday | CAISO | 1-in-2 | 2030 | 10 |  |  |  | 56.4529 | 1
| Zone | South Orange County | 2 | Average Weekday | CAISO | 1-in-2 | 2030 | 11 |  |  |  | 60.2263 | 1
| Zone | South Orange County | 2 | Average Weekday | CAISO | 1-in-2 | 2030 | 12 |  |  |  | 63.225 | 1
| Zone | South Orange County | 2 | Average Weekday | CAISO | 1-in-2 | 2030 | 13 |  |  |  | 65.4394 | 1
| Zone | South Orange County | 2 | Average Weekday | CAISO | 1-in-2 | 2030 | 14 |  |  |  | 66.6257 | 1
| Zone | South Orange County | 2 | Average Weekday | CAISO | 1-in-2 | 2030 | 15 |  |  |  | 66.7532 | 1
| Zone | South Orange County | 2 | Average Weekday | CAISO | 1-in-2 | 2030 | 16 |  |  |  | 66.2526 | 1
| Zone | South Orange County | 2 | Average Weekday | CAISO | 1-in-2 | 2030 | 17 |  |  |  | 65.4908 | 1
| Zone | South Orange County | 2 | Average Weekday | CAISO | 1-in-2 | 2030 | 18 |  |  |  | 64.0829 | 1
| Zone | South Orange County | 2 | Average Weekday | CAISO | 1-in-2 | 2030 | 19 |  |  |  | 62.0303 | 1
| Zone | South Orange County | 2 | Average Weekday | CAISO | 1-in-2 | 2030 | 20 |  |  |  | 60.4391 | 1
| Zone | South Orange County | 2 | Average Weekday | CAISO | 1-in-2 | 2030 | 21 |  |  |  | 59.3744 | 1
| Zone | South Orange County | 2 | Average Weekday | CAISO | 1-in-2 | 2030 | 22 |  |  |  | 58.4935 | 1
| Zone | South Orange County | 2 | Average Weekday | CAISO | 1-in-2 | 2030 | 23 |  |  |  | 57.4915 | 1
| Zone | South Orange County | 2 | Average Weekday | CAISO | 1-in-2 | 2030 | 24 |  |  |  | 56.5279 | 1
| Zone | South Orange County | 2 | Monthly System Peak Day | CAISO | 1-in-2 | 2030 | 1 |  |  |  | 47.5944 | 1
| Zone | South Orange County | 2 | Monthly System Peak Day | CAISO | 1-in-2 | 2030 | 2 |  |  |  | 47.6133 | 1
| Zone | South Orange County | 2 | Monthly System Peak Day | CAISO | 1-in-2 | 2030 | 3 |  |  |  | 46.8711 | 1
| Zone | South Orange County | 2 | Monthly System Peak Day | CAISO | 1-in-2 | 2030 | 4 |  |  |  | 46.0967 | 1
| Zone | South Orange County | 2 | Monthly System Peak Day | CAISO | 1-in-2 | 2030 | 5 |  |  |  | 44.8956 | 1
| Zone | South Orange County | 2 | Monthly System Peak Day | CAISO | 1-in-2 | 2030 | 6 |  |  |  | 43.8256 | 1
| Zone | South Orange County | 2 | Monthly System Peak Day | CAISO | 1-in-2 | 2030 | 7 |  |  |  | 42.7767 | 1
| Zone | South Orange County | 2 | Monthly System Peak Day | CAISO | 1-in-2 | 2030 | 8 |  |  |  | 42.4556 | 1
| Zone | South Orange County | 2 | Monthly System Peak Day | CAISO | 1-in-2 | 2030 | 9 |  |  |  | 44.0489 | 1
| Zone | South Orange County | 2 | Monthly System Peak Day | CAISO | 1-in-2 | 2030 | 10 |  |  |  | 47.6878 | 1
| Zone | South Orange County | 2 | Monthly System Peak Day | CAISO | 1-in-2 | 2030 | 11 |  |  |  | 51.1633 | 1
| Zone | South Orange County | 2 | Monthly System Peak Day | CAISO | 1-in-2 | 2030 | 12 |  |  |  | 54.3111 | 1
| Zone | South Orange County | 2 | Monthly System Peak Day | CAISO | 1-in-2 | 2030 | 13 |  |  |  | 56.3767 | 1
| Zone | South Orange County | 2 | Monthly System Peak Day | CAISO | 1-in-2 | 2030 | 14 |  |  |  | 57.7256 | 1
| Zone | South Orange County | 2 | Monthly System Peak Day | CAISO | 1-in-2 | 2030 | 15 |  |  |  | 58.1322 | 1
| Zone | South Orange County | 2 | Monthly System Peak Day | CAISO | 1-in-2 | 2030 | 16 |  |  |  | 58.1467 | 1
| Zone | South Orange County | 2 | Monthly System Peak Day | CAISO | 1-in-2 | 2030 | 17 |  |  |  | 57.7333 | 1
| Zone | South Orange County | 2 | Monthly System Peak Day | CAISO | 1-in-2 | 2030 | 18 |  |  |  | 57.0189 | 1
| Zone | South Orange County | 2 | Monthly System Peak Day | CAISO | 1-in-2 | 2030 | 19 |  |  |  | 55.3378 | 1
| Zone | South Orange County | 2 | Monthly System Peak Day | CAISO | 1-in-2 | 2030 | 20 |  |  |  | 53.7633 | 1
| Zone | South Orange County | 2 | Monthly System Peak Day | CAISO | 1-in-2 | 2030 | 21 |  |  |  | 52.8011 | 1
| Zone | South Orange County | 2 | Monthly System Peak Day | CAISO | 1-in-2 | 2030 | 22 |  |  |  | 51.53 | 1
| Zone | South Orange County | 2 | Monthly System Peak Day | CAISO | 1-in-2 | 2030 | 23 |  |  |  | 50.2267 | 1
| Zone | South Orange County | 2 | Monthly System Peak Day | CAISO | 1-in-2 | 2030 | 24 |  |  |  | 48.9922 | 1
| Zone | South Orange County | 3 | Average Weekday | CAISO | 1-in-2 | 2030 | 1 |  |  |  | 56.6958 | 1
| Zone | South Orange County | 3 | Average Weekday | CAISO | 1-in-2 | 2030 | 2 |  |  |  | 55.8201 | 1
| Zone | South Orange County | 3 | Average Weekday | CAISO | 1-in-2 | 2030 | 3 |  |  |  | 55.0202 | 1
| Zone | South Orange County | 3 | Average Weekday | CAISO | 1-in-2 | 2030 | 4 |  |  |  | 54.2862 | 1
| Zone | South Orange County | 3 | Average Weekday | CAISO | 1-in-2 | 2030 | 5 |  |  |  | 53.7249 | 1
| Zone | South Orange County | 3 | Average Weekday | CAISO | 1-in-2 | 2030 | 6 |  |  |  | 53.2328 | 1
| Zone | South Orange County | 3 | Average Weekday | CAISO | 1-in-2 | 2030 | 7 |  |  |  | 52.9255 | 1
| Zone | South Orange County | 3 | Average Weekday | CAISO | 1-in-2 | 2030 | 8 |  |  |  | 52.8858 | 1
| Zone | South Orange County | 3 | Average Weekday | CAISO | 1-in-2 | 2030 | 9 |  |  |  | 53.9897 | 1
| Zone | South Orange County | 3 | Average Weekday | CAISO | 1-in-2 | 2030 | 10 |  |  |  | 56.5672 | 1
| Zone | South Orange County | 3 | Average Weekday | CAISO | 1-in-2 | 2030 | 11 |  |  |  | 59.5209 | 1
| Zone | South Orange County | 3 | Average Weekday | CAISO | 1-in-2 | 2030 | 12 |  |  |  | 62.2675 | 1
| Zone | South Orange County | 3 | Average Weekday | CAISO | 1-in-2 | 2030 | 13 |  |  |  | 63.9526 | 1
| Zone | South Orange County | 3 | Average Weekday | CAISO | 1-in-2 | 2030 | 14 |  |  |  | 64.8912 | 1
| Zone | South Orange County | 3 | Average Weekday | CAISO | 1-in-2 | 2030 | 15 |  |  |  | 65.5863 | 1
| Zone | South Orange County | 3 | Average Weekday | CAISO | 1-in-2 | 2030 | 16 |  |  |  | 65.7835 | 1
| Zone | South Orange County | 3 | Average Weekday | CAISO | 1-in-2 | 2030 | 17 |  |  |  | 65.5655 | 1
| Zone | South Orange County | 3 | Average Weekday | CAISO | 1-in-2 | 2030 | 18 |  |  |  | 64.6998 | 1
| Zone | South Orange County | 3 | Average Weekday | CAISO | 1-in-2 | 2030 | 19 |  |  |  | 63.2218 | 1
| Zone | South Orange County | 3 | Average Weekday | CAISO | 1-in-2 | 2030 | 20 |  |  |  | 61.2717 | 1
| Zone | South Orange County | 3 | Average Weekday | CAISO | 1-in-2 | 2030 | 21 |  |  |  | 59.6505 | 1
| Zone | South Orange County | 3 | Average Weekday | CAISO | 1-in-2 | 2030 | 22 |  |  |  | 58.8848 | 1
| Zone | South Orange County | 3 | Average Weekday | CAISO | 1-in-2 | 2030 | 23 |  |  |  | 58.0792 | 1
| Zone | South Orange County | 3 | Average Weekday | CAISO | 1-in-2 | 2030 | 24 |  |  |  | 57.1998 | 1
| Zone | South Orange County | 3 | Monthly System Peak Day | CAISO | 1-in-2 | 2030 | 1 |  |  |  | 60.2722 | 1
| Zone | South Orange County | 3 | Monthly System Peak Day | CAISO | 1-in-2 | 2030 | 2 |  |  |  | 58.8122 | 1
| Zone | South Orange County | 3 | Monthly System Peak Day | CAISO | 1-in-2 | 2030 | 3 |  |  |  | 57.4178 | 1
| Zone | South Orange County | 3 | Monthly System Peak Day | CAISO | 1-in-2 | 2030 | 4 |  |  |  | 56.4267 | 1
| Zone | South Orange County | 3 | Monthly System Peak Day | CAISO | 1-in-2 | 2030 | 5 |  |  |  | 55.49 | 1
| Zone | South Orange County | 3 | Monthly System Peak Day | CAISO | 1-in-2 | 2030 | 6 |  |  |  | 54.6956 | 1
| Zone | South Orange County | 3 | Monthly System Peak Day | CAISO | 1-in-2 | 2030 | 7 |  |  |  | 54.1922 | 1
| Zone | South Orange County | 3 | Monthly System Peak Day | CAISO | 1-in-2 | 2030 | 8 |  |  |  | 53.3211 | 1
| Zone | South Orange County | 3 | Monthly System Peak Day | CAISO | 1-in-2 | 2030 | 9 |  |  |  | 53.7989 | 1
| Zone | South Orange County | 3 | Monthly System Peak Day | CAISO | 1-in-2 | 2030 | 10 |  |  |  | 57.2856 | 1
| Zone | South Orange County | 3 | Monthly System Peak Day | CAISO | 1-in-2 | 2030 | 11 |  |  |  | 62.2033 | 1
| Zone | South Orange County | 3 | Monthly System Peak Day | CAISO | 1-in-2 | 2030 | 12 |  |  |  | 66.5189 | 1
| Zone | South Orange County | 3 | Monthly System Peak Day | CAISO | 1-in-2 | 2030 | 13 |  |  |  | 68.3267 | 1
| Zone | South Orange County | 3 | Monthly System Peak Day | CAISO | 1-in-2 | 2030 | 14 |  |  |  | 68.7533 | 1
| Zone | South Orange County | 3 | Monthly System Peak Day | CAISO | 1-in-2 | 2030 | 15 |  |  |  | 69.9911 | 1
| Zone | South Orange County | 3 | Monthly System Peak Day | CAISO | 1-in-2 | 2030 | 16 |  |  |  | 70.3644 | 1
| Zone | South Orange County | 3 | Monthly System Peak Day | CAISO | 1-in-2 | 2030 | 17 |  |  |  | 69.6778 | 1
| Zone | South Orange County | 3 | Monthly System Peak Day | CAISO | 1-in-2 | 2030 | 18 |  |  |  | 68.4922 | 1
| Zone | South Orange County | 3 | Monthly System Peak Day | CAISO | 1-in-2 | 2030 | 19 |  |  |  | 66.94 | 1
| Zone | South Orange County | 3 | Monthly System Peak Day | CAISO | 1-in-2 | 2030 | 20 |  |  |  | 63.7489 | 1
| Zone | South Orange County | 3 | Monthly System Peak Day | CAISO | 1-in-2 | 2030 | 21 |  |  |  | 61.8589 | 1
| Zone | South Orange County | 3 | Monthly System Peak Day | CAISO | 1-in-2 | 2030 | 22 |  |  |  | 61.4889 | 1
| Zone | South Orange County | 3 | Monthly System Peak Day | CAISO | 1-in-2 | 2030 | 23 |  |  |  | 59.7989 | 1
| Zone | South Orange County | 3 | Monthly System Peak Day | CAISO | 1-in-2 | 2030 | 24 |  |  |  | 58.3856 | 1
| Zone | South Orange County | 4 | Average Weekday | CAISO | 1-in-2 | 2030 | 1 |  |  |  | 58.0653 | 1
| Zone | South Orange County | 4 | Average Weekday | CAISO | 1-in-2 | 2030 | 2 |  |  |  | 57.6081 | 1
| Zone | South Orange County | 4 | Average Weekday | CAISO | 1-in-2 | 2030 | 3 |  |  |  | 56.9799 | 1
| Zone | South Orange County | 4 | Average Weekday | CAISO | 1-in-2 | 2030 | 4 |  |  |  | 56.4909 | 1
| Zone | South Orange County | 4 | Average Weekday | CAISO | 1-in-2 | 2030 | 5 |  |  |  | 56.0838 | 1
| Zone | South Orange County | 4 | Average Weekday | CAISO | 1-in-2 | 2030 | 6 |  |  |  | 55.8416 | 1
| Zone | South Orange County | 4 | Average Weekday | CAISO | 1-in-2 | 2030 | 7 |  |  |  | 55.6717 | 1
| Zone | South Orange County | 4 | Average Weekday | CAISO | 1-in-2 | 2030 | 8 |  |  |  | 55.6967 | 1
| Zone | South Orange County | 4 | Average Weekday | CAISO | 1-in-2 | 2030 | 9 |  |  |  | 56.8712 | 1
| Zone | South Orange County | 4 | Average Weekday | CAISO | 1-in-2 | 2030 | 10 |  |  |  | 58.9652 | 1
| Zone | South Orange County | 4 | Average Weekday | CAISO | 1-in-2 | 2030 | 11 |  |  |  | 61.363 | 1
| Zone | South Orange County | 4 | Average Weekday | CAISO | 1-in-2 | 2030 | 12 |  |  |  | 63.6711 | 1
| Zone | South Orange County | 4 | Average Weekday | CAISO | 1-in-2 | 2030 | 13 |  |  |  | 65.0369 | 1
| Zone | South Orange County | 4 | Average Weekday | CAISO | 1-in-2 | 2030 | 14 |  |  |  | 65.9648 | 1
| Zone | South Orange County | 4 | Average Weekday | CAISO | 1-in-2 | 2030 | 15 |  |  |  | 66.745 | 1
| Zone | South Orange County | 4 | Average Weekday | CAISO | 1-in-2 | 2030 | 16 |  |  |  | 66.9282 | 1
| Zone | South Orange County | 4 | Average Weekday | CAISO | 1-in-2 | 2030 | 17 |  |  |  | 66.7503 | 1
| Zone | South Orange County | 4 | Average Weekday | CAISO | 1-in-2 | 2030 | 18 |  |  |  | 66.2066 | 1
| Zone | South Orange County | 4 | Average Weekday | CAISO | 1-in-2 | 2030 | 19 |  |  |  | 65.2273 | 1
| Zone | South Orange County | 4 | Average Weekday | CAISO | 1-in-2 | 2030 | 20 |  |  |  | 63.4643 | 1
| Zone | South Orange County | 4 | Average Weekday | CAISO | 1-in-2 | 2030 | 21 |  |  |  | 61.2285 | 1
| Zone | South Orange County | 4 | Average Weekday | CAISO | 1-in-2 | 2030 | 22 |  |  |  | 59.8791 | 1
| Zone | South Orange County | 4 | Average Weekday | CAISO | 1-in-2 | 2030 | 23 |  |  |  | 59.0831 | 1
| Zone | South Orange County | 4 | Average Weekday | CAISO | 1-in-2 | 2030 | 24 |  |  |  | 58.4114 | 1
| Zone | South Orange County | 4 | Monthly System Peak Day | CAISO | 1-in-2 | 2030 | 1 |  |  |  | 60.9856 | 1
| Zone | South Orange County | 4 | Monthly System Peak Day | CAISO | 1-in-2 | 2030 | 2 |  |  |  | 60.3644 | 1
| Zone | South Orange County | 4 | Monthly System Peak Day | CAISO | 1-in-2 | 2030 | 3 |  |  |  | 59.8667 | 1
| Zone | South Orange County | 4 | Monthly System Peak Day | CAISO | 1-in-2 | 2030 | 4 |  |  |  | 59.3933 | 1
| Zone | South Orange County | 4 | Monthly System Peak Day | CAISO | 1-in-2 | 2030 | 5 |  |  |  | 58.7844 | 1
| Zone | South Orange County | 4 | Monthly System Peak Day | CAISO | 1-in-2 | 2030 | 6 |  |  |  | 58.2233 | 1
| Zone | South Orange County | 4 | Monthly System Peak Day | CAISO | 1-in-2 | 2030 | 7 |  |  |  | 57.7611 | 1
| Zone | South Orange County | 4 | Monthly System Peak Day | CAISO | 1-in-2 | 2030 | 8 |  |  |  | 57.6967 | 1
| Zone | South Orange County | 4 | Monthly System Peak Day | CAISO | 1-in-2 | 2030 | 9 |  |  |  | 59.2222 | 1
| Zone | South Orange County | 4 | Monthly System Peak Day | CAISO | 1-in-2 | 2030 | 10 |  |  |  | 62.6233 | 1
| Zone | South Orange County | 4 | Monthly System Peak Day | CAISO | 1-in-2 | 2030 | 11 |  |  |  | 66.4189 | 1
| Zone | South Orange County | 4 | Monthly System Peak Day | CAISO | 1-in-2 | 2030 | 12 |  |  |  | 69.7144 | 1
| Zone | South Orange County | 4 | Monthly System Peak Day | CAISO | 1-in-2 | 2030 | 13 |  |  |  | 72.6222 | 1
| Zone | South Orange County | 4 | Monthly System Peak Day | CAISO | 1-in-2 | 2030 | 14 |  |  |  | 74.9089 | 1
| Zone | South Orange County | 4 | Monthly System Peak Day | CAISO | 1-in-2 | 2030 | 15 |  |  |  | 76.0922 | 1
| Zone | South Orange County | 4 | Monthly System Peak Day | CAISO | 1-in-2 | 2030 | 16 |  |  |  | 74.5211 | 1
| Zone | South Orange County | 4 | Monthly System Peak Day | CAISO | 1-in-2 | 2030 | 17 |  |  |  | 73.2733 | 1
| Zone | South Orange County | 4 | Monthly System Peak Day | CAISO | 1-in-2 | 2030 | 18 |  |  |  | 73.5622 | 1
| Zone | South Orange County | 4 | Monthly System Peak Day | CAISO | 1-in-2 | 2030 | 19 |  |  |  | 73.9711 | 1
| Zone | South Orange County | 4 | Monthly System Peak Day | CAISO | 1-in-2 | 2030 | 20 |  |  |  | 71.6867 | 1
| Zone | South Orange County | 4 | Monthly System Peak Day | CAISO | 1-in-2 | 2030 | 21 |  |  |  | 67.8956 | 1
| Zone | South Orange County | 4 | Monthly System Peak Day | CAISO | 1-in-2 | 2030 | 22 |  |  |  | 64.0289 | 1
| Zone | South Orange County | 4 | Monthly System Peak Day | CAISO | 1-in-2 | 2030 | 23 |  |  |  | 62.0711 | 1
| Zone | South Orange County | 4 | Monthly System Peak Day | CAISO | 1-in-2 | 2030 | 24 |  |  |  | 61.2367 | 1
| Zone | South Orange County | 5 | Average Weekday | CAISO | 1-in-2 | 2030 | 1 |  |  |  | 60.4714 | 1
| Zone | South Orange County | 5 | Average Weekday | CAISO | 1-in-2 | 2030 | 2 |  |  |  | 60.1578 | 1
| Zone | South Orange County | 5 | Average Weekday | CAISO | 1-in-2 | 2030 | 3 |  |  |  | 59.9098 | 1
| Zone | South Orange County | 5 | Average Weekday | CAISO | 1-in-2 | 2030 | 4 |  |  |  | 59.6602 | 1
| Zone | South Orange County | 5 | Average Weekday | CAISO | 1-in-2 | 2030 | 5 |  |  |  | 59.4343 | 1
| Zone | South Orange County | 5 | Average Weekday | CAISO | 1-in-2 | 2030 | 6 |  |  |  | 59.2257 | 1
| Zone | South Orange County | 5 | Average Weekday | CAISO | 1-in-2 | 2030 | 7 |  |  |  | 59.0737 | 1
| Zone | South Orange County | 5 | Average Weekday | CAISO | 1-in-2 | 2030 | 8 |  |  |  | 59.2193 | 1
| Zone | South Orange County | 5 | Average Weekday | CAISO | 1-in-2 | 2030 | 9 |  |  |  | 60.1784 | 1
| Zone | South Orange County | 5 | Average Weekday | CAISO | 1-in-2 | 2030 | 10 |  |  |  | 61.5476 | 1
| Zone | South Orange County | 5 | Average Weekday | CAISO | 1-in-2 | 2030 | 11 |  |  |  | 63.2339 | 1
| Zone | South Orange County | 5 | Average Weekday | CAISO | 1-in-2 | 2030 | 12 |  |  |  | 64.809 | 1
| Zone | South Orange County | 5 | Average Weekday | CAISO | 1-in-2 | 2030 | 13 |  |  |  | 65.8807 | 1
| Zone | South Orange County | 5 | Average Weekday | CAISO | 1-in-2 | 2030 | 14 |  |  |  | 66.6581 | 1
| Zone | South Orange County | 5 | Average Weekday | CAISO | 1-in-2 | 2030 | 15 |  |  |  | 67.4139 | 1
| Zone | South Orange County | 5 | Average Weekday | CAISO | 1-in-2 | 2030 | 16 |  |  |  | 67.7208 | 1
| Zone | South Orange County | 5 | Average Weekday | CAISO | 1-in-2 | 2030 | 17 |  |  |  | 67.6767 | 1
| Zone | South Orange County | 5 | Average Weekday | CAISO | 1-in-2 | 2030 | 18 |  |  |  | 67.1896 | 1
| Zone | South Orange County | 5 | Average Weekday | CAISO | 1-in-2 | 2030 | 19 |  |  |  | 66.193 | 1
| Zone | South Orange County | 5 | Average Weekday | CAISO | 1-in-2 | 2030 | 20 |  |  |  | 64.6476 | 1
| Zone | South Orange County | 5 | Average Weekday | CAISO | 1-in-2 | 2030 | 21 |  |  |  | 62.7824 | 1
| Zone | South Orange County | 5 | Average Weekday | CAISO | 1-in-2 | 2030 | 22 |  |  |  | 61.6101 | 1
| Zone | South Orange County | 5 | Average Weekday | CAISO | 1-in-2 | 2030 | 23 |  |  |  | 61.087 | 1
| Zone | South Orange County | 5 | Average Weekday | CAISO | 1-in-2 | 2030 | 24 |  |  |  | 60.8122 | 1
| Zone | South Orange County | 5 | Monthly System Peak Day | CAISO | 1-in-2 | 2030 | 1 |  |  |  | 63.0922 | 1
| Zone | South Orange County | 5 | Monthly System Peak Day | CAISO | 1-in-2 | 2030 | 2 |  |  |  | 62.1656 | 1
| Zone | South Orange County | 5 | Monthly System Peak Day | CAISO | 1-in-2 | 2030 | 3 |  |  |  | 61.4756 | 1
| Zone | South Orange County | 5 | Monthly System Peak Day | CAISO | 1-in-2 | 2030 | 4 |  |  |  | 60.66 | 1
| Zone | South Orange County | 5 | Monthly System Peak Day | CAISO | 1-in-2 | 2030 | 5 |  |  |  | 59.6478 | 1
| Zone | South Orange County | 5 | Monthly System Peak Day | CAISO | 1-in-2 | 2030 | 6 |  |  |  | 59.2556 | 1
| Zone | South Orange County | 5 | Monthly System Peak Day | CAISO | 1-in-2 | 2030 | 7 |  |  |  | 59.1878 | 1
| Zone | South Orange County | 5 | Monthly System Peak Day | CAISO | 1-in-2 | 2030 | 8 |  |  |  | 59.5244 | 1
| Zone | South Orange County | 5 | Monthly System Peak Day | CAISO | 1-in-2 | 2030 | 9 |  |  |  | 61.2822 | 1
| Zone | South Orange County | 5 | Monthly System Peak Day | CAISO | 1-in-2 | 2030 | 10 |  |  |  | 64.5656 | 1
| Zone | South Orange County | 5 | Monthly System Peak Day | CAISO | 1-in-2 | 2030 | 11 |  |  |  | 69.2133 | 1
| Zone | South Orange County | 5 | Monthly System Peak Day | CAISO | 1-in-2 | 2030 | 12 |  |  |  | 73.2611 | 1
| Zone | South Orange County | 5 | Monthly System Peak Day | CAISO | 1-in-2 | 2030 | 13 |  |  |  | 74.6911 | 1
| Zone | South Orange County | 5 | Monthly System Peak Day | CAISO | 1-in-2 | 2030 | 14 |  |  |  | 75.6356 | 1
| Zone | South Orange County | 5 | Monthly System Peak Day | CAISO | 1-in-2 | 2030 | 15 |  |  |  | 77.08 | 1
| Zone | South Orange County | 5 | Monthly System Peak Day | CAISO | 1-in-2 | 2030 | 16 |  |  |  | 78.5444 | 1
| Zone | South Orange County | 5 | Monthly System Peak Day | CAISO | 1-in-2 | 2030 | 17 |  |  |  | 78.7333 | 1
| Zone | South Orange County | 5 | Monthly System Peak Day | CAISO | 1-in-2 | 2030 | 18 |  |  |  | 77.5444 | 1
| Zone | South Orange County | 5 | Monthly System Peak Day | CAISO | 1-in-2 | 2030 | 19 |  |  |  | 74.7956 | 1
| Zone | South Orange County | 5 | Monthly System Peak Day | CAISO | 1-in-2 | 2030 | 20 |  |  |  | 71.7133 | 1
| Zone | South Orange County | 5 | Monthly System Peak Day | CAISO | 1-in-2 | 2030 | 21 |  |  |  | 68.6389 | 1
| Zone | South Orange County | 5 | Monthly System Peak Day | CAISO | 1-in-2 | 2030 | 22 |  |  |  | 66.3122 | 1
| Zone | South Orange County | 5 | Monthly System Peak Day | CAISO | 1-in-2 | 2030 | 23 |  |  |  | 65.4756 | 1
| Zone | South Orange County | 5 | Monthly System Peak Day | CAISO | 1-in-2 | 2030 | 24 |  |  |  | 62.8378 | 1
| Zone | South Orange County | 6 | Average Weekday | CAISO | 1-in-2 | 2030 | 1 |  |  |  | 63.2201 | 1
| Zone | South Orange County | 6 | Average Weekday | CAISO | 1-in-2 | 2030 | 2 |  |  |  | 62.9028 | 1
| Zone | South Orange County | 6 | Average Weekday | CAISO | 1-in-2 | 2030 | 3 |  |  |  | 62.638 | 1
| Zone | South Orange County | 6 | Average Weekday | CAISO | 1-in-2 | 2030 | 4 |  |  |  | 62.3707 | 1
| Zone | South Orange County | 6 | Average Weekday | CAISO | 1-in-2 | 2030 | 5 |  |  |  | 62.2104 | 1
| Zone | South Orange County | 6 | Average Weekday | CAISO | 1-in-2 | 2030 | 6 |  |  |  | 62.0573 | 1
| Zone | South Orange County | 6 | Average Weekday | CAISO | 1-in-2 | 2030 | 7 |  |  |  | 61.9467 | 1
| Zone | South Orange County | 6 | Average Weekday | CAISO | 1-in-2 | 2030 | 8 |  |  |  | 62.2274 | 1
| Zone | South Orange County | 6 | Average Weekday | CAISO | 1-in-2 | 2030 | 9 |  |  |  | 63.2907 | 1
| Zone | South Orange County | 6 | Average Weekday | CAISO | 1-in-2 | 2030 | 10 |  |  |  | 64.8738 | 1
| Zone | South Orange County | 6 | Average Weekday | CAISO | 1-in-2 | 2030 | 11 |  |  |  | 66.8967 | 1
| Zone | South Orange County | 6 | Average Weekday | CAISO | 1-in-2 | 2030 | 12 |  |  |  | 68.6847 | 1
| Zone | South Orange County | 6 | Average Weekday | CAISO | 1-in-2 | 2030 | 13 |  |  |  | 69.7499 | 1
| Zone | South Orange County | 6 | Average Weekday | CAISO | 1-in-2 | 2030 | 14 |  |  |  | 70.2175 | 1
| Zone | South Orange County | 6 | Average Weekday | CAISO | 1-in-2 | 2030 | 15 |  |  |  | 70.7634 | 1
| Zone | South Orange County | 6 | Average Weekday | CAISO | 1-in-2 | 2030 | 16 |  |  |  | 71.3779 | 1
| Zone | South Orange County | 6 | Average Weekday | CAISO | 1-in-2 | 2030 | 17 |  |  |  | 71.6339 | 1
| Zone | South Orange County | 6 | Average Weekday | CAISO | 1-in-2 | 2030 | 18 |  |  |  | 71.201 | 1
| Zone | South Orange County | 6 | Average Weekday | CAISO | 1-in-2 | 2030 | 19 |  |  |  | 70.3962 | 1
| Zone | South Orange County | 6 | Average Weekday | CAISO | 1-in-2 | 2030 | 20 |  |  |  | 68.8645 | 1
| Zone | South Orange County | 6 | Average Weekday | CAISO | 1-in-2 | 2030 | 21 |  |  |  | 66.8008 | 1
| Zone | South Orange County | 6 | Average Weekday | CAISO | 1-in-2 | 2030 | 22 |  |  |  | 64.8621 | 1
| Zone | South Orange County | 6 | Average Weekday | CAISO | 1-in-2 | 2030 | 23 |  |  |  | 64.1087 | 1
| Zone | South Orange County | 6 | Average Weekday | CAISO | 1-in-2 | 2030 | 24 |  |  |  | 63.6586 | 1
| Zone | South Orange County | 6 | Monthly System Peak Day | CAISO | 1-in-2 | 2030 | 1 |  |  |  | 63.42 | 1
| Zone | South Orange County | 6 | Monthly System Peak Day | CAISO | 1-in-2 | 2030 | 2 |  |  |  | 62.9256 | 1
| Zone | South Orange County | 6 | Monthly System Peak Day | CAISO | 1-in-2 | 2030 | 3 |  |  |  | 62.5033 | 1
| Zone | South Orange County | 6 | Monthly System Peak Day | CAISO | 1-in-2 | 2030 | 4 |  |  |  | 61.8978 | 1
| Zone | South Orange County | 6 | Monthly System Peak Day | CAISO | 1-in-2 | 2030 | 5 |  |  |  | 61.5378 | 1
| Zone | South Orange County | 6 | Monthly System Peak Day | CAISO | 1-in-2 | 2030 | 6 |  |  |  | 61.5411 | 1
| Zone | South Orange County | 6 | Monthly System Peak Day | CAISO | 1-in-2 | 2030 | 7 |  |  |  | 61.3322 | 1
| Zone | South Orange County | 6 | Monthly System Peak Day | CAISO | 1-in-2 | 2030 | 8 |  |  |  | 61.6956 | 1
| Zone | South Orange County | 6 | Monthly System Peak Day | CAISO | 1-in-2 | 2030 | 9 |  |  |  | 63.0111 | 1
| Zone | South Orange County | 6 | Monthly System Peak Day | CAISO | 1-in-2 | 2030 | 10 |  |  |  | 65.0511 | 1
| Zone | South Orange County | 6 | Monthly System Peak Day | CAISO | 1-in-2 | 2030 | 11 |  |  |  | 67.0778 | 1
| Zone | South Orange County | 6 | Monthly System Peak Day | CAISO | 1-in-2 | 2030 | 12 |  |  |  | 68.9356 | 1
| Zone | South Orange County | 6 | Monthly System Peak Day | CAISO | 1-in-2 | 2030 | 13 |  |  |  | 70.85 | 1
| Zone | South Orange County | 6 | Monthly System Peak Day | CAISO | 1-in-2 | 2030 | 14 |  |  |  | 73.0556 | 1
| Zone | South Orange County | 6 | Monthly System Peak Day | CAISO | 1-in-2 | 2030 | 15 |  |  |  | 74.4778 | 1
| Zone | South Orange County | 6 | Monthly System Peak Day | CAISO | 1-in-2 | 2030 | 16 |  |  |  | 74.8333 | 1
| Zone | South Orange County | 6 | Monthly System Peak Day | CAISO | 1-in-2 | 2030 | 17 |  |  |  | 74.6111 | 1
| Zone | South Orange County | 6 | Monthly System Peak Day | CAISO | 1-in-2 | 2030 | 18 |  |  |  | 73.9222 | 1
| Zone | South Orange County | 6 | Monthly System Peak Day | CAISO | 1-in-2 | 2030 | 19 |  |  |  | 73.2 | 1
| Zone | South Orange County | 6 | Monthly System Peak Day | CAISO | 1-in-2 | 2030 | 20 |  |  |  | 71.2356 | 1
| Zone | South Orange County | 6 | Monthly System Peak Day | CAISO | 1-in-2 | 2030 | 21 |  |  |  | 68.3844 | 1
| Zone | South Orange County | 6 | Monthly System Peak Day | CAISO | 1-in-2 | 2030 | 22 |  |  |  | 65.5289 | 1
| Zone | South Orange County | 6 | Monthly System Peak Day | CAISO | 1-in-2 | 2030 | 23 |  |  |  | 64.0489 | 1
| Zone | South Orange County | 6 | Monthly System Peak Day | CAISO | 1-in-2 | 2030 | 24 |  |  |  | 63.3067 | 1
| Zone | South Orange County | 7 | Average Weekday | CAISO | 1-in-2 | 2030 | 1 |  |  |  | 66.4002 | 1
| Zone | South Orange County | 7 | Average Weekday | CAISO | 1-in-2 | 2030 | 2 |  |  |  | 66.1068 | 1
| Zone | South Orange County | 7 | Average Weekday | CAISO | 1-in-2 | 2030 | 3 |  |  |  | 65.8268 | 1
| Zone | South Orange County | 7 | Average Weekday | CAISO | 1-in-2 | 2030 | 4 |  |  |  | 65.5226 | 1
| Zone | South Orange County | 7 | Average Weekday | CAISO | 1-in-2 | 2030 | 5 |  |  |  | 65.3042 | 1
| Zone | South Orange County | 7 | Average Weekday | CAISO | 1-in-2 | 2030 | 6 |  |  |  | 65.0663 | 1
| Zone | South Orange County | 7 | Average Weekday | CAISO | 1-in-2 | 2030 | 7 |  |  |  | 64.9529 | 1
| Zone | South Orange County | 7 | Average Weekday | CAISO | 1-in-2 | 2030 | 8 |  |  |  | 65.3477 | 1
| Zone | South Orange County | 7 | Average Weekday | CAISO | 1-in-2 | 2030 | 9 |  |  |  | 66.7598 | 1
| Zone | South Orange County | 7 | Average Weekday | CAISO | 1-in-2 | 2030 | 10 |  |  |  | 68.6621 | 1
| Zone | South Orange County | 7 | Average Weekday | CAISO | 1-in-2 | 2030 | 11 |  |  |  | 70.82 | 1
| Zone | South Orange County | 7 | Average Weekday | CAISO | 1-in-2 | 2030 | 12 |  |  |  | 72.7892 | 1
| Zone | South Orange County | 7 | Average Weekday | CAISO | 1-in-2 | 2030 | 13 |  |  |  | 73.936 | 1
| Zone | South Orange County | 7 | Average Weekday | CAISO | 1-in-2 | 2030 | 14 |  |  |  | 74.2985 | 1
| Zone | South Orange County | 7 | Average Weekday | CAISO | 1-in-2 | 2030 | 15 |  |  |  | 75.1656 | 1
| Zone | South Orange County | 7 | Average Weekday | CAISO | 1-in-2 | 2030 | 16 |  |  |  | 75.3757 | 1
| Zone | South Orange County | 7 | Average Weekday | CAISO | 1-in-2 | 2030 | 17 |  |  |  | 75.5332 | 1
| Zone | South Orange County | 7 | Average Weekday | CAISO | 1-in-2 | 2030 | 18 |  |  |  | 75.0031 | 1
| Zone | South Orange County | 7 | Average Weekday | CAISO | 1-in-2 | 2030 | 19 |  |  |  | 73.9945 | 1
| Zone | South Orange County | 7 | Average Weekday | CAISO | 1-in-2 | 2030 | 20 |  |  |  | 72.6964 | 1
| Zone | South Orange County | 7 | Average Weekday | CAISO | 1-in-2 | 2030 | 21 |  |  |  | 70.461 | 1
| Zone | South Orange County | 7 | Average Weekday | CAISO | 1-in-2 | 2030 | 22 |  |  |  | 68.3221 | 1
| Zone | South Orange County | 7 | Average Weekday | CAISO | 1-in-2 | 2030 | 23 |  |  |  | 67.3934 | 1
| Zone | South Orange County | 7 | Average Weekday | CAISO | 1-in-2 | 2030 | 24 |  |  |  | 66.8977 | 1
| Zone | South Orange County | 7 | Monthly System Peak Day | CAISO | 1-in-2 | 2030 | 1 |  |  |  | 68.6744 | 1
| Zone | South Orange County | 7 | Monthly System Peak Day | CAISO | 1-in-2 | 2030 | 2 |  |  |  | 68.3267 | 1
| Zone | South Orange County | 7 | Monthly System Peak Day | CAISO | 1-in-2 | 2030 | 3 |  |  |  | 68.21 | 1
| Zone | South Orange County | 7 | Monthly System Peak Day | CAISO | 1-in-2 | 2030 | 4 |  |  |  | 68.0378 | 1
| Zone | South Orange County | 7 | Monthly System Peak Day | CAISO | 1-in-2 | 2030 | 5 |  |  |  | 67.7189 | 1
| Zone | South Orange County | 7 | Monthly System Peak Day | CAISO | 1-in-2 | 2030 | 6 |  |  |  | 67.4567 | 1
| Zone | South Orange County | 7 | Monthly System Peak Day | CAISO | 1-in-2 | 2030 | 7 |  |  |  | 67.2422 | 1
| Zone | South Orange County | 7 | Monthly System Peak Day | CAISO | 1-in-2 | 2030 | 8 |  |  |  | 67.4778 | 1
| Zone | South Orange County | 7 | Monthly System Peak Day | CAISO | 1-in-2 | 2030 | 9 |  |  |  | 69.6967 | 1
| Zone | South Orange County | 7 | Monthly System Peak Day | CAISO | 1-in-2 | 2030 | 10 |  |  |  | 73.5222 | 1
| Zone | South Orange County | 7 | Monthly System Peak Day | CAISO | 1-in-2 | 2030 | 11 |  |  |  | 77.4333 | 1
| Zone | South Orange County | 7 | Monthly System Peak Day | CAISO | 1-in-2 | 2030 | 12 |  |  |  | 80.3778 | 1
| Zone | South Orange County | 7 | Monthly System Peak Day | CAISO | 1-in-2 | 2030 | 13 |  |  |  | 81.0444 | 1
| Zone | South Orange County | 7 | Monthly System Peak Day | CAISO | 1-in-2 | 2030 | 14 |  |  |  | 81.5667 | 1
| Zone | South Orange County | 7 | Monthly System Peak Day | CAISO | 1-in-2 | 2030 | 15 |  |  |  | 81.6778 | 1
| Zone | South Orange County | 7 | Monthly System Peak Day | CAISO | 1-in-2 | 2030 | 16 |  |  |  | 81.3556 | 1
| Zone | South Orange County | 7 | Monthly System Peak Day | CAISO | 1-in-2 | 2030 | 17 |  |  |  | 81.6778 | 1
| Zone | South Orange County | 7 | Monthly System Peak Day | CAISO | 1-in-2 | 2030 | 18 |  |  |  | 81.9556 | 1
| Zone | South Orange County | 7 | Monthly System Peak Day | CAISO | 1-in-2 | 2030 | 19 |  |  |  | 80.9111 | 1
| Zone | South Orange County | 7 | Monthly System Peak Day | CAISO | 1-in-2 | 2030 | 20 |  |  |  | 78.6111 | 1
| Zone | South Orange County | 7 | Monthly System Peak Day | CAISO | 1-in-2 | 2030 | 21 |  |  |  | 77.6667 | 1
| Zone | South Orange County | 7 | Monthly System Peak Day | CAISO | 1-in-2 | 2030 | 22 |  |  |  | 74.9111 | 1
| Zone | South Orange County | 7 | Monthly System Peak Day | CAISO | 1-in-2 | 2030 | 23 |  |  |  | 72.9689 | 1
| Zone | South Orange County | 7 | Monthly System Peak Day | CAISO | 1-in-2 | 2030 | 24 |  |  |  | 71.8667 | 1
| Zone | South Orange County | 8 | Average Weekday | CAISO | 1-in-2 | 2030 | 1 |  |  |  | 67.8148 | 1
| Zone | South Orange County | 8 | Average Weekday | CAISO | 1-in-2 | 2030 | 2 |  |  |  | 67.3859 | 1
| Zone | South Orange County | 8 | Average Weekday | CAISO | 1-in-2 | 2030 | 3 |  |  |  | 67.0598 | 1
| Zone | South Orange County | 8 | Average Weekday | CAISO | 1-in-2 | 2030 | 4 |  |  |  | 66.7292 | 1
| Zone | South Orange County | 8 | Average Weekday | CAISO | 1-in-2 | 2030 | 5 |  |  |  | 66.3823 | 1
| Zone | South Orange County | 8 | Average Weekday | CAISO | 1-in-2 | 2030 | 6 |  |  |  | 66.1019 | 1
| Zone | South Orange County | 8 | Average Weekday | CAISO | 1-in-2 | 2030 | 7 |  |  |  | 65.9604 | 1
| Zone | South Orange County | 8 | Average Weekday | CAISO | 1-in-2 | 2030 | 8 |  |  |  | 66.1177 | 1
| Zone | South Orange County | 8 | Average Weekday | CAISO | 1-in-2 | 2030 | 9 |  |  |  | 67.3343 | 1
| Zone | South Orange County | 8 | Average Weekday | CAISO | 1-in-2 | 2030 | 10 |  |  |  | 69.3146 | 1
| Zone | South Orange County | 8 | Average Weekday | CAISO | 1-in-2 | 2030 | 11 |  |  |  | 72.0113 | 1
| Zone | South Orange County | 8 | Average Weekday | CAISO | 1-in-2 | 2030 | 12 |  |  |  | 74.6335 | 1
| Zone | South Orange County | 8 | Average Weekday | CAISO | 1-in-2 | 2030 | 13 |  |  |  | 75.7629 | 1
| Zone | South Orange County | 8 | Average Weekday | CAISO | 1-in-2 | 2030 | 14 |  |  |  | 76.6644 | 1
| Zone | South Orange County | 8 | Average Weekday | CAISO | 1-in-2 | 2030 | 15 |  |  |  | 77.4824 | 1
| Zone | South Orange County | 8 | Average Weekday | CAISO | 1-in-2 | 2030 | 16 |  |  |  | 77.8866 | 1
| Zone | South Orange County | 8 | Average Weekday | CAISO | 1-in-2 | 2030 | 17 |  |  |  | 78.0986 | 1
| Zone | South Orange County | 8 | Average Weekday | CAISO | 1-in-2 | 2030 | 18 |  |  |  | 77.5193 | 1
| Zone | South Orange County | 8 | Average Weekday | CAISO | 1-in-2 | 2030 | 19 |  |  |  | 76.4611 | 1
| Zone | South Orange County | 8 | Average Weekday | CAISO | 1-in-2 | 2030 | 20 |  |  |  | 74.6475 | 1
| Zone | South Orange County | 8 | Average Weekday | CAISO | 1-in-2 | 2030 | 21 |  |  |  | 71.7865 | 1
| Zone | South Orange County | 8 | Average Weekday | CAISO | 1-in-2 | 2030 | 22 |  |  |  | 69.784 | 1
| Zone | South Orange County | 8 | Average Weekday | CAISO | 1-in-2 | 2030 | 23 |  |  |  | 68.9044 | 1
| Zone | South Orange County | 8 | Average Weekday | CAISO | 1-in-2 | 2030 | 24 |  |  |  | 68.3345 | 1
| Zone | South Orange County | 8 | Monthly System Peak Day | CAISO | 1-in-2 | 2030 | 1 |  |  |  | 73.9111 | 1
| Zone | South Orange County | 8 | Monthly System Peak Day | CAISO | 1-in-2 | 2030 | 2 |  |  |  | 73.3667 | 1
| Zone | South Orange County | 8 | Monthly System Peak Day | CAISO | 1-in-2 | 2030 | 3 |  |  |  | 73.0444 | 1
| Zone | South Orange County | 8 | Monthly System Peak Day | CAISO | 1-in-2 | 2030 | 4 |  |  |  | 72.3778 | 1
| Zone | South Orange County | 8 | Monthly System Peak Day | CAISO | 1-in-2 | 2030 | 5 |  |  |  | 72.1667 | 1
| Zone | South Orange County | 8 | Monthly System Peak Day | CAISO | 1-in-2 | 2030 | 6 |  |  |  | 71.8511 | 1
| Zone | South Orange County | 8 | Monthly System Peak Day | CAISO | 1-in-2 | 2030 | 7 |  |  |  | 71.7222 | 1
| Zone | South Orange County | 8 | Monthly System Peak Day | CAISO | 1-in-2 | 2030 | 8 |  |  |  | 72.0378 | 1
| Zone | South Orange County | 8 | Monthly System Peak Day | CAISO | 1-in-2 | 2030 | 9 |  |  |  | 73.9444 | 1
| Zone | South Orange County | 8 | Monthly System Peak Day | CAISO | 1-in-2 | 2030 | 10 |  |  |  | 77.5556 | 1
| Zone | South Orange County | 8 | Monthly System Peak Day | CAISO | 1-in-2 | 2030 | 11 |  |  |  | 81.5111 | 1
| Zone | South Orange County | 8 | Monthly System Peak Day | CAISO | 1-in-2 | 2030 | 12 |  |  |  | 85.2667 | 1
| Zone | South Orange County | 8 | Monthly System Peak Day | CAISO | 1-in-2 | 2030 | 13 |  |  |  | 85.7333 | 1
| Zone | South Orange County | 8 | Monthly System Peak Day | CAISO | 1-in-2 | 2030 | 14 |  |  |  | 85.9444 | 1
| Zone | South Orange County | 8 | Monthly System Peak Day | CAISO | 1-in-2 | 2030 | 15 |  |  |  | 85.9444 | 1
| Zone | South Orange County | 8 | Monthly System Peak Day | CAISO | 1-in-2 | 2030 | 16 |  |  |  | 86.1111 | 1
| Zone | South Orange County | 8 | Monthly System Peak Day | CAISO | 1-in-2 | 2030 | 17 |  |  |  | 85.3444 | 1
| Zone | South Orange County | 8 | Monthly System Peak Day | CAISO | 1-in-2 | 2030 | 18 |  |  |  | 83.5778 | 1
| Zone | South Orange County | 8 | Monthly System Peak Day | CAISO | 1-in-2 | 2030 | 19 |  |  |  | 82.7556 | 1
| Zone | South Orange County | 8 | Monthly System Peak Day | CAISO | 1-in-2 | 2030 | 20 |  |  |  | 81.2222 | 1
| Zone | South Orange County | 8 | Monthly System Peak Day | CAISO | 1-in-2 | 2030 | 21 |  |  |  | 78.4889 | 1
| Zone | South Orange County | 8 | Monthly System Peak Day | CAISO | 1-in-2 | 2030 | 22 |  |  |  | 76.8778 | 1
| Zone | South Orange County | 8 | Monthly System Peak Day | CAISO | 1-in-2 | 2030 | 23 |  |  |  | 76.2333 | 1
| Zone | South Orange County | 8 | Monthly System Peak Day | CAISO | 1-in-2 | 2030 | 24 |  |  |  | 75.7333 | 1
| Zone | South Orange County | 8 | Typical Event Day | CAISO | 1-in-2 | 2030 | 1 |  |  |  | 69.9036 | 1
| Zone | South Orange County | 8 | Typical Event Day | CAISO | 1-in-2 | 2030 | 2 |  |  |  | 69.3875 | 1
| Zone | South Orange County | 8 | Typical Event Day | CAISO | 1-in-2 | 2030 | 3 |  |  |  | 69.0728 | 1
| Zone | South Orange County | 8 | Typical Event Day | CAISO | 1-in-2 | 2030 | 4 |  |  |  | 68.5572 | 1
| Zone | South Orange County | 8 | Typical Event Day | CAISO | 1-in-2 | 2030 | 5 |  |  |  | 68.1842 | 1
| Zone | South Orange County | 8 | Typical Event Day | CAISO | 1-in-2 | 2030 | 6 |  |  |  | 67.9667 | 1
| Zone | South Orange County | 8 | Typical Event Day | CAISO | 1-in-2 | 2030 | 7 |  |  |  | 67.9464 | 1
| Zone | South Orange County | 8 | Typical Event Day | CAISO | 1-in-2 | 2030 | 8 |  |  |  | 68.4089 | 1
| Zone | South Orange County | 8 | Typical Event Day | CAISO | 1-in-2 | 2030 | 9 |  |  |  | 70.0742 | 1
| Zone | South Orange County | 8 | Typical Event Day | CAISO | 1-in-2 | 2030 | 10 |  |  |  | 73.5322 | 1
| Zone | South Orange County | 8 | Typical Event Day | CAISO | 1-in-2 | 2030 | 11 |  |  |  | 77.6611 | 1
| Zone | South Orange County | 8 | Typical Event Day | CAISO | 1-in-2 | 2030 | 12 |  |  |  | 81.2061 | 1
| Zone | South Orange County | 8 | Typical Event Day | CAISO | 1-in-2 | 2030 | 13 |  |  |  | 82.4958 | 1
| Zone | South Orange County | 8 | Typical Event Day | CAISO | 1-in-2 | 2030 | 14 |  |  |  | 83.3417 | 1
| Zone | South Orange County | 8 | Typical Event Day | CAISO | 1-in-2 | 2030 | 15 |  |  |  | 83.7194 | 1
| Zone | South Orange County | 8 | Typical Event Day | CAISO | 1-in-2 | 2030 | 16 |  |  |  | 83.7083 | 1
| Zone | South Orange County | 8 | Typical Event Day | CAISO | 1-in-2 | 2030 | 17 |  |  |  | 83.5806 | 1
| Zone | South Orange County | 8 | Typical Event Day | CAISO | 1-in-2 | 2030 | 18 |  |  |  | 82.6611 | 1
| Zone | South Orange County | 8 | Typical Event Day | CAISO | 1-in-2 | 2030 | 19 |  |  |  | 81.5 | 1
| Zone | South Orange County | 8 | Typical Event Day | CAISO | 1-in-2 | 2030 | 20 |  |  |  | 79.7478 | 1
| Zone | South Orange County | 8 | Typical Event Day | CAISO | 1-in-2 | 2030 | 21 |  |  |  | 77.6322 | 1
| Zone | South Orange County | 8 | Typical Event Day | CAISO | 1-in-2 | 2030 | 22 |  |  |  | 75.2183 | 1
| Zone | South Orange County | 8 | Typical Event Day | CAISO | 1-in-2 | 2030 | 23 |  |  |  | 73.6406 | 1
| Zone | South Orange County | 8 | Typical Event Day | CAISO | 1-in-2 | 2030 | 24 |  |  |  | 72.4406 | 1
| Zone | South Orange County | 9 | Average Weekday | CAISO | 1-in-2 | 2030 | 1 |  |  |  | 67.4531 | 1
| Zone | South Orange County | 9 | Average Weekday | CAISO | 1-in-2 | 2030 | 2 |  |  |  | 67.0066 | 1
| Zone | South Orange County | 9 | Average Weekday | CAISO | 1-in-2 | 2030 | 3 |  |  |  | 66.6201 | 1
| Zone | South Orange County | 9 | Average Weekday | CAISO | 1-in-2 | 2030 | 4 |  |  |  | 66.3025 | 1
| Zone | South Orange County | 9 | Average Weekday | CAISO | 1-in-2 | 2030 | 5 |  |  |  | 66.0021 | 1
| Zone | South Orange County | 9 | Average Weekday | CAISO | 1-in-2 | 2030 | 6 |  |  |  | 65.7589 | 1
| Zone | South Orange County | 9 | Average Weekday | CAISO | 1-in-2 | 2030 | 7 |  |  |  | 65.6209 | 1
| Zone | South Orange County | 9 | Average Weekday | CAISO | 1-in-2 | 2030 | 8 |  |  |  | 65.6795 | 1
| Zone | South Orange County | 9 | Average Weekday | CAISO | 1-in-2 | 2030 | 9 |  |  |  | 66.3764 | 1
| Zone | South Orange County | 9 | Average Weekday | CAISO | 1-in-2 | 2030 | 10 |  |  |  | 68.2215 | 1
| Zone | South Orange County | 9 | Average Weekday | CAISO | 1-in-2 | 2030 | 11 |  |  |  | 70.6854 | 1
| Zone | South Orange County | 9 | Average Weekday | CAISO | 1-in-2 | 2030 | 12 |  |  |  | 73.3405 | 1
| Zone | South Orange County | 9 | Average Weekday | CAISO | 1-in-2 | 2030 | 13 |  |  |  | 75.0256 | 1
| Zone | South Orange County | 9 | Average Weekday | CAISO | 1-in-2 | 2030 | 14 |  |  |  | 76.2442 | 1
| Zone | South Orange County | 9 | Average Weekday | CAISO | 1-in-2 | 2030 | 15 |  |  |  | 76.8128 | 1
| Zone | South Orange County | 9 | Average Weekday | CAISO | 1-in-2 | 2030 | 16 |  |  |  | 76.8726 | 1
| Zone | South Orange County | 9 | Average Weekday | CAISO | 1-in-2 | 2030 | 17 |  |  |  | 76.7772 | 1
| Zone | South Orange County | 9 | Average Weekday | CAISO | 1-in-2 | 2030 | 18 |  |  |  | 76.1004 | 1
| Zone | South Orange County | 9 | Average Weekday | CAISO | 1-in-2 | 2030 | 19 |  |  |  | 74.6882 | 1
| Zone | South Orange County | 9 | Average Weekday | CAISO | 1-in-2 | 2030 | 20 |  |  |  | 72.4983 | 1
| Zone | South Orange County | 9 | Average Weekday | CAISO | 1-in-2 | 2030 | 21 |  |  |  | 70.4811 | 1
| Zone | South Orange County | 9 | Average Weekday | CAISO | 1-in-2 | 2030 | 22 |  |  |  | 69.5823 | 1
| Zone | South Orange County | 9 | Average Weekday | CAISO | 1-in-2 | 2030 | 23 |  |  |  | 68.8587 | 1
| Zone | South Orange County | 9 | Average Weekday | CAISO | 1-in-2 | 2030 | 24 |  |  |  | 68.1288 | 1
| Zone | South Orange County | 9 | Monthly System Peak Day | CAISO | 1-in-2 | 2030 | 1 |  |  |  | 73.6089 | 1
| Zone | South Orange County | 9 | Monthly System Peak Day | CAISO | 1-in-2 | 2030 | 2 |  |  |  | 72.9311 | 1
| Zone | South Orange County | 9 | Monthly System Peak Day | CAISO | 1-in-2 | 2030 | 3 |  |  |  | 72.5333 | 1
| Zone | South Orange County | 9 | Monthly System Peak Day | CAISO | 1-in-2 | 2030 | 4 |  |  |  | 71.9156 | 1
| Zone | South Orange County | 9 | Monthly System Peak Day | CAISO | 1-in-2 | 2030 | 5 |  |  |  | 71.3133 | 1
| Zone | South Orange County | 9 | Monthly System Peak Day | CAISO | 1-in-2 | 2030 | 6 |  |  |  | 71.0178 | 1
| Zone | South Orange County | 9 | Monthly System Peak Day | CAISO | 1-in-2 | 2030 | 7 |  |  |  | 71.4889 | 1
| Zone | South Orange County | 9 | Monthly System Peak Day | CAISO | 1-in-2 | 2030 | 8 |  |  |  | 72.4244 | 1
| Zone | South Orange County | 9 | Monthly System Peak Day | CAISO | 1-in-2 | 2030 | 9 |  |  |  | 73.6444 | 1
| Zone | South Orange County | 9 | Monthly System Peak Day | CAISO | 1-in-2 | 2030 | 10 |  |  |  | 78 | 1
| Zone | South Orange County | 9 | Monthly System Peak Day | CAISO | 1-in-2 | 2030 | 11 |  |  |  | 84.6222 | 1
| Zone | South Orange County | 9 | Monthly System Peak Day | CAISO | 1-in-2 | 2030 | 12 |  |  |  | 90.2444 | 1
| Zone | South Orange County | 9 | Monthly System Peak Day | CAISO | 1-in-2 | 2030 | 13 |  |  |  | 92.3556 | 1
| Zone | South Orange County | 9 | Monthly System Peak Day | CAISO | 1-in-2 | 2030 | 14 |  |  |  | 92.8 | 1
| Zone | South Orange County | 9 | Monthly System Peak Day | CAISO | 1-in-2 | 2030 | 15 |  |  |  | 92.7778 | 1
| Zone | South Orange County | 9 | Monthly System Peak Day | CAISO | 1-in-2 | 2030 | 16 |  |  |  | 92.5333 | 1
| Zone | South Orange County | 9 | Monthly System Peak Day | CAISO | 1-in-2 | 2030 | 17 |  |  |  | 92.6889 | 1
| Zone | South Orange County | 9 | Monthly System Peak Day | CAISO | 1-in-2 | 2030 | 18 |  |  |  | 91.1889 | 1
| Zone | South Orange County | 9 | Monthly System Peak Day | CAISO | 1-in-2 | 2030 | 19 |  |  |  | 89.1333 | 1
| Zone | South Orange County | 9 | Monthly System Peak Day | CAISO | 1-in-2 | 2030 | 20 |  |  |  | 87.9222 | 1
| Zone | South Orange County | 9 | Monthly System Peak Day | CAISO | 1-in-2 | 2030 | 21 |  |  |  | 85.9889 | 1
| Zone | South Orange County | 9 | Monthly System Peak Day | CAISO | 1-in-2 | 2030 | 22 |  |  |  | 83.5556 | 1
| Zone | South Orange County | 9 | Monthly System Peak Day | CAISO | 1-in-2 | 2030 | 23 |  |  |  | 81.3111 | 1
| Zone | South Orange County | 9 | Monthly System Peak Day | CAISO | 1-in-2 | 2030 | 24 |  |  |  | 78.8556 | 1
| Zone | South Orange County | 10 | Average Weekday | CAISO | 1-in-2 | 2030 | 1 |  |  |  | 63.9844 | 1
| Zone | South Orange County | 10 | Average Weekday | CAISO | 1-in-2 | 2030 | 2 |  |  |  | 63.2554 | 1
| Zone | South Orange County | 10 | Average Weekday | CAISO | 1-in-2 | 2030 | 3 |  |  |  | 62.5135 | 1
| Zone | South Orange County | 10 | Average Weekday | CAISO | 1-in-2 | 2030 | 4 |  |  |  | 61.9402 | 1
| Zone | South Orange County | 10 | Average Weekday | CAISO | 1-in-2 | 2030 | 5 |  |  |  | 61.352 | 1
| Zone | South Orange County | 10 | Average Weekday | CAISO | 1-in-2 | 2030 | 6 |  |  |  | 61.0596 | 1
| Zone | South Orange County | 10 | Average Weekday | CAISO | 1-in-2 | 2030 | 7 |  |  |  | 60.878 | 1
| Zone | South Orange County | 10 | Average Weekday | CAISO | 1-in-2 | 2030 | 8 |  |  |  | 60.7845 | 1
| Zone | South Orange County | 10 | Average Weekday | CAISO | 1-in-2 | 2030 | 9 |  |  |  | 61.1327 | 1
| Zone | South Orange County | 10 | Average Weekday | CAISO | 1-in-2 | 2030 | 10 |  |  |  | 63.2855 | 1
| Zone | South Orange County | 10 | Average Weekday | CAISO | 1-in-2 | 2030 | 11 |  |  |  | 66.1247 | 1
| Zone | South Orange County | 10 | Average Weekday | CAISO | 1-in-2 | 2030 | 12 |  |  |  | 68.6962 | 1
| Zone | South Orange County | 10 | Average Weekday | CAISO | 1-in-2 | 2030 | 13 |  |  |  | 71.0626 | 1
| Zone | South Orange County | 10 | Average Weekday | CAISO | 1-in-2 | 2030 | 14 |  |  |  | 72.4527 | 1
| Zone | South Orange County | 10 | Average Weekday | CAISO | 1-in-2 | 2030 | 15 |  |  |  | 73.3673 | 1
| Zone | South Orange County | 10 | Average Weekday | CAISO | 1-in-2 | 2030 | 16 |  |  |  | 73.5557 | 1
| Zone | South Orange County | 10 | Average Weekday | CAISO | 1-in-2 | 2030 | 17 |  |  |  | 72.9948 | 1
| Zone | South Orange County | 10 | Average Weekday | CAISO | 1-in-2 | 2030 | 18 |  |  |  | 72.2091 | 1
| Zone | South Orange County | 10 | Average Weekday | CAISO | 1-in-2 | 2030 | 19 |  |  |  | 70.827 | 1
| Zone | South Orange County | 10 | Average Weekday | CAISO | 1-in-2 | 2030 | 20 |  |  |  | 68.6842 | 1
| Zone | South Orange County | 10 | Average Weekday | CAISO | 1-in-2 | 2030 | 21 |  |  |  | 67.4867 | 1
| Zone | South Orange County | 10 | Average Weekday | CAISO | 1-in-2 | 2030 | 22 |  |  |  | 66.5315 | 1
| Zone | South Orange County | 10 | Average Weekday | CAISO | 1-in-2 | 2030 | 23 |  |  |  | 65.6579 | 1
| Zone | South Orange County | 10 | Average Weekday | CAISO | 1-in-2 | 2030 | 24 |  |  |  | 64.716 | 1
| Zone | South Orange County | 10 | Monthly System Peak Day | CAISO | 1-in-2 | 2030 | 1 |  |  |  | 71.5167 | 1
| Zone | South Orange County | 10 | Monthly System Peak Day | CAISO | 1-in-2 | 2030 | 2 |  |  |  | 70.3656 | 1
| Zone | South Orange County | 10 | Monthly System Peak Day | CAISO | 1-in-2 | 2030 | 3 |  |  |  | 68.69 | 1
| Zone | South Orange County | 10 | Monthly System Peak Day | CAISO | 1-in-2 | 2030 | 4 |  |  |  | 67.6044 | 1
| Zone | South Orange County | 10 | Monthly System Peak Day | CAISO | 1-in-2 | 2030 | 5 |  |  |  | 66.9244 | 1
| Zone | South Orange County | 10 | Monthly System Peak Day | CAISO | 1-in-2 | 2030 | 6 |  |  |  | 66.9067 | 1
| Zone | South Orange County | 10 | Monthly System Peak Day | CAISO | 1-in-2 | 2030 | 7 |  |  |  | 66.9767 | 1
| Zone | South Orange County | 10 | Monthly System Peak Day | CAISO | 1-in-2 | 2030 | 8 |  |  |  | 66.88 | 1
| Zone | South Orange County | 10 | Monthly System Peak Day | CAISO | 1-in-2 | 2030 | 9 |  |  |  | 67.7789 | 1
| Zone | South Orange County | 10 | Monthly System Peak Day | CAISO | 1-in-2 | 2030 | 10 |  |  |  | 71.1411 | 1
| Zone | South Orange County | 10 | Monthly System Peak Day | CAISO | 1-in-2 | 2030 | 11 |  |  |  | 75.3444 | 1
| Zone | South Orange County | 10 | Monthly System Peak Day | CAISO | 1-in-2 | 2030 | 12 |  |  |  | 80.1333 | 1
| Zone | South Orange County | 10 | Monthly System Peak Day | CAISO | 1-in-2 | 2030 | 13 |  |  |  | 82.3556 | 1
| Zone | South Orange County | 10 | Monthly System Peak Day | CAISO | 1-in-2 | 2030 | 14 |  |  |  | 83.2778 | 1
| Zone | South Orange County | 10 | Monthly System Peak Day | CAISO | 1-in-2 | 2030 | 15 |  |  |  | 82.9444 | 1
| Zone | South Orange County | 10 | Monthly System Peak Day | CAISO | 1-in-2 | 2030 | 16 |  |  |  | 82.9222 | 1
| Zone | South Orange County | 10 | Monthly System Peak Day | CAISO | 1-in-2 | 2030 | 17 |  |  |  | 82.1778 | 1
| Zone | South Orange County | 10 | Monthly System Peak Day | CAISO | 1-in-2 | 2030 | 18 |  |  |  | 82.1556 | 1
| Zone | South Orange County | 10 | Monthly System Peak Day | CAISO | 1-in-2 | 2030 | 19 |  |  |  | 79.3578 | 1
| Zone | South Orange County | 10 | Monthly System Peak Day | CAISO | 1-in-2 | 2030 | 20 |  |  |  | 76.0178 | 1
| Zone | South Orange County | 10 | Monthly System Peak Day | CAISO | 1-in-2 | 2030 | 21 |  |  |  | 74.4178 | 1
| Zone | South Orange County | 10 | Monthly System Peak Day | CAISO | 1-in-2 | 2030 | 22 |  |  |  | 73.3444 | 1
| Zone | South Orange County | 10 | Monthly System Peak Day | CAISO | 1-in-2 | 2030 | 23 |  |  |  | 72.1678 | 1
| Zone | South Orange County | 10 | Monthly System Peak Day | CAISO | 1-in-2 | 2030 | 24 |  |  |  | 71.2222 | 1
| Zone | South Orange County | 11 | Average Weekday | CAISO | 1-in-2 | 2030 | 1 |  |  |  | 58.3076 | 1
| Zone | South Orange County | 11 | Average Weekday | CAISO | 1-in-2 | 2030 | 2 |  |  |  | 57.6233 | 1
| Zone | South Orange County | 11 | Average Weekday | CAISO | 1-in-2 | 2030 | 3 |  |  |  | 57.0029 | 1
| Zone | South Orange County | 11 | Average Weekday | CAISO | 1-in-2 | 2030 | 4 |  |  |  | 56.4456 | 1
| Zone | South Orange County | 11 | Average Weekday | CAISO | 1-in-2 | 2030 | 5 |  |  |  | 55.7963 | 1
| Zone | South Orange County | 11 | Average Weekday | CAISO | 1-in-2 | 2030 | 6 |  |  |  | 55.4303 | 1
| Zone | South Orange County | 11 | Average Weekday | CAISO | 1-in-2 | 2030 | 7 |  |  |  | 55.2174 | 1
| Zone | South Orange County | 11 | Average Weekday | CAISO | 1-in-2 | 2030 | 8 |  |  |  | 55.3055 | 1
| Zone | South Orange County | 11 | Average Weekday | CAISO | 1-in-2 | 2030 | 9 |  |  |  | 56.4216 | 1
| Zone | South Orange County | 11 | Average Weekday | CAISO | 1-in-2 | 2030 | 10 |  |  |  | 59.2361 | 1
| Zone | South Orange County | 11 | Average Weekday | CAISO | 1-in-2 | 2030 | 11 |  |  |  | 62.5846 | 1
| Zone | South Orange County | 11 | Average Weekday | CAISO | 1-in-2 | 2030 | 12 |  |  |  | 65.4855 | 1
| Zone | South Orange County | 11 | Average Weekday | CAISO | 1-in-2 | 2030 | 13 |  |  |  | 67.5298 | 1
| Zone | South Orange County | 11 | Average Weekday | CAISO | 1-in-2 | 2030 | 14 |  |  |  | 68.399 | 1
| Zone | South Orange County | 11 | Average Weekday | CAISO | 1-in-2 | 2030 | 15 |  |  |  | 68.4689 | 1
| Zone | South Orange County | 11 | Average Weekday | CAISO | 1-in-2 | 2030 | 16 |  |  |  | 68.058 | 1
| Zone | South Orange County | 11 | Average Weekday | CAISO | 1-in-2 | 2030 | 17 |  |  |  | 67.0901 | 1
| Zone | South Orange County | 11 | Average Weekday | CAISO | 1-in-2 | 2030 | 18 |  |  |  | 65.412 | 1
| Zone | South Orange County | 11 | Average Weekday | CAISO | 1-in-2 | 2030 | 19 |  |  |  | 63.7569 | 1
| Zone | South Orange County | 11 | Average Weekday | CAISO | 1-in-2 | 2030 | 20 |  |  |  | 62.7171 | 1
| Zone | South Orange County | 11 | Average Weekday | CAISO | 1-in-2 | 2030 | 21 |  |  |  | 61.7769 | 1
| Zone | South Orange County | 11 | Average Weekday | CAISO | 1-in-2 | 2030 | 22 |  |  |  | 60.8739 | 1
| Zone | South Orange County | 11 | Average Weekday | CAISO | 1-in-2 | 2030 | 23 |  |  |  | 59.927 | 1
| Zone | South Orange County | 11 | Average Weekday | CAISO | 1-in-2 | 2030 | 24 |  |  |  | 59.0446 | 1
| Zone | South Orange County | 11 | Monthly System Peak Day | CAISO | 1-in-2 | 2030 | 1 |  |  |  | 58.4856 | 1
| Zone | South Orange County | 11 | Monthly System Peak Day | CAISO | 1-in-2 | 2030 | 2 |  |  |  | 57.2033 | 1
| Zone | South Orange County | 11 | Monthly System Peak Day | CAISO | 1-in-2 | 2030 | 3 |  |  |  | 56.5678 | 1
| Zone | South Orange County | 11 | Monthly System Peak Day | CAISO | 1-in-2 | 2030 | 4 |  |  |  | 55.5522 | 1
| Zone | South Orange County | 11 | Monthly System Peak Day | CAISO | 1-in-2 | 2030 | 5 |  |  |  | 54.3278 | 1
| Zone | South Orange County | 11 | Monthly System Peak Day | CAISO | 1-in-2 | 2030 | 6 |  |  |  | 52.7267 | 1
| Zone | South Orange County | 11 | Monthly System Peak Day | CAISO | 1-in-2 | 2030 | 7 |  |  |  | 52.0211 | 1
| Zone | South Orange County | 11 | Monthly System Peak Day | CAISO | 1-in-2 | 2030 | 8 |  |  |  | 52.2589 | 1
| Zone | South Orange County | 11 | Monthly System Peak Day | CAISO | 1-in-2 | 2030 | 9 |  |  |  | 56.1189 | 1
| Zone | South Orange County | 11 | Monthly System Peak Day | CAISO | 1-in-2 | 2030 | 10 |  |  |  | 62.3633 | 1
| Zone | South Orange County | 11 | Monthly System Peak Day | CAISO | 1-in-2 | 2030 | 11 |  |  |  | 68.6367 | 1
| Zone | South Orange County | 11 | Monthly System Peak Day | CAISO | 1-in-2 | 2030 | 12 |  |  |  | 73.9656 | 1
| Zone | South Orange County | 11 | Monthly System Peak Day | CAISO | 1-in-2 | 2030 | 13 |  |  |  | 77.8444 | 1
| Zone | South Orange County | 11 | Monthly System Peak Day | CAISO | 1-in-2 | 2030 | 14 |  |  |  | 79.5811 | 1
| Zone | South Orange County | 11 | Monthly System Peak Day | CAISO | 1-in-2 | 2030 | 15 |  |  |  | 79.2411 | 1
| Zone | South Orange County | 11 | Monthly System Peak Day | CAISO | 1-in-2 | 2030 | 16 |  |  |  | 78.0989 | 1
| Zone | South Orange County | 11 | Monthly System Peak Day | CAISO | 1-in-2 | 2030 | 17 |  |  |  | 77.0689 | 1
| Zone | South Orange County | 11 | Monthly System Peak Day | CAISO | 1-in-2 | 2030 | 18 |  |  |  | 73.7078 | 1
| Zone | South Orange County | 11 | Monthly System Peak Day | CAISO | 1-in-2 | 2030 | 19 |  |  |  | 70.6156 | 1
| Zone | South Orange County | 11 | Monthly System Peak Day | CAISO | 1-in-2 | 2030 | 20 |  |  |  | 68.8278 | 1
| Zone | South Orange County | 11 | Monthly System Peak Day | CAISO | 1-in-2 | 2030 | 21 |  |  |  | 67.0556 | 1
| Zone | South Orange County | 11 | Monthly System Peak Day | CAISO | 1-in-2 | 2030 | 22 |  |  |  | 64.8844 | 1
| Zone | South Orange County | 11 | Monthly System Peak Day | CAISO | 1-in-2 | 2030 | 23 |  |  |  | 63.2211 | 1
| Zone | South Orange County | 11 | Monthly System Peak Day | CAISO | 1-in-2 | 2030 | 24 |  |  |  | 61.5856 | 1
| Zone | South Orange County | 12 | Average Weekday | CAISO | 1-in-2 | 2030 | 1 |  |  |  | 51.8345 | 1
| Zone | South Orange County | 12 | Average Weekday | CAISO | 1-in-2 | 2030 | 2 |  |  |  | 51.1096 | 1
| Zone | South Orange County | 12 | Average Weekday | CAISO | 1-in-2 | 2030 | 3 |  |  |  | 50.4275 | 1
| Zone | South Orange County | 12 | Average Weekday | CAISO | 1-in-2 | 2030 | 4 |  |  |  | 49.8359 | 1
| Zone | South Orange County | 12 | Average Weekday | CAISO | 1-in-2 | 2030 | 5 |  |  |  | 49.2696 | 1
| Zone | South Orange County | 12 | Average Weekday | CAISO | 1-in-2 | 2030 | 6 |  |  |  | 48.7404 | 1
| Zone | South Orange County | 12 | Average Weekday | CAISO | 1-in-2 | 2030 | 7 |  |  |  | 48.4009 | 1
| Zone | South Orange County | 12 | Average Weekday | CAISO | 1-in-2 | 2030 | 8 |  |  |  | 48.3734 | 1
| Zone | South Orange County | 12 | Average Weekday | CAISO | 1-in-2 | 2030 | 9 |  |  |  | 49.2374 | 1
| Zone | South Orange County | 12 | Average Weekday | CAISO | 1-in-2 | 2030 | 10 |  |  |  | 51.9838 | 1
| Zone | South Orange County | 12 | Average Weekday | CAISO | 1-in-2 | 2030 | 11 |  |  |  | 55.3651 | 1
| Zone | South Orange County | 12 | Average Weekday | CAISO | 1-in-2 | 2030 | 12 |  |  |  | 58.2238 | 1
| Zone | South Orange County | 12 | Average Weekday | CAISO | 1-in-2 | 2030 | 13 |  |  |  | 60.2823 | 1
| Zone | South Orange County | 12 | Average Weekday | CAISO | 1-in-2 | 2030 | 14 |  |  |  | 61.5888 | 1
| Zone | South Orange County | 12 | Average Weekday | CAISO | 1-in-2 | 2030 | 15 |  |  |  | 61.8821 | 1
| Zone | South Orange County | 12 | Average Weekday | CAISO | 1-in-2 | 2030 | 16 |  |  |  | 61.6976 | 1
| Zone | South Orange County | 12 | Average Weekday | CAISO | 1-in-2 | 2030 | 17 |  |  |  | 60.7378 | 1
| Zone | South Orange County | 12 | Average Weekday | CAISO | 1-in-2 | 2030 | 18 |  |  |  | 59.0013 | 1
| Zone | South Orange County | 12 | Average Weekday | CAISO | 1-in-2 | 2030 | 19 |  |  |  | 57.2789 | 1
| Zone | South Orange County | 12 | Average Weekday | CAISO | 1-in-2 | 2030 | 20 |  |  |  | 56.2011 | 1
| Zone | South Orange County | 12 | Average Weekday | CAISO | 1-in-2 | 2030 | 21 |  |  |  | 55.1953 | 1
| Zone | South Orange County | 12 | Average Weekday | CAISO | 1-in-2 | 2030 | 22 |  |  |  | 54.178 | 1
| Zone | South Orange County | 12 | Average Weekday | CAISO | 1-in-2 | 2030 | 23 |  |  |  | 53.2225 | 1
| Zone | South Orange County | 12 | Average Weekday | CAISO | 1-in-2 | 2030 | 24 |  |  |  | 52.3638 | 1
| Zone | South Orange County | 12 | Monthly System Peak Day | CAISO | 1-in-2 | 2030 | 1 |  |  |  | 50.14 | 1
| Zone | South Orange County | 12 | Monthly System Peak Day | CAISO | 1-in-2 | 2030 | 2 |  |  |  | 48.8633 | 1
| Zone | South Orange County | 12 | Monthly System Peak Day | CAISO | 1-in-2 | 2030 | 3 |  |  |  | 47.8889 | 1
| Zone | South Orange County | 12 | Monthly System Peak Day | CAISO | 1-in-2 | 2030 | 4 |  |  |  | 47.59 | 1
| Zone | South Orange County | 12 | Monthly System Peak Day | CAISO | 1-in-2 | 2030 | 5 |  |  |  | 47.1678 | 1
| Zone | South Orange County | 12 | Monthly System Peak Day | CAISO | 1-in-2 | 2030 | 6 |  |  |  | 46.72 | 1
| Zone | South Orange County | 12 | Monthly System Peak Day | CAISO | 1-in-2 | 2030 | 7 |  |  |  | 46.05 | 1
| Zone | South Orange County | 12 | Monthly System Peak Day | CAISO | 1-in-2 | 2030 | 8 |  |  |  | 45.7956 | 1
| Zone | South Orange County | 12 | Monthly System Peak Day | CAISO | 1-in-2 | 2030 | 9 |  |  |  | 46.3911 | 1
| Zone | South Orange County | 12 | Monthly System Peak Day | CAISO | 1-in-2 | 2030 | 10 |  |  |  | 49.5056 | 1
| Zone | South Orange County | 12 | Monthly System Peak Day | CAISO | 1-in-2 | 2030 | 11 |  |  |  | 54.9767 | 1
| Zone | South Orange County | 12 | Monthly System Peak Day | CAISO | 1-in-2 | 2030 | 12 |  |  |  | 60.11 | 1
| Zone | South Orange County | 12 | Monthly System Peak Day | CAISO | 1-in-2 | 2030 | 13 |  |  |  | 64.0133 | 1
| Zone | South Orange County | 12 | Monthly System Peak Day | CAISO | 1-in-2 | 2030 | 14 |  |  |  | 66.3244 | 1
| Zone | South Orange County | 12 | Monthly System Peak Day | CAISO | 1-in-2 | 2030 | 15 |  |  |  | 64.4156 | 1
| Zone | South Orange County | 12 | Monthly System Peak Day | CAISO | 1-in-2 | 2030 | 16 |  |  |  | 63.9833 | 1
| Zone | South Orange County | 12 | Monthly System Peak Day | CAISO | 1-in-2 | 2030 | 17 |  |  |  | 63.6256 | 1
| Zone | South Orange County | 12 | Monthly System Peak Day | CAISO | 1-in-2 | 2030 | 18 |  |  |  | 61.9733 | 1
| Zone | South Orange County | 12 | Monthly System Peak Day | CAISO | 1-in-2 | 2030 | 19 |  |  |  | 60.19 | 1
| Zone | South Orange County | 12 | Monthly System Peak Day | CAISO | 1-in-2 | 2030 | 20 |  |  |  | 58.3056 | 1
| Zone | South Orange County | 12 | Monthly System Peak Day | CAISO | 1-in-2 | 2030 | 21 |  |  |  | 56.8667 | 1
| Zone | South Orange County | 12 | Monthly System Peak Day | CAISO | 1-in-2 | 2030 | 22 |  |  |  | 55.68 | 1
| Zone | South Orange County | 12 | Monthly System Peak Day | CAISO | 1-in-2 | 2030 | 23 |  |  |  | 54.4856 | 1
| Zone | South Orange County | 12 | Monthly System Peak Day | CAISO | 1-in-2 | 2030 | 24 |  |  |  | 53.5344 | 1
| Zone | South Orange County | 1 | Average Weekday | CAISO | 1-in-2 | 2031 | 1 |  |  |  | 54.7883 | 1
| Zone | South Orange County | 1 | Average Weekday | CAISO | 1-in-2 | 2031 | 2 |  |  |  | 53.8665 | 1
| Zone | South Orange County | 1 | Average Weekday | CAISO | 1-in-2 | 2031 | 3 |  |  |  | 53.0523 | 1
| Zone | South Orange County | 1 | Average Weekday | CAISO | 1-in-2 | 2031 | 4 |  |  |  | 52.4661 | 1
| Zone | South Orange County | 1 | Average Weekday | CAISO | 1-in-2 | 2031 | 5 |  |  |  | 51.5797 | 1
| Zone | South Orange County | 1 | Average Weekday | CAISO | 1-in-2 | 2031 | 6 |  |  |  | 51.1888 | 1
| Zone | South Orange County | 1 | Average Weekday | CAISO | 1-in-2 | 2031 | 7 |  |  |  | 50.8632 | 1
| Zone | South Orange County | 1 | Average Weekday | CAISO | 1-in-2 | 2031 | 8 |  |  |  | 50.9856 | 1
| Zone | South Orange County | 1 | Average Weekday | CAISO | 1-in-2 | 2031 | 9 |  |  |  | 51.6086 | 1
| Zone | South Orange County | 1 | Average Weekday | CAISO | 1-in-2 | 2031 | 10 |  |  |  | 54.6419 | 1
| Zone | South Orange County | 1 | Average Weekday | CAISO | 1-in-2 | 2031 | 11 |  |  |  | 58.5573 | 1
| Zone | South Orange County | 1 | Average Weekday | CAISO | 1-in-2 | 2031 | 12 |  |  |  | 61.9422 | 1
| Zone | South Orange County | 1 | Average Weekday | CAISO | 1-in-2 | 2031 | 13 |  |  |  | 64.5664 | 1
| Zone | South Orange County | 1 | Average Weekday | CAISO | 1-in-2 | 2031 | 14 |  |  |  | 66.3083 | 1
| Zone | South Orange County | 1 | Average Weekday | CAISO | 1-in-2 | 2031 | 15 |  |  |  | 67.0823 | 1
| Zone | South Orange County | 1 | Average Weekday | CAISO | 1-in-2 | 2031 | 16 |  |  |  | 67.101 | 1
| Zone | South Orange County | 1 | Average Weekday | CAISO | 1-in-2 | 2031 | 17 |  |  |  | 65.9679 | 1
| Zone | South Orange County | 1 | Average Weekday | CAISO | 1-in-2 | 2031 | 18 |  |  |  | 64.1239 | 1
| Zone | South Orange County | 1 | Average Weekday | CAISO | 1-in-2 | 2031 | 19 |  |  |  | 61.8283 | 1
| Zone | South Orange County | 1 | Average Weekday | CAISO | 1-in-2 | 2031 | 20 |  |  |  | 60.3775 | 1
| Zone | South Orange County | 1 | Average Weekday | CAISO | 1-in-2 | 2031 | 21 |  |  |  | 59.2773 | 1
| Zone | South Orange County | 1 | Average Weekday | CAISO | 1-in-2 | 2031 | 22 |  |  |  | 58.135 | 1
| Zone | South Orange County | 1 | Average Weekday | CAISO | 1-in-2 | 2031 | 23 |  |  |  | 57.155 | 1
| Zone | South Orange County | 1 | Average Weekday | CAISO | 1-in-2 | 2031 | 24 |  |  |  | 56.1335 | 1
| Zone | South Orange County | 1 | Monthly System Peak Day | CAISO | 1-in-2 | 2031 | 1 |  |  |  | 51.3978 | 1
| Zone | South Orange County | 1 | Monthly System Peak Day | CAISO | 1-in-2 | 2031 | 2 |  |  |  | 50.4678 | 1
| Zone | South Orange County | 1 | Monthly System Peak Day | CAISO | 1-in-2 | 2031 | 3 |  |  |  | 49.3011 | 1
| Zone | South Orange County | 1 | Monthly System Peak Day | CAISO | 1-in-2 | 2031 | 4 |  |  |  | 48.1833 | 1
| Zone | South Orange County | 1 | Monthly System Peak Day | CAISO | 1-in-2 | 2031 | 5 |  |  |  | 47.2978 | 1
| Zone | South Orange County | 1 | Monthly System Peak Day | CAISO | 1-in-2 | 2031 | 6 |  |  |  | 46.8389 | 1
| Zone | South Orange County | 1 | Monthly System Peak Day | CAISO | 1-in-2 | 2031 | 7 |  |  |  | 46.5411 | 1
| Zone | South Orange County | 1 | Monthly System Peak Day | CAISO | 1-in-2 | 2031 | 8 |  |  |  | 46.4278 | 1
| Zone | South Orange County | 1 | Monthly System Peak Day | CAISO | 1-in-2 | 2031 | 9 |  |  |  | 47.3 | 1
| Zone | South Orange County | 1 | Monthly System Peak Day | CAISO | 1-in-2 | 2031 | 10 |  |  |  | 50.2144 | 1
| Zone | South Orange County | 1 | Monthly System Peak Day | CAISO | 1-in-2 | 2031 | 11 |  |  |  | 54.2856 | 1
| Zone | South Orange County | 1 | Monthly System Peak Day | CAISO | 1-in-2 | 2031 | 12 |  |  |  | 57.0744 | 1
| Zone | South Orange County | 1 | Monthly System Peak Day | CAISO | 1-in-2 | 2031 | 13 |  |  |  | 57.9711 | 1
| Zone | South Orange County | 1 | Monthly System Peak Day | CAISO | 1-in-2 | 2031 | 14 |  |  |  | 59.3989 | 1
| Zone | South Orange County | 1 | Monthly System Peak Day | CAISO | 1-in-2 | 2031 | 15 |  |  |  | 59.2289 | 1
| Zone | South Orange County | 1 | Monthly System Peak Day | CAISO | 1-in-2 | 2031 | 16 |  |  |  | 58.6111 | 1
| Zone | South Orange County | 1 | Monthly System Peak Day | CAISO | 1-in-2 | 2031 | 17 |  |  |  | 57.6833 | 1
| Zone | South Orange County | 1 | Monthly System Peak Day | CAISO | 1-in-2 | 2031 | 18 |  |  |  | 56.4556 | 1
| Zone | South Orange County | 1 | Monthly System Peak Day | CAISO | 1-in-2 | 2031 | 19 |  |  |  | 56.0244 | 1
| Zone | South Orange County | 1 | Monthly System Peak Day | CAISO | 1-in-2 | 2031 | 20 |  |  |  | 54.8778 | 1
| Zone | South Orange County | 1 | Monthly System Peak Day | CAISO | 1-in-2 | 2031 | 21 |  |  |  | 53.9289 | 1
| Zone | South Orange County | 1 | Monthly System Peak Day | CAISO | 1-in-2 | 2031 | 22 |  |  |  | 52.81 | 1
| Zone | South Orange County | 1 | Monthly System Peak Day | CAISO | 1-in-2 | 2031 | 23 |  |  |  | 51.8522 | 1
| Zone | South Orange County | 1 | Monthly System Peak Day | CAISO | 1-in-2 | 2031 | 24 |  |  |  | 51.1967 | 1
| Zone | South Orange County | 2 | Average Weekday | CAISO | 1-in-2 | 2031 | 1 |  |  |  | 55.7014 | 1
| Zone | South Orange County | 2 | Average Weekday | CAISO | 1-in-2 | 2031 | 2 |  |  |  | 54.7694 | 1
| Zone | South Orange County | 2 | Average Weekday | CAISO | 1-in-2 | 2031 | 3 |  |  |  | 53.9044 | 1
| Zone | South Orange County | 2 | Average Weekday | CAISO | 1-in-2 | 2031 | 4 |  |  |  | 53.1019 | 1
| Zone | South Orange County | 2 | Average Weekday | CAISO | 1-in-2 | 2031 | 5 |  |  |  | 52.4361 | 1
| Zone | South Orange County | 2 | Average Weekday | CAISO | 1-in-2 | 2031 | 6 |  |  |  | 51.8296 | 1
| Zone | South Orange County | 2 | Average Weekday | CAISO | 1-in-2 | 2031 | 7 |  |  |  | 51.4768 | 1
| Zone | South Orange County | 2 | Average Weekday | CAISO | 1-in-2 | 2031 | 8 |  |  |  | 51.302 | 1
| Zone | South Orange County | 2 | Average Weekday | CAISO | 1-in-2 | 2031 | 9 |  |  |  | 52.8217 | 1
| Zone | South Orange County | 2 | Average Weekday | CAISO | 1-in-2 | 2031 | 10 |  |  |  | 56.4529 | 1
| Zone | South Orange County | 2 | Average Weekday | CAISO | 1-in-2 | 2031 | 11 |  |  |  | 60.2263 | 1
| Zone | South Orange County | 2 | Average Weekday | CAISO | 1-in-2 | 2031 | 12 |  |  |  | 63.225 | 1
| Zone | South Orange County | 2 | Average Weekday | CAISO | 1-in-2 | 2031 | 13 |  |  |  | 65.4394 | 1
| Zone | South Orange County | 2 | Average Weekday | CAISO | 1-in-2 | 2031 | 14 |  |  |  | 66.6257 | 1
| Zone | South Orange County | 2 | Average Weekday | CAISO | 1-in-2 | 2031 | 15 |  |  |  | 66.7532 | 1
| Zone | South Orange County | 2 | Average Weekday | CAISO | 1-in-2 | 2031 | 16 |  |  |  | 66.2526 | 1
| Zone | South Orange County | 2 | Average Weekday | CAISO | 1-in-2 | 2031 | 17 |  |  |  | 65.4908 | 1
| Zone | South Orange County | 2 | Average Weekday | CAISO | 1-in-2 | 2031 | 18 |  |  |  | 64.0829 | 1
| Zone | South Orange County | 2 | Average Weekday | CAISO | 1-in-2 | 2031 | 19 |  |  |  | 62.0303 | 1
| Zone | South Orange County | 2 | Average Weekday | CAISO | 1-in-2 | 2031 | 20 |  |  |  | 60.4391 | 1
| Zone | South Orange County | 2 | Average Weekday | CAISO | 1-in-2 | 2031 | 21 |  |  |  | 59.3744 | 1
| Zone | South Orange County | 2 | Average Weekday | CAISO | 1-in-2 | 2031 | 22 |  |  |  | 58.4935 | 1
| Zone | South Orange County | 2 | Average Weekday | CAISO | 1-in-2 | 2031 | 23 |  |  |  | 57.4915 | 1
| Zone | South Orange County | 2 | Average Weekday | CAISO | 1-in-2 | 2031 | 24 |  |  |  | 56.5279 | 1
| Zone | South Orange County | 2 | Monthly System Peak Day | CAISO | 1-in-2 | 2031 | 1 |  |  |  | 47.5944 | 1
| Zone | South Orange County | 2 | Monthly System Peak Day | CAISO | 1-in-2 | 2031 | 2 |  |  |  | 47.6133 | 1
| Zone | South Orange County | 2 | Monthly System Peak Day | CAISO | 1-in-2 | 2031 | 3 |  |  |  | 46.8711 | 1
| Zone | South Orange County | 2 | Monthly System Peak Day | CAISO | 1-in-2 | 2031 | 4 |  |  |  | 46.0967 | 1
| Zone | South Orange County | 2 | Monthly System Peak Day | CAISO | 1-in-2 | 2031 | 5 |  |  |  | 44.8956 | 1
| Zone | South Orange County | 2 | Monthly System Peak Day | CAISO | 1-in-2 | 2031 | 6 |  |  |  | 43.8256 | 1
| Zone | South Orange County | 2 | Monthly System Peak Day | CAISO | 1-in-2 | 2031 | 7 |  |  |  | 42.7767 | 1
| Zone | South Orange County | 2 | Monthly System Peak Day | CAISO | 1-in-2 | 2031 | 8 |  |  |  | 42.4556 | 1
| Zone | South Orange County | 2 | Monthly System Peak Day | CAISO | 1-in-2 | 2031 | 9 |  |  |  | 44.0489 | 1
| Zone | South Orange County | 2 | Monthly System Peak Day | CAISO | 1-in-2 | 2031 | 10 |  |  |  | 47.6878 | 1
| Zone | South Orange County | 2 | Monthly System Peak Day | CAISO | 1-in-2 | 2031 | 11 |  |  |  | 51.1633 | 1
| Zone | South Orange County | 2 | Monthly System Peak Day | CAISO | 1-in-2 | 2031 | 12 |  |  |  | 54.3111 | 1
| Zone | South Orange County | 2 | Monthly System Peak Day | CAISO | 1-in-2 | 2031 | 13 |  |  |  | 56.3767 | 1
| Zone | South Orange County | 2 | Monthly System Peak Day | CAISO | 1-in-2 | 2031 | 14 |  |  |  | 57.7256 | 1
| Zone | South Orange County | 2 | Monthly System Peak Day | CAISO | 1-in-2 | 2031 | 15 |  |  |  | 58.1322 | 1
| Zone | South Orange County | 2 | Monthly System Peak Day | CAISO | 1-in-2 | 2031 | 16 |  |  |  | 58.1467 | 1
| Zone | South Orange County | 2 | Monthly System Peak Day | CAISO | 1-in-2 | 2031 | 17 |  |  |  | 57.7333 | 1
| Zone | South Orange County | 2 | Monthly System Peak Day | CAISO | 1-in-2 | 2031 | 18 |  |  |  | 57.0189 | 1
| Zone | South Orange County | 2 | Monthly System Peak Day | CAISO | 1-in-2 | 2031 | 19 |  |  |  | 55.3378 | 1
| Zone | South Orange County | 2 | Monthly System Peak Day | CAISO | 1-in-2 | 2031 | 20 |  |  |  | 53.7633 | 1
| Zone | South Orange County | 2 | Monthly System Peak Day | CAISO | 1-in-2 | 2031 | 21 |  |  |  | 52.8011 | 1
| Zone | South Orange County | 2 | Monthly System Peak Day | CAISO | 1-in-2 | 2031 | 22 |  |  |  | 51.53 | 1
| Zone | South Orange County | 2 | Monthly System Peak Day | CAISO | 1-in-2 | 2031 | 23 |  |  |  | 50.2267 | 1
| Zone | South Orange County | 2 | Monthly System Peak Day | CAISO | 1-in-2 | 2031 | 24 |  |  |  | 48.9922 | 1
| Zone | South Orange County | 3 | Average Weekday | CAISO | 1-in-2 | 2031 | 1 |  |  |  | 56.6958 | 1
| Zone | South Orange County | 3 | Average Weekday | CAISO | 1-in-2 | 2031 | 2 |  |  |  | 55.8201 | 1
| Zone | South Orange County | 3 | Average Weekday | CAISO | 1-in-2 | 2031 | 3 |  |  |  | 55.0202 | 1
| Zone | South Orange County | 3 | Average Weekday | CAISO | 1-in-2 | 2031 | 4 |  |  |  | 54.2862 | 1
| Zone | South Orange County | 3 | Average Weekday | CAISO | 1-in-2 | 2031 | 5 |  |  |  | 53.7249 | 1
| Zone | South Orange County | 3 | Average Weekday | CAISO | 1-in-2 | 2031 | 6 |  |  |  | 53.2328 | 1
| Zone | South Orange County | 3 | Average Weekday | CAISO | 1-in-2 | 2031 | 7 |  |  |  | 52.9255 | 1
| Zone | South Orange County | 3 | Average Weekday | CAISO | 1-in-2 | 2031 | 8 |  |  |  | 52.8858 | 1
| Zone | South Orange County | 3 | Average Weekday | CAISO | 1-in-2 | 2031 | 9 |  |  |  | 53.9897 | 1
| Zone | South Orange County | 3 | Average Weekday | CAISO | 1-in-2 | 2031 | 10 |  |  |  | 56.5672 | 1
| Zone | South Orange County | 3 | Average Weekday | CAISO | 1-in-2 | 2031 | 11 |  |  |  | 59.5209 | 1
| Zone | South Orange County | 3 | Average Weekday | CAISO | 1-in-2 | 2031 | 12 |  |  |  | 62.2675 | 1
| Zone | South Orange County | 3 | Average Weekday | CAISO | 1-in-2 | 2031 | 13 |  |  |  | 63.9526 | 1
| Zone | South Orange County | 3 | Average Weekday | CAISO | 1-in-2 | 2031 | 14 |  |  |  | 64.8912 | 1
| Zone | South Orange County | 3 | Average Weekday | CAISO | 1-in-2 | 2031 | 15 |  |  |  | 65.5863 | 1
| Zone | South Orange County | 3 | Average Weekday | CAISO | 1-in-2 | 2031 | 16 |  |  |  | 65.7835 | 1
| Zone | South Orange County | 3 | Average Weekday | CAISO | 1-in-2 | 2031 | 17 |  |  |  | 65.5655 | 1
| Zone | South Orange County | 3 | Average Weekday | CAISO | 1-in-2 | 2031 | 18 |  |  |  | 64.6998 | 1
| Zone | South Orange County | 3 | Average Weekday | CAISO | 1-in-2 | 2031 | 19 |  |  |  | 63.2218 | 1
| Zone | South Orange County | 3 | Average Weekday | CAISO | 1-in-2 | 2031 | 20 |  |  |  | 61.2717 | 1
| Zone | South Orange County | 3 | Average Weekday | CAISO | 1-in-2 | 2031 | 21 |  |  |  | 59.6505 | 1
| Zone | South Orange County | 3 | Average Weekday | CAISO | 1-in-2 | 2031 | 22 |  |  |  | 58.8848 | 1
| Zone | South Orange County | 3 | Average Weekday | CAISO | 1-in-2 | 2031 | 23 |  |  |  | 58.0792 | 1
| Zone | South Orange County | 3 | Average Weekday | CAISO | 1-in-2 | 2031 | 24 |  |  |  | 57.1998 | 1
| Zone | South Orange County | 3 | Monthly System Peak Day | CAISO | 1-in-2 | 2031 | 1 |  |  |  | 60.2722 | 1
| Zone | South Orange County | 3 | Monthly System Peak Day | CAISO | 1-in-2 | 2031 | 2 |  |  |  | 58.8122 | 1
| Zone | South Orange County | 3 | Monthly System Peak Day | CAISO | 1-in-2 | 2031 | 3 |  |  |  | 57.4178 | 1
| Zone | South Orange County | 3 | Monthly System Peak Day | CAISO | 1-in-2 | 2031 | 4 |  |  |  | 56.4267 | 1
| Zone | South Orange County | 3 | Monthly System Peak Day | CAISO | 1-in-2 | 2031 | 5 |  |  |  | 55.49 | 1
| Zone | South Orange County | 3 | Monthly System Peak Day | CAISO | 1-in-2 | 2031 | 6 |  |  |  | 54.6956 | 1
| Zone | South Orange County | 3 | Monthly System Peak Day | CAISO | 1-in-2 | 2031 | 7 |  |  |  | 54.1922 | 1
| Zone | South Orange County | 3 | Monthly System Peak Day | CAISO | 1-in-2 | 2031 | 8 |  |  |  | 53.3211 | 1
| Zone | South Orange County | 3 | Monthly System Peak Day | CAISO | 1-in-2 | 2031 | 9 |  |  |  | 53.7989 | 1
| Zone | South Orange County | 3 | Monthly System Peak Day | CAISO | 1-in-2 | 2031 | 10 |  |  |  | 57.2856 | 1
| Zone | South Orange County | 3 | Monthly System Peak Day | CAISO | 1-in-2 | 2031 | 11 |  |  |  | 62.2033 | 1
| Zone | South Orange County | 3 | Monthly System Peak Day | CAISO | 1-in-2 | 2031 | 12 |  |  |  | 66.5189 | 1
| Zone | South Orange County | 3 | Monthly System Peak Day | CAISO | 1-in-2 | 2031 | 13 |  |  |  | 68.3267 | 1
| Zone | South Orange County | 3 | Monthly System Peak Day | CAISO | 1-in-2 | 2031 | 14 |  |  |  | 68.7533 | 1
| Zone | South Orange County | 3 | Monthly System Peak Day | CAISO | 1-in-2 | 2031 | 15 |  |  |  | 69.9911 | 1
| Zone | South Orange County | 3 | Monthly System Peak Day | CAISO | 1-in-2 | 2031 | 16 |  |  |  | 70.3644 | 1
| Zone | South Orange County | 3 | Monthly System Peak Day | CAISO | 1-in-2 | 2031 | 17 |  |  |  | 69.6778 | 1
| Zone | South Orange County | 3 | Monthly System Peak Day | CAISO | 1-in-2 | 2031 | 18 |  |  |  | 68.4922 | 1
| Zone | South Orange County | 3 | Monthly System Peak Day | CAISO | 1-in-2 | 2031 | 19 |  |  |  | 66.94 | 1
| Zone | South Orange County | 3 | Monthly System Peak Day | CAISO | 1-in-2 | 2031 | 20 |  |  |  | 63.7489 | 1
| Zone | South Orange County | 3 | Monthly System Peak Day | CAISO | 1-in-2 | 2031 | 21 |  |  |  | 61.8589 | 1
| Zone | South Orange County | 3 | Monthly System Peak Day | CAISO | 1-in-2 | 2031 | 22 |  |  |  | 61.4889 | 1
| Zone | South Orange County | 3 | Monthly System Peak Day | CAISO | 1-in-2 | 2031 | 23 |  |  |  | 59.7989 | 1
| Zone | South Orange County | 3 | Monthly System Peak Day | CAISO | 1-in-2 | 2031 | 24 |  |  |  | 58.3856 | 1
| Zone | South Orange County | 4 | Average Weekday | CAISO | 1-in-2 | 2031 | 1 |  |  |  | 58.0653 | 1
| Zone | South Orange County | 4 | Average Weekday | CAISO | 1-in-2 | 2031 | 2 |  |  |  | 57.6081 | 1
| Zone | South Orange County | 4 | Average Weekday | CAISO | 1-in-2 | 2031 | 3 |  |  |  | 56.9799 | 1
| Zone | South Orange County | 4 | Average Weekday | CAISO | 1-in-2 | 2031 | 4 |  |  |  | 56.4909 | 1
| Zone | South Orange County | 4 | Average Weekday | CAISO | 1-in-2 | 2031 | 5 |  |  |  | 56.0838 | 1
| Zone | South Orange County | 4 | Average Weekday | CAISO | 1-in-2 | 2031 | 6 |  |  |  | 55.8416 | 1
| Zone | South Orange County | 4 | Average Weekday | CAISO | 1-in-2 | 2031 | 7 |  |  |  | 55.6717 | 1
| Zone | South Orange County | 4 | Average Weekday | CAISO | 1-in-2 | 2031 | 8 |  |  |  | 55.6967 | 1
| Zone | South Orange County | 4 | Average Weekday | CAISO | 1-in-2 | 2031 | 9 |  |  |  | 56.8712 | 1
| Zone | South Orange County | 4 | Average Weekday | CAISO | 1-in-2 | 2031 | 10 |  |  |  | 58.9652 | 1
| Zone | South Orange County | 4 | Average Weekday | CAISO | 1-in-2 | 2031 | 11 |  |  |  | 61.363 | 1
| Zone | South Orange County | 4 | Average Weekday | CAISO | 1-in-2 | 2031 | 12 |  |  |  | 63.6711 | 1
| Zone | South Orange County | 4 | Average Weekday | CAISO | 1-in-2 | 2031 | 13 |  |  |  | 65.0369 | 1
| Zone | South Orange County | 4 | Average Weekday | CAISO | 1-in-2 | 2031 | 14 |  |  |  | 65.9648 | 1
| Zone | South Orange County | 4 | Average Weekday | CAISO | 1-in-2 | 2031 | 15 |  |  |  | 66.745 | 1
| Zone | South Orange County | 4 | Average Weekday | CAISO | 1-in-2 | 2031 | 16 |  |  |  | 66.9282 | 1
| Zone | South Orange County | 4 | Average Weekday | CAISO | 1-in-2 | 2031 | 17 |  |  |  | 66.7503 | 1
| Zone | South Orange County | 4 | Average Weekday | CAISO | 1-in-2 | 2031 | 18 |  |  |  | 66.2066 | 1
| Zone | South Orange County | 4 | Average Weekday | CAISO | 1-in-2 | 2031 | 19 |  |  |  | 65.2273 | 1
| Zone | South Orange County | 4 | Average Weekday | CAISO | 1-in-2 | 2031 | 20 |  |  |  | 63.4643 | 1
| Zone | South Orange County | 4 | Average Weekday | CAISO | 1-in-2 | 2031 | 21 |  |  |  | 61.2285 | 1
| Zone | South Orange County | 4 | Average Weekday | CAISO | 1-in-2 | 2031 | 22 |  |  |  | 59.8791 | 1
| Zone | South Orange County | 4 | Average Weekday | CAISO | 1-in-2 | 2031 | 23 |  |  |  | 59.0831 | 1
| Zone | South Orange County | 4 | Average Weekday | CAISO | 1-in-2 | 2031 | 24 |  |  |  | 58.4114 | 1
| Zone | South Orange County | 4 | Monthly System Peak Day | CAISO | 1-in-2 | 2031 | 1 |  |  |  | 60.9856 | 1
| Zone | South Orange County | 4 | Monthly System Peak Day | CAISO | 1-in-2 | 2031 | 2 |  |  |  | 60.3644 | 1
| Zone | South Orange County | 4 | Monthly System Peak Day | CAISO | 1-in-2 | 2031 | 3 |  |  |  | 59.8667 | 1
| Zone | South Orange County | 4 | Monthly System Peak Day | CAISO | 1-in-2 | 2031 | 4 |  |  |  | 59.3933 | 1
| Zone | South Orange County | 4 | Monthly System Peak Day | CAISO | 1-in-2 | 2031 | 5 |  |  |  | 58.7844 | 1
| Zone | South Orange County | 4 | Monthly System Peak Day | CAISO | 1-in-2 | 2031 | 6 |  |  |  | 58.2233 | 1
| Zone | South Orange County | 4 | Monthly System Peak Day | CAISO | 1-in-2 | 2031 | 7 |  |  |  | 57.7611 | 1
| Zone | South Orange County | 4 | Monthly System Peak Day | CAISO | 1-in-2 | 2031 | 8 |  |  |  | 57.6967 | 1
| Zone | South Orange County | 4 | Monthly System Peak Day | CAISO | 1-in-2 | 2031 | 9 |  |  |  | 59.2222 | 1
| Zone | South Orange County | 4 | Monthly System Peak Day | CAISO | 1-in-2 | 2031 | 10 |  |  |  | 62.6233 | 1
| Zone | South Orange County | 4 | Monthly System Peak Day | CAISO | 1-in-2 | 2031 | 11 |  |  |  | 66.4189 | 1
| Zone | South Orange County | 4 | Monthly System Peak Day | CAISO | 1-in-2 | 2031 | 12 |  |  |  | 69.7144 | 1
| Zone | South Orange County | 4 | Monthly System Peak Day | CAISO | 1-in-2 | 2031 | 13 |  |  |  | 72.6222 | 1
| Zone | South Orange County | 4 | Monthly System Peak Day | CAISO | 1-in-2 | 2031 | 14 |  |  |  | 74.9089 | 1
| Zone | South Orange County | 4 | Monthly System Peak Day | CAISO | 1-in-2 | 2031 | 15 |  |  |  | 76.0922 | 1
| Zone | South Orange County | 4 | Monthly System Peak Day | CAISO | 1-in-2 | 2031 | 16 |  |  |  | 74.5211 | 1
| Zone | South Orange County | 4 | Monthly System Peak Day | CAISO | 1-in-2 | 2031 | 17 |  |  |  | 73.2733 | 1
| Zone | South Orange County | 4 | Monthly System Peak Day | CAISO | 1-in-2 | 2031 | 18 |  |  |  | 73.5622 | 1
| Zone | South Orange County | 4 | Monthly System Peak Day | CAISO | 1-in-2 | 2031 | 19 |  |  |  | 73.9711 | 1
| Zone | South Orange County | 4 | Monthly System Peak Day | CAISO | 1-in-2 | 2031 | 20 |  |  |  | 71.6867 | 1
| Zone | South Orange County | 4 | Monthly System Peak Day | CAISO | 1-in-2 | 2031 | 21 |  |  |  | 67.8956 | 1
| Zone | South Orange County | 4 | Monthly System Peak Day | CAISO | 1-in-2 | 2031 | 22 |  |  |  | 64.0289 | 1
| Zone | South Orange County | 4 | Monthly System Peak Day | CAISO | 1-in-2 | 2031 | 23 |  |  |  | 62.0711 | 1
| Zone | South Orange County | 4 | Monthly System Peak Day | CAISO | 1-in-2 | 2031 | 24 |  |  |  | 61.2367 | 1
| Zone | South Orange County | 5 | Average Weekday | CAISO | 1-in-2 | 2031 | 1 |  |  |  | 60.4714 | 1
| Zone | South Orange County | 5 | Average Weekday | CAISO | 1-in-2 | 2031 | 2 |  |  |  | 60.1578 | 1
| Zone | South Orange County | 5 | Average Weekday | CAISO | 1-in-2 | 2031 | 3 |  |  |  | 59.9098 | 1
| Zone | South Orange County | 5 | Average Weekday | CAISO | 1-in-2 | 2031 | 4 |  |  |  | 59.6602 | 1
| Zone | South Orange County | 5 | Average Weekday | CAISO | 1-in-2 | 2031 | 5 |  |  |  | 59.4343 | 1
| Zone | South Orange County | 5 | Average Weekday | CAISO | 1-in-2 | 2031 | 6 |  |  |  | 59.2257 | 1
| Zone | South Orange County | 5 | Average Weekday | CAISO | 1-in-2 | 2031 | 7 |  |  |  | 59.0737 | 1
| Zone | South Orange County | 5 | Average Weekday | CAISO | 1-in-2 | 2031 | 8 |  |  |  | 59.2193 | 1
| Zone | South Orange County | 5 | Average Weekday | CAISO | 1-in-2 | 2031 | 9 |  |  |  | 60.1784 | 1
| Zone | South Orange County | 5 | Average Weekday | CAISO | 1-in-2 | 2031 | 10 |  |  |  | 61.5476 | 1
| Zone | South Orange County | 5 | Average Weekday | CAISO | 1-in-2 | 2031 | 11 |  |  |  | 63.2339 | 1
| Zone | South Orange County | 5 | Average Weekday | CAISO | 1-in-2 | 2031 | 12 |  |  |  | 64.809 | 1
| Zone | South Orange County | 5 | Average Weekday | CAISO | 1-in-2 | 2031 | 13 |  |  |  | 65.8807 | 1
| Zone | South Orange County | 5 | Average Weekday | CAISO | 1-in-2 | 2031 | 14 |  |  |  | 66.6581 | 1
| Zone | South Orange County | 5 | Average Weekday | CAISO | 1-in-2 | 2031 | 15 |  |  |  | 67.4139 | 1
| Zone | South Orange County | 5 | Average Weekday | CAISO | 1-in-2 | 2031 | 16 |  |  |  | 67.7208 | 1
| Zone | South Orange County | 5 | Average Weekday | CAISO | 1-in-2 | 2031 | 17 |  |  |  | 67.6767 | 1
| Zone | South Orange County | 5 | Average Weekday | CAISO | 1-in-2 | 2031 | 18 |  |  |  | 67.1896 | 1
| Zone | South Orange County | 5 | Average Weekday | CAISO | 1-in-2 | 2031 | 19 |  |  |  | 66.193 | 1
| Zone | South Orange County | 5 | Average Weekday | CAISO | 1-in-2 | 2031 | 20 |  |  |  | 64.6476 | 1
| Zone | South Orange County | 5 | Average Weekday | CAISO | 1-in-2 | 2031 | 21 |  |  |  | 62.7824 | 1
| Zone | South Orange County | 5 | Average Weekday | CAISO | 1-in-2 | 2031 | 22 |  |  |  | 61.6101 | 1
| Zone | South Orange County | 5 | Average Weekday | CAISO | 1-in-2 | 2031 | 23 |  |  |  | 61.087 | 1
| Zone | South Orange County | 5 | Average Weekday | CAISO | 1-in-2 | 2031 | 24 |  |  |  | 60.8122 | 1
| Zone | South Orange County | 5 | Monthly System Peak Day | CAISO | 1-in-2 | 2031 | 1 |  |  |  | 63.0922 | 1
| Zone | South Orange County | 5 | Monthly System Peak Day | CAISO | 1-in-2 | 2031 | 2 |  |  |  | 62.1656 | 1
| Zone | South Orange County | 5 | Monthly System Peak Day | CAISO | 1-in-2 | 2031 | 3 |  |  |  | 61.4756 | 1
| Zone | South Orange County | 5 | Monthly System Peak Day | CAISO | 1-in-2 | 2031 | 4 |  |  |  | 60.66 | 1
| Zone | South Orange County | 5 | Monthly System Peak Day | CAISO | 1-in-2 | 2031 | 5 |  |  |  | 59.6478 | 1
| Zone | South Orange County | 5 | Monthly System Peak Day | CAISO | 1-in-2 | 2031 | 6 |  |  |  | 59.2556 | 1
| Zone | South Orange County | 5 | Monthly System Peak Day | CAISO | 1-in-2 | 2031 | 7 |  |  |  | 59.1878 | 1
| Zone | South Orange County | 5 | Monthly System Peak Day | CAISO | 1-in-2 | 2031 | 8 |  |  |  | 59.5244 | 1
| Zone | South Orange County | 5 | Monthly System Peak Day | CAISO | 1-in-2 | 2031 | 9 |  |  |  | 61.2822 | 1
| Zone | South Orange County | 5 | Monthly System Peak Day | CAISO | 1-in-2 | 2031 | 10 |  |  |  | 64.5656 | 1
| Zone | South Orange County | 5 | Monthly System Peak Day | CAISO | 1-in-2 | 2031 | 11 |  |  |  | 69.2133 | 1
| Zone | South Orange County | 5 | Monthly System Peak Day | CAISO | 1-in-2 | 2031 | 12 |  |  |  | 73.2611 | 1
| Zone | South Orange County | 5 | Monthly System Peak Day | CAISO | 1-in-2 | 2031 | 13 |  |  |  | 74.6911 | 1
| Zone | South Orange County | 5 | Monthly System Peak Day | CAISO | 1-in-2 | 2031 | 14 |  |  |  | 75.6356 | 1
| Zone | South Orange County | 5 | Monthly System Peak Day | CAISO | 1-in-2 | 2031 | 15 |  |  |  | 77.08 | 1
| Zone | South Orange County | 5 | Monthly System Peak Day | CAISO | 1-in-2 | 2031 | 16 |  |  |  | 78.5444 | 1
| Zone | South Orange County | 5 | Monthly System Peak Day | CAISO | 1-in-2 | 2031 | 17 |  |  |  | 78.7333 | 1
| Zone | South Orange County | 5 | Monthly System Peak Day | CAISO | 1-in-2 | 2031 | 18 |  |  |  | 77.5444 | 1
| Zone | South Orange County | 5 | Monthly System Peak Day | CAISO | 1-in-2 | 2031 | 19 |  |  |  | 74.7956 | 1
| Zone | South Orange County | 5 | Monthly System Peak Day | CAISO | 1-in-2 | 2031 | 20 |  |  |  | 71.7133 | 1
| Zone | South Orange County | 5 | Monthly System Peak Day | CAISO | 1-in-2 | 2031 | 21 |  |  |  | 68.6389 | 1
| Zone | South Orange County | 5 | Monthly System Peak Day | CAISO | 1-in-2 | 2031 | 22 |  |  |  | 66.3122 | 1
| Zone | South Orange County | 5 | Monthly System Peak Day | CAISO | 1-in-2 | 2031 | 23 |  |  |  | 65.4756 | 1
| Zone | South Orange County | 5 | Monthly System Peak Day | CAISO | 1-in-2 | 2031 | 24 |  |  |  | 62.8378 | 1
| Zone | South Orange County | 6 | Average Weekday | CAISO | 1-in-2 | 2031 | 1 |  |  |  | 63.2201 | 1
| Zone | South Orange County | 6 | Average Weekday | CAISO | 1-in-2 | 2031 | 2 |  |  |  | 62.9028 | 1
| Zone | South Orange County | 6 | Average Weekday | CAISO | 1-in-2 | 2031 | 3 |  |  |  | 62.638 | 1
| Zone | South Orange County | 6 | Average Weekday | CAISO | 1-in-2 | 2031 | 4 |  |  |  | 62.3707 | 1
| Zone | South Orange County | 6 | Average Weekday | CAISO | 1-in-2 | 2031 | 5 |  |  |  | 62.2104 | 1
| Zone | South Orange County | 6 | Average Weekday | CAISO | 1-in-2 | 2031 | 6 |  |  |  | 62.0573 | 1
| Zone | South Orange County | 6 | Average Weekday | CAISO | 1-in-2 | 2031 | 7 |  |  |  | 61.9467 | 1
| Zone | South Orange County | 6 | Average Weekday | CAISO | 1-in-2 | 2031 | 8 |  |  |  | 62.2274 | 1
| Zone | South Orange County | 6 | Average Weekday | CAISO | 1-in-2 | 2031 | 9 |  |  |  | 63.2907 | 1
| Zone | South Orange County | 6 | Average Weekday | CAISO | 1-in-2 | 2031 | 10 |  |  |  | 64.8738 | 1
| Zone | South Orange County | 6 | Average Weekday | CAISO | 1-in-2 | 2031 | 11 |  |  |  | 66.8967 | 1
| Zone | South Orange County | 6 | Average Weekday | CAISO | 1-in-2 | 2031 | 12 |  |  |  | 68.6847 | 1
| Zone | South Orange County | 6 | Average Weekday | CAISO | 1-in-2 | 2031 | 13 |  |  |  | 69.7499 | 1
| Zone | South Orange County | 6 | Average Weekday | CAISO | 1-in-2 | 2031 | 14 |  |  |  | 70.2175 | 1
| Zone | South Orange County | 6 | Average Weekday | CAISO | 1-in-2 | 2031 | 15 |  |  |  | 70.7634 | 1
| Zone | South Orange County | 6 | Average Weekday | CAISO | 1-in-2 | 2031 | 16 |  |  |  | 71.3779 | 1
| Zone | South Orange County | 6 | Average Weekday | CAISO | 1-in-2 | 2031 | 17 |  |  |  | 71.6339 | 1
| Zone | South Orange County | 6 | Average Weekday | CAISO | 1-in-2 | 2031 | 18 |  |  |  | 71.201 | 1
| Zone | South Orange County | 6 | Average Weekday | CAISO | 1-in-2 | 2031 | 19 |  |  |  | 70.3962 | 1
| Zone | South Orange County | 6 | Average Weekday | CAISO | 1-in-2 | 2031 | 20 |  |  |  | 68.8645 | 1
| Zone | South Orange County | 6 | Average Weekday | CAISO | 1-in-2 | 2031 | 21 |  |  |  | 66.8008 | 1
| Zone | South Orange County | 6 | Average Weekday | CAISO | 1-in-2 | 2031 | 22 |  |  |  | 64.8621 | 1
| Zone | South Orange County | 6 | Average Weekday | CAISO | 1-in-2 | 2031 | 23 |  |  |  | 64.1087 | 1
| Zone | South Orange County | 6 | Average Weekday | CAISO | 1-in-2 | 2031 | 24 |  |  |  | 63.6586 | 1
| Zone | South Orange County | 6 | Monthly System Peak Day | CAISO | 1-in-2 | 2031 | 1 |  |  |  | 63.42 | 1
| Zone | South Orange County | 6 | Monthly System Peak Day | CAISO | 1-in-2 | 2031 | 2 |  |  |  | 62.9256 | 1
| Zone | South Orange County | 6 | Monthly System Peak Day | CAISO | 1-in-2 | 2031 | 3 |  |  |  | 62.5033 | 1
| Zone | South Orange County | 6 | Monthly System Peak Day | CAISO | 1-in-2 | 2031 | 4 |  |  |  | 61.8978 | 1
| Zone | South Orange County | 6 | Monthly System Peak Day | CAISO | 1-in-2 | 2031 | 5 |  |  |  | 61.5378 | 1
| Zone | South Orange County | 6 | Monthly System Peak Day | CAISO | 1-in-2 | 2031 | 6 |  |  |  | 61.5411 | 1
| Zone | South Orange County | 6 | Monthly System Peak Day | CAISO | 1-in-2 | 2031 | 7 |  |  |  | 61.3322 | 1
| Zone | South Orange County | 6 | Monthly System Peak Day | CAISO | 1-in-2 | 2031 | 8 |  |  |  | 61.6956 | 1
| Zone | South Orange County | 6 | Monthly System Peak Day | CAISO | 1-in-2 | 2031 | 9 |  |  |  | 63.0111 | 1
| Zone | South Orange County | 6 | Monthly System Peak Day | CAISO | 1-in-2 | 2031 | 10 |  |  |  | 65.0511 | 1
| Zone | South Orange County | 6 | Monthly System Peak Day | CAISO | 1-in-2 | 2031 | 11 |  |  |  | 67.0778 | 1
| Zone | South Orange County | 6 | Monthly System Peak Day | CAISO | 1-in-2 | 2031 | 12 |  |  |  | 68.9356 | 1
| Zone | South Orange County | 6 | Monthly System Peak Day | CAISO | 1-in-2 | 2031 | 13 |  |  |  | 70.85 | 1
| Zone | South Orange County | 6 | Monthly System Peak Day | CAISO | 1-in-2 | 2031 | 14 |  |  |  | 73.0556 | 1
| Zone | South Orange County | 6 | Monthly System Peak Day | CAISO | 1-in-2 | 2031 | 15 |  |  |  | 74.4778 | 1
| Zone | South Orange County | 6 | Monthly System Peak Day | CAISO | 1-in-2 | 2031 | 16 |  |  |  | 74.8333 | 1
| Zone | South Orange County | 6 | Monthly System Peak Day | CAISO | 1-in-2 | 2031 | 17 |  |  |  | 74.6111 | 1
| Zone | South Orange County | 6 | Monthly System Peak Day | CAISO | 1-in-2 | 2031 | 18 |  |  |  | 73.9222 | 1
| Zone | South Orange County | 6 | Monthly System Peak Day | CAISO | 1-in-2 | 2031 | 19 |  |  |  | 73.2 | 1
| Zone | South Orange County | 6 | Monthly System Peak Day | CAISO | 1-in-2 | 2031 | 20 |  |  |  | 71.2356 | 1
| Zone | South Orange County | 6 | Monthly System Peak Day | CAISO | 1-in-2 | 2031 | 21 |  |  |  | 68.3844 | 1
| Zone | South Orange County | 6 | Monthly System Peak Day | CAISO | 1-in-2 | 2031 | 22 |  |  |  | 65.5289 | 1
| Zone | South Orange County | 6 | Monthly System Peak Day | CAISO | 1-in-2 | 2031 | 23 |  |  |  | 64.0489 | 1
| Zone | South Orange County | 6 | Monthly System Peak Day | CAISO | 1-in-2 | 2031 | 24 |  |  |  | 63.3067 | 1
| Zone | South Orange County | 7 | Average Weekday | CAISO | 1-in-2 | 2031 | 1 |  |  |  | 66.4002 | 1
| Zone | South Orange County | 7 | Average Weekday | CAISO | 1-in-2 | 2031 | 2 |  |  |  | 66.1068 | 1
| Zone | South Orange County | 7 | Average Weekday | CAISO | 1-in-2 | 2031 | 3 |  |  |  | 65.8268 | 1
| Zone | South Orange County | 7 | Average Weekday | CAISO | 1-in-2 | 2031 | 4 |  |  |  | 65.5226 | 1
| Zone | South Orange County | 7 | Average Weekday | CAISO | 1-in-2 | 2031 | 5 |  |  |  | 65.3042 | 1
| Zone | South Orange County | 7 | Average Weekday | CAISO | 1-in-2 | 2031 | 6 |  |  |  | 65.0663 | 1
| Zone | South Orange County | 7 | Average Weekday | CAISO | 1-in-2 | 2031 | 7 |  |  |  | 64.9529 | 1
| Zone | South Orange County | 7 | Average Weekday | CAISO | 1-in-2 | 2031 | 8 |  |  |  | 65.3477 | 1
| Zone | South Orange County | 7 | Average Weekday | CAISO | 1-in-2 | 2031 | 9 |  |  |  | 66.7598 | 1
| Zone | South Orange County | 7 | Average Weekday | CAISO | 1-in-2 | 2031 | 10 |  |  |  | 68.6621 | 1
| Zone | South Orange County | 7 | Average Weekday | CAISO | 1-in-2 | 2031 | 11 |  |  |  | 70.82 | 1
| Zone | South Orange County | 7 | Average Weekday | CAISO | 1-in-2 | 2031 | 12 |  |  |  | 72.7892 | 1
| Zone | South Orange County | 7 | Average Weekday | CAISO | 1-in-2 | 2031 | 13 |  |  |  | 73.936 | 1
| Zone | South Orange County | 7 | Average Weekday | CAISO | 1-in-2 | 2031 | 14 |  |  |  | 74.2985 | 1
| Zone | South Orange County | 7 | Average Weekday | CAISO | 1-in-2 | 2031 | 15 |  |  |  | 75.1656 | 1
| Zone | South Orange County | 7 | Average Weekday | CAISO | 1-in-2 | 2031 | 16 |  |  |  | 75.3757 | 1
| Zone | South Orange County | 7 | Average Weekday | CAISO | 1-in-2 | 2031 | 17 |  |  |  | 75.5332 | 1
| Zone | South Orange County | 7 | Average Weekday | CAISO | 1-in-2 | 2031 | 18 |  |  |  | 75.0031 | 1
| Zone | South Orange County | 7 | Average Weekday | CAISO | 1-in-2 | 2031 | 19 |  |  |  | 73.9945 | 1
| Zone | South Orange County | 7 | Average Weekday | CAISO | 1-in-2 | 2031 | 20 |  |  |  | 72.6964 | 1
| Zone | South Orange County | 7 | Average Weekday | CAISO | 1-in-2 | 2031 | 21 |  |  |  | 70.461 | 1
| Zone | South Orange County | 7 | Average Weekday | CAISO | 1-in-2 | 2031 | 22 |  |  |  | 68.3221 | 1
| Zone | South Orange County | 7 | Average Weekday | CAISO | 1-in-2 | 2031 | 23 |  |  |  | 67.3934 | 1
| Zone | South Orange County | 7 | Average Weekday | CAISO | 1-in-2 | 2031 | 24 |  |  |  | 66.8977 | 1
| Zone | South Orange County | 7 | Monthly System Peak Day | CAISO | 1-in-2 | 2031 | 1 |  |  |  | 68.6744 | 1
| Zone | South Orange County | 7 | Monthly System Peak Day | CAISO | 1-in-2 | 2031 | 2 |  |  |  | 68.3267 | 1
| Zone | South Orange County | 7 | Monthly System Peak Day | CAISO | 1-in-2 | 2031 | 3 |  |  |  | 68.21 | 1
| Zone | South Orange County | 7 | Monthly System Peak Day | CAISO | 1-in-2 | 2031 | 4 |  |  |  | 68.0378 | 1
| Zone | South Orange County | 7 | Monthly System Peak Day | CAISO | 1-in-2 | 2031 | 5 |  |  |  | 67.7189 | 1
| Zone | South Orange County | 7 | Monthly System Peak Day | CAISO | 1-in-2 | 2031 | 6 |  |  |  | 67.4567 | 1
| Zone | South Orange County | 7 | Monthly System Peak Day | CAISO | 1-in-2 | 2031 | 7 |  |  |  | 67.2422 | 1
| Zone | South Orange County | 7 | Monthly System Peak Day | CAISO | 1-in-2 | 2031 | 8 |  |  |  | 67.4778 | 1
| Zone | South Orange County | 7 | Monthly System Peak Day | CAISO | 1-in-2 | 2031 | 9 |  |  |  | 69.6967 | 1
| Zone | South Orange County | 7 | Monthly System Peak Day | CAISO | 1-in-2 | 2031 | 10 |  |  |  | 73.5222 | 1
| Zone | South Orange County | 7 | Monthly System Peak Day | CAISO | 1-in-2 | 2031 | 11 |  |  |  | 77.4333 | 1
| Zone | South Orange County | 7 | Monthly System Peak Day | CAISO | 1-in-2 | 2031 | 12 |  |  |  | 80.3778 | 1
| Zone | South Orange County | 7 | Monthly System Peak Day | CAISO | 1-in-2 | 2031 | 13 |  |  |  | 81.0444 | 1
| Zone | South Orange County | 7 | Monthly System Peak Day | CAISO | 1-in-2 | 2031 | 14 |  |  |  | 81.5667 | 1
| Zone | South Orange County | 7 | Monthly System Peak Day | CAISO | 1-in-2 | 2031 | 15 |  |  |  | 81.6778 | 1
| Zone | South Orange County | 7 | Monthly System Peak Day | CAISO | 1-in-2 | 2031 | 16 |  |  |  | 81.3556 | 1
| Zone | South Orange County | 7 | Monthly System Peak Day | CAISO | 1-in-2 | 2031 | 17 |  |  |  | 81.6778 | 1
| Zone | South Orange County | 7 | Monthly System Peak Day | CAISO | 1-in-2 | 2031 | 18 |  |  |  | 81.9556 | 1
| Zone | South Orange County | 7 | Monthly System Peak Day | CAISO | 1-in-2 | 2031 | 19 |  |  |  | 80.9111 | 1
| Zone | South Orange County | 7 | Monthly System Peak Day | CAISO | 1-in-2 | 2031 | 20 |  |  |  | 78.6111 | 1
| Zone | South Orange County | 7 | Monthly System Peak Day | CAISO | 1-in-2 | 2031 | 21 |  |  |  | 77.6667 | 1
| Zone | South Orange County | 7 | Monthly System Peak Day | CAISO | 1-in-2 | 2031 | 22 |  |  |  | 74.9111 | 1
| Zone | South Orange County | 7 | Monthly System Peak Day | CAISO | 1-in-2 | 2031 | 23 |  |  |  | 72.9689 | 1
| Zone | South Orange County | 7 | Monthly System Peak Day | CAISO | 1-in-2 | 2031 | 24 |  |  |  | 71.8667 | 1
| Zone | South Orange County | 8 | Average Weekday | CAISO | 1-in-2 | 2031 | 1 |  |  |  | 67.8148 | 1
| Zone | South Orange County | 8 | Average Weekday | CAISO | 1-in-2 | 2031 | 2 |  |  |  | 67.3859 | 1
| Zone | South Orange County | 8 | Average Weekday | CAISO | 1-in-2 | 2031 | 3 |  |  |  | 67.0598 | 1
| Zone | South Orange County | 8 | Average Weekday | CAISO | 1-in-2 | 2031 | 4 |  |  |  | 66.7292 | 1
| Zone | South Orange County | 8 | Average Weekday | CAISO | 1-in-2 | 2031 | 5 |  |  |  | 66.3823 | 1
| Zone | South Orange County | 8 | Average Weekday | CAISO | 1-in-2 | 2031 | 6 |  |  |  | 66.1019 | 1
| Zone | South Orange County | 8 | Average Weekday | CAISO | 1-in-2 | 2031 | 7 |  |  |  | 65.9604 | 1
| Zone | South Orange County | 8 | Average Weekday | CAISO | 1-in-2 | 2031 | 8 |  |  |  | 66.1177 | 1
| Zone | South Orange County | 8 | Average Weekday | CAISO | 1-in-2 | 2031 | 9 |  |  |  | 67.3343 | 1
| Zone | South Orange County | 8 | Average Weekday | CAISO | 1-in-2 | 2031 | 10 |  |  |  | 69.3146 | 1
| Zone | South Orange County | 8 | Average Weekday | CAISO | 1-in-2 | 2031 | 11 |  |  |  | 72.0113 | 1
| Zone | South Orange County | 8 | Average Weekday | CAISO | 1-in-2 | 2031 | 12 |  |  |  | 74.6335 | 1
| Zone | South Orange County | 8 | Average Weekday | CAISO | 1-in-2 | 2031 | 13 |  |  |  | 75.7629 | 1
| Zone | South Orange County | 8 | Average Weekday | CAISO | 1-in-2 | 2031 | 14 |  |  |  | 76.6644 | 1
| Zone | South Orange County | 8 | Average Weekday | CAISO | 1-in-2 | 2031 | 15 |  |  |  | 77.4824 | 1
| Zone | South Orange County | 8 | Average Weekday | CAISO | 1-in-2 | 2031 | 16 |  |  |  | 77.8866 | 1
| Zone | South Orange County | 8 | Average Weekday | CAISO | 1-in-2 | 2031 | 17 |  |  |  | 78.0986 | 1
| Zone | South Orange County | 8 | Average Weekday | CAISO | 1-in-2 | 2031 | 18 |  |  |  | 77.5193 | 1
| Zone | South Orange County | 8 | Average Weekday | CAISO | 1-in-2 | 2031 | 19 |  |  |  | 76.4611 | 1
| Zone | South Orange County | 8 | Average Weekday | CAISO | 1-in-2 | 2031 | 20 |  |  |  | 74.6475 | 1
| Zone | South Orange County | 8 | Average Weekday | CAISO | 1-in-2 | 2031 | 21 |  |  |  | 71.7865 | 1
| Zone | South Orange County | 8 | Average Weekday | CAISO | 1-in-2 | 2031 | 22 |  |  |  | 69.784 | 1
| Zone | South Orange County | 8 | Average Weekday | CAISO | 1-in-2 | 2031 | 23 |  |  |  | 68.9044 | 1
| Zone | South Orange County | 8 | Average Weekday | CAISO | 1-in-2 | 2031 | 24 |  |  |  | 68.3345 | 1
| Zone | South Orange County | 8 | Monthly System Peak Day | CAISO | 1-in-2 | 2031 | 1 |  |  |  | 73.9111 | 1
| Zone | South Orange County | 8 | Monthly System Peak Day | CAISO | 1-in-2 | 2031 | 2 |  |  |  | 73.3667 | 1
| Zone | South Orange County | 8 | Monthly System Peak Day | CAISO | 1-in-2 | 2031 | 3 |  |  |  | 73.0444 | 1
| Zone | South Orange County | 8 | Monthly System Peak Day | CAISO | 1-in-2 | 2031 | 4 |  |  |  | 72.3778 | 1
| Zone | South Orange County | 8 | Monthly System Peak Day | CAISO | 1-in-2 | 2031 | 5 |  |  |  | 72.1667 | 1
| Zone | South Orange County | 8 | Monthly System Peak Day | CAISO | 1-in-2 | 2031 | 6 |  |  |  | 71.8511 | 1
| Zone | South Orange County | 8 | Monthly System Peak Day | CAISO | 1-in-2 | 2031 | 7 |  |  |  | 71.7222 | 1
| Zone | South Orange County | 8 | Monthly System Peak Day | CAISO | 1-in-2 | 2031 | 8 |  |  |  | 72.0378 | 1
| Zone | South Orange County | 8 | Monthly System Peak Day | CAISO | 1-in-2 | 2031 | 9 |  |  |  | 73.9444 | 1
| Zone | South Orange County | 8 | Monthly System Peak Day | CAISO | 1-in-2 | 2031 | 10 |  |  |  | 77.5556 | 1
| Zone | South Orange County | 8 | Monthly System Peak Day | CAISO | 1-in-2 | 2031 | 11 |  |  |  | 81.5111 | 1
| Zone | South Orange County | 8 | Monthly System Peak Day | CAISO | 1-in-2 | 2031 | 12 |  |  |  | 85.2667 | 1
| Zone | South Orange County | 8 | Monthly System Peak Day | CAISO | 1-in-2 | 2031 | 13 |  |  |  | 85.7333 | 1
| Zone | South Orange County | 8 | Monthly System Peak Day | CAISO | 1-in-2 | 2031 | 14 |  |  |  | 85.9444 | 1
| Zone | South Orange County | 8 | Monthly System Peak Day | CAISO | 1-in-2 | 2031 | 15 |  |  |  | 85.9444 | 1
| Zone | South Orange County | 8 | Monthly System Peak Day | CAISO | 1-in-2 | 2031 | 16 |  |  |  | 86.1111 | 1
| Zone | South Orange County | 8 | Monthly System Peak Day | CAISO | 1-in-2 | 2031 | 17 |  |  |  | 85.3444 | 1
| Zone | South Orange County | 8 | Monthly System Peak Day | CAISO | 1-in-2 | 2031 | 18 |  |  |  | 83.5778 | 1
| Zone | South Orange County | 8 | Monthly System Peak Day | CAISO | 1-in-2 | 2031 | 19 |  |  |  | 82.7556 | 1
| Zone | South Orange County | 8 | Monthly System Peak Day | CAISO | 1-in-2 | 2031 | 20 |  |  |  | 81.2222 | 1
| Zone | South Orange County | 8 | Monthly System Peak Day | CAISO | 1-in-2 | 2031 | 21 |  |  |  | 78.4889 | 1
| Zone | South Orange County | 8 | Monthly System Peak Day | CAISO | 1-in-2 | 2031 | 22 |  |  |  | 76.8778 | 1
| Zone | South Orange County | 8 | Monthly System Peak Day | CAISO | 1-in-2 | 2031 | 23 |  |  |  | 76.2333 | 1
| Zone | South Orange County | 8 | Monthly System Peak Day | CAISO | 1-in-2 | 2031 | 24 |  |  |  | 75.7333 | 1
| Zone | South Orange County | 8 | Typical Event Day | CAISO | 1-in-2 | 2031 | 1 |  |  |  | 69.9036 | 1
| Zone | South Orange County | 8 | Typical Event Day | CAISO | 1-in-2 | 2031 | 2 |  |  |  | 69.3875 | 1
| Zone | South Orange County | 8 | Typical Event Day | CAISO | 1-in-2 | 2031 | 3 |  |  |  | 69.0728 | 1
| Zone | South Orange County | 8 | Typical Event Day | CAISO | 1-in-2 | 2031 | 4 |  |  |  | 68.5572 | 1
| Zone | South Orange County | 8 | Typical Event Day | CAISO | 1-in-2 | 2031 | 5 |  |  |  | 68.1842 | 1
| Zone | South Orange County | 8 | Typical Event Day | CAISO | 1-in-2 | 2031 | 6 |  |  |  | 67.9667 | 1
| Zone | South Orange County | 8 | Typical Event Day | CAISO | 1-in-2 | 2031 | 7 |  |  |  | 67.9464 | 1
| Zone | South Orange County | 8 | Typical Event Day | CAISO | 1-in-2 | 2031 | 8 |  |  |  | 68.4089 | 1
| Zone | South Orange County | 8 | Typical Event Day | CAISO | 1-in-2 | 2031 | 9 |  |  |  | 70.0742 | 1
| Zone | South Orange County | 8 | Typical Event Day | CAISO | 1-in-2 | 2031 | 10 |  |  |  | 73.5322 | 1
| Zone | South Orange County | 8 | Typical Event Day | CAISO | 1-in-2 | 2031 | 11 |  |  |  | 77.6611 | 1
| Zone | South Orange County | 8 | Typical Event Day | CAISO | 1-in-2 | 2031 | 12 |  |  |  | 81.2061 | 1
| Zone | South Orange County | 8 | Typical Event Day | CAISO | 1-in-2 | 2031 | 13 |  |  |  | 82.4958 | 1
| Zone | South Orange County | 8 | Typical Event Day | CAISO | 1-in-2 | 2031 | 14 |  |  |  | 83.3417 | 1
| Zone | South Orange County | 8 | Typical Event Day | CAISO | 1-in-2 | 2031 | 15 |  |  |  | 83.7194 | 1
| Zone | South Orange County | 8 | Typical Event Day | CAISO | 1-in-2 | 2031 | 16 |  |  |  | 83.7083 | 1
| Zone | South Orange County | 8 | Typical Event Day | CAISO | 1-in-2 | 2031 | 17 |  |  |  | 83.5806 | 1
| Zone | South Orange County | 8 | Typical Event Day | CAISO | 1-in-2 | 2031 | 18 |  |  |  | 82.6611 | 1
| Zone | South Orange County | 8 | Typical Event Day | CAISO | 1-in-2 | 2031 | 19 |  |  |  | 81.5 | 1
| Zone | South Orange County | 8 | Typical Event Day | CAISO | 1-in-2 | 2031 | 20 |  |  |  | 79.7478 | 1
| Zone | South Orange County | 8 | Typical Event Day | CAISO | 1-in-2 | 2031 | 21 |  |  |  | 77.6322 | 1
| Zone | South Orange County | 8 | Typical Event Day | CAISO | 1-in-2 | 2031 | 22 |  |  |  | 75.2183 | 1
| Zone | South Orange County | 8 | Typical Event Day | CAISO | 1-in-2 | 2031 | 23 |  |  |  | 73.6406 | 1
| Zone | South Orange County | 8 | Typical Event Day | CAISO | 1-in-2 | 2031 | 24 |  |  |  | 72.4406 | 1
| Zone | South Orange County | 9 | Average Weekday | CAISO | 1-in-2 | 2031 | 1 |  |  |  | 67.4531 | 1
| Zone | South Orange County | 9 | Average Weekday | CAISO | 1-in-2 | 2031 | 2 |  |  |  | 67.0066 | 1
| Zone | South Orange County | 9 | Average Weekday | CAISO | 1-in-2 | 2031 | 3 |  |  |  | 66.6201 | 1
| Zone | South Orange County | 9 | Average Weekday | CAISO | 1-in-2 | 2031 | 4 |  |  |  | 66.3025 | 1
| Zone | South Orange County | 9 | Average Weekday | CAISO | 1-in-2 | 2031 | 5 |  |  |  | 66.0021 | 1
| Zone | South Orange County | 9 | Average Weekday | CAISO | 1-in-2 | 2031 | 6 |  |  |  | 65.7589 | 1
| Zone | South Orange County | 9 | Average Weekday | CAISO | 1-in-2 | 2031 | 7 |  |  |  | 65.6209 | 1
| Zone | South Orange County | 9 | Average Weekday | CAISO | 1-in-2 | 2031 | 8 |  |  |  | 65.6795 | 1
| Zone | South Orange County | 9 | Average Weekday | CAISO | 1-in-2 | 2031 | 9 |  |  |  | 66.3764 | 1
| Zone | South Orange County | 9 | Average Weekday | CAISO | 1-in-2 | 2031 | 10 |  |  |  | 68.2215 | 1
| Zone | South Orange County | 9 | Average Weekday | CAISO | 1-in-2 | 2031 | 11 |  |  |  | 70.6854 | 1
| Zone | South Orange County | 9 | Average Weekday | CAISO | 1-in-2 | 2031 | 12 |  |  |  | 73.3405 | 1
| Zone | South Orange County | 9 | Average Weekday | CAISO | 1-in-2 | 2031 | 13 |  |  |  | 75.0256 | 1
| Zone | South Orange County | 9 | Average Weekday | CAISO | 1-in-2 | 2031 | 14 |  |  |  | 76.2442 | 1
| Zone | South Orange County | 9 | Average Weekday | CAISO | 1-in-2 | 2031 | 15 |  |  |  | 76.8128 | 1
| Zone | South Orange County | 9 | Average Weekday | CAISO | 1-in-2 | 2031 | 16 |  |  |  | 76.8726 | 1
| Zone | South Orange County | 9 | Average Weekday | CAISO | 1-in-2 | 2031 | 17 |  |  |  | 76.7772 | 1
| Zone | South Orange County | 9 | Average Weekday | CAISO | 1-in-2 | 2031 | 18 |  |  |  | 76.1004 | 1
| Zone | South Orange County | 9 | Average Weekday | CAISO | 1-in-2 | 2031 | 19 |  |  |  | 74.6882 | 1
| Zone | South Orange County | 9 | Average Weekday | CAISO | 1-in-2 | 2031 | 20 |  |  |  | 72.4983 | 1
| Zone | South Orange County | 9 | Average Weekday | CAISO | 1-in-2 | 2031 | 21 |  |  |  | 70.4811 | 1
| Zone | South Orange County | 9 | Average Weekday | CAISO | 1-in-2 | 2031 | 22 |  |  |  | 69.5823 | 1
| Zone | South Orange County | 9 | Average Weekday | CAISO | 1-in-2 | 2031 | 23 |  |  |  | 68.8587 | 1
| Zone | South Orange County | 9 | Average Weekday | CAISO | 1-in-2 | 2031 | 24 |  |  |  | 68.1288 | 1
| Zone | South Orange County | 9 | Monthly System Peak Day | CAISO | 1-in-2 | 2031 | 1 |  |  |  | 73.6089 | 1
| Zone | South Orange County | 9 | Monthly System Peak Day | CAISO | 1-in-2 | 2031 | 2 |  |  |  | 72.9311 | 1
| Zone | South Orange County | 9 | Monthly System Peak Day | CAISO | 1-in-2 | 2031 | 3 |  |  |  | 72.5333 | 1
| Zone | South Orange County | 9 | Monthly System Peak Day | CAISO | 1-in-2 | 2031 | 4 |  |  |  | 71.9156 | 1
| Zone | South Orange County | 9 | Monthly System Peak Day | CAISO | 1-in-2 | 2031 | 5 |  |  |  | 71.3133 | 1
| Zone | South Orange County | 9 | Monthly System Peak Day | CAISO | 1-in-2 | 2031 | 6 |  |  |  | 71.0178 | 1
| Zone | South Orange County | 9 | Monthly System Peak Day | CAISO | 1-in-2 | 2031 | 7 |  |  |  | 71.4889 | 1
| Zone | South Orange County | 9 | Monthly System Peak Day | CAISO | 1-in-2 | 2031 | 8 |  |  |  | 72.4244 | 1
| Zone | South Orange County | 9 | Monthly System Peak Day | CAISO | 1-in-2 | 2031 | 9 |  |  |  | 73.6444 | 1
| Zone | South Orange County | 9 | Monthly System Peak Day | CAISO | 1-in-2 | 2031 | 10 |  |  |  | 78 | 1
| Zone | South Orange County | 9 | Monthly System Peak Day | CAISO | 1-in-2 | 2031 | 11 |  |  |  | 84.6222 | 1
| Zone | South Orange County | 9 | Monthly System Peak Day | CAISO | 1-in-2 | 2031 | 12 |  |  |  | 90.2444 | 1
| Zone | South Orange County | 9 | Monthly System Peak Day | CAISO | 1-in-2 | 2031 | 13 |  |  |  | 92.3556 | 1
| Zone | South Orange County | 9 | Monthly System Peak Day | CAISO | 1-in-2 | 2031 | 14 |  |  |  | 92.8 | 1
| Zone | South Orange County | 9 | Monthly System Peak Day | CAISO | 1-in-2 | 2031 | 15 |  |  |  | 92.7778 | 1
| Zone | South Orange County | 9 | Monthly System Peak Day | CAISO | 1-in-2 | 2031 | 16 |  |  |  | 92.5333 | 1
| Zone | South Orange County | 9 | Monthly System Peak Day | CAISO | 1-in-2 | 2031 | 17 |  |  |  | 92.6889 | 1
| Zone | South Orange County | 9 | Monthly System Peak Day | CAISO | 1-in-2 | 2031 | 18 |  |  |  | 91.1889 | 1
| Zone | South Orange County | 9 | Monthly System Peak Day | CAISO | 1-in-2 | 2031 | 19 |  |  |  | 89.1333 | 1
| Zone | South Orange County | 9 | Monthly System Peak Day | CAISO | 1-in-2 | 2031 | 20 |  |  |  | 87.9222 | 1
| Zone | South Orange County | 9 | Monthly System Peak Day | CAISO | 1-in-2 | 2031 | 21 |  |  |  | 85.9889 | 1
| Zone | South Orange County | 9 | Monthly System Peak Day | CAISO | 1-in-2 | 2031 | 22 |  |  |  | 83.5556 | 1
| Zone | South Orange County | 9 | Monthly System Peak Day | CAISO | 1-in-2 | 2031 | 23 |  |  |  | 81.3111 | 1
| Zone | South Orange County | 9 | Monthly System Peak Day | CAISO | 1-in-2 | 2031 | 24 |  |  |  | 78.8556 | 1
| Zone | South Orange County | 10 | Average Weekday | CAISO | 1-in-2 | 2031 | 1 |  |  |  | 63.9844 | 1
| Zone | South Orange County | 10 | Average Weekday | CAISO | 1-in-2 | 2031 | 2 |  |  |  | 63.2554 | 1
| Zone | South Orange County | 10 | Average Weekday | CAISO | 1-in-2 | 2031 | 3 |  |  |  | 62.5135 | 1
| Zone | South Orange County | 10 | Average Weekday | CAISO | 1-in-2 | 2031 | 4 |  |  |  | 61.9402 | 1
| Zone | South Orange County | 10 | Average Weekday | CAISO | 1-in-2 | 2031 | 5 |  |  |  | 61.352 | 1
| Zone | South Orange County | 10 | Average Weekday | CAISO | 1-in-2 | 2031 | 6 |  |  |  | 61.0596 | 1
| Zone | South Orange County | 10 | Average Weekday | CAISO | 1-in-2 | 2031 | 7 |  |  |  | 60.878 | 1
| Zone | South Orange County | 10 | Average Weekday | CAISO | 1-in-2 | 2031 | 8 |  |  |  | 60.7845 | 1
| Zone | South Orange County | 10 | Average Weekday | CAISO | 1-in-2 | 2031 | 9 |  |  |  | 61.1327 | 1
| Zone | South Orange County | 10 | Average Weekday | CAISO | 1-in-2 | 2031 | 10 |  |  |  | 63.2855 | 1
| Zone | South Orange County | 10 | Average Weekday | CAISO | 1-in-2 | 2031 | 11 |  |  |  | 66.1247 | 1
| Zone | South Orange County | 10 | Average Weekday | CAISO | 1-in-2 | 2031 | 12 |  |  |  | 68.6962 | 1
| Zone | South Orange County | 10 | Average Weekday | CAISO | 1-in-2 | 2031 | 13 |  |  |  | 71.0626 | 1
| Zone | South Orange County | 10 | Average Weekday | CAISO | 1-in-2 | 2031 | 14 |  |  |  | 72.4527 | 1
| Zone | South Orange County | 10 | Average Weekday | CAISO | 1-in-2 | 2031 | 15 |  |  |  | 73.3673 | 1
| Zone | South Orange County | 10 | Average Weekday | CAISO | 1-in-2 | 2031 | 16 |  |  |  | 73.5557 | 1
| Zone | South Orange County | 10 | Average Weekday | CAISO | 1-in-2 | 2031 | 17 |  |  |  | 72.9948 | 1
| Zone | South Orange County | 10 | Average Weekday | CAISO | 1-in-2 | 2031 | 18 |  |  |  | 72.2091 | 1
| Zone | South Orange County | 10 | Average Weekday | CAISO | 1-in-2 | 2031 | 19 |  |  |  | 70.827 | 1
| Zone | South Orange County | 10 | Average Weekday | CAISO | 1-in-2 | 2031 | 20 |  |  |  | 68.6842 | 1
| Zone | South Orange County | 10 | Average Weekday | CAISO | 1-in-2 | 2031 | 21 |  |  |  | 67.4867 | 1
| Zone | South Orange County | 10 | Average Weekday | CAISO | 1-in-2 | 2031 | 22 |  |  |  | 66.5315 | 1
| Zone | South Orange County | 10 | Average Weekday | CAISO | 1-in-2 | 2031 | 23 |  |  |  | 65.6579 | 1
| Zone | South Orange County | 10 | Average Weekday | CAISO | 1-in-2 | 2031 | 24 |  |  |  | 64.716 | 1
| Zone | South Orange County | 10 | Monthly System Peak Day | CAISO | 1-in-2 | 2031 | 1 |  |  |  | 71.5167 | 1
| Zone | South Orange County | 10 | Monthly System Peak Day | CAISO | 1-in-2 | 2031 | 2 |  |  |  | 70.3656 | 1
| Zone | South Orange County | 10 | Monthly System Peak Day | CAISO | 1-in-2 | 2031 | 3 |  |  |  | 68.69 | 1
| Zone | South Orange County | 10 | Monthly System Peak Day | CAISO | 1-in-2 | 2031 | 4 |  |  |  | 67.6044 | 1
| Zone | South Orange County | 10 | Monthly System Peak Day | CAISO | 1-in-2 | 2031 | 5 |  |  |  | 66.9244 | 1
| Zone | South Orange County | 10 | Monthly System Peak Day | CAISO | 1-in-2 | 2031 | 6 |  |  |  | 66.9067 | 1
| Zone | South Orange County | 10 | Monthly System Peak Day | CAISO | 1-in-2 | 2031 | 7 |  |  |  | 66.9767 | 1
| Zone | South Orange County | 10 | Monthly System Peak Day | CAISO | 1-in-2 | 2031 | 8 |  |  |  | 66.88 | 1
| Zone | South Orange County | 10 | Monthly System Peak Day | CAISO | 1-in-2 | 2031 | 9 |  |  |  | 67.7789 | 1
| Zone | South Orange County | 10 | Monthly System Peak Day | CAISO | 1-in-2 | 2031 | 10 |  |  |  | 71.1411 | 1
| Zone | South Orange County | 10 | Monthly System Peak Day | CAISO | 1-in-2 | 2031 | 11 |  |  |  | 75.3444 | 1
| Zone | South Orange County | 10 | Monthly System Peak Day | CAISO | 1-in-2 | 2031 | 12 |  |  |  | 80.1333 | 1
| Zone | South Orange County | 10 | Monthly System Peak Day | CAISO | 1-in-2 | 2031 | 13 |  |  |  | 82.3556 | 1
| Zone | South Orange County | 10 | Monthly System Peak Day | CAISO | 1-in-2 | 2031 | 14 |  |  |  | 83.2778 | 1
| Zone | South Orange County | 10 | Monthly System Peak Day | CAISO | 1-in-2 | 2031 | 15 |  |  |  | 82.9444 | 1
| Zone | South Orange County | 10 | Monthly System Peak Day | CAISO | 1-in-2 | 2031 | 16 |  |  |  | 82.9222 | 1
| Zone | South Orange County | 10 | Monthly System Peak Day | CAISO | 1-in-2 | 2031 | 17 |  |  |  | 82.1778 | 1
| Zone | South Orange County | 10 | Monthly System Peak Day | CAISO | 1-in-2 | 2031 | 18 |  |  |  | 82.1556 | 1
| Zone | South Orange County | 10 | Monthly System Peak Day | CAISO | 1-in-2 | 2031 | 19 |  |  |  | 79.3578 | 1
| Zone | South Orange County | 10 | Monthly System Peak Day | CAISO | 1-in-2 | 2031 | 20 |  |  |  | 76.0178 | 1
| Zone | South Orange County | 10 | Monthly System Peak Day | CAISO | 1-in-2 | 2031 | 21 |  |  |  | 74.4178 | 1
| Zone | South Orange County | 10 | Monthly System Peak Day | CAISO | 1-in-2 | 2031 | 22 |  |  |  | 73.3444 | 1
| Zone | South Orange County | 10 | Monthly System Peak Day | CAISO | 1-in-2 | 2031 | 23 |  |  |  | 72.1678 | 1
| Zone | South Orange County | 10 | Monthly System Peak Day | CAISO | 1-in-2 | 2031 | 24 |  |  |  | 71.2222 | 1
| Zone | South Orange County | 11 | Average Weekday | CAISO | 1-in-2 | 2031 | 1 |  |  |  | 58.3076 | 1
| Zone | South Orange County | 11 | Average Weekday | CAISO | 1-in-2 | 2031 | 2 |  |  |  | 57.6233 | 1
| Zone | South Orange County | 11 | Average Weekday | CAISO | 1-in-2 | 2031 | 3 |  |  |  | 57.0029 | 1
| Zone | South Orange County | 11 | Average Weekday | CAISO | 1-in-2 | 2031 | 4 |  |  |  | 56.4456 | 1
| Zone | South Orange County | 11 | Average Weekday | CAISO | 1-in-2 | 2031 | 5 |  |  |  | 55.7963 | 1
| Zone | South Orange County | 11 | Average Weekday | CAISO | 1-in-2 | 2031 | 6 |  |  |  | 55.4303 | 1
| Zone | South Orange County | 11 | Average Weekday | CAISO | 1-in-2 | 2031 | 7 |  |  |  | 55.2174 | 1
| Zone | South Orange County | 11 | Average Weekday | CAISO | 1-in-2 | 2031 | 8 |  |  |  | 55.3055 | 1
| Zone | South Orange County | 11 | Average Weekday | CAISO | 1-in-2 | 2031 | 9 |  |  |  | 56.4216 | 1
| Zone | South Orange County | 11 | Average Weekday | CAISO | 1-in-2 | 2031 | 10 |  |  |  | 59.2361 | 1
| Zone | South Orange County | 11 | Average Weekday | CAISO | 1-in-2 | 2031 | 11 |  |  |  | 62.5846 | 1
| Zone | South Orange County | 11 | Average Weekday | CAISO | 1-in-2 | 2031 | 12 |  |  |  | 65.4855 | 1
| Zone | South Orange County | 11 | Average Weekday | CAISO | 1-in-2 | 2031 | 13 |  |  |  | 67.5298 | 1
| Zone | South Orange County | 11 | Average Weekday | CAISO | 1-in-2 | 2031 | 14 |  |  |  | 68.399 | 1
| Zone | South Orange County | 11 | Average Weekday | CAISO | 1-in-2 | 2031 | 15 |  |  |  | 68.4689 | 1
| Zone | South Orange County | 11 | Average Weekday | CAISO | 1-in-2 | 2031 | 16 |  |  |  | 68.058 | 1
| Zone | South Orange County | 11 | Average Weekday | CAISO | 1-in-2 | 2031 | 17 |  |  |  | 67.0901 | 1
| Zone | South Orange County | 11 | Average Weekday | CAISO | 1-in-2 | 2031 | 18 |  |  |  | 65.412 | 1
| Zone | South Orange County | 11 | Average Weekday | CAISO | 1-in-2 | 2031 | 19 |  |  |  | 63.7569 | 1
| Zone | South Orange County | 11 | Average Weekday | CAISO | 1-in-2 | 2031 | 20 |  |  |  | 62.7171 | 1
| Zone | South Orange County | 11 | Average Weekday | CAISO | 1-in-2 | 2031 | 21 |  |  |  | 61.7769 | 1
| Zone | South Orange County | 11 | Average Weekday | CAISO | 1-in-2 | 2031 | 22 |  |  |  | 60.8739 | 1
| Zone | South Orange County | 11 | Average Weekday | CAISO | 1-in-2 | 2031 | 23 |  |  |  | 59.927 | 1
| Zone | South Orange County | 11 | Average Weekday | CAISO | 1-in-2 | 2031 | 24 |  |  |  | 59.0446 | 1
| Zone | South Orange County | 11 | Monthly System Peak Day | CAISO | 1-in-2 | 2031 | 1 |  |  |  | 58.4856 | 1
| Zone | South Orange County | 11 | Monthly System Peak Day | CAISO | 1-in-2 | 2031 | 2 |  |  |  | 57.2033 | 1
| Zone | South Orange County | 11 | Monthly System Peak Day | CAISO | 1-in-2 | 2031 | 3 |  |  |  | 56.5678 | 1
| Zone | South Orange County | 11 | Monthly System Peak Day | CAISO | 1-in-2 | 2031 | 4 |  |  |  | 55.5522 | 1
| Zone | South Orange County | 11 | Monthly System Peak Day | CAISO | 1-in-2 | 2031 | 5 |  |  |  | 54.3278 | 1
| Zone | South Orange County | 11 | Monthly System Peak Day | CAISO | 1-in-2 | 2031 | 6 |  |  |  | 52.7267 | 1
| Zone | South Orange County | 11 | Monthly System Peak Day | CAISO | 1-in-2 | 2031 | 7 |  |  |  | 52.0211 | 1
| Zone | South Orange County | 11 | Monthly System Peak Day | CAISO | 1-in-2 | 2031 | 8 |  |  |  | 52.2589 | 1
| Zone | South Orange County | 11 | Monthly System Peak Day | CAISO | 1-in-2 | 2031 | 9 |  |  |  | 56.1189 | 1
| Zone | South Orange County | 11 | Monthly System Peak Day | CAISO | 1-in-2 | 2031 | 10 |  |  |  | 62.3633 | 1
| Zone | South Orange County | 11 | Monthly System Peak Day | CAISO | 1-in-2 | 2031 | 11 |  |  |  | 68.6367 | 1
| Zone | South Orange County | 11 | Monthly System Peak Day | CAISO | 1-in-2 | 2031 | 12 |  |  |  | 73.9656 | 1
| Zone | South Orange County | 11 | Monthly System Peak Day | CAISO | 1-in-2 | 2031 | 13 |  |  |  | 77.8444 | 1
| Zone | South Orange County | 11 | Monthly System Peak Day | CAISO | 1-in-2 | 2031 | 14 |  |  |  | 79.5811 | 1
| Zone | South Orange County | 11 | Monthly System Peak Day | CAISO | 1-in-2 | 2031 | 15 |  |  |  | 79.2411 | 1
| Zone | South Orange County | 11 | Monthly System Peak Day | CAISO | 1-in-2 | 2031 | 16 |  |  |  | 78.0989 | 1
| Zone | South Orange County | 11 | Monthly System Peak Day | CAISO | 1-in-2 | 2031 | 17 |  |  |  | 77.0689 | 1
| Zone | South Orange County | 11 | Monthly System Peak Day | CAISO | 1-in-2 | 2031 | 18 |  |  |  | 73.7078 | 1
| Zone | South Orange County | 11 | Monthly System Peak Day | CAISO | 1-in-2 | 2031 | 19 |  |  |  | 70.6156 | 1
| Zone | South Orange County | 11 | Monthly System Peak Day | CAISO | 1-in-2 | 2031 | 20 |  |  |  | 68.8278 | 1
| Zone | South Orange County | 11 | Monthly System Peak Day | CAISO | 1-in-2 | 2031 | 21 |  |  |  | 67.0556 | 1
| Zone | South Orange County | 11 | Monthly System Peak Day | CAISO | 1-in-2 | 2031 | 22 |  |  |  | 64.8844 | 1
| Zone | South Orange County | 11 | Monthly System Peak Day | CAISO | 1-in-2 | 2031 | 23 |  |  |  | 63.2211 | 1
| Zone | South Orange County | 11 | Monthly System Peak Day | CAISO | 1-in-2 | 2031 | 24 |  |  |  | 61.5856 | 1
| Zone | South Orange County | 12 | Average Weekday | CAISO | 1-in-2 | 2031 | 1 |  |  |  | 51.8345 | 1
| Zone | South Orange County | 12 | Average Weekday | CAISO | 1-in-2 | 2031 | 2 |  |  |  | 51.1096 | 1
| Zone | South Orange County | 12 | Average Weekday | CAISO | 1-in-2 | 2031 | 3 |  |  |  | 50.4275 | 1
| Zone | South Orange County | 12 | Average Weekday | CAISO | 1-in-2 | 2031 | 4 |  |  |  | 49.8359 | 1
| Zone | South Orange County | 12 | Average Weekday | CAISO | 1-in-2 | 2031 | 5 |  |  |  | 49.2696 | 1
| Zone | South Orange County | 12 | Average Weekday | CAISO | 1-in-2 | 2031 | 6 |  |  |  | 48.7404 | 1
| Zone | South Orange County | 12 | Average Weekday | CAISO | 1-in-2 | 2031 | 7 |  |  |  | 48.4009 | 1
| Zone | South Orange County | 12 | Average Weekday | CAISO | 1-in-2 | 2031 | 8 |  |  |  | 48.3734 | 1
| Zone | South Orange County | 12 | Average Weekday | CAISO | 1-in-2 | 2031 | 9 |  |  |  | 49.2374 | 1
| Zone | South Orange County | 12 | Average Weekday | CAISO | 1-in-2 | 2031 | 10 |  |  |  | 51.9838 | 1
| Zone | South Orange County | 12 | Average Weekday | CAISO | 1-in-2 | 2031 | 11 |  |  |  | 55.3651 | 1
| Zone | South Orange County | 12 | Average Weekday | CAISO | 1-in-2 | 2031 | 12 |  |  |  | 58.2238 | 1
| Zone | South Orange County | 12 | Average Weekday | CAISO | 1-in-2 | 2031 | 13 |  |  |  | 60.2823 | 1
| Zone | South Orange County | 12 | Average Weekday | CAISO | 1-in-2 | 2031 | 14 |  |  |  | 61.5888 | 1
| Zone | South Orange County | 12 | Average Weekday | CAISO | 1-in-2 | 2031 | 15 |  |  |  | 61.8821 | 1
| Zone | South Orange County | 12 | Average Weekday | CAISO | 1-in-2 | 2031 | 16 |  |  |  | 61.6976 | 1
| Zone | South Orange County | 12 | Average Weekday | CAISO | 1-in-2 | 2031 | 17 |  |  |  | 60.7378 | 1
| Zone | South Orange County | 12 | Average Weekday | CAISO | 1-in-2 | 2031 | 18 |  |  |  | 59.0013 | 1
| Zone | South Orange County | 12 | Average Weekday | CAISO | 1-in-2 | 2031 | 19 |  |  |  | 57.2789 | 1
| Zone | South Orange County | 12 | Average Weekday | CAISO | 1-in-2 | 2031 | 20 |  |  |  | 56.2011 | 1
| Zone | South Orange County | 12 | Average Weekday | CAISO | 1-in-2 | 2031 | 21 |  |  |  | 55.1953 | 1
| Zone | South Orange County | 12 | Average Weekday | CAISO | 1-in-2 | 2031 | 22 |  |  |  | 54.178 | 1
| Zone | South Orange County | 12 | Average Weekday | CAISO | 1-in-2 | 2031 | 23 |  |  |  | 53.2225 | 1
| Zone | South Orange County | 12 | Average Weekday | CAISO | 1-in-2 | 2031 | 24 |  |  |  | 52.3638 | 1
| Zone | South Orange County | 12 | Monthly System Peak Day | CAISO | 1-in-2 | 2031 | 1 |  |  |  | 50.14 | 1
| Zone | South Orange County | 12 | Monthly System Peak Day | CAISO | 1-in-2 | 2031 | 2 |  |  |  | 48.8633 | 1
| Zone | South Orange County | 12 | Monthly System Peak Day | CAISO | 1-in-2 | 2031 | 3 |  |  |  | 47.8889 | 1
| Zone | South Orange County | 12 | Monthly System Peak Day | CAISO | 1-in-2 | 2031 | 4 |  |  |  | 47.59 | 1
| Zone | South Orange County | 12 | Monthly System Peak Day | CAISO | 1-in-2 | 2031 | 5 |  |  |  | 47.1678 | 1
| Zone | South Orange County | 12 | Monthly System Peak Day | CAISO | 1-in-2 | 2031 | 6 |  |  |  | 46.72 | 1
| Zone | South Orange County | 12 | Monthly System Peak Day | CAISO | 1-in-2 | 2031 | 7 |  |  |  | 46.05 | 1
| Zone | South Orange County | 12 | Monthly System Peak Day | CAISO | 1-in-2 | 2031 | 8 |  |  |  | 45.7956 | 1
| Zone | South Orange County | 12 | Monthly System Peak Day | CAISO | 1-in-2 | 2031 | 9 |  |  |  | 46.3911 | 1
| Zone | South Orange County | 12 | Monthly System Peak Day | CAISO | 1-in-2 | 2031 | 10 |  |  |  | 49.5056 | 1
| Zone | South Orange County | 12 | Monthly System Peak Day | CAISO | 1-in-2 | 2031 | 11 |  |  |  | 54.9767 | 1
| Zone | South Orange County | 12 | Monthly System Peak Day | CAISO | 1-in-2 | 2031 | 12 |  |  |  | 60.11 | 1
| Zone | South Orange County | 12 | Monthly System Peak Day | CAISO | 1-in-2 | 2031 | 13 |  |  |  | 64.0133 | 1
| Zone | South Orange County | 12 | Monthly System Peak Day | CAISO | 1-in-2 | 2031 | 14 |  |  |  | 66.3244 | 1
| Zone | South Orange County | 12 | Monthly System Peak Day | CAISO | 1-in-2 | 2031 | 15 |  |  |  | 64.4156 | 1
| Zone | South Orange County | 12 | Monthly System Peak Day | CAISO | 1-in-2 | 2031 | 16 |  |  |  | 63.9833 | 1
| Zone | South Orange County | 12 | Monthly System Peak Day | CAISO | 1-in-2 | 2031 | 17 |  |  |  | 63.6256 | 1
| Zone | South Orange County | 12 | Monthly System Peak Day | CAISO | 1-in-2 | 2031 | 18 |  |  |  | 61.9733 | 1
| Zone | South Orange County | 12 | Monthly System Peak Day | CAISO | 1-in-2 | 2031 | 19 |  |  |  | 60.19 | 1
| Zone | South Orange County | 12 | Monthly System Peak Day | CAISO | 1-in-2 | 2031 | 20 |  |  |  | 58.3056 | 1
| Zone | South Orange County | 12 | Monthly System Peak Day | CAISO | 1-in-2 | 2031 | 21 |  |  |  | 56.8667 | 1
| Zone | South Orange County | 12 | Monthly System Peak Day | CAISO | 1-in-2 | 2031 | 22 |  |  |  | 55.68 | 1
| Zone | South Orange County | 12 | Monthly System Peak Day | CAISO | 1-in-2 | 2031 | 23 |  |  |  | 54.4856 | 1
| Zone | South Orange County | 12 | Monthly System Peak Day | CAISO | 1-in-2 | 2031 | 24 |  |  |  | 53.5344 | 1
| Zone | South Orange County | 1 | Average Weekday | SCE | 1-in-10 | 2021 | 1 |  |  |  | 52.18 | 1
| Zone | South Orange County | 1 | Average Weekday | SCE | 1-in-10 | 2021 | 2 |  |  |  | 51.3559 | 1
| Zone | South Orange County | 1 | Average Weekday | SCE | 1-in-10 | 2021 | 3 |  |  |  | 50.5879 | 1
| Zone | South Orange County | 1 | Average Weekday | SCE | 1-in-10 | 2021 | 4 |  |  |  | 49.7468 | 1
| Zone | South Orange County | 1 | Average Weekday | SCE | 1-in-10 | 2021 | 5 |  |  |  | 48.9691 | 1
| Zone | South Orange County | 1 | Average Weekday | SCE | 1-in-10 | 2021 | 6 |  |  |  | 48.4568 | 1
| Zone | South Orange County | 1 | Average Weekday | SCE | 1-in-10 | 2021 | 7 |  |  |  | 48.0644 | 1
| Zone | South Orange County | 1 | Average Weekday | SCE | 1-in-10 | 2021 | 8 |  |  |  | 48.0706 | 1
| Zone | South Orange County | 1 | Average Weekday | SCE | 1-in-10 | 2021 | 9 |  |  |  | 48.8383 | 1
| Zone | South Orange County | 1 | Average Weekday | SCE | 1-in-10 | 2021 | 10 |  |  |  | 51.6117 | 1
| Zone | South Orange County | 1 | Average Weekday | SCE | 1-in-10 | 2021 | 11 |  |  |  | 55.2199 | 1
| Zone | South Orange County | 1 | Average Weekday | SCE | 1-in-10 | 2021 | 12 |  |  |  | 58.4718 | 1
| Zone | South Orange County | 1 | Average Weekday | SCE | 1-in-10 | 2021 | 13 |  |  |  | 60.3987 | 1
| Zone | South Orange County | 1 | Average Weekday | SCE | 1-in-10 | 2021 | 14 |  |  |  | 61.7776 | 1
| Zone | South Orange County | 1 | Average Weekday | SCE | 1-in-10 | 2021 | 15 |  |  |  | 62.4536 | 1
| Zone | South Orange County | 1 | Average Weekday | SCE | 1-in-10 | 2021 | 16 |  |  |  | 62.3352 | 1
| Zone | South Orange County | 1 | Average Weekday | SCE | 1-in-10 | 2021 | 17 |  |  |  | 61.5598 | 1
| Zone | South Orange County | 1 | Average Weekday | SCE | 1-in-10 | 2021 | 18 |  |  |  | 60.0373 | 1
| Zone | South Orange County | 1 | Average Weekday | SCE | 1-in-10 | 2021 | 19 |  |  |  | 58.1541 | 1
| Zone | South Orange County | 1 | Average Weekday | SCE | 1-in-10 | 2021 | 20 |  |  |  | 56.898 | 1
| Zone | South Orange County | 1 | Average Weekday | SCE | 1-in-10 | 2021 | 21 |  |  |  | 55.8955 | 1
| Zone | South Orange County | 1 | Average Weekday | SCE | 1-in-10 | 2021 | 22 |  |  |  | 54.9898 | 1
| Zone | South Orange County | 1 | Average Weekday | SCE | 1-in-10 | 2021 | 23 |  |  |  | 53.956 | 1
| Zone | South Orange County | 1 | Average Weekday | SCE | 1-in-10 | 2021 | 24 |  |  |  | 53.0008 | 1
| Zone | South Orange County | 1 | Monthly System Peak Day | SCE | 1-in-10 | 2021 | 1 |  |  |  | 50.6717 | 1
| Zone | South Orange County | 1 | Monthly System Peak Day | SCE | 1-in-10 | 2021 | 2 |  |  |  | 50.575 | 1
| Zone | South Orange County | 1 | Monthly System Peak Day | SCE | 1-in-10 | 2021 | 3 |  |  |  | 49.6833 | 1
| Zone | South Orange County | 1 | Monthly System Peak Day | SCE | 1-in-10 | 2021 | 4 |  |  |  | 48.55 | 1
| Zone | South Orange County | 1 | Monthly System Peak Day | SCE | 1-in-10 | 2021 | 5 |  |  |  | 47.745 | 1
| Zone | South Orange County | 1 | Monthly System Peak Day | SCE | 1-in-10 | 2021 | 6 |  |  |  | 47.5733 | 1
| Zone | South Orange County | 1 | Monthly System Peak Day | SCE | 1-in-10 | 2021 | 7 |  |  |  | 47.095 | 1
| Zone | South Orange County | 1 | Monthly System Peak Day | SCE | 1-in-10 | 2021 | 8 |  |  |  | 46.6817 | 1
| Zone | South Orange County | 1 | Monthly System Peak Day | SCE | 1-in-10 | 2021 | 9 |  |  |  | 47.1483 | 1
| Zone | South Orange County | 1 | Monthly System Peak Day | SCE | 1-in-10 | 2021 | 10 |  |  |  | 49.035 | 1
| Zone | South Orange County | 1 | Monthly System Peak Day | SCE | 1-in-10 | 2021 | 11 |  |  |  | 51.7433 | 1
| Zone | South Orange County | 1 | Monthly System Peak Day | SCE | 1-in-10 | 2021 | 12 |  |  |  | 53.9167 | 1
| Zone | South Orange County | 1 | Monthly System Peak Day | SCE | 1-in-10 | 2021 | 13 |  |  |  | 53.6683 | 1
| Zone | South Orange County | 1 | Monthly System Peak Day | SCE | 1-in-10 | 2021 | 14 |  |  |  | 54.4617 | 1
| Zone | South Orange County | 1 | Monthly System Peak Day | SCE | 1-in-10 | 2021 | 15 |  |  |  | 54.5217 | 1
| Zone | South Orange County | 1 | Monthly System Peak Day | SCE | 1-in-10 | 2021 | 16 |  |  |  | 55.015 | 1
| Zone | South Orange County | 1 | Monthly System Peak Day | SCE | 1-in-10 | 2021 | 17 |  |  |  | 54.1817 | 1
| Zone | South Orange County | 1 | Monthly System Peak Day | SCE | 1-in-10 | 2021 | 18 |  |  |  | 52.8783 | 1
| Zone | South Orange County | 1 | Monthly System Peak Day | SCE | 1-in-10 | 2021 | 19 |  |  |  | 52.0433 | 1
| Zone | South Orange County | 1 | Monthly System Peak Day | SCE | 1-in-10 | 2021 | 20 |  |  |  | 50.77 | 1
| Zone | South Orange County | 1 | Monthly System Peak Day | SCE | 1-in-10 | 2021 | 21 |  |  |  | 50.4517 | 1
| Zone | South Orange County | 1 | Monthly System Peak Day | SCE | 1-in-10 | 2021 | 22 |  |  |  | 50.3117 | 1
| Zone | South Orange County | 1 | Monthly System Peak Day | SCE | 1-in-10 | 2021 | 23 |  |  |  | 49.6133 | 1
| Zone | South Orange County | 1 | Monthly System Peak Day | SCE | 1-in-10 | 2021 | 24 |  |  |  | 48.4417 | 1
| Zone | South Orange County | 2 | Average Weekday | SCE | 1-in-10 | 2021 | 1 |  |  |  | 57.1728 | 1
| Zone | South Orange County | 2 | Average Weekday | SCE | 1-in-10 | 2021 | 2 |  |  |  | 55.9963 | 1
| Zone | South Orange County | 2 | Average Weekday | SCE | 1-in-10 | 2021 | 3 |  |  |  | 54.9899 | 1
| Zone | South Orange County | 2 | Average Weekday | SCE | 1-in-10 | 2021 | 4 |  |  |  | 54.0712 | 1
| Zone | South Orange County | 2 | Average Weekday | SCE | 1-in-10 | 2021 | 5 |  |  |  | 53.3326 | 1
| Zone | South Orange County | 2 | Average Weekday | SCE | 1-in-10 | 2021 | 6 |  |  |  | 52.8625 | 1
| Zone | South Orange County | 2 | Average Weekday | SCE | 1-in-10 | 2021 | 7 |  |  |  | 52.5456 | 1
| Zone | South Orange County | 2 | Average Weekday | SCE | 1-in-10 | 2021 | 8 |  |  |  | 52.3425 | 1
| Zone | South Orange County | 2 | Average Weekday | SCE | 1-in-10 | 2021 | 9 |  |  |  | 54.079 | 1
| Zone | South Orange County | 2 | Average Weekday | SCE | 1-in-10 | 2021 | 10 |  |  |  | 58.1346 | 1
| Zone | South Orange County | 2 | Average Weekday | SCE | 1-in-10 | 2021 | 11 |  |  |  | 62.1138 | 1
| Zone | South Orange County | 2 | Average Weekday | SCE | 1-in-10 | 2021 | 12 |  |  |  | 65.3932 | 1
| Zone | South Orange County | 2 | Average Weekday | SCE | 1-in-10 | 2021 | 13 |  |  |  | 67.7289 | 1
| Zone | South Orange County | 2 | Average Weekday | SCE | 1-in-10 | 2021 | 14 |  |  |  | 69.3005 | 1
| Zone | South Orange County | 2 | Average Weekday | SCE | 1-in-10 | 2021 | 15 |  |  |  | 69.4832 | 1
| Zone | South Orange County | 2 | Average Weekday | SCE | 1-in-10 | 2021 | 16 |  |  |  | 69.1466 | 1
| Zone | South Orange County | 2 | Average Weekday | SCE | 1-in-10 | 2021 | 17 |  |  |  | 68.2018 | 1
| Zone | South Orange County | 2 | Average Weekday | SCE | 1-in-10 | 2021 | 18 |  |  |  | 66.7425 | 1
| Zone | South Orange County | 2 | Average Weekday | SCE | 1-in-10 | 2021 | 19 |  |  |  | 64.4017 | 1
| Zone | South Orange County | 2 | Average Weekday | SCE | 1-in-10 | 2021 | 20 |  |  |  | 62.4907 | 1
| Zone | South Orange County | 2 | Average Weekday | SCE | 1-in-10 | 2021 | 21 |  |  |  | 61.1236 | 1
| Zone | South Orange County | 2 | Average Weekday | SCE | 1-in-10 | 2021 | 22 |  |  |  | 60.0168 | 1
| Zone | South Orange County | 2 | Average Weekday | SCE | 1-in-10 | 2021 | 23 |  |  |  | 58.8033 | 1
| Zone | South Orange County | 2 | Average Weekday | SCE | 1-in-10 | 2021 | 24 |  |  |  | 57.6811 | 1
| Zone | South Orange County | 2 | Monthly System Peak Day | SCE | 1-in-10 | 2021 | 1 |  |  |  | 69.875 | 1
| Zone | South Orange County | 2 | Monthly System Peak Day | SCE | 1-in-10 | 2021 | 2 |  |  |  | 67.1867 | 1
| Zone | South Orange County | 2 | Monthly System Peak Day | SCE | 1-in-10 | 2021 | 3 |  |  |  | 65.6 | 1
| Zone | South Orange County | 2 | Monthly System Peak Day | SCE | 1-in-10 | 2021 | 4 |  |  |  | 63.5817 | 1
| Zone | South Orange County | 2 | Monthly System Peak Day | SCE | 1-in-10 | 2021 | 5 |  |  |  | 62.8183 | 1
| Zone | South Orange County | 2 | Monthly System Peak Day | SCE | 1-in-10 | 2021 | 6 |  |  |  | 61.14 | 1
| Zone | South Orange County | 2 | Monthly System Peak Day | SCE | 1-in-10 | 2021 | 7 |  |  |  | 62.4817 | 1
| Zone | South Orange County | 2 | Monthly System Peak Day | SCE | 1-in-10 | 2021 | 8 |  |  |  | 63.1117 | 1
| Zone | South Orange County | 2 | Monthly System Peak Day | SCE | 1-in-10 | 2021 | 9 |  |  |  | 63.85 | 1
| Zone | South Orange County | 2 | Monthly System Peak Day | SCE | 1-in-10 | 2021 | 10 |  |  |  | 69.4017 | 1
| Zone | South Orange County | 2 | Monthly System Peak Day | SCE | 1-in-10 | 2021 | 11 |  |  |  | 76.1333 | 1
| Zone | South Orange County | 2 | Monthly System Peak Day | SCE | 1-in-10 | 2021 | 12 |  |  |  | 79.65 | 1
| Zone | South Orange County | 2 | Monthly System Peak Day | SCE | 1-in-10 | 2021 | 13 |  |  |  | 83.2333 | 1
| Zone | South Orange County | 2 | Monthly System Peak Day | SCE | 1-in-10 | 2021 | 14 |  |  |  | 85.2667 | 1
| Zone | South Orange County | 2 | Monthly System Peak Day | SCE | 1-in-10 | 2021 | 15 |  |  |  | 85.2 | 1
| Zone | South Orange County | 2 | Monthly System Peak Day | SCE | 1-in-10 | 2021 | 16 |  |  |  | 84.1333 | 1
| Zone | South Orange County | 2 | Monthly System Peak Day | SCE | 1-in-10 | 2021 | 17 |  |  |  | 82.55 | 1
| Zone | South Orange County | 2 | Monthly System Peak Day | SCE | 1-in-10 | 2021 | 18 |  |  |  | 79.6667 | 1
| Zone | South Orange County | 2 | Monthly System Peak Day | SCE | 1-in-10 | 2021 | 19 |  |  |  | 75.95 | 1
| Zone | South Orange County | 2 | Monthly System Peak Day | SCE | 1-in-10 | 2021 | 20 |  |  |  | 73.2667 | 1
| Zone | South Orange County | 2 | Monthly System Peak Day | SCE | 1-in-10 | 2021 | 21 |  |  |  | 71.15 | 1
| Zone | South Orange County | 2 | Monthly System Peak Day | SCE | 1-in-10 | 2021 | 22 |  |  |  | 69.3367 | 1
| Zone | South Orange County | 2 | Monthly System Peak Day | SCE | 1-in-10 | 2021 | 23 |  |  |  | 67.1667 | 1
| Zone | South Orange County | 2 | Monthly System Peak Day | SCE | 1-in-10 | 2021 | 24 |  |  |  | 65.64 | 1
| Zone | South Orange County | 3 | Average Weekday | SCE | 1-in-10 | 2021 | 1 |  |  |  | 59.5281 | 1
| Zone | South Orange County | 3 | Average Weekday | SCE | 1-in-10 | 2021 | 2 |  |  |  | 58.5162 | 1
| Zone | South Orange County | 3 | Average Weekday | SCE | 1-in-10 | 2021 | 3 |  |  |  | 57.8131 | 1
| Zone | South Orange County | 3 | Average Weekday | SCE | 1-in-10 | 2021 | 4 |  |  |  | 57.0513 | 1
| Zone | South Orange County | 3 | Average Weekday | SCE | 1-in-10 | 2021 | 5 |  |  |  | 56.254 | 1
| Zone | South Orange County | 3 | Average Weekday | SCE | 1-in-10 | 2021 | 6 |  |  |  | 55.6438 | 1
| Zone | South Orange County | 3 | Average Weekday | SCE | 1-in-10 | 2021 | 7 |  |  |  | 55.2104 | 1
| Zone | South Orange County | 3 | Average Weekday | SCE | 1-in-10 | 2021 | 8 |  |  |  | 55.3983 | 1
| Zone | South Orange County | 3 | Average Weekday | SCE | 1-in-10 | 2021 | 9 |  |  |  | 56.9005 | 1
| Zone | South Orange County | 3 | Average Weekday | SCE | 1-in-10 | 2021 | 10 |  |  |  | 60.304 | 1
| Zone | South Orange County | 3 | Average Weekday | SCE | 1-in-10 | 2021 | 11 |  |  |  | 64.0885 | 1
| Zone | South Orange County | 3 | Average Weekday | SCE | 1-in-10 | 2021 | 12 |  |  |  | 67.5235 | 1
| Zone | South Orange County | 3 | Average Weekday | SCE | 1-in-10 | 2021 | 13 |  |  |  | 69.6426 | 1
| Zone | South Orange County | 3 | Average Weekday | SCE | 1-in-10 | 2021 | 14 |  |  |  | 71.0985 | 1
| Zone | South Orange County | 3 | Average Weekday | SCE | 1-in-10 | 2021 | 15 |  |  |  | 71.772 | 1
| Zone | South Orange County | 3 | Average Weekday | SCE | 1-in-10 | 2021 | 16 |  |  |  | 71.7488 | 1
| Zone | South Orange County | 3 | Average Weekday | SCE | 1-in-10 | 2021 | 17 |  |  |  | 71.0608 | 1
| Zone | South Orange County | 3 | Average Weekday | SCE | 1-in-10 | 2021 | 18 |  |  |  | 70.3526 | 1
| Zone | South Orange County | 3 | Average Weekday | SCE | 1-in-10 | 2021 | 19 |  |  |  | 69.0515 | 1
| Zone | South Orange County | 3 | Average Weekday | SCE | 1-in-10 | 2021 | 20 |  |  |  | 66.7791 | 1
| Zone | South Orange County | 3 | Average Weekday | SCE | 1-in-10 | 2021 | 21 |  |  |  | 64.5212 | 1
| Zone | South Orange County | 3 | Average Weekday | SCE | 1-in-10 | 2021 | 22 |  |  |  | 63.3651 | 1
| Zone | South Orange County | 3 | Average Weekday | SCE | 1-in-10 | 2021 | 23 |  |  |  | 62.5298 | 1
| Zone | South Orange County | 3 | Average Weekday | SCE | 1-in-10 | 2021 | 24 |  |  |  | 61.5761 | 1
| Zone | South Orange County | 3 | Monthly System Peak Day | SCE | 1-in-10 | 2021 | 1 |  |  |  | 66.2733 | 1
| Zone | South Orange County | 3 | Monthly System Peak Day | SCE | 1-in-10 | 2021 | 2 |  |  |  | 64.8367 | 1
| Zone | South Orange County | 3 | Monthly System Peak Day | SCE | 1-in-10 | 2021 | 3 |  |  |  | 63.785 | 1
| Zone | South Orange County | 3 | Monthly System Peak Day | SCE | 1-in-10 | 2021 | 4 |  |  |  | 62.55 | 1
| Zone | South Orange County | 3 | Monthly System Peak Day | SCE | 1-in-10 | 2021 | 5 |  |  |  | 61.4383 | 1
| Zone | South Orange County | 3 | Monthly System Peak Day | SCE | 1-in-10 | 2021 | 6 |  |  |  | 60.365 | 1
| Zone | South Orange County | 3 | Monthly System Peak Day | SCE | 1-in-10 | 2021 | 7 |  |  |  | 59.7667 | 1
| Zone | South Orange County | 3 | Monthly System Peak Day | SCE | 1-in-10 | 2021 | 8 |  |  |  | 59.93 | 1
| Zone | South Orange County | 3 | Monthly System Peak Day | SCE | 1-in-10 | 2021 | 9 |  |  |  | 61.73 | 1
| Zone | South Orange County | 3 | Monthly System Peak Day | SCE | 1-in-10 | 2021 | 10 |  |  |  | 66.1033 | 1
| Zone | South Orange County | 3 | Monthly System Peak Day | SCE | 1-in-10 | 2021 | 11 |  |  |  | 70.67 | 1
| Zone | South Orange County | 3 | Monthly System Peak Day | SCE | 1-in-10 | 2021 | 12 |  |  |  | 74.5833 | 1
| Zone | South Orange County | 3 | Monthly System Peak Day | SCE | 1-in-10 | 2021 | 13 |  |  |  | 77.1667 | 1
| Zone | South Orange County | 3 | Monthly System Peak Day | SCE | 1-in-10 | 2021 | 14 |  |  |  | 78.7333 | 1
| Zone | South Orange County | 3 | Monthly System Peak Day | SCE | 1-in-10 | 2021 | 15 |  |  |  | 80.65 | 1
| Zone | South Orange County | 3 | Monthly System Peak Day | SCE | 1-in-10 | 2021 | 16 |  |  |  | 80.3667 | 1
| Zone | South Orange County | 3 | Monthly System Peak Day | SCE | 1-in-10 | 2021 | 17 |  |  |  | 79.2167 | 1
| Zone | South Orange County | 3 | Monthly System Peak Day | SCE | 1-in-10 | 2021 | 18 |  |  |  | 77.6667 | 1
| Zone | South Orange County | 3 | Monthly System Peak Day | SCE | 1-in-10 | 2021 | 19 |  |  |  | 77.4167 | 1
| Zone | South Orange County | 3 | Monthly System Peak Day | SCE | 1-in-10 | 2021 | 20 |  |  |  | 75.7833 | 1
| Zone | South Orange County | 3 | Monthly System Peak Day | SCE | 1-in-10 | 2021 | 21 |  |  |  | 71.6167 | 1
| Zone | South Orange County | 3 | Monthly System Peak Day | SCE | 1-in-10 | 2021 | 22 |  |  |  | 68.7333 | 1
| Zone | South Orange County | 3 | Monthly System Peak Day | SCE | 1-in-10 | 2021 | 23 |  |  |  | 67.0083 | 1
| Zone | South Orange County | 3 | Monthly System Peak Day | SCE | 1-in-10 | 2021 | 24 |  |  |  | 65.2 | 1
| Zone | South Orange County | 4 | Average Weekday | SCE | 1-in-10 | 2021 | 1 |  |  |  | 60.1427 | 1
| Zone | South Orange County | 4 | Average Weekday | SCE | 1-in-10 | 2021 | 2 |  |  |  | 59.4313 | 1
| Zone | South Orange County | 4 | Average Weekday | SCE | 1-in-10 | 2021 | 3 |  |  |  | 58.7794 | 1
| Zone | South Orange County | 4 | Average Weekday | SCE | 1-in-10 | 2021 | 4 |  |  |  | 58.1455 | 1
| Zone | South Orange County | 4 | Average Weekday | SCE | 1-in-10 | 2021 | 5 |  |  |  | 57.6355 | 1
| Zone | South Orange County | 4 | Average Weekday | SCE | 1-in-10 | 2021 | 6 |  |  |  | 57.1555 | 1
| Zone | South Orange County | 4 | Average Weekday | SCE | 1-in-10 | 2021 | 7 |  |  |  | 56.7984 | 1
| Zone | South Orange County | 4 | Average Weekday | SCE | 1-in-10 | 2021 | 8 |  |  |  | 57.0153 | 1
| Zone | South Orange County | 4 | Average Weekday | SCE | 1-in-10 | 2021 | 9 |  |  |  | 58.743 | 1
| Zone | South Orange County | 4 | Average Weekday | SCE | 1-in-10 | 2021 | 10 |  |  |  | 61.5164 | 1
| Zone | South Orange County | 4 | Average Weekday | SCE | 1-in-10 | 2021 | 11 |  |  |  | 64.6445 | 1
| Zone | South Orange County | 4 | Average Weekday | SCE | 1-in-10 | 2021 | 12 |  |  |  | 67.6103 | 1
| Zone | South Orange County | 4 | Average Weekday | SCE | 1-in-10 | 2021 | 13 |  |  |  | 68.8765 | 1
| Zone | South Orange County | 4 | Average Weekday | SCE | 1-in-10 | 2021 | 14 |  |  |  | 69.8323 | 1
| Zone | South Orange County | 4 | Average Weekday | SCE | 1-in-10 | 2021 | 15 |  |  |  | 70.6038 | 1
| Zone | South Orange County | 4 | Average Weekday | SCE | 1-in-10 | 2021 | 16 |  |  |  | 71.1033 | 1
| Zone | South Orange County | 4 | Average Weekday | SCE | 1-in-10 | 2021 | 17 |  |  |  | 71.1831 | 1
| Zone | South Orange County | 4 | Average Weekday | SCE | 1-in-10 | 2021 | 18 |  |  |  | 70.6177 | 1
| Zone | South Orange County | 4 | Average Weekday | SCE | 1-in-10 | 2021 | 19 |  |  |  | 69.6302 | 1
| Zone | South Orange County | 4 | Average Weekday | SCE | 1-in-10 | 2021 | 20 |  |  |  | 67.8745 | 1
| Zone | South Orange County | 4 | Average Weekday | SCE | 1-in-10 | 2021 | 21 |  |  |  | 65.5068 | 1
| Zone | South Orange County | 4 | Average Weekday | SCE | 1-in-10 | 2021 | 22 |  |  |  | 63.9119 | 1
| Zone | South Orange County | 4 | Average Weekday | SCE | 1-in-10 | 2021 | 23 |  |  |  | 62.6733 | 1
| Zone | South Orange County | 4 | Average Weekday | SCE | 1-in-10 | 2021 | 24 |  |  |  | 61.6163 | 1
| Zone | South Orange County | 4 | Monthly System Peak Day | SCE | 1-in-10 | 2021 | 1 |  |  |  | 68.3283 | 1
| Zone | South Orange County | 4 | Monthly System Peak Day | SCE | 1-in-10 | 2021 | 2 |  |  |  | 68.8933 | 1
| Zone | South Orange County | 4 | Monthly System Peak Day | SCE | 1-in-10 | 2021 | 3 |  |  |  | 67.565 | 1
| Zone | South Orange County | 4 | Monthly System Peak Day | SCE | 1-in-10 | 2021 | 4 |  |  |  | 65.7083 | 1
| Zone | South Orange County | 4 | Monthly System Peak Day | SCE | 1-in-10 | 2021 | 5 |  |  |  | 64.5117 | 1
| Zone | South Orange County | 4 | Monthly System Peak Day | SCE | 1-in-10 | 2021 | 6 |  |  |  | 63.9117 | 1
| Zone | South Orange County | 4 | Monthly System Peak Day | SCE | 1-in-10 | 2021 | 7 |  |  |  | 63.59 | 1
| Zone | South Orange County | 4 | Monthly System Peak Day | SCE | 1-in-10 | 2021 | 8 |  |  |  | 63.3633 | 1
| Zone | South Orange County | 4 | Monthly System Peak Day | SCE | 1-in-10 | 2021 | 9 |  |  |  | 65.85 | 1
| Zone | South Orange County | 4 | Monthly System Peak Day | SCE | 1-in-10 | 2021 | 10 |  |  |  | 70.795 | 1
| Zone | South Orange County | 4 | Monthly System Peak Day | SCE | 1-in-10 | 2021 | 11 |  |  |  | 75.5667 | 1
| Zone | South Orange County | 4 | Monthly System Peak Day | SCE | 1-in-10 | 2021 | 12 |  |  |  | 79.0167 | 1
| Zone | South Orange County | 4 | Monthly System Peak Day | SCE | 1-in-10 | 2021 | 13 |  |  |  | 79.4167 | 1
| Zone | South Orange County | 4 | Monthly System Peak Day | SCE | 1-in-10 | 2021 | 14 |  |  |  | 79.7 | 1
| Zone | South Orange County | 4 | Monthly System Peak Day | SCE | 1-in-10 | 2021 | 15 |  |  |  | 80.2667 | 1
| Zone | South Orange County | 4 | Monthly System Peak Day | SCE | 1-in-10 | 2021 | 16 |  |  |  | 82.0333 | 1
| Zone | South Orange County | 4 | Monthly System Peak Day | SCE | 1-in-10 | 2021 | 17 |  |  |  | 82.1167 | 1
| Zone | South Orange County | 4 | Monthly System Peak Day | SCE | 1-in-10 | 2021 | 18 |  |  |  | 83.65 | 1
| Zone | South Orange County | 4 | Monthly System Peak Day | SCE | 1-in-10 | 2021 | 19 |  |  |  | 80.8167 | 1
| Zone | South Orange County | 4 | Monthly System Peak Day | SCE | 1-in-10 | 2021 | 20 |  |  |  | 74.45 | 1
| Zone | South Orange County | 4 | Monthly System Peak Day | SCE | 1-in-10 | 2021 | 21 |  |  |  | 68.7633 | 1
| Zone | South Orange County | 4 | Monthly System Peak Day | SCE | 1-in-10 | 2021 | 22 |  |  |  | 67.5867 | 1
| Zone | South Orange County | 4 | Monthly System Peak Day | SCE | 1-in-10 | 2021 | 23 |  |  |  | 67.035 | 1
| Zone | South Orange County | 4 | Monthly System Peak Day | SCE | 1-in-10 | 2021 | 24 |  |  |  | 66.09 | 1
| Zone | South Orange County | 5 | Average Weekday | SCE | 1-in-10 | 2021 | 1 |  |  |  | 63.6645 | 1
| Zone | South Orange County | 5 | Average Weekday | SCE | 1-in-10 | 2021 | 2 |  |  |  | 63.0442 | 1
| Zone | South Orange County | 5 | Average Weekday | SCE | 1-in-10 | 2021 | 3 |  |  |  | 62.628 | 1
| Zone | South Orange County | 5 | Average Weekday | SCE | 1-in-10 | 2021 | 4 |  |  |  | 62.226 | 1
| Zone | South Orange County | 5 | Average Weekday | SCE | 1-in-10 | 2021 | 5 |  |  |  | 61.8174 | 1
| Zone | South Orange County | 5 | Average Weekday | SCE | 1-in-10 | 2021 | 6 |  |  |  | 61.6734 | 1
| Zone | South Orange County | 5 | Average Weekday | SCE | 1-in-10 | 2021 | 7 |  |  |  | 61.397 | 1
| Zone | South Orange County | 5 | Average Weekday | SCE | 1-in-10 | 2021 | 8 |  |  |  | 61.9969 | 1
| Zone | South Orange County | 5 | Average Weekday | SCE | 1-in-10 | 2021 | 9 |  |  |  | 64.0083 | 1
| Zone | South Orange County | 5 | Average Weekday | SCE | 1-in-10 | 2021 | 10 |  |  |  | 66.8587 | 1
| Zone | South Orange County | 5 | Average Weekday | SCE | 1-in-10 | 2021 | 11 |  |  |  | 69.2524 | 1
| Zone | South Orange County | 5 | Average Weekday | SCE | 1-in-10 | 2021 | 12 |  |  |  | 71.168 | 1
| Zone | South Orange County | 5 | Average Weekday | SCE | 1-in-10 | 2021 | 13 |  |  |  | 72.297 | 1
| Zone | South Orange County | 5 | Average Weekday | SCE | 1-in-10 | 2021 | 14 |  |  |  | 73.148 | 1
| Zone | South Orange County | 5 | Average Weekday | SCE | 1-in-10 | 2021 | 15 |  |  |  | 73.976 | 1
| Zone | South Orange County | 5 | Average Weekday | SCE | 1-in-10 | 2021 | 16 |  |  |  | 74.1826 | 1
| Zone | South Orange County | 5 | Average Weekday | SCE | 1-in-10 | 2021 | 17 |  |  |  | 74.122 | 1
| Zone | South Orange County | 5 | Average Weekday | SCE | 1-in-10 | 2021 | 18 |  |  |  | 73.3027 | 1
| Zone | South Orange County | 5 | Average Weekday | SCE | 1-in-10 | 2021 | 19 |  |  |  | 72.369 | 1
| Zone | South Orange County | 5 | Average Weekday | SCE | 1-in-10 | 2021 | 20 |  |  |  | 70.709 | 1
| Zone | South Orange County | 5 | Average Weekday | SCE | 1-in-10 | 2021 | 21 |  |  |  | 68.2305 | 1
| Zone | South Orange County | 5 | Average Weekday | SCE | 1-in-10 | 2021 | 22 |  |  |  | 66.2595 | 1
| Zone | South Orange County | 5 | Average Weekday | SCE | 1-in-10 | 2021 | 23 |  |  |  | 65.0803 | 1
| Zone | South Orange County | 5 | Average Weekday | SCE | 1-in-10 | 2021 | 24 |  |  |  | 64.1396 | 1
| Zone | South Orange County | 5 | Monthly System Peak Day | SCE | 1-in-10 | 2021 | 1 |  |  |  | 70.7233 | 1
| Zone | South Orange County | 5 | Monthly System Peak Day | SCE | 1-in-10 | 2021 | 2 |  |  |  | 69.7867 | 1
| Zone | South Orange County | 5 | Monthly System Peak Day | SCE | 1-in-10 | 2021 | 3 |  |  |  | 68.9883 | 1
| Zone | South Orange County | 5 | Monthly System Peak Day | SCE | 1-in-10 | 2021 | 4 |  |  |  | 68.0967 | 1
| Zone | South Orange County | 5 | Monthly System Peak Day | SCE | 1-in-10 | 2021 | 5 |  |  |  | 67.4783 | 1
| Zone | South Orange County | 5 | Monthly System Peak Day | SCE | 1-in-10 | 2021 | 6 |  |  |  | 67.16 | 1
| Zone | South Orange County | 5 | Monthly System Peak Day | SCE | 1-in-10 | 2021 | 7 |  |  |  | 66.67 | 1
| Zone | South Orange County | 5 | Monthly System Peak Day | SCE | 1-in-10 | 2021 | 8 |  |  |  | 67.6783 | 1
| Zone | South Orange County | 5 | Monthly System Peak Day | SCE | 1-in-10 | 2021 | 9 |  |  |  | 72.7933 | 1
| Zone | South Orange County | 5 | Monthly System Peak Day | SCE | 1-in-10 | 2021 | 10 |  |  |  | 79.3333 | 1
| Zone | South Orange County | 5 | Monthly System Peak Day | SCE | 1-in-10 | 2021 | 11 |  |  |  | 84.2 | 1
| Zone | South Orange County | 5 | Monthly System Peak Day | SCE | 1-in-10 | 2021 | 12 |  |  |  | 88.4667 | 1
| Zone | South Orange County | 5 | Monthly System Peak Day | SCE | 1-in-10 | 2021 | 13 |  |  |  | 90.0333 | 1
| Zone | South Orange County | 5 | Monthly System Peak Day | SCE | 1-in-10 | 2021 | 14 |  |  |  | 89.8333 | 1
| Zone | South Orange County | 5 | Monthly System Peak Day | SCE | 1-in-10 | 2021 | 15 |  |  |  | 92.15 | 1
| Zone | South Orange County | 5 | Monthly System Peak Day | SCE | 1-in-10 | 2021 | 16 |  |  |  | 92.0167 | 1
| Zone | South Orange County | 5 | Monthly System Peak Day | SCE | 1-in-10 | 2021 | 17 |  |  |  | 91.8 | 1
| Zone | South Orange County | 5 | Monthly System Peak Day | SCE | 1-in-10 | 2021 | 18 |  |  |  | 90.4333 | 1
| Zone | South Orange County | 5 | Monthly System Peak Day | SCE | 1-in-10 | 2021 | 19 |  |  |  | 89.9167 | 1
| Zone | South Orange County | 5 | Monthly System Peak Day | SCE | 1-in-10 | 2021 | 20 |  |  |  | 87.0333 | 1
| Zone | South Orange County | 5 | Monthly System Peak Day | SCE | 1-in-10 | 2021 | 21 |  |  |  | 83.1833 | 1
| Zone | South Orange County | 5 | Monthly System Peak Day | SCE | 1-in-10 | 2021 | 22 |  |  |  | 79.8 | 1
| Zone | South Orange County | 5 | Monthly System Peak Day | SCE | 1-in-10 | 2021 | 23 |  |  |  | 76.7667 | 1
| Zone | South Orange County | 5 | Monthly System Peak Day | SCE | 1-in-10 | 2021 | 24 |  |  |  | 73.3367 | 1
| Zone | South Orange County | 6 | Average Weekday | SCE | 1-in-10 | 2021 | 1 |  |  |  | 64.8305 | 1
| Zone | South Orange County | 6 | Average Weekday | SCE | 1-in-10 | 2021 | 2 |  |  |  | 64.5677 | 1
| Zone | South Orange County | 6 | Average Weekday | SCE | 1-in-10 | 2021 | 3 |  |  |  | 64.3736 | 1
| Zone | South Orange County | 6 | Average Weekday | SCE | 1-in-10 | 2021 | 4 |  |  |  | 64.1311 | 1
| Zone | South Orange County | 6 | Average Weekday | SCE | 1-in-10 | 2021 | 5 |  |  |  | 63.9809 | 1
| Zone | South Orange County | 6 | Average Weekday | SCE | 1-in-10 | 2021 | 6 |  |  |  | 63.8758 | 1
| Zone | South Orange County | 6 | Average Weekday | SCE | 1-in-10 | 2021 | 7 |  |  |  | 63.8143 | 1
| Zone | South Orange County | 6 | Average Weekday | SCE | 1-in-10 | 2021 | 8 |  |  |  | 64.0327 | 1
| Zone | South Orange County | 6 | Average Weekday | SCE | 1-in-10 | 2021 | 9 |  |  |  | 64.9331 | 1
| Zone | South Orange County | 6 | Average Weekday | SCE | 1-in-10 | 2021 | 10 |  |  |  | 66.7504 | 1
| Zone | South Orange County | 6 | Average Weekday | SCE | 1-in-10 | 2021 | 11 |  |  |  | 69.068 | 1
| Zone | South Orange County | 6 | Average Weekday | SCE | 1-in-10 | 2021 | 12 |  |  |  | 70.8322 | 1
| Zone | South Orange County | 6 | Average Weekday | SCE | 1-in-10 | 2021 | 13 |  |  |  | 71.7878 | 1
| Zone | South Orange County | 6 | Average Weekday | SCE | 1-in-10 | 2021 | 14 |  |  |  | 72.1196 | 1
| Zone | South Orange County | 6 | Average Weekday | SCE | 1-in-10 | 2021 | 15 |  |  |  | 72.8228 | 1
| Zone | South Orange County | 6 | Average Weekday | SCE | 1-in-10 | 2021 | 16 |  |  |  | 73.7532 | 1
| Zone | South Orange County | 6 | Average Weekday | SCE | 1-in-10 | 2021 | 17 |  |  |  | 73.7854 | 1
| Zone | South Orange County | 6 | Average Weekday | SCE | 1-in-10 | 2021 | 18 |  |  |  | 73.2464 | 1
| Zone | South Orange County | 6 | Average Weekday | SCE | 1-in-10 | 2021 | 19 |  |  |  | 72.2489 | 1
| Zone | South Orange County | 6 | Average Weekday | SCE | 1-in-10 | 2021 | 20 |  |  |  | 70.5072 | 1
| Zone | South Orange County | 6 | Average Weekday | SCE | 1-in-10 | 2021 | 21 |  |  |  | 68.643 | 1
| Zone | South Orange County | 6 | Average Weekday | SCE | 1-in-10 | 2021 | 22 |  |  |  | 66.6989 | 1
| Zone | South Orange County | 6 | Average Weekday | SCE | 1-in-10 | 2021 | 23 |  |  |  | 65.7762 | 1
| Zone | South Orange County | 6 | Average Weekday | SCE | 1-in-10 | 2021 | 24 |  |  |  | 65.3146 | 1
| Zone | South Orange County | 6 | Monthly System Peak Day | SCE | 1-in-10 | 2021 | 1 |  |  |  | 69.4933 | 1
| Zone | South Orange County | 6 | Monthly System Peak Day | SCE | 1-in-10 | 2021 | 2 |  |  |  | 68.17 | 1
| Zone | South Orange County | 6 | Monthly System Peak Day | SCE | 1-in-10 | 2021 | 3 |  |  |  | 67.4867 | 1
| Zone | South Orange County | 6 | Monthly System Peak Day | SCE | 1-in-10 | 2021 | 4 |  |  |  | 67.555 | 1
| Zone | South Orange County | 6 | Monthly System Peak Day | SCE | 1-in-10 | 2021 | 5 |  |  |  | 66.5217 | 1
| Zone | South Orange County | 6 | Monthly System Peak Day | SCE | 1-in-10 | 2021 | 6 |  |  |  | 65.4483 | 1
| Zone | South Orange County | 6 | Monthly System Peak Day | SCE | 1-in-10 | 2021 | 7 |  |  |  | 64.825 | 1
| Zone | South Orange County | 6 | Monthly System Peak Day | SCE | 1-in-10 | 2021 | 8 |  |  |  | 65.605 | 1
| Zone | South Orange County | 6 | Monthly System Peak Day | SCE | 1-in-10 | 2021 | 9 |  |  |  | 68.4683 | 1
| Zone | South Orange County | 6 | Monthly System Peak Day | SCE | 1-in-10 | 2021 | 10 |  |  |  | 73.475 | 1
| Zone | South Orange County | 6 | Monthly System Peak Day | SCE | 1-in-10 | 2021 | 11 |  |  |  | 78.5033 | 1
| Zone | South Orange County | 6 | Monthly System Peak Day | SCE | 1-in-10 | 2021 | 12 |  |  |  | 78.9933 | 1
| Zone | South Orange County | 6 | Monthly System Peak Day | SCE | 1-in-10 | 2021 | 13 |  |  |  | 77.77 | 1
| Zone | South Orange County | 6 | Monthly System Peak Day | SCE | 1-in-10 | 2021 | 14 |  |  |  | 78.4433 | 1
| Zone | South Orange County | 6 | Monthly System Peak Day | SCE | 1-in-10 | 2021 | 15 |  |  |  | 80.8167 | 1
| Zone | South Orange County | 6 | Monthly System Peak Day | SCE | 1-in-10 | 2021 | 16 |  |  |  | 85.05 | 1
| Zone | South Orange County | 6 | Monthly System Peak Day | SCE | 1-in-10 | 2021 | 17 |  |  |  | 86.7667 | 1
| Zone | South Orange County | 6 | Monthly System Peak Day | SCE | 1-in-10 | 2021 | 18 |  |  |  | 86.55 | 1
| Zone | South Orange County | 6 | Monthly System Peak Day | SCE | 1-in-10 | 2021 | 19 |  |  |  | 82.1 | 1
| Zone | South Orange County | 6 | Monthly System Peak Day | SCE | 1-in-10 | 2021 | 20 |  |  |  | 75.1867 | 1
| Zone | South Orange County | 6 | Monthly System Peak Day | SCE | 1-in-10 | 2021 | 21 |  |  |  | 71.49 | 1
| Zone | South Orange County | 6 | Monthly System Peak Day | SCE | 1-in-10 | 2021 | 22 |  |  |  | 69.115 | 1
| Zone | South Orange County | 6 | Monthly System Peak Day | SCE | 1-in-10 | 2021 | 23 |  |  |  | 67.8333 | 1
| Zone | South Orange County | 6 | Monthly System Peak Day | SCE | 1-in-10 | 2021 | 24 |  |  |  | 67.1917 | 1
| Zone | South Orange County | 7 | Average Weekday | SCE | 1-in-10 | 2021 | 1 |  |  |  | 69.4461 | 1
| Zone | South Orange County | 7 | Average Weekday | SCE | 1-in-10 | 2021 | 2 |  |  |  | 69.086 | 1
| Zone | South Orange County | 7 | Average Weekday | SCE | 1-in-10 | 2021 | 3 |  |  |  | 68.7807 | 1
| Zone | South Orange County | 7 | Average Weekday | SCE | 1-in-10 | 2021 | 4 |  |  |  | 68.5325 | 1
| Zone | South Orange County | 7 | Average Weekday | SCE | 1-in-10 | 2021 | 5 |  |  |  | 68.3902 | 1
| Zone | South Orange County | 7 | Average Weekday | SCE | 1-in-10 | 2021 | 6 |  |  |  | 68.3303 | 1
| Zone | South Orange County | 7 | Average Weekday | SCE | 1-in-10 | 2021 | 7 |  |  |  | 68.2904 | 1
| Zone | South Orange County | 7 | Average Weekday | SCE | 1-in-10 | 2021 | 8 |  |  |  | 68.6719 | 1
| Zone | South Orange County | 7 | Average Weekday | SCE | 1-in-10 | 2021 | 9 |  |  |  | 70.0939 | 1
| Zone | South Orange County | 7 | Average Weekday | SCE | 1-in-10 | 2021 | 10 |  |  |  | 72.5596 | 1
| Zone | South Orange County | 7 | Average Weekday | SCE | 1-in-10 | 2021 | 11 |  |  |  | 75.3255 | 1
| Zone | South Orange County | 7 | Average Weekday | SCE | 1-in-10 | 2021 | 12 |  |  |  | 77.2332 | 1
| Zone | South Orange County | 7 | Average Weekday | SCE | 1-in-10 | 2021 | 13 |  |  |  | 78.0307 | 1
| Zone | South Orange County | 7 | Average Weekday | SCE | 1-in-10 | 2021 | 14 |  |  |  | 78.1088 | 1
| Zone | South Orange County | 7 | Average Weekday | SCE | 1-in-10 | 2021 | 15 |  |  |  | 78.888 | 1
| Zone | South Orange County | 7 | Average Weekday | SCE | 1-in-10 | 2021 | 16 |  |  |  | 79.4733 | 1
| Zone | South Orange County | 7 | Average Weekday | SCE | 1-in-10 | 2021 | 17 |  |  |  | 79.575 | 1
| Zone | South Orange County | 7 | Average Weekday | SCE | 1-in-10 | 2021 | 18 |  |  |  | 79.1003 | 1
| Zone | South Orange County | 7 | Average Weekday | SCE | 1-in-10 | 2021 | 19 |  |  |  | 78.1803 | 1
| Zone | South Orange County | 7 | Average Weekday | SCE | 1-in-10 | 2021 | 20 |  |  |  | 76.474 | 1
| Zone | South Orange County | 7 | Average Weekday | SCE | 1-in-10 | 2021 | 21 |  |  |  | 74.0284 | 1
| Zone | South Orange County | 7 | Average Weekday | SCE | 1-in-10 | 2021 | 22 |  |  |  | 71.8255 | 1
| Zone | South Orange County | 7 | Average Weekday | SCE | 1-in-10 | 2021 | 23 |  |  |  | 70.847 | 1
| Zone | South Orange County | 7 | Average Weekday | SCE | 1-in-10 | 2021 | 24 |  |  |  | 70.1921 | 1
| Zone | South Orange County | 7 | Monthly System Peak Day | SCE | 1-in-10 | 2021 | 1 |  |  |  | 71.6167 | 1
| Zone | South Orange County | 7 | Monthly System Peak Day | SCE | 1-in-10 | 2021 | 2 |  |  |  | 70.0867 | 1
| Zone | South Orange County | 7 | Monthly System Peak Day | SCE | 1-in-10 | 2021 | 3 |  |  |  | 69.2733 | 1
| Zone | South Orange County | 7 | Monthly System Peak Day | SCE | 1-in-10 | 2021 | 4 |  |  |  | 68.805 | 1
| Zone | South Orange County | 7 | Monthly System Peak Day | SCE | 1-in-10 | 2021 | 5 |  |  |  | 68.6233 | 1
| Zone | South Orange County | 7 | Monthly System Peak Day | SCE | 1-in-10 | 2021 | 6 |  |  |  | 68.5967 | 1
| Zone | South Orange County | 7 | Monthly System Peak Day | SCE | 1-in-10 | 2021 | 7 |  |  |  | 68.31 | 1
| Zone | South Orange County | 7 | Monthly System Peak Day | SCE | 1-in-10 | 2021 | 8 |  |  |  | 68.8167 | 1
| Zone | South Orange County | 7 | Monthly System Peak Day | SCE | 1-in-10 | 2021 | 9 |  |  |  | 71.4667 | 1
| Zone | South Orange County | 7 | Monthly System Peak Day | SCE | 1-in-10 | 2021 | 10 |  |  |  | 75.3833 | 1
| Zone | South Orange County | 7 | Monthly System Peak Day | SCE | 1-in-10 | 2021 | 11 |  |  |  | 81.2333 | 1
| Zone | South Orange County | 7 | Monthly System Peak Day | SCE | 1-in-10 | 2021 | 12 |  |  |  | 84.5833 | 1
| Zone | South Orange County | 7 | Monthly System Peak Day | SCE | 1-in-10 | 2021 | 13 |  |  |  | 87.1 | 1
| Zone | South Orange County | 7 | Monthly System Peak Day | SCE | 1-in-10 | 2021 | 14 |  |  |  | 89.7 | 1
| Zone | South Orange County | 7 | Monthly System Peak Day | SCE | 1-in-10 | 2021 | 15 |  |  |  | 94.0167 | 1
| Zone | South Orange County | 7 | Monthly System Peak Day | SCE | 1-in-10 | 2021 | 16 |  |  |  | 96.8667 | 1
| Zone | South Orange County | 7 | Monthly System Peak Day | SCE | 1-in-10 | 2021 | 17 |  |  |  | 98.65 | 1
| Zone | South Orange County | 7 | Monthly System Peak Day | SCE | 1-in-10 | 2021 | 18 |  |  |  | 99.0333 | 1
| Zone | South Orange County | 7 | Monthly System Peak Day | SCE | 1-in-10 | 2021 | 19 |  |  |  | 97.8333 | 1
| Zone | South Orange County | 7 | Monthly System Peak Day | SCE | 1-in-10 | 2021 | 20 |  |  |  | 94.8833 | 1
| Zone | South Orange County | 7 | Monthly System Peak Day | SCE | 1-in-10 | 2021 | 21 |  |  |  | 91.5833 | 1
| Zone | South Orange County | 7 | Monthly System Peak Day | SCE | 1-in-10 | 2021 | 22 |  |  |  | 83.9 | 1
| Zone | South Orange County | 7 | Monthly System Peak Day | SCE | 1-in-10 | 2021 | 23 |  |  |  | 79.7333 | 1
| Zone | South Orange County | 7 | Monthly System Peak Day | SCE | 1-in-10 | 2021 | 24 |  |  |  | 77.2333 | 1
| Zone | South Orange County | 8 | Average Weekday | SCE | 1-in-10 | 2021 | 1 |  |  |  | 70.3677 | 1
| Zone | South Orange County | 8 | Average Weekday | SCE | 1-in-10 | 2021 | 2 |  |  |  | 69.9409 | 1
| Zone | South Orange County | 8 | Average Weekday | SCE | 1-in-10 | 2021 | 3 |  |  |  | 69.6016 | 1
| Zone | South Orange County | 8 | Average Weekday | SCE | 1-in-10 | 2021 | 4 |  |  |  | 69.3505 | 1
| Zone | South Orange County | 8 | Average Weekday | SCE | 1-in-10 | 2021 | 5 |  |  |  | 69.1512 | 1
| Zone | South Orange County | 8 | Average Weekday | SCE | 1-in-10 | 2021 | 6 |  |  |  | 68.9962 | 1
| Zone | South Orange County | 8 | Average Weekday | SCE | 1-in-10 | 2021 | 7 |  |  |  | 68.9442 | 1
| Zone | South Orange County | 8 | Average Weekday | SCE | 1-in-10 | 2021 | 8 |  |  |  | 69.0716 | 1
| Zone | South Orange County | 8 | Average Weekday | SCE | 1-in-10 | 2021 | 9 |  |  |  | 70.417 | 1
| Zone | South Orange County | 8 | Average Weekday | SCE | 1-in-10 | 2021 | 10 |  |  |  | 72.8398 | 1
| Zone | South Orange County | 8 | Average Weekday | SCE | 1-in-10 | 2021 | 11 |  |  |  | 75.7373 | 1
| Zone | South Orange County | 8 | Average Weekday | SCE | 1-in-10 | 2021 | 12 |  |  |  | 78.0552 | 1
| Zone | South Orange County | 8 | Average Weekday | SCE | 1-in-10 | 2021 | 13 |  |  |  | 78.807 | 1
| Zone | South Orange County | 8 | Average Weekday | SCE | 1-in-10 | 2021 | 14 |  |  |  | 79.5915 | 1
| Zone | South Orange County | 8 | Average Weekday | SCE | 1-in-10 | 2021 | 15 |  |  |  | 80.3355 | 1
| Zone | South Orange County | 8 | Average Weekday | SCE | 1-in-10 | 2021 | 16 |  |  |  | 80.3471 | 1
| Zone | South Orange County | 8 | Average Weekday | SCE | 1-in-10 | 2021 | 17 |  |  |  | 80.2036 | 1
| Zone | South Orange County | 8 | Average Weekday | SCE | 1-in-10 | 2021 | 18 |  |  |  | 79.7014 | 1
| Zone | South Orange County | 8 | Average Weekday | SCE | 1-in-10 | 2021 | 19 |  |  |  | 78.4407 | 1
| Zone | South Orange County | 8 | Average Weekday | SCE | 1-in-10 | 2021 | 20 |  |  |  | 76.4672 | 1
| Zone | South Orange County | 8 | Average Weekday | SCE | 1-in-10 | 2021 | 21 |  |  |  | 73.8259 | 1
| Zone | South Orange County | 8 | Average Weekday | SCE | 1-in-10 | 2021 | 22 |  |  |  | 72.2143 | 1
| Zone | South Orange County | 8 | Average Weekday | SCE | 1-in-10 | 2021 | 23 |  |  |  | 71.629 | 1
| Zone | South Orange County | 8 | Average Weekday | SCE | 1-in-10 | 2021 | 24 |  |  |  | 71.1377 | 1
| Zone | South Orange County | 8 | Monthly System Peak Day | SCE | 1-in-10 | 2021 | 1 |  |  |  | 72.2533 | 1
| Zone | South Orange County | 8 | Monthly System Peak Day | SCE | 1-in-10 | 2021 | 2 |  |  |  | 71.9167 | 1
| Zone | South Orange County | 8 | Monthly System Peak Day | SCE | 1-in-10 | 2021 | 3 |  |  |  | 71.5533 | 1
| Zone | South Orange County | 8 | Monthly System Peak Day | SCE | 1-in-10 | 2021 | 4 |  |  |  | 71.0633 | 1
| Zone | South Orange County | 8 | Monthly System Peak Day | SCE | 1-in-10 | 2021 | 5 |  |  |  | 70.67 | 1
| Zone | South Orange County | 8 | Monthly System Peak Day | SCE | 1-in-10 | 2021 | 6 |  |  |  | 70.4067 | 1
| Zone | South Orange County | 8 | Monthly System Peak Day | SCE | 1-in-10 | 2021 | 7 |  |  |  | 70.1267 | 1
| Zone | South Orange County | 8 | Monthly System Peak Day | SCE | 1-in-10 | 2021 | 8 |  |  |  | 70.0033 | 1
| Zone | South Orange County | 8 | Monthly System Peak Day | SCE | 1-in-10 | 2021 | 9 |  |  |  | 72.0167 | 1
| Zone | South Orange County | 8 | Monthly System Peak Day | SCE | 1-in-10 | 2021 | 10 |  |  |  | 76.2667 | 1
| Zone | South Orange County | 8 | Monthly System Peak Day | SCE | 1-in-10 | 2021 | 11 |  |  |  | 80.7167 | 1
| Zone | South Orange County | 8 | Monthly System Peak Day | SCE | 1-in-10 | 2021 | 12 |  |  |  | 81.4167 | 1
| Zone | South Orange County | 8 | Monthly System Peak Day | SCE | 1-in-10 | 2021 | 13 |  |  |  | 80.9667 | 1
| Zone | South Orange County | 8 | Monthly System Peak Day | SCE | 1-in-10 | 2021 | 14 |  |  |  | 82.4333 | 1
| Zone | South Orange County | 8 | Monthly System Peak Day | SCE | 1-in-10 | 2021 | 15 |  |  |  | 85.05 | 1
| Zone | South Orange County | 8 | Monthly System Peak Day | SCE | 1-in-10 | 2021 | 16 |  |  |  | 86.9167 | 1
| Zone | South Orange County | 8 | Monthly System Peak Day | SCE | 1-in-10 | 2021 | 17 |  |  |  | 87.55 | 1
| Zone | South Orange County | 8 | Monthly System Peak Day | SCE | 1-in-10 | 2021 | 18 |  |  |  | 86.6333 | 1
| Zone | South Orange County | 8 | Monthly System Peak Day | SCE | 1-in-10 | 2021 | 19 |  |  |  | 85.15 | 1
| Zone | South Orange County | 8 | Monthly System Peak Day | SCE | 1-in-10 | 2021 | 20 |  |  |  | 83.0667 | 1
| Zone | South Orange County | 8 | Monthly System Peak Day | SCE | 1-in-10 | 2021 | 21 |  |  |  | 79.1667 | 1
| Zone | South Orange County | 8 | Monthly System Peak Day | SCE | 1-in-10 | 2021 | 22 |  |  |  | 76.55 | 1
| Zone | South Orange County | 8 | Monthly System Peak Day | SCE | 1-in-10 | 2021 | 23 |  |  |  | 74.6333 | 1
| Zone | South Orange County | 8 | Monthly System Peak Day | SCE | 1-in-10 | 2021 | 24 |  |  |  | 73.5 | 1
| Zone | South Orange County | 8 | Typical Event Day | SCE | 1-in-10 | 2021 | 1 |  |  |  | 71.9242 | 1
| Zone | South Orange County | 8 | Typical Event Day | SCE | 1-in-10 | 2021 | 2 |  |  |  | 70.8933 | 1
| Zone | South Orange County | 8 | Typical Event Day | SCE | 1-in-10 | 2021 | 3 |  |  |  | 70.245 | 1
| Zone | South Orange County | 8 | Typical Event Day | SCE | 1-in-10 | 2021 | 4 |  |  |  | 70.0308 | 1
| Zone | South Orange County | 8 | Typical Event Day | SCE | 1-in-10 | 2021 | 5 |  |  |  | 69.5579 | 1
| Zone | South Orange County | 8 | Typical Event Day | SCE | 1-in-10 | 2021 | 6 |  |  |  | 69.1504 | 1
| Zone | South Orange County | 8 | Typical Event Day | SCE | 1-in-10 | 2021 | 7 |  |  |  | 68.7904 | 1
| Zone | South Orange County | 8 | Typical Event Day | SCE | 1-in-10 | 2021 | 8 |  |  |  | 69.1354 | 1
| Zone | South Orange County | 8 | Typical Event Day | SCE | 1-in-10 | 2021 | 9 |  |  |  | 71.4379 | 1
| Zone | South Orange County | 8 | Typical Event Day | SCE | 1-in-10 | 2021 | 10 |  |  |  | 75.7646 | 1
| Zone | South Orange County | 8 | Typical Event Day | SCE | 1-in-10 | 2021 | 11 |  |  |  | 80.9008 | 1
| Zone | South Orange County | 8 | Typical Event Day | SCE | 1-in-10 | 2021 | 12 |  |  |  | 82.915 | 1
| Zone | South Orange County | 8 | Typical Event Day | SCE | 1-in-10 | 2021 | 13 |  |  |  | 83.7217 | 1
| Zone | South Orange County | 8 | Typical Event Day | SCE | 1-in-10 | 2021 | 14 |  |  |  | 85.4817 | 1
| Zone | South Orange County | 8 | Typical Event Day | SCE | 1-in-10 | 2021 | 15 |  |  |  | 87.85 | 1
| Zone | South Orange County | 8 | Typical Event Day | SCE | 1-in-10 | 2021 | 16 |  |  |  | 90.3458 | 1
| Zone | South Orange County | 8 | Typical Event Day | SCE | 1-in-10 | 2021 | 17 |  |  |  | 91.5417 | 1
| Zone | South Orange County | 8 | Typical Event Day | SCE | 1-in-10 | 2021 | 18 |  |  |  | 91.4583 | 1
| Zone | South Orange County | 8 | Typical Event Day | SCE | 1-in-10 | 2021 | 19 |  |  |  | 89.3583 | 1
| Zone | South Orange County | 8 | Typical Event Day | SCE | 1-in-10 | 2021 | 20 |  |  |  | 85.5175 | 1
| Zone | South Orange County | 8 | Typical Event Day | SCE | 1-in-10 | 2021 | 21 |  |  |  | 81.5517 | 1
| Zone | South Orange County | 8 | Typical Event Day | SCE | 1-in-10 | 2021 | 22 |  |  |  | 78.4496 | 1
| Zone | South Orange County | 8 | Typical Event Day | SCE | 1-in-10 | 2021 | 23 |  |  |  | 76.3125 | 1
| Zone | South Orange County | 8 | Typical Event Day | SCE | 1-in-10 | 2021 | 24 |  |  |  | 74.7438 | 1
| Zone | South Orange County | 9 | Average Weekday | SCE | 1-in-10 | 2021 | 1 |  |  |  | 71.7479 | 1
| Zone | South Orange County | 9 | Average Weekday | SCE | 1-in-10 | 2021 | 2 |  |  |  | 71.1465 | 1
| Zone | South Orange County | 9 | Average Weekday | SCE | 1-in-10 | 2021 | 3 |  |  |  | 70.6301 | 1
| Zone | South Orange County | 9 | Average Weekday | SCE | 1-in-10 | 2021 | 4 |  |  |  | 70.1971 | 1
| Zone | South Orange County | 9 | Average Weekday | SCE | 1-in-10 | 2021 | 5 |  |  |  | 69.8707 | 1
| Zone | South Orange County | 9 | Average Weekday | SCE | 1-in-10 | 2021 | 6 |  |  |  | 69.5087 | 1
| Zone | South Orange County | 9 | Average Weekday | SCE | 1-in-10 | 2021 | 7 |  |  |  | 69.2601 | 1
| Zone | South Orange County | 9 | Average Weekday | SCE | 1-in-10 | 2021 | 8 |  |  |  | 69.177 | 1
| Zone | South Orange County | 9 | Average Weekday | SCE | 1-in-10 | 2021 | 9 |  |  |  | 70.2802 | 1
| Zone | South Orange County | 9 | Average Weekday | SCE | 1-in-10 | 2021 | 10 |  |  |  | 72.886 | 1
| Zone | South Orange County | 9 | Average Weekday | SCE | 1-in-10 | 2021 | 11 |  |  |  | 75.8762 | 1
| Zone | South Orange County | 9 | Average Weekday | SCE | 1-in-10 | 2021 | 12 |  |  |  | 78.4211 | 1
| Zone | South Orange County | 9 | Average Weekday | SCE | 1-in-10 | 2021 | 13 |  |  |  | 79.6325 | 1
| Zone | South Orange County | 9 | Average Weekday | SCE | 1-in-10 | 2021 | 14 |  |  |  | 80.3008 | 1
| Zone | South Orange County | 9 | Average Weekday | SCE | 1-in-10 | 2021 | 15 |  |  |  | 81.2714 | 1
| Zone | South Orange County | 9 | Average Weekday | SCE | 1-in-10 | 2021 | 16 |  |  |  | 81.5167 | 1
| Zone | South Orange County | 9 | Average Weekday | SCE | 1-in-10 | 2021 | 17 |  |  |  | 81.431 | 1
| Zone | South Orange County | 9 | Average Weekday | SCE | 1-in-10 | 2021 | 18 |  |  |  | 80.6365 | 1
| Zone | South Orange County | 9 | Average Weekday | SCE | 1-in-10 | 2021 | 19 |  |  |  | 79.223 | 1
| Zone | South Orange County | 9 | Average Weekday | SCE | 1-in-10 | 2021 | 20 |  |  |  | 77.0676 | 1
| Zone | South Orange County | 9 | Average Weekday | SCE | 1-in-10 | 2021 | 21 |  |  |  | 74.7656 | 1
| Zone | South Orange County | 9 | Average Weekday | SCE | 1-in-10 | 2021 | 22 |  |  |  | 73.7906 | 1
| Zone | South Orange County | 9 | Average Weekday | SCE | 1-in-10 | 2021 | 23 |  |  |  | 72.9166 | 1
| Zone | South Orange County | 9 | Average Weekday | SCE | 1-in-10 | 2021 | 24 |  |  |  | 72.1378 | 1
| Zone | South Orange County | 9 | Monthly System Peak Day | SCE | 1-in-10 | 2021 | 1 |  |  |  | 74.3333 | 1
| Zone | South Orange County | 9 | Monthly System Peak Day | SCE | 1-in-10 | 2021 | 2 |  |  |  | 73.4 | 1
| Zone | South Orange County | 9 | Monthly System Peak Day | SCE | 1-in-10 | 2021 | 3 |  |  |  | 72.6667 | 1
| Zone | South Orange County | 9 | Monthly System Peak Day | SCE | 1-in-10 | 2021 | 4 |  |  |  | 72.7 | 1
| Zone | South Orange County | 9 | Monthly System Peak Day | SCE | 1-in-10 | 2021 | 5 |  |  |  | 72.4167 | 1
| Zone | South Orange County | 9 | Monthly System Peak Day | SCE | 1-in-10 | 2021 | 6 |  |  |  | 72.15 | 1
| Zone | South Orange County | 9 | Monthly System Peak Day | SCE | 1-in-10 | 2021 | 7 |  |  |  | 71.9 | 1
| Zone | South Orange County | 9 | Monthly System Peak Day | SCE | 1-in-10 | 2021 | 8 |  |  |  | 72.1167 | 1
| Zone | South Orange County | 9 | Monthly System Peak Day | SCE | 1-in-10 | 2021 | 9 |  |  |  | 73.8 | 1
| Zone | South Orange County | 9 | Monthly System Peak Day | SCE | 1-in-10 | 2021 | 10 |  |  |  | 77.9333 | 1
| Zone | South Orange County | 9 | Monthly System Peak Day | SCE | 1-in-10 | 2021 | 11 |  |  |  | 83.15 | 1
| Zone | South Orange County | 9 | Monthly System Peak Day | SCE | 1-in-10 | 2021 | 12 |  |  |  | 86.6667 | 1
| Zone | South Orange County | 9 | Monthly System Peak Day | SCE | 1-in-10 | 2021 | 13 |  |  |  | 89.05 | 1
| Zone | South Orange County | 9 | Monthly System Peak Day | SCE | 1-in-10 | 2021 | 14 |  |  |  | 91.35 | 1
| Zone | South Orange County | 9 | Monthly System Peak Day | SCE | 1-in-10 | 2021 | 15 |  |  |  | 91.5167 | 1
| Zone | South Orange County | 9 | Monthly System Peak Day | SCE | 1-in-10 | 2021 | 16 |  |  |  | 92.55 | 1
| Zone | South Orange County | 9 | Monthly System Peak Day | SCE | 1-in-10 | 2021 | 17 |  |  |  | 93.2 | 1
| Zone | South Orange County | 9 | Monthly System Peak Day | SCE | 1-in-10 | 2021 | 18 |  |  |  | 93.6167 | 1
| Zone | South Orange County | 9 | Monthly System Peak Day | SCE | 1-in-10 | 2021 | 19 |  |  |  | 92.35 | 1
| Zone | South Orange County | 9 | Monthly System Peak Day | SCE | 1-in-10 | 2021 | 20 |  |  |  | 88.9333 | 1
| Zone | South Orange County | 9 | Monthly System Peak Day | SCE | 1-in-10 | 2021 | 21 |  |  |  | 83.9667 | 1
| Zone | South Orange County | 9 | Monthly System Peak Day | SCE | 1-in-10 | 2021 | 22 |  |  |  | 84.2333 | 1
| Zone | South Orange County | 9 | Monthly System Peak Day | SCE | 1-in-10 | 2021 | 23 |  |  |  | 83.05 | 1
| Zone | South Orange County | 9 | Monthly System Peak Day | SCE | 1-in-10 | 2021 | 24 |  |  |  | 81.05 | 1
| Zone | South Orange County | 10 | Average Weekday | SCE | 1-in-10 | 2021 | 1 |  |  |  | 69.118 | 1
| Zone | South Orange County | 10 | Average Weekday | SCE | 1-in-10 | 2021 | 2 |  |  |  | 68.5352 | 1
| Zone | South Orange County | 10 | Average Weekday | SCE | 1-in-10 | 2021 | 3 |  |  |  | 67.8411 | 1
| Zone | South Orange County | 10 | Average Weekday | SCE | 1-in-10 | 2021 | 4 |  |  |  | 67.235 | 1
| Zone | South Orange County | 10 | Average Weekday | SCE | 1-in-10 | 2021 | 5 |  |  |  | 66.6026 | 1
| Zone | South Orange County | 10 | Average Weekday | SCE | 1-in-10 | 2021 | 6 |  |  |  | 66.2633 | 1
| Zone | South Orange County | 10 | Average Weekday | SCE | 1-in-10 | 2021 | 7 |  |  |  | 65.9069 | 1
| Zone | South Orange County | 10 | Average Weekday | SCE | 1-in-10 | 2021 | 8 |  |  |  | 65.5926 | 1
| Zone | South Orange County | 10 | Average Weekday | SCE | 1-in-10 | 2021 | 9 |  |  |  | 65.9445 | 1
| Zone | South Orange County | 10 | Average Weekday | SCE | 1-in-10 | 2021 | 10 |  |  |  | 68.4825 | 1
| Zone | South Orange County | 10 | Average Weekday | SCE | 1-in-10 | 2021 | 11 |  |  |  | 71.8683 | 1
| Zone | South Orange County | 10 | Average Weekday | SCE | 1-in-10 | 2021 | 12 |  |  |  | 74.8892 | 1
| Zone | South Orange County | 10 | Average Weekday | SCE | 1-in-10 | 2021 | 13 |  |  |  | 77.3307 | 1
| Zone | South Orange County | 10 | Average Weekday | SCE | 1-in-10 | 2021 | 14 |  |  |  | 78.5737 | 1
| Zone | South Orange County | 10 | Average Weekday | SCE | 1-in-10 | 2021 | 15 |  |  |  | 79.2328 | 1
| Zone | South Orange County | 10 | Average Weekday | SCE | 1-in-10 | 2021 | 16 |  |  |  | 79.1279 | 1
| Zone | South Orange County | 10 | Average Weekday | SCE | 1-in-10 | 2021 | 17 |  |  |  | 78.8701 | 1
| Zone | South Orange County | 10 | Average Weekday | SCE | 1-in-10 | 2021 | 18 |  |  |  | 78.3056 | 1
| Zone | South Orange County | 10 | Average Weekday | SCE | 1-in-10 | 2021 | 19 |  |  |  | 76.8335 | 1
| Zone | South Orange County | 10 | Average Weekday | SCE | 1-in-10 | 2021 | 20 |  |  |  | 74.2791 | 1
| Zone | South Orange County | 10 | Average Weekday | SCE | 1-in-10 | 2021 | 21 |  |  |  | 72.6954 | 1
| Zone | South Orange County | 10 | Average Weekday | SCE | 1-in-10 | 2021 | 22 |  |  |  | 71.6686 | 1
| Zone | South Orange County | 10 | Average Weekday | SCE | 1-in-10 | 2021 | 23 |  |  |  | 70.7785 | 1
| Zone | South Orange County | 10 | Average Weekday | SCE | 1-in-10 | 2021 | 24 |  |  |  | 69.9095 | 1
| Zone | South Orange County | 10 | Monthly System Peak Day | SCE | 1-in-10 | 2021 | 1 |  |  |  | 77.2 | 1
| Zone | South Orange County | 10 | Monthly System Peak Day | SCE | 1-in-10 | 2021 | 2 |  |  |  | 79.3167 | 1
| Zone | South Orange County | 10 | Monthly System Peak Day | SCE | 1-in-10 | 2021 | 3 |  |  |  | 75.8667 | 1
| Zone | South Orange County | 10 | Monthly System Peak Day | SCE | 1-in-10 | 2021 | 4 |  |  |  | 75.9133 | 1
| Zone | South Orange County | 10 | Monthly System Peak Day | SCE | 1-in-10 | 2021 | 5 |  |  |  | 77.21 | 1
| Zone | South Orange County | 10 | Monthly System Peak Day | SCE | 1-in-10 | 2021 | 6 |  |  |  | 81.2067 | 1
| Zone | South Orange County | 10 | Monthly System Peak Day | SCE | 1-in-10 | 2021 | 7 |  |  |  | 80.5833 | 1
| Zone | South Orange County | 10 | Monthly System Peak Day | SCE | 1-in-10 | 2021 | 8 |  |  |  | 80.4983 | 1
| Zone | South Orange County | 10 | Monthly System Peak Day | SCE | 1-in-10 | 2021 | 9 |  |  |  | 80.59 | 1
| Zone | South Orange County | 10 | Monthly System Peak Day | SCE | 1-in-10 | 2021 | 10 |  |  |  | 83.0667 | 1
| Zone | South Orange County | 10 | Monthly System Peak Day | SCE | 1-in-10 | 2021 | 11 |  |  |  | 86.9 | 1
| Zone | South Orange County | 10 | Monthly System Peak Day | SCE | 1-in-10 | 2021 | 12 |  |  |  | 91.65 | 1
| Zone | South Orange County | 10 | Monthly System Peak Day | SCE | 1-in-10 | 2021 | 13 |  |  |  | 96.8833 | 1
| Zone | South Orange County | 10 | Monthly System Peak Day | SCE | 1-in-10 | 2021 | 14 |  |  |  | 99.5833 | 1
| Zone | South Orange County | 10 | Monthly System Peak Day | SCE | 1-in-10 | 2021 | 15 |  |  |  | 100.9833 | 1
| Zone | South Orange County | 10 | Monthly System Peak Day | SCE | 1-in-10 | 2021 | 16 |  |  |  | 100.3833 | 1
| Zone | South Orange County | 10 | Monthly System Peak Day | SCE | 1-in-10 | 2021 | 17 |  |  |  | 99.8 | 1
| Zone | South Orange County | 10 | Monthly System Peak Day | SCE | 1-in-10 | 2021 | 18 |  |  |  | 100.4167 | 1
| Zone | South Orange County | 10 | Monthly System Peak Day | SCE | 1-in-10 | 2021 | 19 |  |  |  | 99.3833 | 1
| Zone | South Orange County | 10 | Monthly System Peak Day | SCE | 1-in-10 | 2021 | 20 |  |  |  | 94.9833 | 1
| Zone | South Orange County | 10 | Monthly System Peak Day | SCE | 1-in-10 | 2021 | 21 |  |  |  | 90.7667 | 1
| Zone | South Orange County | 10 | Monthly System Peak Day | SCE | 1-in-10 | 2021 | 22 |  |  |  | 87.9167 | 1
| Zone | South Orange County | 10 | Monthly System Peak Day | SCE | 1-in-10 | 2021 | 23 |  |  |  | 86.4667 | 1
| Zone | South Orange County | 10 | Monthly System Peak Day | SCE | 1-in-10 | 2021 | 24 |  |  |  | 85.7 | 1
| Zone | South Orange County | 11 | Average Weekday | SCE | 1-in-10 | 2021 | 1 |  |  |  | 58.9397 | 1
| Zone | South Orange County | 11 | Average Weekday | SCE | 1-in-10 | 2021 | 2 |  |  |  | 57.9461 | 1
| Zone | South Orange County | 11 | Average Weekday | SCE | 1-in-10 | 2021 | 3 |  |  |  | 56.9995 | 1
| Zone | South Orange County | 11 | Average Weekday | SCE | 1-in-10 | 2021 | 4 |  |  |  | 56.0916 | 1
| Zone | South Orange County | 11 | Average Weekday | SCE | 1-in-10 | 2021 | 5 |  |  |  | 55.3154 | 1
| Zone | South Orange County | 11 | Average Weekday | SCE | 1-in-10 | 2021 | 6 |  |  |  | 54.6663 | 1
| Zone | South Orange County | 11 | Average Weekday | SCE | 1-in-10 | 2021 | 7 |  |  |  | 54.3493 | 1
| Zone | South Orange County | 11 | Average Weekday | SCE | 1-in-10 | 2021 | 8 |  |  |  | 54.1698 | 1
| Zone | South Orange County | 11 | Average Weekday | SCE | 1-in-10 | 2021 | 9 |  |  |  | 55.668 | 1
| Zone | South Orange County | 11 | Average Weekday | SCE | 1-in-10 | 2021 | 10 |  |  |  | 59.6793 | 1
| Zone | South Orange County | 11 | Average Weekday | SCE | 1-in-10 | 2021 | 11 |  |  |  | 64.0458 | 1
| Zone | South Orange County | 11 | Average Weekday | SCE | 1-in-10 | 2021 | 12 |  |  |  | 67.5321 | 1
| Zone | South Orange County | 11 | Average Weekday | SCE | 1-in-10 | 2021 | 13 |  |  |  | 69.9497 | 1
| Zone | South Orange County | 11 | Average Weekday | SCE | 1-in-10 | 2021 | 14 |  |  |  | 71.1228 | 1
| Zone | South Orange County | 11 | Average Weekday | SCE | 1-in-10 | 2021 | 15 |  |  |  | 71.3371 | 1
| Zone | South Orange County | 11 | Average Weekday | SCE | 1-in-10 | 2021 | 16 |  |  |  | 71.0195 | 1
| Zone | South Orange County | 11 | Average Weekday | SCE | 1-in-10 | 2021 | 17 |  |  |  | 70.1644 | 1
| Zone | South Orange County | 11 | Average Weekday | SCE | 1-in-10 | 2021 | 18 |  |  |  | 68.4656 | 1
| Zone | South Orange County | 11 | Average Weekday | SCE | 1-in-10 | 2021 | 19 |  |  |  | 66.4926 | 1
| Zone | South Orange County | 11 | Average Weekday | SCE | 1-in-10 | 2021 | 20 |  |  |  | 64.7972 | 1
| Zone | South Orange County | 11 | Average Weekday | SCE | 1-in-10 | 2021 | 21 |  |  |  | 63.4676 | 1
| Zone | South Orange County | 11 | Average Weekday | SCE | 1-in-10 | 2021 | 22 |  |  |  | 62.0872 | 1
| Zone | South Orange County | 11 | Average Weekday | SCE | 1-in-10 | 2021 | 23 |  |  |  | 60.8519 | 1
| Zone | South Orange County | 11 | Average Weekday | SCE | 1-in-10 | 2021 | 24 |  |  |  | 59.7972 | 1
| Zone | South Orange County | 11 | Monthly System Peak Day | SCE | 1-in-10 | 2021 | 1 |  |  |  | 69.45 | 1
| Zone | South Orange County | 11 | Monthly System Peak Day | SCE | 1-in-10 | 2021 | 2 |  |  |  | 68.3317 | 1
| Zone | South Orange County | 11 | Monthly System Peak Day | SCE | 1-in-10 | 2021 | 3 |  |  |  | 67.435 | 1
| Zone | South Orange County | 11 | Monthly System Peak Day | SCE | 1-in-10 | 2021 | 4 |  |  |  | 66.2533 | 1
| Zone | South Orange County | 11 | Monthly System Peak Day | SCE | 1-in-10 | 2021 | 5 |  |  |  | 65.7983 | 1
| Zone | South Orange County | 11 | Monthly System Peak Day | SCE | 1-in-10 | 2021 | 6 |  |  |  | 64.7267 | 1
| Zone | South Orange County | 11 | Monthly System Peak Day | SCE | 1-in-10 | 2021 | 7 |  |  |  | 64.8883 | 1
| Zone | South Orange County | 11 | Monthly System Peak Day | SCE | 1-in-10 | 2021 | 8 |  |  |  | 65.895 | 1
| Zone | South Orange County | 11 | Monthly System Peak Day | SCE | 1-in-10 | 2021 | 9 |  |  |  | 68.315 | 1
| Zone | South Orange County | 11 | Monthly System Peak Day | SCE | 1-in-10 | 2021 | 10 |  |  |  | 72.92 | 1
| Zone | South Orange County | 11 | Monthly System Peak Day | SCE | 1-in-10 | 2021 | 11 |  |  |  | 80.5 | 1
| Zone | South Orange County | 11 | Monthly System Peak Day | SCE | 1-in-10 | 2021 | 12 |  |  |  | 86.7 | 1
| Zone | South Orange County | 11 | Monthly System Peak Day | SCE | 1-in-10 | 2021 | 13 |  |  |  | 90.5667 | 1
| Zone | South Orange County | 11 | Monthly System Peak Day | SCE | 1-in-10 | 2021 | 14 |  |  |  | 92.2667 | 1
| Zone | South Orange County | 11 | Monthly System Peak Day | SCE | 1-in-10 | 2021 | 15 |  |  |  | 92.5667 | 1
| Zone | South Orange County | 11 | Monthly System Peak Day | SCE | 1-in-10 | 2021 | 16 |  |  |  | 91.8333 | 1
| Zone | South Orange County | 11 | Monthly System Peak Day | SCE | 1-in-10 | 2021 | 17 |  |  |  | 90.8333 | 1
| Zone | South Orange County | 11 | Monthly System Peak Day | SCE | 1-in-10 | 2021 | 18 |  |  |  | 89.0667 | 1
| Zone | South Orange County | 11 | Monthly System Peak Day | SCE | 1-in-10 | 2021 | 19 |  |  |  | 86.4833 | 1
| Zone | South Orange County | 11 | Monthly System Peak Day | SCE | 1-in-10 | 2021 | 20 |  |  |  | 82 | 1
| Zone | South Orange County | 11 | Monthly System Peak Day | SCE | 1-in-10 | 2021 | 21 |  |  |  | 79.2 | 1
| Zone | South Orange County | 11 | Monthly System Peak Day | SCE | 1-in-10 | 2021 | 22 |  |  |  | 77.1 | 1
| Zone | South Orange County | 11 | Monthly System Peak Day | SCE | 1-in-10 | 2021 | 23 |  |  |  | 74.8 | 1
| Zone | South Orange County | 11 | Monthly System Peak Day | SCE | 1-in-10 | 2021 | 24 |  |  |  | 72.7667 | 1
| Zone | South Orange County | 12 | Average Weekday | SCE | 1-in-10 | 2021 | 1 |  |  |  | 51.8291 | 1
| Zone | South Orange County | 12 | Average Weekday | SCE | 1-in-10 | 2021 | 2 |  |  |  | 50.9499 | 1
| Zone | South Orange County | 12 | Average Weekday | SCE | 1-in-10 | 2021 | 3 |  |  |  | 50.0991 | 1
| Zone | South Orange County | 12 | Average Weekday | SCE | 1-in-10 | 2021 | 4 |  |  |  | 49.3577 | 1
| Zone | South Orange County | 12 | Average Weekday | SCE | 1-in-10 | 2021 | 5 |  |  |  | 48.6908 | 1
| Zone | South Orange County | 12 | Average Weekday | SCE | 1-in-10 | 2021 | 6 |  |  |  | 48.1454 | 1
| Zone | South Orange County | 12 | Average Weekday | SCE | 1-in-10 | 2021 | 7 |  |  |  | 47.9686 | 1
| Zone | South Orange County | 12 | Average Weekday | SCE | 1-in-10 | 2021 | 8 |  |  |  | 47.9584 | 1
| Zone | South Orange County | 12 | Average Weekday | SCE | 1-in-10 | 2021 | 9 |  |  |  | 49.005 | 1
| Zone | South Orange County | 12 | Average Weekday | SCE | 1-in-10 | 2021 | 10 |  |  |  | 52.1354 | 1
| Zone | South Orange County | 12 | Average Weekday | SCE | 1-in-10 | 2021 | 11 |  |  |  | 56.0031 | 1
| Zone | South Orange County | 12 | Average Weekday | SCE | 1-in-10 | 2021 | 12 |  |  |  | 59.2624 | 1
| Zone | South Orange County | 12 | Average Weekday | SCE | 1-in-10 | 2021 | 13 |  |  |  | 61.5066 | 1
| Zone | South Orange County | 12 | Average Weekday | SCE | 1-in-10 | 2021 | 14 |  |  |  | 62.8752 | 1
| Zone | South Orange County | 12 | Average Weekday | SCE | 1-in-10 | 2021 | 15 |  |  |  | 63.1948 | 1
| Zone | South Orange County | 12 | Average Weekday | SCE | 1-in-10 | 2021 | 16 |  |  |  | 62.9711 | 1
| Zone | South Orange County | 12 | Average Weekday | SCE | 1-in-10 | 2021 | 17 |  |  |  | 61.8362 | 1
| Zone | South Orange County | 12 | Average Weekday | SCE | 1-in-10 | 2021 | 18 |  |  |  | 59.9768 | 1
| Zone | South Orange County | 12 | Average Weekday | SCE | 1-in-10 | 2021 | 19 |  |  |  | 58.4232 | 1
| Zone | South Orange County | 12 | Average Weekday | SCE | 1-in-10 | 2021 | 20 |  |  |  | 57.4427 | 1
| Zone | South Orange County | 12 | Average Weekday | SCE | 1-in-10 | 2021 | 21 |  |  |  | 56.2781 | 1
| Zone | South Orange County | 12 | Average Weekday | SCE | 1-in-10 | 2021 | 22 |  |  |  | 55.1592 | 1
| Zone | South Orange County | 12 | Average Weekday | SCE | 1-in-10 | 2021 | 23 |  |  |  | 54.024 | 1
| Zone | South Orange County | 12 | Average Weekday | SCE | 1-in-10 | 2021 | 24 |  |  |  | 53.0568 | 1
| Zone | South Orange County | 12 | Monthly System Peak Day | SCE | 1-in-10 | 2021 | 1 |  |  |  | 45.5983 | 1
| Zone | South Orange County | 12 | Monthly System Peak Day | SCE | 1-in-10 | 2021 | 2 |  |  |  | 44.0583 | 1
| Zone | South Orange County | 12 | Monthly System Peak Day | SCE | 1-in-10 | 2021 | 3 |  |  |  | 42.7283 | 1
| Zone | South Orange County | 12 | Monthly System Peak Day | SCE | 1-in-10 | 2021 | 4 |  |  |  | 41.4067 | 1
| Zone | South Orange County | 12 | Monthly System Peak Day | SCE | 1-in-10 | 2021 | 5 |  |  |  | 40.1833 | 1
| Zone | South Orange County | 12 | Monthly System Peak Day | SCE | 1-in-10 | 2021 | 6 |  |  |  | 39.455 | 1
| Zone | South Orange County | 12 | Monthly System Peak Day | SCE | 1-in-10 | 2021 | 7 |  |  |  | 39.4983 | 1
| Zone | South Orange County | 12 | Monthly System Peak Day | SCE | 1-in-10 | 2021 | 8 |  |  |  | 40 | 1
| Zone | South Orange County | 12 | Monthly System Peak Day | SCE | 1-in-10 | 2021 | 9 |  |  |  | 41.15 | 1
| Zone | South Orange County | 12 | Monthly System Peak Day | SCE | 1-in-10 | 2021 | 10 |  |  |  | 45.9567 | 1
| Zone | South Orange County | 12 | Monthly System Peak Day | SCE | 1-in-10 | 2021 | 11 |  |  |  | 51.4333 | 1
| Zone | South Orange County | 12 | Monthly System Peak Day | SCE | 1-in-10 | 2021 | 12 |  |  |  | 53.555 | 1
| Zone | South Orange County | 12 | Monthly System Peak Day | SCE | 1-in-10 | 2021 | 13 |  |  |  | 54.46 | 1
| Zone | South Orange County | 12 | Monthly System Peak Day | SCE | 1-in-10 | 2021 | 14 |  |  |  | 55.6267 | 1
| Zone | South Orange County | 12 | Monthly System Peak Day | SCE | 1-in-10 | 2021 | 15 |  |  |  | 56.4667 | 1
| Zone | South Orange County | 12 | Monthly System Peak Day | SCE | 1-in-10 | 2021 | 16 |  |  |  | 56.5783 | 1
| Zone | South Orange County | 12 | Monthly System Peak Day | SCE | 1-in-10 | 2021 | 17 |  |  |  | 55.9683 | 1
| Zone | South Orange County | 12 | Monthly System Peak Day | SCE | 1-in-10 | 2021 | 18 |  |  |  | 54.3267 | 1
| Zone | South Orange County | 12 | Monthly System Peak Day | SCE | 1-in-10 | 2021 | 19 |  |  |  | 52.8067 | 1
| Zone | South Orange County | 12 | Monthly System Peak Day | SCE | 1-in-10 | 2021 | 20 |  |  |  | 51.9067 | 1
| Zone | South Orange County | 12 | Monthly System Peak Day | SCE | 1-in-10 | 2021 | 21 |  |  |  | 50.095 | 1
| Zone | South Orange County | 12 | Monthly System Peak Day | SCE | 1-in-10 | 2021 | 22 |  |  |  | 48.8883 | 1
| Zone | South Orange County | 12 | Monthly System Peak Day | SCE | 1-in-10 | 2021 | 23 |  |  |  | 48.9217 | 1
| Zone | South Orange County | 12 | Monthly System Peak Day | SCE | 1-in-10 | 2021 | 24 |  |  |  | 48.4717 | 1
| Zone | South Orange County | 1 | Average Weekday | SCE | 1-in-10 | 2022 | 1 |  |  |  | 52.18 | 1
| Zone | South Orange County | 1 | Average Weekday | SCE | 1-in-10 | 2022 | 2 |  |  |  | 51.3559 | 1
| Zone | South Orange County | 1 | Average Weekday | SCE | 1-in-10 | 2022 | 3 |  |  |  | 50.5879 | 1
| Zone | South Orange County | 1 | Average Weekday | SCE | 1-in-10 | 2022 | 4 |  |  |  | 49.7468 | 1
| Zone | South Orange County | 1 | Average Weekday | SCE | 1-in-10 | 2022 | 5 |  |  |  | 48.9691 | 1
| Zone | South Orange County | 1 | Average Weekday | SCE | 1-in-10 | 2022 | 6 |  |  |  | 48.4568 | 1
| Zone | South Orange County | 1 | Average Weekday | SCE | 1-in-10 | 2022 | 7 |  |  |  | 48.0644 | 1
| Zone | South Orange County | 1 | Average Weekday | SCE | 1-in-10 | 2022 | 8 |  |  |  | 48.0706 | 1
| Zone | South Orange County | 1 | Average Weekday | SCE | 1-in-10 | 2022 | 9 |  |  |  | 48.8383 | 1
| Zone | South Orange County | 1 | Average Weekday | SCE | 1-in-10 | 2022 | 10 |  |  |  | 51.6117 | 1
| Zone | South Orange County | 1 | Average Weekday | SCE | 1-in-10 | 2022 | 11 |  |  |  | 55.2199 | 1
| Zone | South Orange County | 1 | Average Weekday | SCE | 1-in-10 | 2022 | 12 |  |  |  | 58.4718 | 1
| Zone | South Orange County | 1 | Average Weekday | SCE | 1-in-10 | 2022 | 13 |  |  |  | 60.3987 | 1
| Zone | South Orange County | 1 | Average Weekday | SCE | 1-in-10 | 2022 | 14 |  |  |  | 61.7776 | 1
| Zone | South Orange County | 1 | Average Weekday | SCE | 1-in-10 | 2022 | 15 |  |  |  | 62.4536 | 1
| Zone | South Orange County | 1 | Average Weekday | SCE | 1-in-10 | 2022 | 16 |  |  |  | 62.3352 | 1
| Zone | South Orange County | 1 | Average Weekday | SCE | 1-in-10 | 2022 | 17 |  |  |  | 61.5598 | 1
| Zone | South Orange County | 1 | Average Weekday | SCE | 1-in-10 | 2022 | 18 |  |  |  | 60.0373 | 1
| Zone | South Orange County | 1 | Average Weekday | SCE | 1-in-10 | 2022 | 19 |  |  |  | 58.1541 | 1
| Zone | South Orange County | 1 | Average Weekday | SCE | 1-in-10 | 2022 | 20 |  |  |  | 56.898 | 1
| Zone | South Orange County | 1 | Average Weekday | SCE | 1-in-10 | 2022 | 21 |  |  |  | 55.8955 | 1
| Zone | South Orange County | 1 | Average Weekday | SCE | 1-in-10 | 2022 | 22 |  |  |  | 54.9898 | 1
| Zone | South Orange County | 1 | Average Weekday | SCE | 1-in-10 | 2022 | 23 |  |  |  | 53.956 | 1
| Zone | South Orange County | 1 | Average Weekday | SCE | 1-in-10 | 2022 | 24 |  |  |  | 53.0008 | 1
| Zone | South Orange County | 1 | Monthly System Peak Day | SCE | 1-in-10 | 2022 | 1 |  |  |  | 50.6717 | 1
| Zone | South Orange County | 1 | Monthly System Peak Day | SCE | 1-in-10 | 2022 | 2 |  |  |  | 50.575 | 1
| Zone | South Orange County | 1 | Monthly System Peak Day | SCE | 1-in-10 | 2022 | 3 |  |  |  | 49.6833 | 1
| Zone | South Orange County | 1 | Monthly System Peak Day | SCE | 1-in-10 | 2022 | 4 |  |  |  | 48.55 | 1
| Zone | South Orange County | 1 | Monthly System Peak Day | SCE | 1-in-10 | 2022 | 5 |  |  |  | 47.745 | 1
| Zone | South Orange County | 1 | Monthly System Peak Day | SCE | 1-in-10 | 2022 | 6 |  |  |  | 47.5733 | 1
| Zone | South Orange County | 1 | Monthly System Peak Day | SCE | 1-in-10 | 2022 | 7 |  |  |  | 47.095 | 1
| Zone | South Orange County | 1 | Monthly System Peak Day | SCE | 1-in-10 | 2022 | 8 |  |  |  | 46.6817 | 1
| Zone | South Orange County | 1 | Monthly System Peak Day | SCE | 1-in-10 | 2022 | 9 |  |  |  | 47.1483 | 1
| Zone | South Orange County | 1 | Monthly System Peak Day | SCE | 1-in-10 | 2022 | 10 |  |  |  | 49.035 | 1
| Zone | South Orange County | 1 | Monthly System Peak Day | SCE | 1-in-10 | 2022 | 11 |  |  |  | 51.7433 | 1
| Zone | South Orange County | 1 | Monthly System Peak Day | SCE | 1-in-10 | 2022 | 12 |  |  |  | 53.9167 | 1
| Zone | South Orange County | 1 | Monthly System Peak Day | SCE | 1-in-10 | 2022 | 13 |  |  |  | 53.6683 | 1
| Zone | South Orange County | 1 | Monthly System Peak Day | SCE | 1-in-10 | 2022 | 14 |  |  |  | 54.4617 | 1
| Zone | South Orange County | 1 | Monthly System Peak Day | SCE | 1-in-10 | 2022 | 15 |  |  |  | 54.5217 | 1
| Zone | South Orange County | 1 | Monthly System Peak Day | SCE | 1-in-10 | 2022 | 16 |  |  |  | 55.015 | 1
| Zone | South Orange County | 1 | Monthly System Peak Day | SCE | 1-in-10 | 2022 | 17 |  |  |  | 54.1817 | 1
| Zone | South Orange County | 1 | Monthly System Peak Day | SCE | 1-in-10 | 2022 | 18 |  |  |  | 52.8783 | 1
| Zone | South Orange County | 1 | Monthly System Peak Day | SCE | 1-in-10 | 2022 | 19 |  |  |  | 52.0433 | 1
| Zone | South Orange County | 1 | Monthly System Peak Day | SCE | 1-in-10 | 2022 | 20 |  |  |  | 50.77 | 1
| Zone | South Orange County | 1 | Monthly System Peak Day | SCE | 1-in-10 | 2022 | 21 |  |  |  | 50.4517 | 1
| Zone | South Orange County | 1 | Monthly System Peak Day | SCE | 1-in-10 | 2022 | 22 |  |  |  | 50.3117 | 1
| Zone | South Orange County | 1 | Monthly System Peak Day | SCE | 1-in-10 | 2022 | 23 |  |  |  | 49.6133 | 1
| Zone | South Orange County | 1 | Monthly System Peak Day | SCE | 1-in-10 | 2022 | 24 |  |  |  | 48.4417 | 1
| Zone | South Orange County | 2 | Average Weekday | SCE | 1-in-10 | 2022 | 1 |  |  |  | 57.1728 | 1
| Zone | South Orange County | 2 | Average Weekday | SCE | 1-in-10 | 2022 | 2 |  |  |  | 55.9963 | 1
| Zone | South Orange County | 2 | Average Weekday | SCE | 1-in-10 | 2022 | 3 |  |  |  | 54.9899 | 1
| Zone | South Orange County | 2 | Average Weekday | SCE | 1-in-10 | 2022 | 4 |  |  |  | 54.0712 | 1
| Zone | South Orange County | 2 | Average Weekday | SCE | 1-in-10 | 2022 | 5 |  |  |  | 53.3326 | 1
| Zone | South Orange County | 2 | Average Weekday | SCE | 1-in-10 | 2022 | 6 |  |  |  | 52.8625 | 1
| Zone | South Orange County | 2 | Average Weekday | SCE | 1-in-10 | 2022 | 7 |  |  |  | 52.5456 | 1
| Zone | South Orange County | 2 | Average Weekday | SCE | 1-in-10 | 2022 | 8 |  |  |  | 52.3425 | 1
| Zone | South Orange County | 2 | Average Weekday | SCE | 1-in-10 | 2022 | 9 |  |  |  | 54.079 | 1
| Zone | South Orange County | 2 | Average Weekday | SCE | 1-in-10 | 2022 | 10 |  |  |  | 58.1346 | 1
| Zone | South Orange County | 2 | Average Weekday | SCE | 1-in-10 | 2022 | 11 |  |  |  | 62.1138 | 1
| Zone | South Orange County | 2 | Average Weekday | SCE | 1-in-10 | 2022 | 12 |  |  |  | 65.3932 | 1
| Zone | South Orange County | 2 | Average Weekday | SCE | 1-in-10 | 2022 | 13 |  |  |  | 67.7289 | 1
| Zone | South Orange County | 2 | Average Weekday | SCE | 1-in-10 | 2022 | 14 |  |  |  | 69.3005 | 1
| Zone | South Orange County | 2 | Average Weekday | SCE | 1-in-10 | 2022 | 15 |  |  |  | 69.4832 | 1
| Zone | South Orange County | 2 | Average Weekday | SCE | 1-in-10 | 2022 | 16 |  |  |  | 69.1466 | 1
| Zone | South Orange County | 2 | Average Weekday | SCE | 1-in-10 | 2022 | 17 |  |  |  | 68.2018 | 1
| Zone | South Orange County | 2 | Average Weekday | SCE | 1-in-10 | 2022 | 18 |  |  |  | 66.7425 | 1
| Zone | South Orange County | 2 | Average Weekday | SCE | 1-in-10 | 2022 | 19 |  |  |  | 64.4017 | 1
| Zone | South Orange County | 2 | Average Weekday | SCE | 1-in-10 | 2022 | 20 |  |  |  | 62.4907 | 1
| Zone | South Orange County | 2 | Average Weekday | SCE | 1-in-10 | 2022 | 21 |  |  |  | 61.1236 | 1
| Zone | South Orange County | 2 | Average Weekday | SCE | 1-in-10 | 2022 | 22 |  |  |  | 60.0168 | 1
| Zone | South Orange County | 2 | Average Weekday | SCE | 1-in-10 | 2022 | 23 |  |  |  | 58.8033 | 1
| Zone | South Orange County | 2 | Average Weekday | SCE | 1-in-10 | 2022 | 24 |  |  |  | 57.6811 | 1
| Zone | South Orange County | 2 | Monthly System Peak Day | SCE | 1-in-10 | 2022 | 1 |  |  |  | 69.875 | 1
| Zone | South Orange County | 2 | Monthly System Peak Day | SCE | 1-in-10 | 2022 | 2 |  |  |  | 67.1867 | 1
| Zone | South Orange County | 2 | Monthly System Peak Day | SCE | 1-in-10 | 2022 | 3 |  |  |  | 65.6 | 1
| Zone | South Orange County | 2 | Monthly System Peak Day | SCE | 1-in-10 | 2022 | 4 |  |  |  | 63.5817 | 1
| Zone | South Orange County | 2 | Monthly System Peak Day | SCE | 1-in-10 | 2022 | 5 |  |  |  | 62.8183 | 1
| Zone | South Orange County | 2 | Monthly System Peak Day | SCE | 1-in-10 | 2022 | 6 |  |  |  | 61.14 | 1
| Zone | South Orange County | 2 | Monthly System Peak Day | SCE | 1-in-10 | 2022 | 7 |  |  |  | 62.4817 | 1
| Zone | South Orange County | 2 | Monthly System Peak Day | SCE | 1-in-10 | 2022 | 8 |  |  |  | 63.1117 | 1
| Zone | South Orange County | 2 | Monthly System Peak Day | SCE | 1-in-10 | 2022 | 9 |  |  |  | 63.85 | 1
| Zone | South Orange County | 2 | Monthly System Peak Day | SCE | 1-in-10 | 2022 | 10 |  |  |  | 69.4017 | 1
| Zone | South Orange County | 2 | Monthly System Peak Day | SCE | 1-in-10 | 2022 | 11 |  |  |  | 76.1333 | 1
| Zone | South Orange County | 2 | Monthly System Peak Day | SCE | 1-in-10 | 2022 | 12 |  |  |  | 79.65 | 1
| Zone | South Orange County | 2 | Monthly System Peak Day | SCE | 1-in-10 | 2022 | 13 |  |  |  | 83.2333 | 1
| Zone | South Orange County | 2 | Monthly System Peak Day | SCE | 1-in-10 | 2022 | 14 |  |  |  | 85.2667 | 1
| Zone | South Orange County | 2 | Monthly System Peak Day | SCE | 1-in-10 | 2022 | 15 |  |  |  | 85.2 | 1
| Zone | South Orange County | 2 | Monthly System Peak Day | SCE | 1-in-10 | 2022 | 16 |  |  |  | 84.1333 | 1
| Zone | South Orange County | 2 | Monthly System Peak Day | SCE | 1-in-10 | 2022 | 17 |  |  |  | 82.55 | 1
| Zone | South Orange County | 2 | Monthly System Peak Day | SCE | 1-in-10 | 2022 | 18 |  |  |  | 79.6667 | 1
| Zone | South Orange County | 2 | Monthly System Peak Day | SCE | 1-in-10 | 2022 | 19 |  |  |  | 75.95 | 1
| Zone | South Orange County | 2 | Monthly System Peak Day | SCE | 1-in-10 | 2022 | 20 |  |  |  | 73.2667 | 1
| Zone | South Orange County | 2 | Monthly System Peak Day | SCE | 1-in-10 | 2022 | 21 |  |  |  | 71.15 | 1
| Zone | South Orange County | 2 | Monthly System Peak Day | SCE | 1-in-10 | 2022 | 22 |  |  |  | 69.3367 | 1
| Zone | South Orange County | 2 | Monthly System Peak Day | SCE | 1-in-10 | 2022 | 23 |  |  |  | 67.1667 | 1
| Zone | South Orange County | 2 | Monthly System Peak Day | SCE | 1-in-10 | 2022 | 24 |  |  |  | 65.64 | 1
| Zone | South Orange County | 3 | Average Weekday | SCE | 1-in-10 | 2022 | 1 |  |  |  | 59.5281 | 1
| Zone | South Orange County | 3 | Average Weekday | SCE | 1-in-10 | 2022 | 2 |  |  |  | 58.5162 | 1
| Zone | South Orange County | 3 | Average Weekday | SCE | 1-in-10 | 2022 | 3 |  |  |  | 57.8131 | 1
| Zone | South Orange County | 3 | Average Weekday | SCE | 1-in-10 | 2022 | 4 |  |  |  | 57.0513 | 1
| Zone | South Orange County | 3 | Average Weekday | SCE | 1-in-10 | 2022 | 5 |  |  |  | 56.254 | 1
| Zone | South Orange County | 3 | Average Weekday | SCE | 1-in-10 | 2022 | 6 |  |  |  | 55.6438 | 1
| Zone | South Orange County | 3 | Average Weekday | SCE | 1-in-10 | 2022 | 7 |  |  |  | 55.2104 | 1
| Zone | South Orange County | 3 | Average Weekday | SCE | 1-in-10 | 2022 | 8 |  |  |  | 55.3983 | 1
| Zone | South Orange County | 3 | Average Weekday | SCE | 1-in-10 | 2022 | 9 |  |  |  | 56.9005 | 1
| Zone | South Orange County | 3 | Average Weekday | SCE | 1-in-10 | 2022 | 10 |  |  |  | 60.304 | 1
| Zone | South Orange County | 3 | Average Weekday | SCE | 1-in-10 | 2022 | 11 |  |  |  | 64.0885 | 1
| Zone | South Orange County | 3 | Average Weekday | SCE | 1-in-10 | 2022 | 12 |  |  |  | 67.5235 | 1
| Zone | South Orange County | 3 | Average Weekday | SCE | 1-in-10 | 2022 | 13 |  |  |  | 69.6426 | 1
| Zone | South Orange County | 3 | Average Weekday | SCE | 1-in-10 | 2022 | 14 |  |  |  | 71.0985 | 1
| Zone | South Orange County | 3 | Average Weekday | SCE | 1-in-10 | 2022 | 15 |  |  |  | 71.772 | 1
| Zone | South Orange County | 3 | Average Weekday | SCE | 1-in-10 | 2022 | 16 |  |  |  | 71.7488 | 1
| Zone | South Orange County | 3 | Average Weekday | SCE | 1-in-10 | 2022 | 17 |  |  |  | 71.0608 | 1
| Zone | South Orange County | 3 | Average Weekday | SCE | 1-in-10 | 2022 | 18 |  |  |  | 70.3526 | 1
| Zone | South Orange County | 3 | Average Weekday | SCE | 1-in-10 | 2022 | 19 |  |  |  | 69.0515 | 1
| Zone | South Orange County | 3 | Average Weekday | SCE | 1-in-10 | 2022 | 20 |  |  |  | 66.7791 | 1
| Zone | South Orange County | 3 | Average Weekday | SCE | 1-in-10 | 2022 | 21 |  |  |  | 64.5212 | 1
| Zone | South Orange County | 3 | Average Weekday | SCE | 1-in-10 | 2022 | 22 |  |  |  | 63.3651 | 1
| Zone | South Orange County | 3 | Average Weekday | SCE | 1-in-10 | 2022 | 23 |  |  |  | 62.5298 | 1
| Zone | South Orange County | 3 | Average Weekday | SCE | 1-in-10 | 2022 | 24 |  |  |  | 61.5761 | 1
| Zone | South Orange County | 3 | Monthly System Peak Day | SCE | 1-in-10 | 2022 | 1 |  |  |  | 66.2733 | 1
| Zone | South Orange County | 3 | Monthly System Peak Day | SCE | 1-in-10 | 2022 | 2 |  |  |  | 64.8367 | 1
| Zone | South Orange County | 3 | Monthly System Peak Day | SCE | 1-in-10 | 2022 | 3 |  |  |  | 63.785 | 1
| Zone | South Orange County | 3 | Monthly System Peak Day | SCE | 1-in-10 | 2022 | 4 |  |  |  | 62.55 | 1
| Zone | South Orange County | 3 | Monthly System Peak Day | SCE | 1-in-10 | 2022 | 5 |  |  |  | 61.4383 | 1
| Zone | South Orange County | 3 | Monthly System Peak Day | SCE | 1-in-10 | 2022 | 6 |  |  |  | 60.365 | 1
| Zone | South Orange County | 3 | Monthly System Peak Day | SCE | 1-in-10 | 2022 | 7 |  |  |  | 59.7667 | 1
| Zone | South Orange County | 3 | Monthly System Peak Day | SCE | 1-in-10 | 2022 | 8 |  |  |  | 59.93 | 1
| Zone | South Orange County | 3 | Monthly System Peak Day | SCE | 1-in-10 | 2022 | 9 |  |  |  | 61.73 | 1
| Zone | South Orange County | 3 | Monthly System Peak Day | SCE | 1-in-10 | 2022 | 10 |  |  |  | 66.1033 | 1
| Zone | South Orange County | 3 | Monthly System Peak Day | SCE | 1-in-10 | 2022 | 11 |  |  |  | 70.67 | 1
| Zone | South Orange County | 3 | Monthly System Peak Day | SCE | 1-in-10 | 2022 | 12 |  |  |  | 74.5833 | 1
| Zone | South Orange County | 3 | Monthly System Peak Day | SCE | 1-in-10 | 2022 | 13 |  |  |  | 77.1667 | 1
| Zone | South Orange County | 3 | Monthly System Peak Day | SCE | 1-in-10 | 2022 | 14 |  |  |  | 78.7333 | 1
| Zone | South Orange County | 3 | Monthly System Peak Day | SCE | 1-in-10 | 2022 | 15 |  |  |  | 80.65 | 1
| Zone | South Orange County | 3 | Monthly System Peak Day | SCE | 1-in-10 | 2022 | 16 |  |  |  | 80.3667 | 1
| Zone | South Orange County | 3 | Monthly System Peak Day | SCE | 1-in-10 | 2022 | 17 |  |  |  | 79.2167 | 1
| Zone | South Orange County | 3 | Monthly System Peak Day | SCE | 1-in-10 | 2022 | 18 |  |  |  | 77.6667 | 1
| Zone | South Orange County | 3 | Monthly System Peak Day | SCE | 1-in-10 | 2022 | 19 |  |  |  | 77.4167 | 1
| Zone | South Orange County | 3 | Monthly System Peak Day | SCE | 1-in-10 | 2022 | 20 |  |  |  | 75.7833 | 1
| Zone | South Orange County | 3 | Monthly System Peak Day | SCE | 1-in-10 | 2022 | 21 |  |  |  | 71.6167 | 1
| Zone | South Orange County | 3 | Monthly System Peak Day | SCE | 1-in-10 | 2022 | 22 |  |  |  | 68.7333 | 1
| Zone | South Orange County | 3 | Monthly System Peak Day | SCE | 1-in-10 | 2022 | 23 |  |  |  | 67.0083 | 1
| Zone | South Orange County | 3 | Monthly System Peak Day | SCE | 1-in-10 | 2022 | 24 |  |  |  | 65.2 | 1
| Zone | South Orange County | 4 | Average Weekday | SCE | 1-in-10 | 2022 | 1 |  |  |  | 60.1427 | 1
| Zone | South Orange County | 4 | Average Weekday | SCE | 1-in-10 | 2022 | 2 |  |  |  | 59.4313 | 1
| Zone | South Orange County | 4 | Average Weekday | SCE | 1-in-10 | 2022 | 3 |  |  |  | 58.7794 | 1
| Zone | South Orange County | 4 | Average Weekday | SCE | 1-in-10 | 2022 | 4 |  |  |  | 58.1455 | 1
| Zone | South Orange County | 4 | Average Weekday | SCE | 1-in-10 | 2022 | 5 |  |  |  | 57.6355 | 1
| Zone | South Orange County | 4 | Average Weekday | SCE | 1-in-10 | 2022 | 6 |  |  |  | 57.1555 | 1
| Zone | South Orange County | 4 | Average Weekday | SCE | 1-in-10 | 2022 | 7 |  |  |  | 56.7984 | 1
| Zone | South Orange County | 4 | Average Weekday | SCE | 1-in-10 | 2022 | 8 |  |  |  | 57.0153 | 1
| Zone | South Orange County | 4 | Average Weekday | SCE | 1-in-10 | 2022 | 9 |  |  |  | 58.743 | 1
| Zone | South Orange County | 4 | Average Weekday | SCE | 1-in-10 | 2022 | 10 |  |  |  | 61.5164 | 1
| Zone | South Orange County | 4 | Average Weekday | SCE | 1-in-10 | 2022 | 11 |  |  |  | 64.6445 | 1
| Zone | South Orange County | 4 | Average Weekday | SCE | 1-in-10 | 2022 | 12 |  |  |  | 67.6103 | 1
| Zone | South Orange County | 4 | Average Weekday | SCE | 1-in-10 | 2022 | 13 |  |  |  | 68.8765 | 1
| Zone | South Orange County | 4 | Average Weekday | SCE | 1-in-10 | 2022 | 14 |  |  |  | 69.8323 | 1
| Zone | South Orange County | 4 | Average Weekday | SCE | 1-in-10 | 2022 | 15 |  |  |  | 70.6038 | 1
| Zone | South Orange County | 4 | Average Weekday | SCE | 1-in-10 | 2022 | 16 |  |  |  | 71.1033 | 1
| Zone | South Orange County | 4 | Average Weekday | SCE | 1-in-10 | 2022 | 17 |  |  |  | 71.1831 | 1
| Zone | South Orange County | 4 | Average Weekday | SCE | 1-in-10 | 2022 | 18 |  |  |  | 70.6177 | 1
| Zone | South Orange County | 4 | Average Weekday | SCE | 1-in-10 | 2022 | 19 |  |  |  | 69.6302 | 1
| Zone | South Orange County | 4 | Average Weekday | SCE | 1-in-10 | 2022 | 20 |  |  |  | 67.8745 | 1
| Zone | South Orange County | 4 | Average Weekday | SCE | 1-in-10 | 2022 | 21 |  |  |  | 65.5068 | 1
| Zone | South Orange County | 4 | Average Weekday | SCE | 1-in-10 | 2022 | 22 |  |  |  | 63.9119 | 1
| Zone | South Orange County | 4 | Average Weekday | SCE | 1-in-10 | 2022 | 23 |  |  |  | 62.6733 | 1
| Zone | South Orange County | 4 | Average Weekday | SCE | 1-in-10 | 2022 | 24 |  |  |  | 61.6163 | 1
| Zone | South Orange County | 4 | Monthly System Peak Day | SCE | 1-in-10 | 2022 | 1 |  |  |  | 68.3283 | 1
| Zone | South Orange County | 4 | Monthly System Peak Day | SCE | 1-in-10 | 2022 | 2 |  |  |  | 68.8933 | 1
| Zone | South Orange County | 4 | Monthly System Peak Day | SCE | 1-in-10 | 2022 | 3 |  |  |  | 67.565 | 1
| Zone | South Orange County | 4 | Monthly System Peak Day | SCE | 1-in-10 | 2022 | 4 |  |  |  | 65.7083 | 1
| Zone | South Orange County | 4 | Monthly System Peak Day | SCE | 1-in-10 | 2022 | 5 |  |  |  | 64.5117 | 1
| Zone | South Orange County | 4 | Monthly System Peak Day | SCE | 1-in-10 | 2022 | 6 |  |  |  | 63.9117 | 1
| Zone | South Orange County | 4 | Monthly System Peak Day | SCE | 1-in-10 | 2022 | 7 |  |  |  | 63.59 | 1
| Zone | South Orange County | 4 | Monthly System Peak Day | SCE | 1-in-10 | 2022 | 8 |  |  |  | 63.3633 | 1
| Zone | South Orange County | 4 | Monthly System Peak Day | SCE | 1-in-10 | 2022 | 9 |  |  |  | 65.85 | 1
| Zone | South Orange County | 4 | Monthly System Peak Day | SCE | 1-in-10 | 2022 | 10 |  |  |  | 70.795 | 1
| Zone | South Orange County | 4 | Monthly System Peak Day | SCE | 1-in-10 | 2022 | 11 |  |  |  | 75.5667 | 1
| Zone | South Orange County | 4 | Monthly System Peak Day | SCE | 1-in-10 | 2022 | 12 |  |  |  | 79.0167 | 1
| Zone | South Orange County | 4 | Monthly System Peak Day | SCE | 1-in-10 | 2022 | 13 |  |  |  | 79.4167 | 1
| Zone | South Orange County | 4 | Monthly System Peak Day | SCE | 1-in-10 | 2022 | 14 |  |  |  | 79.7 | 1
| Zone | South Orange County | 4 | Monthly System Peak Day | SCE | 1-in-10 | 2022 | 15 |  |  |  | 80.2667 | 1
| Zone | South Orange County | 4 | Monthly System Peak Day | SCE | 1-in-10 | 2022 | 16 |  |  |  | 82.0333 | 1
| Zone | South Orange County | 4 | Monthly System Peak Day | SCE | 1-in-10 | 2022 | 17 |  |  |  | 82.1167 | 1
| Zone | South Orange County | 4 | Monthly System Peak Day | SCE | 1-in-10 | 2022 | 18 |  |  |  | 83.65 | 1
| Zone | South Orange County | 4 | Monthly System Peak Day | SCE | 1-in-10 | 2022 | 19 |  |  |  | 80.8167 | 1
| Zone | South Orange County | 4 | Monthly System Peak Day | SCE | 1-in-10 | 2022 | 20 |  |  |  | 74.45 | 1
| Zone | South Orange County | 4 | Monthly System Peak Day | SCE | 1-in-10 | 2022 | 21 |  |  |  | 68.7633 | 1
| Zone | South Orange County | 4 | Monthly System Peak Day | SCE | 1-in-10 | 2022 | 22 |  |  |  | 67.5867 | 1
| Zone | South Orange County | 4 | Monthly System Peak Day | SCE | 1-in-10 | 2022 | 23 |  |  |  | 67.035 | 1
| Zone | South Orange County | 4 | Monthly System Peak Day | SCE | 1-in-10 | 2022 | 24 |  |  |  | 66.09 | 1
| Zone | South Orange County | 5 | Average Weekday | SCE | 1-in-10 | 2022 | 1 |  |  |  | 63.6645 | 1
| Zone | South Orange County | 5 | Average Weekday | SCE | 1-in-10 | 2022 | 2 |  |  |  | 63.0442 | 1
| Zone | South Orange County | 5 | Average Weekday | SCE | 1-in-10 | 2022 | 3 |  |  |  | 62.628 | 1
| Zone | South Orange County | 5 | Average Weekday | SCE | 1-in-10 | 2022 | 4 |  |  |  | 62.226 | 1
| Zone | South Orange County | 5 | Average Weekday | SCE | 1-in-10 | 2022 | 5 |  |  |  | 61.8174 | 1
| Zone | South Orange County | 5 | Average Weekday | SCE | 1-in-10 | 2022 | 6 |  |  |  | 61.6734 | 1
| Zone | South Orange County | 5 | Average Weekday | SCE | 1-in-10 | 2022 | 7 |  |  |  | 61.397 | 1
| Zone | South Orange County | 5 | Average Weekday | SCE | 1-in-10 | 2022 | 8 |  |  |  | 61.9969 | 1
| Zone | South Orange County | 5 | Average Weekday | SCE | 1-in-10 | 2022 | 9 |  |  |  | 64.0083 | 1
| Zone | South Orange County | 5 | Average Weekday | SCE | 1-in-10 | 2022 | 10 |  |  |  | 66.8587 | 1
| Zone | South Orange County | 5 | Average Weekday | SCE | 1-in-10 | 2022 | 11 |  |  |  | 69.2524 | 1
| Zone | South Orange County | 5 | Average Weekday | SCE | 1-in-10 | 2022 | 12 |  |  |  | 71.168 | 1
| Zone | South Orange County | 5 | Average Weekday | SCE | 1-in-10 | 2022 | 13 |  |  |  | 72.297 | 1
| Zone | South Orange County | 5 | Average Weekday | SCE | 1-in-10 | 2022 | 14 |  |  |  | 73.148 | 1
| Zone | South Orange County | 5 | Average Weekday | SCE | 1-in-10 | 2022 | 15 |  |  |  | 73.976 | 1
| Zone | South Orange County | 5 | Average Weekday | SCE | 1-in-10 | 2022 | 16 |  |  |  | 74.1826 | 1
| Zone | South Orange County | 5 | Average Weekday | SCE | 1-in-10 | 2022 | 17 |  |  |  | 74.122 | 1
| Zone | South Orange County | 5 | Average Weekday | SCE | 1-in-10 | 2022 | 18 |  |  |  | 73.3027 | 1
| Zone | South Orange County | 5 | Average Weekday | SCE | 1-in-10 | 2022 | 19 |  |  |  | 72.369 | 1
| Zone | South Orange County | 5 | Average Weekday | SCE | 1-in-10 | 2022 | 20 |  |  |  | 70.709 | 1
| Zone | South Orange County | 5 | Average Weekday | SCE | 1-in-10 | 2022 | 21 |  |  |  | 68.2305 | 1
| Zone | South Orange County | 5 | Average Weekday | SCE | 1-in-10 | 2022 | 22 |  |  |  | 66.2595 | 1
| Zone | South Orange County | 5 | Average Weekday | SCE | 1-in-10 | 2022 | 23 |  |  |  | 65.0803 | 1
| Zone | South Orange County | 5 | Average Weekday | SCE | 1-in-10 | 2022 | 24 |  |  |  | 64.1396 | 1
| Zone | South Orange County | 5 | Monthly System Peak Day | SCE | 1-in-10 | 2022 | 1 |  |  |  | 70.7233 | 1
| Zone | South Orange County | 5 | Monthly System Peak Day | SCE | 1-in-10 | 2022 | 2 |  |  |  | 69.7867 | 1
| Zone | South Orange County | 5 | Monthly System Peak Day | SCE | 1-in-10 | 2022 | 3 |  |  |  | 68.9883 | 1
| Zone | South Orange County | 5 | Monthly System Peak Day | SCE | 1-in-10 | 2022 | 4 |  |  |  | 68.0967 | 1
| Zone | South Orange County | 5 | Monthly System Peak Day | SCE | 1-in-10 | 2022 | 5 |  |  |  | 67.4783 | 1
| Zone | South Orange County | 5 | Monthly System Peak Day | SCE | 1-in-10 | 2022 | 6 |  |  |  | 67.16 | 1
| Zone | South Orange County | 5 | Monthly System Peak Day | SCE | 1-in-10 | 2022 | 7 |  |  |  | 66.67 | 1
| Zone | South Orange County | 5 | Monthly System Peak Day | SCE | 1-in-10 | 2022 | 8 |  |  |  | 67.6783 | 1
| Zone | South Orange County | 5 | Monthly System Peak Day | SCE | 1-in-10 | 2022 | 9 |  |  |  | 72.7933 | 1
| Zone | South Orange County | 5 | Monthly System Peak Day | SCE | 1-in-10 | 2022 | 10 |  |  |  | 79.3333 | 1
| Zone | South Orange County | 5 | Monthly System Peak Day | SCE | 1-in-10 | 2022 | 11 |  |  |  | 84.2 | 1
| Zone | South Orange County | 5 | Monthly System Peak Day | SCE | 1-in-10 | 2022 | 12 |  |  |  | 88.4667 | 1
| Zone | South Orange County | 5 | Monthly System Peak Day | SCE | 1-in-10 | 2022 | 13 |  |  |  | 90.0333 | 1
| Zone | South Orange County | 5 | Monthly System Peak Day | SCE | 1-in-10 | 2022 | 14 |  |  |  | 89.8333 | 1
| Zone | South Orange County | 5 | Monthly System Peak Day | SCE | 1-in-10 | 2022 | 15 |  |  |  | 92.15 | 1
| Zone | South Orange County | 5 | Monthly System Peak Day | SCE | 1-in-10 | 2022 | 16 |  |  |  | 92.0167 | 1
| Zone | South Orange County | 5 | Monthly System Peak Day | SCE | 1-in-10 | 2022 | 17 |  |  |  | 91.8 | 1
| Zone | South Orange County | 5 | Monthly System Peak Day | SCE | 1-in-10 | 2022 | 18 |  |  |  | 90.4333 | 1
| Zone | South Orange County | 5 | Monthly System Peak Day | SCE | 1-in-10 | 2022 | 19 |  |  |  | 89.9167 | 1
| Zone | South Orange County | 5 | Monthly System Peak Day | SCE | 1-in-10 | 2022 | 20 |  |  |  | 87.0333 | 1
| Zone | South Orange County | 5 | Monthly System Peak Day | SCE | 1-in-10 | 2022 | 21 |  |  |  | 83.1833 | 1
| Zone | South Orange County | 5 | Monthly System Peak Day | SCE | 1-in-10 | 2022 | 22 |  |  |  | 79.8 | 1
| Zone | South Orange County | 5 | Monthly System Peak Day | SCE | 1-in-10 | 2022 | 23 |  |  |  | 76.7667 | 1
| Zone | South Orange County | 5 | Monthly System Peak Day | SCE | 1-in-10 | 2022 | 24 |  |  |  | 73.3367 | 1
| Zone | South Orange County | 6 | Average Weekday | SCE | 1-in-10 | 2022 | 1 |  |  |  | 64.8305 | 1
| Zone | South Orange County | 6 | Average Weekday | SCE | 1-in-10 | 2022 | 2 |  |  |  | 64.5677 | 1
| Zone | South Orange County | 6 | Average Weekday | SCE | 1-in-10 | 2022 | 3 |  |  |  | 64.3736 | 1
| Zone | South Orange County | 6 | Average Weekday | SCE | 1-in-10 | 2022 | 4 |  |  |  | 64.1311 | 1
| Zone | South Orange County | 6 | Average Weekday | SCE | 1-in-10 | 2022 | 5 |  |  |  | 63.9809 | 1
| Zone | South Orange County | 6 | Average Weekday | SCE | 1-in-10 | 2022 | 6 |  |  |  | 63.8758 | 1
| Zone | South Orange County | 6 | Average Weekday | SCE | 1-in-10 | 2022 | 7 |  |  |  | 63.8143 | 1
| Zone | South Orange County | 6 | Average Weekday | SCE | 1-in-10 | 2022 | 8 |  |  |  | 64.0327 | 1
| Zone | South Orange County | 6 | Average Weekday | SCE | 1-in-10 | 2022 | 9 |  |  |  | 64.9331 | 1
| Zone | South Orange County | 6 | Average Weekday | SCE | 1-in-10 | 2022 | 10 |  |  |  | 66.7504 | 1
| Zone | South Orange County | 6 | Average Weekday | SCE | 1-in-10 | 2022 | 11 |  |  |  | 69.068 | 1
| Zone | South Orange County | 6 | Average Weekday | SCE | 1-in-10 | 2022 | 12 |  |  |  | 70.8322 | 1
| Zone | South Orange County | 6 | Average Weekday | SCE | 1-in-10 | 2022 | 13 |  |  |  | 71.7878 | 1
| Zone | South Orange County | 6 | Average Weekday | SCE | 1-in-10 | 2022 | 14 |  |  |  | 72.1196 | 1
| Zone | South Orange County | 6 | Average Weekday | SCE | 1-in-10 | 2022 | 15 |  |  |  | 72.8228 | 1
| Zone | South Orange County | 6 | Average Weekday | SCE | 1-in-10 | 2022 | 16 |  |  |  | 73.7532 | 1
| Zone | South Orange County | 6 | Average Weekday | SCE | 1-in-10 | 2022 | 17 |  |  |  | 73.7854 | 1
| Zone | South Orange County | 6 | Average Weekday | SCE | 1-in-10 | 2022 | 18 |  |  |  | 73.2464 | 1
| Zone | South Orange County | 6 | Average Weekday | SCE | 1-in-10 | 2022 | 19 |  |  |  | 72.2489 | 1
| Zone | South Orange County | 6 | Average Weekday | SCE | 1-in-10 | 2022 | 20 |  |  |  | 70.5072 | 1
| Zone | South Orange County | 6 | Average Weekday | SCE | 1-in-10 | 2022 | 21 |  |  |  | 68.643 | 1
| Zone | South Orange County | 6 | Average Weekday | SCE | 1-in-10 | 2022 | 22 |  |  |  | 66.6989 | 1
| Zone | South Orange County | 6 | Average Weekday | SCE | 1-in-10 | 2022 | 23 |  |  |  | 65.7762 | 1
| Zone | South Orange County | 6 | Average Weekday | SCE | 1-in-10 | 2022 | 24 |  |  |  | 65.3146 | 1
| Zone | South Orange County | 6 | Monthly System Peak Day | SCE | 1-in-10 | 2022 | 1 |  |  |  | 69.4933 | 1
| Zone | South Orange County | 6 | Monthly System Peak Day | SCE | 1-in-10 | 2022 | 2 |  |  |  | 68.17 | 1
| Zone | South Orange County | 6 | Monthly System Peak Day | SCE | 1-in-10 | 2022 | 3 |  |  |  | 67.4867 | 1
| Zone | South Orange County | 6 | Monthly System Peak Day | SCE | 1-in-10 | 2022 | 4 |  |  |  | 67.555 | 1
| Zone | South Orange County | 6 | Monthly System Peak Day | SCE | 1-in-10 | 2022 | 5 |  |  |  | 66.5217 | 1
| Zone | South Orange County | 6 | Monthly System Peak Day | SCE | 1-in-10 | 2022 | 6 |  |  |  | 65.4483 | 1
| Zone | South Orange County | 6 | Monthly System Peak Day | SCE | 1-in-10 | 2022 | 7 |  |  |  | 64.825 | 1
| Zone | South Orange County | 6 | Monthly System Peak Day | SCE | 1-in-10 | 2022 | 8 |  |  |  | 65.605 | 1
| Zone | South Orange County | 6 | Monthly System Peak Day | SCE | 1-in-10 | 2022 | 9 |  |  |  | 68.4683 | 1
| Zone | South Orange County | 6 | Monthly System Peak Day | SCE | 1-in-10 | 2022 | 10 |  |  |  | 73.475 | 1
| Zone | South Orange County | 6 | Monthly System Peak Day | SCE | 1-in-10 | 2022 | 11 |  |  |  | 78.5033 | 1
| Zone | South Orange County | 6 | Monthly System Peak Day | SCE | 1-in-10 | 2022 | 12 |  |  |  | 78.9933 | 1
| Zone | South Orange County | 6 | Monthly System Peak Day | SCE | 1-in-10 | 2022 | 13 |  |  |  | 77.77 | 1
| Zone | South Orange County | 6 | Monthly System Peak Day | SCE | 1-in-10 | 2022 | 14 |  |  |  | 78.4433 | 1
| Zone | South Orange County | 6 | Monthly System Peak Day | SCE | 1-in-10 | 2022 | 15 |  |  |  | 80.8167 | 1
| Zone | South Orange County | 6 | Monthly System Peak Day | SCE | 1-in-10 | 2022 | 16 |  |  |  | 85.05 | 1
| Zone | South Orange County | 6 | Monthly System Peak Day | SCE | 1-in-10 | 2022 | 17 |  |  |  | 86.7667 | 1
| Zone | South Orange County | 6 | Monthly System Peak Day | SCE | 1-in-10 | 2022 | 18 |  |  |  | 86.55 | 1
| Zone | South Orange County | 6 | Monthly System Peak Day | SCE | 1-in-10 | 2022 | 19 |  |  |  | 82.1 | 1
| Zone | South Orange County | 6 | Monthly System Peak Day | SCE | 1-in-10 | 2022 | 20 |  |  |  | 75.1867 | 1
| Zone | South Orange County | 6 | Monthly System Peak Day | SCE | 1-in-10 | 2022 | 21 |  |  |  | 71.49 | 1
| Zone | South Orange County | 6 | Monthly System Peak Day | SCE | 1-in-10 | 2022 | 22 |  |  |  | 69.115 | 1
| Zone | South Orange County | 6 | Monthly System Peak Day | SCE | 1-in-10 | 2022 | 23 |  |  |  | 67.8333 | 1
| Zone | South Orange County | 6 | Monthly System Peak Day | SCE | 1-in-10 | 2022 | 24 |  |  |  | 67.1917 | 1
| Zone | South Orange County | 7 | Average Weekday | SCE | 1-in-10 | 2022 | 1 |  |  |  | 69.4461 | 1
| Zone | South Orange County | 7 | Average Weekday | SCE | 1-in-10 | 2022 | 2 |  |  |  | 69.086 | 1
| Zone | South Orange County | 7 | Average Weekday | SCE | 1-in-10 | 2022 | 3 |  |  |  | 68.7807 | 1
| Zone | South Orange County | 7 | Average Weekday | SCE | 1-in-10 | 2022 | 4 |  |  |  | 68.5325 | 1
| Zone | South Orange County | 7 | Average Weekday | SCE | 1-in-10 | 2022 | 5 |  |  |  | 68.3902 | 1
| Zone | South Orange County | 7 | Average Weekday | SCE | 1-in-10 | 2022 | 6 |  |  |  | 68.3303 | 1
| Zone | South Orange County | 7 | Average Weekday | SCE | 1-in-10 | 2022 | 7 |  |  |  | 68.2904 | 1
| Zone | South Orange County | 7 | Average Weekday | SCE | 1-in-10 | 2022 | 8 |  |  |  | 68.6719 | 1
| Zone | South Orange County | 7 | Average Weekday | SCE | 1-in-10 | 2022 | 9 |  |  |  | 70.0939 | 1
| Zone | South Orange County | 7 | Average Weekday | SCE | 1-in-10 | 2022 | 10 |  |  |  | 72.5596 | 1
| Zone | South Orange County | 7 | Average Weekday | SCE | 1-in-10 | 2022 | 11 |  |  |  | 75.3255 | 1
| Zone | South Orange County | 7 | Average Weekday | SCE | 1-in-10 | 2022 | 12 |  |  |  | 77.2332 | 1
| Zone | South Orange County | 7 | Average Weekday | SCE | 1-in-10 | 2022 | 13 |  |  |  | 78.0307 | 1
| Zone | South Orange County | 7 | Average Weekday | SCE | 1-in-10 | 2022 | 14 |  |  |  | 78.1088 | 1
| Zone | South Orange County | 7 | Average Weekday | SCE | 1-in-10 | 2022 | 15 |  |  |  | 78.888 | 1
| Zone | South Orange County | 7 | Average Weekday | SCE | 1-in-10 | 2022 | 16 |  |  |  | 79.4733 | 1
| Zone | South Orange County | 7 | Average Weekday | SCE | 1-in-10 | 2022 | 17 |  |  |  | 79.575 | 1
| Zone | South Orange County | 7 | Average Weekday | SCE | 1-in-10 | 2022 | 18 |  |  |  | 79.1003 | 1
| Zone | South Orange County | 7 | Average Weekday | SCE | 1-in-10 | 2022 | 19 |  |  |  | 78.1803 | 1
| Zone | South Orange County | 7 | Average Weekday | SCE | 1-in-10 | 2022 | 20 |  |  |  | 76.474 | 1
| Zone | South Orange County | 7 | Average Weekday | SCE | 1-in-10 | 2022 | 21 |  |  |  | 74.0284 | 1
| Zone | South Orange County | 7 | Average Weekday | SCE | 1-in-10 | 2022 | 22 |  |  |  | 71.8255 | 1
| Zone | South Orange County | 7 | Average Weekday | SCE | 1-in-10 | 2022 | 23 |  |  |  | 70.847 | 1
| Zone | South Orange County | 7 | Average Weekday | SCE | 1-in-10 | 2022 | 24 |  |  |  | 70.1921 | 1
| Zone | South Orange County | 7 | Monthly System Peak Day | SCE | 1-in-10 | 2022 | 1 |  |  |  | 71.6167 | 1
| Zone | South Orange County | 7 | Monthly System Peak Day | SCE | 1-in-10 | 2022 | 2 |  |  |  | 70.0867 | 1
| Zone | South Orange County | 7 | Monthly System Peak Day | SCE | 1-in-10 | 2022 | 3 |  |  |  | 69.2733 | 1
| Zone | South Orange County | 7 | Monthly System Peak Day | SCE | 1-in-10 | 2022 | 4 |  |  |  | 68.805 | 1
| Zone | South Orange County | 7 | Monthly System Peak Day | SCE | 1-in-10 | 2022 | 5 |  |  |  | 68.6233 | 1
| Zone | South Orange County | 7 | Monthly System Peak Day | SCE | 1-in-10 | 2022 | 6 |  |  |  | 68.5967 | 1
| Zone | South Orange County | 7 | Monthly System Peak Day | SCE | 1-in-10 | 2022 | 7 |  |  |  | 68.31 | 1
| Zone | South Orange County | 7 | Monthly System Peak Day | SCE | 1-in-10 | 2022 | 8 |  |  |  | 68.8167 | 1
| Zone | South Orange County | 7 | Monthly System Peak Day | SCE | 1-in-10 | 2022 | 9 |  |  |  | 71.4667 | 1
| Zone | South Orange County | 7 | Monthly System Peak Day | SCE | 1-in-10 | 2022 | 10 |  |  |  | 75.3833 | 1
| Zone | South Orange County | 7 | Monthly System Peak Day | SCE | 1-in-10 | 2022 | 11 |  |  |  | 81.2333 | 1
| Zone | South Orange County | 7 | Monthly System Peak Day | SCE | 1-in-10 | 2022 | 12 |  |  |  | 84.5833 | 1
| Zone | South Orange County | 7 | Monthly System Peak Day | SCE | 1-in-10 | 2022 | 13 |  |  |  | 87.1 | 1
| Zone | South Orange County | 7 | Monthly System Peak Day | SCE | 1-in-10 | 2022 | 14 |  |  |  | 89.7 | 1
| Zone | South Orange County | 7 | Monthly System Peak Day | SCE | 1-in-10 | 2022 | 15 |  |  |  | 94.0167 | 1
| Zone | South Orange County | 7 | Monthly System Peak Day | SCE | 1-in-10 | 2022 | 16 |  |  |  | 96.8667 | 1
| Zone | South Orange County | 7 | Monthly System Peak Day | SCE | 1-in-10 | 2022 | 17 |  |  |  | 98.65 | 1
| Zone | South Orange County | 7 | Monthly System Peak Day | SCE | 1-in-10 | 2022 | 18 |  |  |  | 99.0333 | 1
| Zone | South Orange County | 7 | Monthly System Peak Day | SCE | 1-in-10 | 2022 | 19 |  |  |  | 97.8333 | 1
| Zone | South Orange County | 7 | Monthly System Peak Day | SCE | 1-in-10 | 2022 | 20 |  |  |  | 94.8833 | 1
| Zone | South Orange County | 7 | Monthly System Peak Day | SCE | 1-in-10 | 2022 | 21 |  |  |  | 91.5833 | 1
| Zone | South Orange County | 7 | Monthly System Peak Day | SCE | 1-in-10 | 2022 | 22 |  |  |  | 83.9 | 1
| Zone | South Orange County | 7 | Monthly System Peak Day | SCE | 1-in-10 | 2022 | 23 |  |  |  | 79.7333 | 1
| Zone | South Orange County | 7 | Monthly System Peak Day | SCE | 1-in-10 | 2022 | 24 |  |  |  | 77.2333 | 1
| Zone | South Orange County | 8 | Average Weekday | SCE | 1-in-10 | 2022 | 1 |  |  |  | 70.3677 | 1
| Zone | South Orange County | 8 | Average Weekday | SCE | 1-in-10 | 2022 | 2 |  |  |  | 69.9409 | 1
| Zone | South Orange County | 8 | Average Weekday | SCE | 1-in-10 | 2022 | 3 |  |  |  | 69.6016 | 1
| Zone | South Orange County | 8 | Average Weekday | SCE | 1-in-10 | 2022 | 4 |  |  |  | 69.3505 | 1
| Zone | South Orange County | 8 | Average Weekday | SCE | 1-in-10 | 2022 | 5 |  |  |  | 69.1512 | 1
| Zone | South Orange County | 8 | Average Weekday | SCE | 1-in-10 | 2022 | 6 |  |  |  | 68.9962 | 1
| Zone | South Orange County | 8 | Average Weekday | SCE | 1-in-10 | 2022 | 7 |  |  |  | 68.9442 | 1
| Zone | South Orange County | 8 | Average Weekday | SCE | 1-in-10 | 2022 | 8 |  |  |  | 69.0716 | 1
| Zone | South Orange County | 8 | Average Weekday | SCE | 1-in-10 | 2022 | 9 |  |  |  | 70.417 | 1
| Zone | South Orange County | 8 | Average Weekday | SCE | 1-in-10 | 2022 | 10 |  |  |  | 72.8398 | 1
| Zone | South Orange County | 8 | Average Weekday | SCE | 1-in-10 | 2022 | 11 |  |  |  | 75.7373 | 1
| Zone | South Orange County | 8 | Average Weekday | SCE | 1-in-10 | 2022 | 12 |  |  |  | 78.0552 | 1
| Zone | South Orange County | 8 | Average Weekday | SCE | 1-in-10 | 2022 | 13 |  |  |  | 78.807 | 1
| Zone | South Orange County | 8 | Average Weekday | SCE | 1-in-10 | 2022 | 14 |  |  |  | 79.5915 | 1
| Zone | South Orange County | 8 | Average Weekday | SCE | 1-in-10 | 2022 | 15 |  |  |  | 80.3355 | 1
| Zone | South Orange County | 8 | Average Weekday | SCE | 1-in-10 | 2022 | 16 |  |  |  | 80.3471 | 1
| Zone | South Orange County | 8 | Average Weekday | SCE | 1-in-10 | 2022 | 17 |  |  |  | 80.2036 | 1
| Zone | South Orange County | 8 | Average Weekday | SCE | 1-in-10 | 2022 | 18 |  |  |  | 79.7014 | 1
| Zone | South Orange County | 8 | Average Weekday | SCE | 1-in-10 | 2022 | 19 |  |  |  | 78.4407 | 1
| Zone | South Orange County | 8 | Average Weekday | SCE | 1-in-10 | 2022 | 20 |  |  |  | 76.4672 | 1
| Zone | South Orange County | 8 | Average Weekday | SCE | 1-in-10 | 2022 | 21 |  |  |  | 73.8259 | 1
| Zone | South Orange County | 8 | Average Weekday | SCE | 1-in-10 | 2022 | 22 |  |  |  | 72.2143 | 1
| Zone | South Orange County | 8 | Average Weekday | SCE | 1-in-10 | 2022 | 23 |  |  |  | 71.629 | 1
| Zone | South Orange County | 8 | Average Weekday | SCE | 1-in-10 | 2022 | 24 |  |  |  | 71.1377 | 1
| Zone | South Orange County | 8 | Monthly System Peak Day | SCE | 1-in-10 | 2022 | 1 |  |  |  | 72.2533 | 1
| Zone | South Orange County | 8 | Monthly System Peak Day | SCE | 1-in-10 | 2022 | 2 |  |  |  | 71.9167 | 1
| Zone | South Orange County | 8 | Monthly System Peak Day | SCE | 1-in-10 | 2022 | 3 |  |  |  | 71.5533 | 1
| Zone | South Orange County | 8 | Monthly System Peak Day | SCE | 1-in-10 | 2022 | 4 |  |  |  | 71.0633 | 1
| Zone | South Orange County | 8 | Monthly System Peak Day | SCE | 1-in-10 | 2022 | 5 |  |  |  | 70.67 | 1
| Zone | South Orange County | 8 | Monthly System Peak Day | SCE | 1-in-10 | 2022 | 6 |  |  |  | 70.4067 | 1
| Zone | South Orange County | 8 | Monthly System Peak Day | SCE | 1-in-10 | 2022 | 7 |  |  |  | 70.1267 | 1
| Zone | South Orange County | 8 | Monthly System Peak Day | SCE | 1-in-10 | 2022 | 8 |  |  |  | 70.0033 | 1
| Zone | South Orange County | 8 | Monthly System Peak Day | SCE | 1-in-10 | 2022 | 9 |  |  |  | 72.0167 | 1
| Zone | South Orange County | 8 | Monthly System Peak Day | SCE | 1-in-10 | 2022 | 10 |  |  |  | 76.2667 | 1
| Zone | South Orange County | 8 | Monthly System Peak Day | SCE | 1-in-10 | 2022 | 11 |  |  |  | 80.7167 | 1
| Zone | South Orange County | 8 | Monthly System Peak Day | SCE | 1-in-10 | 2022 | 12 |  |  |  | 81.4167 | 1
| Zone | South Orange County | 8 | Monthly System Peak Day | SCE | 1-in-10 | 2022 | 13 |  |  |  | 80.9667 | 1
| Zone | South Orange County | 8 | Monthly System Peak Day | SCE | 1-in-10 | 2022 | 14 |  |  |  | 82.4333 | 1
| Zone | South Orange County | 8 | Monthly System Peak Day | SCE | 1-in-10 | 2022 | 15 |  |  |  | 85.05 | 1
| Zone | South Orange County | 8 | Monthly System Peak Day | SCE | 1-in-10 | 2022 | 16 |  |  |  | 86.9167 | 1
| Zone | South Orange County | 8 | Monthly System Peak Day | SCE | 1-in-10 | 2022 | 17 |  |  |  | 87.55 | 1
| Zone | South Orange County | 8 | Monthly System Peak Day | SCE | 1-in-10 | 2022 | 18 |  |  |  | 86.6333 | 1
| Zone | South Orange County | 8 | Monthly System Peak Day | SCE | 1-in-10 | 2022 | 19 |  |  |  | 85.15 | 1
| Zone | South Orange County | 8 | Monthly System Peak Day | SCE | 1-in-10 | 2022 | 20 |  |  |  | 83.0667 | 1
| Zone | South Orange County | 8 | Monthly System Peak Day | SCE | 1-in-10 | 2022 | 21 |  |  |  | 79.1667 | 1
| Zone | South Orange County | 8 | Monthly System Peak Day | SCE | 1-in-10 | 2022 | 22 |  |  |  | 76.55 | 1
| Zone | South Orange County | 8 | Monthly System Peak Day | SCE | 1-in-10 | 2022 | 23 |  |  |  | 74.6333 | 1
| Zone | South Orange County | 8 | Monthly System Peak Day | SCE | 1-in-10 | 2022 | 24 |  |  |  | 73.5 | 1
| Zone | South Orange County | 8 | Typical Event Day | SCE | 1-in-10 | 2022 | 1 |  |  |  | 71.9242 | 1
| Zone | South Orange County | 8 | Typical Event Day | SCE | 1-in-10 | 2022 | 2 |  |  |  | 70.8933 | 1
| Zone | South Orange County | 8 | Typical Event Day | SCE | 1-in-10 | 2022 | 3 |  |  |  | 70.245 | 1
| Zone | South Orange County | 8 | Typical Event Day | SCE | 1-in-10 | 2022 | 4 |  |  |  | 70.0308 | 1
| Zone | South Orange County | 8 | Typical Event Day | SCE | 1-in-10 | 2022 | 5 |  |  |  | 69.5579 | 1
| Zone | South Orange County | 8 | Typical Event Day | SCE | 1-in-10 | 2022 | 6 |  |  |  | 69.1504 | 1
| Zone | South Orange County | 8 | Typical Event Day | SCE | 1-in-10 | 2022 | 7 |  |  |  | 68.7904 | 1
| Zone | South Orange County | 8 | Typical Event Day | SCE | 1-in-10 | 2022 | 8 |  |  |  | 69.1354 | 1
| Zone | South Orange County | 8 | Typical Event Day | SCE | 1-in-10 | 2022 | 9 |  |  |  | 71.4379 | 1
| Zone | South Orange County | 8 | Typical Event Day | SCE | 1-in-10 | 2022 | 10 |  |  |  | 75.7646 | 1
| Zone | South Orange County | 8 | Typical Event Day | SCE | 1-in-10 | 2022 | 11 |  |  |  | 80.9008 | 1
| Zone | South Orange County | 8 | Typical Event Day | SCE | 1-in-10 | 2022 | 12 |  |  |  | 82.915 | 1
| Zone | South Orange County | 8 | Typical Event Day | SCE | 1-in-10 | 2022 | 13 |  |  |  | 83.7217 | 1
| Zone | South Orange County | 8 | Typical Event Day | SCE | 1-in-10 | 2022 | 14 |  |  |  | 85.4817 | 1
| Zone | South Orange County | 8 | Typical Event Day | SCE | 1-in-10 | 2022 | 15 |  |  |  | 87.85 | 1
| Zone | South Orange County | 8 | Typical Event Day | SCE | 1-in-10 | 2022 | 16 |  |  |  | 90.3458 | 1
| Zone | South Orange County | 8 | Typical Event Day | SCE | 1-in-10 | 2022 | 17 |  |  |  | 91.5417 | 1
| Zone | South Orange County | 8 | Typical Event Day | SCE | 1-in-10 | 2022 | 18 |  |  |  | 91.4583 | 1
| Zone | South Orange County | 8 | Typical Event Day | SCE | 1-in-10 | 2022 | 19 |  |  |  | 89.3583 | 1
| Zone | South Orange County | 8 | Typical Event Day | SCE | 1-in-10 | 2022 | 20 |  |  |  | 85.5175 | 1
| Zone | South Orange County | 8 | Typical Event Day | SCE | 1-in-10 | 2022 | 21 |  |  |  | 81.5517 | 1
| Zone | South Orange County | 8 | Typical Event Day | SCE | 1-in-10 | 2022 | 22 |  |  |  | 78.4496 | 1
| Zone | South Orange County | 8 | Typical Event Day | SCE | 1-in-10 | 2022 | 23 |  |  |  | 76.3125 | 1
| Zone | South Orange County | 8 | Typical Event Day | SCE | 1-in-10 | 2022 | 24 |  |  |  | 74.7438 | 1
| Zone | South Orange County | 9 | Average Weekday | SCE | 1-in-10 | 2022 | 1 |  |  |  | 71.7479 | 1
| Zone | South Orange County | 9 | Average Weekday | SCE | 1-in-10 | 2022 | 2 |  |  |  | 71.1465 | 1
| Zone | South Orange County | 9 | Average Weekday | SCE | 1-in-10 | 2022 | 3 |  |  |  | 70.6301 | 1
| Zone | South Orange County | 9 | Average Weekday | SCE | 1-in-10 | 2022 | 4 |  |  |  | 70.1971 | 1
| Zone | South Orange County | 9 | Average Weekday | SCE | 1-in-10 | 2022 | 5 |  |  |  | 69.8707 | 1
| Zone | South Orange County | 9 | Average Weekday | SCE | 1-in-10 | 2022 | 6 |  |  |  | 69.5087 | 1
| Zone | South Orange County | 9 | Average Weekday | SCE | 1-in-10 | 2022 | 7 |  |  |  | 69.2601 | 1
| Zone | South Orange County | 9 | Average Weekday | SCE | 1-in-10 | 2022 | 8 |  |  |  | 69.177 | 1
| Zone | South Orange County | 9 | Average Weekday | SCE | 1-in-10 | 2022 | 9 |  |  |  | 70.2802 | 1
| Zone | South Orange County | 9 | Average Weekday | SCE | 1-in-10 | 2022 | 10 |  |  |  | 72.886 | 1
| Zone | South Orange County | 9 | Average Weekday | SCE | 1-in-10 | 2022 | 11 |  |  |  | 75.8762 | 1
| Zone | South Orange County | 9 | Average Weekday | SCE | 1-in-10 | 2022 | 12 |  |  |  | 78.4211 | 1
| Zone | South Orange County | 9 | Average Weekday | SCE | 1-in-10 | 2022 | 13 |  |  |  | 79.6325 | 1
| Zone | South Orange County | 9 | Average Weekday | SCE | 1-in-10 | 2022 | 14 |  |  |  | 80.3008 | 1
| Zone | South Orange County | 9 | Average Weekday | SCE | 1-in-10 | 2022 | 15 |  |  |  | 81.2714 | 1
| Zone | South Orange County | 9 | Average Weekday | SCE | 1-in-10 | 2022 | 16 |  |  |  | 81.5167 | 1
| Zone | South Orange County | 9 | Average Weekday | SCE | 1-in-10 | 2022 | 17 |  |  |  | 81.431 | 1
| Zone | South Orange County | 9 | Average Weekday | SCE | 1-in-10 | 2022 | 18 |  |  |  | 80.6365 | 1
| Zone | South Orange County | 9 | Average Weekday | SCE | 1-in-10 | 2022 | 19 |  |  |  | 79.223 | 1
| Zone | South Orange County | 9 | Average Weekday | SCE | 1-in-10 | 2022 | 20 |  |  |  | 77.0676 | 1
| Zone | South Orange County | 9 | Average Weekday | SCE | 1-in-10 | 2022 | 21 |  |  |  | 74.7656 | 1
| Zone | South Orange County | 9 | Average Weekday | SCE | 1-in-10 | 2022 | 22 |  |  |  | 73.7906 | 1
| Zone | South Orange County | 9 | Average Weekday | SCE | 1-in-10 | 2022 | 23 |  |  |  | 72.9166 | 1
| Zone | South Orange County | 9 | Average Weekday | SCE | 1-in-10 | 2022 | 24 |  |  |  | 72.1378 | 1
| Zone | South Orange County | 9 | Monthly System Peak Day | SCE | 1-in-10 | 2022 | 1 |  |  |  | 74.3333 | 1
| Zone | South Orange County | 9 | Monthly System Peak Day | SCE | 1-in-10 | 2022 | 2 |  |  |  | 73.4 | 1
| Zone | South Orange County | 9 | Monthly System Peak Day | SCE | 1-in-10 | 2022 | 3 |  |  |  | 72.6667 | 1
| Zone | South Orange County | 9 | Monthly System Peak Day | SCE | 1-in-10 | 2022 | 4 |  |  |  | 72.7 | 1
| Zone | South Orange County | 9 | Monthly System Peak Day | SCE | 1-in-10 | 2022 | 5 |  |  |  | 72.4167 | 1
| Zone | South Orange County | 9 | Monthly System Peak Day | SCE | 1-in-10 | 2022 | 6 |  |  |  | 72.15 | 1
| Zone | South Orange County | 9 | Monthly System Peak Day | SCE | 1-in-10 | 2022 | 7 |  |  |  | 71.9 | 1
| Zone | South Orange County | 9 | Monthly System Peak Day | SCE | 1-in-10 | 2022 | 8 |  |  |  | 72.1167 | 1
| Zone | South Orange County | 9 | Monthly System Peak Day | SCE | 1-in-10 | 2022 | 9 |  |  |  | 73.8 | 1
| Zone | South Orange County | 9 | Monthly System Peak Day | SCE | 1-in-10 | 2022 | 10 |  |  |  | 77.9333 | 1
| Zone | South Orange County | 9 | Monthly System Peak Day | SCE | 1-in-10 | 2022 | 11 |  |  |  | 83.15 | 1
| Zone | South Orange County | 9 | Monthly System Peak Day | SCE | 1-in-10 | 2022 | 12 |  |  |  | 86.6667 | 1
| Zone | South Orange County | 9 | Monthly System Peak Day | SCE | 1-in-10 | 2022 | 13 |  |  |  | 89.05 | 1
| Zone | South Orange County | 9 | Monthly System Peak Day | SCE | 1-in-10 | 2022 | 14 |  |  |  | 91.35 | 1
| Zone | South Orange County | 9 | Monthly System Peak Day | SCE | 1-in-10 | 2022 | 15 |  |  |  | 91.5167 | 1
| Zone | South Orange County | 9 | Monthly System Peak Day | SCE | 1-in-10 | 2022 | 16 |  |  |  | 92.55 | 1
| Zone | South Orange County | 9 | Monthly System Peak Day | SCE | 1-in-10 | 2022 | 17 |  |  |  | 93.2 | 1
| Zone | South Orange County | 9 | Monthly System Peak Day | SCE | 1-in-10 | 2022 | 18 |  |  |  | 93.6167 | 1
| Zone | South Orange County | 9 | Monthly System Peak Day | SCE | 1-in-10 | 2022 | 19 |  |  |  | 92.35 | 1
| Zone | South Orange County | 9 | Monthly System Peak Day | SCE | 1-in-10 | 2022 | 20 |  |  |  | 88.9333 | 1
| Zone | South Orange County | 9 | Monthly System Peak Day | SCE | 1-in-10 | 2022 | 21 |  |  |  | 83.9667 | 1
| Zone | South Orange County | 9 | Monthly System Peak Day | SCE | 1-in-10 | 2022 | 22 |  |  |  | 84.2333 | 1
| Zone | South Orange County | 9 | Monthly System Peak Day | SCE | 1-in-10 | 2022 | 23 |  |  |  | 83.05 | 1
| Zone | South Orange County | 9 | Monthly System Peak Day | SCE | 1-in-10 | 2022 | 24 |  |  |  | 81.05 | 1
| Zone | South Orange County | 10 | Average Weekday | SCE | 1-in-10 | 2022 | 1 |  |  |  | 69.118 | 1
| Zone | South Orange County | 10 | Average Weekday | SCE | 1-in-10 | 2022 | 2 |  |  |  | 68.5352 | 1
| Zone | South Orange County | 10 | Average Weekday | SCE | 1-in-10 | 2022 | 3 |  |  |  | 67.8411 | 1
| Zone | South Orange County | 10 | Average Weekday | SCE | 1-in-10 | 2022 | 4 |  |  |  | 67.235 | 1
| Zone | South Orange County | 10 | Average Weekday | SCE | 1-in-10 | 2022 | 5 |  |  |  | 66.6026 | 1
| Zone | South Orange County | 10 | Average Weekday | SCE | 1-in-10 | 2022 | 6 |  |  |  | 66.2633 | 1
| Zone | South Orange County | 10 | Average Weekday | SCE | 1-in-10 | 2022 | 7 |  |  |  | 65.9069 | 1
| Zone | South Orange County | 10 | Average Weekday | SCE | 1-in-10 | 2022 | 8 |  |  |  | 65.5926 | 1
| Zone | South Orange County | 10 | Average Weekday | SCE | 1-in-10 | 2022 | 9 |  |  |  | 65.9445 | 1
| Zone | South Orange County | 10 | Average Weekday | SCE | 1-in-10 | 2022 | 10 |  |  |  | 68.4825 | 1
| Zone | South Orange County | 10 | Average Weekday | SCE | 1-in-10 | 2022 | 11 |  |  |  | 71.8683 | 1
| Zone | South Orange County | 10 | Average Weekday | SCE | 1-in-10 | 2022 | 12 |  |  |  | 74.8892 | 1
| Zone | South Orange County | 10 | Average Weekday | SCE | 1-in-10 | 2022 | 13 |  |  |  | 77.3307 | 1
| Zone | South Orange County | 10 | Average Weekday | SCE | 1-in-10 | 2022 | 14 |  |  |  | 78.5737 | 1
| Zone | South Orange County | 10 | Average Weekday | SCE | 1-in-10 | 2022 | 15 |  |  |  | 79.2328 | 1
| Zone | South Orange County | 10 | Average Weekday | SCE | 1-in-10 | 2022 | 16 |  |  |  | 79.1279 | 1
| Zone | South Orange County | 10 | Average Weekday | SCE | 1-in-10 | 2022 | 17 |  |  |  | 78.8701 | 1
| Zone | South Orange County | 10 | Average Weekday | SCE | 1-in-10 | 2022 | 18 |  |  |  | 78.3056 | 1
| Zone | South Orange County | 10 | Average Weekday | SCE | 1-in-10 | 2022 | 19 |  |  |  | 76.8335 | 1
| Zone | South Orange County | 10 | Average Weekday | SCE | 1-in-10 | 2022 | 20 |  |  |  | 74.2791 | 1
| Zone | South Orange County | 10 | Average Weekday | SCE | 1-in-10 | 2022 | 21 |  |  |  | 72.6954 | 1
| Zone | South Orange County | 10 | Average Weekday | SCE | 1-in-10 | 2022 | 22 |  |  |  | 71.6686 | 1
| Zone | South Orange County | 10 | Average Weekday | SCE | 1-in-10 | 2022 | 23 |  |  |  | 70.7785 | 1
| Zone | South Orange County | 10 | Average Weekday | SCE | 1-in-10 | 2022 | 24 |  |  |  | 69.9095 | 1
| Zone | South Orange County | 10 | Monthly System Peak Day | SCE | 1-in-10 | 2022 | 1 |  |  |  | 77.2 | 1
| Zone | South Orange County | 10 | Monthly System Peak Day | SCE | 1-in-10 | 2022 | 2 |  |  |  | 79.3167 | 1
| Zone | South Orange County | 10 | Monthly System Peak Day | SCE | 1-in-10 | 2022 | 3 |  |  |  | 75.8667 | 1
| Zone | South Orange County | 10 | Monthly System Peak Day | SCE | 1-in-10 | 2022 | 4 |  |  |  | 75.9133 | 1
| Zone | South Orange County | 10 | Monthly System Peak Day | SCE | 1-in-10 | 2022 | 5 |  |  |  | 77.21 | 1
| Zone | South Orange County | 10 | Monthly System Peak Day | SCE | 1-in-10 | 2022 | 6 |  |  |  | 81.2067 | 1
| Zone | South Orange County | 10 | Monthly System Peak Day | SCE | 1-in-10 | 2022 | 7 |  |  |  | 80.5833 | 1
| Zone | South Orange County | 10 | Monthly System Peak Day | SCE | 1-in-10 | 2022 | 8 |  |  |  | 80.4983 | 1
| Zone | South Orange County | 10 | Monthly System Peak Day | SCE | 1-in-10 | 2022 | 9 |  |  |  | 80.59 | 1
| Zone | South Orange County | 10 | Monthly System Peak Day | SCE | 1-in-10 | 2022 | 10 |  |  |  | 83.0667 | 1
| Zone | South Orange County | 10 | Monthly System Peak Day | SCE | 1-in-10 | 2022 | 11 |  |  |  | 86.9 | 1
| Zone | South Orange County | 10 | Monthly System Peak Day | SCE | 1-in-10 | 2022 | 12 |  |  |  | 91.65 | 1
| Zone | South Orange County | 10 | Monthly System Peak Day | SCE | 1-in-10 | 2022 | 13 |  |  |  | 96.8833 | 1
| Zone | South Orange County | 10 | Monthly System Peak Day | SCE | 1-in-10 | 2022 | 14 |  |  |  | 99.5833 | 1
| Zone | South Orange County | 10 | Monthly System Peak Day | SCE | 1-in-10 | 2022 | 15 |  |  |  | 100.9833 | 1
| Zone | South Orange County | 10 | Monthly System Peak Day | SCE | 1-in-10 | 2022 | 16 |  |  |  | 100.3833 | 1
| Zone | South Orange County | 10 | Monthly System Peak Day | SCE | 1-in-10 | 2022 | 17 |  |  |  | 99.8 | 1
| Zone | South Orange County | 10 | Monthly System Peak Day | SCE | 1-in-10 | 2022 | 18 |  |  |  | 100.4167 | 1
| Zone | South Orange County | 10 | Monthly System Peak Day | SCE | 1-in-10 | 2022 | 19 |  |  |  | 99.3833 | 1
| Zone | South Orange County | 10 | Monthly System Peak Day | SCE | 1-in-10 | 2022 | 20 |  |  |  | 94.9833 | 1
| Zone | South Orange County | 10 | Monthly System Peak Day | SCE | 1-in-10 | 2022 | 21 |  |  |  | 90.7667 | 1
| Zone | South Orange County | 10 | Monthly System Peak Day | SCE | 1-in-10 | 2022 | 22 |  |  |  | 87.9167 | 1
| Zone | South Orange County | 10 | Monthly System Peak Day | SCE | 1-in-10 | 2022 | 23 |  |  |  | 86.4667 | 1
| Zone | South Orange County | 10 | Monthly System Peak Day | SCE | 1-in-10 | 2022 | 24 |  |  |  | 85.7 | 1
| Zone | South Orange County | 11 | Average Weekday | SCE | 1-in-10 | 2022 | 1 |  |  |  | 58.9397 | 1
| Zone | South Orange County | 11 | Average Weekday | SCE | 1-in-10 | 2022 | 2 |  |  |  | 57.9461 | 1
| Zone | South Orange County | 11 | Average Weekday | SCE | 1-in-10 | 2022 | 3 |  |  |  | 56.9995 | 1
| Zone | South Orange County | 11 | Average Weekday | SCE | 1-in-10 | 2022 | 4 |  |  |  | 56.0916 | 1
| Zone | South Orange County | 11 | Average Weekday | SCE | 1-in-10 | 2022 | 5 |  |  |  | 55.3154 | 1
| Zone | South Orange County | 11 | Average Weekday | SCE | 1-in-10 | 2022 | 6 |  |  |  | 54.6663 | 1
| Zone | South Orange County | 11 | Average Weekday | SCE | 1-in-10 | 2022 | 7 |  |  |  | 54.3493 | 1
| Zone | South Orange County | 11 | Average Weekday | SCE | 1-in-10 | 2022 | 8 |  |  |  | 54.1698 | 1
| Zone | South Orange County | 11 | Average Weekday | SCE | 1-in-10 | 2022 | 9 |  |  |  | 55.668 | 1
| Zone | South Orange County | 11 | Average Weekday | SCE | 1-in-10 | 2022 | 10 |  |  |  | 59.6793 | 1
| Zone | South Orange County | 11 | Average Weekday | SCE | 1-in-10 | 2022 | 11 |  |  |  | 64.0458 | 1
| Zone | South Orange County | 11 | Average Weekday | SCE | 1-in-10 | 2022 | 12 |  |  |  | 67.5321 | 1
| Zone | South Orange County | 11 | Average Weekday | SCE | 1-in-10 | 2022 | 13 |  |  |  | 69.9497 | 1
| Zone | South Orange County | 11 | Average Weekday | SCE | 1-in-10 | 2022 | 14 |  |  |  | 71.1228 | 1
| Zone | South Orange County | 11 | Average Weekday | SCE | 1-in-10 | 2022 | 15 |  |  |  | 71.3371 | 1
| Zone | South Orange County | 11 | Average Weekday | SCE | 1-in-10 | 2022 | 16 |  |  |  | 71.0195 | 1
| Zone | South Orange County | 11 | Average Weekday | SCE | 1-in-10 | 2022 | 17 |  |  |  | 70.1644 | 1
| Zone | South Orange County | 11 | Average Weekday | SCE | 1-in-10 | 2022 | 18 |  |  |  | 68.4656 | 1
| Zone | South Orange County | 11 | Average Weekday | SCE | 1-in-10 | 2022 | 19 |  |  |  | 66.4926 | 1
| Zone | South Orange County | 11 | Average Weekday | SCE | 1-in-10 | 2022 | 20 |  |  |  | 64.7972 | 1
| Zone | South Orange County | 11 | Average Weekday | SCE | 1-in-10 | 2022 | 21 |  |  |  | 63.4676 | 1
| Zone | South Orange County | 11 | Average Weekday | SCE | 1-in-10 | 2022 | 22 |  |  |  | 62.0872 | 1
| Zone | South Orange County | 11 | Average Weekday | SCE | 1-in-10 | 2022 | 23 |  |  |  | 60.8519 | 1
| Zone | South Orange County | 11 | Average Weekday | SCE | 1-in-10 | 2022 | 24 |  |  |  | 59.7972 | 1
| Zone | South Orange County | 11 | Monthly System Peak Day | SCE | 1-in-10 | 2022 | 1 |  |  |  | 69.45 | 1
| Zone | South Orange County | 11 | Monthly System Peak Day | SCE | 1-in-10 | 2022 | 2 |  |  |  | 68.3317 | 1
| Zone | South Orange County | 11 | Monthly System Peak Day | SCE | 1-in-10 | 2022 | 3 |  |  |  | 67.435 | 1
| Zone | South Orange County | 11 | Monthly System Peak Day | SCE | 1-in-10 | 2022 | 4 |  |  |  | 66.2533 | 1
| Zone | South Orange County | 11 | Monthly System Peak Day | SCE | 1-in-10 | 2022 | 5 |  |  |  | 65.7983 | 1
| Zone | South Orange County | 11 | Monthly System Peak Day | SCE | 1-in-10 | 2022 | 6 |  |  |  | 64.7267 | 1
| Zone | South Orange County | 11 | Monthly System Peak Day | SCE | 1-in-10 | 2022 | 7 |  |  |  | 64.8883 | 1
| Zone | South Orange County | 11 | Monthly System Peak Day | SCE | 1-in-10 | 2022 | 8 |  |  |  | 65.895 | 1
| Zone | South Orange County | 11 | Monthly System Peak Day | SCE | 1-in-10 | 2022 | 9 |  |  |  | 68.315 | 1
| Zone | South Orange County | 11 | Monthly System Peak Day | SCE | 1-in-10 | 2022 | 10 |  |  |  | 72.92 | 1
| Zone | South Orange County | 11 | Monthly System Peak Day | SCE | 1-in-10 | 2022 | 11 |  |  |  | 80.5 | 1
| Zone | South Orange County | 11 | Monthly System Peak Day | SCE | 1-in-10 | 2022 | 12 |  |  |  | 86.7 | 1
| Zone | South Orange County | 11 | Monthly System Peak Day | SCE | 1-in-10 | 2022 | 13 |  |  |  | 90.5667 | 1
| Zone | South Orange County | 11 | Monthly System Peak Day | SCE | 1-in-10 | 2022 | 14 |  |  |  | 92.2667 | 1
| Zone | South Orange County | 11 | Monthly System Peak Day | SCE | 1-in-10 | 2022 | 15 |  |  |  | 92.5667 | 1
| Zone | South Orange County | 11 | Monthly System Peak Day | SCE | 1-in-10 | 2022 | 16 |  |  |  | 91.8333 | 1
| Zone | South Orange County | 11 | Monthly System Peak Day | SCE | 1-in-10 | 2022 | 17 |  |  |  | 90.8333 | 1
| Zone | South Orange County | 11 | Monthly System Peak Day | SCE | 1-in-10 | 2022 | 18 |  |  |  | 89.0667 | 1
| Zone | South Orange County | 11 | Monthly System Peak Day | SCE | 1-in-10 | 2022 | 19 |  |  |  | 86.4833 | 1
| Zone | South Orange County | 11 | Monthly System Peak Day | SCE | 1-in-10 | 2022 | 20 |  |  |  | 82 | 1
| Zone | South Orange County | 11 | Monthly System Peak Day | SCE | 1-in-10 | 2022 | 21 |  |  |  | 79.2 | 1
| Zone | South Orange County | 11 | Monthly System Peak Day | SCE | 1-in-10 | 2022 | 22 |  |  |  | 77.1 | 1
| Zone | South Orange County | 11 | Monthly System Peak Day | SCE | 1-in-10 | 2022 | 23 |  |  |  | 74.8 | 1
| Zone | South Orange County | 11 | Monthly System Peak Day | SCE | 1-in-10 | 2022 | 24 |  |  |  | 72.7667 | 1
| Zone | South Orange County | 12 | Average Weekday | SCE | 1-in-10 | 2022 | 1 |  |  |  | 51.8291 | 1
| Zone | South Orange County | 12 | Average Weekday | SCE | 1-in-10 | 2022 | 2 |  |  |  | 50.9499 | 1
| Zone | South Orange County | 12 | Average Weekday | SCE | 1-in-10 | 2022 | 3 |  |  |  | 50.0991 | 1
| Zone | South Orange County | 12 | Average Weekday | SCE | 1-in-10 | 2022 | 4 |  |  |  | 49.3577 | 1
| Zone | South Orange County | 12 | Average Weekday | SCE | 1-in-10 | 2022 | 5 |  |  |  | 48.6908 | 1
| Zone | South Orange County | 12 | Average Weekday | SCE | 1-in-10 | 2022 | 6 |  |  |  | 48.1454 | 1
| Zone | South Orange County | 12 | Average Weekday | SCE | 1-in-10 | 2022 | 7 |  |  |  | 47.9686 | 1
| Zone | South Orange County | 12 | Average Weekday | SCE | 1-in-10 | 2022 | 8 |  |  |  | 47.9584 | 1
| Zone | South Orange County | 12 | Average Weekday | SCE | 1-in-10 | 2022 | 9 |  |  |  | 49.005 | 1
| Zone | South Orange County | 12 | Average Weekday | SCE | 1-in-10 | 2022 | 10 |  |  |  | 52.1354 | 1
| Zone | South Orange County | 12 | Average Weekday | SCE | 1-in-10 | 2022 | 11 |  |  |  | 56.0031 | 1
| Zone | South Orange County | 12 | Average Weekday | SCE | 1-in-10 | 2022 | 12 |  |  |  | 59.2624 | 1
| Zone | South Orange County | 12 | Average Weekday | SCE | 1-in-10 | 2022 | 13 |  |  |  | 61.5066 | 1
| Zone | South Orange County | 12 | Average Weekday | SCE | 1-in-10 | 2022 | 14 |  |  |  | 62.8752 | 1
| Zone | South Orange County | 12 | Average Weekday | SCE | 1-in-10 | 2022 | 15 |  |  |  | 63.1948 | 1
| Zone | South Orange County | 12 | Average Weekday | SCE | 1-in-10 | 2022 | 16 |  |  |  | 62.9711 | 1
| Zone | South Orange County | 12 | Average Weekday | SCE | 1-in-10 | 2022 | 17 |  |  |  | 61.8362 | 1
| Zone | South Orange County | 12 | Average Weekday | SCE | 1-in-10 | 2022 | 18 |  |  |  | 59.9768 | 1
| Zone | South Orange County | 12 | Average Weekday | SCE | 1-in-10 | 2022 | 19 |  |  |  | 58.4232 | 1
| Zone | South Orange County | 12 | Average Weekday | SCE | 1-in-10 | 2022 | 20 |  |  |  | 57.4427 | 1
| Zone | South Orange County | 12 | Average Weekday | SCE | 1-in-10 | 2022 | 21 |  |  |  | 56.2781 | 1
| Zone | South Orange County | 12 | Average Weekday | SCE | 1-in-10 | 2022 | 22 |  |  |  | 55.1592 | 1
| Zone | South Orange County | 12 | Average Weekday | SCE | 1-in-10 | 2022 | 23 |  |  |  | 54.024 | 1
| Zone | South Orange County | 12 | Average Weekday | SCE | 1-in-10 | 2022 | 24 |  |  |  | 53.0568 | 1
| Zone | South Orange County | 12 | Monthly System Peak Day | SCE | 1-in-10 | 2022 | 1 |  |  |  | 45.5983 | 1
| Zone | South Orange County | 12 | Monthly System Peak Day | SCE | 1-in-10 | 2022 | 2 |  |  |  | 44.0583 | 1
| Zone | South Orange County | 12 | Monthly System Peak Day | SCE | 1-in-10 | 2022 | 3 |  |  |  | 42.7283 | 1
| Zone | South Orange County | 12 | Monthly System Peak Day | SCE | 1-in-10 | 2022 | 4 |  |  |  | 41.4067 | 1
| Zone | South Orange County | 12 | Monthly System Peak Day | SCE | 1-in-10 | 2022 | 5 |  |  |  | 40.1833 | 1
| Zone | South Orange County | 12 | Monthly System Peak Day | SCE | 1-in-10 | 2022 | 6 |  |  |  | 39.455 | 1
| Zone | South Orange County | 12 | Monthly System Peak Day | SCE | 1-in-10 | 2022 | 7 |  |  |  | 39.4983 | 1
| Zone | South Orange County | 12 | Monthly System Peak Day | SCE | 1-in-10 | 2022 | 8 |  |  |  | 40 | 1
| Zone | South Orange County | 12 | Monthly System Peak Day | SCE | 1-in-10 | 2022 | 9 |  |  |  | 41.15 | 1
| Zone | South Orange County | 12 | Monthly System Peak Day | SCE | 1-in-10 | 2022 | 10 |  |  |  | 45.9567 | 1
| Zone | South Orange County | 12 | Monthly System Peak Day | SCE | 1-in-10 | 2022 | 11 |  |  |  | 51.4333 | 1
| Zone | South Orange County | 12 | Monthly System Peak Day | SCE | 1-in-10 | 2022 | 12 |  |  |  | 53.555 | 1
| Zone | South Orange County | 12 | Monthly System Peak Day | SCE | 1-in-10 | 2022 | 13 |  |  |  | 54.46 | 1
| Zone | South Orange County | 12 | Monthly System Peak Day | SCE | 1-in-10 | 2022 | 14 |  |  |  | 55.6267 | 1
| Zone | South Orange County | 12 | Monthly System Peak Day | SCE | 1-in-10 | 2022 | 15 |  |  |  | 56.4667 | 1
| Zone | South Orange County | 12 | Monthly System Peak Day | SCE | 1-in-10 | 2022 | 16 |  |  |  | 56.5783 | 1
| Zone | South Orange County | 12 | Monthly System Peak Day | SCE | 1-in-10 | 2022 | 17 |  |  |  | 55.9683 | 1
| Zone | South Orange County | 12 | Monthly System Peak Day | SCE | 1-in-10 | 2022 | 18 |  |  |  | 54.3267 | 1
| Zone | South Orange County | 12 | Monthly System Peak Day | SCE | 1-in-10 | 2022 | 19 |  |  |  | 52.8067 | 1
| Zone | South Orange County | 12 | Monthly System Peak Day | SCE | 1-in-10 | 2022 | 20 |  |  |  | 51.9067 | 1
| Zone | South Orange County | 12 | Monthly System Peak Day | SCE | 1-in-10 | 2022 | 21 |  |  |  | 50.095 | 1
| Zone | South Orange County | 12 | Monthly System Peak Day | SCE | 1-in-10 | 2022 | 22 |  |  |  | 48.8883 | 1
| Zone | South Orange County | 12 | Monthly System Peak Day | SCE | 1-in-10 | 2022 | 23 |  |  |  | 48.9217 | 1
| Zone | South Orange County | 12 | Monthly System Peak Day | SCE | 1-in-10 | 2022 | 24 |  |  |  | 48.4717 | 1
| Zone | South Orange County | 1 | Average Weekday | SCE | 1-in-10 | 2023 | 1 |  |  |  | 52.18 | 1
| Zone | South Orange County | 1 | Average Weekday | SCE | 1-in-10 | 2023 | 2 |  |  |  | 51.3559 | 1
| Zone | South Orange County | 1 | Average Weekday | SCE | 1-in-10 | 2023 | 3 |  |  |  | 50.5879 | 1
| Zone | South Orange County | 1 | Average Weekday | SCE | 1-in-10 | 2023 | 4 |  |  |  | 49.7468 | 1
| Zone | South Orange County | 1 | Average Weekday | SCE | 1-in-10 | 2023 | 5 |  |  |  | 48.9691 | 1
| Zone | South Orange County | 1 | Average Weekday | SCE | 1-in-10 | 2023 | 6 |  |  |  | 48.4568 | 1
| Zone | South Orange County | 1 | Average Weekday | SCE | 1-in-10 | 2023 | 7 |  |  |  | 48.0644 | 1
| Zone | South Orange County | 1 | Average Weekday | SCE | 1-in-10 | 2023 | 8 |  |  |  | 48.0706 | 1
| Zone | South Orange County | 1 | Average Weekday | SCE | 1-in-10 | 2023 | 9 |  |  |  | 48.8383 | 1
| Zone | South Orange County | 1 | Average Weekday | SCE | 1-in-10 | 2023 | 10 |  |  |  | 51.6117 | 1
| Zone | South Orange County | 1 | Average Weekday | SCE | 1-in-10 | 2023 | 11 |  |  |  | 55.2199 | 1
| Zone | South Orange County | 1 | Average Weekday | SCE | 1-in-10 | 2023 | 12 |  |  |  | 58.4718 | 1
| Zone | South Orange County | 1 | Average Weekday | SCE | 1-in-10 | 2023 | 13 |  |  |  | 60.3987 | 1
| Zone | South Orange County | 1 | Average Weekday | SCE | 1-in-10 | 2023 | 14 |  |  |  | 61.7776 | 1
| Zone | South Orange County | 1 | Average Weekday | SCE | 1-in-10 | 2023 | 15 |  |  |  | 62.4536 | 1
| Zone | South Orange County | 1 | Average Weekday | SCE | 1-in-10 | 2023 | 16 |  |  |  | 62.3352 | 1
| Zone | South Orange County | 1 | Average Weekday | SCE | 1-in-10 | 2023 | 17 |  |  |  | 61.5598 | 1
| Zone | South Orange County | 1 | Average Weekday | SCE | 1-in-10 | 2023 | 18 |  |  |  | 60.0373 | 1
| Zone | South Orange County | 1 | Average Weekday | SCE | 1-in-10 | 2023 | 19 |  |  |  | 58.1541 | 1
| Zone | South Orange County | 1 | Average Weekday | SCE | 1-in-10 | 2023 | 20 |  |  |  | 56.898 | 1
| Zone | South Orange County | 1 | Average Weekday | SCE | 1-in-10 | 2023 | 21 |  |  |  | 55.8955 | 1
| Zone | South Orange County | 1 | Average Weekday | SCE | 1-in-10 | 2023 | 22 |  |  |  | 54.9898 | 1
| Zone | South Orange County | 1 | Average Weekday | SCE | 1-in-10 | 2023 | 23 |  |  |  | 53.956 | 1
| Zone | South Orange County | 1 | Average Weekday | SCE | 1-in-10 | 2023 | 24 |  |  |  | 53.0008 | 1
| Zone | South Orange County | 1 | Monthly System Peak Day | SCE | 1-in-10 | 2023 | 1 |  |  |  | 50.6717 | 1
| Zone | South Orange County | 1 | Monthly System Peak Day | SCE | 1-in-10 | 2023 | 2 |  |  |  | 50.575 | 1
| Zone | South Orange County | 1 | Monthly System Peak Day | SCE | 1-in-10 | 2023 | 3 |  |  |  | 49.6833 | 1
| Zone | South Orange County | 1 | Monthly System Peak Day | SCE | 1-in-10 | 2023 | 4 |  |  |  | 48.55 | 1
| Zone | South Orange County | 1 | Monthly System Peak Day | SCE | 1-in-10 | 2023 | 5 |  |  |  | 47.745 | 1
| Zone | South Orange County | 1 | Monthly System Peak Day | SCE | 1-in-10 | 2023 | 6 |  |  |  | 47.5733 | 1
| Zone | South Orange County | 1 | Monthly System Peak Day | SCE | 1-in-10 | 2023 | 7 |  |  |  | 47.095 | 1
| Zone | South Orange County | 1 | Monthly System Peak Day | SCE | 1-in-10 | 2023 | 8 |  |  |  | 46.6817 | 1
| Zone | South Orange County | 1 | Monthly System Peak Day | SCE | 1-in-10 | 2023 | 9 |  |  |  | 47.1483 | 1
| Zone | South Orange County | 1 | Monthly System Peak Day | SCE | 1-in-10 | 2023 | 10 |  |  |  | 49.035 | 1
| Zone | South Orange County | 1 | Monthly System Peak Day | SCE | 1-in-10 | 2023 | 11 |  |  |  | 51.7433 | 1
| Zone | South Orange County | 1 | Monthly System Peak Day | SCE | 1-in-10 | 2023 | 12 |  |  |  | 53.9167 | 1
| Zone | South Orange County | 1 | Monthly System Peak Day | SCE | 1-in-10 | 2023 | 13 |  |  |  | 53.6683 | 1
| Zone | South Orange County | 1 | Monthly System Peak Day | SCE | 1-in-10 | 2023 | 14 |  |  |  | 54.4617 | 1
| Zone | South Orange County | 1 | Monthly System Peak Day | SCE | 1-in-10 | 2023 | 15 |  |  |  | 54.5217 | 1
| Zone | South Orange County | 1 | Monthly System Peak Day | SCE | 1-in-10 | 2023 | 16 |  |  |  | 55.015 | 1
| Zone | South Orange County | 1 | Monthly System Peak Day | SCE | 1-in-10 | 2023 | 17 |  |  |  | 54.1817 | 1
| Zone | South Orange County | 1 | Monthly System Peak Day | SCE | 1-in-10 | 2023 | 18 |  |  |  | 52.8783 | 1
| Zone | South Orange County | 1 | Monthly System Peak Day | SCE | 1-in-10 | 2023 | 19 |  |  |  | 52.0433 | 1
| Zone | South Orange County | 1 | Monthly System Peak Day | SCE | 1-in-10 | 2023 | 20 |  |  |  | 50.77 | 1
| Zone | South Orange County | 1 | Monthly System Peak Day | SCE | 1-in-10 | 2023 | 21 |  |  |  | 50.4517 | 1
| Zone | South Orange County | 1 | Monthly System Peak Day | SCE | 1-in-10 | 2023 | 22 |  |  |  | 50.3117 | 1
| Zone | South Orange County | 1 | Monthly System Peak Day | SCE | 1-in-10 | 2023 | 23 |  |  |  | 49.6133 | 1
| Zone | South Orange County | 1 | Monthly System Peak Day | SCE | 1-in-10 | 2023 | 24 |  |  |  | 48.4417 | 1
| Zone | South Orange County | 2 | Average Weekday | SCE | 1-in-10 | 2023 | 1 |  |  |  | 57.1728 | 1
| Zone | South Orange County | 2 | Average Weekday | SCE | 1-in-10 | 2023 | 2 |  |  |  | 55.9963 | 1
| Zone | South Orange County | 2 | Average Weekday | SCE | 1-in-10 | 2023 | 3 |  |  |  | 54.9899 | 1
| Zone | South Orange County | 2 | Average Weekday | SCE | 1-in-10 | 2023 | 4 |  |  |  | 54.0712 | 1
| Zone | South Orange County | 2 | Average Weekday | SCE | 1-in-10 | 2023 | 5 |  |  |  | 53.3326 | 1
| Zone | South Orange County | 2 | Average Weekday | SCE | 1-in-10 | 2023 | 6 |  |  |  | 52.8625 | 1
| Zone | South Orange County | 2 | Average Weekday | SCE | 1-in-10 | 2023 | 7 |  |  |  | 52.5456 | 1
| Zone | South Orange County | 2 | Average Weekday | SCE | 1-in-10 | 2023 | 8 |  |  |  | 52.3425 | 1
| Zone | South Orange County | 2 | Average Weekday | SCE | 1-in-10 | 2023 | 9 |  |  |  | 54.079 | 1
| Zone | South Orange County | 2 | Average Weekday | SCE | 1-in-10 | 2023 | 10 |  |  |  | 58.1346 | 1
| Zone | South Orange County | 2 | Average Weekday | SCE | 1-in-10 | 2023 | 11 |  |  |  | 62.1138 | 1
| Zone | South Orange County | 2 | Average Weekday | SCE | 1-in-10 | 2023 | 12 |  |  |  | 65.3932 | 1
| Zone | South Orange County | 2 | Average Weekday | SCE | 1-in-10 | 2023 | 13 |  |  |  | 67.7289 | 1
| Zone | South Orange County | 2 | Average Weekday | SCE | 1-in-10 | 2023 | 14 |  |  |  | 69.3005 | 1
| Zone | South Orange County | 2 | Average Weekday | SCE | 1-in-10 | 2023 | 15 |  |  |  | 69.4832 | 1
| Zone | South Orange County | 2 | Average Weekday | SCE | 1-in-10 | 2023 | 16 |  |  |  | 69.1466 | 1
| Zone | South Orange County | 2 | Average Weekday | SCE | 1-in-10 | 2023 | 17 |  |  |  | 68.2018 | 1
| Zone | South Orange County | 2 | Average Weekday | SCE | 1-in-10 | 2023 | 18 |  |  |  | 66.7425 | 1
| Zone | South Orange County | 2 | Average Weekday | SCE | 1-in-10 | 2023 | 19 |  |  |  | 64.4017 | 1
| Zone | South Orange County | 2 | Average Weekday | SCE | 1-in-10 | 2023 | 20 |  |  |  | 62.4907 | 1
| Zone | South Orange County | 2 | Average Weekday | SCE | 1-in-10 | 2023 | 21 |  |  |  | 61.1236 | 1
| Zone | South Orange County | 2 | Average Weekday | SCE | 1-in-10 | 2023 | 22 |  |  |  | 60.0168 | 1
| Zone | South Orange County | 2 | Average Weekday | SCE | 1-in-10 | 2023 | 23 |  |  |  | 58.8033 | 1
| Zone | South Orange County | 2 | Average Weekday | SCE | 1-in-10 | 2023 | 24 |  |  |  | 57.6811 | 1
| Zone | South Orange County | 2 | Monthly System Peak Day | SCE | 1-in-10 | 2023 | 1 |  |  |  | 69.875 | 1
| Zone | South Orange County | 2 | Monthly System Peak Day | SCE | 1-in-10 | 2023 | 2 |  |  |  | 67.1867 | 1
| Zone | South Orange County | 2 | Monthly System Peak Day | SCE | 1-in-10 | 2023 | 3 |  |  |  | 65.6 | 1
| Zone | South Orange County | 2 | Monthly System Peak Day | SCE | 1-in-10 | 2023 | 4 |  |  |  | 63.5817 | 1
| Zone | South Orange County | 2 | Monthly System Peak Day | SCE | 1-in-10 | 2023 | 5 |  |  |  | 62.8183 | 1
| Zone | South Orange County | 2 | Monthly System Peak Day | SCE | 1-in-10 | 2023 | 6 |  |  |  | 61.14 | 1
| Zone | South Orange County | 2 | Monthly System Peak Day | SCE | 1-in-10 | 2023 | 7 |  |  |  | 62.4817 | 1
| Zone | South Orange County | 2 | Monthly System Peak Day | SCE | 1-in-10 | 2023 | 8 |  |  |  | 63.1117 | 1
| Zone | South Orange County | 2 | Monthly System Peak Day | SCE | 1-in-10 | 2023 | 9 |  |  |  | 63.85 | 1
| Zone | South Orange County | 2 | Monthly System Peak Day | SCE | 1-in-10 | 2023 | 10 |  |  |  | 69.4017 | 1
| Zone | South Orange County | 2 | Monthly System Peak Day | SCE | 1-in-10 | 2023 | 11 |  |  |  | 76.1333 | 1
| Zone | South Orange County | 2 | Monthly System Peak Day | SCE | 1-in-10 | 2023 | 12 |  |  |  | 79.65 | 1
| Zone | South Orange County | 2 | Monthly System Peak Day | SCE | 1-in-10 | 2023 | 13 |  |  |  | 83.2333 | 1
| Zone | South Orange County | 2 | Monthly System Peak Day | SCE | 1-in-10 | 2023 | 14 |  |  |  | 85.2667 | 1
| Zone | South Orange County | 2 | Monthly System Peak Day | SCE | 1-in-10 | 2023 | 15 |  |  |  | 85.2 | 1
| Zone | South Orange County | 2 | Monthly System Peak Day | SCE | 1-in-10 | 2023 | 16 |  |  |  | 84.1333 | 1
| Zone | South Orange County | 2 | Monthly System Peak Day | SCE | 1-in-10 | 2023 | 17 |  |  |  | 82.55 | 1
| Zone | South Orange County | 2 | Monthly System Peak Day | SCE | 1-in-10 | 2023 | 18 |  |  |  | 79.6667 | 1
| Zone | South Orange County | 2 | Monthly System Peak Day | SCE | 1-in-10 | 2023 | 19 |  |  |  | 75.95 | 1
| Zone | South Orange County | 2 | Monthly System Peak Day | SCE | 1-in-10 | 2023 | 20 |  |  |  | 73.2667 | 1
| Zone | South Orange County | 2 | Monthly System Peak Day | SCE | 1-in-10 | 2023 | 21 |  |  |  | 71.15 | 1
| Zone | South Orange County | 2 | Monthly System Peak Day | SCE | 1-in-10 | 2023 | 22 |  |  |  | 69.3367 | 1
| Zone | South Orange County | 2 | Monthly System Peak Day | SCE | 1-in-10 | 2023 | 23 |  |  |  | 67.1667 | 1
| Zone | South Orange County | 2 | Monthly System Peak Day | SCE | 1-in-10 | 2023 | 24 |  |  |  | 65.64 | 1
| Zone | South Orange County | 3 | Average Weekday | SCE | 1-in-10 | 2023 | 1 |  |  |  | 59.5281 | 1
| Zone | South Orange County | 3 | Average Weekday | SCE | 1-in-10 | 2023 | 2 |  |  |  | 58.5162 | 1
| Zone | South Orange County | 3 | Average Weekday | SCE | 1-in-10 | 2023 | 3 |  |  |  | 57.8131 | 1
| Zone | South Orange County | 3 | Average Weekday | SCE | 1-in-10 | 2023 | 4 |  |  |  | 57.0513 | 1
| Zone | South Orange County | 3 | Average Weekday | SCE | 1-in-10 | 2023 | 5 |  |  |  | 56.254 | 1
| Zone | South Orange County | 3 | Average Weekday | SCE | 1-in-10 | 2023 | 6 |  |  |  | 55.6438 | 1
| Zone | South Orange County | 3 | Average Weekday | SCE | 1-in-10 | 2023 | 7 |  |  |  | 55.2104 | 1
| Zone | South Orange County | 3 | Average Weekday | SCE | 1-in-10 | 2023 | 8 |  |  |  | 55.3983 | 1
| Zone | South Orange County | 3 | Average Weekday | SCE | 1-in-10 | 2023 | 9 |  |  |  | 56.9005 | 1
| Zone | South Orange County | 3 | Average Weekday | SCE | 1-in-10 | 2023 | 10 |  |  |  | 60.304 | 1
| Zone | South Orange County | 3 | Average Weekday | SCE | 1-in-10 | 2023 | 11 |  |  |  | 64.0885 | 1
| Zone | South Orange County | 3 | Average Weekday | SCE | 1-in-10 | 2023 | 12 |  |  |  | 67.5235 | 1
| Zone | South Orange County | 3 | Average Weekday | SCE | 1-in-10 | 2023 | 13 |  |  |  | 69.6426 | 1
| Zone | South Orange County | 3 | Average Weekday | SCE | 1-in-10 | 2023 | 14 |  |  |  | 71.0985 | 1
| Zone | South Orange County | 3 | Average Weekday | SCE | 1-in-10 | 2023 | 15 |  |  |  | 71.772 | 1
| Zone | South Orange County | 3 | Average Weekday | SCE | 1-in-10 | 2023 | 16 |  |  |  | 71.7488 | 1
| Zone | South Orange County | 3 | Average Weekday | SCE | 1-in-10 | 2023 | 17 |  |  |  | 71.0608 | 1
| Zone | South Orange County | 3 | Average Weekday | SCE | 1-in-10 | 2023 | 18 |  |  |  | 70.3526 | 1
| Zone | South Orange County | 3 | Average Weekday | SCE | 1-in-10 | 2023 | 19 |  |  |  | 69.0515 | 1
| Zone | South Orange County | 3 | Average Weekday | SCE | 1-in-10 | 2023 | 20 |  |  |  | 66.7791 | 1
| Zone | South Orange County | 3 | Average Weekday | SCE | 1-in-10 | 2023 | 21 |  |  |  | 64.5212 | 1
| Zone | South Orange County | 3 | Average Weekday | SCE | 1-in-10 | 2023 | 22 |  |  |  | 63.3651 | 1
| Zone | South Orange County | 3 | Average Weekday | SCE | 1-in-10 | 2023 | 23 |  |  |  | 62.5298 | 1
| Zone | South Orange County | 3 | Average Weekday | SCE | 1-in-10 | 2023 | 24 |  |  |  | 61.5761 | 1
| Zone | South Orange County | 3 | Monthly System Peak Day | SCE | 1-in-10 | 2023 | 1 |  |  |  | 66.2733 | 1
| Zone | South Orange County | 3 | Monthly System Peak Day | SCE | 1-in-10 | 2023 | 2 |  |  |  | 64.8367 | 1
| Zone | South Orange County | 3 | Monthly System Peak Day | SCE | 1-in-10 | 2023 | 3 |  |  |  | 63.785 | 1
| Zone | South Orange County | 3 | Monthly System Peak Day | SCE | 1-in-10 | 2023 | 4 |  |  |  | 62.55 | 1
| Zone | South Orange County | 3 | Monthly System Peak Day | SCE | 1-in-10 | 2023 | 5 |  |  |  | 61.4383 | 1
| Zone | South Orange County | 3 | Monthly System Peak Day | SCE | 1-in-10 | 2023 | 6 |  |  |  | 60.365 | 1
| Zone | South Orange County | 3 | Monthly System Peak Day | SCE | 1-in-10 | 2023 | 7 |  |  |  | 59.7667 | 1
| Zone | South Orange County | 3 | Monthly System Peak Day | SCE | 1-in-10 | 2023 | 8 |  |  |  | 59.93 | 1
| Zone | South Orange County | 3 | Monthly System Peak Day | SCE | 1-in-10 | 2023 | 9 |  |  |  | 61.73 | 1
| Zone | South Orange County | 3 | Monthly System Peak Day | SCE | 1-in-10 | 2023 | 10 |  |  |  | 66.1033 | 1
| Zone | South Orange County | 3 | Monthly System Peak Day | SCE | 1-in-10 | 2023 | 11 |  |  |  | 70.67 | 1
| Zone | South Orange County | 3 | Monthly System Peak Day | SCE | 1-in-10 | 2023 | 12 |  |  |  | 74.5833 | 1
| Zone | South Orange County | 3 | Monthly System Peak Day | SCE | 1-in-10 | 2023 | 13 |  |  |  | 77.1667 | 1
| Zone | South Orange County | 3 | Monthly System Peak Day | SCE | 1-in-10 | 2023 | 14 |  |  |  | 78.7333 | 1
| Zone | South Orange County | 3 | Monthly System Peak Day | SCE | 1-in-10 | 2023 | 15 |  |  |  | 80.65 | 1
| Zone | South Orange County | 3 | Monthly System Peak Day | SCE | 1-in-10 | 2023 | 16 |  |  |  | 80.3667 | 1
| Zone | South Orange County | 3 | Monthly System Peak Day | SCE | 1-in-10 | 2023 | 17 |  |  |  | 79.2167 | 1
| Zone | South Orange County | 3 | Monthly System Peak Day | SCE | 1-in-10 | 2023 | 18 |  |  |  | 77.6667 | 1
| Zone | South Orange County | 3 | Monthly System Peak Day | SCE | 1-in-10 | 2023 | 19 |  |  |  | 77.4167 | 1
| Zone | South Orange County | 3 | Monthly System Peak Day | SCE | 1-in-10 | 2023 | 20 |  |  |  | 75.7833 | 1
| Zone | South Orange County | 3 | Monthly System Peak Day | SCE | 1-in-10 | 2023 | 21 |  |  |  | 71.6167 | 1
| Zone | South Orange County | 3 | Monthly System Peak Day | SCE | 1-in-10 | 2023 | 22 |  |  |  | 68.7333 | 1
| Zone | South Orange County | 3 | Monthly System Peak Day | SCE | 1-in-10 | 2023 | 23 |  |  |  | 67.0083 | 1
| Zone | South Orange County | 3 | Monthly System Peak Day | SCE | 1-in-10 | 2023 | 24 |  |  |  | 65.2 | 1
| Zone | South Orange County | 4 | Average Weekday | SCE | 1-in-10 | 2023 | 1 |  |  |  | 60.1427 | 1
| Zone | South Orange County | 4 | Average Weekday | SCE | 1-in-10 | 2023 | 2 |  |  |  | 59.4313 | 1
| Zone | South Orange County | 4 | Average Weekday | SCE | 1-in-10 | 2023 | 3 |  |  |  | 58.7794 | 1
| Zone | South Orange County | 4 | Average Weekday | SCE | 1-in-10 | 2023 | 4 |  |  |  | 58.1455 | 1
| Zone | South Orange County | 4 | Average Weekday | SCE | 1-in-10 | 2023 | 5 |  |  |  | 57.6355 | 1
| Zone | South Orange County | 4 | Average Weekday | SCE | 1-in-10 | 2023 | 6 |  |  |  | 57.1555 | 1
| Zone | South Orange County | 4 | Average Weekday | SCE | 1-in-10 | 2023 | 7 |  |  |  | 56.7984 | 1
| Zone | South Orange County | 4 | Average Weekday | SCE | 1-in-10 | 2023 | 8 |  |  |  | 57.0153 | 1
| Zone | South Orange County | 4 | Average Weekday | SCE | 1-in-10 | 2023 | 9 |  |  |  | 58.743 | 1
| Zone | South Orange County | 4 | Average Weekday | SCE | 1-in-10 | 2023 | 10 |  |  |  | 61.5164 | 1
| Zone | South Orange County | 4 | Average Weekday | SCE | 1-in-10 | 2023 | 11 |  |  |  | 64.6445 | 1
| Zone | South Orange County | 4 | Average Weekday | SCE | 1-in-10 | 2023 | 12 |  |  |  | 67.6103 | 1
| Zone | South Orange County | 4 | Average Weekday | SCE | 1-in-10 | 2023 | 13 |  |  |  | 68.8765 | 1
| Zone | South Orange County | 4 | Average Weekday | SCE | 1-in-10 | 2023 | 14 |  |  |  | 69.8323 | 1
| Zone | South Orange County | 4 | Average Weekday | SCE | 1-in-10 | 2023 | 15 |  |  |  | 70.6038 | 1
| Zone | South Orange County | 4 | Average Weekday | SCE | 1-in-10 | 2023 | 16 |  |  |  | 71.1033 | 1
| Zone | South Orange County | 4 | Average Weekday | SCE | 1-in-10 | 2023 | 17 |  |  |  | 71.1831 | 1
| Zone | South Orange County | 4 | Average Weekday | SCE | 1-in-10 | 2023 | 18 |  |  |  | 70.6177 | 1
| Zone | South Orange County | 4 | Average Weekday | SCE | 1-in-10 | 2023 | 19 |  |  |  | 69.6302 | 1
| Zone | South Orange County | 4 | Average Weekday | SCE | 1-in-10 | 2023 | 20 |  |  |  | 67.8745 | 1
| Zone | South Orange County | 4 | Average Weekday | SCE | 1-in-10 | 2023 | 21 |  |  |  | 65.5068 | 1
| Zone | South Orange County | 4 | Average Weekday | SCE | 1-in-10 | 2023 | 22 |  |  |  | 63.9119 | 1
| Zone | South Orange County | 4 | Average Weekday | SCE | 1-in-10 | 2023 | 23 |  |  |  | 62.6733 | 1
| Zone | South Orange County | 4 | Average Weekday | SCE | 1-in-10 | 2023 | 24 |  |  |  | 61.6163 | 1
| Zone | South Orange County | 4 | Monthly System Peak Day | SCE | 1-in-10 | 2023 | 1 |  |  |  | 68.3283 | 1
| Zone | South Orange County | 4 | Monthly System Peak Day | SCE | 1-in-10 | 2023 | 2 |  |  |  | 68.8933 | 1
| Zone | South Orange County | 4 | Monthly System Peak Day | SCE | 1-in-10 | 2023 | 3 |  |  |  | 67.565 | 1
| Zone | South Orange County | 4 | Monthly System Peak Day | SCE | 1-in-10 | 2023 | 4 |  |  |  | 65.7083 | 1
| Zone | South Orange County | 4 | Monthly System Peak Day | SCE | 1-in-10 | 2023 | 5 |  |  |  | 64.5117 | 1
| Zone | South Orange County | 4 | Monthly System Peak Day | SCE | 1-in-10 | 2023 | 6 |  |  |  | 63.9117 | 1
| Zone | South Orange County | 4 | Monthly System Peak Day | SCE | 1-in-10 | 2023 | 7 |  |  |  | 63.59 | 1
| Zone | South Orange County | 4 | Monthly System Peak Day | SCE | 1-in-10 | 2023 | 8 |  |  |  | 63.3633 | 1
| Zone | South Orange County | 4 | Monthly System Peak Day | SCE | 1-in-10 | 2023 | 9 |  |  |  | 65.85 | 1
| Zone | South Orange County | 4 | Monthly System Peak Day | SCE | 1-in-10 | 2023 | 10 |  |  |  | 70.795 | 1
| Zone | South Orange County | 4 | Monthly System Peak Day | SCE | 1-in-10 | 2023 | 11 |  |  |  | 75.5667 | 1
| Zone | South Orange County | 4 | Monthly System Peak Day | SCE | 1-in-10 | 2023 | 12 |  |  |  | 79.0167 | 1
| Zone | South Orange County | 4 | Monthly System Peak Day | SCE | 1-in-10 | 2023 | 13 |  |  |  | 79.4167 | 1
| Zone | South Orange County | 4 | Monthly System Peak Day | SCE | 1-in-10 | 2023 | 14 |  |  |  | 79.7 | 1
| Zone | South Orange County | 4 | Monthly System Peak Day | SCE | 1-in-10 | 2023 | 15 |  |  |  | 80.2667 | 1
| Zone | South Orange County | 4 | Monthly System Peak Day | SCE | 1-in-10 | 2023 | 16 |  |  |  | 82.0333 | 1
| Zone | South Orange County | 4 | Monthly System Peak Day | SCE | 1-in-10 | 2023 | 17 |  |  |  | 82.1167 | 1
| Zone | South Orange County | 4 | Monthly System Peak Day | SCE | 1-in-10 | 2023 | 18 |  |  |  | 83.65 | 1
| Zone | South Orange County | 4 | Monthly System Peak Day | SCE | 1-in-10 | 2023 | 19 |  |  |  | 80.8167 | 1
| Zone | South Orange County | 4 | Monthly System Peak Day | SCE | 1-in-10 | 2023 | 20 |  |  |  | 74.45 | 1
| Zone | South Orange County | 4 | Monthly System Peak Day | SCE | 1-in-10 | 2023 | 21 |  |  |  | 68.7633 | 1
| Zone | South Orange County | 4 | Monthly System Peak Day | SCE | 1-in-10 | 2023 | 22 |  |  |  | 67.5867 | 1
| Zone | South Orange County | 4 | Monthly System Peak Day | SCE | 1-in-10 | 2023 | 23 |  |  |  | 67.035 | 1
| Zone | South Orange County | 4 | Monthly System Peak Day | SCE | 1-in-10 | 2023 | 24 |  |  |  | 66.09 | 1
| Zone | South Orange County | 5 | Average Weekday | SCE | 1-in-10 | 2023 | 1 |  |  |  | 63.6645 | 1
| Zone | South Orange County | 5 | Average Weekday | SCE | 1-in-10 | 2023 | 2 |  |  |  | 63.0442 | 1
| Zone | South Orange County | 5 | Average Weekday | SCE | 1-in-10 | 2023 | 3 |  |  |  | 62.628 | 1
| Zone | South Orange County | 5 | Average Weekday | SCE | 1-in-10 | 2023 | 4 |  |  |  | 62.226 | 1
| Zone | South Orange County | 5 | Average Weekday | SCE | 1-in-10 | 2023 | 5 |  |  |  | 61.8174 | 1
| Zone | South Orange County | 5 | Average Weekday | SCE | 1-in-10 | 2023 | 6 |  |  |  | 61.6734 | 1
| Zone | South Orange County | 5 | Average Weekday | SCE | 1-in-10 | 2023 | 7 |  |  |  | 61.397 | 1
| Zone | South Orange County | 5 | Average Weekday | SCE | 1-in-10 | 2023 | 8 |  |  |  | 61.9969 | 1
| Zone | South Orange County | 5 | Average Weekday | SCE | 1-in-10 | 2023 | 9 |  |  |  | 64.0083 | 1
| Zone | South Orange County | 5 | Average Weekday | SCE | 1-in-10 | 2023 | 10 |  |  |  | 66.8587 | 1
| Zone | South Orange County | 5 | Average Weekday | SCE | 1-in-10 | 2023 | 11 |  |  |  | 69.2524 | 1
| Zone | South Orange County | 5 | Average Weekday | SCE | 1-in-10 | 2023 | 12 |  |  |  | 71.168 | 1
| Zone | South Orange County | 5 | Average Weekday | SCE | 1-in-10 | 2023 | 13 |  |  |  | 72.297 | 1
| Zone | South Orange County | 5 | Average Weekday | SCE | 1-in-10 | 2023 | 14 |  |  |  | 73.148 | 1
| Zone | South Orange County | 5 | Average Weekday | SCE | 1-in-10 | 2023 | 15 |  |  |  | 73.976 | 1
| Zone | South Orange County | 5 | Average Weekday | SCE | 1-in-10 | 2023 | 16 |  |  |  | 74.1826 | 1
| Zone | South Orange County | 5 | Average Weekday | SCE | 1-in-10 | 2023 | 17 |  |  |  | 74.122 | 1
| Zone | South Orange County | 5 | Average Weekday | SCE | 1-in-10 | 2023 | 18 |  |  |  | 73.3027 | 1
| Zone | South Orange County | 5 | Average Weekday | SCE | 1-in-10 | 2023 | 19 |  |  |  | 72.369 | 1
| Zone | South Orange County | 5 | Average Weekday | SCE | 1-in-10 | 2023 | 20 |  |  |  | 70.709 | 1
| Zone | South Orange County | 5 | Average Weekday | SCE | 1-in-10 | 2023 | 21 |  |  |  | 68.2305 | 1
| Zone | South Orange County | 5 | Average Weekday | SCE | 1-in-10 | 2023 | 22 |  |  |  | 66.2595 | 1
| Zone | South Orange County | 5 | Average Weekday | SCE | 1-in-10 | 2023 | 23 |  |  |  | 65.0803 | 1
| Zone | South Orange County | 5 | Average Weekday | SCE | 1-in-10 | 2023 | 24 |  |  |  | 64.1396 | 1
| Zone | South Orange County | 5 | Monthly System Peak Day | SCE | 1-in-10 | 2023 | 1 |  |  |  | 70.7233 | 1
| Zone | South Orange County | 5 | Monthly System Peak Day | SCE | 1-in-10 | 2023 | 2 |  |  |  | 69.7867 | 1
| Zone | South Orange County | 5 | Monthly System Peak Day | SCE | 1-in-10 | 2023 | 3 |  |  |  | 68.9883 | 1
| Zone | South Orange County | 5 | Monthly System Peak Day | SCE | 1-in-10 | 2023 | 4 |  |  |  | 68.0967 | 1
| Zone | South Orange County | 5 | Monthly System Peak Day | SCE | 1-in-10 | 2023 | 5 |  |  |  | 67.4783 | 1
| Zone | South Orange County | 5 | Monthly System Peak Day | SCE | 1-in-10 | 2023 | 6 |  |  |  | 67.16 | 1
| Zone | South Orange County | 5 | Monthly System Peak Day | SCE | 1-in-10 | 2023 | 7 |  |  |  | 66.67 | 1
| Zone | South Orange County | 5 | Monthly System Peak Day | SCE | 1-in-10 | 2023 | 8 |  |  |  | 67.6783 | 1
| Zone | South Orange County | 5 | Monthly System Peak Day | SCE | 1-in-10 | 2023 | 9 |  |  |  | 72.7933 | 1
| Zone | South Orange County | 5 | Monthly System Peak Day | SCE | 1-in-10 | 2023 | 10 |  |  |  | 79.3333 | 1
| Zone | South Orange County | 5 | Monthly System Peak Day | SCE | 1-in-10 | 2023 | 11 |  |  |  | 84.2 | 1
| Zone | South Orange County | 5 | Monthly System Peak Day | SCE | 1-in-10 | 2023 | 12 |  |  |  | 88.4667 | 1
| Zone | South Orange County | 5 | Monthly System Peak Day | SCE | 1-in-10 | 2023 | 13 |  |  |  | 90.0333 | 1
| Zone | South Orange County | 5 | Monthly System Peak Day | SCE | 1-in-10 | 2023 | 14 |  |  |  | 89.8333 | 1
| Zone | South Orange County | 5 | Monthly System Peak Day | SCE | 1-in-10 | 2023 | 15 |  |  |  | 92.15 | 1
| Zone | South Orange County | 5 | Monthly System Peak Day | SCE | 1-in-10 | 2023 | 16 |  |  |  | 92.0167 | 1
| Zone | South Orange County | 5 | Monthly System Peak Day | SCE | 1-in-10 | 2023 | 17 |  |  |  | 91.8 | 1
| Zone | South Orange County | 5 | Monthly System Peak Day | SCE | 1-in-10 | 2023 | 18 |  |  |  | 90.4333 | 1
| Zone | South Orange County | 5 | Monthly System Peak Day | SCE | 1-in-10 | 2023 | 19 |  |  |  | 89.9167 | 1
| Zone | South Orange County | 5 | Monthly System Peak Day | SCE | 1-in-10 | 2023 | 20 |  |  |  | 87.0333 | 1
| Zone | South Orange County | 5 | Monthly System Peak Day | SCE | 1-in-10 | 2023 | 21 |  |  |  | 83.1833 | 1
| Zone | South Orange County | 5 | Monthly System Peak Day | SCE | 1-in-10 | 2023 | 22 |  |  |  | 79.8 | 1
| Zone | South Orange County | 5 | Monthly System Peak Day | SCE | 1-in-10 | 2023 | 23 |  |  |  | 76.7667 | 1
| Zone | South Orange County | 5 | Monthly System Peak Day | SCE | 1-in-10 | 2023 | 24 |  |  |  | 73.3367 | 1
| Zone | South Orange County | 6 | Average Weekday | SCE | 1-in-10 | 2023 | 1 |  |  |  | 64.8305 | 1
| Zone | South Orange County | 6 | Average Weekday | SCE | 1-in-10 | 2023 | 2 |  |  |  | 64.5677 | 1
| Zone | South Orange County | 6 | Average Weekday | SCE | 1-in-10 | 2023 | 3 |  |  |  | 64.3736 | 1
| Zone | South Orange County | 6 | Average Weekday | SCE | 1-in-10 | 2023 | 4 |  |  |  | 64.1311 | 1
| Zone | South Orange County | 6 | Average Weekday | SCE | 1-in-10 | 2023 | 5 |  |  |  | 63.9809 | 1
| Zone | South Orange County | 6 | Average Weekday | SCE | 1-in-10 | 2023 | 6 |  |  |  | 63.8758 | 1
| Zone | South Orange County | 6 | Average Weekday | SCE | 1-in-10 | 2023 | 7 |  |  |  | 63.8143 | 1
| Zone | South Orange County | 6 | Average Weekday | SCE | 1-in-10 | 2023 | 8 |  |  |  | 64.0327 | 1
| Zone | South Orange County | 6 | Average Weekday | SCE | 1-in-10 | 2023 | 9 |  |  |  | 64.9331 | 1
| Zone | South Orange County | 6 | Average Weekday | SCE | 1-in-10 | 2023 | 10 |  |  |  | 66.7504 | 1
| Zone | South Orange County | 6 | Average Weekday | SCE | 1-in-10 | 2023 | 11 |  |  |  | 69.068 | 1
| Zone | South Orange County | 6 | Average Weekday | SCE | 1-in-10 | 2023 | 12 |  |  |  | 70.8322 | 1
| Zone | South Orange County | 6 | Average Weekday | SCE | 1-in-10 | 2023 | 13 |  |  |  | 71.7878 | 1
| Zone | South Orange County | 6 | Average Weekday | SCE | 1-in-10 | 2023 | 14 |  |  |  | 72.1196 | 1
| Zone | South Orange County | 6 | Average Weekday | SCE | 1-in-10 | 2023 | 15 |  |  |  | 72.8228 | 1
| Zone | South Orange County | 6 | Average Weekday | SCE | 1-in-10 | 2023 | 16 |  |  |  | 73.7532 | 1
| Zone | South Orange County | 6 | Average Weekday | SCE | 1-in-10 | 2023 | 17 |  |  |  | 73.7854 | 1
| Zone | South Orange County | 6 | Average Weekday | SCE | 1-in-10 | 2023 | 18 |  |  |  | 73.2464 | 1
| Zone | South Orange County | 6 | Average Weekday | SCE | 1-in-10 | 2023 | 19 |  |  |  | 72.2489 | 1
| Zone | South Orange County | 6 | Average Weekday | SCE | 1-in-10 | 2023 | 20 |  |  |  | 70.5072 | 1
| Zone | South Orange County | 6 | Average Weekday | SCE | 1-in-10 | 2023 | 21 |  |  |  | 68.643 | 1
| Zone | South Orange County | 6 | Average Weekday | SCE | 1-in-10 | 2023 | 22 |  |  |  | 66.6989 | 1
| Zone | South Orange County | 6 | Average Weekday | SCE | 1-in-10 | 2023 | 23 |  |  |  | 65.7762 | 1
| Zone | South Orange County | 6 | Average Weekday | SCE | 1-in-10 | 2023 | 24 |  |  |  | 65.3146 | 1
| Zone | South Orange County | 6 | Monthly System Peak Day | SCE | 1-in-10 | 2023 | 1 |  |  |  | 69.4933 | 1
| Zone | South Orange County | 6 | Monthly System Peak Day | SCE | 1-in-10 | 2023 | 2 |  |  |  | 68.17 | 1
| Zone | South Orange County | 6 | Monthly System Peak Day | SCE | 1-in-10 | 2023 | 3 |  |  |  | 67.4867 | 1
| Zone | South Orange County | 6 | Monthly System Peak Day | SCE | 1-in-10 | 2023 | 4 |  |  |  | 67.555 | 1
| Zone | South Orange County | 6 | Monthly System Peak Day | SCE | 1-in-10 | 2023 | 5 |  |  |  | 66.5217 | 1
| Zone | South Orange County | 6 | Monthly System Peak Day | SCE | 1-in-10 | 2023 | 6 |  |  |  | 65.4483 | 1
| Zone | South Orange County | 6 | Monthly System Peak Day | SCE | 1-in-10 | 2023 | 7 |  |  |  | 64.825 | 1
| Zone | South Orange County | 6 | Monthly System Peak Day | SCE | 1-in-10 | 2023 | 8 |  |  |  | 65.605 | 1
| Zone | South Orange County | 6 | Monthly System Peak Day | SCE | 1-in-10 | 2023 | 9 |  |  |  | 68.4683 | 1
| Zone | South Orange County | 6 | Monthly System Peak Day | SCE | 1-in-10 | 2023 | 10 |  |  |  | 73.475 | 1
| Zone | South Orange County | 6 | Monthly System Peak Day | SCE | 1-in-10 | 2023 | 11 |  |  |  | 78.5033 | 1
| Zone | South Orange County | 6 | Monthly System Peak Day | SCE | 1-in-10 | 2023 | 12 |  |  |  | 78.9933 | 1
| Zone | South Orange County | 6 | Monthly System Peak Day | SCE | 1-in-10 | 2023 | 13 |  |  |  | 77.77 | 1
| Zone | South Orange County | 6 | Monthly System Peak Day | SCE | 1-in-10 | 2023 | 14 |  |  |  | 78.4433 | 1
| Zone | South Orange County | 6 | Monthly System Peak Day | SCE | 1-in-10 | 2023 | 15 |  |  |  | 80.8167 | 1
| Zone | South Orange County | 6 | Monthly System Peak Day | SCE | 1-in-10 | 2023 | 16 |  |  |  | 85.05 | 1
| Zone | South Orange County | 6 | Monthly System Peak Day | SCE | 1-in-10 | 2023 | 17 |  |  |  | 86.7667 | 1
| Zone | South Orange County | 6 | Monthly System Peak Day | SCE | 1-in-10 | 2023 | 18 |  |  |  | 86.55 | 1
| Zone | South Orange County | 6 | Monthly System Peak Day | SCE | 1-in-10 | 2023 | 19 |  |  |  | 82.1 | 1
| Zone | South Orange County | 6 | Monthly System Peak Day | SCE | 1-in-10 | 2023 | 20 |  |  |  | 75.1867 | 1
| Zone | South Orange County | 6 | Monthly System Peak Day | SCE | 1-in-10 | 2023 | 21 |  |  |  | 71.49 | 1
| Zone | South Orange County | 6 | Monthly System Peak Day | SCE | 1-in-10 | 2023 | 22 |  |  |  | 69.115 | 1
| Zone | South Orange County | 6 | Monthly System Peak Day | SCE | 1-in-10 | 2023 | 23 |  |  |  | 67.8333 | 1
| Zone | South Orange County | 6 | Monthly System Peak Day | SCE | 1-in-10 | 2023 | 24 |  |  |  | 67.1917 | 1
| Zone | South Orange County | 7 | Average Weekday | SCE | 1-in-10 | 2023 | 1 |  |  |  | 69.4461 | 1
| Zone | South Orange County | 7 | Average Weekday | SCE | 1-in-10 | 2023 | 2 |  |  |  | 69.086 | 1
| Zone | South Orange County | 7 | Average Weekday | SCE | 1-in-10 | 2023 | 3 |  |  |  | 68.7807 | 1
| Zone | South Orange County | 7 | Average Weekday | SCE | 1-in-10 | 2023 | 4 |  |  |  | 68.5325 | 1
| Zone | South Orange County | 7 | Average Weekday | SCE | 1-in-10 | 2023 | 5 |  |  |  | 68.3902 | 1
| Zone | South Orange County | 7 | Average Weekday | SCE | 1-in-10 | 2023 | 6 |  |  |  | 68.3303 | 1
| Zone | South Orange County | 7 | Average Weekday | SCE | 1-in-10 | 2023 | 7 |  |  |  | 68.2904 | 1
| Zone | South Orange County | 7 | Average Weekday | SCE | 1-in-10 | 2023 | 8 |  |  |  | 68.6719 | 1
| Zone | South Orange County | 7 | Average Weekday | SCE | 1-in-10 | 2023 | 9 |  |  |  | 70.0939 | 1
| Zone | South Orange County | 7 | Average Weekday | SCE | 1-in-10 | 2023 | 10 |  |  |  | 72.5596 | 1
| Zone | South Orange County | 7 | Average Weekday | SCE | 1-in-10 | 2023 | 11 |  |  |  | 75.3255 | 1
| Zone | South Orange County | 7 | Average Weekday | SCE | 1-in-10 | 2023 | 12 |  |  |  | 77.2332 | 1
| Zone | South Orange County | 7 | Average Weekday | SCE | 1-in-10 | 2023 | 13 |  |  |  | 78.0307 | 1
| Zone | South Orange County | 7 | Average Weekday | SCE | 1-in-10 | 2023 | 14 |  |  |  | 78.1088 | 1
| Zone | South Orange County | 7 | Average Weekday | SCE | 1-in-10 | 2023 | 15 |  |  |  | 78.888 | 1
| Zone | South Orange County | 7 | Average Weekday | SCE | 1-in-10 | 2023 | 16 |  |  |  | 79.4733 | 1
| Zone | South Orange County | 7 | Average Weekday | SCE | 1-in-10 | 2023 | 17 |  |  |  | 79.575 | 1
| Zone | South Orange County | 7 | Average Weekday | SCE | 1-in-10 | 2023 | 18 |  |  |  | 79.1003 | 1
| Zone | South Orange County | 7 | Average Weekday | SCE | 1-in-10 | 2023 | 19 |  |  |  | 78.1803 | 1
| Zone | South Orange County | 7 | Average Weekday | SCE | 1-in-10 | 2023 | 20 |  |  |  | 76.474 | 1
| Zone | South Orange County | 7 | Average Weekday | SCE | 1-in-10 | 2023 | 21 |  |  |  | 74.0284 | 1
| Zone | South Orange County | 7 | Average Weekday | SCE | 1-in-10 | 2023 | 22 |  |  |  | 71.8255 | 1
| Zone | South Orange County | 7 | Average Weekday | SCE | 1-in-10 | 2023 | 23 |  |  |  | 70.847 | 1
| Zone | South Orange County | 7 | Average Weekday | SCE | 1-in-10 | 2023 | 24 |  |  |  | 70.1921 | 1
| Zone | South Orange County | 7 | Monthly System Peak Day | SCE | 1-in-10 | 2023 | 1 |  |  |  | 71.6167 | 1
| Zone | South Orange County | 7 | Monthly System Peak Day | SCE | 1-in-10 | 2023 | 2 |  |  |  | 70.0867 | 1
| Zone | South Orange County | 7 | Monthly System Peak Day | SCE | 1-in-10 | 2023 | 3 |  |  |  | 69.2733 | 1
| Zone | South Orange County | 7 | Monthly System Peak Day | SCE | 1-in-10 | 2023 | 4 |  |  |  | 68.805 | 1
| Zone | South Orange County | 7 | Monthly System Peak Day | SCE | 1-in-10 | 2023 | 5 |  |  |  | 68.6233 | 1
| Zone | South Orange County | 7 | Monthly System Peak Day | SCE | 1-in-10 | 2023 | 6 |  |  |  | 68.5967 | 1
| Zone | South Orange County | 7 | Monthly System Peak Day | SCE | 1-in-10 | 2023 | 7 |  |  |  | 68.31 | 1
| Zone | South Orange County | 7 | Monthly System Peak Day | SCE | 1-in-10 | 2023 | 8 |  |  |  | 68.8167 | 1
| Zone | South Orange County | 7 | Monthly System Peak Day | SCE | 1-in-10 | 2023 | 9 |  |  |  | 71.4667 | 1
| Zone | South Orange County | 7 | Monthly System Peak Day | SCE | 1-in-10 | 2023 | 10 |  |  |  | 75.3833 | 1
| Zone | South Orange County | 7 | Monthly System Peak Day | SCE | 1-in-10 | 2023 | 11 |  |  |  | 81.2333 | 1
| Zone | South Orange County | 7 | Monthly System Peak Day | SCE | 1-in-10 | 2023 | 12 |  |  |  | 84.5833 | 1
| Zone | South Orange County | 7 | Monthly System Peak Day | SCE | 1-in-10 | 2023 | 13 |  |  |  | 87.1 | 1
| Zone | South Orange County | 7 | Monthly System Peak Day | SCE | 1-in-10 | 2023 | 14 |  |  |  | 89.7 | 1
| Zone | South Orange County | 7 | Monthly System Peak Day | SCE | 1-in-10 | 2023 | 15 |  |  |  | 94.0167 | 1
| Zone | South Orange County | 7 | Monthly System Peak Day | SCE | 1-in-10 | 2023 | 16 |  |  |  | 96.8667 | 1
| Zone | South Orange County | 7 | Monthly System Peak Day | SCE | 1-in-10 | 2023 | 17 |  |  |  | 98.65 | 1
| Zone | South Orange County | 7 | Monthly System Peak Day | SCE | 1-in-10 | 2023 | 18 |  |  |  | 99.0333 | 1
| Zone | South Orange County | 7 | Monthly System Peak Day | SCE | 1-in-10 | 2023 | 19 |  |  |  | 97.8333 | 1
| Zone | South Orange County | 7 | Monthly System Peak Day | SCE | 1-in-10 | 2023 | 20 |  |  |  | 94.8833 | 1
| Zone | South Orange County | 7 | Monthly System Peak Day | SCE | 1-in-10 | 2023 | 21 |  |  |  | 91.5833 | 1
| Zone | South Orange County | 7 | Monthly System Peak Day | SCE | 1-in-10 | 2023 | 22 |  |  |  | 83.9 | 1
| Zone | South Orange County | 7 | Monthly System Peak Day | SCE | 1-in-10 | 2023 | 23 |  |  |  | 79.7333 | 1
| Zone | South Orange County | 7 | Monthly System Peak Day | SCE | 1-in-10 | 2023 | 24 |  |  |  | 77.2333 | 1
| Zone | South Orange County | 8 | Average Weekday | SCE | 1-in-10 | 2023 | 1 |  |  |  | 70.3677 | 1
| Zone | South Orange County | 8 | Average Weekday | SCE | 1-in-10 | 2023 | 2 |  |  |  | 69.9409 | 1
| Zone | South Orange County | 8 | Average Weekday | SCE | 1-in-10 | 2023 | 3 |  |  |  | 69.6016 | 1
| Zone | South Orange County | 8 | Average Weekday | SCE | 1-in-10 | 2023 | 4 |  |  |  | 69.3505 | 1
| Zone | South Orange County | 8 | Average Weekday | SCE | 1-in-10 | 2023 | 5 |  |  |  | 69.1512 | 1
| Zone | South Orange County | 8 | Average Weekday | SCE | 1-in-10 | 2023 | 6 |  |  |  | 68.9962 | 1
| Zone | South Orange County | 8 | Average Weekday | SCE | 1-in-10 | 2023 | 7 |  |  |  | 68.9442 | 1
| Zone | South Orange County | 8 | Average Weekday | SCE | 1-in-10 | 2023 | 8 |  |  |  | 69.0716 | 1
| Zone | South Orange County | 8 | Average Weekday | SCE | 1-in-10 | 2023 | 9 |  |  |  | 70.417 | 1
| Zone | South Orange County | 8 | Average Weekday | SCE | 1-in-10 | 2023 | 10 |  |  |  | 72.8398 | 1
| Zone | South Orange County | 8 | Average Weekday | SCE | 1-in-10 | 2023 | 11 |  |  |  | 75.7373 | 1
| Zone | South Orange County | 8 | Average Weekday | SCE | 1-in-10 | 2023 | 12 |  |  |  | 78.0552 | 1
| Zone | South Orange County | 8 | Average Weekday | SCE | 1-in-10 | 2023 | 13 |  |  |  | 78.807 | 1
| Zone | South Orange County | 8 | Average Weekday | SCE | 1-in-10 | 2023 | 14 |  |  |  | 79.5915 | 1
| Zone | South Orange County | 8 | Average Weekday | SCE | 1-in-10 | 2023 | 15 |  |  |  | 80.3355 | 1
| Zone | South Orange County | 8 | Average Weekday | SCE | 1-in-10 | 2023 | 16 |  |  |  | 80.3471 | 1
| Zone | South Orange County | 8 | Average Weekday | SCE | 1-in-10 | 2023 | 17 |  |  |  | 80.2036 | 1
| Zone | South Orange County | 8 | Average Weekday | SCE | 1-in-10 | 2023 | 18 |  |  |  | 79.7014 | 1
| Zone | South Orange County | 8 | Average Weekday | SCE | 1-in-10 | 2023 | 19 |  |  |  | 78.4407 | 1
| Zone | South Orange County | 8 | Average Weekday | SCE | 1-in-10 | 2023 | 20 |  |  |  | 76.4672 | 1
| Zone | South Orange County | 8 | Average Weekday | SCE | 1-in-10 | 2023 | 21 |  |  |  | 73.8259 | 1
| Zone | South Orange County | 8 | Average Weekday | SCE | 1-in-10 | 2023 | 22 |  |  |  | 72.2143 | 1
| Zone | South Orange County | 8 | Average Weekday | SCE | 1-in-10 | 2023 | 23 |  |  |  | 71.629 | 1
| Zone | South Orange County | 8 | Average Weekday | SCE | 1-in-10 | 2023 | 24 |  |  |  | 71.1377 | 1
| Zone | South Orange County | 8 | Monthly System Peak Day | SCE | 1-in-10 | 2023 | 1 |  |  |  | 72.2533 | 1
| Zone | South Orange County | 8 | Monthly System Peak Day | SCE | 1-in-10 | 2023 | 2 |  |  |  | 71.9167 | 1
| Zone | South Orange County | 8 | Monthly System Peak Day | SCE | 1-in-10 | 2023 | 3 |  |  |  | 71.5533 | 1
| Zone | South Orange County | 8 | Monthly System Peak Day | SCE | 1-in-10 | 2023 | 4 |  |  |  | 71.0633 | 1
| Zone | South Orange County | 8 | Monthly System Peak Day | SCE | 1-in-10 | 2023 | 5 |  |  |  | 70.67 | 1
| Zone | South Orange County | 8 | Monthly System Peak Day | SCE | 1-in-10 | 2023 | 6 |  |  |  | 70.4067 | 1
| Zone | South Orange County | 8 | Monthly System Peak Day | SCE | 1-in-10 | 2023 | 7 |  |  |  | 70.1267 | 1
| Zone | South Orange County | 8 | Monthly System Peak Day | SCE | 1-in-10 | 2023 | 8 |  |  |  | 70.0033 | 1
| Zone | South Orange County | 8 | Monthly System Peak Day | SCE | 1-in-10 | 2023 | 9 |  |  |  | 72.0167 | 1
| Zone | South Orange County | 8 | Monthly System Peak Day | SCE | 1-in-10 | 2023 | 10 |  |  |  | 76.2667 | 1
| Zone | South Orange County | 8 | Monthly System Peak Day | SCE | 1-in-10 | 2023 | 11 |  |  |  | 80.7167 | 1
| Zone | South Orange County | 8 | Monthly System Peak Day | SCE | 1-in-10 | 2023 | 12 |  |  |  | 81.4167 | 1
| Zone | South Orange County | 8 | Monthly System Peak Day | SCE | 1-in-10 | 2023 | 13 |  |  |  | 80.9667 | 1
| Zone | South Orange County | 8 | Monthly System Peak Day | SCE | 1-in-10 | 2023 | 14 |  |  |  | 82.4333 | 1
| Zone | South Orange County | 8 | Monthly System Peak Day | SCE | 1-in-10 | 2023 | 15 |  |  |  | 85.05 | 1
| Zone | South Orange County | 8 | Monthly System Peak Day | SCE | 1-in-10 | 2023 | 16 |  |  |  | 86.9167 | 1
| Zone | South Orange County | 8 | Monthly System Peak Day | SCE | 1-in-10 | 2023 | 17 |  |  |  | 87.55 | 1
| Zone | South Orange County | 8 | Monthly System Peak Day | SCE | 1-in-10 | 2023 | 18 |  |  |  | 86.6333 | 1
| Zone | South Orange County | 8 | Monthly System Peak Day | SCE | 1-in-10 | 2023 | 19 |  |  |  | 85.15 | 1
| Zone | South Orange County | 8 | Monthly System Peak Day | SCE | 1-in-10 | 2023 | 20 |  |  |  | 83.0667 | 1
| Zone | South Orange County | 8 | Monthly System Peak Day | SCE | 1-in-10 | 2023 | 21 |  |  |  | 79.1667 | 1
| Zone | South Orange County | 8 | Monthly System Peak Day | SCE | 1-in-10 | 2023 | 22 |  |  |  | 76.55 | 1
| Zone | South Orange County | 8 | Monthly System Peak Day | SCE | 1-in-10 | 2023 | 23 |  |  |  | 74.6333 | 1
| Zone | South Orange County | 8 | Monthly System Peak Day | SCE | 1-in-10 | 2023 | 24 |  |  |  | 73.5 | 1
| Zone | South Orange County | 8 | Typical Event Day | SCE | 1-in-10 | 2023 | 1 |  |  |  | 71.9242 | 1
| Zone | South Orange County | 8 | Typical Event Day | SCE | 1-in-10 | 2023 | 2 |  |  |  | 70.8933 | 1
| Zone | South Orange County | 8 | Typical Event Day | SCE | 1-in-10 | 2023 | 3 |  |  |  | 70.245 | 1
| Zone | South Orange County | 8 | Typical Event Day | SCE | 1-in-10 | 2023 | 4 |  |  |  | 70.0308 | 1
| Zone | South Orange County | 8 | Typical Event Day | SCE | 1-in-10 | 2023 | 5 |  |  |  | 69.5579 | 1
| Zone | South Orange County | 8 | Typical Event Day | SCE | 1-in-10 | 2023 | 6 |  |  |  | 69.1504 | 1
| Zone | South Orange County | 8 | Typical Event Day | SCE | 1-in-10 | 2023 | 7 |  |  |  | 68.7904 | 1
| Zone | South Orange County | 8 | Typical Event Day | SCE | 1-in-10 | 2023 | 8 |  |  |  | 69.1354 | 1
| Zone | South Orange County | 8 | Typical Event Day | SCE | 1-in-10 | 2023 | 9 |  |  |  | 71.4379 | 1
| Zone | South Orange County | 8 | Typical Event Day | SCE | 1-in-10 | 2023 | 10 |  |  |  | 75.7646 | 1
| Zone | South Orange County | 8 | Typical Event Day | SCE | 1-in-10 | 2023 | 11 |  |  |  | 80.9008 | 1
| Zone | South Orange County | 8 | Typical Event Day | SCE | 1-in-10 | 2023 | 12 |  |  |  | 82.915 | 1
| Zone | South Orange County | 8 | Typical Event Day | SCE | 1-in-10 | 2023 | 13 |  |  |  | 83.7217 | 1
| Zone | South Orange County | 8 | Typical Event Day | SCE | 1-in-10 | 2023 | 14 |  |  |  | 85.4817 | 1
| Zone | South Orange County | 8 | Typical Event Day | SCE | 1-in-10 | 2023 | 15 |  |  |  | 87.85 | 1
| Zone | South Orange County | 8 | Typical Event Day | SCE | 1-in-10 | 2023 | 16 |  |  |  | 90.3458 | 1
| Zone | South Orange County | 8 | Typical Event Day | SCE | 1-in-10 | 2023 | 17 |  |  |  | 91.5417 | 1
| Zone | South Orange County | 8 | Typical Event Day | SCE | 1-in-10 | 2023 | 18 |  |  |  | 91.4583 | 1
| Zone | South Orange County | 8 | Typical Event Day | SCE | 1-in-10 | 2023 | 19 |  |  |  | 89.3583 | 1
| Zone | South Orange County | 8 | Typical Event Day | SCE | 1-in-10 | 2023 | 20 |  |  |  | 85.5175 | 1
| Zone | South Orange County | 8 | Typical Event Day | SCE | 1-in-10 | 2023 | 21 |  |  |  | 81.5517 | 1
| Zone | South Orange County | 8 | Typical Event Day | SCE | 1-in-10 | 2023 | 22 |  |  |  | 78.4496 | 1
| Zone | South Orange County | 8 | Typical Event Day | SCE | 1-in-10 | 2023 | 23 |  |  |  | 76.3125 | 1
| Zone | South Orange County | 8 | Typical Event Day | SCE | 1-in-10 | 2023 | 24 |  |  |  | 74.7438 | 1
| Zone | South Orange County | 9 | Average Weekday | SCE | 1-in-10 | 2023 | 1 |  |  |  | 71.7479 | 1
| Zone | South Orange County | 9 | Average Weekday | SCE | 1-in-10 | 2023 | 2 |  |  |  | 71.1465 | 1
| Zone | South Orange County | 9 | Average Weekday | SCE | 1-in-10 | 2023 | 3 |  |  |  | 70.6301 | 1
| Zone | South Orange County | 9 | Average Weekday | SCE | 1-in-10 | 2023 | 4 |  |  |  | 70.1971 | 1
| Zone | South Orange County | 9 | Average Weekday | SCE | 1-in-10 | 2023 | 5 |  |  |  | 69.8707 | 1
| Zone | South Orange County | 9 | Average Weekday | SCE | 1-in-10 | 2023 | 6 |  |  |  | 69.5087 | 1
| Zone | South Orange County | 9 | Average Weekday | SCE | 1-in-10 | 2023 | 7 |  |  |  | 69.2601 | 1
| Zone | South Orange County | 9 | Average Weekday | SCE | 1-in-10 | 2023 | 8 |  |  |  | 69.177 | 1
| Zone | South Orange County | 9 | Average Weekday | SCE | 1-in-10 | 2023 | 9 |  |  |  | 70.2802 | 1
| Zone | South Orange County | 9 | Average Weekday | SCE | 1-in-10 | 2023 | 10 |  |  |  | 72.886 | 1
| Zone | South Orange County | 9 | Average Weekday | SCE | 1-in-10 | 2023 | 11 |  |  |  | 75.8762 | 1
| Zone | South Orange County | 9 | Average Weekday | SCE | 1-in-10 | 2023 | 12 |  |  |  | 78.4211 | 1
| Zone | South Orange County | 9 | Average Weekday | SCE | 1-in-10 | 2023 | 13 |  |  |  | 79.6325 | 1
| Zone | South Orange County | 9 | Average Weekday | SCE | 1-in-10 | 2023 | 14 |  |  |  | 80.3008 | 1
| Zone | South Orange County | 9 | Average Weekday | SCE | 1-in-10 | 2023 | 15 |  |  |  | 81.2714 | 1
| Zone | South Orange County | 9 | Average Weekday | SCE | 1-in-10 | 2023 | 16 |  |  |  | 81.5167 | 1
| Zone | South Orange County | 9 | Average Weekday | SCE | 1-in-10 | 2023 | 17 |  |  |  | 81.431 | 1
| Zone | South Orange County | 9 | Average Weekday | SCE | 1-in-10 | 2023 | 18 |  |  |  | 80.6365 | 1
| Zone | South Orange County | 9 | Average Weekday | SCE | 1-in-10 | 2023 | 19 |  |  |  | 79.223 | 1
| Zone | South Orange County | 9 | Average Weekday | SCE | 1-in-10 | 2023 | 20 |  |  |  | 77.0676 | 1
| Zone | South Orange County | 9 | Average Weekday | SCE | 1-in-10 | 2023 | 21 |  |  |  | 74.7656 | 1
| Zone | South Orange County | 9 | Average Weekday | SCE | 1-in-10 | 2023 | 22 |  |  |  | 73.7906 | 1
| Zone | South Orange County | 9 | Average Weekday | SCE | 1-in-10 | 2023 | 23 |  |  |  | 72.9166 | 1
| Zone | South Orange County | 9 | Average Weekday | SCE | 1-in-10 | 2023 | 24 |  |  |  | 72.1378 | 1
| Zone | South Orange County | 9 | Monthly System Peak Day | SCE | 1-in-10 | 2023 | 1 |  |  |  | 74.3333 | 1
| Zone | South Orange County | 9 | Monthly System Peak Day | SCE | 1-in-10 | 2023 | 2 |  |  |  | 73.4 | 1
| Zone | South Orange County | 9 | Monthly System Peak Day | SCE | 1-in-10 | 2023 | 3 |  |  |  | 72.6667 | 1
| Zone | South Orange County | 9 | Monthly System Peak Day | SCE | 1-in-10 | 2023 | 4 |  |  |  | 72.7 | 1
| Zone | South Orange County | 9 | Monthly System Peak Day | SCE | 1-in-10 | 2023 | 5 |  |  |  | 72.4167 | 1
| Zone | South Orange County | 9 | Monthly System Peak Day | SCE | 1-in-10 | 2023 | 6 |  |  |  | 72.15 | 1
| Zone | South Orange County | 9 | Monthly System Peak Day | SCE | 1-in-10 | 2023 | 7 |  |  |  | 71.9 | 1
| Zone | South Orange County | 9 | Monthly System Peak Day | SCE | 1-in-10 | 2023 | 8 |  |  |  | 72.1167 | 1
| Zone | South Orange County | 9 | Monthly System Peak Day | SCE | 1-in-10 | 2023 | 9 |  |  |  | 73.8 | 1
| Zone | South Orange County | 9 | Monthly System Peak Day | SCE | 1-in-10 | 2023 | 10 |  |  |  | 77.9333 | 1
| Zone | South Orange County | 9 | Monthly System Peak Day | SCE | 1-in-10 | 2023 | 11 |  |  |  | 83.15 | 1
| Zone | South Orange County | 9 | Monthly System Peak Day | SCE | 1-in-10 | 2023 | 12 |  |  |  | 86.6667 | 1
| Zone | South Orange County | 9 | Monthly System Peak Day | SCE | 1-in-10 | 2023 | 13 |  |  |  | 89.05 | 1
| Zone | South Orange County | 9 | Monthly System Peak Day | SCE | 1-in-10 | 2023 | 14 |  |  |  | 91.35 | 1
| Zone | South Orange County | 9 | Monthly System Peak Day | SCE | 1-in-10 | 2023 | 15 |  |  |  | 91.5167 | 1
| Zone | South Orange County | 9 | Monthly System Peak Day | SCE | 1-in-10 | 2023 | 16 |  |  |  | 92.55 | 1
| Zone | South Orange County | 9 | Monthly System Peak Day | SCE | 1-in-10 | 2023 | 17 |  |  |  | 93.2 | 1
| Zone | South Orange County | 9 | Monthly System Peak Day | SCE | 1-in-10 | 2023 | 18 |  |  |  | 93.6167 | 1
| Zone | South Orange County | 9 | Monthly System Peak Day | SCE | 1-in-10 | 2023 | 19 |  |  |  | 92.35 | 1
| Zone | South Orange County | 9 | Monthly System Peak Day | SCE | 1-in-10 | 2023 | 20 |  |  |  | 88.9333 | 1
| Zone | South Orange County | 9 | Monthly System Peak Day | SCE | 1-in-10 | 2023 | 21 |  |  |  | 83.9667 | 1
| Zone | South Orange County | 9 | Monthly System Peak Day | SCE | 1-in-10 | 2023 | 22 |  |  |  | 84.2333 | 1
| Zone | South Orange County | 9 | Monthly System Peak Day | SCE | 1-in-10 | 2023 | 23 |  |  |  | 83.05 | 1
| Zone | South Orange County | 9 | Monthly System Peak Day | SCE | 1-in-10 | 2023 | 24 |  |  |  | 81.05 | 1
| Zone | South Orange County | 10 | Average Weekday | SCE | 1-in-10 | 2023 | 1 |  |  |  | 69.118 | 1
| Zone | South Orange County | 10 | Average Weekday | SCE | 1-in-10 | 2023 | 2 |  |  |  | 68.5352 | 1
| Zone | South Orange County | 10 | Average Weekday | SCE | 1-in-10 | 2023 | 3 |  |  |  | 67.8411 | 1
| Zone | South Orange County | 10 | Average Weekday | SCE | 1-in-10 | 2023 | 4 |  |  |  | 67.235 | 1
| Zone | South Orange County | 10 | Average Weekday | SCE | 1-in-10 | 2023 | 5 |  |  |  | 66.6026 | 1
| Zone | South Orange County | 10 | Average Weekday | SCE | 1-in-10 | 2023 | 6 |  |  |  | 66.2633 | 1
| Zone | South Orange County | 10 | Average Weekday | SCE | 1-in-10 | 2023 | 7 |  |  |  | 65.9069 | 1
| Zone | South Orange County | 10 | Average Weekday | SCE | 1-in-10 | 2023 | 8 |  |  |  | 65.5926 | 1
| Zone | South Orange County | 10 | Average Weekday | SCE | 1-in-10 | 2023 | 9 |  |  |  | 65.9445 | 1
| Zone | South Orange County | 10 | Average Weekday | SCE | 1-in-10 | 2023 | 10 |  |  |  | 68.4825 | 1
| Zone | South Orange County | 10 | Average Weekday | SCE | 1-in-10 | 2023 | 11 |  |  |  | 71.8683 | 1
| Zone | South Orange County | 10 | Average Weekday | SCE | 1-in-10 | 2023 | 12 |  |  |  | 74.8892 | 1
| Zone | South Orange County | 10 | Average Weekday | SCE | 1-in-10 | 2023 | 13 |  |  |  | 77.3307 | 1
| Zone | South Orange County | 10 | Average Weekday | SCE | 1-in-10 | 2023 | 14 |  |  |  | 78.5737 | 1
| Zone | South Orange County | 10 | Average Weekday | SCE | 1-in-10 | 2023 | 15 |  |  |  | 79.2328 | 1
| Zone | South Orange County | 10 | Average Weekday | SCE | 1-in-10 | 2023 | 16 |  |  |  | 79.1279 | 1
| Zone | South Orange County | 10 | Average Weekday | SCE | 1-in-10 | 2023 | 17 |  |  |  | 78.8701 | 1
| Zone | South Orange County | 10 | Average Weekday | SCE | 1-in-10 | 2023 | 18 |  |  |  | 78.3056 | 1
| Zone | South Orange County | 10 | Average Weekday | SCE | 1-in-10 | 2023 | 19 |  |  |  | 76.8335 | 1
| Zone | South Orange County | 10 | Average Weekday | SCE | 1-in-10 | 2023 | 20 |  |  |  | 74.2791 | 1
| Zone | South Orange County | 10 | Average Weekday | SCE | 1-in-10 | 2023 | 21 |  |  |  | 72.6954 | 1
| Zone | South Orange County | 10 | Average Weekday | SCE | 1-in-10 | 2023 | 22 |  |  |  | 71.6686 | 1
| Zone | South Orange County | 10 | Average Weekday | SCE | 1-in-10 | 2023 | 23 |  |  |  | 70.7785 | 1
| Zone | South Orange County | 10 | Average Weekday | SCE | 1-in-10 | 2023 | 24 |  |  |  | 69.9095 | 1
| Zone | South Orange County | 10 | Monthly System Peak Day | SCE | 1-in-10 | 2023 | 1 |  |  |  | 77.2 | 1
| Zone | South Orange County | 10 | Monthly System Peak Day | SCE | 1-in-10 | 2023 | 2 |  |  |  | 79.3167 | 1
| Zone | South Orange County | 10 | Monthly System Peak Day | SCE | 1-in-10 | 2023 | 3 |  |  |  | 75.8667 | 1
| Zone | South Orange County | 10 | Monthly System Peak Day | SCE | 1-in-10 | 2023 | 4 |  |  |  | 75.9133 | 1
| Zone | South Orange County | 10 | Monthly System Peak Day | SCE | 1-in-10 | 2023 | 5 |  |  |  | 77.21 | 1
| Zone | South Orange County | 10 | Monthly System Peak Day | SCE | 1-in-10 | 2023 | 6 |  |  |  | 81.2067 | 1
| Zone | South Orange County | 10 | Monthly System Peak Day | SCE | 1-in-10 | 2023 | 7 |  |  |  | 80.5833 | 1
| Zone | South Orange County | 10 | Monthly System Peak Day | SCE | 1-in-10 | 2023 | 8 |  |  |  | 80.4983 | 1
| Zone | South Orange County | 10 | Monthly System Peak Day | SCE | 1-in-10 | 2023 | 9 |  |  |  | 80.59 | 1
| Zone | South Orange County | 10 | Monthly System Peak Day | SCE | 1-in-10 | 2023 | 10 |  |  |  | 83.0667 | 1
| Zone | South Orange County | 10 | Monthly System Peak Day | SCE | 1-in-10 | 2023 | 11 |  |  |  | 86.9 | 1
| Zone | South Orange County | 10 | Monthly System Peak Day | SCE | 1-in-10 | 2023 | 12 |  |  |  | 91.65 | 1
| Zone | South Orange County | 10 | Monthly System Peak Day | SCE | 1-in-10 | 2023 | 13 |  |  |  | 96.8833 | 1
| Zone | South Orange County | 10 | Monthly System Peak Day | SCE | 1-in-10 | 2023 | 14 |  |  |  | 99.5833 | 1
| Zone | South Orange County | 10 | Monthly System Peak Day | SCE | 1-in-10 | 2023 | 15 |  |  |  | 100.9833 | 1
| Zone | South Orange County | 10 | Monthly System Peak Day | SCE | 1-in-10 | 2023 | 16 |  |  |  | 100.3833 | 1
| Zone | South Orange County | 10 | Monthly System Peak Day | SCE | 1-in-10 | 2023 | 17 |  |  |  | 99.8 | 1
| Zone | South Orange County | 10 | Monthly System Peak Day | SCE | 1-in-10 | 2023 | 18 |  |  |  | 100.4167 | 1
| Zone | South Orange County | 10 | Monthly System Peak Day | SCE | 1-in-10 | 2023 | 19 |  |  |  | 99.3833 | 1
| Zone | South Orange County | 10 | Monthly System Peak Day | SCE | 1-in-10 | 2023 | 20 |  |  |  | 94.9833 | 1
| Zone | South Orange County | 10 | Monthly System Peak Day | SCE | 1-in-10 | 2023 | 21 |  |  |  | 90.7667 | 1
| Zone | South Orange County | 10 | Monthly System Peak Day | SCE | 1-in-10 | 2023 | 22 |  |  |  | 87.9167 | 1
| Zone | South Orange County | 10 | Monthly System Peak Day | SCE | 1-in-10 | 2023 | 23 |  |  |  | 86.4667 | 1
| Zone | South Orange County | 10 | Monthly System Peak Day | SCE | 1-in-10 | 2023 | 24 |  |  |  | 85.7 | 1
| Zone | South Orange County | 11 | Average Weekday | SCE | 1-in-10 | 2023 | 1 |  |  |  | 58.9397 | 1
| Zone | South Orange County | 11 | Average Weekday | SCE | 1-in-10 | 2023 | 2 |  |  |  | 57.9461 | 1
| Zone | South Orange County | 11 | Average Weekday | SCE | 1-in-10 | 2023 | 3 |  |  |  | 56.9995 | 1
| Zone | South Orange County | 11 | Average Weekday | SCE | 1-in-10 | 2023 | 4 |  |  |  | 56.0916 | 1
| Zone | South Orange County | 11 | Average Weekday | SCE | 1-in-10 | 2023 | 5 |  |  |  | 55.3154 | 1
| Zone | South Orange County | 11 | Average Weekday | SCE | 1-in-10 | 2023 | 6 |  |  |  | 54.6663 | 1
| Zone | South Orange County | 11 | Average Weekday | SCE | 1-in-10 | 2023 | 7 |  |  |  | 54.3493 | 1
| Zone | South Orange County | 11 | Average Weekday | SCE | 1-in-10 | 2023 | 8 |  |  |  | 54.1698 | 1
| Zone | South Orange County | 11 | Average Weekday | SCE | 1-in-10 | 2023 | 9 |  |  |  | 55.668 | 1
| Zone | South Orange County | 11 | Average Weekday | SCE | 1-in-10 | 2023 | 10 |  |  |  | 59.6793 | 1
| Zone | South Orange County | 11 | Average Weekday | SCE | 1-in-10 | 2023 | 11 |  |  |  | 64.0458 | 1
| Zone | South Orange County | 11 | Average Weekday | SCE | 1-in-10 | 2023 | 12 |  |  |  | 67.5321 | 1
| Zone | South Orange County | 11 | Average Weekday | SCE | 1-in-10 | 2023 | 13 |  |  |  | 69.9497 | 1
| Zone | South Orange County | 11 | Average Weekday | SCE | 1-in-10 | 2023 | 14 |  |  |  | 71.1228 | 1
| Zone | South Orange County | 11 | Average Weekday | SCE | 1-in-10 | 2023 | 15 |  |  |  | 71.3371 | 1
| Zone | South Orange County | 11 | Average Weekday | SCE | 1-in-10 | 2023 | 16 |  |  |  | 71.0195 | 1
| Zone | South Orange County | 11 | Average Weekday | SCE | 1-in-10 | 2023 | 17 |  |  |  | 70.1644 | 1
| Zone | South Orange County | 11 | Average Weekday | SCE | 1-in-10 | 2023 | 18 |  |  |  | 68.4656 | 1
| Zone | South Orange County | 11 | Average Weekday | SCE | 1-in-10 | 2023 | 19 |  |  |  | 66.4926 | 1
| Zone | South Orange County | 11 | Average Weekday | SCE | 1-in-10 | 2023 | 20 |  |  |  | 64.7972 | 1
| Zone | South Orange County | 11 | Average Weekday | SCE | 1-in-10 | 2023 | 21 |  |  |  | 63.4676 | 1
| Zone | South Orange County | 11 | Average Weekday | SCE | 1-in-10 | 2023 | 22 |  |  |  | 62.0872 | 1
| Zone | South Orange County | 11 | Average Weekday | SCE | 1-in-10 | 2023 | 23 |  |  |  | 60.8519 | 1
| Zone | South Orange County | 11 | Average Weekday | SCE | 1-in-10 | 2023 | 24 |  |  |  | 59.7972 | 1
| Zone | South Orange County | 11 | Monthly System Peak Day | SCE | 1-in-10 | 2023 | 1 |  |  |  | 69.45 | 1
| Zone | South Orange County | 11 | Monthly System Peak Day | SCE | 1-in-10 | 2023 | 2 |  |  |  | 68.3317 | 1
| Zone | South Orange County | 11 | Monthly System Peak Day | SCE | 1-in-10 | 2023 | 3 |  |  |  | 67.435 | 1
| Zone | South Orange County | 11 | Monthly System Peak Day | SCE | 1-in-10 | 2023 | 4 |  |  |  | 66.2533 | 1
| Zone | South Orange County | 11 | Monthly System Peak Day | SCE | 1-in-10 | 2023 | 5 |  |  |  | 65.7983 | 1
| Zone | South Orange County | 11 | Monthly System Peak Day | SCE | 1-in-10 | 2023 | 6 |  |  |  | 64.7267 | 1
| Zone | South Orange County | 11 | Monthly System Peak Day | SCE | 1-in-10 | 2023 | 7 |  |  |  | 64.8883 | 1
| Zone | South Orange County | 11 | Monthly System Peak Day | SCE | 1-in-10 | 2023 | 8 |  |  |  | 65.895 | 1
| Zone | South Orange County | 11 | Monthly System Peak Day | SCE | 1-in-10 | 2023 | 9 |  |  |  | 68.315 | 1
| Zone | South Orange County | 11 | Monthly System Peak Day | SCE | 1-in-10 | 2023 | 10 |  |  |  | 72.92 | 1
| Zone | South Orange County | 11 | Monthly System Peak Day | SCE | 1-in-10 | 2023 | 11 |  |  |  | 80.5 | 1
| Zone | South Orange County | 11 | Monthly System Peak Day | SCE | 1-in-10 | 2023 | 12 |  |  |  | 86.7 | 1
| Zone | South Orange County | 11 | Monthly System Peak Day | SCE | 1-in-10 | 2023 | 13 |  |  |  | 90.5667 | 1
| Zone | South Orange County | 11 | Monthly System Peak Day | SCE | 1-in-10 | 2023 | 14 |  |  |  | 92.2667 | 1
| Zone | South Orange County | 11 | Monthly System Peak Day | SCE | 1-in-10 | 2023 | 15 |  |  |  | 92.5667 | 1
| Zone | South Orange County | 11 | Monthly System Peak Day | SCE | 1-in-10 | 2023 | 16 |  |  |  | 91.8333 | 1
| Zone | South Orange County | 11 | Monthly System Peak Day | SCE | 1-in-10 | 2023 | 17 |  |  |  | 90.8333 | 1
| Zone | South Orange County | 11 | Monthly System Peak Day | SCE | 1-in-10 | 2023 | 18 |  |  |  | 89.0667 | 1
| Zone | South Orange County | 11 | Monthly System Peak Day | SCE | 1-in-10 | 2023 | 19 |  |  |  | 86.4833 | 1
| Zone | South Orange County | 11 | Monthly System Peak Day | SCE | 1-in-10 | 2023 | 20 |  |  |  | 82 | 1
| Zone | South Orange County | 11 | Monthly System Peak Day | SCE | 1-in-10 | 2023 | 21 |  |  |  | 79.2 | 1
| Zone | South Orange County | 11 | Monthly System Peak Day | SCE | 1-in-10 | 2023 | 22 |  |  |  | 77.1 | 1
| Zone | South Orange County | 11 | Monthly System Peak Day | SCE | 1-in-10 | 2023 | 23 |  |  |  | 74.8 | 1
| Zone | South Orange County | 11 | Monthly System Peak Day | SCE | 1-in-10 | 2023 | 24 |  |  |  | 72.7667 | 1
| Zone | South Orange County | 12 | Average Weekday | SCE | 1-in-10 | 2023 | 1 |  |  |  | 51.8291 | 1
| Zone | South Orange County | 12 | Average Weekday | SCE | 1-in-10 | 2023 | 2 |  |  |  | 50.9499 | 1
| Zone | South Orange County | 12 | Average Weekday | SCE | 1-in-10 | 2023 | 3 |  |  |  | 50.0991 | 1
| Zone | South Orange County | 12 | Average Weekday | SCE | 1-in-10 | 2023 | 4 |  |  |  | 49.3577 | 1
| Zone | South Orange County | 12 | Average Weekday | SCE | 1-in-10 | 2023 | 5 |  |  |  | 48.6908 | 1
| Zone | South Orange County | 12 | Average Weekday | SCE | 1-in-10 | 2023 | 6 |  |  |  | 48.1454 | 1
| Zone | South Orange County | 12 | Average Weekday | SCE | 1-in-10 | 2023 | 7 |  |  |  | 47.9686 | 1
| Zone | South Orange County | 12 | Average Weekday | SCE | 1-in-10 | 2023 | 8 |  |  |  | 47.9584 | 1
| Zone | South Orange County | 12 | Average Weekday | SCE | 1-in-10 | 2023 | 9 |  |  |  | 49.005 | 1
| Zone | South Orange County | 12 | Average Weekday | SCE | 1-in-10 | 2023 | 10 |  |  |  | 52.1354 | 1
| Zone | South Orange County | 12 | Average Weekday | SCE | 1-in-10 | 2023 | 11 |  |  |  | 56.0031 | 1
| Zone | South Orange County | 12 | Average Weekday | SCE | 1-in-10 | 2023 | 12 |  |  |  | 59.2624 | 1
| Zone | South Orange County | 12 | Average Weekday | SCE | 1-in-10 | 2023 | 13 |  |  |  | 61.5066 | 1
| Zone | South Orange County | 12 | Average Weekday | SCE | 1-in-10 | 2023 | 14 |  |  |  | 62.8752 | 1
| Zone | South Orange County | 12 | Average Weekday | SCE | 1-in-10 | 2023 | 15 |  |  |  | 63.1948 | 1
| Zone | South Orange County | 12 | Average Weekday | SCE | 1-in-10 | 2023 | 16 |  |  |  | 62.9711 | 1
| Zone | South Orange County | 12 | Average Weekday | SCE | 1-in-10 | 2023 | 17 |  |  |  | 61.8362 | 1
| Zone | South Orange County | 12 | Average Weekday | SCE | 1-in-10 | 2023 | 18 |  |  |  | 59.9768 | 1
| Zone | South Orange County | 12 | Average Weekday | SCE | 1-in-10 | 2023 | 19 |  |  |  | 58.4232 | 1
| Zone | South Orange County | 12 | Average Weekday | SCE | 1-in-10 | 2023 | 20 |  |  |  | 57.4427 | 1
| Zone | South Orange County | 12 | Average Weekday | SCE | 1-in-10 | 2023 | 21 |  |  |  | 56.2781 | 1
| Zone | South Orange County | 12 | Average Weekday | SCE | 1-in-10 | 2023 | 22 |  |  |  | 55.1592 | 1
| Zone | South Orange County | 12 | Average Weekday | SCE | 1-in-10 | 2023 | 23 |  |  |  | 54.024 | 1
| Zone | South Orange County | 12 | Average Weekday | SCE | 1-in-10 | 2023 | 24 |  |  |  | 53.0568 | 1
| Zone | South Orange County | 12 | Monthly System Peak Day | SCE | 1-in-10 | 2023 | 1 |  |  |  | 45.5983 | 1
| Zone | South Orange County | 12 | Monthly System Peak Day | SCE | 1-in-10 | 2023 | 2 |  |  |  | 44.0583 | 1
| Zone | South Orange County | 12 | Monthly System Peak Day | SCE | 1-in-10 | 2023 | 3 |  |  |  | 42.7283 | 1
| Zone | South Orange County | 12 | Monthly System Peak Day | SCE | 1-in-10 | 2023 | 4 |  |  |  | 41.4067 | 1
| Zone | South Orange County | 12 | Monthly System Peak Day | SCE | 1-in-10 | 2023 | 5 |  |  |  | 40.1833 | 1
| Zone | South Orange County | 12 | Monthly System Peak Day | SCE | 1-in-10 | 2023 | 6 |  |  |  | 39.455 | 1
| Zone | South Orange County | 12 | Monthly System Peak Day | SCE | 1-in-10 | 2023 | 7 |  |  |  | 39.4983 | 1
| Zone | South Orange County | 12 | Monthly System Peak Day | SCE | 1-in-10 | 2023 | 8 |  |  |  | 40 | 1
| Zone | South Orange County | 12 | Monthly System Peak Day | SCE | 1-in-10 | 2023 | 9 |  |  |  | 41.15 | 1
| Zone | South Orange County | 12 | Monthly System Peak Day | SCE | 1-in-10 | 2023 | 10 |  |  |  | 45.9567 | 1
| Zone | South Orange County | 12 | Monthly System Peak Day | SCE | 1-in-10 | 2023 | 11 |  |  |  | 51.4333 | 1
| Zone | South Orange County | 12 | Monthly System Peak Day | SCE | 1-in-10 | 2023 | 12 |  |  |  | 53.555 | 1
| Zone | South Orange County | 12 | Monthly System Peak Day | SCE | 1-in-10 | 2023 | 13 |  |  |  | 54.46 | 1
| Zone | South Orange County | 12 | Monthly System Peak Day | SCE | 1-in-10 | 2023 | 14 |  |  |  | 55.6267 | 1
| Zone | South Orange County | 12 | Monthly System Peak Day | SCE | 1-in-10 | 2023 | 15 |  |  |  | 56.4667 | 1
| Zone | South Orange County | 12 | Monthly System Peak Day | SCE | 1-in-10 | 2023 | 16 |  |  |  | 56.5783 | 1
| Zone | South Orange County | 12 | Monthly System Peak Day | SCE | 1-in-10 | 2023 | 17 |  |  |  | 55.9683 | 1
| Zone | South Orange County | 12 | Monthly System Peak Day | SCE | 1-in-10 | 2023 | 18 |  |  |  | 54.3267 | 1
| Zone | South Orange County | 12 | Monthly System Peak Day | SCE | 1-in-10 | 2023 | 19 |  |  |  | 52.8067 | 1
| Zone | South Orange County | 12 | Monthly System Peak Day | SCE | 1-in-10 | 2023 | 20 |  |  |  | 51.9067 | 1
| Zone | South Orange County | 12 | Monthly System Peak Day | SCE | 1-in-10 | 2023 | 21 |  |  |  | 50.095 | 1
| Zone | South Orange County | 12 | Monthly System Peak Day | SCE | 1-in-10 | 2023 | 22 |  |  |  | 48.8883 | 1
| Zone | South Orange County | 12 | Monthly System Peak Day | SCE | 1-in-10 | 2023 | 23 |  |  |  | 48.9217 | 1
| Zone | South Orange County | 12 | Monthly System Peak Day | SCE | 1-in-10 | 2023 | 24 |  |  |  | 48.4717 | 1
| Zone | South Orange County | 1 | Average Weekday | SCE | 1-in-10 | 2024 | 1 |  |  |  | 52.18 | 1
| Zone | South Orange County | 1 | Average Weekday | SCE | 1-in-10 | 2024 | 2 |  |  |  | 51.3559 | 1
| Zone | South Orange County | 1 | Average Weekday | SCE | 1-in-10 | 2024 | 3 |  |  |  | 50.5879 | 1
| Zone | South Orange County | 1 | Average Weekday | SCE | 1-in-10 | 2024 | 4 |  |  |  | 49.7468 | 1
| Zone | South Orange County | 1 | Average Weekday | SCE | 1-in-10 | 2024 | 5 |  |  |  | 48.9691 | 1
| Zone | South Orange County | 1 | Average Weekday | SCE | 1-in-10 | 2024 | 6 |  |  |  | 48.4568 | 1
| Zone | South Orange County | 1 | Average Weekday | SCE | 1-in-10 | 2024 | 7 |  |  |  | 48.0644 | 1
| Zone | South Orange County | 1 | Average Weekday | SCE | 1-in-10 | 2024 | 8 |  |  |  | 48.0706 | 1
| Zone | South Orange County | 1 | Average Weekday | SCE | 1-in-10 | 2024 | 9 |  |  |  | 48.8383 | 1
| Zone | South Orange County | 1 | Average Weekday | SCE | 1-in-10 | 2024 | 10 |  |  |  | 51.6117 | 1
| Zone | South Orange County | 1 | Average Weekday | SCE | 1-in-10 | 2024 | 11 |  |  |  | 55.2199 | 1
| Zone | South Orange County | 1 | Average Weekday | SCE | 1-in-10 | 2024 | 12 |  |  |  | 58.4718 | 1
| Zone | South Orange County | 1 | Average Weekday | SCE | 1-in-10 | 2024 | 13 |  |  |  | 60.3987 | 1
| Zone | South Orange County | 1 | Average Weekday | SCE | 1-in-10 | 2024 | 14 |  |  |  | 61.7776 | 1
| Zone | South Orange County | 1 | Average Weekday | SCE | 1-in-10 | 2024 | 15 |  |  |  | 62.4536 | 1
| Zone | South Orange County | 1 | Average Weekday | SCE | 1-in-10 | 2024 | 16 |  |  |  | 62.3352 | 1
| Zone | South Orange County | 1 | Average Weekday | SCE | 1-in-10 | 2024 | 17 |  |  |  | 61.5598 | 1
| Zone | South Orange County | 1 | Average Weekday | SCE | 1-in-10 | 2024 | 18 |  |  |  | 60.0373 | 1
| Zone | South Orange County | 1 | Average Weekday | SCE | 1-in-10 | 2024 | 19 |  |  |  | 58.1541 | 1
| Zone | South Orange County | 1 | Average Weekday | SCE | 1-in-10 | 2024 | 20 |  |  |  | 56.898 | 1
| Zone | South Orange County | 1 | Average Weekday | SCE | 1-in-10 | 2024 | 21 |  |  |  | 55.8955 | 1
| Zone | South Orange County | 1 | Average Weekday | SCE | 1-in-10 | 2024 | 22 |  |  |  | 54.9898 | 1
| Zone | South Orange County | 1 | Average Weekday | SCE | 1-in-10 | 2024 | 23 |  |  |  | 53.956 | 1
| Zone | South Orange County | 1 | Average Weekday | SCE | 1-in-10 | 2024 | 24 |  |  |  | 53.0008 | 1
| Zone | South Orange County | 1 | Monthly System Peak Day | SCE | 1-in-10 | 2024 | 1 |  |  |  | 50.6717 | 1
| Zone | South Orange County | 1 | Monthly System Peak Day | SCE | 1-in-10 | 2024 | 2 |  |  |  | 50.575 | 1
| Zone | South Orange County | 1 | Monthly System Peak Day | SCE | 1-in-10 | 2024 | 3 |  |  |  | 49.6833 | 1
| Zone | South Orange County | 1 | Monthly System Peak Day | SCE | 1-in-10 | 2024 | 4 |  |  |  | 48.55 | 1
| Zone | South Orange County | 1 | Monthly System Peak Day | SCE | 1-in-10 | 2024 | 5 |  |  |  | 47.745 | 1
| Zone | South Orange County | 1 | Monthly System Peak Day | SCE | 1-in-10 | 2024 | 6 |  |  |  | 47.5733 | 1
| Zone | South Orange County | 1 | Monthly System Peak Day | SCE | 1-in-10 | 2024 | 7 |  |  |  | 47.095 | 1
| Zone | South Orange County | 1 | Monthly System Peak Day | SCE | 1-in-10 | 2024 | 8 |  |  |  | 46.6817 | 1
| Zone | South Orange County | 1 | Monthly System Peak Day | SCE | 1-in-10 | 2024 | 9 |  |  |  | 47.1483 | 1
| Zone | South Orange County | 1 | Monthly System Peak Day | SCE | 1-in-10 | 2024 | 10 |  |  |  | 49.035 | 1
| Zone | South Orange County | 1 | Monthly System Peak Day | SCE | 1-in-10 | 2024 | 11 |  |  |  | 51.7433 | 1
| Zone | South Orange County | 1 | Monthly System Peak Day | SCE | 1-in-10 | 2024 | 12 |  |  |  | 53.9167 | 1
| Zone | South Orange County | 1 | Monthly System Peak Day | SCE | 1-in-10 | 2024 | 13 |  |  |  | 53.6683 | 1
| Zone | South Orange County | 1 | Monthly System Peak Day | SCE | 1-in-10 | 2024 | 14 |  |  |  | 54.4617 | 1
| Zone | South Orange County | 1 | Monthly System Peak Day | SCE | 1-in-10 | 2024 | 15 |  |  |  | 54.5217 | 1
| Zone | South Orange County | 1 | Monthly System Peak Day | SCE | 1-in-10 | 2024 | 16 |  |  |  | 55.015 | 1
| Zone | South Orange County | 1 | Monthly System Peak Day | SCE | 1-in-10 | 2024 | 17 |  |  |  | 54.1817 | 1
| Zone | South Orange County | 1 | Monthly System Peak Day | SCE | 1-in-10 | 2024 | 18 |  |  |  | 52.8783 | 1
| Zone | South Orange County | 1 | Monthly System Peak Day | SCE | 1-in-10 | 2024 | 19 |  |  |  | 52.0433 | 1
| Zone | South Orange County | 1 | Monthly System Peak Day | SCE | 1-in-10 | 2024 | 20 |  |  |  | 50.77 | 1
| Zone | South Orange County | 1 | Monthly System Peak Day | SCE | 1-in-10 | 2024 | 21 |  |  |  | 50.4517 | 1
| Zone | South Orange County | 1 | Monthly System Peak Day | SCE | 1-in-10 | 2024 | 22 |  |  |  | 50.3117 | 1
| Zone | South Orange County | 1 | Monthly System Peak Day | SCE | 1-in-10 | 2024 | 23 |  |  |  | 49.6133 | 1
| Zone | South Orange County | 1 | Monthly System Peak Day | SCE | 1-in-10 | 2024 | 24 |  |  |  | 48.4417 | 1
| Zone | South Orange County | 2 | Average Weekday | SCE | 1-in-10 | 2024 | 1 |  |  |  | 57.1728 | 1
| Zone | South Orange County | 2 | Average Weekday | SCE | 1-in-10 | 2024 | 2 |  |  |  | 55.9963 | 1
| Zone | South Orange County | 2 | Average Weekday | SCE | 1-in-10 | 2024 | 3 |  |  |  | 54.9899 | 1
| Zone | South Orange County | 2 | Average Weekday | SCE | 1-in-10 | 2024 | 4 |  |  |  | 54.0712 | 1
| Zone | South Orange County | 2 | Average Weekday | SCE | 1-in-10 | 2024 | 5 |  |  |  | 53.3326 | 1
| Zone | South Orange County | 2 | Average Weekday | SCE | 1-in-10 | 2024 | 6 |  |  |  | 52.8625 | 1
| Zone | South Orange County | 2 | Average Weekday | SCE | 1-in-10 | 2024 | 7 |  |  |  | 52.5456 | 1
| Zone | South Orange County | 2 | Average Weekday | SCE | 1-in-10 | 2024 | 8 |  |  |  | 52.3425 | 1
| Zone | South Orange County | 2 | Average Weekday | SCE | 1-in-10 | 2024 | 9 |  |  |  | 54.079 | 1
| Zone | South Orange County | 2 | Average Weekday | SCE | 1-in-10 | 2024 | 10 |  |  |  | 58.1346 | 1
| Zone | South Orange County | 2 | Average Weekday | SCE | 1-in-10 | 2024 | 11 |  |  |  | 62.1138 | 1
| Zone | South Orange County | 2 | Average Weekday | SCE | 1-in-10 | 2024 | 12 |  |  |  | 65.3932 | 1
| Zone | South Orange County | 2 | Average Weekday | SCE | 1-in-10 | 2024 | 13 |  |  |  | 67.7289 | 1
| Zone | South Orange County | 2 | Average Weekday | SCE | 1-in-10 | 2024 | 14 |  |  |  | 69.3005 | 1
| Zone | South Orange County | 2 | Average Weekday | SCE | 1-in-10 | 2024 | 15 |  |  |  | 69.4832 | 1
| Zone | South Orange County | 2 | Average Weekday | SCE | 1-in-10 | 2024 | 16 |  |  |  | 69.1466 | 1
| Zone | South Orange County | 2 | Average Weekday | SCE | 1-in-10 | 2024 | 17 |  |  |  | 68.2018 | 1
| Zone | South Orange County | 2 | Average Weekday | SCE | 1-in-10 | 2024 | 18 |  |  |  | 66.7425 | 1
| Zone | South Orange County | 2 | Average Weekday | SCE | 1-in-10 | 2024 | 19 |  |  |  | 64.4017 | 1
| Zone | South Orange County | 2 | Average Weekday | SCE | 1-in-10 | 2024 | 20 |  |  |  | 62.4907 | 1
| Zone | South Orange County | 2 | Average Weekday | SCE | 1-in-10 | 2024 | 21 |  |  |  | 61.1236 | 1
| Zone | South Orange County | 2 | Average Weekday | SCE | 1-in-10 | 2024 | 22 |  |  |  | 60.0168 | 1
| Zone | South Orange County | 2 | Average Weekday | SCE | 1-in-10 | 2024 | 23 |  |  |  | 58.8033 | 1
| Zone | South Orange County | 2 | Average Weekday | SCE | 1-in-10 | 2024 | 24 |  |  |  | 57.6811 | 1
| Zone | South Orange County | 2 | Monthly System Peak Day | SCE | 1-in-10 | 2024 | 1 |  |  |  | 69.875 | 1
| Zone | South Orange County | 2 | Monthly System Peak Day | SCE | 1-in-10 | 2024 | 2 |  |  |  | 67.1867 | 1
| Zone | South Orange County | 2 | Monthly System Peak Day | SCE | 1-in-10 | 2024 | 3 |  |  |  | 65.6 | 1
| Zone | South Orange County | 2 | Monthly System Peak Day | SCE | 1-in-10 | 2024 | 4 |  |  |  | 63.5817 | 1
| Zone | South Orange County | 2 | Monthly System Peak Day | SCE | 1-in-10 | 2024 | 5 |  |  |  | 62.8183 | 1
| Zone | South Orange County | 2 | Monthly System Peak Day | SCE | 1-in-10 | 2024 | 6 |  |  |  | 61.14 | 1
| Zone | South Orange County | 2 | Monthly System Peak Day | SCE | 1-in-10 | 2024 | 7 |  |  |  | 62.4817 | 1
| Zone | South Orange County | 2 | Monthly System Peak Day | SCE | 1-in-10 | 2024 | 8 |  |  |  | 63.1117 | 1
| Zone | South Orange County | 2 | Monthly System Peak Day | SCE | 1-in-10 | 2024 | 9 |  |  |  | 63.85 | 1
| Zone | South Orange County | 2 | Monthly System Peak Day | SCE | 1-in-10 | 2024 | 10 |  |  |  | 69.4017 | 1
| Zone | South Orange County | 2 | Monthly System Peak Day | SCE | 1-in-10 | 2024 | 11 |  |  |  | 76.1333 | 1
| Zone | South Orange County | 2 | Monthly System Peak Day | SCE | 1-in-10 | 2024 | 12 |  |  |  | 79.65 | 1
| Zone | South Orange County | 2 | Monthly System Peak Day | SCE | 1-in-10 | 2024 | 13 |  |  |  | 83.2333 | 1
| Zone | South Orange County | 2 | Monthly System Peak Day | SCE | 1-in-10 | 2024 | 14 |  |  |  | 85.2667 | 1
| Zone | South Orange County | 2 | Monthly System Peak Day | SCE | 1-in-10 | 2024 | 15 |  |  |  | 85.2 | 1
| Zone | South Orange County | 2 | Monthly System Peak Day | SCE | 1-in-10 | 2024 | 16 |  |  |  | 84.1333 | 1
| Zone | South Orange County | 2 | Monthly System Peak Day | SCE | 1-in-10 | 2024 | 17 |  |  |  | 82.55 | 1
| Zone | South Orange County | 2 | Monthly System Peak Day | SCE | 1-in-10 | 2024 | 18 |  |  |  | 79.6667 | 1
| Zone | South Orange County | 2 | Monthly System Peak Day | SCE | 1-in-10 | 2024 | 19 |  |  |  | 75.95 | 1
| Zone | South Orange County | 2 | Monthly System Peak Day | SCE | 1-in-10 | 2024 | 20 |  |  |  | 73.2667 | 1
| Zone | South Orange County | 2 | Monthly System Peak Day | SCE | 1-in-10 | 2024 | 21 |  |  |  | 71.15 | 1
| Zone | South Orange County | 2 | Monthly System Peak Day | SCE | 1-in-10 | 2024 | 22 |  |  |  | 69.3367 | 1
| Zone | South Orange County | 2 | Monthly System Peak Day | SCE | 1-in-10 | 2024 | 23 |  |  |  | 67.1667 | 1
| Zone | South Orange County | 2 | Monthly System Peak Day | SCE | 1-in-10 | 2024 | 24 |  |  |  | 65.64 | 1
| Zone | South Orange County | 3 | Average Weekday | SCE | 1-in-10 | 2024 | 1 |  |  |  | 59.5281 | 1
| Zone | South Orange County | 3 | Average Weekday | SCE | 1-in-10 | 2024 | 2 |  |  |  | 58.5162 | 1
| Zone | South Orange County | 3 | Average Weekday | SCE | 1-in-10 | 2024 | 3 |  |  |  | 57.8131 | 1
| Zone | South Orange County | 3 | Average Weekday | SCE | 1-in-10 | 2024 | 4 |  |  |  | 57.0513 | 1
| Zone | South Orange County | 3 | Average Weekday | SCE | 1-in-10 | 2024 | 5 |  |  |  | 56.254 | 1
| Zone | South Orange County | 3 | Average Weekday | SCE | 1-in-10 | 2024 | 6 |  |  |  | 55.6438 | 1
| Zone | South Orange County | 3 | Average Weekday | SCE | 1-in-10 | 2024 | 7 |  |  |  | 55.2104 | 1
| Zone | South Orange County | 3 | Average Weekday | SCE | 1-in-10 | 2024 | 8 |  |  |  | 55.3983 | 1
| Zone | South Orange County | 3 | Average Weekday | SCE | 1-in-10 | 2024 | 9 |  |  |  | 56.9005 | 1
| Zone | South Orange County | 3 | Average Weekday | SCE | 1-in-10 | 2024 | 10 |  |  |  | 60.304 | 1
| Zone | South Orange County | 3 | Average Weekday | SCE | 1-in-10 | 2024 | 11 |  |  |  | 64.0885 | 1
| Zone | South Orange County | 3 | Average Weekday | SCE | 1-in-10 | 2024 | 12 |  |  |  | 67.5235 | 1
| Zone | South Orange County | 3 | Average Weekday | SCE | 1-in-10 | 2024 | 13 |  |  |  | 69.6426 | 1
| Zone | South Orange County | 3 | Average Weekday | SCE | 1-in-10 | 2024 | 14 |  |  |  | 71.0985 | 1
| Zone | South Orange County | 3 | Average Weekday | SCE | 1-in-10 | 2024 | 15 |  |  |  | 71.772 | 1
| Zone | South Orange County | 3 | Average Weekday | SCE | 1-in-10 | 2024 | 16 |  |  |  | 71.7488 | 1
| Zone | South Orange County | 3 | Average Weekday | SCE | 1-in-10 | 2024 | 17 |  |  |  | 71.0608 | 1
| Zone | South Orange County | 3 | Average Weekday | SCE | 1-in-10 | 2024 | 18 |  |  |  | 70.3526 | 1
| Zone | South Orange County | 3 | Average Weekday | SCE | 1-in-10 | 2024 | 19 |  |  |  | 69.0515 | 1
| Zone | South Orange County | 3 | Average Weekday | SCE | 1-in-10 | 2024 | 20 |  |  |  | 66.7791 | 1
| Zone | South Orange County | 3 | Average Weekday | SCE | 1-in-10 | 2024 | 21 |  |  |  | 64.5212 | 1
| Zone | South Orange County | 3 | Average Weekday | SCE | 1-in-10 | 2024 | 22 |  |  |  | 63.3651 | 1
| Zone | South Orange County | 3 | Average Weekday | SCE | 1-in-10 | 2024 | 23 |  |  |  | 62.5298 | 1
| Zone | South Orange County | 3 | Average Weekday | SCE | 1-in-10 | 2024 | 24 |  |  |  | 61.5761 | 1
| Zone | South Orange County | 3 | Monthly System Peak Day | SCE | 1-in-10 | 2024 | 1 |  |  |  | 66.2733 | 1
| Zone | South Orange County | 3 | Monthly System Peak Day | SCE | 1-in-10 | 2024 | 2 |  |  |  | 64.8367 | 1
| Zone | South Orange County | 3 | Monthly System Peak Day | SCE | 1-in-10 | 2024 | 3 |  |  |  | 63.785 | 1
| Zone | South Orange County | 3 | Monthly System Peak Day | SCE | 1-in-10 | 2024 | 4 |  |  |  | 62.55 | 1
| Zone | South Orange County | 3 | Monthly System Peak Day | SCE | 1-in-10 | 2024 | 5 |  |  |  | 61.4383 | 1
| Zone | South Orange County | 3 | Monthly System Peak Day | SCE | 1-in-10 | 2024 | 6 |  |  |  | 60.365 | 1
| Zone | South Orange County | 3 | Monthly System Peak Day | SCE | 1-in-10 | 2024 | 7 |  |  |  | 59.7667 | 1
| Zone | South Orange County | 3 | Monthly System Peak Day | SCE | 1-in-10 | 2024 | 8 |  |  |  | 59.93 | 1
| Zone | South Orange County | 3 | Monthly System Peak Day | SCE | 1-in-10 | 2024 | 9 |  |  |  | 61.73 | 1
| Zone | South Orange County | 3 | Monthly System Peak Day | SCE | 1-in-10 | 2024 | 10 |  |  |  | 66.1033 | 1
| Zone | South Orange County | 3 | Monthly System Peak Day | SCE | 1-in-10 | 2024 | 11 |  |  |  | 70.67 | 1
| Zone | South Orange County | 3 | Monthly System Peak Day | SCE | 1-in-10 | 2024 | 12 |  |  |  | 74.5833 | 1
| Zone | South Orange County | 3 | Monthly System Peak Day | SCE | 1-in-10 | 2024 | 13 |  |  |  | 77.1667 | 1
| Zone | South Orange County | 3 | Monthly System Peak Day | SCE | 1-in-10 | 2024 | 14 |  |  |  | 78.7333 | 1
| Zone | South Orange County | 3 | Monthly System Peak Day | SCE | 1-in-10 | 2024 | 15 |  |  |  | 80.65 | 1
| Zone | South Orange County | 3 | Monthly System Peak Day | SCE | 1-in-10 | 2024 | 16 |  |  |  | 80.3667 | 1
| Zone | South Orange County | 3 | Monthly System Peak Day | SCE | 1-in-10 | 2024 | 17 |  |  |  | 79.2167 | 1
| Zone | South Orange County | 3 | Monthly System Peak Day | SCE | 1-in-10 | 2024 | 18 |  |  |  | 77.6667 | 1
| Zone | South Orange County | 3 | Monthly System Peak Day | SCE | 1-in-10 | 2024 | 19 |  |  |  | 77.4167 | 1
| Zone | South Orange County | 3 | Monthly System Peak Day | SCE | 1-in-10 | 2024 | 20 |  |  |  | 75.7833 | 1
| Zone | South Orange County | 3 | Monthly System Peak Day | SCE | 1-in-10 | 2024 | 21 |  |  |  | 71.6167 | 1
| Zone | South Orange County | 3 | Monthly System Peak Day | SCE | 1-in-10 | 2024 | 22 |  |  |  | 68.7333 | 1
| Zone | South Orange County | 3 | Monthly System Peak Day | SCE | 1-in-10 | 2024 | 23 |  |  |  | 67.0083 | 1
| Zone | South Orange County | 3 | Monthly System Peak Day | SCE | 1-in-10 | 2024 | 24 |  |  |  | 65.2 | 1
| Zone | South Orange County | 4 | Average Weekday | SCE | 1-in-10 | 2024 | 1 |  |  |  | 60.1427 | 1
| Zone | South Orange County | 4 | Average Weekday | SCE | 1-in-10 | 2024 | 2 |  |  |  | 59.4313 | 1
| Zone | South Orange County | 4 | Average Weekday | SCE | 1-in-10 | 2024 | 3 |  |  |  | 58.7794 | 1
| Zone | South Orange County | 4 | Average Weekday | SCE | 1-in-10 | 2024 | 4 |  |  |  | 58.1455 | 1
| Zone | South Orange County | 4 | Average Weekday | SCE | 1-in-10 | 2024 | 5 |  |  |  | 57.6355 | 1
| Zone | South Orange County | 4 | Average Weekday | SCE | 1-in-10 | 2024 | 6 |  |  |  | 57.1555 | 1
| Zone | South Orange County | 4 | Average Weekday | SCE | 1-in-10 | 2024 | 7 |  |  |  | 56.7984 | 1
| Zone | South Orange County | 4 | Average Weekday | SCE | 1-in-10 | 2024 | 8 |  |  |  | 57.0153 | 1
| Zone | South Orange County | 4 | Average Weekday | SCE | 1-in-10 | 2024 | 9 |  |  |  | 58.743 | 1
| Zone | South Orange County | 4 | Average Weekday | SCE | 1-in-10 | 2024 | 10 |  |  |  | 61.5164 | 1
| Zone | South Orange County | 4 | Average Weekday | SCE | 1-in-10 | 2024 | 11 |  |  |  | 64.6445 | 1
| Zone | South Orange County | 4 | Average Weekday | SCE | 1-in-10 | 2024 | 12 |  |  |  | 67.6103 | 1
| Zone | South Orange County | 4 | Average Weekday | SCE | 1-in-10 | 2024 | 13 |  |  |  | 68.8765 | 1
| Zone | South Orange County | 4 | Average Weekday | SCE | 1-in-10 | 2024 | 14 |  |  |  | 69.8323 | 1
| Zone | South Orange County | 4 | Average Weekday | SCE | 1-in-10 | 2024 | 15 |  |  |  | 70.6038 | 1
| Zone | South Orange County | 4 | Average Weekday | SCE | 1-in-10 | 2024 | 16 |  |  |  | 71.1033 | 1
| Zone | South Orange County | 4 | Average Weekday | SCE | 1-in-10 | 2024 | 17 |  |  |  | 71.1831 | 1
| Zone | South Orange County | 4 | Average Weekday | SCE | 1-in-10 | 2024 | 18 |  |  |  | 70.6177 | 1
| Zone | South Orange County | 4 | Average Weekday | SCE | 1-in-10 | 2024 | 19 |  |  |  | 69.6302 | 1
| Zone | South Orange County | 4 | Average Weekday | SCE | 1-in-10 | 2024 | 20 |  |  |  | 67.8745 | 1
| Zone | South Orange County | 4 | Average Weekday | SCE | 1-in-10 | 2024 | 21 |  |  |  | 65.5068 | 1
| Zone | South Orange County | 4 | Average Weekday | SCE | 1-in-10 | 2024 | 22 |  |  |  | 63.9119 | 1
| Zone | South Orange County | 4 | Average Weekday | SCE | 1-in-10 | 2024 | 23 |  |  |  | 62.6733 | 1
| Zone | South Orange County | 4 | Average Weekday | SCE | 1-in-10 | 2024 | 24 |  |  |  | 61.6163 | 1
| Zone | South Orange County | 4 | Monthly System Peak Day | SCE | 1-in-10 | 2024 | 1 |  |  |  | 68.3283 | 1
| Zone | South Orange County | 4 | Monthly System Peak Day | SCE | 1-in-10 | 2024 | 2 |  |  |  | 68.8933 | 1
| Zone | South Orange County | 4 | Monthly System Peak Day | SCE | 1-in-10 | 2024 | 3 |  |  |  | 67.565 | 1
| Zone | South Orange County | 4 | Monthly System Peak Day | SCE | 1-in-10 | 2024 | 4 |  |  |  | 65.7083 | 1
| Zone | South Orange County | 4 | Monthly System Peak Day | SCE | 1-in-10 | 2024 | 5 |  |  |  | 64.5117 | 1
| Zone | South Orange County | 4 | Monthly System Peak Day | SCE | 1-in-10 | 2024 | 6 |  |  |  | 63.9117 | 1
| Zone | South Orange County | 4 | Monthly System Peak Day | SCE | 1-in-10 | 2024 | 7 |  |  |  | 63.59 | 1
| Zone | South Orange County | 4 | Monthly System Peak Day | SCE | 1-in-10 | 2024 | 8 |  |  |  | 63.3633 | 1
| Zone | South Orange County | 4 | Monthly System Peak Day | SCE | 1-in-10 | 2024 | 9 |  |  |  | 65.85 | 1
| Zone | South Orange County | 4 | Monthly System Peak Day | SCE | 1-in-10 | 2024 | 10 |  |  |  | 70.795 | 1
| Zone | South Orange County | 4 | Monthly System Peak Day | SCE | 1-in-10 | 2024 | 11 |  |  |  | 75.5667 | 1
| Zone | South Orange County | 4 | Monthly System Peak Day | SCE | 1-in-10 | 2024 | 12 |  |  |  | 79.0167 | 1
| Zone | South Orange County | 4 | Monthly System Peak Day | SCE | 1-in-10 | 2024 | 13 |  |  |  | 79.4167 | 1
| Zone | South Orange County | 4 | Monthly System Peak Day | SCE | 1-in-10 | 2024 | 14 |  |  |  | 79.7 | 1
| Zone | South Orange County | 4 | Monthly System Peak Day | SCE | 1-in-10 | 2024 | 15 |  |  |  | 80.2667 | 1
| Zone | South Orange County | 4 | Monthly System Peak Day | SCE | 1-in-10 | 2024 | 16 |  |  |  | 82.0333 | 1
| Zone | South Orange County | 4 | Monthly System Peak Day | SCE | 1-in-10 | 2024 | 17 |  |  |  | 82.1167 | 1
| Zone | South Orange County | 4 | Monthly System Peak Day | SCE | 1-in-10 | 2024 | 18 |  |  |  | 83.65 | 1
| Zone | South Orange County | 4 | Monthly System Peak Day | SCE | 1-in-10 | 2024 | 19 |  |  |  | 80.8167 | 1
| Zone | South Orange County | 4 | Monthly System Peak Day | SCE | 1-in-10 | 2024 | 20 |  |  |  | 74.45 | 1
| Zone | South Orange County | 4 | Monthly System Peak Day | SCE | 1-in-10 | 2024 | 21 |  |  |  | 68.7633 | 1
| Zone | South Orange County | 4 | Monthly System Peak Day | SCE | 1-in-10 | 2024 | 22 |  |  |  | 67.5867 | 1
| Zone | South Orange County | 4 | Monthly System Peak Day | SCE | 1-in-10 | 2024 | 23 |  |  |  | 67.035 | 1
| Zone | South Orange County | 4 | Monthly System Peak Day | SCE | 1-in-10 | 2024 | 24 |  |  |  | 66.09 | 1
| Zone | South Orange County | 5 | Average Weekday | SCE | 1-in-10 | 2024 | 1 |  |  |  | 63.6645 | 1
| Zone | South Orange County | 5 | Average Weekday | SCE | 1-in-10 | 2024 | 2 |  |  |  | 63.0442 | 1
| Zone | South Orange County | 5 | Average Weekday | SCE | 1-in-10 | 2024 | 3 |  |  |  | 62.628 | 1
| Zone | South Orange County | 5 | Average Weekday | SCE | 1-in-10 | 2024 | 4 |  |  |  | 62.226 | 1
| Zone | South Orange County | 5 | Average Weekday | SCE | 1-in-10 | 2024 | 5 |  |  |  | 61.8174 | 1
| Zone | South Orange County | 5 | Average Weekday | SCE | 1-in-10 | 2024 | 6 |  |  |  | 61.6734 | 1
| Zone | South Orange County | 5 | Average Weekday | SCE | 1-in-10 | 2024 | 7 |  |  |  | 61.397 | 1
| Zone | South Orange County | 5 | Average Weekday | SCE | 1-in-10 | 2024 | 8 |  |  |  | 61.9969 | 1
| Zone | South Orange County | 5 | Average Weekday | SCE | 1-in-10 | 2024 | 9 |  |  |  | 64.0083 | 1
| Zone | South Orange County | 5 | Average Weekday | SCE | 1-in-10 | 2024 | 10 |  |  |  | 66.8587 | 1
| Zone | South Orange County | 5 | Average Weekday | SCE | 1-in-10 | 2024 | 11 |  |  |  | 69.2524 | 1
| Zone | South Orange County | 5 | Average Weekday | SCE | 1-in-10 | 2024 | 12 |  |  |  | 71.168 | 1
| Zone | South Orange County | 5 | Average Weekday | SCE | 1-in-10 | 2024 | 13 |  |  |  | 72.297 | 1
| Zone | South Orange County | 5 | Average Weekday | SCE | 1-in-10 | 2024 | 14 |  |  |  | 73.148 | 1
| Zone | South Orange County | 5 | Average Weekday | SCE | 1-in-10 | 2024 | 15 |  |  |  | 73.976 | 1
| Zone | South Orange County | 5 | Average Weekday | SCE | 1-in-10 | 2024 | 16 |  |  |  | 74.1826 | 1
| Zone | South Orange County | 5 | Average Weekday | SCE | 1-in-10 | 2024 | 17 |  |  |  | 74.122 | 1
| Zone | South Orange County | 5 | Average Weekday | SCE | 1-in-10 | 2024 | 18 |  |  |  | 73.3027 | 1
| Zone | South Orange County | 5 | Average Weekday | SCE | 1-in-10 | 2024 | 19 |  |  |  | 72.369 | 1
| Zone | South Orange County | 5 | Average Weekday | SCE | 1-in-10 | 2024 | 20 |  |  |  | 70.709 | 1
| Zone | South Orange County | 5 | Average Weekday | SCE | 1-in-10 | 2024 | 21 |  |  |  | 68.2305 | 1
| Zone | South Orange County | 5 | Average Weekday | SCE | 1-in-10 | 2024 | 22 |  |  |  | 66.2595 | 1
| Zone | South Orange County | 5 | Average Weekday | SCE | 1-in-10 | 2024 | 23 |  |  |  | 65.0803 | 1
| Zone | South Orange County | 5 | Average Weekday | SCE | 1-in-10 | 2024 | 24 |  |  |  | 64.1396 | 1
| Zone | South Orange County | 5 | Monthly System Peak Day | SCE | 1-in-10 | 2024 | 1 |  |  |  | 70.7233 | 1
| Zone | South Orange County | 5 | Monthly System Peak Day | SCE | 1-in-10 | 2024 | 2 |  |  |  | 69.7867 | 1
| Zone | South Orange County | 5 | Monthly System Peak Day | SCE | 1-in-10 | 2024 | 3 |  |  |  | 68.9883 | 1
| Zone | South Orange County | 5 | Monthly System Peak Day | SCE | 1-in-10 | 2024 | 4 |  |  |  | 68.0967 | 1
| Zone | South Orange County | 5 | Monthly System Peak Day | SCE | 1-in-10 | 2024 | 5 |  |  |  | 67.4783 | 1
| Zone | South Orange County | 5 | Monthly System Peak Day | SCE | 1-in-10 | 2024 | 6 |  |  |  | 67.16 | 1
| Zone | South Orange County | 5 | Monthly System Peak Day | SCE | 1-in-10 | 2024 | 7 |  |  |  | 66.67 | 1
| Zone | South Orange County | 5 | Monthly System Peak Day | SCE | 1-in-10 | 2024 | 8 |  |  |  | 67.6783 | 1
| Zone | South Orange County | 5 | Monthly System Peak Day | SCE | 1-in-10 | 2024 | 9 |  |  |  | 72.7933 | 1
| Zone | South Orange County | 5 | Monthly System Peak Day | SCE | 1-in-10 | 2024 | 10 |  |  |  | 79.3333 | 1
| Zone | South Orange County | 5 | Monthly System Peak Day | SCE | 1-in-10 | 2024 | 11 |  |  |  | 84.2 | 1
| Zone | South Orange County | 5 | Monthly System Peak Day | SCE | 1-in-10 | 2024 | 12 |  |  |  | 88.4667 | 1
| Zone | South Orange County | 5 | Monthly System Peak Day | SCE | 1-in-10 | 2024 | 13 |  |  |  | 90.0333 | 1
| Zone | South Orange County | 5 | Monthly System Peak Day | SCE | 1-in-10 | 2024 | 14 |  |  |  | 89.8333 | 1
| Zone | South Orange County | 5 | Monthly System Peak Day | SCE | 1-in-10 | 2024 | 15 |  |  |  | 92.15 | 1
| Zone | South Orange County | 5 | Monthly System Peak Day | SCE | 1-in-10 | 2024 | 16 |  |  |  | 92.0167 | 1
| Zone | South Orange County | 5 | Monthly System Peak Day | SCE | 1-in-10 | 2024 | 17 |  |  |  | 91.8 | 1
| Zone | South Orange County | 5 | Monthly System Peak Day | SCE | 1-in-10 | 2024 | 18 |  |  |  | 90.4333 | 1
| Zone | South Orange County | 5 | Monthly System Peak Day | SCE | 1-in-10 | 2024 | 19 |  |  |  | 89.9167 | 1
| Zone | South Orange County | 5 | Monthly System Peak Day | SCE | 1-in-10 | 2024 | 20 |  |  |  | 87.0333 | 1
| Zone | South Orange County | 5 | Monthly System Peak Day | SCE | 1-in-10 | 2024 | 21 |  |  |  | 83.1833 | 1
| Zone | South Orange County | 5 | Monthly System Peak Day | SCE | 1-in-10 | 2024 | 22 |  |  |  | 79.8 | 1
| Zone | South Orange County | 5 | Monthly System Peak Day | SCE | 1-in-10 | 2024 | 23 |  |  |  | 76.7667 | 1
| Zone | South Orange County | 5 | Monthly System Peak Day | SCE | 1-in-10 | 2024 | 24 |  |  |  | 73.3367 | 1
| Zone | South Orange County | 6 | Average Weekday | SCE | 1-in-10 | 2024 | 1 |  |  |  | 64.8305 | 1
| Zone | South Orange County | 6 | Average Weekday | SCE | 1-in-10 | 2024 | 2 |  |  |  | 64.5677 | 1
| Zone | South Orange County | 6 | Average Weekday | SCE | 1-in-10 | 2024 | 3 |  |  |  | 64.3736 | 1
| Zone | South Orange County | 6 | Average Weekday | SCE | 1-in-10 | 2024 | 4 |  |  |  | 64.1311 | 1
| Zone | South Orange County | 6 | Average Weekday | SCE | 1-in-10 | 2024 | 5 |  |  |  | 63.9809 | 1
| Zone | South Orange County | 6 | Average Weekday | SCE | 1-in-10 | 2024 | 6 |  |  |  | 63.8758 | 1
| Zone | South Orange County | 6 | Average Weekday | SCE | 1-in-10 | 2024 | 7 |  |  |  | 63.8143 | 1
| Zone | South Orange County | 6 | Average Weekday | SCE | 1-in-10 | 2024 | 8 |  |  |  | 64.0327 | 1
| Zone | South Orange County | 6 | Average Weekday | SCE | 1-in-10 | 2024 | 9 |  |  |  | 64.9331 | 1
| Zone | South Orange County | 6 | Average Weekday | SCE | 1-in-10 | 2024 | 10 |  |  |  | 66.7504 | 1
| Zone | South Orange County | 6 | Average Weekday | SCE | 1-in-10 | 2024 | 11 |  |  |  | 69.068 | 1
| Zone | South Orange County | 6 | Average Weekday | SCE | 1-in-10 | 2024 | 12 |  |  |  | 70.8322 | 1
| Zone | South Orange County | 6 | Average Weekday | SCE | 1-in-10 | 2024 | 13 |  |  |  | 71.7878 | 1
| Zone | South Orange County | 6 | Average Weekday | SCE | 1-in-10 | 2024 | 14 |  |  |  | 72.1196 | 1
| Zone | South Orange County | 6 | Average Weekday | SCE | 1-in-10 | 2024 | 15 |  |  |  | 72.8228 | 1
| Zone | South Orange County | 6 | Average Weekday | SCE | 1-in-10 | 2024 | 16 |  |  |  | 73.7532 | 1
| Zone | South Orange County | 6 | Average Weekday | SCE | 1-in-10 | 2024 | 17 |  |  |  | 73.7854 | 1
| Zone | South Orange County | 6 | Average Weekday | SCE | 1-in-10 | 2024 | 18 |  |  |  | 73.2464 | 1
| Zone | South Orange County | 6 | Average Weekday | SCE | 1-in-10 | 2024 | 19 |  |  |  | 72.2489 | 1
| Zone | South Orange County | 6 | Average Weekday | SCE | 1-in-10 | 2024 | 20 |  |  |  | 70.5072 | 1
| Zone | South Orange County | 6 | Average Weekday | SCE | 1-in-10 | 2024 | 21 |  |  |  | 68.643 | 1
| Zone | South Orange County | 6 | Average Weekday | SCE | 1-in-10 | 2024 | 22 |  |  |  | 66.6989 | 1
| Zone | South Orange County | 6 | Average Weekday | SCE | 1-in-10 | 2024 | 23 |  |  |  | 65.7762 | 1
| Zone | South Orange County | 6 | Average Weekday | SCE | 1-in-10 | 2024 | 24 |  |  |  | 65.3146 | 1
| Zone | South Orange County | 6 | Monthly System Peak Day | SCE | 1-in-10 | 2024 | 1 |  |  |  | 69.4933 | 1
| Zone | South Orange County | 6 | Monthly System Peak Day | SCE | 1-in-10 | 2024 | 2 |  |  |  | 68.17 | 1
| Zone | South Orange County | 6 | Monthly System Peak Day | SCE | 1-in-10 | 2024 | 3 |  |  |  | 67.4867 | 1
| Zone | South Orange County | 6 | Monthly System Peak Day | SCE | 1-in-10 | 2024 | 4 |  |  |  | 67.555 | 1
| Zone | South Orange County | 6 | Monthly System Peak Day | SCE | 1-in-10 | 2024 | 5 |  |  |  | 66.5217 | 1
| Zone | South Orange County | 6 | Monthly System Peak Day | SCE | 1-in-10 | 2024 | 6 |  |  |  | 65.4483 | 1
| Zone | South Orange County | 6 | Monthly System Peak Day | SCE | 1-in-10 | 2024 | 7 |  |  |  | 64.825 | 1
| Zone | South Orange County | 6 | Monthly System Peak Day | SCE | 1-in-10 | 2024 | 8 |  |  |  | 65.605 | 1
| Zone | South Orange County | 6 | Monthly System Peak Day | SCE | 1-in-10 | 2024 | 9 |  |  |  | 68.4683 | 1
| Zone | South Orange County | 6 | Monthly System Peak Day | SCE | 1-in-10 | 2024 | 10 |  |  |  | 73.475 | 1
| Zone | South Orange County | 6 | Monthly System Peak Day | SCE | 1-in-10 | 2024 | 11 |  |  |  | 78.5033 | 1
| Zone | South Orange County | 6 | Monthly System Peak Day | SCE | 1-in-10 | 2024 | 12 |  |  |  | 78.9933 | 1
| Zone | South Orange County | 6 | Monthly System Peak Day | SCE | 1-in-10 | 2024 | 13 |  |  |  | 77.77 | 1
| Zone | South Orange County | 6 | Monthly System Peak Day | SCE | 1-in-10 | 2024 | 14 |  |  |  | 78.4433 | 1
| Zone | South Orange County | 6 | Monthly System Peak Day | SCE | 1-in-10 | 2024 | 15 |  |  |  | 80.8167 | 1
| Zone | South Orange County | 6 | Monthly System Peak Day | SCE | 1-in-10 | 2024 | 16 |  |  |  | 85.05 | 1
| Zone | South Orange County | 6 | Monthly System Peak Day | SCE | 1-in-10 | 2024 | 17 |  |  |  | 86.7667 | 1
| Zone | South Orange County | 6 | Monthly System Peak Day | SCE | 1-in-10 | 2024 | 18 |  |  |  | 86.55 | 1
| Zone | South Orange County | 6 | Monthly System Peak Day | SCE | 1-in-10 | 2024 | 19 |  |  |  | 82.1 | 1
| Zone | South Orange County | 6 | Monthly System Peak Day | SCE | 1-in-10 | 2024 | 20 |  |  |  | 75.1867 | 1
| Zone | South Orange County | 6 | Monthly System Peak Day | SCE | 1-in-10 | 2024 | 21 |  |  |  | 71.49 | 1
| Zone | South Orange County | 6 | Monthly System Peak Day | SCE | 1-in-10 | 2024 | 22 |  |  |  | 69.115 | 1
| Zone | South Orange County | 6 | Monthly System Peak Day | SCE | 1-in-10 | 2024 | 23 |  |  |  | 67.8333 | 1
| Zone | South Orange County | 6 | Monthly System Peak Day | SCE | 1-in-10 | 2024 | 24 |  |  |  | 67.1917 | 1
| Zone | South Orange County | 7 | Average Weekday | SCE | 1-in-10 | 2024 | 1 |  |  |  | 69.4461 | 1
| Zone | South Orange County | 7 | Average Weekday | SCE | 1-in-10 | 2024 | 2 |  |  |  | 69.086 | 1
| Zone | South Orange County | 7 | Average Weekday | SCE | 1-in-10 | 2024 | 3 |  |  |  | 68.7807 | 1
| Zone | South Orange County | 7 | Average Weekday | SCE | 1-in-10 | 2024 | 4 |  |  |  | 68.5325 | 1
| Zone | South Orange County | 7 | Average Weekday | SCE | 1-in-10 | 2024 | 5 |  |  |  | 68.3902 | 1
| Zone | South Orange County | 7 | Average Weekday | SCE | 1-in-10 | 2024 | 6 |  |  |  | 68.3303 | 1
| Zone | South Orange County | 7 | Average Weekday | SCE | 1-in-10 | 2024 | 7 |  |  |  | 68.2904 | 1
| Zone | South Orange County | 7 | Average Weekday | SCE | 1-in-10 | 2024 | 8 |  |  |  | 68.6719 | 1
| Zone | South Orange County | 7 | Average Weekday | SCE | 1-in-10 | 2024 | 9 |  |  |  | 70.0939 | 1
| Zone | South Orange County | 7 | Average Weekday | SCE | 1-in-10 | 2024 | 10 |  |  |  | 72.5596 | 1
| Zone | South Orange County | 7 | Average Weekday | SCE | 1-in-10 | 2024 | 11 |  |  |  | 75.3255 | 1
| Zone | South Orange County | 7 | Average Weekday | SCE | 1-in-10 | 2024 | 12 |  |  |  | 77.2332 | 1
| Zone | South Orange County | 7 | Average Weekday | SCE | 1-in-10 | 2024 | 13 |  |  |  | 78.0307 | 1
| Zone | South Orange County | 7 | Average Weekday | SCE | 1-in-10 | 2024 | 14 |  |  |  | 78.1088 | 1
| Zone | South Orange County | 7 | Average Weekday | SCE | 1-in-10 | 2024 | 15 |  |  |  | 78.888 | 1
| Zone | South Orange County | 7 | Average Weekday | SCE | 1-in-10 | 2024 | 16 |  |  |  | 79.4733 | 1
| Zone | South Orange County | 7 | Average Weekday | SCE | 1-in-10 | 2024 | 17 |  |  |  | 79.575 | 1
| Zone | South Orange County | 7 | Average Weekday | SCE | 1-in-10 | 2024 | 18 |  |  |  | 79.1003 | 1
| Zone | South Orange County | 7 | Average Weekday | SCE | 1-in-10 | 2024 | 19 |  |  |  | 78.1803 | 1
| Zone | South Orange County | 7 | Average Weekday | SCE | 1-in-10 | 2024 | 20 |  |  |  | 76.474 | 1
| Zone | South Orange County | 7 | Average Weekday | SCE | 1-in-10 | 2024 | 21 |  |  |  | 74.0284 | 1
| Zone | South Orange County | 7 | Average Weekday | SCE | 1-in-10 | 2024 | 22 |  |  |  | 71.8255 | 1
| Zone | South Orange County | 7 | Average Weekday | SCE | 1-in-10 | 2024 | 23 |  |  |  | 70.847 | 1
| Zone | South Orange County | 7 | Average Weekday | SCE | 1-in-10 | 2024 | 24 |  |  |  | 70.1921 | 1
| Zone | South Orange County | 7 | Monthly System Peak Day | SCE | 1-in-10 | 2024 | 1 |  |  |  | 71.6167 | 1
| Zone | South Orange County | 7 | Monthly System Peak Day | SCE | 1-in-10 | 2024 | 2 |  |  |  | 70.0867 | 1
| Zone | South Orange County | 7 | Monthly System Peak Day | SCE | 1-in-10 | 2024 | 3 |  |  |  | 69.2733 | 1
| Zone | South Orange County | 7 | Monthly System Peak Day | SCE | 1-in-10 | 2024 | 4 |  |  |  | 68.805 | 1
| Zone | South Orange County | 7 | Monthly System Peak Day | SCE | 1-in-10 | 2024 | 5 |  |  |  | 68.6233 | 1
| Zone | South Orange County | 7 | Monthly System Peak Day | SCE | 1-in-10 | 2024 | 6 |  |  |  | 68.5967 | 1
| Zone | South Orange County | 7 | Monthly System Peak Day | SCE | 1-in-10 | 2024 | 7 |  |  |  | 68.31 | 1
| Zone | South Orange County | 7 | Monthly System Peak Day | SCE | 1-in-10 | 2024 | 8 |  |  |  | 68.8167 | 1
| Zone | South Orange County | 7 | Monthly System Peak Day | SCE | 1-in-10 | 2024 | 9 |  |  |  | 71.4667 | 1
| Zone | South Orange County | 7 | Monthly System Peak Day | SCE | 1-in-10 | 2024 | 10 |  |  |  | 75.3833 | 1
| Zone | South Orange County | 7 | Monthly System Peak Day | SCE | 1-in-10 | 2024 | 11 |  |  |  | 81.2333 | 1
| Zone | South Orange County | 7 | Monthly System Peak Day | SCE | 1-in-10 | 2024 | 12 |  |  |  | 84.5833 | 1
| Zone | South Orange County | 7 | Monthly System Peak Day | SCE | 1-in-10 | 2024 | 13 |  |  |  | 87.1 | 1
| Zone | South Orange County | 7 | Monthly System Peak Day | SCE | 1-in-10 | 2024 | 14 |  |  |  | 89.7 | 1
| Zone | South Orange County | 7 | Monthly System Peak Day | SCE | 1-in-10 | 2024 | 15 |  |  |  | 94.0167 | 1
| Zone | South Orange County | 7 | Monthly System Peak Day | SCE | 1-in-10 | 2024 | 16 |  |  |  | 96.8667 | 1
| Zone | South Orange County | 7 | Monthly System Peak Day | SCE | 1-in-10 | 2024 | 17 |  |  |  | 98.65 | 1
| Zone | South Orange County | 7 | Monthly System Peak Day | SCE | 1-in-10 | 2024 | 18 |  |  |  | 99.0333 | 1
| Zone | South Orange County | 7 | Monthly System Peak Day | SCE | 1-in-10 | 2024 | 19 |  |  |  | 97.8333 | 1
| Zone | South Orange County | 7 | Monthly System Peak Day | SCE | 1-in-10 | 2024 | 20 |  |  |  | 94.8833 | 1
| Zone | South Orange County | 7 | Monthly System Peak Day | SCE | 1-in-10 | 2024 | 21 |  |  |  | 91.5833 | 1
| Zone | South Orange County | 7 | Monthly System Peak Day | SCE | 1-in-10 | 2024 | 22 |  |  |  | 83.9 | 1
| Zone | South Orange County | 7 | Monthly System Peak Day | SCE | 1-in-10 | 2024 | 23 |  |  |  | 79.7333 | 1
| Zone | South Orange County | 7 | Monthly System Peak Day | SCE | 1-in-10 | 2024 | 24 |  |  |  | 77.2333 | 1
| Zone | South Orange County | 8 | Average Weekday | SCE | 1-in-10 | 2024 | 1 |  |  |  | 70.3677 | 1
| Zone | South Orange County | 8 | Average Weekday | SCE | 1-in-10 | 2024 | 2 |  |  |  | 69.9409 | 1
| Zone | South Orange County | 8 | Average Weekday | SCE | 1-in-10 | 2024 | 3 |  |  |  | 69.6016 | 1
| Zone | South Orange County | 8 | Average Weekday | SCE | 1-in-10 | 2024 | 4 |  |  |  | 69.3505 | 1
| Zone | South Orange County | 8 | Average Weekday | SCE | 1-in-10 | 2024 | 5 |  |  |  | 69.1512 | 1
| Zone | South Orange County | 8 | Average Weekday | SCE | 1-in-10 | 2024 | 6 |  |  |  | 68.9962 | 1
| Zone | South Orange County | 8 | Average Weekday | SCE | 1-in-10 | 2024 | 7 |  |  |  | 68.9442 | 1
| Zone | South Orange County | 8 | Average Weekday | SCE | 1-in-10 | 2024 | 8 |  |  |  | 69.0716 | 1
| Zone | South Orange County | 8 | Average Weekday | SCE | 1-in-10 | 2024 | 9 |  |  |  | 70.417 | 1
| Zone | South Orange County | 8 | Average Weekday | SCE | 1-in-10 | 2024 | 10 |  |  |  | 72.8398 | 1
| Zone | South Orange County | 8 | Average Weekday | SCE | 1-in-10 | 2024 | 11 |  |  |  | 75.7373 | 1
| Zone | South Orange County | 8 | Average Weekday | SCE | 1-in-10 | 2024 | 12 |  |  |  | 78.0552 | 1
| Zone | South Orange County | 8 | Average Weekday | SCE | 1-in-10 | 2024 | 13 |  |  |  | 78.807 | 1
| Zone | South Orange County | 8 | Average Weekday | SCE | 1-in-10 | 2024 | 14 |  |  |  | 79.5915 | 1
| Zone | South Orange County | 8 | Average Weekday | SCE | 1-in-10 | 2024 | 15 |  |  |  | 80.3355 | 1
| Zone | South Orange County | 8 | Average Weekday | SCE | 1-in-10 | 2024 | 16 |  |  |  | 80.3471 | 1
| Zone | South Orange County | 8 | Average Weekday | SCE | 1-in-10 | 2024 | 17 |  |  |  | 80.2036 | 1
| Zone | South Orange County | 8 | Average Weekday | SCE | 1-in-10 | 2024 | 18 |  |  |  | 79.7014 | 1
| Zone | South Orange County | 8 | Average Weekday | SCE | 1-in-10 | 2024 | 19 |  |  |  | 78.4407 | 1
| Zone | South Orange County | 8 | Average Weekday | SCE | 1-in-10 | 2024 | 20 |  |  |  | 76.4672 | 1
| Zone | South Orange County | 8 | Average Weekday | SCE | 1-in-10 | 2024 | 21 |  |  |  | 73.8259 | 1
| Zone | South Orange County | 8 | Average Weekday | SCE | 1-in-10 | 2024 | 22 |  |  |  | 72.2143 | 1
| Zone | South Orange County | 8 | Average Weekday | SCE | 1-in-10 | 2024 | 23 |  |  |  | 71.629 | 1
| Zone | South Orange County | 8 | Average Weekday | SCE | 1-in-10 | 2024 | 24 |  |  |  | 71.1377 | 1
| Zone | South Orange County | 8 | Monthly System Peak Day | SCE | 1-in-10 | 2024 | 1 |  |  |  | 72.2533 | 1
| Zone | South Orange County | 8 | Monthly System Peak Day | SCE | 1-in-10 | 2024 | 2 |  |  |  | 71.9167 | 1
| Zone | South Orange County | 8 | Monthly System Peak Day | SCE | 1-in-10 | 2024 | 3 |  |  |  | 71.5533 | 1
| Zone | South Orange County | 8 | Monthly System Peak Day | SCE | 1-in-10 | 2024 | 4 |  |  |  | 71.0633 | 1
| Zone | South Orange County | 8 | Monthly System Peak Day | SCE | 1-in-10 | 2024 | 5 |  |  |  | 70.67 | 1
| Zone | South Orange County | 8 | Monthly System Peak Day | SCE | 1-in-10 | 2024 | 6 |  |  |  | 70.4067 | 1
| Zone | South Orange County | 8 | Monthly System Peak Day | SCE | 1-in-10 | 2024 | 7 |  |  |  | 70.1267 | 1
| Zone | South Orange County | 8 | Monthly System Peak Day | SCE | 1-in-10 | 2024 | 8 |  |  |  | 70.0033 | 1
| Zone | South Orange County | 8 | Monthly System Peak Day | SCE | 1-in-10 | 2024 | 9 |  |  |  | 72.0167 | 1
| Zone | South Orange County | 8 | Monthly System Peak Day | SCE | 1-in-10 | 2024 | 10 |  |  |  | 76.2667 | 1
| Zone | South Orange County | 8 | Monthly System Peak Day | SCE | 1-in-10 | 2024 | 11 |  |  |  | 80.7167 | 1
| Zone | South Orange County | 8 | Monthly System Peak Day | SCE | 1-in-10 | 2024 | 12 |  |  |  | 81.4167 | 1
| Zone | South Orange County | 8 | Monthly System Peak Day | SCE | 1-in-10 | 2024 | 13 |  |  |  | 80.9667 | 1
| Zone | South Orange County | 8 | Monthly System Peak Day | SCE | 1-in-10 | 2024 | 14 |  |  |  | 82.4333 | 1
| Zone | South Orange County | 8 | Monthly System Peak Day | SCE | 1-in-10 | 2024 | 15 |  |  |  | 85.05 | 1
| Zone | South Orange County | 8 | Monthly System Peak Day | SCE | 1-in-10 | 2024 | 16 |  |  |  | 86.9167 | 1
| Zone | South Orange County | 8 | Monthly System Peak Day | SCE | 1-in-10 | 2024 | 17 |  |  |  | 87.55 | 1
| Zone | South Orange County | 8 | Monthly System Peak Day | SCE | 1-in-10 | 2024 | 18 |  |  |  | 86.6333 | 1
| Zone | South Orange County | 8 | Monthly System Peak Day | SCE | 1-in-10 | 2024 | 19 |  |  |  | 85.15 | 1
| Zone | South Orange County | 8 | Monthly System Peak Day | SCE | 1-in-10 | 2024 | 20 |  |  |  | 83.0667 | 1
| Zone | South Orange County | 8 | Monthly System Peak Day | SCE | 1-in-10 | 2024 | 21 |  |  |  | 79.1667 | 1
| Zone | South Orange County | 8 | Monthly System Peak Day | SCE | 1-in-10 | 2024 | 22 |  |  |  | 76.55 | 1
| Zone | South Orange County | 8 | Monthly System Peak Day | SCE | 1-in-10 | 2024 | 23 |  |  |  | 74.6333 | 1
| Zone | South Orange County | 8 | Monthly System Peak Day | SCE | 1-in-10 | 2024 | 24 |  |  |  | 73.5 | 1
| Zone | South Orange County | 8 | Typical Event Day | SCE | 1-in-10 | 2024 | 1 |  |  |  | 71.9242 | 1
| Zone | South Orange County | 8 | Typical Event Day | SCE | 1-in-10 | 2024 | 2 |  |  |  | 70.8933 | 1
| Zone | South Orange County | 8 | Typical Event Day | SCE | 1-in-10 | 2024 | 3 |  |  |  | 70.245 | 1
| Zone | South Orange County | 8 | Typical Event Day | SCE | 1-in-10 | 2024 | 4 |  |  |  | 70.0308 | 1
| Zone | South Orange County | 8 | Typical Event Day | SCE | 1-in-10 | 2024 | 5 |  |  |  | 69.5579 | 1
| Zone | South Orange County | 8 | Typical Event Day | SCE | 1-in-10 | 2024 | 6 |  |  |  | 69.1504 | 1
| Zone | South Orange County | 8 | Typical Event Day | SCE | 1-in-10 | 2024 | 7 |  |  |  | 68.7904 | 1
| Zone | South Orange County | 8 | Typical Event Day | SCE | 1-in-10 | 2024 | 8 |  |  |  | 69.1354 | 1
| Zone | South Orange County | 8 | Typical Event Day | SCE | 1-in-10 | 2024 | 9 |  |  |  | 71.4379 | 1
| Zone | South Orange County | 8 | Typical Event Day | SCE | 1-in-10 | 2024 | 10 |  |  |  | 75.7646 | 1
| Zone | South Orange County | 8 | Typical Event Day | SCE | 1-in-10 | 2024 | 11 |  |  |  | 80.9008 | 1
| Zone | South Orange County | 8 | Typical Event Day | SCE | 1-in-10 | 2024 | 12 |  |  |  | 82.915 | 1
| Zone | South Orange County | 8 | Typical Event Day | SCE | 1-in-10 | 2024 | 13 |  |  |  | 83.7217 | 1
| Zone | South Orange County | 8 | Typical Event Day | SCE | 1-in-10 | 2024 | 14 |  |  |  | 85.4817 | 1
| Zone | South Orange County | 8 | Typical Event Day | SCE | 1-in-10 | 2024 | 15 |  |  |  | 87.85 | 1
| Zone | South Orange County | 8 | Typical Event Day | SCE | 1-in-10 | 2024 | 16 |  |  |  | 90.3458 | 1
| Zone | South Orange County | 8 | Typical Event Day | SCE | 1-in-10 | 2024 | 17 |  |  |  | 91.5417 | 1
| Zone | South Orange County | 8 | Typical Event Day | SCE | 1-in-10 | 2024 | 18 |  |  |  | 91.4583 | 1
| Zone | South Orange County | 8 | Typical Event Day | SCE | 1-in-10 | 2024 | 19 |  |  |  | 89.3583 | 1
| Zone | South Orange County | 8 | Typical Event Day | SCE | 1-in-10 | 2024 | 20 |  |  |  | 85.5175 | 1
| Zone | South Orange County | 8 | Typical Event Day | SCE | 1-in-10 | 2024 | 21 |  |  |  | 81.5517 | 1
| Zone | South Orange County | 8 | Typical Event Day | SCE | 1-in-10 | 2024 | 22 |  |  |  | 78.4496 | 1
| Zone | South Orange County | 8 | Typical Event Day | SCE | 1-in-10 | 2024 | 23 |  |  |  | 76.3125 | 1
| Zone | South Orange County | 8 | Typical Event Day | SCE | 1-in-10 | 2024 | 24 |  |  |  | 74.7438 | 1
| Zone | South Orange County | 9 | Average Weekday | SCE | 1-in-10 | 2024 | 1 |  |  |  | 71.7479 | 1
| Zone | South Orange County | 9 | Average Weekday | SCE | 1-in-10 | 2024 | 2 |  |  |  | 71.1465 | 1
| Zone | South Orange County | 9 | Average Weekday | SCE | 1-in-10 | 2024 | 3 |  |  |  | 70.6301 | 1
| Zone | South Orange County | 9 | Average Weekday | SCE | 1-in-10 | 2024 | 4 |  |  |  | 70.1971 | 1
| Zone | South Orange County | 9 | Average Weekday | SCE | 1-in-10 | 2024 | 5 |  |  |  | 69.8707 | 1
| Zone | South Orange County | 9 | Average Weekday | SCE | 1-in-10 | 2024 | 6 |  |  |  | 69.5087 | 1
| Zone | South Orange County | 9 | Average Weekday | SCE | 1-in-10 | 2024 | 7 |  |  |  | 69.2601 | 1
| Zone | South Orange County | 9 | Average Weekday | SCE | 1-in-10 | 2024 | 8 |  |  |  | 69.177 | 1
| Zone | South Orange County | 9 | Average Weekday | SCE | 1-in-10 | 2024 | 9 |  |  |  | 70.2802 | 1
| Zone | South Orange County | 9 | Average Weekday | SCE | 1-in-10 | 2024 | 10 |  |  |  | 72.886 | 1
| Zone | South Orange County | 9 | Average Weekday | SCE | 1-in-10 | 2024 | 11 |  |  |  | 75.8762 | 1
| Zone | South Orange County | 9 | Average Weekday | SCE | 1-in-10 | 2024 | 12 |  |  |  | 78.4211 | 1
| Zone | South Orange County | 9 | Average Weekday | SCE | 1-in-10 | 2024 | 13 |  |  |  | 79.6325 | 1
| Zone | South Orange County | 9 | Average Weekday | SCE | 1-in-10 | 2024 | 14 |  |  |  | 80.3008 | 1
| Zone | South Orange County | 9 | Average Weekday | SCE | 1-in-10 | 2024 | 15 |  |  |  | 81.2714 | 1
| Zone | South Orange County | 9 | Average Weekday | SCE | 1-in-10 | 2024 | 16 |  |  |  | 81.5167 | 1
| Zone | South Orange County | 9 | Average Weekday | SCE | 1-in-10 | 2024 | 17 |  |  |  | 81.431 | 1
| Zone | South Orange County | 9 | Average Weekday | SCE | 1-in-10 | 2024 | 18 |  |  |  | 80.6365 | 1
| Zone | South Orange County | 9 | Average Weekday | SCE | 1-in-10 | 2024 | 19 |  |  |  | 79.223 | 1
| Zone | South Orange County | 9 | Average Weekday | SCE | 1-in-10 | 2024 | 20 |  |  |  | 77.0676 | 1
| Zone | South Orange County | 9 | Average Weekday | SCE | 1-in-10 | 2024 | 21 |  |  |  | 74.7656 | 1
| Zone | South Orange County | 9 | Average Weekday | SCE | 1-in-10 | 2024 | 22 |  |  |  | 73.7906 | 1
| Zone | South Orange County | 9 | Average Weekday | SCE | 1-in-10 | 2024 | 23 |  |  |  | 72.9166 | 1
| Zone | South Orange County | 9 | Average Weekday | SCE | 1-in-10 | 2024 | 24 |  |  |  | 72.1378 | 1
| Zone | South Orange County | 9 | Monthly System Peak Day | SCE | 1-in-10 | 2024 | 1 |  |  |  | 74.3333 | 1
| Zone | South Orange County | 9 | Monthly System Peak Day | SCE | 1-in-10 | 2024 | 2 |  |  |  | 73.4 | 1
| Zone | South Orange County | 9 | Monthly System Peak Day | SCE | 1-in-10 | 2024 | 3 |  |  |  | 72.6667 | 1
| Zone | South Orange County | 9 | Monthly System Peak Day | SCE | 1-in-10 | 2024 | 4 |  |  |  | 72.7 | 1
| Zone | South Orange County | 9 | Monthly System Peak Day | SCE | 1-in-10 | 2024 | 5 |  |  |  | 72.4167 | 1
| Zone | South Orange County | 9 | Monthly System Peak Day | SCE | 1-in-10 | 2024 | 6 |  |  |  | 72.15 | 1
| Zone | South Orange County | 9 | Monthly System Peak Day | SCE | 1-in-10 | 2024 | 7 |  |  |  | 71.9 | 1
| Zone | South Orange County | 9 | Monthly System Peak Day | SCE | 1-in-10 | 2024 | 8 |  |  |  | 72.1167 | 1
| Zone | South Orange County | 9 | Monthly System Peak Day | SCE | 1-in-10 | 2024 | 9 |  |  |  | 73.8 | 1
| Zone | South Orange County | 9 | Monthly System Peak Day | SCE | 1-in-10 | 2024 | 10 |  |  |  | 77.9333 | 1
| Zone | South Orange County | 9 | Monthly System Peak Day | SCE | 1-in-10 | 2024 | 11 |  |  |  | 83.15 | 1
| Zone | South Orange County | 9 | Monthly System Peak Day | SCE | 1-in-10 | 2024 | 12 |  |  |  | 86.6667 | 1
| Zone | South Orange County | 9 | Monthly System Peak Day | SCE | 1-in-10 | 2024 | 13 |  |  |  | 89.05 | 1
| Zone | South Orange County | 9 | Monthly System Peak Day | SCE | 1-in-10 | 2024 | 14 |  |  |  | 91.35 | 1
| Zone | South Orange County | 9 | Monthly System Peak Day | SCE | 1-in-10 | 2024 | 15 |  |  |  | 91.5167 | 1
| Zone | South Orange County | 9 | Monthly System Peak Day | SCE | 1-in-10 | 2024 | 16 |  |  |  | 92.55 | 1
| Zone | South Orange County | 9 | Monthly System Peak Day | SCE | 1-in-10 | 2024 | 17 |  |  |  | 93.2 | 1
| Zone | South Orange County | 9 | Monthly System Peak Day | SCE | 1-in-10 | 2024 | 18 |  |  |  | 93.6167 | 1
| Zone | South Orange County | 9 | Monthly System Peak Day | SCE | 1-in-10 | 2024 | 19 |  |  |  | 92.35 | 1
| Zone | South Orange County | 9 | Monthly System Peak Day | SCE | 1-in-10 | 2024 | 20 |  |  |  | 88.9333 | 1
| Zone | South Orange County | 9 | Monthly System Peak Day | SCE | 1-in-10 | 2024 | 21 |  |  |  | 83.9667 | 1
| Zone | South Orange County | 9 | Monthly System Peak Day | SCE | 1-in-10 | 2024 | 22 |  |  |  | 84.2333 | 1
| Zone | South Orange County | 9 | Monthly System Peak Day | SCE | 1-in-10 | 2024 | 23 |  |  |  | 83.05 | 1
| Zone | South Orange County | 9 | Monthly System Peak Day | SCE | 1-in-10 | 2024 | 24 |  |  |  | 81.05 | 1
| Zone | South Orange County | 10 | Average Weekday | SCE | 1-in-10 | 2024 | 1 |  |  |  | 69.118 | 1
| Zone | South Orange County | 10 | Average Weekday | SCE | 1-in-10 | 2024 | 2 |  |  |  | 68.5352 | 1
| Zone | South Orange County | 10 | Average Weekday | SCE | 1-in-10 | 2024 | 3 |  |  |  | 67.8411 | 1
| Zone | South Orange County | 10 | Average Weekday | SCE | 1-in-10 | 2024 | 4 |  |  |  | 67.235 | 1
| Zone | South Orange County | 10 | Average Weekday | SCE | 1-in-10 | 2024 | 5 |  |  |  | 66.6026 | 1
| Zone | South Orange County | 10 | Average Weekday | SCE | 1-in-10 | 2024 | 6 |  |  |  | 66.2633 | 1
| Zone | South Orange County | 10 | Average Weekday | SCE | 1-in-10 | 2024 | 7 |  |  |  | 65.9069 | 1
| Zone | South Orange County | 10 | Average Weekday | SCE | 1-in-10 | 2024 | 8 |  |  |  | 65.5926 | 1
| Zone | South Orange County | 10 | Average Weekday | SCE | 1-in-10 | 2024 | 9 |  |  |  | 65.9445 | 1
| Zone | South Orange County | 10 | Average Weekday | SCE | 1-in-10 | 2024 | 10 |  |  |  | 68.4825 | 1
| Zone | South Orange County | 10 | Average Weekday | SCE | 1-in-10 | 2024 | 11 |  |  |  | 71.8683 | 1
| Zone | South Orange County | 10 | Average Weekday | SCE | 1-in-10 | 2024 | 12 |  |  |  | 74.8892 | 1
| Zone | South Orange County | 10 | Average Weekday | SCE | 1-in-10 | 2024 | 13 |  |  |  | 77.3307 | 1
| Zone | South Orange County | 10 | Average Weekday | SCE | 1-in-10 | 2024 | 14 |  |  |  | 78.5737 | 1
| Zone | South Orange County | 10 | Average Weekday | SCE | 1-in-10 | 2024 | 15 |  |  |  | 79.2328 | 1
| Zone | South Orange County | 10 | Average Weekday | SCE | 1-in-10 | 2024 | 16 |  |  |  | 79.1279 | 1
| Zone | South Orange County | 10 | Average Weekday | SCE | 1-in-10 | 2024 | 17 |  |  |  | 78.8701 | 1
| Zone | South Orange County | 10 | Average Weekday | SCE | 1-in-10 | 2024 | 18 |  |  |  | 78.3056 | 1
| Zone | South Orange County | 10 | Average Weekday | SCE | 1-in-10 | 2024 | 19 |  |  |  | 76.8335 | 1
| Zone | South Orange County | 10 | Average Weekday | SCE | 1-in-10 | 2024 | 20 |  |  |  | 74.2791 | 1
| Zone | South Orange County | 10 | Average Weekday | SCE | 1-in-10 | 2024 | 21 |  |  |  | 72.6954 | 1
| Zone | South Orange County | 10 | Average Weekday | SCE | 1-in-10 | 2024 | 22 |  |  |  | 71.6686 | 1
| Zone | South Orange County | 10 | Average Weekday | SCE | 1-in-10 | 2024 | 23 |  |  |  | 70.7785 | 1
| Zone | South Orange County | 10 | Average Weekday | SCE | 1-in-10 | 2024 | 24 |  |  |  | 69.9095 | 1
| Zone | South Orange County | 10 | Monthly System Peak Day | SCE | 1-in-10 | 2024 | 1 |  |  |  | 77.2 | 1
| Zone | South Orange County | 10 | Monthly System Peak Day | SCE | 1-in-10 | 2024 | 2 |  |  |  | 79.3167 | 1
| Zone | South Orange County | 10 | Monthly System Peak Day | SCE | 1-in-10 | 2024 | 3 |  |  |  | 75.8667 | 1
| Zone | South Orange County | 10 | Monthly System Peak Day | SCE | 1-in-10 | 2024 | 4 |  |  |  | 75.9133 | 1
| Zone | South Orange County | 10 | Monthly System Peak Day | SCE | 1-in-10 | 2024 | 5 |  |  |  | 77.21 | 1
| Zone | South Orange County | 10 | Monthly System Peak Day | SCE | 1-in-10 | 2024 | 6 |  |  |  | 81.2067 | 1
| Zone | South Orange County | 10 | Monthly System Peak Day | SCE | 1-in-10 | 2024 | 7 |  |  |  | 80.5833 | 1
| Zone | South Orange County | 10 | Monthly System Peak Day | SCE | 1-in-10 | 2024 | 8 |  |  |  | 80.4983 | 1
| Zone | South Orange County | 10 | Monthly System Peak Day | SCE | 1-in-10 | 2024 | 9 |  |  |  | 80.59 | 1
| Zone | South Orange County | 10 | Monthly System Peak Day | SCE | 1-in-10 | 2024 | 10 |  |  |  | 83.0667 | 1
| Zone | South Orange County | 10 | Monthly System Peak Day | SCE | 1-in-10 | 2024 | 11 |  |  |  | 86.9 | 1
| Zone | South Orange County | 10 | Monthly System Peak Day | SCE | 1-in-10 | 2024 | 12 |  |  |  | 91.65 | 1
| Zone | South Orange County | 10 | Monthly System Peak Day | SCE | 1-in-10 | 2024 | 13 |  |  |  | 96.8833 | 1
| Zone | South Orange County | 10 | Monthly System Peak Day | SCE | 1-in-10 | 2024 | 14 |  |  |  | 99.5833 | 1
| Zone | South Orange County | 10 | Monthly System Peak Day | SCE | 1-in-10 | 2024 | 15 |  |  |  | 100.9833 | 1
| Zone | South Orange County | 10 | Monthly System Peak Day | SCE | 1-in-10 | 2024 | 16 |  |  |  | 100.3833 | 1
| Zone | South Orange County | 10 | Monthly System Peak Day | SCE | 1-in-10 | 2024 | 17 |  |  |  | 99.8 | 1
| Zone | South Orange County | 10 | Monthly System Peak Day | SCE | 1-in-10 | 2024 | 18 |  |  |  | 100.4167 | 1
| Zone | South Orange County | 10 | Monthly System Peak Day | SCE | 1-in-10 | 2024 | 19 |  |  |  | 99.3833 | 1
| Zone | South Orange County | 10 | Monthly System Peak Day | SCE | 1-in-10 | 2024 | 20 |  |  |  | 94.9833 | 1
| Zone | South Orange County | 10 | Monthly System Peak Day | SCE | 1-in-10 | 2024 | 21 |  |  |  | 90.7667 | 1
| Zone | South Orange County | 10 | Monthly System Peak Day | SCE | 1-in-10 | 2024 | 22 |  |  |  | 87.9167 | 1
| Zone | South Orange County | 10 | Monthly System Peak Day | SCE | 1-in-10 | 2024 | 23 |  |  |  | 86.4667 | 1
| Zone | South Orange County | 10 | Monthly System Peak Day | SCE | 1-in-10 | 2024 | 24 |  |  |  | 85.7 | 1
| Zone | South Orange County | 11 | Average Weekday | SCE | 1-in-10 | 2024 | 1 |  |  |  | 58.9397 | 1
| Zone | South Orange County | 11 | Average Weekday | SCE | 1-in-10 | 2024 | 2 |  |  |  | 57.9461 | 1
| Zone | South Orange County | 11 | Average Weekday | SCE | 1-in-10 | 2024 | 3 |  |  |  | 56.9995 | 1
| Zone | South Orange County | 11 | Average Weekday | SCE | 1-in-10 | 2024 | 4 |  |  |  | 56.0916 | 1
| Zone | South Orange County | 11 | Average Weekday | SCE | 1-in-10 | 2024 | 5 |  |  |  | 55.3154 | 1
| Zone | South Orange County | 11 | Average Weekday | SCE | 1-in-10 | 2024 | 6 |  |  |  | 54.6663 | 1
| Zone | South Orange County | 11 | Average Weekday | SCE | 1-in-10 | 2024 | 7 |  |  |  | 54.3493 | 1
| Zone | South Orange County | 11 | Average Weekday | SCE | 1-in-10 | 2024 | 8 |  |  |  | 54.1698 | 1
| Zone | South Orange County | 11 | Average Weekday | SCE | 1-in-10 | 2024 | 9 |  |  |  | 55.668 | 1
| Zone | South Orange County | 11 | Average Weekday | SCE | 1-in-10 | 2024 | 10 |  |  |  | 59.6793 | 1
| Zone | South Orange County | 11 | Average Weekday | SCE | 1-in-10 | 2024 | 11 |  |  |  | 64.0458 | 1
| Zone | South Orange County | 11 | Average Weekday | SCE | 1-in-10 | 2024 | 12 |  |  |  | 67.5321 | 1
| Zone | South Orange County | 11 | Average Weekday | SCE | 1-in-10 | 2024 | 13 |  |  |  | 69.9497 | 1
| Zone | South Orange County | 11 | Average Weekday | SCE | 1-in-10 | 2024 | 14 |  |  |  | 71.1228 | 1
| Zone | South Orange County | 11 | Average Weekday | SCE | 1-in-10 | 2024 | 15 |  |  |  | 71.3371 | 1
| Zone | South Orange County | 11 | Average Weekday | SCE | 1-in-10 | 2024 | 16 |  |  |  | 71.0195 | 1
| Zone | South Orange County | 11 | Average Weekday | SCE | 1-in-10 | 2024 | 17 |  |  |  | 70.1644 | 1
| Zone | South Orange County | 11 | Average Weekday | SCE | 1-in-10 | 2024 | 18 |  |  |  | 68.4656 | 1
| Zone | South Orange County | 11 | Average Weekday | SCE | 1-in-10 | 2024 | 19 |  |  |  | 66.4926 | 1
| Zone | South Orange County | 11 | Average Weekday | SCE | 1-in-10 | 2024 | 20 |  |  |  | 64.7972 | 1
| Zone | South Orange County | 11 | Average Weekday | SCE | 1-in-10 | 2024 | 21 |  |  |  | 63.4676 | 1
| Zone | South Orange County | 11 | Average Weekday | SCE | 1-in-10 | 2024 | 22 |  |  |  | 62.0872 | 1
| Zone | South Orange County | 11 | Average Weekday | SCE | 1-in-10 | 2024 | 23 |  |  |  | 60.8519 | 1
| Zone | South Orange County | 11 | Average Weekday | SCE | 1-in-10 | 2024 | 24 |  |  |  | 59.7972 | 1
| Zone | South Orange County | 11 | Monthly System Peak Day | SCE | 1-in-10 | 2024 | 1 |  |  |  | 69.45 | 1
| Zone | South Orange County | 11 | Monthly System Peak Day | SCE | 1-in-10 | 2024 | 2 |  |  |  | 68.3317 | 1
| Zone | South Orange County | 11 | Monthly System Peak Day | SCE | 1-in-10 | 2024 | 3 |  |  |  | 67.435 | 1
| Zone | South Orange County | 11 | Monthly System Peak Day | SCE | 1-in-10 | 2024 | 4 |  |  |  | 66.2533 | 1
| Zone | South Orange County | 11 | Monthly System Peak Day | SCE | 1-in-10 | 2024 | 5 |  |  |  | 65.7983 | 1
| Zone | South Orange County | 11 | Monthly System Peak Day | SCE | 1-in-10 | 2024 | 6 |  |  |  | 64.7267 | 1
| Zone | South Orange County | 11 | Monthly System Peak Day | SCE | 1-in-10 | 2024 | 7 |  |  |  | 64.8883 | 1
| Zone | South Orange County | 11 | Monthly System Peak Day | SCE | 1-in-10 | 2024 | 8 |  |  |  | 65.895 | 1
| Zone | South Orange County | 11 | Monthly System Peak Day | SCE | 1-in-10 | 2024 | 9 |  |  |  | 68.315 | 1
| Zone | South Orange County | 11 | Monthly System Peak Day | SCE | 1-in-10 | 2024 | 10 |  |  |  | 72.92 | 1
| Zone | South Orange County | 11 | Monthly System Peak Day | SCE | 1-in-10 | 2024 | 11 |  |  |  | 80.5 | 1
| Zone | South Orange County | 11 | Monthly System Peak Day | SCE | 1-in-10 | 2024 | 12 |  |  |  | 86.7 | 1
| Zone | South Orange County | 11 | Monthly System Peak Day | SCE | 1-in-10 | 2024 | 13 |  |  |  | 90.5667 | 1
| Zone | South Orange County | 11 | Monthly System Peak Day | SCE | 1-in-10 | 2024 | 14 |  |  |  | 92.2667 | 1
| Zone | South Orange County | 11 | Monthly System Peak Day | SCE | 1-in-10 | 2024 | 15 |  |  |  | 92.5667 | 1
| Zone | South Orange County | 11 | Monthly System Peak Day | SCE | 1-in-10 | 2024 | 16 |  |  |  | 91.8333 | 1
| Zone | South Orange County | 11 | Monthly System Peak Day | SCE | 1-in-10 | 2024 | 17 |  |  |  | 90.8333 | 1
| Zone | South Orange County | 11 | Monthly System Peak Day | SCE | 1-in-10 | 2024 | 18 |  |  |  | 89.0667 | 1
| Zone | South Orange County | 11 | Monthly System Peak Day | SCE | 1-in-10 | 2024 | 19 |  |  |  | 86.4833 | 1
| Zone | South Orange County | 11 | Monthly System Peak Day | SCE | 1-in-10 | 2024 | 20 |  |  |  | 82 | 1
| Zone | South Orange County | 11 | Monthly System Peak Day | SCE | 1-in-10 | 2024 | 21 |  |  |  | 79.2 | 1
| Zone | South Orange County | 11 | Monthly System Peak Day | SCE | 1-in-10 | 2024 | 22 |  |  |  | 77.1 | 1
| Zone | South Orange County | 11 | Monthly System Peak Day | SCE | 1-in-10 | 2024 | 23 |  |  |  | 74.8 | 1
| Zone | South Orange County | 11 | Monthly System Peak Day | SCE | 1-in-10 | 2024 | 24 |  |  |  | 72.7667 | 1
| Zone | South Orange County | 12 | Average Weekday | SCE | 1-in-10 | 2024 | 1 |  |  |  | 51.8291 | 1
| Zone | South Orange County | 12 | Average Weekday | SCE | 1-in-10 | 2024 | 2 |  |  |  | 50.9499 | 1
| Zone | South Orange County | 12 | Average Weekday | SCE | 1-in-10 | 2024 | 3 |  |  |  | 50.0991 | 1
| Zone | South Orange County | 12 | Average Weekday | SCE | 1-in-10 | 2024 | 4 |  |  |  | 49.3577 | 1
| Zone | South Orange County | 12 | Average Weekday | SCE | 1-in-10 | 2024 | 5 |  |  |  | 48.6908 | 1
| Zone | South Orange County | 12 | Average Weekday | SCE | 1-in-10 | 2024 | 6 |  |  |  | 48.1454 | 1
| Zone | South Orange County | 12 | Average Weekday | SCE | 1-in-10 | 2024 | 7 |  |  |  | 47.9686 | 1
| Zone | South Orange County | 12 | Average Weekday | SCE | 1-in-10 | 2024 | 8 |  |  |  | 47.9584 | 1
| Zone | South Orange County | 12 | Average Weekday | SCE | 1-in-10 | 2024 | 9 |  |  |  | 49.005 | 1
| Zone | South Orange County | 12 | Average Weekday | SCE | 1-in-10 | 2024 | 10 |  |  |  | 52.1354 | 1
| Zone | South Orange County | 12 | Average Weekday | SCE | 1-in-10 | 2024 | 11 |  |  |  | 56.0031 | 1
| Zone | South Orange County | 12 | Average Weekday | SCE | 1-in-10 | 2024 | 12 |  |  |  | 59.2624 | 1
| Zone | South Orange County | 12 | Average Weekday | SCE | 1-in-10 | 2024 | 13 |  |  |  | 61.5066 | 1
| Zone | South Orange County | 12 | Average Weekday | SCE | 1-in-10 | 2024 | 14 |  |  |  | 62.8752 | 1
| Zone | South Orange County | 12 | Average Weekday | SCE | 1-in-10 | 2024 | 15 |  |  |  | 63.1948 | 1
| Zone | South Orange County | 12 | Average Weekday | SCE | 1-in-10 | 2024 | 16 |  |  |  | 62.9711 | 1
| Zone | South Orange County | 12 | Average Weekday | SCE | 1-in-10 | 2024 | 17 |  |  |  | 61.8362 | 1
| Zone | South Orange County | 12 | Average Weekday | SCE | 1-in-10 | 2024 | 18 |  |  |  | 59.9768 | 1
| Zone | South Orange County | 12 | Average Weekday | SCE | 1-in-10 | 2024 | 19 |  |  |  | 58.4232 | 1
| Zone | South Orange County | 12 | Average Weekday | SCE | 1-in-10 | 2024 | 20 |  |  |  | 57.4427 | 1
| Zone | South Orange County | 12 | Average Weekday | SCE | 1-in-10 | 2024 | 21 |  |  |  | 56.2781 | 1
| Zone | South Orange County | 12 | Average Weekday | SCE | 1-in-10 | 2024 | 22 |  |  |  | 55.1592 | 1
| Zone | South Orange County | 12 | Average Weekday | SCE | 1-in-10 | 2024 | 23 |  |  |  | 54.024 | 1
| Zone | South Orange County | 12 | Average Weekday | SCE | 1-in-10 | 2024 | 24 |  |  |  | 53.0568 | 1
| Zone | South Orange County | 12 | Monthly System Peak Day | SCE | 1-in-10 | 2024 | 1 |  |  |  | 45.5983 | 1
| Zone | South Orange County | 12 | Monthly System Peak Day | SCE | 1-in-10 | 2024 | 2 |  |  |  | 44.0583 | 1
| Zone | South Orange County | 12 | Monthly System Peak Day | SCE | 1-in-10 | 2024 | 3 |  |  |  | 42.7283 | 1
| Zone | South Orange County | 12 | Monthly System Peak Day | SCE | 1-in-10 | 2024 | 4 |  |  |  | 41.4067 | 1
| Zone | South Orange County | 12 | Monthly System Peak Day | SCE | 1-in-10 | 2024 | 5 |  |  |  | 40.1833 | 1
| Zone | South Orange County | 12 | Monthly System Peak Day | SCE | 1-in-10 | 2024 | 6 |  |  |  | 39.455 | 1
| Zone | South Orange County | 12 | Monthly System Peak Day | SCE | 1-in-10 | 2024 | 7 |  |  |  | 39.4983 | 1
| Zone | South Orange County | 12 | Monthly System Peak Day | SCE | 1-in-10 | 2024 | 8 |  |  |  | 40 | 1
| Zone | South Orange County | 12 | Monthly System Peak Day | SCE | 1-in-10 | 2024 | 9 |  |  |  | 41.15 | 1
| Zone | South Orange County | 12 | Monthly System Peak Day | SCE | 1-in-10 | 2024 | 10 |  |  |  | 45.9567 | 1
| Zone | South Orange County | 12 | Monthly System Peak Day | SCE | 1-in-10 | 2024 | 11 |  |  |  | 51.4333 | 1
| Zone | South Orange County | 12 | Monthly System Peak Day | SCE | 1-in-10 | 2024 | 12 |  |  |  | 53.555 | 1
| Zone | South Orange County | 12 | Monthly System Peak Day | SCE | 1-in-10 | 2024 | 13 |  |  |  | 54.46 | 1
| Zone | South Orange County | 12 | Monthly System Peak Day | SCE | 1-in-10 | 2024 | 14 |  |  |  | 55.6267 | 1
| Zone | South Orange County | 12 | Monthly System Peak Day | SCE | 1-in-10 | 2024 | 15 |  |  |  | 56.4667 | 1
| Zone | South Orange County | 12 | Monthly System Peak Day | SCE | 1-in-10 | 2024 | 16 |  |  |  | 56.5783 | 1
| Zone | South Orange County | 12 | Monthly System Peak Day | SCE | 1-in-10 | 2024 | 17 |  |  |  | 55.9683 | 1
| Zone | South Orange County | 12 | Monthly System Peak Day | SCE | 1-in-10 | 2024 | 18 |  |  |  | 54.3267 | 1
| Zone | South Orange County | 12 | Monthly System Peak Day | SCE | 1-in-10 | 2024 | 19 |  |  |  | 52.8067 | 1
| Zone | South Orange County | 12 | Monthly System Peak Day | SCE | 1-in-10 | 2024 | 20 |  |  |  | 51.9067 | 1
| Zone | South Orange County | 12 | Monthly System Peak Day | SCE | 1-in-10 | 2024 | 21 |  |  |  | 50.095 | 1
| Zone | South Orange County | 12 | Monthly System Peak Day | SCE | 1-in-10 | 2024 | 22 |  |  |  | 48.8883 | 1
| Zone | South Orange County | 12 | Monthly System Peak Day | SCE | 1-in-10 | 2024 | 23 |  |  |  | 48.9217 | 1
| Zone | South Orange County | 12 | Monthly System Peak Day | SCE | 1-in-10 | 2024 | 24 |  |  |  | 48.4717 | 1
| Zone | South Orange County | 1 | Average Weekday | SCE | 1-in-10 | 2025 | 1 |  |  |  | 52.18 | 1
| Zone | South Orange County | 1 | Average Weekday | SCE | 1-in-10 | 2025 | 2 |  |  |  | 51.3559 | 1
| Zone | South Orange County | 1 | Average Weekday | SCE | 1-in-10 | 2025 | 3 |  |  |  | 50.5879 | 1
| Zone | South Orange County | 1 | Average Weekday | SCE | 1-in-10 | 2025 | 4 |  |  |  | 49.7468 | 1
| Zone | South Orange County | 1 | Average Weekday | SCE | 1-in-10 | 2025 | 5 |  |  |  | 48.9691 | 1
| Zone | South Orange County | 1 | Average Weekday | SCE | 1-in-10 | 2025 | 6 |  |  |  | 48.4568 | 1
| Zone | South Orange County | 1 | Average Weekday | SCE | 1-in-10 | 2025 | 7 |  |  |  | 48.0644 | 1
| Zone | South Orange County | 1 | Average Weekday | SCE | 1-in-10 | 2025 | 8 |  |  |  | 48.0706 | 1
| Zone | South Orange County | 1 | Average Weekday | SCE | 1-in-10 | 2025 | 9 |  |  |  | 48.8383 | 1
| Zone | South Orange County | 1 | Average Weekday | SCE | 1-in-10 | 2025 | 10 |  |  |  | 51.6117 | 1
| Zone | South Orange County | 1 | Average Weekday | SCE | 1-in-10 | 2025 | 11 |  |  |  | 55.2199 | 1
| Zone | South Orange County | 1 | Average Weekday | SCE | 1-in-10 | 2025 | 12 |  |  |  | 58.4718 | 1
| Zone | South Orange County | 1 | Average Weekday | SCE | 1-in-10 | 2025 | 13 |  |  |  | 60.3987 | 1
| Zone | South Orange County | 1 | Average Weekday | SCE | 1-in-10 | 2025 | 14 |  |  |  | 61.7776 | 1
| Zone | South Orange County | 1 | Average Weekday | SCE | 1-in-10 | 2025 | 15 |  |  |  | 62.4536 | 1
| Zone | South Orange County | 1 | Average Weekday | SCE | 1-in-10 | 2025 | 16 |  |  |  | 62.3352 | 1
| Zone | South Orange County | 1 | Average Weekday | SCE | 1-in-10 | 2025 | 17 |  |  |  | 61.5598 | 1
| Zone | South Orange County | 1 | Average Weekday | SCE | 1-in-10 | 2025 | 18 |  |  |  | 60.0373 | 1
| Zone | South Orange County | 1 | Average Weekday | SCE | 1-in-10 | 2025 | 19 |  |  |  | 58.1541 | 1
| Zone | South Orange County | 1 | Average Weekday | SCE | 1-in-10 | 2025 | 20 |  |  |  | 56.898 | 1
| Zone | South Orange County | 1 | Average Weekday | SCE | 1-in-10 | 2025 | 21 |  |  |  | 55.8955 | 1
| Zone | South Orange County | 1 | Average Weekday | SCE | 1-in-10 | 2025 | 22 |  |  |  | 54.9898 | 1
| Zone | South Orange County | 1 | Average Weekday | SCE | 1-in-10 | 2025 | 23 |  |  |  | 53.956 | 1
| Zone | South Orange County | 1 | Average Weekday | SCE | 1-in-10 | 2025 | 24 |  |  |  | 53.0008 | 1
| Zone | South Orange County | 1 | Monthly System Peak Day | SCE | 1-in-10 | 2025 | 1 |  |  |  | 50.6717 | 1
| Zone | South Orange County | 1 | Monthly System Peak Day | SCE | 1-in-10 | 2025 | 2 |  |  |  | 50.575 | 1
| Zone | South Orange County | 1 | Monthly System Peak Day | SCE | 1-in-10 | 2025 | 3 |  |  |  | 49.6833 | 1
| Zone | South Orange County | 1 | Monthly System Peak Day | SCE | 1-in-10 | 2025 | 4 |  |  |  | 48.55 | 1
| Zone | South Orange County | 1 | Monthly System Peak Day | SCE | 1-in-10 | 2025 | 5 |  |  |  | 47.745 | 1
| Zone | South Orange County | 1 | Monthly System Peak Day | SCE | 1-in-10 | 2025 | 6 |  |  |  | 47.5733 | 1
| Zone | South Orange County | 1 | Monthly System Peak Day | SCE | 1-in-10 | 2025 | 7 |  |  |  | 47.095 | 1
| Zone | South Orange County | 1 | Monthly System Peak Day | SCE | 1-in-10 | 2025 | 8 |  |  |  | 46.6817 | 1
| Zone | South Orange County | 1 | Monthly System Peak Day | SCE | 1-in-10 | 2025 | 9 |  |  |  | 47.1483 | 1
| Zone | South Orange County | 1 | Monthly System Peak Day | SCE | 1-in-10 | 2025 | 10 |  |  |  | 49.035 | 1
| Zone | South Orange County | 1 | Monthly System Peak Day | SCE | 1-in-10 | 2025 | 11 |  |  |  | 51.7433 | 1
| Zone | South Orange County | 1 | Monthly System Peak Day | SCE | 1-in-10 | 2025 | 12 |  |  |  | 53.9167 | 1
| Zone | South Orange County | 1 | Monthly System Peak Day | SCE | 1-in-10 | 2025 | 13 |  |  |  | 53.6683 | 1
| Zone | South Orange County | 1 | Monthly System Peak Day | SCE | 1-in-10 | 2025 | 14 |  |  |  | 54.4617 | 1
| Zone | South Orange County | 1 | Monthly System Peak Day | SCE | 1-in-10 | 2025 | 15 |  |  |  | 54.5217 | 1
| Zone | South Orange County | 1 | Monthly System Peak Day | SCE | 1-in-10 | 2025 | 16 |  |  |  | 55.015 | 1
| Zone | South Orange County | 1 | Monthly System Peak Day | SCE | 1-in-10 | 2025 | 17 |  |  |  | 54.1817 | 1
| Zone | South Orange County | 1 | Monthly System Peak Day | SCE | 1-in-10 | 2025 | 18 |  |  |  | 52.8783 | 1
| Zone | South Orange County | 1 | Monthly System Peak Day | SCE | 1-in-10 | 2025 | 19 |  |  |  | 52.0433 | 1
| Zone | South Orange County | 1 | Monthly System Peak Day | SCE | 1-in-10 | 2025 | 20 |  |  |  | 50.77 | 1
| Zone | South Orange County | 1 | Monthly System Peak Day | SCE | 1-in-10 | 2025 | 21 |  |  |  | 50.4517 | 1
| Zone | South Orange County | 1 | Monthly System Peak Day | SCE | 1-in-10 | 2025 | 22 |  |  |  | 50.3117 | 1
| Zone | South Orange County | 1 | Monthly System Peak Day | SCE | 1-in-10 | 2025 | 23 |  |  |  | 49.6133 | 1
| Zone | South Orange County | 1 | Monthly System Peak Day | SCE | 1-in-10 | 2025 | 24 |  |  |  | 48.4417 | 1
| Zone | South Orange County | 2 | Average Weekday | SCE | 1-in-10 | 2025 | 1 |  |  |  | 57.1728 | 1
| Zone | South Orange County | 2 | Average Weekday | SCE | 1-in-10 | 2025 | 2 |  |  |  | 55.9963 | 1
| Zone | South Orange County | 2 | Average Weekday | SCE | 1-in-10 | 2025 | 3 |  |  |  | 54.9899 | 1
| Zone | South Orange County | 2 | Average Weekday | SCE | 1-in-10 | 2025 | 4 |  |  |  | 54.0712 | 1
| Zone | South Orange County | 2 | Average Weekday | SCE | 1-in-10 | 2025 | 5 |  |  |  | 53.3326 | 1
| Zone | South Orange County | 2 | Average Weekday | SCE | 1-in-10 | 2025 | 6 |  |  |  | 52.8625 | 1
| Zone | South Orange County | 2 | Average Weekday | SCE | 1-in-10 | 2025 | 7 |  |  |  | 52.5456 | 1
| Zone | South Orange County | 2 | Average Weekday | SCE | 1-in-10 | 2025 | 8 |  |  |  | 52.3425 | 1
| Zone | South Orange County | 2 | Average Weekday | SCE | 1-in-10 | 2025 | 9 |  |  |  | 54.079 | 1
| Zone | South Orange County | 2 | Average Weekday | SCE | 1-in-10 | 2025 | 10 |  |  |  | 58.1346 | 1
| Zone | South Orange County | 2 | Average Weekday | SCE | 1-in-10 | 2025 | 11 |  |  |  | 62.1138 | 1
| Zone | South Orange County | 2 | Average Weekday | SCE | 1-in-10 | 2025 | 12 |  |  |  | 65.3932 | 1
| Zone | South Orange County | 2 | Average Weekday | SCE | 1-in-10 | 2025 | 13 |  |  |  | 67.7289 | 1
| Zone | South Orange County | 2 | Average Weekday | SCE | 1-in-10 | 2025 | 14 |  |  |  | 69.3005 | 1
| Zone | South Orange County | 2 | Average Weekday | SCE | 1-in-10 | 2025 | 15 |  |  |  | 69.4832 | 1
| Zone | South Orange County | 2 | Average Weekday | SCE | 1-in-10 | 2025 | 16 |  |  |  | 69.1466 | 1
| Zone | South Orange County | 2 | Average Weekday | SCE | 1-in-10 | 2025 | 17 |  |  |  | 68.2018 | 1
| Zone | South Orange County | 2 | Average Weekday | SCE | 1-in-10 | 2025 | 18 |  |  |  | 66.7425 | 1
| Zone | South Orange County | 2 | Average Weekday | SCE | 1-in-10 | 2025 | 19 |  |  |  | 64.4017 | 1
| Zone | South Orange County | 2 | Average Weekday | SCE | 1-in-10 | 2025 | 20 |  |  |  | 62.4907 | 1
| Zone | South Orange County | 2 | Average Weekday | SCE | 1-in-10 | 2025 | 21 |  |  |  | 61.1236 | 1
| Zone | South Orange County | 2 | Average Weekday | SCE | 1-in-10 | 2025 | 22 |  |  |  | 60.0168 | 1
| Zone | South Orange County | 2 | Average Weekday | SCE | 1-in-10 | 2025 | 23 |  |  |  | 58.8033 | 1
| Zone | South Orange County | 2 | Average Weekday | SCE | 1-in-10 | 2025 | 24 |  |  |  | 57.6811 | 1
| Zone | South Orange County | 2 | Monthly System Peak Day | SCE | 1-in-10 | 2025 | 1 |  |  |  | 69.875 | 1
| Zone | South Orange County | 2 | Monthly System Peak Day | SCE | 1-in-10 | 2025 | 2 |  |  |  | 67.1867 | 1
| Zone | South Orange County | 2 | Monthly System Peak Day | SCE | 1-in-10 | 2025 | 3 |  |  |  | 65.6 | 1
| Zone | South Orange County | 2 | Monthly System Peak Day | SCE | 1-in-10 | 2025 | 4 |  |  |  | 63.5817 | 1
| Zone | South Orange County | 2 | Monthly System Peak Day | SCE | 1-in-10 | 2025 | 5 |  |  |  | 62.8183 | 1
| Zone | South Orange County | 2 | Monthly System Peak Day | SCE | 1-in-10 | 2025 | 6 |  |  |  | 61.14 | 1
| Zone | South Orange County | 2 | Monthly System Peak Day | SCE | 1-in-10 | 2025 | 7 |  |  |  | 62.4817 | 1
| Zone | South Orange County | 2 | Monthly System Peak Day | SCE | 1-in-10 | 2025 | 8 |  |  |  | 63.1117 | 1
| Zone | South Orange County | 2 | Monthly System Peak Day | SCE | 1-in-10 | 2025 | 9 |  |  |  | 63.85 | 1
| Zone | South Orange County | 2 | Monthly System Peak Day | SCE | 1-in-10 | 2025 | 10 |  |  |  | 69.4017 | 1
| Zone | South Orange County | 2 | Monthly System Peak Day | SCE | 1-in-10 | 2025 | 11 |  |  |  | 76.1333 | 1
| Zone | South Orange County | 2 | Monthly System Peak Day | SCE | 1-in-10 | 2025 | 12 |  |  |  | 79.65 | 1
| Zone | South Orange County | 2 | Monthly System Peak Day | SCE | 1-in-10 | 2025 | 13 |  |  |  | 83.2333 | 1
| Zone | South Orange County | 2 | Monthly System Peak Day | SCE | 1-in-10 | 2025 | 14 |  |  |  | 85.2667 | 1
| Zone | South Orange County | 2 | Monthly System Peak Day | SCE | 1-in-10 | 2025 | 15 |  |  |  | 85.2 | 1
| Zone | South Orange County | 2 | Monthly System Peak Day | SCE | 1-in-10 | 2025 | 16 |  |  |  | 84.1333 | 1
| Zone | South Orange County | 2 | Monthly System Peak Day | SCE | 1-in-10 | 2025 | 17 |  |  |  | 82.55 | 1
| Zone | South Orange County | 2 | Monthly System Peak Day | SCE | 1-in-10 | 2025 | 18 |  |  |  | 79.6667 | 1
| Zone | South Orange County | 2 | Monthly System Peak Day | SCE | 1-in-10 | 2025 | 19 |  |  |  | 75.95 | 1
| Zone | South Orange County | 2 | Monthly System Peak Day | SCE | 1-in-10 | 2025 | 20 |  |  |  | 73.2667 | 1
| Zone | South Orange County | 2 | Monthly System Peak Day | SCE | 1-in-10 | 2025 | 21 |  |  |  | 71.15 | 1
| Zone | South Orange County | 2 | Monthly System Peak Day | SCE | 1-in-10 | 2025 | 22 |  |  |  | 69.3367 | 1
| Zone | South Orange County | 2 | Monthly System Peak Day | SCE | 1-in-10 | 2025 | 23 |  |  |  | 67.1667 | 1
| Zone | South Orange County | 2 | Monthly System Peak Day | SCE | 1-in-10 | 2025 | 24 |  |  |  | 65.64 | 1
| Zone | South Orange County | 3 | Average Weekday | SCE | 1-in-10 | 2025 | 1 |  |  |  | 59.5281 | 1
| Zone | South Orange County | 3 | Average Weekday | SCE | 1-in-10 | 2025 | 2 |  |  |  | 58.5162 | 1
| Zone | South Orange County | 3 | Average Weekday | SCE | 1-in-10 | 2025 | 3 |  |  |  | 57.8131 | 1
| Zone | South Orange County | 3 | Average Weekday | SCE | 1-in-10 | 2025 | 4 |  |  |  | 57.0513 | 1
| Zone | South Orange County | 3 | Average Weekday | SCE | 1-in-10 | 2025 | 5 |  |  |  | 56.254 | 1
| Zone | South Orange County | 3 | Average Weekday | SCE | 1-in-10 | 2025 | 6 |  |  |  | 55.6438 | 1
| Zone | South Orange County | 3 | Average Weekday | SCE | 1-in-10 | 2025 | 7 |  |  |  | 55.2104 | 1
| Zone | South Orange County | 3 | Average Weekday | SCE | 1-in-10 | 2025 | 8 |  |  |  | 55.3983 | 1
| Zone | South Orange County | 3 | Average Weekday | SCE | 1-in-10 | 2025 | 9 |  |  |  | 56.9005 | 1
| Zone | South Orange County | 3 | Average Weekday | SCE | 1-in-10 | 2025 | 10 |  |  |  | 60.304 | 1
| Zone | South Orange County | 3 | Average Weekday | SCE | 1-in-10 | 2025 | 11 |  |  |  | 64.0885 | 1
| Zone | South Orange County | 3 | Average Weekday | SCE | 1-in-10 | 2025 | 12 |  |  |  | 67.5235 | 1
| Zone | South Orange County | 3 | Average Weekday | SCE | 1-in-10 | 2025 | 13 |  |  |  | 69.6426 | 1
| Zone | South Orange County | 3 | Average Weekday | SCE | 1-in-10 | 2025 | 14 |  |  |  | 71.0985 | 1
| Zone | South Orange County | 3 | Average Weekday | SCE | 1-in-10 | 2025 | 15 |  |  |  | 71.772 | 1
| Zone | South Orange County | 3 | Average Weekday | SCE | 1-in-10 | 2025 | 16 |  |  |  | 71.7488 | 1
| Zone | South Orange County | 3 | Average Weekday | SCE | 1-in-10 | 2025 | 17 |  |  |  | 71.0608 | 1
| Zone | South Orange County | 3 | Average Weekday | SCE | 1-in-10 | 2025 | 18 |  |  |  | 70.3526 | 1
| Zone | South Orange County | 3 | Average Weekday | SCE | 1-in-10 | 2025 | 19 |  |  |  | 69.0515 | 1
| Zone | South Orange County | 3 | Average Weekday | SCE | 1-in-10 | 2025 | 20 |  |  |  | 66.7791 | 1
| Zone | South Orange County | 3 | Average Weekday | SCE | 1-in-10 | 2025 | 21 |  |  |  | 64.5212 | 1
| Zone | South Orange County | 3 | Average Weekday | SCE | 1-in-10 | 2025 | 22 |  |  |  | 63.3651 | 1
| Zone | South Orange County | 3 | Average Weekday | SCE | 1-in-10 | 2025 | 23 |  |  |  | 62.5298 | 1
| Zone | South Orange County | 3 | Average Weekday | SCE | 1-in-10 | 2025 | 24 |  |  |  | 61.5761 | 1
| Zone | South Orange County | 3 | Monthly System Peak Day | SCE | 1-in-10 | 2025 | 1 |  |  |  | 66.2733 | 1
| Zone | South Orange County | 3 | Monthly System Peak Day | SCE | 1-in-10 | 2025 | 2 |  |  |  | 64.8367 | 1
| Zone | South Orange County | 3 | Monthly System Peak Day | SCE | 1-in-10 | 2025 | 3 |  |  |  | 63.785 | 1
| Zone | South Orange County | 3 | Monthly System Peak Day | SCE | 1-in-10 | 2025 | 4 |  |  |  | 62.55 | 1
| Zone | South Orange County | 3 | Monthly System Peak Day | SCE | 1-in-10 | 2025 | 5 |  |  |  | 61.4383 | 1
| Zone | South Orange County | 3 | Monthly System Peak Day | SCE | 1-in-10 | 2025 | 6 |  |  |  | 60.365 | 1
| Zone | South Orange County | 3 | Monthly System Peak Day | SCE | 1-in-10 | 2025 | 7 |  |  |  | 59.7667 | 1
| Zone | South Orange County | 3 | Monthly System Peak Day | SCE | 1-in-10 | 2025 | 8 |  |  |  | 59.93 | 1
| Zone | South Orange County | 3 | Monthly System Peak Day | SCE | 1-in-10 | 2025 | 9 |  |  |  | 61.73 | 1
| Zone | South Orange County | 3 | Monthly System Peak Day | SCE | 1-in-10 | 2025 | 10 |  |  |  | 66.1033 | 1
| Zone | South Orange County | 3 | Monthly System Peak Day | SCE | 1-in-10 | 2025 | 11 |  |  |  | 70.67 | 1
| Zone | South Orange County | 3 | Monthly System Peak Day | SCE | 1-in-10 | 2025 | 12 |  |  |  | 74.5833 | 1
| Zone | South Orange County | 3 | Monthly System Peak Day | SCE | 1-in-10 | 2025 | 13 |  |  |  | 77.1667 | 1
| Zone | South Orange County | 3 | Monthly System Peak Day | SCE | 1-in-10 | 2025 | 14 |  |  |  | 78.7333 | 1
| Zone | South Orange County | 3 | Monthly System Peak Day | SCE | 1-in-10 | 2025 | 15 |  |  |  | 80.65 | 1
| Zone | South Orange County | 3 | Monthly System Peak Day | SCE | 1-in-10 | 2025 | 16 |  |  |  | 80.3667 | 1
| Zone | South Orange County | 3 | Monthly System Peak Day | SCE | 1-in-10 | 2025 | 17 |  |  |  | 79.2167 | 1
| Zone | South Orange County | 3 | Monthly System Peak Day | SCE | 1-in-10 | 2025 | 18 |  |  |  | 77.6667 | 1
| Zone | South Orange County | 3 | Monthly System Peak Day | SCE | 1-in-10 | 2025 | 19 |  |  |  | 77.4167 | 1
| Zone | South Orange County | 3 | Monthly System Peak Day | SCE | 1-in-10 | 2025 | 20 |  |  |  | 75.7833 | 1
| Zone | South Orange County | 3 | Monthly System Peak Day | SCE | 1-in-10 | 2025 | 21 |  |  |  | 71.6167 | 1
| Zone | South Orange County | 3 | Monthly System Peak Day | SCE | 1-in-10 | 2025 | 22 |  |  |  | 68.7333 | 1
| Zone | South Orange County | 3 | Monthly System Peak Day | SCE | 1-in-10 | 2025 | 23 |  |  |  | 67.0083 | 1
| Zone | South Orange County | 3 | Monthly System Peak Day | SCE | 1-in-10 | 2025 | 24 |  |  |  | 65.2 | 1
| Zone | South Orange County | 4 | Average Weekday | SCE | 1-in-10 | 2025 | 1 |  |  |  | 60.1427 | 1
| Zone | South Orange County | 4 | Average Weekday | SCE | 1-in-10 | 2025 | 2 |  |  |  | 59.4313 | 1
| Zone | South Orange County | 4 | Average Weekday | SCE | 1-in-10 | 2025 | 3 |  |  |  | 58.7794 | 1
| Zone | South Orange County | 4 | Average Weekday | SCE | 1-in-10 | 2025 | 4 |  |  |  | 58.1455 | 1
| Zone | South Orange County | 4 | Average Weekday | SCE | 1-in-10 | 2025 | 5 |  |  |  | 57.6355 | 1
| Zone | South Orange County | 4 | Average Weekday | SCE | 1-in-10 | 2025 | 6 |  |  |  | 57.1555 | 1
| Zone | South Orange County | 4 | Average Weekday | SCE | 1-in-10 | 2025 | 7 |  |  |  | 56.7984 | 1
| Zone | South Orange County | 4 | Average Weekday | SCE | 1-in-10 | 2025 | 8 |  |  |  | 57.0153 | 1
| Zone | South Orange County | 4 | Average Weekday | SCE | 1-in-10 | 2025 | 9 |  |  |  | 58.743 | 1
| Zone | South Orange County | 4 | Average Weekday | SCE | 1-in-10 | 2025 | 10 |  |  |  | 61.5164 | 1
| Zone | South Orange County | 4 | Average Weekday | SCE | 1-in-10 | 2025 | 11 |  |  |  | 64.6445 | 1
| Zone | South Orange County | 4 | Average Weekday | SCE | 1-in-10 | 2025 | 12 |  |  |  | 67.6103 | 1
| Zone | South Orange County | 4 | Average Weekday | SCE | 1-in-10 | 2025 | 13 |  |  |  | 68.8765 | 1
| Zone | South Orange County | 4 | Average Weekday | SCE | 1-in-10 | 2025 | 14 |  |  |  | 69.8323 | 1
| Zone | South Orange County | 4 | Average Weekday | SCE | 1-in-10 | 2025 | 15 |  |  |  | 70.6038 | 1
| Zone | South Orange County | 4 | Average Weekday | SCE | 1-in-10 | 2025 | 16 |  |  |  | 71.1033 | 1
| Zone | South Orange County | 4 | Average Weekday | SCE | 1-in-10 | 2025 | 17 |  |  |  | 71.1831 | 1
| Zone | South Orange County | 4 | Average Weekday | SCE | 1-in-10 | 2025 | 18 |  |  |  | 70.6177 | 1
| Zone | South Orange County | 4 | Average Weekday | SCE | 1-in-10 | 2025 | 19 |  |  |  | 69.6302 | 1
| Zone | South Orange County | 4 | Average Weekday | SCE | 1-in-10 | 2025 | 20 |  |  |  | 67.8745 | 1
| Zone | South Orange County | 4 | Average Weekday | SCE | 1-in-10 | 2025 | 21 |  |  |  | 65.5068 | 1
| Zone | South Orange County | 4 | Average Weekday | SCE | 1-in-10 | 2025 | 22 |  |  |  | 63.9119 | 1
| Zone | South Orange County | 4 | Average Weekday | SCE | 1-in-10 | 2025 | 23 |  |  |  | 62.6733 | 1
| Zone | South Orange County | 4 | Average Weekday | SCE | 1-in-10 | 2025 | 24 |  |  |  | 61.6163 | 1
| Zone | South Orange County | 4 | Monthly System Peak Day | SCE | 1-in-10 | 2025 | 1 |  |  |  | 68.3283 | 1
| Zone | South Orange County | 4 | Monthly System Peak Day | SCE | 1-in-10 | 2025 | 2 |  |  |  | 68.8933 | 1
| Zone | South Orange County | 4 | Monthly System Peak Day | SCE | 1-in-10 | 2025 | 3 |  |  |  | 67.565 | 1
| Zone | South Orange County | 4 | Monthly System Peak Day | SCE | 1-in-10 | 2025 | 4 |  |  |  | 65.7083 | 1
| Zone | South Orange County | 4 | Monthly System Peak Day | SCE | 1-in-10 | 2025 | 5 |  |  |  | 64.5117 | 1
| Zone | South Orange County | 4 | Monthly System Peak Day | SCE | 1-in-10 | 2025 | 6 |  |  |  | 63.9117 | 1
| Zone | South Orange County | 4 | Monthly System Peak Day | SCE | 1-in-10 | 2025 | 7 |  |  |  | 63.59 | 1
| Zone | South Orange County | 4 | Monthly System Peak Day | SCE | 1-in-10 | 2025 | 8 |  |  |  | 63.3633 | 1
| Zone | South Orange County | 4 | Monthly System Peak Day | SCE | 1-in-10 | 2025 | 9 |  |  |  | 65.85 | 1
| Zone | South Orange County | 4 | Monthly System Peak Day | SCE | 1-in-10 | 2025 | 10 |  |  |  | 70.795 | 1
| Zone | South Orange County | 4 | Monthly System Peak Day | SCE | 1-in-10 | 2025 | 11 |  |  |  | 75.5667 | 1
| Zone | South Orange County | 4 | Monthly System Peak Day | SCE | 1-in-10 | 2025 | 12 |  |  |  | 79.0167 | 1
| Zone | South Orange County | 4 | Monthly System Peak Day | SCE | 1-in-10 | 2025 | 13 |  |  |  | 79.4167 | 1
| Zone | South Orange County | 4 | Monthly System Peak Day | SCE | 1-in-10 | 2025 | 14 |  |  |  | 79.7 | 1
| Zone | South Orange County | 4 | Monthly System Peak Day | SCE | 1-in-10 | 2025 | 15 |  |  |  | 80.2667 | 1
| Zone | South Orange County | 4 | Monthly System Peak Day | SCE | 1-in-10 | 2025 | 16 |  |  |  | 82.0333 | 1
| Zone | South Orange County | 4 | Monthly System Peak Day | SCE | 1-in-10 | 2025 | 17 |  |  |  | 82.1167 | 1
| Zone | South Orange County | 4 | Monthly System Peak Day | SCE | 1-in-10 | 2025 | 18 |  |  |  | 83.65 | 1
| Zone | South Orange County | 4 | Monthly System Peak Day | SCE | 1-in-10 | 2025 | 19 |  |  |  | 80.8167 | 1
| Zone | South Orange County | 4 | Monthly System Peak Day | SCE | 1-in-10 | 2025 | 20 |  |  |  | 74.45 | 1
| Zone | South Orange County | 4 | Monthly System Peak Day | SCE | 1-in-10 | 2025 | 21 |  |  |  | 68.7633 | 1
| Zone | South Orange County | 4 | Monthly System Peak Day | SCE | 1-in-10 | 2025 | 22 |  |  |  | 67.5867 | 1
| Zone | South Orange County | 4 | Monthly System Peak Day | SCE | 1-in-10 | 2025 | 23 |  |  |  | 67.035 | 1
| Zone | South Orange County | 4 | Monthly System Peak Day | SCE | 1-in-10 | 2025 | 24 |  |  |  | 66.09 | 1
| Zone | South Orange County | 5 | Average Weekday | SCE | 1-in-10 | 2025 | 1 |  |  |  | 63.6645 | 1
| Zone | South Orange County | 5 | Average Weekday | SCE | 1-in-10 | 2025 | 2 |  |  |  | 63.0442 | 1
| Zone | South Orange County | 5 | Average Weekday | SCE | 1-in-10 | 2025 | 3 |  |  |  | 62.628 | 1
| Zone | South Orange County | 5 | Average Weekday | SCE | 1-in-10 | 2025 | 4 |  |  |  | 62.226 | 1
| Zone | South Orange County | 5 | Average Weekday | SCE | 1-in-10 | 2025 | 5 |  |  |  | 61.8174 | 1
| Zone | South Orange County | 5 | Average Weekday | SCE | 1-in-10 | 2025 | 6 |  |  |  | 61.6734 | 1
| Zone | South Orange County | 5 | Average Weekday | SCE | 1-in-10 | 2025 | 7 |  |  |  | 61.397 | 1
| Zone | South Orange County | 5 | Average Weekday | SCE | 1-in-10 | 2025 | 8 |  |  |  | 61.9969 | 1
| Zone | South Orange County | 5 | Average Weekday | SCE | 1-in-10 | 2025 | 9 |  |  |  | 64.0083 | 1
| Zone | South Orange County | 5 | Average Weekday | SCE | 1-in-10 | 2025 | 10 |  |  |  | 66.8587 | 1
| Zone | South Orange County | 5 | Average Weekday | SCE | 1-in-10 | 2025 | 11 |  |  |  | 69.2524 | 1
| Zone | South Orange County | 5 | Average Weekday | SCE | 1-in-10 | 2025 | 12 |  |  |  | 71.168 | 1
| Zone | South Orange County | 5 | Average Weekday | SCE | 1-in-10 | 2025 | 13 |  |  |  | 72.297 | 1
| Zone | South Orange County | 5 | Average Weekday | SCE | 1-in-10 | 2025 | 14 |  |  |  | 73.148 | 1
| Zone | South Orange County | 5 | Average Weekday | SCE | 1-in-10 | 2025 | 15 |  |  |  | 73.976 | 1
| Zone | South Orange County | 5 | Average Weekday | SCE | 1-in-10 | 2025 | 16 |  |  |  | 74.1826 | 1
| Zone | South Orange County | 5 | Average Weekday | SCE | 1-in-10 | 2025 | 17 |  |  |  | 74.122 | 1
| Zone | South Orange County | 5 | Average Weekday | SCE | 1-in-10 | 2025 | 18 |  |  |  | 73.3027 | 1
| Zone | South Orange County | 5 | Average Weekday | SCE | 1-in-10 | 2025 | 19 |  |  |  | 72.369 | 1
| Zone | South Orange County | 5 | Average Weekday | SCE | 1-in-10 | 2025 | 20 |  |  |  | 70.709 | 1
| Zone | South Orange County | 5 | Average Weekday | SCE | 1-in-10 | 2025 | 21 |  |  |  | 68.2305 | 1
| Zone | South Orange County | 5 | Average Weekday | SCE | 1-in-10 | 2025 | 22 |  |  |  | 66.2595 | 1
| Zone | South Orange County | 5 | Average Weekday | SCE | 1-in-10 | 2025 | 23 |  |  |  | 65.0803 | 1
| Zone | South Orange County | 5 | Average Weekday | SCE | 1-in-10 | 2025 | 24 |  |  |  | 64.1396 | 1
| Zone | South Orange County | 5 | Monthly System Peak Day | SCE | 1-in-10 | 2025 | 1 |  |  |  | 70.7233 | 1
| Zone | South Orange County | 5 | Monthly System Peak Day | SCE | 1-in-10 | 2025 | 2 |  |  |  | 69.7867 | 1
| Zone | South Orange County | 5 | Monthly System Peak Day | SCE | 1-in-10 | 2025 | 3 |  |  |  | 68.9883 | 1
| Zone | South Orange County | 5 | Monthly System Peak Day | SCE | 1-in-10 | 2025 | 4 |  |  |  | 68.0967 | 1
| Zone | South Orange County | 5 | Monthly System Peak Day | SCE | 1-in-10 | 2025 | 5 |  |  |  | 67.4783 | 1
| Zone | South Orange County | 5 | Monthly System Peak Day | SCE | 1-in-10 | 2025 | 6 |  |  |  | 67.16 | 1
| Zone | South Orange County | 5 | Monthly System Peak Day | SCE | 1-in-10 | 2025 | 7 |  |  |  | 66.67 | 1
| Zone | South Orange County | 5 | Monthly System Peak Day | SCE | 1-in-10 | 2025 | 8 |  |  |  | 67.6783 | 1
| Zone | South Orange County | 5 | Monthly System Peak Day | SCE | 1-in-10 | 2025 | 9 |  |  |  | 72.7933 | 1
| Zone | South Orange County | 5 | Monthly System Peak Day | SCE | 1-in-10 | 2025 | 10 |  |  |  | 79.3333 | 1
| Zone | South Orange County | 5 | Monthly System Peak Day | SCE | 1-in-10 | 2025 | 11 |  |  |  | 84.2 | 1
| Zone | South Orange County | 5 | Monthly System Peak Day | SCE | 1-in-10 | 2025 | 12 |  |  |  | 88.4667 | 1
| Zone | South Orange County | 5 | Monthly System Peak Day | SCE | 1-in-10 | 2025 | 13 |  |  |  | 90.0333 | 1
| Zone | South Orange County | 5 | Monthly System Peak Day | SCE | 1-in-10 | 2025 | 14 |  |  |  | 89.8333 | 1
| Zone | South Orange County | 5 | Monthly System Peak Day | SCE | 1-in-10 | 2025 | 15 |  |  |  | 92.15 | 1
| Zone | South Orange County | 5 | Monthly System Peak Day | SCE | 1-in-10 | 2025 | 16 |  |  |  | 92.0167 | 1
| Zone | South Orange County | 5 | Monthly System Peak Day | SCE | 1-in-10 | 2025 | 17 |  |  |  | 91.8 | 1
| Zone | South Orange County | 5 | Monthly System Peak Day | SCE | 1-in-10 | 2025 | 18 |  |  |  | 90.4333 | 1
| Zone | South Orange County | 5 | Monthly System Peak Day | SCE | 1-in-10 | 2025 | 19 |  |  |  | 89.9167 | 1
| Zone | South Orange County | 5 | Monthly System Peak Day | SCE | 1-in-10 | 2025 | 20 |  |  |  | 87.0333 | 1
| Zone | South Orange County | 5 | Monthly System Peak Day | SCE | 1-in-10 | 2025 | 21 |  |  |  | 83.1833 | 1
| Zone | South Orange County | 5 | Monthly System Peak Day | SCE | 1-in-10 | 2025 | 22 |  |  |  | 79.8 | 1
| Zone | South Orange County | 5 | Monthly System Peak Day | SCE | 1-in-10 | 2025 | 23 |  |  |  | 76.7667 | 1
| Zone | South Orange County | 5 | Monthly System Peak Day | SCE | 1-in-10 | 2025 | 24 |  |  |  | 73.3367 | 1
| Zone | South Orange County | 6 | Average Weekday | SCE | 1-in-10 | 2025 | 1 |  |  |  | 64.8305 | 1
| Zone | South Orange County | 6 | Average Weekday | SCE | 1-in-10 | 2025 | 2 |  |  |  | 64.5677 | 1
| Zone | South Orange County | 6 | Average Weekday | SCE | 1-in-10 | 2025 | 3 |  |  |  | 64.3736 | 1
| Zone | South Orange County | 6 | Average Weekday | SCE | 1-in-10 | 2025 | 4 |  |  |  | 64.1311 | 1
| Zone | South Orange County | 6 | Average Weekday | SCE | 1-in-10 | 2025 | 5 |  |  |  | 63.9809 | 1
| Zone | South Orange County | 6 | Average Weekday | SCE | 1-in-10 | 2025 | 6 |  |  |  | 63.8758 | 1
| Zone | South Orange County | 6 | Average Weekday | SCE | 1-in-10 | 2025 | 7 |  |  |  | 63.8143 | 1
| Zone | South Orange County | 6 | Average Weekday | SCE | 1-in-10 | 2025 | 8 |  |  |  | 64.0327 | 1
| Zone | South Orange County | 6 | Average Weekday | SCE | 1-in-10 | 2025 | 9 |  |  |  | 64.9331 | 1
| Zone | South Orange County | 6 | Average Weekday | SCE | 1-in-10 | 2025 | 10 |  |  |  | 66.7504 | 1
| Zone | South Orange County | 6 | Average Weekday | SCE | 1-in-10 | 2025 | 11 |  |  |  | 69.068 | 1
| Zone | South Orange County | 6 | Average Weekday | SCE | 1-in-10 | 2025 | 12 |  |  |  | 70.8322 | 1
| Zone | South Orange County | 6 | Average Weekday | SCE | 1-in-10 | 2025 | 13 |  |  |  | 71.7878 | 1
| Zone | South Orange County | 6 | Average Weekday | SCE | 1-in-10 | 2025 | 14 |  |  |  | 72.1196 | 1
| Zone | South Orange County | 6 | Average Weekday | SCE | 1-in-10 | 2025 | 15 |  |  |  | 72.8228 | 1
| Zone | South Orange County | 6 | Average Weekday | SCE | 1-in-10 | 2025 | 16 |  |  |  | 73.7532 | 1
| Zone | South Orange County | 6 | Average Weekday | SCE | 1-in-10 | 2025 | 17 |  |  |  | 73.7854 | 1
| Zone | South Orange County | 6 | Average Weekday | SCE | 1-in-10 | 2025 | 18 |  |  |  | 73.2464 | 1
| Zone | South Orange County | 6 | Average Weekday | SCE | 1-in-10 | 2025 | 19 |  |  |  | 72.2489 | 1
| Zone | South Orange County | 6 | Average Weekday | SCE | 1-in-10 | 2025 | 20 |  |  |  | 70.5072 | 1
| Zone | South Orange County | 6 | Average Weekday | SCE | 1-in-10 | 2025 | 21 |  |  |  | 68.643 | 1
| Zone | South Orange County | 6 | Average Weekday | SCE | 1-in-10 | 2025 | 22 |  |  |  | 66.6989 | 1
| Zone | South Orange County | 6 | Average Weekday | SCE | 1-in-10 | 2025 | 23 |  |  |  | 65.7762 | 1
| Zone | South Orange County | 6 | Average Weekday | SCE | 1-in-10 | 2025 | 24 |  |  |  | 65.3146 | 1
| Zone | South Orange County | 6 | Monthly System Peak Day | SCE | 1-in-10 | 2025 | 1 |  |  |  | 69.4933 | 1
| Zone | South Orange County | 6 | Monthly System Peak Day | SCE | 1-in-10 | 2025 | 2 |  |  |  | 68.17 | 1
| Zone | South Orange County | 6 | Monthly System Peak Day | SCE | 1-in-10 | 2025 | 3 |  |  |  | 67.4867 | 1
| Zone | South Orange County | 6 | Monthly System Peak Day | SCE | 1-in-10 | 2025 | 4 |  |  |  | 67.555 | 1
| Zone | South Orange County | 6 | Monthly System Peak Day | SCE | 1-in-10 | 2025 | 5 |  |  |  | 66.5217 | 1
| Zone | South Orange County | 6 | Monthly System Peak Day | SCE | 1-in-10 | 2025 | 6 |  |  |  | 65.4483 | 1
| Zone | South Orange County | 6 | Monthly System Peak Day | SCE | 1-in-10 | 2025 | 7 |  |  |  | 64.825 | 1
| Zone | South Orange County | 6 | Monthly System Peak Day | SCE | 1-in-10 | 2025 | 8 |  |  |  | 65.605 | 1
| Zone | South Orange County | 6 | Monthly System Peak Day | SCE | 1-in-10 | 2025 | 9 |  |  |  | 68.4683 | 1
| Zone | South Orange County | 6 | Monthly System Peak Day | SCE | 1-in-10 | 2025 | 10 |  |  |  | 73.475 | 1
| Zone | South Orange County | 6 | Monthly System Peak Day | SCE | 1-in-10 | 2025 | 11 |  |  |  | 78.5033 | 1
| Zone | South Orange County | 6 | Monthly System Peak Day | SCE | 1-in-10 | 2025 | 12 |  |  |  | 78.9933 | 1
| Zone | South Orange County | 6 | Monthly System Peak Day | SCE | 1-in-10 | 2025 | 13 |  |  |  | 77.77 | 1
| Zone | South Orange County | 6 | Monthly System Peak Day | SCE | 1-in-10 | 2025 | 14 |  |  |  | 78.4433 | 1
| Zone | South Orange County | 6 | Monthly System Peak Day | SCE | 1-in-10 | 2025 | 15 |  |  |  | 80.8167 | 1
| Zone | South Orange County | 6 | Monthly System Peak Day | SCE | 1-in-10 | 2025 | 16 |  |  |  | 85.05 | 1
| Zone | South Orange County | 6 | Monthly System Peak Day | SCE | 1-in-10 | 2025 | 17 |  |  |  | 86.7667 | 1
| Zone | South Orange County | 6 | Monthly System Peak Day | SCE | 1-in-10 | 2025 | 18 |  |  |  | 86.55 | 1
| Zone | South Orange County | 6 | Monthly System Peak Day | SCE | 1-in-10 | 2025 | 19 |  |  |  | 82.1 | 1
| Zone | South Orange County | 6 | Monthly System Peak Day | SCE | 1-in-10 | 2025 | 20 |  |  |  | 75.1867 | 1
| Zone | South Orange County | 6 | Monthly System Peak Day | SCE | 1-in-10 | 2025 | 21 |  |  |  | 71.49 | 1
| Zone | South Orange County | 6 | Monthly System Peak Day | SCE | 1-in-10 | 2025 | 22 |  |  |  | 69.115 | 1
| Zone | South Orange County | 6 | Monthly System Peak Day | SCE | 1-in-10 | 2025 | 23 |  |  |  | 67.8333 | 1
| Zone | South Orange County | 6 | Monthly System Peak Day | SCE | 1-in-10 | 2025 | 24 |  |  |  | 67.1917 | 1
| Zone | South Orange County | 7 | Average Weekday | SCE | 1-in-10 | 2025 | 1 |  |  |  | 69.4461 | 1
| Zone | South Orange County | 7 | Average Weekday | SCE | 1-in-10 | 2025 | 2 |  |  |  | 69.086 | 1
| Zone | South Orange County | 7 | Average Weekday | SCE | 1-in-10 | 2025 | 3 |  |  |  | 68.7807 | 1
| Zone | South Orange County | 7 | Average Weekday | SCE | 1-in-10 | 2025 | 4 |  |  |  | 68.5325 | 1
| Zone | South Orange County | 7 | Average Weekday | SCE | 1-in-10 | 2025 | 5 |  |  |  | 68.3902 | 1
| Zone | South Orange County | 7 | Average Weekday | SCE | 1-in-10 | 2025 | 6 |  |  |  | 68.3303 | 1
| Zone | South Orange County | 7 | Average Weekday | SCE | 1-in-10 | 2025 | 7 |  |  |  | 68.2904 | 1
| Zone | South Orange County | 7 | Average Weekday | SCE | 1-in-10 | 2025 | 8 |  |  |  | 68.6719 | 1
| Zone | South Orange County | 7 | Average Weekday | SCE | 1-in-10 | 2025 | 9 |  |  |  | 70.0939 | 1
| Zone | South Orange County | 7 | Average Weekday | SCE | 1-in-10 | 2025 | 10 |  |  |  | 72.5596 | 1
| Zone | South Orange County | 7 | Average Weekday | SCE | 1-in-10 | 2025 | 11 |  |  |  | 75.3255 | 1
| Zone | South Orange County | 7 | Average Weekday | SCE | 1-in-10 | 2025 | 12 |  |  |  | 77.2332 | 1
| Zone | South Orange County | 7 | Average Weekday | SCE | 1-in-10 | 2025 | 13 |  |  |  | 78.0307 | 1
| Zone | South Orange County | 7 | Average Weekday | SCE | 1-in-10 | 2025 | 14 |  |  |  | 78.1088 | 1
| Zone | South Orange County | 7 | Average Weekday | SCE | 1-in-10 | 2025 | 15 |  |  |  | 78.888 | 1
| Zone | South Orange County | 7 | Average Weekday | SCE | 1-in-10 | 2025 | 16 |  |  |  | 79.4733 | 1
| Zone | South Orange County | 7 | Average Weekday | SCE | 1-in-10 | 2025 | 17 |  |  |  | 79.575 | 1
| Zone | South Orange County | 7 | Average Weekday | SCE | 1-in-10 | 2025 | 18 |  |  |  | 79.1003 | 1
| Zone | South Orange County | 7 | Average Weekday | SCE | 1-in-10 | 2025 | 19 |  |  |  | 78.1803 | 1
| Zone | South Orange County | 7 | Average Weekday | SCE | 1-in-10 | 2025 | 20 |  |  |  | 76.474 | 1
| Zone | South Orange County | 7 | Average Weekday | SCE | 1-in-10 | 2025 | 21 |  |  |  | 74.0284 | 1
| Zone | South Orange County | 7 | Average Weekday | SCE | 1-in-10 | 2025 | 22 |  |  |  | 71.8255 | 1
| Zone | South Orange County | 7 | Average Weekday | SCE | 1-in-10 | 2025 | 23 |  |  |  | 70.847 | 1
| Zone | South Orange County | 7 | Average Weekday | SCE | 1-in-10 | 2025 | 24 |  |  |  | 70.1921 | 1
| Zone | South Orange County | 7 | Monthly System Peak Day | SCE | 1-in-10 | 2025 | 1 |  |  |  | 71.6167 | 1
| Zone | South Orange County | 7 | Monthly System Peak Day | SCE | 1-in-10 | 2025 | 2 |  |  |  | 70.0867 | 1
| Zone | South Orange County | 7 | Monthly System Peak Day | SCE | 1-in-10 | 2025 | 3 |  |  |  | 69.2733 | 1
| Zone | South Orange County | 7 | Monthly System Peak Day | SCE | 1-in-10 | 2025 | 4 |  |  |  | 68.805 | 1
| Zone | South Orange County | 7 | Monthly System Peak Day | SCE | 1-in-10 | 2025 | 5 |  |  |  | 68.6233 | 1
| Zone | South Orange County | 7 | Monthly System Peak Day | SCE | 1-in-10 | 2025 | 6 |  |  |  | 68.5967 | 1
| Zone | South Orange County | 7 | Monthly System Peak Day | SCE | 1-in-10 | 2025 | 7 |  |  |  | 68.31 | 1
| Zone | South Orange County | 7 | Monthly System Peak Day | SCE | 1-in-10 | 2025 | 8 |  |  |  | 68.8167 | 1
| Zone | South Orange County | 7 | Monthly System Peak Day | SCE | 1-in-10 | 2025 | 9 |  |  |  | 71.4667 | 1
| Zone | South Orange County | 7 | Monthly System Peak Day | SCE | 1-in-10 | 2025 | 10 |  |  |  | 75.3833 | 1
| Zone | South Orange County | 7 | Monthly System Peak Day | SCE | 1-in-10 | 2025 | 11 |  |  |  | 81.2333 | 1
| Zone | South Orange County | 7 | Monthly System Peak Day | SCE | 1-in-10 | 2025 | 12 |  |  |  | 84.5833 | 1
| Zone | South Orange County | 7 | Monthly System Peak Day | SCE | 1-in-10 | 2025 | 13 |  |  |  | 87.1 | 1
| Zone | South Orange County | 7 | Monthly System Peak Day | SCE | 1-in-10 | 2025 | 14 |  |  |  | 89.7 | 1
| Zone | South Orange County | 7 | Monthly System Peak Day | SCE | 1-in-10 | 2025 | 15 |  |  |  | 94.0167 | 1
| Zone | South Orange County | 7 | Monthly System Peak Day | SCE | 1-in-10 | 2025 | 16 |  |  |  | 96.8667 | 1
| Zone | South Orange County | 7 | Monthly System Peak Day | SCE | 1-in-10 | 2025 | 17 |  |  |  | 98.65 | 1
| Zone | South Orange County | 7 | Monthly System Peak Day | SCE | 1-in-10 | 2025 | 18 |  |  |  | 99.0333 | 1
| Zone | South Orange County | 7 | Monthly System Peak Day | SCE | 1-in-10 | 2025 | 19 |  |  |  | 97.8333 | 1
| Zone | South Orange County | 7 | Monthly System Peak Day | SCE | 1-in-10 | 2025 | 20 |  |  |  | 94.8833 | 1
| Zone | South Orange County | 7 | Monthly System Peak Day | SCE | 1-in-10 | 2025 | 21 |  |  |  | 91.5833 | 1
| Zone | South Orange County | 7 | Monthly System Peak Day | SCE | 1-in-10 | 2025 | 22 |  |  |  | 83.9 | 1
| Zone | South Orange County | 7 | Monthly System Peak Day | SCE | 1-in-10 | 2025 | 23 |  |  |  | 79.7333 | 1
| Zone | South Orange County | 7 | Monthly System Peak Day | SCE | 1-in-10 | 2025 | 24 |  |  |  | 77.2333 | 1
| Zone | South Orange County | 8 | Average Weekday | SCE | 1-in-10 | 2025 | 1 |  |  |  | 70.3677 | 1
| Zone | South Orange County | 8 | Average Weekday | SCE | 1-in-10 | 2025 | 2 |  |  |  | 69.9409 | 1
| Zone | South Orange County | 8 | Average Weekday | SCE | 1-in-10 | 2025 | 3 |  |  |  | 69.6016 | 1
| Zone | South Orange County | 8 | Average Weekday | SCE | 1-in-10 | 2025 | 4 |  |  |  | 69.3505 | 1
| Zone | South Orange County | 8 | Average Weekday | SCE | 1-in-10 | 2025 | 5 |  |  |  | 69.1512 | 1
| Zone | South Orange County | 8 | Average Weekday | SCE | 1-in-10 | 2025 | 6 |  |  |  | 68.9962 | 1
| Zone | South Orange County | 8 | Average Weekday | SCE | 1-in-10 | 2025 | 7 |  |  |  | 68.9442 | 1
| Zone | South Orange County | 8 | Average Weekday | SCE | 1-in-10 | 2025 | 8 |  |  |  | 69.0716 | 1
| Zone | South Orange County | 8 | Average Weekday | SCE | 1-in-10 | 2025 | 9 |  |  |  | 70.417 | 1
| Zone | South Orange County | 8 | Average Weekday | SCE | 1-in-10 | 2025 | 10 |  |  |  | 72.8398 | 1
| Zone | South Orange County | 8 | Average Weekday | SCE | 1-in-10 | 2025 | 11 |  |  |  | 75.7373 | 1
| Zone | South Orange County | 8 | Average Weekday | SCE | 1-in-10 | 2025 | 12 |  |  |  | 78.0552 | 1
| Zone | South Orange County | 8 | Average Weekday | SCE | 1-in-10 | 2025 | 13 |  |  |  | 78.807 | 1
| Zone | South Orange County | 8 | Average Weekday | SCE | 1-in-10 | 2025 | 14 |  |  |  | 79.5915 | 1
| Zone | South Orange County | 8 | Average Weekday | SCE | 1-in-10 | 2025 | 15 |  |  |  | 80.3355 | 1
| Zone | South Orange County | 8 | Average Weekday | SCE | 1-in-10 | 2025 | 16 |  |  |  | 80.3471 | 1
| Zone | South Orange County | 8 | Average Weekday | SCE | 1-in-10 | 2025 | 17 |  |  |  | 80.2036 | 1
| Zone | South Orange County | 8 | Average Weekday | SCE | 1-in-10 | 2025 | 18 |  |  |  | 79.7014 | 1
| Zone | South Orange County | 8 | Average Weekday | SCE | 1-in-10 | 2025 | 19 |  |  |  | 78.4407 | 1
| Zone | South Orange County | 8 | Average Weekday | SCE | 1-in-10 | 2025 | 20 |  |  |  | 76.4672 | 1
| Zone | South Orange County | 8 | Average Weekday | SCE | 1-in-10 | 2025 | 21 |  |  |  | 73.8259 | 1
| Zone | South Orange County | 8 | Average Weekday | SCE | 1-in-10 | 2025 | 22 |  |  |  | 72.2143 | 1
| Zone | South Orange County | 8 | Average Weekday | SCE | 1-in-10 | 2025 | 23 |  |  |  | 71.629 | 1
| Zone | South Orange County | 8 | Average Weekday | SCE | 1-in-10 | 2025 | 24 |  |  |  | 71.1377 | 1
| Zone | South Orange County | 8 | Monthly System Peak Day | SCE | 1-in-10 | 2025 | 1 |  |  |  | 72.2533 | 1
| Zone | South Orange County | 8 | Monthly System Peak Day | SCE | 1-in-10 | 2025 | 2 |  |  |  | 71.9167 | 1
| Zone | South Orange County | 8 | Monthly System Peak Day | SCE | 1-in-10 | 2025 | 3 |  |  |  | 71.5533 | 1
| Zone | South Orange County | 8 | Monthly System Peak Day | SCE | 1-in-10 | 2025 | 4 |  |  |  | 71.0633 | 1
| Zone | South Orange County | 8 | Monthly System Peak Day | SCE | 1-in-10 | 2025 | 5 |  |  |  | 70.67 | 1
| Zone | South Orange County | 8 | Monthly System Peak Day | SCE | 1-in-10 | 2025 | 6 |  |  |  | 70.4067 | 1
| Zone | South Orange County | 8 | Monthly System Peak Day | SCE | 1-in-10 | 2025 | 7 |  |  |  | 70.1267 | 1
| Zone | South Orange County | 8 | Monthly System Peak Day | SCE | 1-in-10 | 2025 | 8 |  |  |  | 70.0033 | 1
| Zone | South Orange County | 8 | Monthly System Peak Day | SCE | 1-in-10 | 2025 | 9 |  |  |  | 72.0167 | 1
| Zone | South Orange County | 8 | Monthly System Peak Day | SCE | 1-in-10 | 2025 | 10 |  |  |  | 76.2667 | 1
| Zone | South Orange County | 8 | Monthly System Peak Day | SCE | 1-in-10 | 2025 | 11 |  |  |  | 80.7167 | 1
| Zone | South Orange County | 8 | Monthly System Peak Day | SCE | 1-in-10 | 2025 | 12 |  |  |  | 81.4167 | 1
| Zone | South Orange County | 8 | Monthly System Peak Day | SCE | 1-in-10 | 2025 | 13 |  |  |  | 80.9667 | 1
| Zone | South Orange County | 8 | Monthly System Peak Day | SCE | 1-in-10 | 2025 | 14 |  |  |  | 82.4333 | 1
| Zone | South Orange County | 8 | Monthly System Peak Day | SCE | 1-in-10 | 2025 | 15 |  |  |  | 85.05 | 1
| Zone | South Orange County | 8 | Monthly System Peak Day | SCE | 1-in-10 | 2025 | 16 |  |  |  | 86.9167 | 1
| Zone | South Orange County | 8 | Monthly System Peak Day | SCE | 1-in-10 | 2025 | 17 |  |  |  | 87.55 | 1
| Zone | South Orange County | 8 | Monthly System Peak Day | SCE | 1-in-10 | 2025 | 18 |  |  |  | 86.6333 | 1
| Zone | South Orange County | 8 | Monthly System Peak Day | SCE | 1-in-10 | 2025 | 19 |  |  |  | 85.15 | 1
| Zone | South Orange County | 8 | Monthly System Peak Day | SCE | 1-in-10 | 2025 | 20 |  |  |  | 83.0667 | 1
| Zone | South Orange County | 8 | Monthly System Peak Day | SCE | 1-in-10 | 2025 | 21 |  |  |  | 79.1667 | 1
| Zone | South Orange County | 8 | Monthly System Peak Day | SCE | 1-in-10 | 2025 | 22 |  |  |  | 76.55 | 1
| Zone | South Orange County | 8 | Monthly System Peak Day | SCE | 1-in-10 | 2025 | 23 |  |  |  | 74.6333 | 1
| Zone | South Orange County | 8 | Monthly System Peak Day | SCE | 1-in-10 | 2025 | 24 |  |  |  | 73.5 | 1
| Zone | South Orange County | 8 | Typical Event Day | SCE | 1-in-10 | 2025 | 1 |  |  |  | 71.9242 | 1
| Zone | South Orange County | 8 | Typical Event Day | SCE | 1-in-10 | 2025 | 2 |  |  |  | 70.8933 | 1
| Zone | South Orange County | 8 | Typical Event Day | SCE | 1-in-10 | 2025 | 3 |  |  |  | 70.245 | 1
| Zone | South Orange County | 8 | Typical Event Day | SCE | 1-in-10 | 2025 | 4 |  |  |  | 70.0308 | 1
| Zone | South Orange County | 8 | Typical Event Day | SCE | 1-in-10 | 2025 | 5 |  |  |  | 69.5579 | 1
| Zone | South Orange County | 8 | Typical Event Day | SCE | 1-in-10 | 2025 | 6 |  |  |  | 69.1504 | 1
| Zone | South Orange County | 8 | Typical Event Day | SCE | 1-in-10 | 2025 | 7 |  |  |  | 68.7904 | 1
| Zone | South Orange County | 8 | Typical Event Day | SCE | 1-in-10 | 2025 | 8 |  |  |  | 69.1354 | 1
| Zone | South Orange County | 8 | Typical Event Day | SCE | 1-in-10 | 2025 | 9 |  |  |  | 71.4379 | 1
| Zone | South Orange County | 8 | Typical Event Day | SCE | 1-in-10 | 2025 | 10 |  |  |  | 75.7646 | 1
| Zone | South Orange County | 8 | Typical Event Day | SCE | 1-in-10 | 2025 | 11 |  |  |  | 80.9008 | 1
| Zone | South Orange County | 8 | Typical Event Day | SCE | 1-in-10 | 2025 | 12 |  |  |  | 82.915 | 1
| Zone | South Orange County | 8 | Typical Event Day | SCE | 1-in-10 | 2025 | 13 |  |  |  | 83.7217 | 1
| Zone | South Orange County | 8 | Typical Event Day | SCE | 1-in-10 | 2025 | 14 |  |  |  | 85.4817 | 1
| Zone | South Orange County | 8 | Typical Event Day | SCE | 1-in-10 | 2025 | 15 |  |  |  | 87.85 | 1
| Zone | South Orange County | 8 | Typical Event Day | SCE | 1-in-10 | 2025 | 16 |  |  |  | 90.3458 | 1
| Zone | South Orange County | 8 | Typical Event Day | SCE | 1-in-10 | 2025 | 17 |  |  |  | 91.5417 | 1
| Zone | South Orange County | 8 | Typical Event Day | SCE | 1-in-10 | 2025 | 18 |  |  |  | 91.4583 | 1
| Zone | South Orange County | 8 | Typical Event Day | SCE | 1-in-10 | 2025 | 19 |  |  |  | 89.3583 | 1
| Zone | South Orange County | 8 | Typical Event Day | SCE | 1-in-10 | 2025 | 20 |  |  |  | 85.5175 | 1
| Zone | South Orange County | 8 | Typical Event Day | SCE | 1-in-10 | 2025 | 21 |  |  |  | 81.5517 | 1
| Zone | South Orange County | 8 | Typical Event Day | SCE | 1-in-10 | 2025 | 22 |  |  |  | 78.4496 | 1
| Zone | South Orange County | 8 | Typical Event Day | SCE | 1-in-10 | 2025 | 23 |  |  |  | 76.3125 | 1
| Zone | South Orange County | 8 | Typical Event Day | SCE | 1-in-10 | 2025 | 24 |  |  |  | 74.7438 | 1
| Zone | South Orange County | 9 | Average Weekday | SCE | 1-in-10 | 2025 | 1 |  |  |  | 71.7479 | 1
| Zone | South Orange County | 9 | Average Weekday | SCE | 1-in-10 | 2025 | 2 |  |  |  | 71.1465 | 1
| Zone | South Orange County | 9 | Average Weekday | SCE | 1-in-10 | 2025 | 3 |  |  |  | 70.6301 | 1
| Zone | South Orange County | 9 | Average Weekday | SCE | 1-in-10 | 2025 | 4 |  |  |  | 70.1971 | 1
| Zone | South Orange County | 9 | Average Weekday | SCE | 1-in-10 | 2025 | 5 |  |  |  | 69.8707 | 1
| Zone | South Orange County | 9 | Average Weekday | SCE | 1-in-10 | 2025 | 6 |  |  |  | 69.5087 | 1
| Zone | South Orange County | 9 | Average Weekday | SCE | 1-in-10 | 2025 | 7 |  |  |  | 69.2601 | 1
| Zone | South Orange County | 9 | Average Weekday | SCE | 1-in-10 | 2025 | 8 |  |  |  | 69.177 | 1
| Zone | South Orange County | 9 | Average Weekday | SCE | 1-in-10 | 2025 | 9 |  |  |  | 70.2802 | 1
| Zone | South Orange County | 9 | Average Weekday | SCE | 1-in-10 | 2025 | 10 |  |  |  | 72.886 | 1
| Zone | South Orange County | 9 | Average Weekday | SCE | 1-in-10 | 2025 | 11 |  |  |  | 75.8762 | 1
| Zone | South Orange County | 9 | Average Weekday | SCE | 1-in-10 | 2025 | 12 |  |  |  | 78.4211 | 1
| Zone | South Orange County | 9 | Average Weekday | SCE | 1-in-10 | 2025 | 13 |  |  |  | 79.6325 | 1
| Zone | South Orange County | 9 | Average Weekday | SCE | 1-in-10 | 2025 | 14 |  |  |  | 80.3008 | 1
| Zone | South Orange County | 9 | Average Weekday | SCE | 1-in-10 | 2025 | 15 |  |  |  | 81.2714 | 1
| Zone | South Orange County | 9 | Average Weekday | SCE | 1-in-10 | 2025 | 16 |  |  |  | 81.5167 | 1
| Zone | South Orange County | 9 | Average Weekday | SCE | 1-in-10 | 2025 | 17 |  |  |  | 81.431 | 1
| Zone | South Orange County | 9 | Average Weekday | SCE | 1-in-10 | 2025 | 18 |  |  |  | 80.6365 | 1
| Zone | South Orange County | 9 | Average Weekday | SCE | 1-in-10 | 2025 | 19 |  |  |  | 79.223 | 1
| Zone | South Orange County | 9 | Average Weekday | SCE | 1-in-10 | 2025 | 20 |  |  |  | 77.0676 | 1
| Zone | South Orange County | 9 | Average Weekday | SCE | 1-in-10 | 2025 | 21 |  |  |  | 74.7656 | 1
| Zone | South Orange County | 9 | Average Weekday | SCE | 1-in-10 | 2025 | 22 |  |  |  | 73.7906 | 1
| Zone | South Orange County | 9 | Average Weekday | SCE | 1-in-10 | 2025 | 23 |  |  |  | 72.9166 | 1
| Zone | South Orange County | 9 | Average Weekday | SCE | 1-in-10 | 2025 | 24 |  |  |  | 72.1378 | 1
| Zone | South Orange County | 9 | Monthly System Peak Day | SCE | 1-in-10 | 2025 | 1 |  |  |  | 74.3333 | 1
| Zone | South Orange County | 9 | Monthly System Peak Day | SCE | 1-in-10 | 2025 | 2 |  |  |  | 73.4 | 1
| Zone | South Orange County | 9 | Monthly System Peak Day | SCE | 1-in-10 | 2025 | 3 |  |  |  | 72.6667 | 1
| Zone | South Orange County | 9 | Monthly System Peak Day | SCE | 1-in-10 | 2025 | 4 |  |  |  | 72.7 | 1
| Zone | South Orange County | 9 | Monthly System Peak Day | SCE | 1-in-10 | 2025 | 5 |  |  |  | 72.4167 | 1
| Zone | South Orange County | 9 | Monthly System Peak Day | SCE | 1-in-10 | 2025 | 6 |  |  |  | 72.15 | 1
| Zone | South Orange County | 9 | Monthly System Peak Day | SCE | 1-in-10 | 2025 | 7 |  |  |  | 71.9 | 1
| Zone | South Orange County | 9 | Monthly System Peak Day | SCE | 1-in-10 | 2025 | 8 |  |  |  | 72.1167 | 1
| Zone | South Orange County | 9 | Monthly System Peak Day | SCE | 1-in-10 | 2025 | 9 |  |  |  | 73.8 | 1
| Zone | South Orange County | 9 | Monthly System Peak Day | SCE | 1-in-10 | 2025 | 10 |  |  |  | 77.9333 | 1
| Zone | South Orange County | 9 | Monthly System Peak Day | SCE | 1-in-10 | 2025 | 11 |  |  |  | 83.15 | 1
| Zone | South Orange County | 9 | Monthly System Peak Day | SCE | 1-in-10 | 2025 | 12 |  |  |  | 86.6667 | 1
| Zone | South Orange County | 9 | Monthly System Peak Day | SCE | 1-in-10 | 2025 | 13 |  |  |  | 89.05 | 1
| Zone | South Orange County | 9 | Monthly System Peak Day | SCE | 1-in-10 | 2025 | 14 |  |  |  | 91.35 | 1
| Zone | South Orange County | 9 | Monthly System Peak Day | SCE | 1-in-10 | 2025 | 15 |  |  |  | 91.5167 | 1
| Zone | South Orange County | 9 | Monthly System Peak Day | SCE | 1-in-10 | 2025 | 16 |  |  |  | 92.55 | 1
| Zone | South Orange County | 9 | Monthly System Peak Day | SCE | 1-in-10 | 2025 | 17 |  |  |  | 93.2 | 1
| Zone | South Orange County | 9 | Monthly System Peak Day | SCE | 1-in-10 | 2025 | 18 |  |  |  | 93.6167 | 1
| Zone | South Orange County | 9 | Monthly System Peak Day | SCE | 1-in-10 | 2025 | 19 |  |  |  | 92.35 | 1
| Zone | South Orange County | 9 | Monthly System Peak Day | SCE | 1-in-10 | 2025 | 20 |  |  |  | 88.9333 | 1
| Zone | South Orange County | 9 | Monthly System Peak Day | SCE | 1-in-10 | 2025 | 21 |  |  |  | 83.9667 | 1
| Zone | South Orange County | 9 | Monthly System Peak Day | SCE | 1-in-10 | 2025 | 22 |  |  |  | 84.2333 | 1
| Zone | South Orange County | 9 | Monthly System Peak Day | SCE | 1-in-10 | 2025 | 23 |  |  |  | 83.05 | 1
| Zone | South Orange County | 9 | Monthly System Peak Day | SCE | 1-in-10 | 2025 | 24 |  |  |  | 81.05 | 1
| Zone | South Orange County | 10 | Average Weekday | SCE | 1-in-10 | 2025 | 1 |  |  |  | 69.118 | 1
| Zone | South Orange County | 10 | Average Weekday | SCE | 1-in-10 | 2025 | 2 |  |  |  | 68.5352 | 1
| Zone | South Orange County | 10 | Average Weekday | SCE | 1-in-10 | 2025 | 3 |  |  |  | 67.8411 | 1
| Zone | South Orange County | 10 | Average Weekday | SCE | 1-in-10 | 2025 | 4 |  |  |  | 67.235 | 1
| Zone | South Orange County | 10 | Average Weekday | SCE | 1-in-10 | 2025 | 5 |  |  |  | 66.6026 | 1
| Zone | South Orange County | 10 | Average Weekday | SCE | 1-in-10 | 2025 | 6 |  |  |  | 66.2633 | 1
| Zone | South Orange County | 10 | Average Weekday | SCE | 1-in-10 | 2025 | 7 |  |  |  | 65.9069 | 1
| Zone | South Orange County | 10 | Average Weekday | SCE | 1-in-10 | 2025 | 8 |  |  |  | 65.5926 | 1
| Zone | South Orange County | 10 | Average Weekday | SCE | 1-in-10 | 2025 | 9 |  |  |  | 65.9445 | 1
| Zone | South Orange County | 10 | Average Weekday | SCE | 1-in-10 | 2025 | 10 |  |  |  | 68.4825 | 1
| Zone | South Orange County | 10 | Average Weekday | SCE | 1-in-10 | 2025 | 11 |  |  |  | 71.8683 | 1
| Zone | South Orange County | 10 | Average Weekday | SCE | 1-in-10 | 2025 | 12 |  |  |  | 74.8892 | 1
| Zone | South Orange County | 10 | Average Weekday | SCE | 1-in-10 | 2025 | 13 |  |  |  | 77.3307 | 1
| Zone | South Orange County | 10 | Average Weekday | SCE | 1-in-10 | 2025 | 14 |  |  |  | 78.5737 | 1
| Zone | South Orange County | 10 | Average Weekday | SCE | 1-in-10 | 2025 | 15 |  |  |  | 79.2328 | 1
| Zone | South Orange County | 10 | Average Weekday | SCE | 1-in-10 | 2025 | 16 |  |  |  | 79.1279 | 1
| Zone | South Orange County | 10 | Average Weekday | SCE | 1-in-10 | 2025 | 17 |  |  |  | 78.8701 | 1
| Zone | South Orange County | 10 | Average Weekday | SCE | 1-in-10 | 2025 | 18 |  |  |  | 78.3056 | 1
| Zone | South Orange County | 10 | Average Weekday | SCE | 1-in-10 | 2025 | 19 |  |  |  | 76.8335 | 1
| Zone | South Orange County | 10 | Average Weekday | SCE | 1-in-10 | 2025 | 20 |  |  |  | 74.2791 | 1
| Zone | South Orange County | 10 | Average Weekday | SCE | 1-in-10 | 2025 | 21 |  |  |  | 72.6954 | 1
| Zone | South Orange County | 10 | Average Weekday | SCE | 1-in-10 | 2025 | 22 |  |  |  | 71.6686 | 1
| Zone | South Orange County | 10 | Average Weekday | SCE | 1-in-10 | 2025 | 23 |  |  |  | 70.7785 | 1
| Zone | South Orange County | 10 | Average Weekday | SCE | 1-in-10 | 2025 | 24 |  |  |  | 69.9095 | 1
| Zone | South Orange County | 10 | Monthly System Peak Day | SCE | 1-in-10 | 2025 | 1 |  |  |  | 77.2 | 1
| Zone | South Orange County | 10 | Monthly System Peak Day | SCE | 1-in-10 | 2025 | 2 |  |  |  | 79.3167 | 1
| Zone | South Orange County | 10 | Monthly System Peak Day | SCE | 1-in-10 | 2025 | 3 |  |  |  | 75.8667 | 1
| Zone | South Orange County | 10 | Monthly System Peak Day | SCE | 1-in-10 | 2025 | 4 |  |  |  | 75.9133 | 1
| Zone | South Orange County | 10 | Monthly System Peak Day | SCE | 1-in-10 | 2025 | 5 |  |  |  | 77.21 | 1
| Zone | South Orange County | 10 | Monthly System Peak Day | SCE | 1-in-10 | 2025 | 6 |  |  |  | 81.2067 | 1
| Zone | South Orange County | 10 | Monthly System Peak Day | SCE | 1-in-10 | 2025 | 7 |  |  |  | 80.5833 | 1
| Zone | South Orange County | 10 | Monthly System Peak Day | SCE | 1-in-10 | 2025 | 8 |  |  |  | 80.4983 | 1
| Zone | South Orange County | 10 | Monthly System Peak Day | SCE | 1-in-10 | 2025 | 9 |  |  |  | 80.59 | 1
| Zone | South Orange County | 10 | Monthly System Peak Day | SCE | 1-in-10 | 2025 | 10 |  |  |  | 83.0667 | 1
| Zone | South Orange County | 10 | Monthly System Peak Day | SCE | 1-in-10 | 2025 | 11 |  |  |  | 86.9 | 1
| Zone | South Orange County | 10 | Monthly System Peak Day | SCE | 1-in-10 | 2025 | 12 |  |  |  | 91.65 | 1
| Zone | South Orange County | 10 | Monthly System Peak Day | SCE | 1-in-10 | 2025 | 13 |  |  |  | 96.8833 | 1
| Zone | South Orange County | 10 | Monthly System Peak Day | SCE | 1-in-10 | 2025 | 14 |  |  |  | 99.5833 | 1
| Zone | South Orange County | 10 | Monthly System Peak Day | SCE | 1-in-10 | 2025 | 15 |  |  |  | 100.9833 | 1
| Zone | South Orange County | 10 | Monthly System Peak Day | SCE | 1-in-10 | 2025 | 16 |  |  |  | 100.3833 | 1
| Zone | South Orange County | 10 | Monthly System Peak Day | SCE | 1-in-10 | 2025 | 17 |  |  |  | 99.8 | 1
| Zone | South Orange County | 10 | Monthly System Peak Day | SCE | 1-in-10 | 2025 | 18 |  |  |  | 100.4167 | 1
| Zone | South Orange County | 10 | Monthly System Peak Day | SCE | 1-in-10 | 2025 | 19 |  |  |  | 99.3833 | 1
| Zone | South Orange County | 10 | Monthly System Peak Day | SCE | 1-in-10 | 2025 | 20 |  |  |  | 94.9833 | 1
| Zone | South Orange County | 10 | Monthly System Peak Day | SCE | 1-in-10 | 2025 | 21 |  |  |  | 90.7667 | 1
| Zone | South Orange County | 10 | Monthly System Peak Day | SCE | 1-in-10 | 2025 | 22 |  |  |  | 87.9167 | 1
| Zone | South Orange County | 10 | Monthly System Peak Day | SCE | 1-in-10 | 2025 | 23 |  |  |  | 86.4667 | 1
| Zone | South Orange County | 10 | Monthly System Peak Day | SCE | 1-in-10 | 2025 | 24 |  |  |  | 85.7 | 1
| Zone | South Orange County | 11 | Average Weekday | SCE | 1-in-10 | 2025 | 1 |  |  |  | 58.9397 | 1
| Zone | South Orange County | 11 | Average Weekday | SCE | 1-in-10 | 2025 | 2 |  |  |  | 57.9461 | 1
| Zone | South Orange County | 11 | Average Weekday | SCE | 1-in-10 | 2025 | 3 |  |  |  | 56.9995 | 1
| Zone | South Orange County | 11 | Average Weekday | SCE | 1-in-10 | 2025 | 4 |  |  |  | 56.0916 | 1
| Zone | South Orange County | 11 | Average Weekday | SCE | 1-in-10 | 2025 | 5 |  |  |  | 55.3154 | 1
| Zone | South Orange County | 11 | Average Weekday | SCE | 1-in-10 | 2025 | 6 |  |  |  | 54.6663 | 1
| Zone | South Orange County | 11 | Average Weekday | SCE | 1-in-10 | 2025 | 7 |  |  |  | 54.3493 | 1
| Zone | South Orange County | 11 | Average Weekday | SCE | 1-in-10 | 2025 | 8 |  |  |  | 54.1698 | 1
| Zone | South Orange County | 11 | Average Weekday | SCE | 1-in-10 | 2025 | 9 |  |  |  | 55.668 | 1
| Zone | South Orange County | 11 | Average Weekday | SCE | 1-in-10 | 2025 | 10 |  |  |  | 59.6793 | 1
| Zone | South Orange County | 11 | Average Weekday | SCE | 1-in-10 | 2025 | 11 |  |  |  | 64.0458 | 1
| Zone | South Orange County | 11 | Average Weekday | SCE | 1-in-10 | 2025 | 12 |  |  |  | 67.5321 | 1
| Zone | South Orange County | 11 | Average Weekday | SCE | 1-in-10 | 2025 | 13 |  |  |  | 69.9497 | 1
| Zone | South Orange County | 11 | Average Weekday | SCE | 1-in-10 | 2025 | 14 |  |  |  | 71.1228 | 1
| Zone | South Orange County | 11 | Average Weekday | SCE | 1-in-10 | 2025 | 15 |  |  |  | 71.3371 | 1
| Zone | South Orange County | 11 | Average Weekday | SCE | 1-in-10 | 2025 | 16 |  |  |  | 71.0195 | 1
| Zone | South Orange County | 11 | Average Weekday | SCE | 1-in-10 | 2025 | 17 |  |  |  | 70.1644 | 1
| Zone | South Orange County | 11 | Average Weekday | SCE | 1-in-10 | 2025 | 18 |  |  |  | 68.4656 | 1
| Zone | South Orange County | 11 | Average Weekday | SCE | 1-in-10 | 2025 | 19 |  |  |  | 66.4926 | 1
| Zone | South Orange County | 11 | Average Weekday | SCE | 1-in-10 | 2025 | 20 |  |  |  | 64.7972 | 1
| Zone | South Orange County | 11 | Average Weekday | SCE | 1-in-10 | 2025 | 21 |  |  |  | 63.4676 | 1
| Zone | South Orange County | 11 | Average Weekday | SCE | 1-in-10 | 2025 | 22 |  |  |  | 62.0872 | 1
| Zone | South Orange County | 11 | Average Weekday | SCE | 1-in-10 | 2025 | 23 |  |  |  | 60.8519 | 1
| Zone | South Orange County | 11 | Average Weekday | SCE | 1-in-10 | 2025 | 24 |  |  |  | 59.7972 | 1
| Zone | South Orange County | 11 | Monthly System Peak Day | SCE | 1-in-10 | 2025 | 1 |  |  |  | 69.45 | 1
| Zone | South Orange County | 11 | Monthly System Peak Day | SCE | 1-in-10 | 2025 | 2 |  |  |  | 68.3317 | 1
| Zone | South Orange County | 11 | Monthly System Peak Day | SCE | 1-in-10 | 2025 | 3 |  |  |  | 67.435 | 1
| Zone | South Orange County | 11 | Monthly System Peak Day | SCE | 1-in-10 | 2025 | 4 |  |  |  | 66.2533 | 1
| Zone | South Orange County | 11 | Monthly System Peak Day | SCE | 1-in-10 | 2025 | 5 |  |  |  | 65.7983 | 1
| Zone | South Orange County | 11 | Monthly System Peak Day | SCE | 1-in-10 | 2025 | 6 |  |  |  | 64.7267 | 1
| Zone | South Orange County | 11 | Monthly System Peak Day | SCE | 1-in-10 | 2025 | 7 |  |  |  | 64.8883 | 1
| Zone | South Orange County | 11 | Monthly System Peak Day | SCE | 1-in-10 | 2025 | 8 |  |  |  | 65.895 | 1
| Zone | South Orange County | 11 | Monthly System Peak Day | SCE | 1-in-10 | 2025 | 9 |  |  |  | 68.315 | 1
| Zone | South Orange County | 11 | Monthly System Peak Day | SCE | 1-in-10 | 2025 | 10 |  |  |  | 72.92 | 1
| Zone | South Orange County | 11 | Monthly System Peak Day | SCE | 1-in-10 | 2025 | 11 |  |  |  | 80.5 | 1
| Zone | South Orange County | 11 | Monthly System Peak Day | SCE | 1-in-10 | 2025 | 12 |  |  |  | 86.7 | 1
| Zone | South Orange County | 11 | Monthly System Peak Day | SCE | 1-in-10 | 2025 | 13 |  |  |  | 90.5667 | 1
| Zone | South Orange County | 11 | Monthly System Peak Day | SCE | 1-in-10 | 2025 | 14 |  |  |  | 92.2667 | 1
| Zone | South Orange County | 11 | Monthly System Peak Day | SCE | 1-in-10 | 2025 | 15 |  |  |  | 92.5667 | 1
| Zone | South Orange County | 11 | Monthly System Peak Day | SCE | 1-in-10 | 2025 | 16 |  |  |  | 91.8333 | 1
| Zone | South Orange County | 11 | Monthly System Peak Day | SCE | 1-in-10 | 2025 | 17 |  |  |  | 90.8333 | 1
| Zone | South Orange County | 11 | Monthly System Peak Day | SCE | 1-in-10 | 2025 | 18 |  |  |  | 89.0667 | 1
| Zone | South Orange County | 11 | Monthly System Peak Day | SCE | 1-in-10 | 2025 | 19 |  |  |  | 86.4833 | 1
| Zone | South Orange County | 11 | Monthly System Peak Day | SCE | 1-in-10 | 2025 | 20 |  |  |  | 82 | 1
| Zone | South Orange County | 11 | Monthly System Peak Day | SCE | 1-in-10 | 2025 | 21 |  |  |  | 79.2 | 1
| Zone | South Orange County | 11 | Monthly System Peak Day | SCE | 1-in-10 | 2025 | 22 |  |  |  | 77.1 | 1
| Zone | South Orange County | 11 | Monthly System Peak Day | SCE | 1-in-10 | 2025 | 23 |  |  |  | 74.8 | 1
| Zone | South Orange County | 11 | Monthly System Peak Day | SCE | 1-in-10 | 2025 | 24 |  |  |  | 72.7667 | 1
| Zone | South Orange County | 12 | Average Weekday | SCE | 1-in-10 | 2025 | 1 |  |  |  | 51.8291 | 1
| Zone | South Orange County | 12 | Average Weekday | SCE | 1-in-10 | 2025 | 2 |  |  |  | 50.9499 | 1
| Zone | South Orange County | 12 | Average Weekday | SCE | 1-in-10 | 2025 | 3 |  |  |  | 50.0991 | 1
| Zone | South Orange County | 12 | Average Weekday | SCE | 1-in-10 | 2025 | 4 |  |  |  | 49.3577 | 1
| Zone | South Orange County | 12 | Average Weekday | SCE | 1-in-10 | 2025 | 5 |  |  |  | 48.6908 | 1
| Zone | South Orange County | 12 | Average Weekday | SCE | 1-in-10 | 2025 | 6 |  |  |  | 48.1454 | 1
| Zone | South Orange County | 12 | Average Weekday | SCE | 1-in-10 | 2025 | 7 |  |  |  | 47.9686 | 1
| Zone | South Orange County | 12 | Average Weekday | SCE | 1-in-10 | 2025 | 8 |  |  |  | 47.9584 | 1
| Zone | South Orange County | 12 | Average Weekday | SCE | 1-in-10 | 2025 | 9 |  |  |  | 49.005 | 1
| Zone | South Orange County | 12 | Average Weekday | SCE | 1-in-10 | 2025 | 10 |  |  |  | 52.1354 | 1
| Zone | South Orange County | 12 | Average Weekday | SCE | 1-in-10 | 2025 | 11 |  |  |  | 56.0031 | 1
| Zone | South Orange County | 12 | Average Weekday | SCE | 1-in-10 | 2025 | 12 |  |  |  | 59.2624 | 1
| Zone | South Orange County | 12 | Average Weekday | SCE | 1-in-10 | 2025 | 13 |  |  |  | 61.5066 | 1
| Zone | South Orange County | 12 | Average Weekday | SCE | 1-in-10 | 2025 | 14 |  |  |  | 62.8752 | 1
| Zone | South Orange County | 12 | Average Weekday | SCE | 1-in-10 | 2025 | 15 |  |  |  | 63.1948 | 1
| Zone | South Orange County | 12 | Average Weekday | SCE | 1-in-10 | 2025 | 16 |  |  |  | 62.9711 | 1
| Zone | South Orange County | 12 | Average Weekday | SCE | 1-in-10 | 2025 | 17 |  |  |  | 61.8362 | 1
| Zone | South Orange County | 12 | Average Weekday | SCE | 1-in-10 | 2025 | 18 |  |  |  | 59.9768 | 1
| Zone | South Orange County | 12 | Average Weekday | SCE | 1-in-10 | 2025 | 19 |  |  |  | 58.4232 | 1
| Zone | South Orange County | 12 | Average Weekday | SCE | 1-in-10 | 2025 | 20 |  |  |  | 57.4427 | 1
| Zone | South Orange County | 12 | Average Weekday | SCE | 1-in-10 | 2025 | 21 |  |  |  | 56.2781 | 1
| Zone | South Orange County | 12 | Average Weekday | SCE | 1-in-10 | 2025 | 22 |  |  |  | 55.1592 | 1
| Zone | South Orange County | 12 | Average Weekday | SCE | 1-in-10 | 2025 | 23 |  |  |  | 54.024 | 1
| Zone | South Orange County | 12 | Average Weekday | SCE | 1-in-10 | 2025 | 24 |  |  |  | 53.0568 | 1
| Zone | South Orange County | 12 | Monthly System Peak Day | SCE | 1-in-10 | 2025 | 1 |  |  |  | 45.5983 | 1
| Zone | South Orange County | 12 | Monthly System Peak Day | SCE | 1-in-10 | 2025 | 2 |  |  |  | 44.0583 | 1
| Zone | South Orange County | 12 | Monthly System Peak Day | SCE | 1-in-10 | 2025 | 3 |  |  |  | 42.7283 | 1
| Zone | South Orange County | 12 | Monthly System Peak Day | SCE | 1-in-10 | 2025 | 4 |  |  |  | 41.4067 | 1
| Zone | South Orange County | 12 | Monthly System Peak Day | SCE | 1-in-10 | 2025 | 5 |  |  |  | 40.1833 | 1
| Zone | South Orange County | 12 | Monthly System Peak Day | SCE | 1-in-10 | 2025 | 6 |  |  |  | 39.455 | 1
| Zone | South Orange County | 12 | Monthly System Peak Day | SCE | 1-in-10 | 2025 | 7 |  |  |  | 39.4983 | 1
| Zone | South Orange County | 12 | Monthly System Peak Day | SCE | 1-in-10 | 2025 | 8 |  |  |  | 40 | 1
| Zone | South Orange County | 12 | Monthly System Peak Day | SCE | 1-in-10 | 2025 | 9 |  |  |  | 41.15 | 1
| Zone | South Orange County | 12 | Monthly System Peak Day | SCE | 1-in-10 | 2025 | 10 |  |  |  | 45.9567 | 1
| Zone | South Orange County | 12 | Monthly System Peak Day | SCE | 1-in-10 | 2025 | 11 |  |  |  | 51.4333 | 1
| Zone | South Orange County | 12 | Monthly System Peak Day | SCE | 1-in-10 | 2025 | 12 |  |  |  | 53.555 | 1
| Zone | South Orange County | 12 | Monthly System Peak Day | SCE | 1-in-10 | 2025 | 13 |  |  |  | 54.46 | 1
| Zone | South Orange County | 12 | Monthly System Peak Day | SCE | 1-in-10 | 2025 | 14 |  |  |  | 55.6267 | 1
| Zone | South Orange County | 12 | Monthly System Peak Day | SCE | 1-in-10 | 2025 | 15 |  |  |  | 56.4667 | 1
| Zone | South Orange County | 12 | Monthly System Peak Day | SCE | 1-in-10 | 2025 | 16 |  |  |  | 56.5783 | 1
| Zone | South Orange County | 12 | Monthly System Peak Day | SCE | 1-in-10 | 2025 | 17 |  |  |  | 55.9683 | 1
| Zone | South Orange County | 12 | Monthly System Peak Day | SCE | 1-in-10 | 2025 | 18 |  |  |  | 54.3267 | 1
| Zone | South Orange County | 12 | Monthly System Peak Day | SCE | 1-in-10 | 2025 | 19 |  |  |  | 52.8067 | 1
| Zone | South Orange County | 12 | Monthly System Peak Day | SCE | 1-in-10 | 2025 | 20 |  |  |  | 51.9067 | 1
| Zone | South Orange County | 12 | Monthly System Peak Day | SCE | 1-in-10 | 2025 | 21 |  |  |  | 50.095 | 1
| Zone | South Orange County | 12 | Monthly System Peak Day | SCE | 1-in-10 | 2025 | 22 |  |  |  | 48.8883 | 1
| Zone | South Orange County | 12 | Monthly System Peak Day | SCE | 1-in-10 | 2025 | 23 |  |  |  | 48.9217 | 1
| Zone | South Orange County | 12 | Monthly System Peak Day | SCE | 1-in-10 | 2025 | 24 |  |  |  | 48.4717 | 1
| Zone | South Orange County | 1 | Average Weekday | SCE | 1-in-10 | 2026 | 1 |  |  |  | 52.18 | 1
| Zone | South Orange County | 1 | Average Weekday | SCE | 1-in-10 | 2026 | 2 |  |  |  | 51.3559 | 1
| Zone | South Orange County | 1 | Average Weekday | SCE | 1-in-10 | 2026 | 3 |  |  |  | 50.5879 | 1
| Zone | South Orange County | 1 | Average Weekday | SCE | 1-in-10 | 2026 | 4 |  |  |  | 49.7468 | 1
| Zone | South Orange County | 1 | Average Weekday | SCE | 1-in-10 | 2026 | 5 |  |  |  | 48.9691 | 1
| Zone | South Orange County | 1 | Average Weekday | SCE | 1-in-10 | 2026 | 6 |  |  |  | 48.4568 | 1
| Zone | South Orange County | 1 | Average Weekday | SCE | 1-in-10 | 2026 | 7 |  |  |  | 48.0644 | 1
| Zone | South Orange County | 1 | Average Weekday | SCE | 1-in-10 | 2026 | 8 |  |  |  | 48.0706 | 1
| Zone | South Orange County | 1 | Average Weekday | SCE | 1-in-10 | 2026 | 9 |  |  |  | 48.8383 | 1
| Zone | South Orange County | 1 | Average Weekday | SCE | 1-in-10 | 2026 | 10 |  |  |  | 51.6117 | 1
| Zone | South Orange County | 1 | Average Weekday | SCE | 1-in-10 | 2026 | 11 |  |  |  | 55.2199 | 1
| Zone | South Orange County | 1 | Average Weekday | SCE | 1-in-10 | 2026 | 12 |  |  |  | 58.4718 | 1
| Zone | South Orange County | 1 | Average Weekday | SCE | 1-in-10 | 2026 | 13 |  |  |  | 60.3987 | 1
| Zone | South Orange County | 1 | Average Weekday | SCE | 1-in-10 | 2026 | 14 |  |  |  | 61.7776 | 1
| Zone | South Orange County | 1 | Average Weekday | SCE | 1-in-10 | 2026 | 15 |  |  |  | 62.4536 | 1
| Zone | South Orange County | 1 | Average Weekday | SCE | 1-in-10 | 2026 | 16 |  |  |  | 62.3352 | 1
| Zone | South Orange County | 1 | Average Weekday | SCE | 1-in-10 | 2026 | 17 |  |  |  | 61.5598 | 1
| Zone | South Orange County | 1 | Average Weekday | SCE | 1-in-10 | 2026 | 18 |  |  |  | 60.0373 | 1
| Zone | South Orange County | 1 | Average Weekday | SCE | 1-in-10 | 2026 | 19 |  |  |  | 58.1541 | 1
| Zone | South Orange County | 1 | Average Weekday | SCE | 1-in-10 | 2026 | 20 |  |  |  | 56.898 | 1
| Zone | South Orange County | 1 | Average Weekday | SCE | 1-in-10 | 2026 | 21 |  |  |  | 55.8955 | 1
| Zone | South Orange County | 1 | Average Weekday | SCE | 1-in-10 | 2026 | 22 |  |  |  | 54.9898 | 1
| Zone | South Orange County | 1 | Average Weekday | SCE | 1-in-10 | 2026 | 23 |  |  |  | 53.956 | 1
| Zone | South Orange County | 1 | Average Weekday | SCE | 1-in-10 | 2026 | 24 |  |  |  | 53.0008 | 1
| Zone | South Orange County | 1 | Monthly System Peak Day | SCE | 1-in-10 | 2026 | 1 |  |  |  | 50.6717 | 1
| Zone | South Orange County | 1 | Monthly System Peak Day | SCE | 1-in-10 | 2026 | 2 |  |  |  | 50.575 | 1
| Zone | South Orange County | 1 | Monthly System Peak Day | SCE | 1-in-10 | 2026 | 3 |  |  |  | 49.6833 | 1
| Zone | South Orange County | 1 | Monthly System Peak Day | SCE | 1-in-10 | 2026 | 4 |  |  |  | 48.55 | 1
| Zone | South Orange County | 1 | Monthly System Peak Day | SCE | 1-in-10 | 2026 | 5 |  |  |  | 47.745 | 1
| Zone | South Orange County | 1 | Monthly System Peak Day | SCE | 1-in-10 | 2026 | 6 |  |  |  | 47.5733 | 1
| Zone | South Orange County | 1 | Monthly System Peak Day | SCE | 1-in-10 | 2026 | 7 |  |  |  | 47.095 | 1
| Zone | South Orange County | 1 | Monthly System Peak Day | SCE | 1-in-10 | 2026 | 8 |  |  |  | 46.6817 | 1
| Zone | South Orange County | 1 | Monthly System Peak Day | SCE | 1-in-10 | 2026 | 9 |  |  |  | 47.1483 | 1
| Zone | South Orange County | 1 | Monthly System Peak Day | SCE | 1-in-10 | 2026 | 10 |  |  |  | 49.035 | 1
| Zone | South Orange County | 1 | Monthly System Peak Day | SCE | 1-in-10 | 2026 | 11 |  |  |  | 51.7433 | 1
| Zone | South Orange County | 1 | Monthly System Peak Day | SCE | 1-in-10 | 2026 | 12 |  |  |  | 53.9167 | 1
| Zone | South Orange County | 1 | Monthly System Peak Day | SCE | 1-in-10 | 2026 | 13 |  |  |  | 53.6683 | 1
| Zone | South Orange County | 1 | Monthly System Peak Day | SCE | 1-in-10 | 2026 | 14 |  |  |  | 54.4617 | 1
| Zone | South Orange County | 1 | Monthly System Peak Day | SCE | 1-in-10 | 2026 | 15 |  |  |  | 54.5217 | 1
| Zone | South Orange County | 1 | Monthly System Peak Day | SCE | 1-in-10 | 2026 | 16 |  |  |  | 55.015 | 1
| Zone | South Orange County | 1 | Monthly System Peak Day | SCE | 1-in-10 | 2026 | 17 |  |  |  | 54.1817 | 1
| Zone | South Orange County | 1 | Monthly System Peak Day | SCE | 1-in-10 | 2026 | 18 |  |  |  | 52.8783 | 1
| Zone | South Orange County | 1 | Monthly System Peak Day | SCE | 1-in-10 | 2026 | 19 |  |  |  | 52.0433 | 1
| Zone | South Orange County | 1 | Monthly System Peak Day | SCE | 1-in-10 | 2026 | 20 |  |  |  | 50.77 | 1
| Zone | South Orange County | 1 | Monthly System Peak Day | SCE | 1-in-10 | 2026 | 21 |  |  |  | 50.4517 | 1
| Zone | South Orange County | 1 | Monthly System Peak Day | SCE | 1-in-10 | 2026 | 22 |  |  |  | 50.3117 | 1
| Zone | South Orange County | 1 | Monthly System Peak Day | SCE | 1-in-10 | 2026 | 23 |  |  |  | 49.6133 | 1
| Zone | South Orange County | 1 | Monthly System Peak Day | SCE | 1-in-10 | 2026 | 24 |  |  |  | 48.4417 | 1
| Zone | South Orange County | 2 | Average Weekday | SCE | 1-in-10 | 2026 | 1 |  |  |  | 57.1728 | 1
| Zone | South Orange County | 2 | Average Weekday | SCE | 1-in-10 | 2026 | 2 |  |  |  | 55.9963 | 1
| Zone | South Orange County | 2 | Average Weekday | SCE | 1-in-10 | 2026 | 3 |  |  |  | 54.9899 | 1
| Zone | South Orange County | 2 | Average Weekday | SCE | 1-in-10 | 2026 | 4 |  |  |  | 54.0712 | 1
| Zone | South Orange County | 2 | Average Weekday | SCE | 1-in-10 | 2026 | 5 |  |  |  | 53.3326 | 1
| Zone | South Orange County | 2 | Average Weekday | SCE | 1-in-10 | 2026 | 6 |  |  |  | 52.8625 | 1
| Zone | South Orange County | 2 | Average Weekday | SCE | 1-in-10 | 2026 | 7 |  |  |  | 52.5456 | 1
| Zone | South Orange County | 2 | Average Weekday | SCE | 1-in-10 | 2026 | 8 |  |  |  | 52.3425 | 1
| Zone | South Orange County | 2 | Average Weekday | SCE | 1-in-10 | 2026 | 9 |  |  |  | 54.079 | 1
| Zone | South Orange County | 2 | Average Weekday | SCE | 1-in-10 | 2026 | 10 |  |  |  | 58.1346 | 1
| Zone | South Orange County | 2 | Average Weekday | SCE | 1-in-10 | 2026 | 11 |  |  |  | 62.1138 | 1
| Zone | South Orange County | 2 | Average Weekday | SCE | 1-in-10 | 2026 | 12 |  |  |  | 65.3932 | 1
| Zone | South Orange County | 2 | Average Weekday | SCE | 1-in-10 | 2026 | 13 |  |  |  | 67.7289 | 1
| Zone | South Orange County | 2 | Average Weekday | SCE | 1-in-10 | 2026 | 14 |  |  |  | 69.3005 | 1
| Zone | South Orange County | 2 | Average Weekday | SCE | 1-in-10 | 2026 | 15 |  |  |  | 69.4832 | 1
| Zone | South Orange County | 2 | Average Weekday | SCE | 1-in-10 | 2026 | 16 |  |  |  | 69.1466 | 1
| Zone | South Orange County | 2 | Average Weekday | SCE | 1-in-10 | 2026 | 17 |  |  |  | 68.2018 | 1
| Zone | South Orange County | 2 | Average Weekday | SCE | 1-in-10 | 2026 | 18 |  |  |  | 66.7425 | 1
| Zone | South Orange County | 2 | Average Weekday | SCE | 1-in-10 | 2026 | 19 |  |  |  | 64.4017 | 1
| Zone | South Orange County | 2 | Average Weekday | SCE | 1-in-10 | 2026 | 20 |  |  |  | 62.4907 | 1
| Zone | South Orange County | 2 | Average Weekday | SCE | 1-in-10 | 2026 | 21 |  |  |  | 61.1236 | 1
| Zone | South Orange County | 2 | Average Weekday | SCE | 1-in-10 | 2026 | 22 |  |  |  | 60.0168 | 1
| Zone | South Orange County | 2 | Average Weekday | SCE | 1-in-10 | 2026 | 23 |  |  |  | 58.8033 | 1
| Zone | South Orange County | 2 | Average Weekday | SCE | 1-in-10 | 2026 | 24 |  |  |  | 57.6811 | 1
| Zone | South Orange County | 2 | Monthly System Peak Day | SCE | 1-in-10 | 2026 | 1 |  |  |  | 69.875 | 1
| Zone | South Orange County | 2 | Monthly System Peak Day | SCE | 1-in-10 | 2026 | 2 |  |  |  | 67.1867 | 1
| Zone | South Orange County | 2 | Monthly System Peak Day | SCE | 1-in-10 | 2026 | 3 |  |  |  | 65.6 | 1
| Zone | South Orange County | 2 | Monthly System Peak Day | SCE | 1-in-10 | 2026 | 4 |  |  |  | 63.5817 | 1
| Zone | South Orange County | 2 | Monthly System Peak Day | SCE | 1-in-10 | 2026 | 5 |  |  |  | 62.8183 | 1
| Zone | South Orange County | 2 | Monthly System Peak Day | SCE | 1-in-10 | 2026 | 6 |  |  |  | 61.14 | 1
| Zone | South Orange County | 2 | Monthly System Peak Day | SCE | 1-in-10 | 2026 | 7 |  |  |  | 62.4817 | 1
| Zone | South Orange County | 2 | Monthly System Peak Day | SCE | 1-in-10 | 2026 | 8 |  |  |  | 63.1117 | 1
| Zone | South Orange County | 2 | Monthly System Peak Day | SCE | 1-in-10 | 2026 | 9 |  |  |  | 63.85 | 1
| Zone | South Orange County | 2 | Monthly System Peak Day | SCE | 1-in-10 | 2026 | 10 |  |  |  | 69.4017 | 1
| Zone | South Orange County | 2 | Monthly System Peak Day | SCE | 1-in-10 | 2026 | 11 |  |  |  | 76.1333 | 1
| Zone | South Orange County | 2 | Monthly System Peak Day | SCE | 1-in-10 | 2026 | 12 |  |  |  | 79.65 | 1
| Zone | South Orange County | 2 | Monthly System Peak Day | SCE | 1-in-10 | 2026 | 13 |  |  |  | 83.2333 | 1
| Zone | South Orange County | 2 | Monthly System Peak Day | SCE | 1-in-10 | 2026 | 14 |  |  |  | 85.2667 | 1
| Zone | South Orange County | 2 | Monthly System Peak Day | SCE | 1-in-10 | 2026 | 15 |  |  |  | 85.2 | 1
| Zone | South Orange County | 2 | Monthly System Peak Day | SCE | 1-in-10 | 2026 | 16 |  |  |  | 84.1333 | 1
| Zone | South Orange County | 2 | Monthly System Peak Day | SCE | 1-in-10 | 2026 | 17 |  |  |  | 82.55 | 1
| Zone | South Orange County | 2 | Monthly System Peak Day | SCE | 1-in-10 | 2026 | 18 |  |  |  | 79.6667 | 1
| Zone | South Orange County | 2 | Monthly System Peak Day | SCE | 1-in-10 | 2026 | 19 |  |  |  | 75.95 | 1
| Zone | South Orange County | 2 | Monthly System Peak Day | SCE | 1-in-10 | 2026 | 20 |  |  |  | 73.2667 | 1
| Zone | South Orange County | 2 | Monthly System Peak Day | SCE | 1-in-10 | 2026 | 21 |  |  |  | 71.15 | 1
| Zone | South Orange County | 2 | Monthly System Peak Day | SCE | 1-in-10 | 2026 | 22 |  |  |  | 69.3367 | 1
| Zone | South Orange County | 2 | Monthly System Peak Day | SCE | 1-in-10 | 2026 | 23 |  |  |  | 67.1667 | 1
| Zone | South Orange County | 2 | Monthly System Peak Day | SCE | 1-in-10 | 2026 | 24 |  |  |  | 65.64 | 1
| Zone | South Orange County | 3 | Average Weekday | SCE | 1-in-10 | 2026 | 1 |  |  |  | 59.5281 | 1
| Zone | South Orange County | 3 | Average Weekday | SCE | 1-in-10 | 2026 | 2 |  |  |  | 58.5162 | 1
| Zone | South Orange County | 3 | Average Weekday | SCE | 1-in-10 | 2026 | 3 |  |  |  | 57.8131 | 1
| Zone | South Orange County | 3 | Average Weekday | SCE | 1-in-10 | 2026 | 4 |  |  |  | 57.0513 | 1
| Zone | South Orange County | 3 | Average Weekday | SCE | 1-in-10 | 2026 | 5 |  |  |  | 56.254 | 1
| Zone | South Orange County | 3 | Average Weekday | SCE | 1-in-10 | 2026 | 6 |  |  |  | 55.6438 | 1
| Zone | South Orange County | 3 | Average Weekday | SCE | 1-in-10 | 2026 | 7 |  |  |  | 55.2104 | 1
| Zone | South Orange County | 3 | Average Weekday | SCE | 1-in-10 | 2026 | 8 |  |  |  | 55.3983 | 1
| Zone | South Orange County | 3 | Average Weekday | SCE | 1-in-10 | 2026 | 9 |  |  |  | 56.9005 | 1
| Zone | South Orange County | 3 | Average Weekday | SCE | 1-in-10 | 2026 | 10 |  |  |  | 60.304 | 1
| Zone | South Orange County | 3 | Average Weekday | SCE | 1-in-10 | 2026 | 11 |  |  |  | 64.0885 | 1
| Zone | South Orange County | 3 | Average Weekday | SCE | 1-in-10 | 2026 | 12 |  |  |  | 67.5235 | 1
| Zone | South Orange County | 3 | Average Weekday | SCE | 1-in-10 | 2026 | 13 |  |  |  | 69.6426 | 1
| Zone | South Orange County | 3 | Average Weekday | SCE | 1-in-10 | 2026 | 14 |  |  |  | 71.0985 | 1
| Zone | South Orange County | 3 | Average Weekday | SCE | 1-in-10 | 2026 | 15 |  |  |  | 71.772 | 1
| Zone | South Orange County | 3 | Average Weekday | SCE | 1-in-10 | 2026 | 16 |  |  |  | 71.7488 | 1
| Zone | South Orange County | 3 | Average Weekday | SCE | 1-in-10 | 2026 | 17 |  |  |  | 71.0608 | 1
| Zone | South Orange County | 3 | Average Weekday | SCE | 1-in-10 | 2026 | 18 |  |  |  | 70.3526 | 1
| Zone | South Orange County | 3 | Average Weekday | SCE | 1-in-10 | 2026 | 19 |  |  |  | 69.0515 | 1
| Zone | South Orange County | 3 | Average Weekday | SCE | 1-in-10 | 2026 | 20 |  |  |  | 66.7791 | 1
| Zone | South Orange County | 3 | Average Weekday | SCE | 1-in-10 | 2026 | 21 |  |  |  | 64.5212 | 1
| Zone | South Orange County | 3 | Average Weekday | SCE | 1-in-10 | 2026 | 22 |  |  |  | 63.3651 | 1
| Zone | South Orange County | 3 | Average Weekday | SCE | 1-in-10 | 2026 | 23 |  |  |  | 62.5298 | 1
| Zone | South Orange County | 3 | Average Weekday | SCE | 1-in-10 | 2026 | 24 |  |  |  | 61.5761 | 1
| Zone | South Orange County | 3 | Monthly System Peak Day | SCE | 1-in-10 | 2026 | 1 |  |  |  | 66.2733 | 1
| Zone | South Orange County | 3 | Monthly System Peak Day | SCE | 1-in-10 | 2026 | 2 |  |  |  | 64.8367 | 1
| Zone | South Orange County | 3 | Monthly System Peak Day | SCE | 1-in-10 | 2026 | 3 |  |  |  | 63.785 | 1
| Zone | South Orange County | 3 | Monthly System Peak Day | SCE | 1-in-10 | 2026 | 4 |  |  |  | 62.55 | 1
| Zone | South Orange County | 3 | Monthly System Peak Day | SCE | 1-in-10 | 2026 | 5 |  |  |  | 61.4383 | 1
| Zone | South Orange County | 3 | Monthly System Peak Day | SCE | 1-in-10 | 2026 | 6 |  |  |  | 60.365 | 1
| Zone | South Orange County | 3 | Monthly System Peak Day | SCE | 1-in-10 | 2026 | 7 |  |  |  | 59.7667 | 1
| Zone | South Orange County | 3 | Monthly System Peak Day | SCE | 1-in-10 | 2026 | 8 |  |  |  | 59.93 | 1
| Zone | South Orange County | 3 | Monthly System Peak Day | SCE | 1-in-10 | 2026 | 9 |  |  |  | 61.73 | 1
| Zone | South Orange County | 3 | Monthly System Peak Day | SCE | 1-in-10 | 2026 | 10 |  |  |  | 66.1033 | 1
| Zone | South Orange County | 3 | Monthly System Peak Day | SCE | 1-in-10 | 2026 | 11 |  |  |  | 70.67 | 1
| Zone | South Orange County | 3 | Monthly System Peak Day | SCE | 1-in-10 | 2026 | 12 |  |  |  | 74.5833 | 1
| Zone | South Orange County | 3 | Monthly System Peak Day | SCE | 1-in-10 | 2026 | 13 |  |  |  | 77.1667 | 1
| Zone | South Orange County | 3 | Monthly System Peak Day | SCE | 1-in-10 | 2026 | 14 |  |  |  | 78.7333 | 1
| Zone | South Orange County | 3 | Monthly System Peak Day | SCE | 1-in-10 | 2026 | 15 |  |  |  | 80.65 | 1
| Zone | South Orange County | 3 | Monthly System Peak Day | SCE | 1-in-10 | 2026 | 16 |  |  |  | 80.3667 | 1
| Zone | South Orange County | 3 | Monthly System Peak Day | SCE | 1-in-10 | 2026 | 17 |  |  |  | 79.2167 | 1
| Zone | South Orange County | 3 | Monthly System Peak Day | SCE | 1-in-10 | 2026 | 18 |  |  |  | 77.6667 | 1
| Zone | South Orange County | 3 | Monthly System Peak Day | SCE | 1-in-10 | 2026 | 19 |  |  |  | 77.4167 | 1
| Zone | South Orange County | 3 | Monthly System Peak Day | SCE | 1-in-10 | 2026 | 20 |  |  |  | 75.7833 | 1
| Zone | South Orange County | 3 | Monthly System Peak Day | SCE | 1-in-10 | 2026 | 21 |  |  |  | 71.6167 | 1
| Zone | South Orange County | 3 | Monthly System Peak Day | SCE | 1-in-10 | 2026 | 22 |  |  |  | 68.7333 | 1
| Zone | South Orange County | 3 | Monthly System Peak Day | SCE | 1-in-10 | 2026 | 23 |  |  |  | 67.0083 | 1
| Zone | South Orange County | 3 | Monthly System Peak Day | SCE | 1-in-10 | 2026 | 24 |  |  |  | 65.2 | 1
| Zone | South Orange County | 4 | Average Weekday | SCE | 1-in-10 | 2026 | 1 |  |  |  | 60.1427 | 1
| Zone | South Orange County | 4 | Average Weekday | SCE | 1-in-10 | 2026 | 2 |  |  |  | 59.4313 | 1
| Zone | South Orange County | 4 | Average Weekday | SCE | 1-in-10 | 2026 | 3 |  |  |  | 58.7794 | 1
| Zone | South Orange County | 4 | Average Weekday | SCE | 1-in-10 | 2026 | 4 |  |  |  | 58.1455 | 1
| Zone | South Orange County | 4 | Average Weekday | SCE | 1-in-10 | 2026 | 5 |  |  |  | 57.6355 | 1
| Zone | South Orange County | 4 | Average Weekday | SCE | 1-in-10 | 2026 | 6 |  |  |  | 57.1555 | 1
| Zone | South Orange County | 4 | Average Weekday | SCE | 1-in-10 | 2026 | 7 |  |  |  | 56.7984 | 1
| Zone | South Orange County | 4 | Average Weekday | SCE | 1-in-10 | 2026 | 8 |  |  |  | 57.0153 | 1
| Zone | South Orange County | 4 | Average Weekday | SCE | 1-in-10 | 2026 | 9 |  |  |  | 58.743 | 1
| Zone | South Orange County | 4 | Average Weekday | SCE | 1-in-10 | 2026 | 10 |  |  |  | 61.5164 | 1
| Zone | South Orange County | 4 | Average Weekday | SCE | 1-in-10 | 2026 | 11 |  |  |  | 64.6445 | 1
| Zone | South Orange County | 4 | Average Weekday | SCE | 1-in-10 | 2026 | 12 |  |  |  | 67.6103 | 1
| Zone | South Orange County | 4 | Average Weekday | SCE | 1-in-10 | 2026 | 13 |  |  |  | 68.8765 | 1
| Zone | South Orange County | 4 | Average Weekday | SCE | 1-in-10 | 2026 | 14 |  |  |  | 69.8323 | 1
| Zone | South Orange County | 4 | Average Weekday | SCE | 1-in-10 | 2026 | 15 |  |  |  | 70.6038 | 1
| Zone | South Orange County | 4 | Average Weekday | SCE | 1-in-10 | 2026 | 16 |  |  |  | 71.1033 | 1
| Zone | South Orange County | 4 | Average Weekday | SCE | 1-in-10 | 2026 | 17 |  |  |  | 71.1831 | 1
| Zone | South Orange County | 4 | Average Weekday | SCE | 1-in-10 | 2026 | 18 |  |  |  | 70.6177 | 1
| Zone | South Orange County | 4 | Average Weekday | SCE | 1-in-10 | 2026 | 19 |  |  |  | 69.6302 | 1
| Zone | South Orange County | 4 | Average Weekday | SCE | 1-in-10 | 2026 | 20 |  |  |  | 67.8745 | 1
| Zone | South Orange County | 4 | Average Weekday | SCE | 1-in-10 | 2026 | 21 |  |  |  | 65.5068 | 1
| Zone | South Orange County | 4 | Average Weekday | SCE | 1-in-10 | 2026 | 22 |  |  |  | 63.9119 | 1
| Zone | South Orange County | 4 | Average Weekday | SCE | 1-in-10 | 2026 | 23 |  |  |  | 62.6733 | 1
| Zone | South Orange County | 4 | Average Weekday | SCE | 1-in-10 | 2026 | 24 |  |  |  | 61.6163 | 1
| Zone | South Orange County | 4 | Monthly System Peak Day | SCE | 1-in-10 | 2026 | 1 |  |  |  | 68.3283 | 1
| Zone | South Orange County | 4 | Monthly System Peak Day | SCE | 1-in-10 | 2026 | 2 |  |  |  | 68.8933 | 1
| Zone | South Orange County | 4 | Monthly System Peak Day | SCE | 1-in-10 | 2026 | 3 |  |  |  | 67.565 | 1
| Zone | South Orange County | 4 | Monthly System Peak Day | SCE | 1-in-10 | 2026 | 4 |  |  |  | 65.7083 | 1
| Zone | South Orange County | 4 | Monthly System Peak Day | SCE | 1-in-10 | 2026 | 5 |  |  |  | 64.5117 | 1
| Zone | South Orange County | 4 | Monthly System Peak Day | SCE | 1-in-10 | 2026 | 6 |  |  |  | 63.9117 | 1
| Zone | South Orange County | 4 | Monthly System Peak Day | SCE | 1-in-10 | 2026 | 7 |  |  |  | 63.59 | 1
| Zone | South Orange County | 4 | Monthly System Peak Day | SCE | 1-in-10 | 2026 | 8 |  |  |  | 63.3633 | 1
| Zone | South Orange County | 4 | Monthly System Peak Day | SCE | 1-in-10 | 2026 | 9 |  |  |  | 65.85 | 1
| Zone | South Orange County | 4 | Monthly System Peak Day | SCE | 1-in-10 | 2026 | 10 |  |  |  | 70.795 | 1
| Zone | South Orange County | 4 | Monthly System Peak Day | SCE | 1-in-10 | 2026 | 11 |  |  |  | 75.5667 | 1
| Zone | South Orange County | 4 | Monthly System Peak Day | SCE | 1-in-10 | 2026 | 12 |  |  |  | 79.0167 | 1
| Zone | South Orange County | 4 | Monthly System Peak Day | SCE | 1-in-10 | 2026 | 13 |  |  |  | 79.4167 | 1
| Zone | South Orange County | 4 | Monthly System Peak Day | SCE | 1-in-10 | 2026 | 14 |  |  |  | 79.7 | 1
| Zone | South Orange County | 4 | Monthly System Peak Day | SCE | 1-in-10 | 2026 | 15 |  |  |  | 80.2667 | 1
| Zone | South Orange County | 4 | Monthly System Peak Day | SCE | 1-in-10 | 2026 | 16 |  |  |  | 82.0333 | 1
| Zone | South Orange County | 4 | Monthly System Peak Day | SCE | 1-in-10 | 2026 | 17 |  |  |  | 82.1167 | 1
| Zone | South Orange County | 4 | Monthly System Peak Day | SCE | 1-in-10 | 2026 | 18 |  |  |  | 83.65 | 1
| Zone | South Orange County | 4 | Monthly System Peak Day | SCE | 1-in-10 | 2026 | 19 |  |  |  | 80.8167 | 1
| Zone | South Orange County | 4 | Monthly System Peak Day | SCE | 1-in-10 | 2026 | 20 |  |  |  | 74.45 | 1
| Zone | South Orange County | 4 | Monthly System Peak Day | SCE | 1-in-10 | 2026 | 21 |  |  |  | 68.7633 | 1
| Zone | South Orange County | 4 | Monthly System Peak Day | SCE | 1-in-10 | 2026 | 22 |  |  |  | 67.5867 | 1
| Zone | South Orange County | 4 | Monthly System Peak Day | SCE | 1-in-10 | 2026 | 23 |  |  |  | 67.035 | 1
| Zone | South Orange County | 4 | Monthly System Peak Day | SCE | 1-in-10 | 2026 | 24 |  |  |  | 66.09 | 1
| Zone | South Orange County | 5 | Average Weekday | SCE | 1-in-10 | 2026 | 1 |  |  |  | 63.6645 | 1
| Zone | South Orange County | 5 | Average Weekday | SCE | 1-in-10 | 2026 | 2 |  |  |  | 63.0442 | 1
| Zone | South Orange County | 5 | Average Weekday | SCE | 1-in-10 | 2026 | 3 |  |  |  | 62.628 | 1
| Zone | South Orange County | 5 | Average Weekday | SCE | 1-in-10 | 2026 | 4 |  |  |  | 62.226 | 1
| Zone | South Orange County | 5 | Average Weekday | SCE | 1-in-10 | 2026 | 5 |  |  |  | 61.8174 | 1
| Zone | South Orange County | 5 | Average Weekday | SCE | 1-in-10 | 2026 | 6 |  |  |  | 61.6734 | 1
| Zone | South Orange County | 5 | Average Weekday | SCE | 1-in-10 | 2026 | 7 |  |  |  | 61.397 | 1
| Zone | South Orange County | 5 | Average Weekday | SCE | 1-in-10 | 2026 | 8 |  |  |  | 61.9969 | 1
| Zone | South Orange County | 5 | Average Weekday | SCE | 1-in-10 | 2026 | 9 |  |  |  | 64.0083 | 1
| Zone | South Orange County | 5 | Average Weekday | SCE | 1-in-10 | 2026 | 10 |  |  |  | 66.8587 | 1
| Zone | South Orange County | 5 | Average Weekday | SCE | 1-in-10 | 2026 | 11 |  |  |  | 69.2524 | 1
| Zone | South Orange County | 5 | Average Weekday | SCE | 1-in-10 | 2026 | 12 |  |  |  | 71.168 | 1
| Zone | South Orange County | 5 | Average Weekday | SCE | 1-in-10 | 2026 | 13 |  |  |  | 72.297 | 1
| Zone | South Orange County | 5 | Average Weekday | SCE | 1-in-10 | 2026 | 14 |  |  |  | 73.148 | 1
| Zone | South Orange County | 5 | Average Weekday | SCE | 1-in-10 | 2026 | 15 |  |  |  | 73.976 | 1
| Zone | South Orange County | 5 | Average Weekday | SCE | 1-in-10 | 2026 | 16 |  |  |  | 74.1826 | 1
| Zone | South Orange County | 5 | Average Weekday | SCE | 1-in-10 | 2026 | 17 |  |  |  | 74.122 | 1
| Zone | South Orange County | 5 | Average Weekday | SCE | 1-in-10 | 2026 | 18 |  |  |  | 73.3027 | 1
| Zone | South Orange County | 5 | Average Weekday | SCE | 1-in-10 | 2026 | 19 |  |  |  | 72.369 | 1
| Zone | South Orange County | 5 | Average Weekday | SCE | 1-in-10 | 2026 | 20 |  |  |  | 70.709 | 1
| Zone | South Orange County | 5 | Average Weekday | SCE | 1-in-10 | 2026 | 21 |  |  |  | 68.2305 | 1
| Zone | South Orange County | 5 | Average Weekday | SCE | 1-in-10 | 2026 | 22 |  |  |  | 66.2595 | 1
| Zone | South Orange County | 5 | Average Weekday | SCE | 1-in-10 | 2026 | 23 |  |  |  | 65.0803 | 1
| Zone | South Orange County | 5 | Average Weekday | SCE | 1-in-10 | 2026 | 24 |  |  |  | 64.1396 | 1
| Zone | South Orange County | 5 | Monthly System Peak Day | SCE | 1-in-10 | 2026 | 1 |  |  |  | 70.7233 | 1
| Zone | South Orange County | 5 | Monthly System Peak Day | SCE | 1-in-10 | 2026 | 2 |  |  |  | 69.7867 | 1
| Zone | South Orange County | 5 | Monthly System Peak Day | SCE | 1-in-10 | 2026 | 3 |  |  |  | 68.9883 | 1
| Zone | South Orange County | 5 | Monthly System Peak Day | SCE | 1-in-10 | 2026 | 4 |  |  |  | 68.0967 | 1
| Zone | South Orange County | 5 | Monthly System Peak Day | SCE | 1-in-10 | 2026 | 5 |  |  |  | 67.4783 | 1
| Zone | South Orange County | 5 | Monthly System Peak Day | SCE | 1-in-10 | 2026 | 6 |  |  |  | 67.16 | 1
| Zone | South Orange County | 5 | Monthly System Peak Day | SCE | 1-in-10 | 2026 | 7 |  |  |  | 66.67 | 1
| Zone | South Orange County | 5 | Monthly System Peak Day | SCE | 1-in-10 | 2026 | 8 |  |  |  | 67.6783 | 1
| Zone | South Orange County | 5 | Monthly System Peak Day | SCE | 1-in-10 | 2026 | 9 |  |  |  | 72.7933 | 1
| Zone | South Orange County | 5 | Monthly System Peak Day | SCE | 1-in-10 | 2026 | 10 |  |  |  | 79.3333 | 1
| Zone | South Orange County | 5 | Monthly System Peak Day | SCE | 1-in-10 | 2026 | 11 |  |  |  | 84.2 | 1
| Zone | South Orange County | 5 | Monthly System Peak Day | SCE | 1-in-10 | 2026 | 12 |  |  |  | 88.4667 | 1
| Zone | South Orange County | 5 | Monthly System Peak Day | SCE | 1-in-10 | 2026 | 13 |  |  |  | 90.0333 | 1
| Zone | South Orange County | 5 | Monthly System Peak Day | SCE | 1-in-10 | 2026 | 14 |  |  |  | 89.8333 | 1
| Zone | South Orange County | 5 | Monthly System Peak Day | SCE | 1-in-10 | 2026 | 15 |  |  |  | 92.15 | 1
| Zone | South Orange County | 5 | Monthly System Peak Day | SCE | 1-in-10 | 2026 | 16 |  |  |  | 92.0167 | 1
| Zone | South Orange County | 5 | Monthly System Peak Day | SCE | 1-in-10 | 2026 | 17 |  |  |  | 91.8 | 1
| Zone | South Orange County | 5 | Monthly System Peak Day | SCE | 1-in-10 | 2026 | 18 |  |  |  | 90.4333 | 1
| Zone | South Orange County | 5 | Monthly System Peak Day | SCE | 1-in-10 | 2026 | 19 |  |  |  | 89.9167 | 1
| Zone | South Orange County | 5 | Monthly System Peak Day | SCE | 1-in-10 | 2026 | 20 |  |  |  | 87.0333 | 1
| Zone | South Orange County | 5 | Monthly System Peak Day | SCE | 1-in-10 | 2026 | 21 |  |  |  | 83.1833 | 1
| Zone | South Orange County | 5 | Monthly System Peak Day | SCE | 1-in-10 | 2026 | 22 |  |  |  | 79.8 | 1
| Zone | South Orange County | 5 | Monthly System Peak Day | SCE | 1-in-10 | 2026 | 23 |  |  |  | 76.7667 | 1
| Zone | South Orange County | 5 | Monthly System Peak Day | SCE | 1-in-10 | 2026 | 24 |  |  |  | 73.3367 | 1
| Zone | South Orange County | 6 | Average Weekday | SCE | 1-in-10 | 2026 | 1 |  |  |  | 64.8305 | 1
| Zone | South Orange County | 6 | Average Weekday | SCE | 1-in-10 | 2026 | 2 |  |  |  | 64.5677 | 1
| Zone | South Orange County | 6 | Average Weekday | SCE | 1-in-10 | 2026 | 3 |  |  |  | 64.3736 | 1
| Zone | South Orange County | 6 | Average Weekday | SCE | 1-in-10 | 2026 | 4 |  |  |  | 64.1311 | 1
| Zone | South Orange County | 6 | Average Weekday | SCE | 1-in-10 | 2026 | 5 |  |  |  | 63.9809 | 1
| Zone | South Orange County | 6 | Average Weekday | SCE | 1-in-10 | 2026 | 6 |  |  |  | 63.8758 | 1
| Zone | South Orange County | 6 | Average Weekday | SCE | 1-in-10 | 2026 | 7 |  |  |  | 63.8143 | 1
| Zone | South Orange County | 6 | Average Weekday | SCE | 1-in-10 | 2026 | 8 |  |  |  | 64.0327 | 1
| Zone | South Orange County | 6 | Average Weekday | SCE | 1-in-10 | 2026 | 9 |  |  |  | 64.9331 | 1
| Zone | South Orange County | 6 | Average Weekday | SCE | 1-in-10 | 2026 | 10 |  |  |  | 66.7504 | 1
| Zone | South Orange County | 6 | Average Weekday | SCE | 1-in-10 | 2026 | 11 |  |  |  | 69.068 | 1
| Zone | South Orange County | 6 | Average Weekday | SCE | 1-in-10 | 2026 | 12 |  |  |  | 70.8322 | 1
| Zone | South Orange County | 6 | Average Weekday | SCE | 1-in-10 | 2026 | 13 |  |  |  | 71.7878 | 1
| Zone | South Orange County | 6 | Average Weekday | SCE | 1-in-10 | 2026 | 14 |  |  |  | 72.1196 | 1
| Zone | South Orange County | 6 | Average Weekday | SCE | 1-in-10 | 2026 | 15 |  |  |  | 72.8228 | 1
| Zone | South Orange County | 6 | Average Weekday | SCE | 1-in-10 | 2026 | 16 |  |  |  | 73.7532 | 1
| Zone | South Orange County | 6 | Average Weekday | SCE | 1-in-10 | 2026 | 17 |  |  |  | 73.7854 | 1
| Zone | South Orange County | 6 | Average Weekday | SCE | 1-in-10 | 2026 | 18 |  |  |  | 73.2464 | 1
| Zone | South Orange County | 6 | Average Weekday | SCE | 1-in-10 | 2026 | 19 |  |  |  | 72.2489 | 1
| Zone | South Orange County | 6 | Average Weekday | SCE | 1-in-10 | 2026 | 20 |  |  |  | 70.5072 | 1
| Zone | South Orange County | 6 | Average Weekday | SCE | 1-in-10 | 2026 | 21 |  |  |  | 68.643 | 1
| Zone | South Orange County | 6 | Average Weekday | SCE | 1-in-10 | 2026 | 22 |  |  |  | 66.6989 | 1
| Zone | South Orange County | 6 | Average Weekday | SCE | 1-in-10 | 2026 | 23 |  |  |  | 65.7762 | 1
| Zone | South Orange County | 6 | Average Weekday | SCE | 1-in-10 | 2026 | 24 |  |  |  | 65.3146 | 1
| Zone | South Orange County | 6 | Monthly System Peak Day | SCE | 1-in-10 | 2026 | 1 |  |  |  | 69.4933 | 1
| Zone | South Orange County | 6 | Monthly System Peak Day | SCE | 1-in-10 | 2026 | 2 |  |  |  | 68.17 | 1
| Zone | South Orange County | 6 | Monthly System Peak Day | SCE | 1-in-10 | 2026 | 3 |  |  |  | 67.4867 | 1
| Zone | South Orange County | 6 | Monthly System Peak Day | SCE | 1-in-10 | 2026 | 4 |  |  |  | 67.555 | 1
| Zone | South Orange County | 6 | Monthly System Peak Day | SCE | 1-in-10 | 2026 | 5 |  |  |  | 66.5217 | 1
| Zone | South Orange County | 6 | Monthly System Peak Day | SCE | 1-in-10 | 2026 | 6 |  |  |  | 65.4483 | 1
| Zone | South Orange County | 6 | Monthly System Peak Day | SCE | 1-in-10 | 2026 | 7 |  |  |  | 64.825 | 1
| Zone | South Orange County | 6 | Monthly System Peak Day | SCE | 1-in-10 | 2026 | 8 |  |  |  | 65.605 | 1
| Zone | South Orange County | 6 | Monthly System Peak Day | SCE | 1-in-10 | 2026 | 9 |  |  |  | 68.4683 | 1
| Zone | South Orange County | 6 | Monthly System Peak Day | SCE | 1-in-10 | 2026 | 10 |  |  |  | 73.475 | 1
| Zone | South Orange County | 6 | Monthly System Peak Day | SCE | 1-in-10 | 2026 | 11 |  |  |  | 78.5033 | 1
| Zone | South Orange County | 6 | Monthly System Peak Day | SCE | 1-in-10 | 2026 | 12 |  |  |  | 78.9933 | 1
| Zone | South Orange County | 6 | Monthly System Peak Day | SCE | 1-in-10 | 2026 | 13 |  |  |  | 77.77 | 1
| Zone | South Orange County | 6 | Monthly System Peak Day | SCE | 1-in-10 | 2026 | 14 |  |  |  | 78.4433 | 1
| Zone | South Orange County | 6 | Monthly System Peak Day | SCE | 1-in-10 | 2026 | 15 |  |  |  | 80.8167 | 1
| Zone | South Orange County | 6 | Monthly System Peak Day | SCE | 1-in-10 | 2026 | 16 |  |  |  | 85.05 | 1
| Zone | South Orange County | 6 | Monthly System Peak Day | SCE | 1-in-10 | 2026 | 17 |  |  |  | 86.7667 | 1
| Zone | South Orange County | 6 | Monthly System Peak Day | SCE | 1-in-10 | 2026 | 18 |  |  |  | 86.55 | 1
| Zone | South Orange County | 6 | Monthly System Peak Day | SCE | 1-in-10 | 2026 | 19 |  |  |  | 82.1 | 1
| Zone | South Orange County | 6 | Monthly System Peak Day | SCE | 1-in-10 | 2026 | 20 |  |  |  | 75.1867 | 1
| Zone | South Orange County | 6 | Monthly System Peak Day | SCE | 1-in-10 | 2026 | 21 |  |  |  | 71.49 | 1
| Zone | South Orange County | 6 | Monthly System Peak Day | SCE | 1-in-10 | 2026 | 22 |  |  |  | 69.115 | 1
| Zone | South Orange County | 6 | Monthly System Peak Day | SCE | 1-in-10 | 2026 | 23 |  |  |  | 67.8333 | 1
| Zone | South Orange County | 6 | Monthly System Peak Day | SCE | 1-in-10 | 2026 | 24 |  |  |  | 67.1917 | 1
| Zone | South Orange County | 7 | Average Weekday | SCE | 1-in-10 | 2026 | 1 |  |  |  | 69.4461 | 1
| Zone | South Orange County | 7 | Average Weekday | SCE | 1-in-10 | 2026 | 2 |  |  |  | 69.086 | 1
| Zone | South Orange County | 7 | Average Weekday | SCE | 1-in-10 | 2026 | 3 |  |  |  | 68.7807 | 1
| Zone | South Orange County | 7 | Average Weekday | SCE | 1-in-10 | 2026 | 4 |  |  |  | 68.5325 | 1
| Zone | South Orange County | 7 | Average Weekday | SCE | 1-in-10 | 2026 | 5 |  |  |  | 68.3902 | 1
| Zone | South Orange County | 7 | Average Weekday | SCE | 1-in-10 | 2026 | 6 |  |  |  | 68.3303 | 1
| Zone | South Orange County | 7 | Average Weekday | SCE | 1-in-10 | 2026 | 7 |  |  |  | 68.2904 | 1
| Zone | South Orange County | 7 | Average Weekday | SCE | 1-in-10 | 2026 | 8 |  |  |  | 68.6719 | 1
| Zone | South Orange County | 7 | Average Weekday | SCE | 1-in-10 | 2026 | 9 |  |  |  | 70.0939 | 1
| Zone | South Orange County | 7 | Average Weekday | SCE | 1-in-10 | 2026 | 10 |  |  |  | 72.5596 | 1
| Zone | South Orange County | 7 | Average Weekday | SCE | 1-in-10 | 2026 | 11 |  |  |  | 75.3255 | 1
| Zone | South Orange County | 7 | Average Weekday | SCE | 1-in-10 | 2026 | 12 |  |  |  | 77.2332 | 1
| Zone | South Orange County | 7 | Average Weekday | SCE | 1-in-10 | 2026 | 13 |  |  |  | 78.0307 | 1
| Zone | South Orange County | 7 | Average Weekday | SCE | 1-in-10 | 2026 | 14 |  |  |  | 78.1088 | 1
| Zone | South Orange County | 7 | Average Weekday | SCE | 1-in-10 | 2026 | 15 |  |  |  | 78.888 | 1
| Zone | South Orange County | 7 | Average Weekday | SCE | 1-in-10 | 2026 | 16 |  |  |  | 79.4733 | 1
| Zone | South Orange County | 7 | Average Weekday | SCE | 1-in-10 | 2026 | 17 |  |  |  | 79.575 | 1
| Zone | South Orange County | 7 | Average Weekday | SCE | 1-in-10 | 2026 | 18 |  |  |  | 79.1003 | 1
| Zone | South Orange County | 7 | Average Weekday | SCE | 1-in-10 | 2026 | 19 |  |  |  | 78.1803 | 1
| Zone | South Orange County | 7 | Average Weekday | SCE | 1-in-10 | 2026 | 20 |  |  |  | 76.474 | 1
| Zone | South Orange County | 7 | Average Weekday | SCE | 1-in-10 | 2026 | 21 |  |  |  | 74.0284 | 1
| Zone | South Orange County | 7 | Average Weekday | SCE | 1-in-10 | 2026 | 22 |  |  |  | 71.8255 | 1
| Zone | South Orange County | 7 | Average Weekday | SCE | 1-in-10 | 2026 | 23 |  |  |  | 70.847 | 1
| Zone | South Orange County | 7 | Average Weekday | SCE | 1-in-10 | 2026 | 24 |  |  |  | 70.1921 | 1
| Zone | South Orange County | 7 | Monthly System Peak Day | SCE | 1-in-10 | 2026 | 1 |  |  |  | 71.6167 | 1
| Zone | South Orange County | 7 | Monthly System Peak Day | SCE | 1-in-10 | 2026 | 2 |  |  |  | 70.0867 | 1
| Zone | South Orange County | 7 | Monthly System Peak Day | SCE | 1-in-10 | 2026 | 3 |  |  |  | 69.2733 | 1
| Zone | South Orange County | 7 | Monthly System Peak Day | SCE | 1-in-10 | 2026 | 4 |  |  |  | 68.805 | 1
| Zone | South Orange County | 7 | Monthly System Peak Day | SCE | 1-in-10 | 2026 | 5 |  |  |  | 68.6233 | 1
| Zone | South Orange County | 7 | Monthly System Peak Day | SCE | 1-in-10 | 2026 | 6 |  |  |  | 68.5967 | 1
| Zone | South Orange County | 7 | Monthly System Peak Day | SCE | 1-in-10 | 2026 | 7 |  |  |  | 68.31 | 1
| Zone | South Orange County | 7 | Monthly System Peak Day | SCE | 1-in-10 | 2026 | 8 |  |  |  | 68.8167 | 1
| Zone | South Orange County | 7 | Monthly System Peak Day | SCE | 1-in-10 | 2026 | 9 |  |  |  | 71.4667 | 1
| Zone | South Orange County | 7 | Monthly System Peak Day | SCE | 1-in-10 | 2026 | 10 |  |  |  | 75.3833 | 1
| Zone | South Orange County | 7 | Monthly System Peak Day | SCE | 1-in-10 | 2026 | 11 |  |  |  | 81.2333 | 1
| Zone | South Orange County | 7 | Monthly System Peak Day | SCE | 1-in-10 | 2026 | 12 |  |  |  | 84.5833 | 1
| Zone | South Orange County | 7 | Monthly System Peak Day | SCE | 1-in-10 | 2026 | 13 |  |  |  | 87.1 | 1
| Zone | South Orange County | 7 | Monthly System Peak Day | SCE | 1-in-10 | 2026 | 14 |  |  |  | 89.7 | 1
| Zone | South Orange County | 7 | Monthly System Peak Day | SCE | 1-in-10 | 2026 | 15 |  |  |  | 94.0167 | 1
| Zone | South Orange County | 7 | Monthly System Peak Day | SCE | 1-in-10 | 2026 | 16 |  |  |  | 96.8667 | 1
| Zone | South Orange County | 7 | Monthly System Peak Day | SCE | 1-in-10 | 2026 | 17 |  |  |  | 98.65 | 1
| Zone | South Orange County | 7 | Monthly System Peak Day | SCE | 1-in-10 | 2026 | 18 |  |  |  | 99.0333 | 1
| Zone | South Orange County | 7 | Monthly System Peak Day | SCE | 1-in-10 | 2026 | 19 |  |  |  | 97.8333 | 1
| Zone | South Orange County | 7 | Monthly System Peak Day | SCE | 1-in-10 | 2026 | 20 |  |  |  | 94.8833 | 1
| Zone | South Orange County | 7 | Monthly System Peak Day | SCE | 1-in-10 | 2026 | 21 |  |  |  | 91.5833 | 1
| Zone | South Orange County | 7 | Monthly System Peak Day | SCE | 1-in-10 | 2026 | 22 |  |  |  | 83.9 | 1
| Zone | South Orange County | 7 | Monthly System Peak Day | SCE | 1-in-10 | 2026 | 23 |  |  |  | 79.7333 | 1
| Zone | South Orange County | 7 | Monthly System Peak Day | SCE | 1-in-10 | 2026 | 24 |  |  |  | 77.2333 | 1
| Zone | South Orange County | 8 | Average Weekday | SCE | 1-in-10 | 2026 | 1 |  |  |  | 70.3677 | 1
| Zone | South Orange County | 8 | Average Weekday | SCE | 1-in-10 | 2026 | 2 |  |  |  | 69.9409 | 1
| Zone | South Orange County | 8 | Average Weekday | SCE | 1-in-10 | 2026 | 3 |  |  |  | 69.6016 | 1
| Zone | South Orange County | 8 | Average Weekday | SCE | 1-in-10 | 2026 | 4 |  |  |  | 69.3505 | 1
| Zone | South Orange County | 8 | Average Weekday | SCE | 1-in-10 | 2026 | 5 |  |  |  | 69.1512 | 1
| Zone | South Orange County | 8 | Average Weekday | SCE | 1-in-10 | 2026 | 6 |  |  |  | 68.9962 | 1
| Zone | South Orange County | 8 | Average Weekday | SCE | 1-in-10 | 2026 | 7 |  |  |  | 68.9442 | 1
| Zone | South Orange County | 8 | Average Weekday | SCE | 1-in-10 | 2026 | 8 |  |  |  | 69.0716 | 1
| Zone | South Orange County | 8 | Average Weekday | SCE | 1-in-10 | 2026 | 9 |  |  |  | 70.417 | 1
| Zone | South Orange County | 8 | Average Weekday | SCE | 1-in-10 | 2026 | 10 |  |  |  | 72.8398 | 1
| Zone | South Orange County | 8 | Average Weekday | SCE | 1-in-10 | 2026 | 11 |  |  |  | 75.7373 | 1
| Zone | South Orange County | 8 | Average Weekday | SCE | 1-in-10 | 2026 | 12 |  |  |  | 78.0552 | 1
| Zone | South Orange County | 8 | Average Weekday | SCE | 1-in-10 | 2026 | 13 |  |  |  | 78.807 | 1
| Zone | South Orange County | 8 | Average Weekday | SCE | 1-in-10 | 2026 | 14 |  |  |  | 79.5915 | 1
| Zone | South Orange County | 8 | Average Weekday | SCE | 1-in-10 | 2026 | 15 |  |  |  | 80.3355 | 1
| Zone | South Orange County | 8 | Average Weekday | SCE | 1-in-10 | 2026 | 16 |  |  |  | 80.3471 | 1
| Zone | South Orange County | 8 | Average Weekday | SCE | 1-in-10 | 2026 | 17 |  |  |  | 80.2036 | 1
| Zone | South Orange County | 8 | Average Weekday | SCE | 1-in-10 | 2026 | 18 |  |  |  | 79.7014 | 1
| Zone | South Orange County | 8 | Average Weekday | SCE | 1-in-10 | 2026 | 19 |  |  |  | 78.4407 | 1
| Zone | South Orange County | 8 | Average Weekday | SCE | 1-in-10 | 2026 | 20 |  |  |  | 76.4672 | 1
| Zone | South Orange County | 8 | Average Weekday | SCE | 1-in-10 | 2026 | 21 |  |  |  | 73.8259 | 1
| Zone | South Orange County | 8 | Average Weekday | SCE | 1-in-10 | 2026 | 22 |  |  |  | 72.2143 | 1
| Zone | South Orange County | 8 | Average Weekday | SCE | 1-in-10 | 2026 | 23 |  |  |  | 71.629 | 1
| Zone | South Orange County | 8 | Average Weekday | SCE | 1-in-10 | 2026 | 24 |  |  |  | 71.1377 | 1
| Zone | South Orange County | 8 | Monthly System Peak Day | SCE | 1-in-10 | 2026 | 1 |  |  |  | 72.2533 | 1
| Zone | South Orange County | 8 | Monthly System Peak Day | SCE | 1-in-10 | 2026 | 2 |  |  |  | 71.9167 | 1
| Zone | South Orange County | 8 | Monthly System Peak Day | SCE | 1-in-10 | 2026 | 3 |  |  |  | 71.5533 | 1
| Zone | South Orange County | 8 | Monthly System Peak Day | SCE | 1-in-10 | 2026 | 4 |  |  |  | 71.0633 | 1
| Zone | South Orange County | 8 | Monthly System Peak Day | SCE | 1-in-10 | 2026 | 5 |  |  |  | 70.67 | 1
| Zone | South Orange County | 8 | Monthly System Peak Day | SCE | 1-in-10 | 2026 | 6 |  |  |  | 70.4067 | 1
| Zone | South Orange County | 8 | Monthly System Peak Day | SCE | 1-in-10 | 2026 | 7 |  |  |  | 70.1267 | 1
| Zone | South Orange County | 8 | Monthly System Peak Day | SCE | 1-in-10 | 2026 | 8 |  |  |  | 70.0033 | 1
| Zone | South Orange County | 8 | Monthly System Peak Day | SCE | 1-in-10 | 2026 | 9 |  |  |  | 72.0167 | 1
| Zone | South Orange County | 8 | Monthly System Peak Day | SCE | 1-in-10 | 2026 | 10 |  |  |  | 76.2667 | 1
| Zone | South Orange County | 8 | Monthly System Peak Day | SCE | 1-in-10 | 2026 | 11 |  |  |  | 80.7167 | 1
| Zone | South Orange County | 8 | Monthly System Peak Day | SCE | 1-in-10 | 2026 | 12 |  |  |  | 81.4167 | 1
| Zone | South Orange County | 8 | Monthly System Peak Day | SCE | 1-in-10 | 2026 | 13 |  |  |  | 80.9667 | 1
| Zone | South Orange County | 8 | Monthly System Peak Day | SCE | 1-in-10 | 2026 | 14 |  |  |  | 82.4333 | 1
| Zone | South Orange County | 8 | Monthly System Peak Day | SCE | 1-in-10 | 2026 | 15 |  |  |  | 85.05 | 1
| Zone | South Orange County | 8 | Monthly System Peak Day | SCE | 1-in-10 | 2026 | 16 |  |  |  | 86.9167 | 1
| Zone | South Orange County | 8 | Monthly System Peak Day | SCE | 1-in-10 | 2026 | 17 |  |  |  | 87.55 | 1
| Zone | South Orange County | 8 | Monthly System Peak Day | SCE | 1-in-10 | 2026 | 18 |  |  |  | 86.6333 | 1
| Zone | South Orange County | 8 | Monthly System Peak Day | SCE | 1-in-10 | 2026 | 19 |  |  |  | 85.15 | 1
| Zone | South Orange County | 8 | Monthly System Peak Day | SCE | 1-in-10 | 2026 | 20 |  |  |  | 83.0667 | 1
| Zone | South Orange County | 8 | Monthly System Peak Day | SCE | 1-in-10 | 2026 | 21 |  |  |  | 79.1667 | 1
| Zone | South Orange County | 8 | Monthly System Peak Day | SCE | 1-in-10 | 2026 | 22 |  |  |  | 76.55 | 1
| Zone | South Orange County | 8 | Monthly System Peak Day | SCE | 1-in-10 | 2026 | 23 |  |  |  | 74.6333 | 1
| Zone | South Orange County | 8 | Monthly System Peak Day | SCE | 1-in-10 | 2026 | 24 |  |  |  | 73.5 | 1
| Zone | South Orange County | 8 | Typical Event Day | SCE | 1-in-10 | 2026 | 1 |  |  |  | 71.9242 | 1
| Zone | South Orange County | 8 | Typical Event Day | SCE | 1-in-10 | 2026 | 2 |  |  |  | 70.8933 | 1
| Zone | South Orange County | 8 | Typical Event Day | SCE | 1-in-10 | 2026 | 3 |  |  |  | 70.245 | 1
| Zone | South Orange County | 8 | Typical Event Day | SCE | 1-in-10 | 2026 | 4 |  |  |  | 70.0308 | 1
| Zone | South Orange County | 8 | Typical Event Day | SCE | 1-in-10 | 2026 | 5 |  |  |  | 69.5579 | 1
| Zone | South Orange County | 8 | Typical Event Day | SCE | 1-in-10 | 2026 | 6 |  |  |  | 69.1504 | 1
| Zone | South Orange County | 8 | Typical Event Day | SCE | 1-in-10 | 2026 | 7 |  |  |  | 68.7904 | 1
| Zone | South Orange County | 8 | Typical Event Day | SCE | 1-in-10 | 2026 | 8 |  |  |  | 69.1354 | 1
| Zone | South Orange County | 8 | Typical Event Day | SCE | 1-in-10 | 2026 | 9 |  |  |  | 71.4379 | 1
| Zone | South Orange County | 8 | Typical Event Day | SCE | 1-in-10 | 2026 | 10 |  |  |  | 75.7646 | 1
| Zone | South Orange County | 8 | Typical Event Day | SCE | 1-in-10 | 2026 | 11 |  |  |  | 80.9008 | 1
| Zone | South Orange County | 8 | Typical Event Day | SCE | 1-in-10 | 2026 | 12 |  |  |  | 82.915 | 1
| Zone | South Orange County | 8 | Typical Event Day | SCE | 1-in-10 | 2026 | 13 |  |  |  | 83.7217 | 1
| Zone | South Orange County | 8 | Typical Event Day | SCE | 1-in-10 | 2026 | 14 |  |  |  | 85.4817 | 1
| Zone | South Orange County | 8 | Typical Event Day | SCE | 1-in-10 | 2026 | 15 |  |  |  | 87.85 | 1
| Zone | South Orange County | 8 | Typical Event Day | SCE | 1-in-10 | 2026 | 16 |  |  |  | 90.3458 | 1
| Zone | South Orange County | 8 | Typical Event Day | SCE | 1-in-10 | 2026 | 17 |  |  |  | 91.5417 | 1
| Zone | South Orange County | 8 | Typical Event Day | SCE | 1-in-10 | 2026 | 18 |  |  |  | 91.4583 | 1
| Zone | South Orange County | 8 | Typical Event Day | SCE | 1-in-10 | 2026 | 19 |  |  |  | 89.3583 | 1
| Zone | South Orange County | 8 | Typical Event Day | SCE | 1-in-10 | 2026 | 20 |  |  |  | 85.5175 | 1
| Zone | South Orange County | 8 | Typical Event Day | SCE | 1-in-10 | 2026 | 21 |  |  |  | 81.5517 | 1
| Zone | South Orange County | 8 | Typical Event Day | SCE | 1-in-10 | 2026 | 22 |  |  |  | 78.4496 | 1
| Zone | South Orange County | 8 | Typical Event Day | SCE | 1-in-10 | 2026 | 23 |  |  |  | 76.3125 | 1
| Zone | South Orange County | 8 | Typical Event Day | SCE | 1-in-10 | 2026 | 24 |  |  |  | 74.7438 | 1
| Zone | South Orange County | 9 | Average Weekday | SCE | 1-in-10 | 2026 | 1 |  |  |  | 71.7479 | 1
| Zone | South Orange County | 9 | Average Weekday | SCE | 1-in-10 | 2026 | 2 |  |  |  | 71.1465 | 1
| Zone | South Orange County | 9 | Average Weekday | SCE | 1-in-10 | 2026 | 3 |  |  |  | 70.6301 | 1
| Zone | South Orange County | 9 | Average Weekday | SCE | 1-in-10 | 2026 | 4 |  |  |  | 70.1971 | 1
| Zone | South Orange County | 9 | Average Weekday | SCE | 1-in-10 | 2026 | 5 |  |  |  | 69.8707 | 1
| Zone | South Orange County | 9 | Average Weekday | SCE | 1-in-10 | 2026 | 6 |  |  |  | 69.5087 | 1
| Zone | South Orange County | 9 | Average Weekday | SCE | 1-in-10 | 2026 | 7 |  |  |  | 69.2601 | 1
| Zone | South Orange County | 9 | Average Weekday | SCE | 1-in-10 | 2026 | 8 |  |  |  | 69.177 | 1
| Zone | South Orange County | 9 | Average Weekday | SCE | 1-in-10 | 2026 | 9 |  |  |  | 70.2802 | 1
| Zone | South Orange County | 9 | Average Weekday | SCE | 1-in-10 | 2026 | 10 |  |  |  | 72.886 | 1
| Zone | South Orange County | 9 | Average Weekday | SCE | 1-in-10 | 2026 | 11 |  |  |  | 75.8762 | 1
| Zone | South Orange County | 9 | Average Weekday | SCE | 1-in-10 | 2026 | 12 |  |  |  | 78.4211 | 1
| Zone | South Orange County | 9 | Average Weekday | SCE | 1-in-10 | 2026 | 13 |  |  |  | 79.6325 | 1
| Zone | South Orange County | 9 | Average Weekday | SCE | 1-in-10 | 2026 | 14 |  |  |  | 80.3008 | 1
| Zone | South Orange County | 9 | Average Weekday | SCE | 1-in-10 | 2026 | 15 |  |  |  | 81.2714 | 1
| Zone | South Orange County | 9 | Average Weekday | SCE | 1-in-10 | 2026 | 16 |  |  |  | 81.5167 | 1
| Zone | South Orange County | 9 | Average Weekday | SCE | 1-in-10 | 2026 | 17 |  |  |  | 81.431 | 1
| Zone | South Orange County | 9 | Average Weekday | SCE | 1-in-10 | 2026 | 18 |  |  |  | 80.6365 | 1
| Zone | South Orange County | 9 | Average Weekday | SCE | 1-in-10 | 2026 | 19 |  |  |  | 79.223 | 1
| Zone | South Orange County | 9 | Average Weekday | SCE | 1-in-10 | 2026 | 20 |  |  |  | 77.0676 | 1
| Zone | South Orange County | 9 | Average Weekday | SCE | 1-in-10 | 2026 | 21 |  |  |  | 74.7656 | 1
| Zone | South Orange County | 9 | Average Weekday | SCE | 1-in-10 | 2026 | 22 |  |  |  | 73.7906 | 1
| Zone | South Orange County | 9 | Average Weekday | SCE | 1-in-10 | 2026 | 23 |  |  |  | 72.9166 | 1
| Zone | South Orange County | 9 | Average Weekday | SCE | 1-in-10 | 2026 | 24 |  |  |  | 72.1378 | 1
| Zone | South Orange County | 9 | Monthly System Peak Day | SCE | 1-in-10 | 2026 | 1 |  |  |  | 74.3333 | 1
| Zone | South Orange County | 9 | Monthly System Peak Day | SCE | 1-in-10 | 2026 | 2 |  |  |  | 73.4 | 1
| Zone | South Orange County | 9 | Monthly System Peak Day | SCE | 1-in-10 | 2026 | 3 |  |  |  | 72.6667 | 1
| Zone | South Orange County | 9 | Monthly System Peak Day | SCE | 1-in-10 | 2026 | 4 |  |  |  | 72.7 | 1
| Zone | South Orange County | 9 | Monthly System Peak Day | SCE | 1-in-10 | 2026 | 5 |  |  |  | 72.4167 | 1
| Zone | South Orange County | 9 | Monthly System Peak Day | SCE | 1-in-10 | 2026 | 6 |  |  |  | 72.15 | 1
| Zone | South Orange County | 9 | Monthly System Peak Day | SCE | 1-in-10 | 2026 | 7 |  |  |  | 71.9 | 1
| Zone | South Orange County | 9 | Monthly System Peak Day | SCE | 1-in-10 | 2026 | 8 |  |  |  | 72.1167 | 1
| Zone | South Orange County | 9 | Monthly System Peak Day | SCE | 1-in-10 | 2026 | 9 |  |  |  | 73.8 | 1
| Zone | South Orange County | 9 | Monthly System Peak Day | SCE | 1-in-10 | 2026 | 10 |  |  |  | 77.9333 | 1
| Zone | South Orange County | 9 | Monthly System Peak Day | SCE | 1-in-10 | 2026 | 11 |  |  |  | 83.15 | 1
| Zone | South Orange County | 9 | Monthly System Peak Day | SCE | 1-in-10 | 2026 | 12 |  |  |  | 86.6667 | 1
| Zone | South Orange County | 9 | Monthly System Peak Day | SCE | 1-in-10 | 2026 | 13 |  |  |  | 89.05 | 1
| Zone | South Orange County | 9 | Monthly System Peak Day | SCE | 1-in-10 | 2026 | 14 |  |  |  | 91.35 | 1
| Zone | South Orange County | 9 | Monthly System Peak Day | SCE | 1-in-10 | 2026 | 15 |  |  |  | 91.5167 | 1
| Zone | South Orange County | 9 | Monthly System Peak Day | SCE | 1-in-10 | 2026 | 16 |  |  |  | 92.55 | 1
| Zone | South Orange County | 9 | Monthly System Peak Day | SCE | 1-in-10 | 2026 | 17 |  |  |  | 93.2 | 1
| Zone | South Orange County | 9 | Monthly System Peak Day | SCE | 1-in-10 | 2026 | 18 |  |  |  | 93.6167 | 1
| Zone | South Orange County | 9 | Monthly System Peak Day | SCE | 1-in-10 | 2026 | 19 |  |  |  | 92.35 | 1
| Zone | South Orange County | 9 | Monthly System Peak Day | SCE | 1-in-10 | 2026 | 20 |  |  |  | 88.9333 | 1
| Zone | South Orange County | 9 | Monthly System Peak Day | SCE | 1-in-10 | 2026 | 21 |  |  |  | 83.9667 | 1
| Zone | South Orange County | 9 | Monthly System Peak Day | SCE | 1-in-10 | 2026 | 22 |  |  |  | 84.2333 | 1
| Zone | South Orange County | 9 | Monthly System Peak Day | SCE | 1-in-10 | 2026 | 23 |  |  |  | 83.05 | 1
| Zone | South Orange County | 9 | Monthly System Peak Day | SCE | 1-in-10 | 2026 | 24 |  |  |  | 81.05 | 1
| Zone | South Orange County | 10 | Average Weekday | SCE | 1-in-10 | 2026 | 1 |  |  |  | 69.118 | 1
| Zone | South Orange County | 10 | Average Weekday | SCE | 1-in-10 | 2026 | 2 |  |  |  | 68.5352 | 1
| Zone | South Orange County | 10 | Average Weekday | SCE | 1-in-10 | 2026 | 3 |  |  |  | 67.8411 | 1
| Zone | South Orange County | 10 | Average Weekday | SCE | 1-in-10 | 2026 | 4 |  |  |  | 67.235 | 1
| Zone | South Orange County | 10 | Average Weekday | SCE | 1-in-10 | 2026 | 5 |  |  |  | 66.6026 | 1
| Zone | South Orange County | 10 | Average Weekday | SCE | 1-in-10 | 2026 | 6 |  |  |  | 66.2633 | 1
| Zone | South Orange County | 10 | Average Weekday | SCE | 1-in-10 | 2026 | 7 |  |  |  | 65.9069 | 1
| Zone | South Orange County | 10 | Average Weekday | SCE | 1-in-10 | 2026 | 8 |  |  |  | 65.5926 | 1
| Zone | South Orange County | 10 | Average Weekday | SCE | 1-in-10 | 2026 | 9 |  |  |  | 65.9445 | 1
| Zone | South Orange County | 10 | Average Weekday | SCE | 1-in-10 | 2026 | 10 |  |  |  | 68.4825 | 1
| Zone | South Orange County | 10 | Average Weekday | SCE | 1-in-10 | 2026 | 11 |  |  |  | 71.8683 | 1
| Zone | South Orange County | 10 | Average Weekday | SCE | 1-in-10 | 2026 | 12 |  |  |  | 74.8892 | 1
| Zone | South Orange County | 10 | Average Weekday | SCE | 1-in-10 | 2026 | 13 |  |  |  | 77.3307 | 1
| Zone | South Orange County | 10 | Average Weekday | SCE | 1-in-10 | 2026 | 14 |  |  |  | 78.5737 | 1
| Zone | South Orange County | 10 | Average Weekday | SCE | 1-in-10 | 2026 | 15 |  |  |  | 79.2328 | 1
| Zone | South Orange County | 10 | Average Weekday | SCE | 1-in-10 | 2026 | 16 |  |  |  | 79.1279 | 1
| Zone | South Orange County | 10 | Average Weekday | SCE | 1-in-10 | 2026 | 17 |  |  |  | 78.8701 | 1
| Zone | South Orange County | 10 | Average Weekday | SCE | 1-in-10 | 2026 | 18 |  |  |  | 78.3056 | 1
| Zone | South Orange County | 10 | Average Weekday | SCE | 1-in-10 | 2026 | 19 |  |  |  | 76.8335 | 1
| Zone | South Orange County | 10 | Average Weekday | SCE | 1-in-10 | 2026 | 20 |  |  |  | 74.2791 | 1
| Zone | South Orange County | 10 | Average Weekday | SCE | 1-in-10 | 2026 | 21 |  |  |  | 72.6954 | 1
| Zone | South Orange County | 10 | Average Weekday | SCE | 1-in-10 | 2026 | 22 |  |  |  | 71.6686 | 1
| Zone | South Orange County | 10 | Average Weekday | SCE | 1-in-10 | 2026 | 23 |  |  |  | 70.7785 | 1
| Zone | South Orange County | 10 | Average Weekday | SCE | 1-in-10 | 2026 | 24 |  |  |  | 69.9095 | 1
| Zone | South Orange County | 10 | Monthly System Peak Day | SCE | 1-in-10 | 2026 | 1 |  |  |  | 77.2 | 1
| Zone | South Orange County | 10 | Monthly System Peak Day | SCE | 1-in-10 | 2026 | 2 |  |  |  | 79.3167 | 1
| Zone | South Orange County | 10 | Monthly System Peak Day | SCE | 1-in-10 | 2026 | 3 |  |  |  | 75.8667 | 1
| Zone | South Orange County | 10 | Monthly System Peak Day | SCE | 1-in-10 | 2026 | 4 |  |  |  | 75.9133 | 1
| Zone | South Orange County | 10 | Monthly System Peak Day | SCE | 1-in-10 | 2026 | 5 |  |  |  | 77.21 | 1
| Zone | South Orange County | 10 | Monthly System Peak Day | SCE | 1-in-10 | 2026 | 6 |  |  |  | 81.2067 | 1
| Zone | South Orange County | 10 | Monthly System Peak Day | SCE | 1-in-10 | 2026 | 7 |  |  |  | 80.5833 | 1
| Zone | South Orange County | 10 | Monthly System Peak Day | SCE | 1-in-10 | 2026 | 8 |  |  |  | 80.4983 | 1
| Zone | South Orange County | 10 | Monthly System Peak Day | SCE | 1-in-10 | 2026 | 9 |  |  |  | 80.59 | 1
| Zone | South Orange County | 10 | Monthly System Peak Day | SCE | 1-in-10 | 2026 | 10 |  |  |  | 83.0667 | 1
| Zone | South Orange County | 10 | Monthly System Peak Day | SCE | 1-in-10 | 2026 | 11 |  |  |  | 86.9 | 1
| Zone | South Orange County | 10 | Monthly System Peak Day | SCE | 1-in-10 | 2026 | 12 |  |  |  | 91.65 | 1
| Zone | South Orange County | 10 | Monthly System Peak Day | SCE | 1-in-10 | 2026 | 13 |  |  |  | 96.8833 | 1
| Zone | South Orange County | 10 | Monthly System Peak Day | SCE | 1-in-10 | 2026 | 14 |  |  |  | 99.5833 | 1
| Zone | South Orange County | 10 | Monthly System Peak Day | SCE | 1-in-10 | 2026 | 15 |  |  |  | 100.9833 | 1
| Zone | South Orange County | 10 | Monthly System Peak Day | SCE | 1-in-10 | 2026 | 16 |  |  |  | 100.3833 | 1
| Zone | South Orange County | 10 | Monthly System Peak Day | SCE | 1-in-10 | 2026 | 17 |  |  |  | 99.8 | 1
| Zone | South Orange County | 10 | Monthly System Peak Day | SCE | 1-in-10 | 2026 | 18 |  |  |  | 100.4167 | 1
| Zone | South Orange County | 10 | Monthly System Peak Day | SCE | 1-in-10 | 2026 | 19 |  |  |  | 99.3833 | 1
| Zone | South Orange County | 10 | Monthly System Peak Day | SCE | 1-in-10 | 2026 | 20 |  |  |  | 94.9833 | 1
| Zone | South Orange County | 10 | Monthly System Peak Day | SCE | 1-in-10 | 2026 | 21 |  |  |  | 90.7667 | 1
| Zone | South Orange County | 10 | Monthly System Peak Day | SCE | 1-in-10 | 2026 | 22 |  |  |  | 87.9167 | 1
| Zone | South Orange County | 10 | Monthly System Peak Day | SCE | 1-in-10 | 2026 | 23 |  |  |  | 86.4667 | 1
| Zone | South Orange County | 10 | Monthly System Peak Day | SCE | 1-in-10 | 2026 | 24 |  |  |  | 85.7 | 1
| Zone | South Orange County | 11 | Average Weekday | SCE | 1-in-10 | 2026 | 1 |  |  |  | 58.9397 | 1
| Zone | South Orange County | 11 | Average Weekday | SCE | 1-in-10 | 2026 | 2 |  |  |  | 57.9461 | 1
| Zone | South Orange County | 11 | Average Weekday | SCE | 1-in-10 | 2026 | 3 |  |  |  | 56.9995 | 1
| Zone | South Orange County | 11 | Average Weekday | SCE | 1-in-10 | 2026 | 4 |  |  |  | 56.0916 | 1
| Zone | South Orange County | 11 | Average Weekday | SCE | 1-in-10 | 2026 | 5 |  |  |  | 55.3154 | 1
| Zone | South Orange County | 11 | Average Weekday | SCE | 1-in-10 | 2026 | 6 |  |  |  | 54.6663 | 1
| Zone | South Orange County | 11 | Average Weekday | SCE | 1-in-10 | 2026 | 7 |  |  |  | 54.3493 | 1
| Zone | South Orange County | 11 | Average Weekday | SCE | 1-in-10 | 2026 | 8 |  |  |  | 54.1698 | 1
| Zone | South Orange County | 11 | Average Weekday | SCE | 1-in-10 | 2026 | 9 |  |  |  | 55.668 | 1
| Zone | South Orange County | 11 | Average Weekday | SCE | 1-in-10 | 2026 | 10 |  |  |  | 59.6793 | 1
| Zone | South Orange County | 11 | Average Weekday | SCE | 1-in-10 | 2026 | 11 |  |  |  | 64.0458 | 1
| Zone | South Orange County | 11 | Average Weekday | SCE | 1-in-10 | 2026 | 12 |  |  |  | 67.5321 | 1
| Zone | South Orange County | 11 | Average Weekday | SCE | 1-in-10 | 2026 | 13 |  |  |  | 69.9497 | 1
| Zone | South Orange County | 11 | Average Weekday | SCE | 1-in-10 | 2026 | 14 |  |  |  | 71.1228 | 1
| Zone | South Orange County | 11 | Average Weekday | SCE | 1-in-10 | 2026 | 15 |  |  |  | 71.3371 | 1
| Zone | South Orange County | 11 | Average Weekday | SCE | 1-in-10 | 2026 | 16 |  |  |  | 71.0195 | 1
| Zone | South Orange County | 11 | Average Weekday | SCE | 1-in-10 | 2026 | 17 |  |  |  | 70.1644 | 1
| Zone | South Orange County | 11 | Average Weekday | SCE | 1-in-10 | 2026 | 18 |  |  |  | 68.4656 | 1
| Zone | South Orange County | 11 | Average Weekday | SCE | 1-in-10 | 2026 | 19 |  |  |  | 66.4926 | 1
| Zone | South Orange County | 11 | Average Weekday | SCE | 1-in-10 | 2026 | 20 |  |  |  | 64.7972 | 1
| Zone | South Orange County | 11 | Average Weekday | SCE | 1-in-10 | 2026 | 21 |  |  |  | 63.4676 | 1
| Zone | South Orange County | 11 | Average Weekday | SCE | 1-in-10 | 2026 | 22 |  |  |  | 62.0872 | 1
| Zone | South Orange County | 11 | Average Weekday | SCE | 1-in-10 | 2026 | 23 |  |  |  | 60.8519 | 1
| Zone | South Orange County | 11 | Average Weekday | SCE | 1-in-10 | 2026 | 24 |  |  |  | 59.7972 | 1
| Zone | South Orange County | 11 | Monthly System Peak Day | SCE | 1-in-10 | 2026 | 1 |  |  |  | 69.45 | 1
| Zone | South Orange County | 11 | Monthly System Peak Day | SCE | 1-in-10 | 2026 | 2 |  |  |  | 68.3317 | 1
| Zone | South Orange County | 11 | Monthly System Peak Day | SCE | 1-in-10 | 2026 | 3 |  |  |  | 67.435 | 1
| Zone | South Orange County | 11 | Monthly System Peak Day | SCE | 1-in-10 | 2026 | 4 |  |  |  | 66.2533 | 1
| Zone | South Orange County | 11 | Monthly System Peak Day | SCE | 1-in-10 | 2026 | 5 |  |  |  | 65.7983 | 1
| Zone | South Orange County | 11 | Monthly System Peak Day | SCE | 1-in-10 | 2026 | 6 |  |  |  | 64.7267 | 1
| Zone | South Orange County | 11 | Monthly System Peak Day | SCE | 1-in-10 | 2026 | 7 |  |  |  | 64.8883 | 1
| Zone | South Orange County | 11 | Monthly System Peak Day | SCE | 1-in-10 | 2026 | 8 |  |  |  | 65.895 | 1
| Zone | South Orange County | 11 | Monthly System Peak Day | SCE | 1-in-10 | 2026 | 9 |  |  |  | 68.315 | 1
| Zone | South Orange County | 11 | Monthly System Peak Day | SCE | 1-in-10 | 2026 | 10 |  |  |  | 72.92 | 1
| Zone | South Orange County | 11 | Monthly System Peak Day | SCE | 1-in-10 | 2026 | 11 |  |  |  | 80.5 | 1
| Zone | South Orange County | 11 | Monthly System Peak Day | SCE | 1-in-10 | 2026 | 12 |  |  |  | 86.7 | 1
| Zone | South Orange County | 11 | Monthly System Peak Day | SCE | 1-in-10 | 2026 | 13 |  |  |  | 90.5667 | 1
| Zone | South Orange County | 11 | Monthly System Peak Day | SCE | 1-in-10 | 2026 | 14 |  |  |  | 92.2667 | 1
| Zone | South Orange County | 11 | Monthly System Peak Day | SCE | 1-in-10 | 2026 | 15 |  |  |  | 92.5667 | 1
| Zone | South Orange County | 11 | Monthly System Peak Day | SCE | 1-in-10 | 2026 | 16 |  |  |  | 91.8333 | 1
| Zone | South Orange County | 11 | Monthly System Peak Day | SCE | 1-in-10 | 2026 | 17 |  |  |  | 90.8333 | 1
| Zone | South Orange County | 11 | Monthly System Peak Day | SCE | 1-in-10 | 2026 | 18 |  |  |  | 89.0667 | 1
| Zone | South Orange County | 11 | Monthly System Peak Day | SCE | 1-in-10 | 2026 | 19 |  |  |  | 86.4833 | 1
| Zone | South Orange County | 11 | Monthly System Peak Day | SCE | 1-in-10 | 2026 | 20 |  |  |  | 82 | 1
| Zone | South Orange County | 11 | Monthly System Peak Day | SCE | 1-in-10 | 2026 | 21 |  |  |  | 79.2 | 1
| Zone | South Orange County | 11 | Monthly System Peak Day | SCE | 1-in-10 | 2026 | 22 |  |  |  | 77.1 | 1
| Zone | South Orange County | 11 | Monthly System Peak Day | SCE | 1-in-10 | 2026 | 23 |  |  |  | 74.8 | 1
| Zone | South Orange County | 11 | Monthly System Peak Day | SCE | 1-in-10 | 2026 | 24 |  |  |  | 72.7667 | 1
| Zone | South Orange County | 12 | Average Weekday | SCE | 1-in-10 | 2026 | 1 |  |  |  | 51.8291 | 1
| Zone | South Orange County | 12 | Average Weekday | SCE | 1-in-10 | 2026 | 2 |  |  |  | 50.9499 | 1
| Zone | South Orange County | 12 | Average Weekday | SCE | 1-in-10 | 2026 | 3 |  |  |  | 50.0991 | 1
| Zone | South Orange County | 12 | Average Weekday | SCE | 1-in-10 | 2026 | 4 |  |  |  | 49.3577 | 1
| Zone | South Orange County | 12 | Average Weekday | SCE | 1-in-10 | 2026 | 5 |  |  |  | 48.6908 | 1
| Zone | South Orange County | 12 | Average Weekday | SCE | 1-in-10 | 2026 | 6 |  |  |  | 48.1454 | 1
| Zone | South Orange County | 12 | Average Weekday | SCE | 1-in-10 | 2026 | 7 |  |  |  | 47.9686 | 1
| Zone | South Orange County | 12 | Average Weekday | SCE | 1-in-10 | 2026 | 8 |  |  |  | 47.9584 | 1
| Zone | South Orange County | 12 | Average Weekday | SCE | 1-in-10 | 2026 | 9 |  |  |  | 49.005 | 1
| Zone | South Orange County | 12 | Average Weekday | SCE | 1-in-10 | 2026 | 10 |  |  |  | 52.1354 | 1
| Zone | South Orange County | 12 | Average Weekday | SCE | 1-in-10 | 2026 | 11 |  |  |  | 56.0031 | 1
| Zone | South Orange County | 12 | Average Weekday | SCE | 1-in-10 | 2026 | 12 |  |  |  | 59.2624 | 1
| Zone | South Orange County | 12 | Average Weekday | SCE | 1-in-10 | 2026 | 13 |  |  |  | 61.5066 | 1
| Zone | South Orange County | 12 | Average Weekday | SCE | 1-in-10 | 2026 | 14 |  |  |  | 62.8752 | 1
| Zone | South Orange County | 12 | Average Weekday | SCE | 1-in-10 | 2026 | 15 |  |  |  | 63.1948 | 1
| Zone | South Orange County | 12 | Average Weekday | SCE | 1-in-10 | 2026 | 16 |  |  |  | 62.9711 | 1
| Zone | South Orange County | 12 | Average Weekday | SCE | 1-in-10 | 2026 | 17 |  |  |  | 61.8362 | 1
| Zone | South Orange County | 12 | Average Weekday | SCE | 1-in-10 | 2026 | 18 |  |  |  | 59.9768 | 1
| Zone | South Orange County | 12 | Average Weekday | SCE | 1-in-10 | 2026 | 19 |  |  |  | 58.4232 | 1
| Zone | South Orange County | 12 | Average Weekday | SCE | 1-in-10 | 2026 | 20 |  |  |  | 57.4427 | 1
| Zone | South Orange County | 12 | Average Weekday | SCE | 1-in-10 | 2026 | 21 |  |  |  | 56.2781 | 1
| Zone | South Orange County | 12 | Average Weekday | SCE | 1-in-10 | 2026 | 22 |  |  |  | 55.1592 | 1
| Zone | South Orange County | 12 | Average Weekday | SCE | 1-in-10 | 2026 | 23 |  |  |  | 54.024 | 1
| Zone | South Orange County | 12 | Average Weekday | SCE | 1-in-10 | 2026 | 24 |  |  |  | 53.0568 | 1
| Zone | South Orange County | 12 | Monthly System Peak Day | SCE | 1-in-10 | 2026 | 1 |  |  |  | 45.5983 | 1
| Zone | South Orange County | 12 | Monthly System Peak Day | SCE | 1-in-10 | 2026 | 2 |  |  |  | 44.0583 | 1
| Zone | South Orange County | 12 | Monthly System Peak Day | SCE | 1-in-10 | 2026 | 3 |  |  |  | 42.7283 | 1
| Zone | South Orange County | 12 | Monthly System Peak Day | SCE | 1-in-10 | 2026 | 4 |  |  |  | 41.4067 | 1
| Zone | South Orange County | 12 | Monthly System Peak Day | SCE | 1-in-10 | 2026 | 5 |  |  |  | 40.1833 | 1
| Zone | South Orange County | 12 | Monthly System Peak Day | SCE | 1-in-10 | 2026 | 6 |  |  |  | 39.455 | 1
| Zone | South Orange County | 12 | Monthly System Peak Day | SCE | 1-in-10 | 2026 | 7 |  |  |  | 39.4983 | 1
| Zone | South Orange County | 12 | Monthly System Peak Day | SCE | 1-in-10 | 2026 | 8 |  |  |  | 40 | 1
| Zone | South Orange County | 12 | Monthly System Peak Day | SCE | 1-in-10 | 2026 | 9 |  |  |  | 41.15 | 1
| Zone | South Orange County | 12 | Monthly System Peak Day | SCE | 1-in-10 | 2026 | 10 |  |  |  | 45.9567 | 1
| Zone | South Orange County | 12 | Monthly System Peak Day | SCE | 1-in-10 | 2026 | 11 |  |  |  | 51.4333 | 1
| Zone | South Orange County | 12 | Monthly System Peak Day | SCE | 1-in-10 | 2026 | 12 |  |  |  | 53.555 | 1
| Zone | South Orange County | 12 | Monthly System Peak Day | SCE | 1-in-10 | 2026 | 13 |  |  |  | 54.46 | 1
| Zone | South Orange County | 12 | Monthly System Peak Day | SCE | 1-in-10 | 2026 | 14 |  |  |  | 55.6267 | 1
| Zone | South Orange County | 12 | Monthly System Peak Day | SCE | 1-in-10 | 2026 | 15 |  |  |  | 56.4667 | 1
| Zone | South Orange County | 12 | Monthly System Peak Day | SCE | 1-in-10 | 2026 | 16 |  |  |  | 56.5783 | 1
| Zone | South Orange County | 12 | Monthly System Peak Day | SCE | 1-in-10 | 2026 | 17 |  |  |  | 55.9683 | 1
| Zone | South Orange County | 12 | Monthly System Peak Day | SCE | 1-in-10 | 2026 | 18 |  |  |  | 54.3267 | 1
| Zone | South Orange County | 12 | Monthly System Peak Day | SCE | 1-in-10 | 2026 | 19 |  |  |  | 52.8067 | 1
| Zone | South Orange County | 12 | Monthly System Peak Day | SCE | 1-in-10 | 2026 | 20 |  |  |  | 51.9067 | 1
| Zone | South Orange County | 12 | Monthly System Peak Day | SCE | 1-in-10 | 2026 | 21 |  |  |  | 50.095 | 1
| Zone | South Orange County | 12 | Monthly System Peak Day | SCE | 1-in-10 | 2026 | 22 |  |  |  | 48.8883 | 1
| Zone | South Orange County | 12 | Monthly System Peak Day | SCE | 1-in-10 | 2026 | 23 |  |  |  | 48.9217 | 1
| Zone | South Orange County | 12 | Monthly System Peak Day | SCE | 1-in-10 | 2026 | 24 |  |  |  | 48.4717 | 1
| Zone | South Orange County | 1 | Average Weekday | SCE | 1-in-10 | 2027 | 1 |  |  |  | 52.18 | 1
| Zone | South Orange County | 1 | Average Weekday | SCE | 1-in-10 | 2027 | 2 |  |  |  | 51.3559 | 1
| Zone | South Orange County | 1 | Average Weekday | SCE | 1-in-10 | 2027 | 3 |  |  |  | 50.5879 | 1
| Zone | South Orange County | 1 | Average Weekday | SCE | 1-in-10 | 2027 | 4 |  |  |  | 49.7468 | 1
| Zone | South Orange County | 1 | Average Weekday | SCE | 1-in-10 | 2027 | 5 |  |  |  | 48.9691 | 1
| Zone | South Orange County | 1 | Average Weekday | SCE | 1-in-10 | 2027 | 6 |  |  |  | 48.4568 | 1
| Zone | South Orange County | 1 | Average Weekday | SCE | 1-in-10 | 2027 | 7 |  |  |  | 48.0644 | 1
| Zone | South Orange County | 1 | Average Weekday | SCE | 1-in-10 | 2027 | 8 |  |  |  | 48.0706 | 1
| Zone | South Orange County | 1 | Average Weekday | SCE | 1-in-10 | 2027 | 9 |  |  |  | 48.8383 | 1
| Zone | South Orange County | 1 | Average Weekday | SCE | 1-in-10 | 2027 | 10 |  |  |  | 51.6117 | 1
| Zone | South Orange County | 1 | Average Weekday | SCE | 1-in-10 | 2027 | 11 |  |  |  | 55.2199 | 1
| Zone | South Orange County | 1 | Average Weekday | SCE | 1-in-10 | 2027 | 12 |  |  |  | 58.4718 | 1
| Zone | South Orange County | 1 | Average Weekday | SCE | 1-in-10 | 2027 | 13 |  |  |  | 60.3987 | 1
| Zone | South Orange County | 1 | Average Weekday | SCE | 1-in-10 | 2027 | 14 |  |  |  | 61.7776 | 1
| Zone | South Orange County | 1 | Average Weekday | SCE | 1-in-10 | 2027 | 15 |  |  |  | 62.4536 | 1
| Zone | South Orange County | 1 | Average Weekday | SCE | 1-in-10 | 2027 | 16 |  |  |  | 62.3352 | 1
| Zone | South Orange County | 1 | Average Weekday | SCE | 1-in-10 | 2027 | 17 |  |  |  | 61.5598 | 1
| Zone | South Orange County | 1 | Average Weekday | SCE | 1-in-10 | 2027 | 18 |  |  |  | 60.0373 | 1
| Zone | South Orange County | 1 | Average Weekday | SCE | 1-in-10 | 2027 | 19 |  |  |  | 58.1541 | 1
| Zone | South Orange County | 1 | Average Weekday | SCE | 1-in-10 | 2027 | 20 |  |  |  | 56.898 | 1
| Zone | South Orange County | 1 | Average Weekday | SCE | 1-in-10 | 2027 | 21 |  |  |  | 55.8955 | 1
| Zone | South Orange County | 1 | Average Weekday | SCE | 1-in-10 | 2027 | 22 |  |  |  | 54.9898 | 1
| Zone | South Orange County | 1 | Average Weekday | SCE | 1-in-10 | 2027 | 23 |  |  |  | 53.956 | 1
| Zone | South Orange County | 1 | Average Weekday | SCE | 1-in-10 | 2027 | 24 |  |  |  | 53.0008 | 1
| Zone | South Orange County | 1 | Monthly System Peak Day | SCE | 1-in-10 | 2027 | 1 |  |  |  | 50.6717 | 1
| Zone | South Orange County | 1 | Monthly System Peak Day | SCE | 1-in-10 | 2027 | 2 |  |  |  | 50.575 | 1
| Zone | South Orange County | 1 | Monthly System Peak Day | SCE | 1-in-10 | 2027 | 3 |  |  |  | 49.6833 | 1
| Zone | South Orange County | 1 | Monthly System Peak Day | SCE | 1-in-10 | 2027 | 4 |  |  |  | 48.55 | 1
| Zone | South Orange County | 1 | Monthly System Peak Day | SCE | 1-in-10 | 2027 | 5 |  |  |  | 47.745 | 1
| Zone | South Orange County | 1 | Monthly System Peak Day | SCE | 1-in-10 | 2027 | 6 |  |  |  | 47.5733 | 1
| Zone | South Orange County | 1 | Monthly System Peak Day | SCE | 1-in-10 | 2027 | 7 |  |  |  | 47.095 | 1
| Zone | South Orange County | 1 | Monthly System Peak Day | SCE | 1-in-10 | 2027 | 8 |  |  |  | 46.6817 | 1
| Zone | South Orange County | 1 | Monthly System Peak Day | SCE | 1-in-10 | 2027 | 9 |  |  |  | 47.1483 | 1
| Zone | South Orange County | 1 | Monthly System Peak Day | SCE | 1-in-10 | 2027 | 10 |  |  |  | 49.035 | 1
| Zone | South Orange County | 1 | Monthly System Peak Day | SCE | 1-in-10 | 2027 | 11 |  |  |  | 51.7433 | 1
| Zone | South Orange County | 1 | Monthly System Peak Day | SCE | 1-in-10 | 2027 | 12 |  |  |  | 53.9167 | 1
| Zone | South Orange County | 1 | Monthly System Peak Day | SCE | 1-in-10 | 2027 | 13 |  |  |  | 53.6683 | 1
| Zone | South Orange County | 1 | Monthly System Peak Day | SCE | 1-in-10 | 2027 | 14 |  |  |  | 54.4617 | 1
| Zone | South Orange County | 1 | Monthly System Peak Day | SCE | 1-in-10 | 2027 | 15 |  |  |  | 54.5217 | 1
| Zone | South Orange County | 1 | Monthly System Peak Day | SCE | 1-in-10 | 2027 | 16 |  |  |  | 55.015 | 1
| Zone | South Orange County | 1 | Monthly System Peak Day | SCE | 1-in-10 | 2027 | 17 |  |  |  | 54.1817 | 1
| Zone | South Orange County | 1 | Monthly System Peak Day | SCE | 1-in-10 | 2027 | 18 |  |  |  | 52.8783 | 1
| Zone | South Orange County | 1 | Monthly System Peak Day | SCE | 1-in-10 | 2027 | 19 |  |  |  | 52.0433 | 1
| Zone | South Orange County | 1 | Monthly System Peak Day | SCE | 1-in-10 | 2027 | 20 |  |  |  | 50.77 | 1
| Zone | South Orange County | 1 | Monthly System Peak Day | SCE | 1-in-10 | 2027 | 21 |  |  |  | 50.4517 | 1
| Zone | South Orange County | 1 | Monthly System Peak Day | SCE | 1-in-10 | 2027 | 22 |  |  |  | 50.3117 | 1
| Zone | South Orange County | 1 | Monthly System Peak Day | SCE | 1-in-10 | 2027 | 23 |  |  |  | 49.6133 | 1
| Zone | South Orange County | 1 | Monthly System Peak Day | SCE | 1-in-10 | 2027 | 24 |  |  |  | 48.4417 | 1
| Zone | South Orange County | 2 | Average Weekday | SCE | 1-in-10 | 2027 | 1 |  |  |  | 57.1728 | 1
| Zone | South Orange County | 2 | Average Weekday | SCE | 1-in-10 | 2027 | 2 |  |  |  | 55.9963 | 1
| Zone | South Orange County | 2 | Average Weekday | SCE | 1-in-10 | 2027 | 3 |  |  |  | 54.9899 | 1
| Zone | South Orange County | 2 | Average Weekday | SCE | 1-in-10 | 2027 | 4 |  |  |  | 54.0712 | 1
| Zone | South Orange County | 2 | Average Weekday | SCE | 1-in-10 | 2027 | 5 |  |  |  | 53.3326 | 1
| Zone | South Orange County | 2 | Average Weekday | SCE | 1-in-10 | 2027 | 6 |  |  |  | 52.8625 | 1
| Zone | South Orange County | 2 | Average Weekday | SCE | 1-in-10 | 2027 | 7 |  |  |  | 52.5456 | 1
| Zone | South Orange County | 2 | Average Weekday | SCE | 1-in-10 | 2027 | 8 |  |  |  | 52.3425 | 1
| Zone | South Orange County | 2 | Average Weekday | SCE | 1-in-10 | 2027 | 9 |  |  |  | 54.079 | 1
| Zone | South Orange County | 2 | Average Weekday | SCE | 1-in-10 | 2027 | 10 |  |  |  | 58.1346 | 1
| Zone | South Orange County | 2 | Average Weekday | SCE | 1-in-10 | 2027 | 11 |  |  |  | 62.1138 | 1
| Zone | South Orange County | 2 | Average Weekday | SCE | 1-in-10 | 2027 | 12 |  |  |  | 65.3932 | 1
| Zone | South Orange County | 2 | Average Weekday | SCE | 1-in-10 | 2027 | 13 |  |  |  | 67.7289 | 1
| Zone | South Orange County | 2 | Average Weekday | SCE | 1-in-10 | 2027 | 14 |  |  |  | 69.3005 | 1
| Zone | South Orange County | 2 | Average Weekday | SCE | 1-in-10 | 2027 | 15 |  |  |  | 69.4832 | 1
| Zone | South Orange County | 2 | Average Weekday | SCE | 1-in-10 | 2027 | 16 |  |  |  | 69.1466 | 1
| Zone | South Orange County | 2 | Average Weekday | SCE | 1-in-10 | 2027 | 17 |  |  |  | 68.2018 | 1
| Zone | South Orange County | 2 | Average Weekday | SCE | 1-in-10 | 2027 | 18 |  |  |  | 66.7425 | 1
| Zone | South Orange County | 2 | Average Weekday | SCE | 1-in-10 | 2027 | 19 |  |  |  | 64.4017 | 1
| Zone | South Orange County | 2 | Average Weekday | SCE | 1-in-10 | 2027 | 20 |  |  |  | 62.4907 | 1
| Zone | South Orange County | 2 | Average Weekday | SCE | 1-in-10 | 2027 | 21 |  |  |  | 61.1236 | 1
| Zone | South Orange County | 2 | Average Weekday | SCE | 1-in-10 | 2027 | 22 |  |  |  | 60.0168 | 1
| Zone | South Orange County | 2 | Average Weekday | SCE | 1-in-10 | 2027 | 23 |  |  |  | 58.8033 | 1
| Zone | South Orange County | 2 | Average Weekday | SCE | 1-in-10 | 2027 | 24 |  |  |  | 57.6811 | 1
| Zone | South Orange County | 2 | Monthly System Peak Day | SCE | 1-in-10 | 2027 | 1 |  |  |  | 69.875 | 1
| Zone | South Orange County | 2 | Monthly System Peak Day | SCE | 1-in-10 | 2027 | 2 |  |  |  | 67.1867 | 1
| Zone | South Orange County | 2 | Monthly System Peak Day | SCE | 1-in-10 | 2027 | 3 |  |  |  | 65.6 | 1
| Zone | South Orange County | 2 | Monthly System Peak Day | SCE | 1-in-10 | 2027 | 4 |  |  |  | 63.5817 | 1
| Zone | South Orange County | 2 | Monthly System Peak Day | SCE | 1-in-10 | 2027 | 5 |  |  |  | 62.8183 | 1
| Zone | South Orange County | 2 | Monthly System Peak Day | SCE | 1-in-10 | 2027 | 6 |  |  |  | 61.14 | 1
| Zone | South Orange County | 2 | Monthly System Peak Day | SCE | 1-in-10 | 2027 | 7 |  |  |  | 62.4817 | 1
| Zone | South Orange County | 2 | Monthly System Peak Day | SCE | 1-in-10 | 2027 | 8 |  |  |  | 63.1117 | 1
| Zone | South Orange County | 2 | Monthly System Peak Day | SCE | 1-in-10 | 2027 | 9 |  |  |  | 63.85 | 1
| Zone | South Orange County | 2 | Monthly System Peak Day | SCE | 1-in-10 | 2027 | 10 |  |  |  | 69.4017 | 1
| Zone | South Orange County | 2 | Monthly System Peak Day | SCE | 1-in-10 | 2027 | 11 |  |  |  | 76.1333 | 1
| Zone | South Orange County | 2 | Monthly System Peak Day | SCE | 1-in-10 | 2027 | 12 |  |  |  | 79.65 | 1
| Zone | South Orange County | 2 | Monthly System Peak Day | SCE | 1-in-10 | 2027 | 13 |  |  |  | 83.2333 | 1
| Zone | South Orange County | 2 | Monthly System Peak Day | SCE | 1-in-10 | 2027 | 14 |  |  |  | 85.2667 | 1
| Zone | South Orange County | 2 | Monthly System Peak Day | SCE | 1-in-10 | 2027 | 15 |  |  |  | 85.2 | 1
| Zone | South Orange County | 2 | Monthly System Peak Day | SCE | 1-in-10 | 2027 | 16 |  |  |  | 84.1333 | 1
| Zone | South Orange County | 2 | Monthly System Peak Day | SCE | 1-in-10 | 2027 | 17 |  |  |  | 82.55 | 1
| Zone | South Orange County | 2 | Monthly System Peak Day | SCE | 1-in-10 | 2027 | 18 |  |  |  | 79.6667 | 1
| Zone | South Orange County | 2 | Monthly System Peak Day | SCE | 1-in-10 | 2027 | 19 |  |  |  | 75.95 | 1
| Zone | South Orange County | 2 | Monthly System Peak Day | SCE | 1-in-10 | 2027 | 20 |  |  |  | 73.2667 | 1
| Zone | South Orange County | 2 | Monthly System Peak Day | SCE | 1-in-10 | 2027 | 21 |  |  |  | 71.15 | 1
| Zone | South Orange County | 2 | Monthly System Peak Day | SCE | 1-in-10 | 2027 | 22 |  |  |  | 69.3367 | 1
| Zone | South Orange County | 2 | Monthly System Peak Day | SCE | 1-in-10 | 2027 | 23 |  |  |  | 67.1667 | 1
| Zone | South Orange County | 2 | Monthly System Peak Day | SCE | 1-in-10 | 2027 | 24 |  |  |  | 65.64 | 1
| Zone | South Orange County | 3 | Average Weekday | SCE | 1-in-10 | 2027 | 1 |  |  |  | 59.5281 | 1
| Zone | South Orange County | 3 | Average Weekday | SCE | 1-in-10 | 2027 | 2 |  |  |  | 58.5162 | 1
| Zone | South Orange County | 3 | Average Weekday | SCE | 1-in-10 | 2027 | 3 |  |  |  | 57.8131 | 1
| Zone | South Orange County | 3 | Average Weekday | SCE | 1-in-10 | 2027 | 4 |  |  |  | 57.0513 | 1
| Zone | South Orange County | 3 | Average Weekday | SCE | 1-in-10 | 2027 | 5 |  |  |  | 56.254 | 1
| Zone | South Orange County | 3 | Average Weekday | SCE | 1-in-10 | 2027 | 6 |  |  |  | 55.6438 | 1
| Zone | South Orange County | 3 | Average Weekday | SCE | 1-in-10 | 2027 | 7 |  |  |  | 55.2104 | 1
| Zone | South Orange County | 3 | Average Weekday | SCE | 1-in-10 | 2027 | 8 |  |  |  | 55.3983 | 1
| Zone | South Orange County | 3 | Average Weekday | SCE | 1-in-10 | 2027 | 9 |  |  |  | 56.9005 | 1
| Zone | South Orange County | 3 | Average Weekday | SCE | 1-in-10 | 2027 | 10 |  |  |  | 60.304 | 1
| Zone | South Orange County | 3 | Average Weekday | SCE | 1-in-10 | 2027 | 11 |  |  |  | 64.0885 | 1
| Zone | South Orange County | 3 | Average Weekday | SCE | 1-in-10 | 2027 | 12 |  |  |  | 67.5235 | 1
| Zone | South Orange County | 3 | Average Weekday | SCE | 1-in-10 | 2027 | 13 |  |  |  | 69.6426 | 1
| Zone | South Orange County | 3 | Average Weekday | SCE | 1-in-10 | 2027 | 14 |  |  |  | 71.0985 | 1
| Zone | South Orange County | 3 | Average Weekday | SCE | 1-in-10 | 2027 | 15 |  |  |  | 71.772 | 1
| Zone | South Orange County | 3 | Average Weekday | SCE | 1-in-10 | 2027 | 16 |  |  |  | 71.7488 | 1
| Zone | South Orange County | 3 | Average Weekday | SCE | 1-in-10 | 2027 | 17 |  |  |  | 71.0608 | 1
| Zone | South Orange County | 3 | Average Weekday | SCE | 1-in-10 | 2027 | 18 |  |  |  | 70.3526 | 1
| Zone | South Orange County | 3 | Average Weekday | SCE | 1-in-10 | 2027 | 19 |  |  |  | 69.0515 | 1
| Zone | South Orange County | 3 | Average Weekday | SCE | 1-in-10 | 2027 | 20 |  |  |  | 66.7791 | 1
| Zone | South Orange County | 3 | Average Weekday | SCE | 1-in-10 | 2027 | 21 |  |  |  | 64.5212 | 1
| Zone | South Orange County | 3 | Average Weekday | SCE | 1-in-10 | 2027 | 22 |  |  |  | 63.3651 | 1
| Zone | South Orange County | 3 | Average Weekday | SCE | 1-in-10 | 2027 | 23 |  |  |  | 62.5298 | 1
| Zone | South Orange County | 3 | Average Weekday | SCE | 1-in-10 | 2027 | 24 |  |  |  | 61.5761 | 1
| Zone | South Orange County | 3 | Monthly System Peak Day | SCE | 1-in-10 | 2027 | 1 |  |  |  | 66.2733 | 1
| Zone | South Orange County | 3 | Monthly System Peak Day | SCE | 1-in-10 | 2027 | 2 |  |  |  | 64.8367 | 1
| Zone | South Orange County | 3 | Monthly System Peak Day | SCE | 1-in-10 | 2027 | 3 |  |  |  | 63.785 | 1
| Zone | South Orange County | 3 | Monthly System Peak Day | SCE | 1-in-10 | 2027 | 4 |  |  |  | 62.55 | 1
| Zone | South Orange County | 3 | Monthly System Peak Day | SCE | 1-in-10 | 2027 | 5 |  |  |  | 61.4383 | 1
| Zone | South Orange County | 3 | Monthly System Peak Day | SCE | 1-in-10 | 2027 | 6 |  |  |  | 60.365 | 1
| Zone | South Orange County | 3 | Monthly System Peak Day | SCE | 1-in-10 | 2027 | 7 |  |  |  | 59.7667 | 1
| Zone | South Orange County | 3 | Monthly System Peak Day | SCE | 1-in-10 | 2027 | 8 |  |  |  | 59.93 | 1
| Zone | South Orange County | 3 | Monthly System Peak Day | SCE | 1-in-10 | 2027 | 9 |  |  |  | 61.73 | 1
| Zone | South Orange County | 3 | Monthly System Peak Day | SCE | 1-in-10 | 2027 | 10 |  |  |  | 66.1033 | 1
| Zone | South Orange County | 3 | Monthly System Peak Day | SCE | 1-in-10 | 2027 | 11 |  |  |  | 70.67 | 1
| Zone | South Orange County | 3 | Monthly System Peak Day | SCE | 1-in-10 | 2027 | 12 |  |  |  | 74.5833 | 1
| Zone | South Orange County | 3 | Monthly System Peak Day | SCE | 1-in-10 | 2027 | 13 |  |  |  | 77.1667 | 1
| Zone | South Orange County | 3 | Monthly System Peak Day | SCE | 1-in-10 | 2027 | 14 |  |  |  | 78.7333 | 1
| Zone | South Orange County | 3 | Monthly System Peak Day | SCE | 1-in-10 | 2027 | 15 |  |  |  | 80.65 | 1
| Zone | South Orange County | 3 | Monthly System Peak Day | SCE | 1-in-10 | 2027 | 16 |  |  |  | 80.3667 | 1
| Zone | South Orange County | 3 | Monthly System Peak Day | SCE | 1-in-10 | 2027 | 17 |  |  |  | 79.2167 | 1
| Zone | South Orange County | 3 | Monthly System Peak Day | SCE | 1-in-10 | 2027 | 18 |  |  |  | 77.6667 | 1
| Zone | South Orange County | 3 | Monthly System Peak Day | SCE | 1-in-10 | 2027 | 19 |  |  |  | 77.4167 | 1
| Zone | South Orange County | 3 | Monthly System Peak Day | SCE | 1-in-10 | 2027 | 20 |  |  |  | 75.7833 | 1
| Zone | South Orange County | 3 | Monthly System Peak Day | SCE | 1-in-10 | 2027 | 21 |  |  |  | 71.6167 | 1
| Zone | South Orange County | 3 | Monthly System Peak Day | SCE | 1-in-10 | 2027 | 22 |  |  |  | 68.7333 | 1
| Zone | South Orange County | 3 | Monthly System Peak Day | SCE | 1-in-10 | 2027 | 23 |  |  |  | 67.0083 | 1
| Zone | South Orange County | 3 | Monthly System Peak Day | SCE | 1-in-10 | 2027 | 24 |  |  |  | 65.2 | 1
| Zone | South Orange County | 4 | Average Weekday | SCE | 1-in-10 | 2027 | 1 |  |  |  | 60.1427 | 1
| Zone | South Orange County | 4 | Average Weekday | SCE | 1-in-10 | 2027 | 2 |  |  |  | 59.4313 | 1
| Zone | South Orange County | 4 | Average Weekday | SCE | 1-in-10 | 2027 | 3 |  |  |  | 58.7794 | 1
| Zone | South Orange County | 4 | Average Weekday | SCE | 1-in-10 | 2027 | 4 |  |  |  | 58.1455 | 1
| Zone | South Orange County | 4 | Average Weekday | SCE | 1-in-10 | 2027 | 5 |  |  |  | 57.6355 | 1
| Zone | South Orange County | 4 | Average Weekday | SCE | 1-in-10 | 2027 | 6 |  |  |  | 57.1555 | 1
| Zone | South Orange County | 4 | Average Weekday | SCE | 1-in-10 | 2027 | 7 |  |  |  | 56.7984 | 1
| Zone | South Orange County | 4 | Average Weekday | SCE | 1-in-10 | 2027 | 8 |  |  |  | 57.0153 | 1
| Zone | South Orange County | 4 | Average Weekday | SCE | 1-in-10 | 2027 | 9 |  |  |  | 58.743 | 1
| Zone | South Orange County | 4 | Average Weekday | SCE | 1-in-10 | 2027 | 10 |  |  |  | 61.5164 | 1
| Zone | South Orange County | 4 | Average Weekday | SCE | 1-in-10 | 2027 | 11 |  |  |  | 64.6445 | 1
| Zone | South Orange County | 4 | Average Weekday | SCE | 1-in-10 | 2027 | 12 |  |  |  | 67.6103 | 1
| Zone | South Orange County | 4 | Average Weekday | SCE | 1-in-10 | 2027 | 13 |  |  |  | 68.8765 | 1
| Zone | South Orange County | 4 | Average Weekday | SCE | 1-in-10 | 2027 | 14 |  |  |  | 69.8323 | 1
| Zone | South Orange County | 4 | Average Weekday | SCE | 1-in-10 | 2027 | 15 |  |  |  | 70.6038 | 1
| Zone | South Orange County | 4 | Average Weekday | SCE | 1-in-10 | 2027 | 16 |  |  |  | 71.1033 | 1
| Zone | South Orange County | 4 | Average Weekday | SCE | 1-in-10 | 2027 | 17 |  |  |  | 71.1831 | 1
| Zone | South Orange County | 4 | Average Weekday | SCE | 1-in-10 | 2027 | 18 |  |  |  | 70.6177 | 1
| Zone | South Orange County | 4 | Average Weekday | SCE | 1-in-10 | 2027 | 19 |  |  |  | 69.6302 | 1
| Zone | South Orange County | 4 | Average Weekday | SCE | 1-in-10 | 2027 | 20 |  |  |  | 67.8745 | 1
| Zone | South Orange County | 4 | Average Weekday | SCE | 1-in-10 | 2027 | 21 |  |  |  | 65.5068 | 1
| Zone | South Orange County | 4 | Average Weekday | SCE | 1-in-10 | 2027 | 22 |  |  |  | 63.9119 | 1
| Zone | South Orange County | 4 | Average Weekday | SCE | 1-in-10 | 2027 | 23 |  |  |  | 62.6733 | 1
| Zone | South Orange County | 4 | Average Weekday | SCE | 1-in-10 | 2027 | 24 |  |  |  | 61.6163 | 1
| Zone | South Orange County | 4 | Monthly System Peak Day | SCE | 1-in-10 | 2027 | 1 |  |  |  | 68.3283 | 1
| Zone | South Orange County | 4 | Monthly System Peak Day | SCE | 1-in-10 | 2027 | 2 |  |  |  | 68.8933 | 1
| Zone | South Orange County | 4 | Monthly System Peak Day | SCE | 1-in-10 | 2027 | 3 |  |  |  | 67.565 | 1
| Zone | South Orange County | 4 | Monthly System Peak Day | SCE | 1-in-10 | 2027 | 4 |  |  |  | 65.7083 | 1
| Zone | South Orange County | 4 | Monthly System Peak Day | SCE | 1-in-10 | 2027 | 5 |  |  |  | 64.5117 | 1
| Zone | South Orange County | 4 | Monthly System Peak Day | SCE | 1-in-10 | 2027 | 6 |  |  |  | 63.9117 | 1
| Zone | South Orange County | 4 | Monthly System Peak Day | SCE | 1-in-10 | 2027 | 7 |  |  |  | 63.59 | 1
| Zone | South Orange County | 4 | Monthly System Peak Day | SCE | 1-in-10 | 2027 | 8 |  |  |  | 63.3633 | 1
| Zone | South Orange County | 4 | Monthly System Peak Day | SCE | 1-in-10 | 2027 | 9 |  |  |  | 65.85 | 1
| Zone | South Orange County | 4 | Monthly System Peak Day | SCE | 1-in-10 | 2027 | 10 |  |  |  | 70.795 | 1
| Zone | South Orange County | 4 | Monthly System Peak Day | SCE | 1-in-10 | 2027 | 11 |  |  |  | 75.5667 | 1
| Zone | South Orange County | 4 | Monthly System Peak Day | SCE | 1-in-10 | 2027 | 12 |  |  |  | 79.0167 | 1
| Zone | South Orange County | 4 | Monthly System Peak Day | SCE | 1-in-10 | 2027 | 13 |  |  |  | 79.4167 | 1
| Zone | South Orange County | 4 | Monthly System Peak Day | SCE | 1-in-10 | 2027 | 14 |  |  |  | 79.7 | 1
| Zone | South Orange County | 4 | Monthly System Peak Day | SCE | 1-in-10 | 2027 | 15 |  |  |  | 80.2667 | 1
| Zone | South Orange County | 4 | Monthly System Peak Day | SCE | 1-in-10 | 2027 | 16 |  |  |  | 82.0333 | 1
| Zone | South Orange County | 4 | Monthly System Peak Day | SCE | 1-in-10 | 2027 | 17 |  |  |  | 82.1167 | 1
| Zone | South Orange County | 4 | Monthly System Peak Day | SCE | 1-in-10 | 2027 | 18 |  |  |  | 83.65 | 1
| Zone | South Orange County | 4 | Monthly System Peak Day | SCE | 1-in-10 | 2027 | 19 |  |  |  | 80.8167 | 1
| Zone | South Orange County | 4 | Monthly System Peak Day | SCE | 1-in-10 | 2027 | 20 |  |  |  | 74.45 | 1
| Zone | South Orange County | 4 | Monthly System Peak Day | SCE | 1-in-10 | 2027 | 21 |  |  |  | 68.7633 | 1
| Zone | South Orange County | 4 | Monthly System Peak Day | SCE | 1-in-10 | 2027 | 22 |  |  |  | 67.5867 | 1
| Zone | South Orange County | 4 | Monthly System Peak Day | SCE | 1-in-10 | 2027 | 23 |  |  |  | 67.035 | 1
| Zone | South Orange County | 4 | Monthly System Peak Day | SCE | 1-in-10 | 2027 | 24 |  |  |  | 66.09 | 1
| Zone | South Orange County | 5 | Average Weekday | SCE | 1-in-10 | 2027 | 1 |  |  |  | 63.6645 | 1
| Zone | South Orange County | 5 | Average Weekday | SCE | 1-in-10 | 2027 | 2 |  |  |  | 63.0442 | 1
| Zone | South Orange County | 5 | Average Weekday | SCE | 1-in-10 | 2027 | 3 |  |  |  | 62.628 | 1
| Zone | South Orange County | 5 | Average Weekday | SCE | 1-in-10 | 2027 | 4 |  |  |  | 62.226 | 1
| Zone | South Orange County | 5 | Average Weekday | SCE | 1-in-10 | 2027 | 5 |  |  |  | 61.8174 | 1
| Zone | South Orange County | 5 | Average Weekday | SCE | 1-in-10 | 2027 | 6 |  |  |  | 61.6734 | 1
| Zone | South Orange County | 5 | Average Weekday | SCE | 1-in-10 | 2027 | 7 |  |  |  | 61.397 | 1
| Zone | South Orange County | 5 | Average Weekday | SCE | 1-in-10 | 2027 | 8 |  |  |  | 61.9969 | 1
| Zone | South Orange County | 5 | Average Weekday | SCE | 1-in-10 | 2027 | 9 |  |  |  | 64.0083 | 1
| Zone | South Orange County | 5 | Average Weekday | SCE | 1-in-10 | 2027 | 10 |  |  |  | 66.8587 | 1
| Zone | South Orange County | 5 | Average Weekday | SCE | 1-in-10 | 2027 | 11 |  |  |  | 69.2524 | 1
| Zone | South Orange County | 5 | Average Weekday | SCE | 1-in-10 | 2027 | 12 |  |  |  | 71.168 | 1
| Zone | South Orange County | 5 | Average Weekday | SCE | 1-in-10 | 2027 | 13 |  |  |  | 72.297 | 1
| Zone | South Orange County | 5 | Average Weekday | SCE | 1-in-10 | 2027 | 14 |  |  |  | 73.148 | 1
| Zone | South Orange County | 5 | Average Weekday | SCE | 1-in-10 | 2027 | 15 |  |  |  | 73.976 | 1
| Zone | South Orange County | 5 | Average Weekday | SCE | 1-in-10 | 2027 | 16 |  |  |  | 74.1826 | 1
| Zone | South Orange County | 5 | Average Weekday | SCE | 1-in-10 | 2027 | 17 |  |  |  | 74.122 | 1
| Zone | South Orange County | 5 | Average Weekday | SCE | 1-in-10 | 2027 | 18 |  |  |  | 73.3027 | 1
| Zone | South Orange County | 5 | Average Weekday | SCE | 1-in-10 | 2027 | 19 |  |  |  | 72.369 | 1
| Zone | South Orange County | 5 | Average Weekday | SCE | 1-in-10 | 2027 | 20 |  |  |  | 70.709 | 1
| Zone | South Orange County | 5 | Average Weekday | SCE | 1-in-10 | 2027 | 21 |  |  |  | 68.2305 | 1
| Zone | South Orange County | 5 | Average Weekday | SCE | 1-in-10 | 2027 | 22 |  |  |  | 66.2595 | 1
| Zone | South Orange County | 5 | Average Weekday | SCE | 1-in-10 | 2027 | 23 |  |  |  | 65.0803 | 1
| Zone | South Orange County | 5 | Average Weekday | SCE | 1-in-10 | 2027 | 24 |  |  |  | 64.1396 | 1
| Zone | South Orange County | 5 | Monthly System Peak Day | SCE | 1-in-10 | 2027 | 1 |  |  |  | 70.7233 | 1
| Zone | South Orange County | 5 | Monthly System Peak Day | SCE | 1-in-10 | 2027 | 2 |  |  |  | 69.7867 | 1
| Zone | South Orange County | 5 | Monthly System Peak Day | SCE | 1-in-10 | 2027 | 3 |  |  |  | 68.9883 | 1
| Zone | South Orange County | 5 | Monthly System Peak Day | SCE | 1-in-10 | 2027 | 4 |  |  |  | 68.0967 | 1
| Zone | South Orange County | 5 | Monthly System Peak Day | SCE | 1-in-10 | 2027 | 5 |  |  |  | 67.4783 | 1
| Zone | South Orange County | 5 | Monthly System Peak Day | SCE | 1-in-10 | 2027 | 6 |  |  |  | 67.16 | 1
| Zone | South Orange County | 5 | Monthly System Peak Day | SCE | 1-in-10 | 2027 | 7 |  |  |  | 66.67 | 1
| Zone | South Orange County | 5 | Monthly System Peak Day | SCE | 1-in-10 | 2027 | 8 |  |  |  | 67.6783 | 1
| Zone | South Orange County | 5 | Monthly System Peak Day | SCE | 1-in-10 | 2027 | 9 |  |  |  | 72.7933 | 1
| Zone | South Orange County | 5 | Monthly System Peak Day | SCE | 1-in-10 | 2027 | 10 |  |  |  | 79.3333 | 1
| Zone | South Orange County | 5 | Monthly System Peak Day | SCE | 1-in-10 | 2027 | 11 |  |  |  | 84.2 | 1
| Zone | South Orange County | 5 | Monthly System Peak Day | SCE | 1-in-10 | 2027 | 12 |  |  |  | 88.4667 | 1
| Zone | South Orange County | 5 | Monthly System Peak Day | SCE | 1-in-10 | 2027 | 13 |  |  |  | 90.0333 | 1
| Zone | South Orange County | 5 | Monthly System Peak Day | SCE | 1-in-10 | 2027 | 14 |  |  |  | 89.8333 | 1
| Zone | South Orange County | 5 | Monthly System Peak Day | SCE | 1-in-10 | 2027 | 15 |  |  |  | 92.15 | 1
| Zone | South Orange County | 5 | Monthly System Peak Day | SCE | 1-in-10 | 2027 | 16 |  |  |  | 92.0167 | 1
| Zone | South Orange County | 5 | Monthly System Peak Day | SCE | 1-in-10 | 2027 | 17 |  |  |  | 91.8 | 1
| Zone | South Orange County | 5 | Monthly System Peak Day | SCE | 1-in-10 | 2027 | 18 |  |  |  | 90.4333 | 1
| Zone | South Orange County | 5 | Monthly System Peak Day | SCE | 1-in-10 | 2027 | 19 |  |  |  | 89.9167 | 1
| Zone | South Orange County | 5 | Monthly System Peak Day | SCE | 1-in-10 | 2027 | 20 |  |  |  | 87.0333 | 1
| Zone | South Orange County | 5 | Monthly System Peak Day | SCE | 1-in-10 | 2027 | 21 |  |  |  | 83.1833 | 1
| Zone | South Orange County | 5 | Monthly System Peak Day | SCE | 1-in-10 | 2027 | 22 |  |  |  | 79.8 | 1
| Zone | South Orange County | 5 | Monthly System Peak Day | SCE | 1-in-10 | 2027 | 23 |  |  |  | 76.7667 | 1
| Zone | South Orange County | 5 | Monthly System Peak Day | SCE | 1-in-10 | 2027 | 24 |  |  |  | 73.3367 | 1
| Zone | South Orange County | 6 | Average Weekday | SCE | 1-in-10 | 2027 | 1 |  |  |  | 64.8305 | 1
| Zone | South Orange County | 6 | Average Weekday | SCE | 1-in-10 | 2027 | 2 |  |  |  | 64.5677 | 1
| Zone | South Orange County | 6 | Average Weekday | SCE | 1-in-10 | 2027 | 3 |  |  |  | 64.3736 | 1
| Zone | South Orange County | 6 | Average Weekday | SCE | 1-in-10 | 2027 | 4 |  |  |  | 64.1311 | 1
| Zone | South Orange County | 6 | Average Weekday | SCE | 1-in-10 | 2027 | 5 |  |  |  | 63.9809 | 1
| Zone | South Orange County | 6 | Average Weekday | SCE | 1-in-10 | 2027 | 6 |  |  |  | 63.8758 | 1
| Zone | South Orange County | 6 | Average Weekday | SCE | 1-in-10 | 2027 | 7 |  |  |  | 63.8143 | 1
| Zone | South Orange County | 6 | Average Weekday | SCE | 1-in-10 | 2027 | 8 |  |  |  | 64.0327 | 1
| Zone | South Orange County | 6 | Average Weekday | SCE | 1-in-10 | 2027 | 9 |  |  |  | 64.9331 | 1
| Zone | South Orange County | 6 | Average Weekday | SCE | 1-in-10 | 2027 | 10 |  |  |  | 66.7504 | 1
| Zone | South Orange County | 6 | Average Weekday | SCE | 1-in-10 | 2027 | 11 |  |  |  | 69.068 | 1
| Zone | South Orange County | 6 | Average Weekday | SCE | 1-in-10 | 2027 | 12 |  |  |  | 70.8322 | 1
| Zone | South Orange County | 6 | Average Weekday | SCE | 1-in-10 | 2027 | 13 |  |  |  | 71.7878 | 1
| Zone | South Orange County | 6 | Average Weekday | SCE | 1-in-10 | 2027 | 14 |  |  |  | 72.1196 | 1
| Zone | South Orange County | 6 | Average Weekday | SCE | 1-in-10 | 2027 | 15 |  |  |  | 72.8228 | 1
| Zone | South Orange County | 6 | Average Weekday | SCE | 1-in-10 | 2027 | 16 |  |  |  | 73.7532 | 1
| Zone | South Orange County | 6 | Average Weekday | SCE | 1-in-10 | 2027 | 17 |  |  |  | 73.7854 | 1
| Zone | South Orange County | 6 | Average Weekday | SCE | 1-in-10 | 2027 | 18 |  |  |  | 73.2464 | 1
| Zone | South Orange County | 6 | Average Weekday | SCE | 1-in-10 | 2027 | 19 |  |  |  | 72.2489 | 1
| Zone | South Orange County | 6 | Average Weekday | SCE | 1-in-10 | 2027 | 20 |  |  |  | 70.5072 | 1
| Zone | South Orange County | 6 | Average Weekday | SCE | 1-in-10 | 2027 | 21 |  |  |  | 68.643 | 1
| Zone | South Orange County | 6 | Average Weekday | SCE | 1-in-10 | 2027 | 22 |  |  |  | 66.6989 | 1
| Zone | South Orange County | 6 | Average Weekday | SCE | 1-in-10 | 2027 | 23 |  |  |  | 65.7762 | 1
| Zone | South Orange County | 6 | Average Weekday | SCE | 1-in-10 | 2027 | 24 |  |  |  | 65.3146 | 1
| Zone | South Orange County | 6 | Monthly System Peak Day | SCE | 1-in-10 | 2027 | 1 |  |  |  | 69.4933 | 1
| Zone | South Orange County | 6 | Monthly System Peak Day | SCE | 1-in-10 | 2027 | 2 |  |  |  | 68.17 | 1
| Zone | South Orange County | 6 | Monthly System Peak Day | SCE | 1-in-10 | 2027 | 3 |  |  |  | 67.4867 | 1
| Zone | South Orange County | 6 | Monthly System Peak Day | SCE | 1-in-10 | 2027 | 4 |  |  |  | 67.555 | 1
| Zone | South Orange County | 6 | Monthly System Peak Day | SCE | 1-in-10 | 2027 | 5 |  |  |  | 66.5217 | 1
| Zone | South Orange County | 6 | Monthly System Peak Day | SCE | 1-in-10 | 2027 | 6 |  |  |  | 65.4483 | 1
| Zone | South Orange County | 6 | Monthly System Peak Day | SCE | 1-in-10 | 2027 | 7 |  |  |  | 64.825 | 1
| Zone | South Orange County | 6 | Monthly System Peak Day | SCE | 1-in-10 | 2027 | 8 |  |  |  | 65.605 | 1
| Zone | South Orange County | 6 | Monthly System Peak Day | SCE | 1-in-10 | 2027 | 9 |  |  |  | 68.4683 | 1
| Zone | South Orange County | 6 | Monthly System Peak Day | SCE | 1-in-10 | 2027 | 10 |  |  |  | 73.475 | 1
| Zone | South Orange County | 6 | Monthly System Peak Day | SCE | 1-in-10 | 2027 | 11 |  |  |  | 78.5033 | 1
| Zone | South Orange County | 6 | Monthly System Peak Day | SCE | 1-in-10 | 2027 | 12 |  |  |  | 78.9933 | 1
| Zone | South Orange County | 6 | Monthly System Peak Day | SCE | 1-in-10 | 2027 | 13 |  |  |  | 77.77 | 1
| Zone | South Orange County | 6 | Monthly System Peak Day | SCE | 1-in-10 | 2027 | 14 |  |  |  | 78.4433 | 1
| Zone | South Orange County | 6 | Monthly System Peak Day | SCE | 1-in-10 | 2027 | 15 |  |  |  | 80.8167 | 1
| Zone | South Orange County | 6 | Monthly System Peak Day | SCE | 1-in-10 | 2027 | 16 |  |  |  | 85.05 | 1
| Zone | South Orange County | 6 | Monthly System Peak Day | SCE | 1-in-10 | 2027 | 17 |  |  |  | 86.7667 | 1
| Zone | South Orange County | 6 | Monthly System Peak Day | SCE | 1-in-10 | 2027 | 18 |  |  |  | 86.55 | 1
| Zone | South Orange County | 6 | Monthly System Peak Day | SCE | 1-in-10 | 2027 | 19 |  |  |  | 82.1 | 1
| Zone | South Orange County | 6 | Monthly System Peak Day | SCE | 1-in-10 | 2027 | 20 |  |  |  | 75.1867 | 1
| Zone | South Orange County | 6 | Monthly System Peak Day | SCE | 1-in-10 | 2027 | 21 |  |  |  | 71.49 | 1
| Zone | South Orange County | 6 | Monthly System Peak Day | SCE | 1-in-10 | 2027 | 22 |  |  |  | 69.115 | 1
| Zone | South Orange County | 6 | Monthly System Peak Day | SCE | 1-in-10 | 2027 | 23 |  |  |  | 67.8333 | 1
| Zone | South Orange County | 6 | Monthly System Peak Day | SCE | 1-in-10 | 2027 | 24 |  |  |  | 67.1917 | 1
| Zone | South Orange County | 7 | Average Weekday | SCE | 1-in-10 | 2027 | 1 |  |  |  | 69.4461 | 1
| Zone | South Orange County | 7 | Average Weekday | SCE | 1-in-10 | 2027 | 2 |  |  |  | 69.086 | 1
| Zone | South Orange County | 7 | Average Weekday | SCE | 1-in-10 | 2027 | 3 |  |  |  | 68.7807 | 1
| Zone | South Orange County | 7 | Average Weekday | SCE | 1-in-10 | 2027 | 4 |  |  |  | 68.5325 | 1
| Zone | South Orange County | 7 | Average Weekday | SCE | 1-in-10 | 2027 | 5 |  |  |  | 68.3902 | 1
| Zone | South Orange County | 7 | Average Weekday | SCE | 1-in-10 | 2027 | 6 |  |  |  | 68.3303 | 1
| Zone | South Orange County | 7 | Average Weekday | SCE | 1-in-10 | 2027 | 7 |  |  |  | 68.2904 | 1
| Zone | South Orange County | 7 | Average Weekday | SCE | 1-in-10 | 2027 | 8 |  |  |  | 68.6719 | 1
| Zone | South Orange County | 7 | Average Weekday | SCE | 1-in-10 | 2027 | 9 |  |  |  | 70.0939 | 1
| Zone | South Orange County | 7 | Average Weekday | SCE | 1-in-10 | 2027 | 10 |  |  |  | 72.5596 | 1
| Zone | South Orange County | 7 | Average Weekday | SCE | 1-in-10 | 2027 | 11 |  |  |  | 75.3255 | 1
| Zone | South Orange County | 7 | Average Weekday | SCE | 1-in-10 | 2027 | 12 |  |  |  | 77.2332 | 1
| Zone | South Orange County | 7 | Average Weekday | SCE | 1-in-10 | 2027 | 13 |  |  |  | 78.0307 | 1
| Zone | South Orange County | 7 | Average Weekday | SCE | 1-in-10 | 2027 | 14 |  |  |  | 78.1088 | 1
| Zone | South Orange County | 7 | Average Weekday | SCE | 1-in-10 | 2027 | 15 |  |  |  | 78.888 | 1
| Zone | South Orange County | 7 | Average Weekday | SCE | 1-in-10 | 2027 | 16 |  |  |  | 79.4733 | 1
| Zone | South Orange County | 7 | Average Weekday | SCE | 1-in-10 | 2027 | 17 |  |  |  | 79.575 | 1
| Zone | South Orange County | 7 | Average Weekday | SCE | 1-in-10 | 2027 | 18 |  |  |  | 79.1003 | 1
| Zone | South Orange County | 7 | Average Weekday | SCE | 1-in-10 | 2027 | 19 |  |  |  | 78.1803 | 1
| Zone | South Orange County | 7 | Average Weekday | SCE | 1-in-10 | 2027 | 20 |  |  |  | 76.474 | 1
| Zone | South Orange County | 7 | Average Weekday | SCE | 1-in-10 | 2027 | 21 |  |  |  | 74.0284 | 1
| Zone | South Orange County | 7 | Average Weekday | SCE | 1-in-10 | 2027 | 22 |  |  |  | 71.8255 | 1
| Zone | South Orange County | 7 | Average Weekday | SCE | 1-in-10 | 2027 | 23 |  |  |  | 70.847 | 1
| Zone | South Orange County | 7 | Average Weekday | SCE | 1-in-10 | 2027 | 24 |  |  |  | 70.1921 | 1
| Zone | South Orange County | 7 | Monthly System Peak Day | SCE | 1-in-10 | 2027 | 1 |  |  |  | 71.6167 | 1
| Zone | South Orange County | 7 | Monthly System Peak Day | SCE | 1-in-10 | 2027 | 2 |  |  |  | 70.0867 | 1
| Zone | South Orange County | 7 | Monthly System Peak Day | SCE | 1-in-10 | 2027 | 3 |  |  |  | 69.2733 | 1
| Zone | South Orange County | 7 | Monthly System Peak Day | SCE | 1-in-10 | 2027 | 4 |  |  |  | 68.805 | 1
| Zone | South Orange County | 7 | Monthly System Peak Day | SCE | 1-in-10 | 2027 | 5 |  |  |  | 68.6233 | 1
| Zone | South Orange County | 7 | Monthly System Peak Day | SCE | 1-in-10 | 2027 | 6 |  |  |  | 68.5967 | 1
| Zone | South Orange County | 7 | Monthly System Peak Day | SCE | 1-in-10 | 2027 | 7 |  |  |  | 68.31 | 1
| Zone | South Orange County | 7 | Monthly System Peak Day | SCE | 1-in-10 | 2027 | 8 |  |  |  | 68.8167 | 1
| Zone | South Orange County | 7 | Monthly System Peak Day | SCE | 1-in-10 | 2027 | 9 |  |  |  | 71.4667 | 1
| Zone | South Orange County | 7 | Monthly System Peak Day | SCE | 1-in-10 | 2027 | 10 |  |  |  | 75.3833 | 1
| Zone | South Orange County | 7 | Monthly System Peak Day | SCE | 1-in-10 | 2027 | 11 |  |  |  | 81.2333 | 1
| Zone | South Orange County | 7 | Monthly System Peak Day | SCE | 1-in-10 | 2027 | 12 |  |  |  | 84.5833 | 1
| Zone | South Orange County | 7 | Monthly System Peak Day | SCE | 1-in-10 | 2027 | 13 |  |  |  | 87.1 | 1
| Zone | South Orange County | 7 | Monthly System Peak Day | SCE | 1-in-10 | 2027 | 14 |  |  |  | 89.7 | 1
| Zone | South Orange County | 7 | Monthly System Peak Day | SCE | 1-in-10 | 2027 | 15 |  |  |  | 94.0167 | 1
| Zone | South Orange County | 7 | Monthly System Peak Day | SCE | 1-in-10 | 2027 | 16 |  |  |  | 96.8667 | 1
| Zone | South Orange County | 7 | Monthly System Peak Day | SCE | 1-in-10 | 2027 | 17 |  |  |  | 98.65 | 1
| Zone | South Orange County | 7 | Monthly System Peak Day | SCE | 1-in-10 | 2027 | 18 |  |  |  | 99.0333 | 1
| Zone | South Orange County | 7 | Monthly System Peak Day | SCE | 1-in-10 | 2027 | 19 |  |  |  | 97.8333 | 1
| Zone | South Orange County | 7 | Monthly System Peak Day | SCE | 1-in-10 | 2027 | 20 |  |  |  | 94.8833 | 1
| Zone | South Orange County | 7 | Monthly System Peak Day | SCE | 1-in-10 | 2027 | 21 |  |  |  | 91.5833 | 1
| Zone | South Orange County | 7 | Monthly System Peak Day | SCE | 1-in-10 | 2027 | 22 |  |  |  | 83.9 | 1
| Zone | South Orange County | 7 | Monthly System Peak Day | SCE | 1-in-10 | 2027 | 23 |  |  |  | 79.7333 | 1
| Zone | South Orange County | 7 | Monthly System Peak Day | SCE | 1-in-10 | 2027 | 24 |  |  |  | 77.2333 | 1
| Zone | South Orange County | 8 | Average Weekday | SCE | 1-in-10 | 2027 | 1 |  |  |  | 70.3677 | 1
| Zone | South Orange County | 8 | Average Weekday | SCE | 1-in-10 | 2027 | 2 |  |  |  | 69.9409 | 1
| Zone | South Orange County | 8 | Average Weekday | SCE | 1-in-10 | 2027 | 3 |  |  |  | 69.6016 | 1
| Zone | South Orange County | 8 | Average Weekday | SCE | 1-in-10 | 2027 | 4 |  |  |  | 69.3505 | 1
| Zone | South Orange County | 8 | Average Weekday | SCE | 1-in-10 | 2027 | 5 |  |  |  | 69.1512 | 1
| Zone | South Orange County | 8 | Average Weekday | SCE | 1-in-10 | 2027 | 6 |  |  |  | 68.9962 | 1
| Zone | South Orange County | 8 | Average Weekday | SCE | 1-in-10 | 2027 | 7 |  |  |  | 68.9442 | 1
| Zone | South Orange County | 8 | Average Weekday | SCE | 1-in-10 | 2027 | 8 |  |  |  | 69.0716 | 1
| Zone | South Orange County | 8 | Average Weekday | SCE | 1-in-10 | 2027 | 9 |  |  |  | 70.417 | 1
| Zone | South Orange County | 8 | Average Weekday | SCE | 1-in-10 | 2027 | 10 |  |  |  | 72.8398 | 1
| Zone | South Orange County | 8 | Average Weekday | SCE | 1-in-10 | 2027 | 11 |  |  |  | 75.7373 | 1
| Zone | South Orange County | 8 | Average Weekday | SCE | 1-in-10 | 2027 | 12 |  |  |  | 78.0552 | 1
| Zone | South Orange County | 8 | Average Weekday | SCE | 1-in-10 | 2027 | 13 |  |  |  | 78.807 | 1
| Zone | South Orange County | 8 | Average Weekday | SCE | 1-in-10 | 2027 | 14 |  |  |  | 79.5915 | 1
| Zone | South Orange County | 8 | Average Weekday | SCE | 1-in-10 | 2027 | 15 |  |  |  | 80.3355 | 1
| Zone | South Orange County | 8 | Average Weekday | SCE | 1-in-10 | 2027 | 16 |  |  |  | 80.3471 | 1
| Zone | South Orange County | 8 | Average Weekday | SCE | 1-in-10 | 2027 | 17 |  |  |  | 80.2036 | 1
| Zone | South Orange County | 8 | Average Weekday | SCE | 1-in-10 | 2027 | 18 |  |  |  | 79.7014 | 1
| Zone | South Orange County | 8 | Average Weekday | SCE | 1-in-10 | 2027 | 19 |  |  |  | 78.4407 | 1
| Zone | South Orange County | 8 | Average Weekday | SCE | 1-in-10 | 2027 | 20 |  |  |  | 76.4672 | 1
| Zone | South Orange County | 8 | Average Weekday | SCE | 1-in-10 | 2027 | 21 |  |  |  | 73.8259 | 1
| Zone | South Orange County | 8 | Average Weekday | SCE | 1-in-10 | 2027 | 22 |  |  |  | 72.2143 | 1
| Zone | South Orange County | 8 | Average Weekday | SCE | 1-in-10 | 2027 | 23 |  |  |  | 71.629 | 1
| Zone | South Orange County | 8 | Average Weekday | SCE | 1-in-10 | 2027 | 24 |  |  |  | 71.1377 | 1
| Zone | South Orange County | 8 | Monthly System Peak Day | SCE | 1-in-10 | 2027 | 1 |  |  |  | 72.2533 | 1
| Zone | South Orange County | 8 | Monthly System Peak Day | SCE | 1-in-10 | 2027 | 2 |  |  |  | 71.9167 | 1
| Zone | South Orange County | 8 | Monthly System Peak Day | SCE | 1-in-10 | 2027 | 3 |  |  |  | 71.5533 | 1
| Zone | South Orange County | 8 | Monthly System Peak Day | SCE | 1-in-10 | 2027 | 4 |  |  |  | 71.0633 | 1
| Zone | South Orange County | 8 | Monthly System Peak Day | SCE | 1-in-10 | 2027 | 5 |  |  |  | 70.67 | 1
| Zone | South Orange County | 8 | Monthly System Peak Day | SCE | 1-in-10 | 2027 | 6 |  |  |  | 70.4067 | 1
| Zone | South Orange County | 8 | Monthly System Peak Day | SCE | 1-in-10 | 2027 | 7 |  |  |  | 70.1267 | 1
| Zone | South Orange County | 8 | Monthly System Peak Day | SCE | 1-in-10 | 2027 | 8 |  |  |  | 70.0033 | 1
| Zone | South Orange County | 8 | Monthly System Peak Day | SCE | 1-in-10 | 2027 | 9 |  |  |  | 72.0167 | 1
| Zone | South Orange County | 8 | Monthly System Peak Day | SCE | 1-in-10 | 2027 | 10 |  |  |  | 76.2667 | 1
| Zone | South Orange County | 8 | Monthly System Peak Day | SCE | 1-in-10 | 2027 | 11 |  |  |  | 80.7167 | 1
| Zone | South Orange County | 8 | Monthly System Peak Day | SCE | 1-in-10 | 2027 | 12 |  |  |  | 81.4167 | 1
| Zone | South Orange County | 8 | Monthly System Peak Day | SCE | 1-in-10 | 2027 | 13 |  |  |  | 80.9667 | 1
| Zone | South Orange County | 8 | Monthly System Peak Day | SCE | 1-in-10 | 2027 | 14 |  |  |  | 82.4333 | 1
| Zone | South Orange County | 8 | Monthly System Peak Day | SCE | 1-in-10 | 2027 | 15 |  |  |  | 85.05 | 1
| Zone | South Orange County | 8 | Monthly System Peak Day | SCE | 1-in-10 | 2027 | 16 |  |  |  | 86.9167 | 1
| Zone | South Orange County | 8 | Monthly System Peak Day | SCE | 1-in-10 | 2027 | 17 |  |  |  | 87.55 | 1
| Zone | South Orange County | 8 | Monthly System Peak Day | SCE | 1-in-10 | 2027 | 18 |  |  |  | 86.6333 | 1
| Zone | South Orange County | 8 | Monthly System Peak Day | SCE | 1-in-10 | 2027 | 19 |  |  |  | 85.15 | 1
| Zone | South Orange County | 8 | Monthly System Peak Day | SCE | 1-in-10 | 2027 | 20 |  |  |  | 83.0667 | 1
| Zone | South Orange County | 8 | Monthly System Peak Day | SCE | 1-in-10 | 2027 | 21 |  |  |  | 79.1667 | 1
| Zone | South Orange County | 8 | Monthly System Peak Day | SCE | 1-in-10 | 2027 | 22 |  |  |  | 76.55 | 1
| Zone | South Orange County | 8 | Monthly System Peak Day | SCE | 1-in-10 | 2027 | 23 |  |  |  | 74.6333 | 1
| Zone | South Orange County | 8 | Monthly System Peak Day | SCE | 1-in-10 | 2027 | 24 |  |  |  | 73.5 | 1
| Zone | South Orange County | 8 | Typical Event Day | SCE | 1-in-10 | 2027 | 1 |  |  |  | 71.9242 | 1
| Zone | South Orange County | 8 | Typical Event Day | SCE | 1-in-10 | 2027 | 2 |  |  |  | 70.8933 | 1
| Zone | South Orange County | 8 | Typical Event Day | SCE | 1-in-10 | 2027 | 3 |  |  |  | 70.245 | 1
| Zone | South Orange County | 8 | Typical Event Day | SCE | 1-in-10 | 2027 | 4 |  |  |  | 70.0308 | 1
| Zone | South Orange County | 8 | Typical Event Day | SCE | 1-in-10 | 2027 | 5 |  |  |  | 69.5579 | 1
| Zone | South Orange County | 8 | Typical Event Day | SCE | 1-in-10 | 2027 | 6 |  |  |  | 69.1504 | 1
| Zone | South Orange County | 8 | Typical Event Day | SCE | 1-in-10 | 2027 | 7 |  |  |  | 68.7904 | 1
| Zone | South Orange County | 8 | Typical Event Day | SCE | 1-in-10 | 2027 | 8 |  |  |  | 69.1354 | 1
| Zone | South Orange County | 8 | Typical Event Day | SCE | 1-in-10 | 2027 | 9 |  |  |  | 71.4379 | 1
| Zone | South Orange County | 8 | Typical Event Day | SCE | 1-in-10 | 2027 | 10 |  |  |  | 75.7646 | 1
| Zone | South Orange County | 8 | Typical Event Day | SCE | 1-in-10 | 2027 | 11 |  |  |  | 80.9008 | 1
| Zone | South Orange County | 8 | Typical Event Day | SCE | 1-in-10 | 2027 | 12 |  |  |  | 82.915 | 1
| Zone | South Orange County | 8 | Typical Event Day | SCE | 1-in-10 | 2027 | 13 |  |  |  | 83.7217 | 1
| Zone | South Orange County | 8 | Typical Event Day | SCE | 1-in-10 | 2027 | 14 |  |  |  | 85.4817 | 1
| Zone | South Orange County | 8 | Typical Event Day | SCE | 1-in-10 | 2027 | 15 |  |  |  | 87.85 | 1
| Zone | South Orange County | 8 | Typical Event Day | SCE | 1-in-10 | 2027 | 16 |  |  |  | 90.3458 | 1
| Zone | South Orange County | 8 | Typical Event Day | SCE | 1-in-10 | 2027 | 17 |  |  |  | 91.5417 | 1
| Zone | South Orange County | 8 | Typical Event Day | SCE | 1-in-10 | 2027 | 18 |  |  |  | 91.4583 | 1
| Zone | South Orange County | 8 | Typical Event Day | SCE | 1-in-10 | 2027 | 19 |  |  |  | 89.3583 | 1
| Zone | South Orange County | 8 | Typical Event Day | SCE | 1-in-10 | 2027 | 20 |  |  |  | 85.5175 | 1
| Zone | South Orange County | 8 | Typical Event Day | SCE | 1-in-10 | 2027 | 21 |  |  |  | 81.5517 | 1
| Zone | South Orange County | 8 | Typical Event Day | SCE | 1-in-10 | 2027 | 22 |  |  |  | 78.4496 | 1
| Zone | South Orange County | 8 | Typical Event Day | SCE | 1-in-10 | 2027 | 23 |  |  |  | 76.3125 | 1
| Zone | South Orange County | 8 | Typical Event Day | SCE | 1-in-10 | 2027 | 24 |  |  |  | 74.7438 | 1
| Zone | South Orange County | 9 | Average Weekday | SCE | 1-in-10 | 2027 | 1 |  |  |  | 71.7479 | 1
| Zone | South Orange County | 9 | Average Weekday | SCE | 1-in-10 | 2027 | 2 |  |  |  | 71.1465 | 1
| Zone | South Orange County | 9 | Average Weekday | SCE | 1-in-10 | 2027 | 3 |  |  |  | 70.6301 | 1
| Zone | South Orange County | 9 | Average Weekday | SCE | 1-in-10 | 2027 | 4 |  |  |  | 70.1971 | 1
| Zone | South Orange County | 9 | Average Weekday | SCE | 1-in-10 | 2027 | 5 |  |  |  | 69.8707 | 1
| Zone | South Orange County | 9 | Average Weekday | SCE | 1-in-10 | 2027 | 6 |  |  |  | 69.5087 | 1
| Zone | South Orange County | 9 | Average Weekday | SCE | 1-in-10 | 2027 | 7 |  |  |  | 69.2601 | 1
| Zone | South Orange County | 9 | Average Weekday | SCE | 1-in-10 | 2027 | 8 |  |  |  | 69.177 | 1
| Zone | South Orange County | 9 | Average Weekday | SCE | 1-in-10 | 2027 | 9 |  |  |  | 70.2802 | 1
| Zone | South Orange County | 9 | Average Weekday | SCE | 1-in-10 | 2027 | 10 |  |  |  | 72.886 | 1
| Zone | South Orange County | 9 | Average Weekday | SCE | 1-in-10 | 2027 | 11 |  |  |  | 75.8762 | 1
| Zone | South Orange County | 9 | Average Weekday | SCE | 1-in-10 | 2027 | 12 |  |  |  | 78.4211 | 1
| Zone | South Orange County | 9 | Average Weekday | SCE | 1-in-10 | 2027 | 13 |  |  |  | 79.6325 | 1
| Zone | South Orange County | 9 | Average Weekday | SCE | 1-in-10 | 2027 | 14 |  |  |  | 80.3008 | 1
| Zone | South Orange County | 9 | Average Weekday | SCE | 1-in-10 | 2027 | 15 |  |  |  | 81.2714 | 1
| Zone | South Orange County | 9 | Average Weekday | SCE | 1-in-10 | 2027 | 16 |  |  |  | 81.5167 | 1
| Zone | South Orange County | 9 | Average Weekday | SCE | 1-in-10 | 2027 | 17 |  |  |  | 81.431 | 1
| Zone | South Orange County | 9 | Average Weekday | SCE | 1-in-10 | 2027 | 18 |  |  |  | 80.6365 | 1
| Zone | South Orange County | 9 | Average Weekday | SCE | 1-in-10 | 2027 | 19 |  |  |  | 79.223 | 1
| Zone | South Orange County | 9 | Average Weekday | SCE | 1-in-10 | 2027 | 20 |  |  |  | 77.0676 | 1
| Zone | South Orange County | 9 | Average Weekday | SCE | 1-in-10 | 2027 | 21 |  |  |  | 74.7656 | 1
| Zone | South Orange County | 9 | Average Weekday | SCE | 1-in-10 | 2027 | 22 |  |  |  | 73.7906 | 1
| Zone | South Orange County | 9 | Average Weekday | SCE | 1-in-10 | 2027 | 23 |  |  |  | 72.9166 | 1
| Zone | South Orange County | 9 | Average Weekday | SCE | 1-in-10 | 2027 | 24 |  |  |  | 72.1378 | 1
| Zone | South Orange County | 9 | Monthly System Peak Day | SCE | 1-in-10 | 2027 | 1 |  |  |  | 74.3333 | 1
| Zone | South Orange County | 9 | Monthly System Peak Day | SCE | 1-in-10 | 2027 | 2 |  |  |  | 73.4 | 1
| Zone | South Orange County | 9 | Monthly System Peak Day | SCE | 1-in-10 | 2027 | 3 |  |  |  | 72.6667 | 1
| Zone | South Orange County | 9 | Monthly System Peak Day | SCE | 1-in-10 | 2027 | 4 |  |  |  | 72.7 | 1
| Zone | South Orange County | 9 | Monthly System Peak Day | SCE | 1-in-10 | 2027 | 5 |  |  |  | 72.4167 | 1
| Zone | South Orange County | 9 | Monthly System Peak Day | SCE | 1-in-10 | 2027 | 6 |  |  |  | 72.15 | 1
| Zone | South Orange County | 9 | Monthly System Peak Day | SCE | 1-in-10 | 2027 | 7 |  |  |  | 71.9 | 1
| Zone | South Orange County | 9 | Monthly System Peak Day | SCE | 1-in-10 | 2027 | 8 |  |  |  | 72.1167 | 1
| Zone | South Orange County | 9 | Monthly System Peak Day | SCE | 1-in-10 | 2027 | 9 |  |  |  | 73.8 | 1
| Zone | South Orange County | 9 | Monthly System Peak Day | SCE | 1-in-10 | 2027 | 10 |  |  |  | 77.9333 | 1
| Zone | South Orange County | 9 | Monthly System Peak Day | SCE | 1-in-10 | 2027 | 11 |  |  |  | 83.15 | 1
| Zone | South Orange County | 9 | Monthly System Peak Day | SCE | 1-in-10 | 2027 | 12 |  |  |  | 86.6667 | 1
| Zone | South Orange County | 9 | Monthly System Peak Day | SCE | 1-in-10 | 2027 | 13 |  |  |  | 89.05 | 1
| Zone | South Orange County | 9 | Monthly System Peak Day | SCE | 1-in-10 | 2027 | 14 |  |  |  | 91.35 | 1
| Zone | South Orange County | 9 | Monthly System Peak Day | SCE | 1-in-10 | 2027 | 15 |  |  |  | 91.5167 | 1
| Zone | South Orange County | 9 | Monthly System Peak Day | SCE | 1-in-10 | 2027 | 16 |  |  |  | 92.55 | 1
| Zone | South Orange County | 9 | Monthly System Peak Day | SCE | 1-in-10 | 2027 | 17 |  |  |  | 93.2 | 1
| Zone | South Orange County | 9 | Monthly System Peak Day | SCE | 1-in-10 | 2027 | 18 |  |  |  | 93.6167 | 1
| Zone | South Orange County | 9 | Monthly System Peak Day | SCE | 1-in-10 | 2027 | 19 |  |  |  | 92.35 | 1
| Zone | South Orange County | 9 | Monthly System Peak Day | SCE | 1-in-10 | 2027 | 20 |  |  |  | 88.9333 | 1
| Zone | South Orange County | 9 | Monthly System Peak Day | SCE | 1-in-10 | 2027 | 21 |  |  |  | 83.9667 | 1
| Zone | South Orange County | 9 | Monthly System Peak Day | SCE | 1-in-10 | 2027 | 22 |  |  |  | 84.2333 | 1
| Zone | South Orange County | 9 | Monthly System Peak Day | SCE | 1-in-10 | 2027 | 23 |  |  |  | 83.05 | 1
| Zone | South Orange County | 9 | Monthly System Peak Day | SCE | 1-in-10 | 2027 | 24 |  |  |  | 81.05 | 1
| Zone | South Orange County | 10 | Average Weekday | SCE | 1-in-10 | 2027 | 1 |  |  |  | 69.118 | 1
| Zone | South Orange County | 10 | Average Weekday | SCE | 1-in-10 | 2027 | 2 |  |  |  | 68.5352 | 1
| Zone | South Orange County | 10 | Average Weekday | SCE | 1-in-10 | 2027 | 3 |  |  |  | 67.8411 | 1
| Zone | South Orange County | 10 | Average Weekday | SCE | 1-in-10 | 2027 | 4 |  |  |  | 67.235 | 1
| Zone | South Orange County | 10 | Average Weekday | SCE | 1-in-10 | 2027 | 5 |  |  |  | 66.6026 | 1
| Zone | South Orange County | 10 | Average Weekday | SCE | 1-in-10 | 2027 | 6 |  |  |  | 66.2633 | 1
| Zone | South Orange County | 10 | Average Weekday | SCE | 1-in-10 | 2027 | 7 |  |  |  | 65.9069 | 1
| Zone | South Orange County | 10 | Average Weekday | SCE | 1-in-10 | 2027 | 8 |  |  |  | 65.5926 | 1
| Zone | South Orange County | 10 | Average Weekday | SCE | 1-in-10 | 2027 | 9 |  |  |  | 65.9445 | 1
| Zone | South Orange County | 10 | Average Weekday | SCE | 1-in-10 | 2027 | 10 |  |  |  | 68.4825 | 1
| Zone | South Orange County | 10 | Average Weekday | SCE | 1-in-10 | 2027 | 11 |  |  |  | 71.8683 | 1
| Zone | South Orange County | 10 | Average Weekday | SCE | 1-in-10 | 2027 | 12 |  |  |  | 74.8892 | 1
| Zone | South Orange County | 10 | Average Weekday | SCE | 1-in-10 | 2027 | 13 |  |  |  | 77.3307 | 1
| Zone | South Orange County | 10 | Average Weekday | SCE | 1-in-10 | 2027 | 14 |  |  |  | 78.5737 | 1
| Zone | South Orange County | 10 | Average Weekday | SCE | 1-in-10 | 2027 | 15 |  |  |  | 79.2328 | 1
| Zone | South Orange County | 10 | Average Weekday | SCE | 1-in-10 | 2027 | 16 |  |  |  | 79.1279 | 1
| Zone | South Orange County | 10 | Average Weekday | SCE | 1-in-10 | 2027 | 17 |  |  |  | 78.8701 | 1
| Zone | South Orange County | 10 | Average Weekday | SCE | 1-in-10 | 2027 | 18 |  |  |  | 78.3056 | 1
| Zone | South Orange County | 10 | Average Weekday | SCE | 1-in-10 | 2027 | 19 |  |  |  | 76.8335 | 1
| Zone | South Orange County | 10 | Average Weekday | SCE | 1-in-10 | 2027 | 20 |  |  |  | 74.2791 | 1
| Zone | South Orange County | 10 | Average Weekday | SCE | 1-in-10 | 2027 | 21 |  |  |  | 72.6954 | 1
| Zone | South Orange County | 10 | Average Weekday | SCE | 1-in-10 | 2027 | 22 |  |  |  | 71.6686 | 1
| Zone | South Orange County | 10 | Average Weekday | SCE | 1-in-10 | 2027 | 23 |  |  |  | 70.7785 | 1
| Zone | South Orange County | 10 | Average Weekday | SCE | 1-in-10 | 2027 | 24 |  |  |  | 69.9095 | 1
| Zone | South Orange County | 10 | Monthly System Peak Day | SCE | 1-in-10 | 2027 | 1 |  |  |  | 77.2 | 1
| Zone | South Orange County | 10 | Monthly System Peak Day | SCE | 1-in-10 | 2027 | 2 |  |  |  | 79.3167 | 1
| Zone | South Orange County | 10 | Monthly System Peak Day | SCE | 1-in-10 | 2027 | 3 |  |  |  | 75.8667 | 1
| Zone | South Orange County | 10 | Monthly System Peak Day | SCE | 1-in-10 | 2027 | 4 |  |  |  | 75.9133 | 1
| Zone | South Orange County | 10 | Monthly System Peak Day | SCE | 1-in-10 | 2027 | 5 |  |  |  | 77.21 | 1
| Zone | South Orange County | 10 | Monthly System Peak Day | SCE | 1-in-10 | 2027 | 6 |  |  |  | 81.2067 | 1
| Zone | South Orange County | 10 | Monthly System Peak Day | SCE | 1-in-10 | 2027 | 7 |  |  |  | 80.5833 | 1
| Zone | South Orange County | 10 | Monthly System Peak Day | SCE | 1-in-10 | 2027 | 8 |  |  |  | 80.4983 | 1
| Zone | South Orange County | 10 | Monthly System Peak Day | SCE | 1-in-10 | 2027 | 9 |  |  |  | 80.59 | 1
| Zone | South Orange County | 10 | Monthly System Peak Day | SCE | 1-in-10 | 2027 | 10 |  |  |  | 83.0667 | 1
| Zone | South Orange County | 10 | Monthly System Peak Day | SCE | 1-in-10 | 2027 | 11 |  |  |  | 86.9 | 1
| Zone | South Orange County | 10 | Monthly System Peak Day | SCE | 1-in-10 | 2027 | 12 |  |  |  | 91.65 | 1
| Zone | South Orange County | 10 | Monthly System Peak Day | SCE | 1-in-10 | 2027 | 13 |  |  |  | 96.8833 | 1
| Zone | South Orange County | 10 | Monthly System Peak Day | SCE | 1-in-10 | 2027 | 14 |  |  |  | 99.5833 | 1
| Zone | South Orange County | 10 | Monthly System Peak Day | SCE | 1-in-10 | 2027 | 15 |  |  |  | 100.9833 | 1
| Zone | South Orange County | 10 | Monthly System Peak Day | SCE | 1-in-10 | 2027 | 16 |  |  |  | 100.3833 | 1
| Zone | South Orange County | 10 | Monthly System Peak Day | SCE | 1-in-10 | 2027 | 17 |  |  |  | 99.8 | 1
| Zone | South Orange County | 10 | Monthly System Peak Day | SCE | 1-in-10 | 2027 | 18 |  |  |  | 100.4167 | 1
| Zone | South Orange County | 10 | Monthly System Peak Day | SCE | 1-in-10 | 2027 | 19 |  |  |  | 99.3833 | 1
| Zone | South Orange County | 10 | Monthly System Peak Day | SCE | 1-in-10 | 2027 | 20 |  |  |  | 94.9833 | 1
| Zone | South Orange County | 10 | Monthly System Peak Day | SCE | 1-in-10 | 2027 | 21 |  |  |  | 90.7667 | 1
| Zone | South Orange County | 10 | Monthly System Peak Day | SCE | 1-in-10 | 2027 | 22 |  |  |  | 87.9167 | 1
| Zone | South Orange County | 10 | Monthly System Peak Day | SCE | 1-in-10 | 2027 | 23 |  |  |  | 86.4667 | 1
| Zone | South Orange County | 10 | Monthly System Peak Day | SCE | 1-in-10 | 2027 | 24 |  |  |  | 85.7 | 1
| Zone | South Orange County | 11 | Average Weekday | SCE | 1-in-10 | 2027 | 1 |  |  |  | 58.9397 | 1
| Zone | South Orange County | 11 | Average Weekday | SCE | 1-in-10 | 2027 | 2 |  |  |  | 57.9461 | 1
| Zone | South Orange County | 11 | Average Weekday | SCE | 1-in-10 | 2027 | 3 |  |  |  | 56.9995 | 1
| Zone | South Orange County | 11 | Average Weekday | SCE | 1-in-10 | 2027 | 4 |  |  |  | 56.0916 | 1
| Zone | South Orange County | 11 | Average Weekday | SCE | 1-in-10 | 2027 | 5 |  |  |  | 55.3154 | 1
| Zone | South Orange County | 11 | Average Weekday | SCE | 1-in-10 | 2027 | 6 |  |  |  | 54.6663 | 1
| Zone | South Orange County | 11 | Average Weekday | SCE | 1-in-10 | 2027 | 7 |  |  |  | 54.3493 | 1
| Zone | South Orange County | 11 | Average Weekday | SCE | 1-in-10 | 2027 | 8 |  |  |  | 54.1698 | 1
| Zone | South Orange County | 11 | Average Weekday | SCE | 1-in-10 | 2027 | 9 |  |  |  | 55.668 | 1
| Zone | South Orange County | 11 | Average Weekday | SCE | 1-in-10 | 2027 | 10 |  |  |  | 59.6793 | 1
| Zone | South Orange County | 11 | Average Weekday | SCE | 1-in-10 | 2027 | 11 |  |  |  | 64.0458 | 1
| Zone | South Orange County | 11 | Average Weekday | SCE | 1-in-10 | 2027 | 12 |  |  |  | 67.5321 | 1
| Zone | South Orange County | 11 | Average Weekday | SCE | 1-in-10 | 2027 | 13 |  |  |  | 69.9497 | 1
| Zone | South Orange County | 11 | Average Weekday | SCE | 1-in-10 | 2027 | 14 |  |  |  | 71.1228 | 1
| Zone | South Orange County | 11 | Average Weekday | SCE | 1-in-10 | 2027 | 15 |  |  |  | 71.3371 | 1
| Zone | South Orange County | 11 | Average Weekday | SCE | 1-in-10 | 2027 | 16 |  |  |  | 71.0195 | 1
| Zone | South Orange County | 11 | Average Weekday | SCE | 1-in-10 | 2027 | 17 |  |  |  | 70.1644 | 1
| Zone | South Orange County | 11 | Average Weekday | SCE | 1-in-10 | 2027 | 18 |  |  |  | 68.4656 | 1
| Zone | South Orange County | 11 | Average Weekday | SCE | 1-in-10 | 2027 | 19 |  |  |  | 66.4926 | 1
| Zone | South Orange County | 11 | Average Weekday | SCE | 1-in-10 | 2027 | 20 |  |  |  | 64.7972 | 1
| Zone | South Orange County | 11 | Average Weekday | SCE | 1-in-10 | 2027 | 21 |  |  |  | 63.4676 | 1
| Zone | South Orange County | 11 | Average Weekday | SCE | 1-in-10 | 2027 | 22 |  |  |  | 62.0872 | 1
| Zone | South Orange County | 11 | Average Weekday | SCE | 1-in-10 | 2027 | 23 |  |  |  | 60.8519 | 1
| Zone | South Orange County | 11 | Average Weekday | SCE | 1-in-10 | 2027 | 24 |  |  |  | 59.7972 | 1
| Zone | South Orange County | 11 | Monthly System Peak Day | SCE | 1-in-10 | 2027 | 1 |  |  |  | 69.45 | 1
| Zone | South Orange County | 11 | Monthly System Peak Day | SCE | 1-in-10 | 2027 | 2 |  |  |  | 68.3317 | 1
| Zone | South Orange County | 11 | Monthly System Peak Day | SCE | 1-in-10 | 2027 | 3 |  |  |  | 67.435 | 1
| Zone | South Orange County | 11 | Monthly System Peak Day | SCE | 1-in-10 | 2027 | 4 |  |  |  | 66.2533 | 1
| Zone | South Orange County | 11 | Monthly System Peak Day | SCE | 1-in-10 | 2027 | 5 |  |  |  | 65.7983 | 1
| Zone | South Orange County | 11 | Monthly System Peak Day | SCE | 1-in-10 | 2027 | 6 |  |  |  | 64.7267 | 1
| Zone | South Orange County | 11 | Monthly System Peak Day | SCE | 1-in-10 | 2027 | 7 |  |  |  | 64.8883 | 1
| Zone | South Orange County | 11 | Monthly System Peak Day | SCE | 1-in-10 | 2027 | 8 |  |  |  | 65.895 | 1
| Zone | South Orange County | 11 | Monthly System Peak Day | SCE | 1-in-10 | 2027 | 9 |  |  |  | 68.315 | 1
| Zone | South Orange County | 11 | Monthly System Peak Day | SCE | 1-in-10 | 2027 | 10 |  |  |  | 72.92 | 1
| Zone | South Orange County | 11 | Monthly System Peak Day | SCE | 1-in-10 | 2027 | 11 |  |  |  | 80.5 | 1
| Zone | South Orange County | 11 | Monthly System Peak Day | SCE | 1-in-10 | 2027 | 12 |  |  |  | 86.7 | 1
| Zone | South Orange County | 11 | Monthly System Peak Day | SCE | 1-in-10 | 2027 | 13 |  |  |  | 90.5667 | 1
| Zone | South Orange County | 11 | Monthly System Peak Day | SCE | 1-in-10 | 2027 | 14 |  |  |  | 92.2667 | 1
| Zone | South Orange County | 11 | Monthly System Peak Day | SCE | 1-in-10 | 2027 | 15 |  |  |  | 92.5667 | 1
| Zone | South Orange County | 11 | Monthly System Peak Day | SCE | 1-in-10 | 2027 | 16 |  |  |  | 91.8333 | 1
| Zone | South Orange County | 11 | Monthly System Peak Day | SCE | 1-in-10 | 2027 | 17 |  |  |  | 90.8333 | 1
| Zone | South Orange County | 11 | Monthly System Peak Day | SCE | 1-in-10 | 2027 | 18 |  |  |  | 89.0667 | 1
| Zone | South Orange County | 11 | Monthly System Peak Day | SCE | 1-in-10 | 2027 | 19 |  |  |  | 86.4833 | 1
| Zone | South Orange County | 11 | Monthly System Peak Day | SCE | 1-in-10 | 2027 | 20 |  |  |  | 82 | 1
| Zone | South Orange County | 11 | Monthly System Peak Day | SCE | 1-in-10 | 2027 | 21 |  |  |  | 79.2 | 1
| Zone | South Orange County | 11 | Monthly System Peak Day | SCE | 1-in-10 | 2027 | 22 |  |  |  | 77.1 | 1
| Zone | South Orange County | 11 | Monthly System Peak Day | SCE | 1-in-10 | 2027 | 23 |  |  |  | 74.8 | 1
| Zone | South Orange County | 11 | Monthly System Peak Day | SCE | 1-in-10 | 2027 | 24 |  |  |  | 72.7667 | 1
| Zone | South Orange County | 12 | Average Weekday | SCE | 1-in-10 | 2027 | 1 |  |  |  | 51.8291 | 1
| Zone | South Orange County | 12 | Average Weekday | SCE | 1-in-10 | 2027 | 2 |  |  |  | 50.9499 | 1
| Zone | South Orange County | 12 | Average Weekday | SCE | 1-in-10 | 2027 | 3 |  |  |  | 50.0991 | 1
| Zone | South Orange County | 12 | Average Weekday | SCE | 1-in-10 | 2027 | 4 |  |  |  | 49.3577 | 1
| Zone | South Orange County | 12 | Average Weekday | SCE | 1-in-10 | 2027 | 5 |  |  |  | 48.6908 | 1
| Zone | South Orange County | 12 | Average Weekday | SCE | 1-in-10 | 2027 | 6 |  |  |  | 48.1454 | 1
| Zone | South Orange County | 12 | Average Weekday | SCE | 1-in-10 | 2027 | 7 |  |  |  | 47.9686 | 1
| Zone | South Orange County | 12 | Average Weekday | SCE | 1-in-10 | 2027 | 8 |  |  |  | 47.9584 | 1
| Zone | South Orange County | 12 | Average Weekday | SCE | 1-in-10 | 2027 | 9 |  |  |  | 49.005 | 1
| Zone | South Orange County | 12 | Average Weekday | SCE | 1-in-10 | 2027 | 10 |  |  |  | 52.1354 | 1
| Zone | South Orange County | 12 | Average Weekday | SCE | 1-in-10 | 2027 | 11 |  |  |  | 56.0031 | 1
| Zone | South Orange County | 12 | Average Weekday | SCE | 1-in-10 | 2027 | 12 |  |  |  | 59.2624 | 1
| Zone | South Orange County | 12 | Average Weekday | SCE | 1-in-10 | 2027 | 13 |  |  |  | 61.5066 | 1
| Zone | South Orange County | 12 | Average Weekday | SCE | 1-in-10 | 2027 | 14 |  |  |  | 62.8752 | 1
| Zone | South Orange County | 12 | Average Weekday | SCE | 1-in-10 | 2027 | 15 |  |  |  | 63.1948 | 1
| Zone | South Orange County | 12 | Average Weekday | SCE | 1-in-10 | 2027 | 16 |  |  |  | 62.9711 | 1
| Zone | South Orange County | 12 | Average Weekday | SCE | 1-in-10 | 2027 | 17 |  |  |  | 61.8362 | 1
| Zone | South Orange County | 12 | Average Weekday | SCE | 1-in-10 | 2027 | 18 |  |  |  | 59.9768 | 1
| Zone | South Orange County | 12 | Average Weekday | SCE | 1-in-10 | 2027 | 19 |  |  |  | 58.4232 | 1
| Zone | South Orange County | 12 | Average Weekday | SCE | 1-in-10 | 2027 | 20 |  |  |  | 57.4427 | 1
| Zone | South Orange County | 12 | Average Weekday | SCE | 1-in-10 | 2027 | 21 |  |  |  | 56.2781 | 1
| Zone | South Orange County | 12 | Average Weekday | SCE | 1-in-10 | 2027 | 22 |  |  |  | 55.1592 | 1
| Zone | South Orange County | 12 | Average Weekday | SCE | 1-in-10 | 2027 | 23 |  |  |  | 54.024 | 1
| Zone | South Orange County | 12 | Average Weekday | SCE | 1-in-10 | 2027 | 24 |  |  |  | 53.0568 | 1
| Zone | South Orange County | 12 | Monthly System Peak Day | SCE | 1-in-10 | 2027 | 1 |  |  |  | 45.5983 | 1
| Zone | South Orange County | 12 | Monthly System Peak Day | SCE | 1-in-10 | 2027 | 2 |  |  |  | 44.0583 | 1
| Zone | South Orange County | 12 | Monthly System Peak Day | SCE | 1-in-10 | 2027 | 3 |  |  |  | 42.7283 | 1
| Zone | South Orange County | 12 | Monthly System Peak Day | SCE | 1-in-10 | 2027 | 4 |  |  |  | 41.4067 | 1
| Zone | South Orange County | 12 | Monthly System Peak Day | SCE | 1-in-10 | 2027 | 5 |  |  |  | 40.1833 | 1
| Zone | South Orange County | 12 | Monthly System Peak Day | SCE | 1-in-10 | 2027 | 6 |  |  |  | 39.455 | 1
| Zone | South Orange County | 12 | Monthly System Peak Day | SCE | 1-in-10 | 2027 | 7 |  |  |  | 39.4983 | 1
| Zone | South Orange County | 12 | Monthly System Peak Day | SCE | 1-in-10 | 2027 | 8 |  |  |  | 40 | 1
| Zone | South Orange County | 12 | Monthly System Peak Day | SCE | 1-in-10 | 2027 | 9 |  |  |  | 41.15 | 1
| Zone | South Orange County | 12 | Monthly System Peak Day | SCE | 1-in-10 | 2027 | 10 |  |  |  | 45.9567 | 1
| Zone | South Orange County | 12 | Monthly System Peak Day | SCE | 1-in-10 | 2027 | 11 |  |  |  | 51.4333 | 1
| Zone | South Orange County | 12 | Monthly System Peak Day | SCE | 1-in-10 | 2027 | 12 |  |  |  | 53.555 | 1
| Zone | South Orange County | 12 | Monthly System Peak Day | SCE | 1-in-10 | 2027 | 13 |  |  |  | 54.46 | 1
| Zone | South Orange County | 12 | Monthly System Peak Day | SCE | 1-in-10 | 2027 | 14 |  |  |  | 55.6267 | 1
| Zone | South Orange County | 12 | Monthly System Peak Day | SCE | 1-in-10 | 2027 | 15 |  |  |  | 56.4667 | 1
| Zone | South Orange County | 12 | Monthly System Peak Day | SCE | 1-in-10 | 2027 | 16 |  |  |  | 56.5783 | 1
| Zone | South Orange County | 12 | Monthly System Peak Day | SCE | 1-in-10 | 2027 | 17 |  |  |  | 55.9683 | 1
| Zone | South Orange County | 12 | Monthly System Peak Day | SCE | 1-in-10 | 2027 | 18 |  |  |  | 54.3267 | 1
| Zone | South Orange County | 12 | Monthly System Peak Day | SCE | 1-in-10 | 2027 | 19 |  |  |  | 52.8067 | 1
| Zone | South Orange County | 12 | Monthly System Peak Day | SCE | 1-in-10 | 2027 | 20 |  |  |  | 51.9067 | 1
| Zone | South Orange County | 12 | Monthly System Peak Day | SCE | 1-in-10 | 2027 | 21 |  |  |  | 50.095 | 1
| Zone | South Orange County | 12 | Monthly System Peak Day | SCE | 1-in-10 | 2027 | 22 |  |  |  | 48.8883 | 1
| Zone | South Orange County | 12 | Monthly System Peak Day | SCE | 1-in-10 | 2027 | 23 |  |  |  | 48.9217 | 1
| Zone | South Orange County | 12 | Monthly System Peak Day | SCE | 1-in-10 | 2027 | 24 |  |  |  | 48.4717 | 1
| Zone | South Orange County | 1 | Average Weekday | SCE | 1-in-10 | 2028 | 1 |  |  |  | 52.18 | 1
| Zone | South Orange County | 1 | Average Weekday | SCE | 1-in-10 | 2028 | 2 |  |  |  | 51.3559 | 1
| Zone | South Orange County | 1 | Average Weekday | SCE | 1-in-10 | 2028 | 3 |  |  |  | 50.5879 | 1
| Zone | South Orange County | 1 | Average Weekday | SCE | 1-in-10 | 2028 | 4 |  |  |  | 49.7468 | 1
| Zone | South Orange County | 1 | Average Weekday | SCE | 1-in-10 | 2028 | 5 |  |  |  | 48.9691 | 1
| Zone | South Orange County | 1 | Average Weekday | SCE | 1-in-10 | 2028 | 6 |  |  |  | 48.4568 | 1
| Zone | South Orange County | 1 | Average Weekday | SCE | 1-in-10 | 2028 | 7 |  |  |  | 48.0644 | 1
| Zone | South Orange County | 1 | Average Weekday | SCE | 1-in-10 | 2028 | 8 |  |  |  | 48.0706 | 1
| Zone | South Orange County | 1 | Average Weekday | SCE | 1-in-10 | 2028 | 9 |  |  |  | 48.8383 | 1
| Zone | South Orange County | 1 | Average Weekday | SCE | 1-in-10 | 2028 | 10 |  |  |  | 51.6117 | 1
| Zone | South Orange County | 1 | Average Weekday | SCE | 1-in-10 | 2028 | 11 |  |  |  | 55.2199 | 1
| Zone | South Orange County | 1 | Average Weekday | SCE | 1-in-10 | 2028 | 12 |  |  |  | 58.4718 | 1
| Zone | South Orange County | 1 | Average Weekday | SCE | 1-in-10 | 2028 | 13 |  |  |  | 60.3987 | 1
| Zone | South Orange County | 1 | Average Weekday | SCE | 1-in-10 | 2028 | 14 |  |  |  | 61.7776 | 1
| Zone | South Orange County | 1 | Average Weekday | SCE | 1-in-10 | 2028 | 15 |  |  |  | 62.4536 | 1
| Zone | South Orange County | 1 | Average Weekday | SCE | 1-in-10 | 2028 | 16 |  |  |  | 62.3352 | 1
| Zone | South Orange County | 1 | Average Weekday | SCE | 1-in-10 | 2028 | 17 |  |  |  | 61.5598 | 1
| Zone | South Orange County | 1 | Average Weekday | SCE | 1-in-10 | 2028 | 18 |  |  |  | 60.0373 | 1
| Zone | South Orange County | 1 | Average Weekday | SCE | 1-in-10 | 2028 | 19 |  |  |  | 58.1541 | 1
| Zone | South Orange County | 1 | Average Weekday | SCE | 1-in-10 | 2028 | 20 |  |  |  | 56.898 | 1
| Zone | South Orange County | 1 | Average Weekday | SCE | 1-in-10 | 2028 | 21 |  |  |  | 55.8955 | 1
| Zone | South Orange County | 1 | Average Weekday | SCE | 1-in-10 | 2028 | 22 |  |  |  | 54.9898 | 1
| Zone | South Orange County | 1 | Average Weekday | SCE | 1-in-10 | 2028 | 23 |  |  |  | 53.956 | 1
| Zone | South Orange County | 1 | Average Weekday | SCE | 1-in-10 | 2028 | 24 |  |  |  | 53.0008 | 1
| Zone | South Orange County | 1 | Monthly System Peak Day | SCE | 1-in-10 | 2028 | 1 |  |  |  | 50.6717 | 1
| Zone | South Orange County | 1 | Monthly System Peak Day | SCE | 1-in-10 | 2028 | 2 |  |  |  | 50.575 | 1
| Zone | South Orange County | 1 | Monthly System Peak Day | SCE | 1-in-10 | 2028 | 3 |  |  |  | 49.6833 | 1
| Zone | South Orange County | 1 | Monthly System Peak Day | SCE | 1-in-10 | 2028 | 4 |  |  |  | 48.55 | 1
| Zone | South Orange County | 1 | Monthly System Peak Day | SCE | 1-in-10 | 2028 | 5 |  |  |  | 47.745 | 1
| Zone | South Orange County | 1 | Monthly System Peak Day | SCE | 1-in-10 | 2028 | 6 |  |  |  | 47.5733 | 1
| Zone | South Orange County | 1 | Monthly System Peak Day | SCE | 1-in-10 | 2028 | 7 |  |  |  | 47.095 | 1
| Zone | South Orange County | 1 | Monthly System Peak Day | SCE | 1-in-10 | 2028 | 8 |  |  |  | 46.6817 | 1
| Zone | South Orange County | 1 | Monthly System Peak Day | SCE | 1-in-10 | 2028 | 9 |  |  |  | 47.1483 | 1
| Zone | South Orange County | 1 | Monthly System Peak Day | SCE | 1-in-10 | 2028 | 10 |  |  |  | 49.035 | 1
| Zone | South Orange County | 1 | Monthly System Peak Day | SCE | 1-in-10 | 2028 | 11 |  |  |  | 51.7433 | 1
| Zone | South Orange County | 1 | Monthly System Peak Day | SCE | 1-in-10 | 2028 | 12 |  |  |  | 53.9167 | 1
| Zone | South Orange County | 1 | Monthly System Peak Day | SCE | 1-in-10 | 2028 | 13 |  |  |  | 53.6683 | 1
| Zone | South Orange County | 1 | Monthly System Peak Day | SCE | 1-in-10 | 2028 | 14 |  |  |  | 54.4617 | 1
| Zone | South Orange County | 1 | Monthly System Peak Day | SCE | 1-in-10 | 2028 | 15 |  |  |  | 54.5217 | 1
| Zone | South Orange County | 1 | Monthly System Peak Day | SCE | 1-in-10 | 2028 | 16 |  |  |  | 55.015 | 1
| Zone | South Orange County | 1 | Monthly System Peak Day | SCE | 1-in-10 | 2028 | 17 |  |  |  | 54.1817 | 1
| Zone | South Orange County | 1 | Monthly System Peak Day | SCE | 1-in-10 | 2028 | 18 |  |  |  | 52.8783 | 1
| Zone | South Orange County | 1 | Monthly System Peak Day | SCE | 1-in-10 | 2028 | 19 |  |  |  | 52.0433 | 1
| Zone | South Orange County | 1 | Monthly System Peak Day | SCE | 1-in-10 | 2028 | 20 |  |  |  | 50.77 | 1
| Zone | South Orange County | 1 | Monthly System Peak Day | SCE | 1-in-10 | 2028 | 21 |  |  |  | 50.4517 | 1
| Zone | South Orange County | 1 | Monthly System Peak Day | SCE | 1-in-10 | 2028 | 22 |  |  |  | 50.3117 | 1
| Zone | South Orange County | 1 | Monthly System Peak Day | SCE | 1-in-10 | 2028 | 23 |  |  |  | 49.6133 | 1
| Zone | South Orange County | 1 | Monthly System Peak Day | SCE | 1-in-10 | 2028 | 24 |  |  |  | 48.4417 | 1
| Zone | South Orange County | 2 | Average Weekday | SCE | 1-in-10 | 2028 | 1 |  |  |  | 57.1728 | 1
| Zone | South Orange County | 2 | Average Weekday | SCE | 1-in-10 | 2028 | 2 |  |  |  | 55.9963 | 1
| Zone | South Orange County | 2 | Average Weekday | SCE | 1-in-10 | 2028 | 3 |  |  |  | 54.9899 | 1
| Zone | South Orange County | 2 | Average Weekday | SCE | 1-in-10 | 2028 | 4 |  |  |  | 54.0712 | 1
| Zone | South Orange County | 2 | Average Weekday | SCE | 1-in-10 | 2028 | 5 |  |  |  | 53.3326 | 1
| Zone | South Orange County | 2 | Average Weekday | SCE | 1-in-10 | 2028 | 6 |  |  |  | 52.8625 | 1
| Zone | South Orange County | 2 | Average Weekday | SCE | 1-in-10 | 2028 | 7 |  |  |  | 52.5456 | 1
| Zone | South Orange County | 2 | Average Weekday | SCE | 1-in-10 | 2028 | 8 |  |  |  | 52.3425 | 1
| Zone | South Orange County | 2 | Average Weekday | SCE | 1-in-10 | 2028 | 9 |  |  |  | 54.079 | 1
| Zone | South Orange County | 2 | Average Weekday | SCE | 1-in-10 | 2028 | 10 |  |  |  | 58.1346 | 1
| Zone | South Orange County | 2 | Average Weekday | SCE | 1-in-10 | 2028 | 11 |  |  |  | 62.1138 | 1
| Zone | South Orange County | 2 | Average Weekday | SCE | 1-in-10 | 2028 | 12 |  |  |  | 65.3932 | 1
| Zone | South Orange County | 2 | Average Weekday | SCE | 1-in-10 | 2028 | 13 |  |  |  | 67.7289 | 1
| Zone | South Orange County | 2 | Average Weekday | SCE | 1-in-10 | 2028 | 14 |  |  |  | 69.3005 | 1
| Zone | South Orange County | 2 | Average Weekday | SCE | 1-in-10 | 2028 | 15 |  |  |  | 69.4832 | 1
| Zone | South Orange County | 2 | Average Weekday | SCE | 1-in-10 | 2028 | 16 |  |  |  | 69.1466 | 1
| Zone | South Orange County | 2 | Average Weekday | SCE | 1-in-10 | 2028 | 17 |  |  |  | 68.2018 | 1
| Zone | South Orange County | 2 | Average Weekday | SCE | 1-in-10 | 2028 | 18 |  |  |  | 66.7425 | 1
| Zone | South Orange County | 2 | Average Weekday | SCE | 1-in-10 | 2028 | 19 |  |  |  | 64.4017 | 1
| Zone | South Orange County | 2 | Average Weekday | SCE | 1-in-10 | 2028 | 20 |  |  |  | 62.4907 | 1
| Zone | South Orange County | 2 | Average Weekday | SCE | 1-in-10 | 2028 | 21 |  |  |  | 61.1236 | 1
| Zone | South Orange County | 2 | Average Weekday | SCE | 1-in-10 | 2028 | 22 |  |  |  | 60.0168 | 1
| Zone | South Orange County | 2 | Average Weekday | SCE | 1-in-10 | 2028 | 23 |  |  |  | 58.8033 | 1
| Zone | South Orange County | 2 | Average Weekday | SCE | 1-in-10 | 2028 | 24 |  |  |  | 57.6811 | 1
| Zone | South Orange County | 2 | Monthly System Peak Day | SCE | 1-in-10 | 2028 | 1 |  |  |  | 69.875 | 1
| Zone | South Orange County | 2 | Monthly System Peak Day | SCE | 1-in-10 | 2028 | 2 |  |  |  | 67.1867 | 1
| Zone | South Orange County | 2 | Monthly System Peak Day | SCE | 1-in-10 | 2028 | 3 |  |  |  | 65.6 | 1
| Zone | South Orange County | 2 | Monthly System Peak Day | SCE | 1-in-10 | 2028 | 4 |  |  |  | 63.5817 | 1
| Zone | South Orange County | 2 | Monthly System Peak Day | SCE | 1-in-10 | 2028 | 5 |  |  |  | 62.8183 | 1
| Zone | South Orange County | 2 | Monthly System Peak Day | SCE | 1-in-10 | 2028 | 6 |  |  |  | 61.14 | 1
| Zone | South Orange County | 2 | Monthly System Peak Day | SCE | 1-in-10 | 2028 | 7 |  |  |  | 62.4817 | 1
| Zone | South Orange County | 2 | Monthly System Peak Day | SCE | 1-in-10 | 2028 | 8 |  |  |  | 63.1117 | 1
| Zone | South Orange County | 2 | Monthly System Peak Day | SCE | 1-in-10 | 2028 | 9 |  |  |  | 63.85 | 1
| Zone | South Orange County | 2 | Monthly System Peak Day | SCE | 1-in-10 | 2028 | 10 |  |  |  | 69.4017 | 1
| Zone | South Orange County | 2 | Monthly System Peak Day | SCE | 1-in-10 | 2028 | 11 |  |  |  | 76.1333 | 1
| Zone | South Orange County | 2 | Monthly System Peak Day | SCE | 1-in-10 | 2028 | 12 |  |  |  | 79.65 | 1
| Zone | South Orange County | 2 | Monthly System Peak Day | SCE | 1-in-10 | 2028 | 13 |  |  |  | 83.2333 | 1
| Zone | South Orange County | 2 | Monthly System Peak Day | SCE | 1-in-10 | 2028 | 14 |  |  |  | 85.2667 | 1
| Zone | South Orange County | 2 | Monthly System Peak Day | SCE | 1-in-10 | 2028 | 15 |  |  |  | 85.2 | 1
| Zone | South Orange County | 2 | Monthly System Peak Day | SCE | 1-in-10 | 2028 | 16 |  |  |  | 84.1333 | 1
| Zone | South Orange County | 2 | Monthly System Peak Day | SCE | 1-in-10 | 2028 | 17 |  |  |  | 82.55 | 1
| Zone | South Orange County | 2 | Monthly System Peak Day | SCE | 1-in-10 | 2028 | 18 |  |  |  | 79.6667 | 1
| Zone | South Orange County | 2 | Monthly System Peak Day | SCE | 1-in-10 | 2028 | 19 |  |  |  | 75.95 | 1
| Zone | South Orange County | 2 | Monthly System Peak Day | SCE | 1-in-10 | 2028 | 20 |  |  |  | 73.2667 | 1
| Zone | South Orange County | 2 | Monthly System Peak Day | SCE | 1-in-10 | 2028 | 21 |  |  |  | 71.15 | 1
| Zone | South Orange County | 2 | Monthly System Peak Day | SCE | 1-in-10 | 2028 | 22 |  |  |  | 69.3367 | 1
| Zone | South Orange County | 2 | Monthly System Peak Day | SCE | 1-in-10 | 2028 | 23 |  |  |  | 67.1667 | 1
| Zone | South Orange County | 2 | Monthly System Peak Day | SCE | 1-in-10 | 2028 | 24 |  |  |  | 65.64 | 1
| Zone | South Orange County | 3 | Average Weekday | SCE | 1-in-10 | 2028 | 1 |  |  |  | 59.5281 | 1
| Zone | South Orange County | 3 | Average Weekday | SCE | 1-in-10 | 2028 | 2 |  |  |  | 58.5162 | 1
| Zone | South Orange County | 3 | Average Weekday | SCE | 1-in-10 | 2028 | 3 |  |  |  | 57.8131 | 1
| Zone | South Orange County | 3 | Average Weekday | SCE | 1-in-10 | 2028 | 4 |  |  |  | 57.0513 | 1
| Zone | South Orange County | 3 | Average Weekday | SCE | 1-in-10 | 2028 | 5 |  |  |  | 56.254 | 1
| Zone | South Orange County | 3 | Average Weekday | SCE | 1-in-10 | 2028 | 6 |  |  |  | 55.6438 | 1
| Zone | South Orange County | 3 | Average Weekday | SCE | 1-in-10 | 2028 | 7 |  |  |  | 55.2104 | 1
| Zone | South Orange County | 3 | Average Weekday | SCE | 1-in-10 | 2028 | 8 |  |  |  | 55.3983 | 1
| Zone | South Orange County | 3 | Average Weekday | SCE | 1-in-10 | 2028 | 9 |  |  |  | 56.9005 | 1
| Zone | South Orange County | 3 | Average Weekday | SCE | 1-in-10 | 2028 | 10 |  |  |  | 60.304 | 1
| Zone | South Orange County | 3 | Average Weekday | SCE | 1-in-10 | 2028 | 11 |  |  |  | 64.0885 | 1
| Zone | South Orange County | 3 | Average Weekday | SCE | 1-in-10 | 2028 | 12 |  |  |  | 67.5235 | 1
| Zone | South Orange County | 3 | Average Weekday | SCE | 1-in-10 | 2028 | 13 |  |  |  | 69.6426 | 1
| Zone | South Orange County | 3 | Average Weekday | SCE | 1-in-10 | 2028 | 14 |  |  |  | 71.0985 | 1
| Zone | South Orange County | 3 | Average Weekday | SCE | 1-in-10 | 2028 | 15 |  |  |  | 71.772 | 1
| Zone | South Orange County | 3 | Average Weekday | SCE | 1-in-10 | 2028 | 16 |  |  |  | 71.7488 | 1
| Zone | South Orange County | 3 | Average Weekday | SCE | 1-in-10 | 2028 | 17 |  |  |  | 71.0608 | 1
| Zone | South Orange County | 3 | Average Weekday | SCE | 1-in-10 | 2028 | 18 |  |  |  | 70.3526 | 1
| Zone | South Orange County | 3 | Average Weekday | SCE | 1-in-10 | 2028 | 19 |  |  |  | 69.0515 | 1
| Zone | South Orange County | 3 | Average Weekday | SCE | 1-in-10 | 2028 | 20 |  |  |  | 66.7791 | 1
| Zone | South Orange County | 3 | Average Weekday | SCE | 1-in-10 | 2028 | 21 |  |  |  | 64.5212 | 1
| Zone | South Orange County | 3 | Average Weekday | SCE | 1-in-10 | 2028 | 22 |  |  |  | 63.3651 | 1
| Zone | South Orange County | 3 | Average Weekday | SCE | 1-in-10 | 2028 | 23 |  |  |  | 62.5298 | 1
| Zone | South Orange County | 3 | Average Weekday | SCE | 1-in-10 | 2028 | 24 |  |  |  | 61.5761 | 1
| Zone | South Orange County | 3 | Monthly System Peak Day | SCE | 1-in-10 | 2028 | 1 |  |  |  | 66.2733 | 1
| Zone | South Orange County | 3 | Monthly System Peak Day | SCE | 1-in-10 | 2028 | 2 |  |  |  | 64.8367 | 1
| Zone | South Orange County | 3 | Monthly System Peak Day | SCE | 1-in-10 | 2028 | 3 |  |  |  | 63.785 | 1
| Zone | South Orange County | 3 | Monthly System Peak Day | SCE | 1-in-10 | 2028 | 4 |  |  |  | 62.55 | 1
| Zone | South Orange County | 3 | Monthly System Peak Day | SCE | 1-in-10 | 2028 | 5 |  |  |  | 61.4383 | 1
| Zone | South Orange County | 3 | Monthly System Peak Day | SCE | 1-in-10 | 2028 | 6 |  |  |  | 60.365 | 1
| Zone | South Orange County | 3 | Monthly System Peak Day | SCE | 1-in-10 | 2028 | 7 |  |  |  | 59.7667 | 1
| Zone | South Orange County | 3 | Monthly System Peak Day | SCE | 1-in-10 | 2028 | 8 |  |  |  | 59.93 | 1
| Zone | South Orange County | 3 | Monthly System Peak Day | SCE | 1-in-10 | 2028 | 9 |  |  |  | 61.73 | 1
| Zone | South Orange County | 3 | Monthly System Peak Day | SCE | 1-in-10 | 2028 | 10 |  |  |  | 66.1033 | 1
| Zone | South Orange County | 3 | Monthly System Peak Day | SCE | 1-in-10 | 2028 | 11 |  |  |  | 70.67 | 1
| Zone | South Orange County | 3 | Monthly System Peak Day | SCE | 1-in-10 | 2028 | 12 |  |  |  | 74.5833 | 1
| Zone | South Orange County | 3 | Monthly System Peak Day | SCE | 1-in-10 | 2028 | 13 |  |  |  | 77.1667 | 1
| Zone | South Orange County | 3 | Monthly System Peak Day | SCE | 1-in-10 | 2028 | 14 |  |  |  | 78.7333 | 1
| Zone | South Orange County | 3 | Monthly System Peak Day | SCE | 1-in-10 | 2028 | 15 |  |  |  | 80.65 | 1
| Zone | South Orange County | 3 | Monthly System Peak Day | SCE | 1-in-10 | 2028 | 16 |  |  |  | 80.3667 | 1
| Zone | South Orange County | 3 | Monthly System Peak Day | SCE | 1-in-10 | 2028 | 17 |  |  |  | 79.2167 | 1
| Zone | South Orange County | 3 | Monthly System Peak Day | SCE | 1-in-10 | 2028 | 18 |  |  |  | 77.6667 | 1
| Zone | South Orange County | 3 | Monthly System Peak Day | SCE | 1-in-10 | 2028 | 19 |  |  |  | 77.4167 | 1
| Zone | South Orange County | 3 | Monthly System Peak Day | SCE | 1-in-10 | 2028 | 20 |  |  |  | 75.7833 | 1
| Zone | South Orange County | 3 | Monthly System Peak Day | SCE | 1-in-10 | 2028 | 21 |  |  |  | 71.6167 | 1
| Zone | South Orange County | 3 | Monthly System Peak Day | SCE | 1-in-10 | 2028 | 22 |  |  |  | 68.7333 | 1
| Zone | South Orange County | 3 | Monthly System Peak Day | SCE | 1-in-10 | 2028 | 23 |  |  |  | 67.0083 | 1
| Zone | South Orange County | 3 | Monthly System Peak Day | SCE | 1-in-10 | 2028 | 24 |  |  |  | 65.2 | 1
| Zone | South Orange County | 4 | Average Weekday | SCE | 1-in-10 | 2028 | 1 |  |  |  | 60.1427 | 1
| Zone | South Orange County | 4 | Average Weekday | SCE | 1-in-10 | 2028 | 2 |  |  |  | 59.4313 | 1
| Zone | South Orange County | 4 | Average Weekday | SCE | 1-in-10 | 2028 | 3 |  |  |  | 58.7794 | 1
| Zone | South Orange County | 4 | Average Weekday | SCE | 1-in-10 | 2028 | 4 |  |  |  | 58.1455 | 1
| Zone | South Orange County | 4 | Average Weekday | SCE | 1-in-10 | 2028 | 5 |  |  |  | 57.6355 | 1
| Zone | South Orange County | 4 | Average Weekday | SCE | 1-in-10 | 2028 | 6 |  |  |  | 57.1555 | 1
| Zone | South Orange County | 4 | Average Weekday | SCE | 1-in-10 | 2028 | 7 |  |  |  | 56.7984 | 1
| Zone | South Orange County | 4 | Average Weekday | SCE | 1-in-10 | 2028 | 8 |  |  |  | 57.0153 | 1
| Zone | South Orange County | 4 | Average Weekday | SCE | 1-in-10 | 2028 | 9 |  |  |  | 58.743 | 1
| Zone | South Orange County | 4 | Average Weekday | SCE | 1-in-10 | 2028 | 10 |  |  |  | 61.5164 | 1
| Zone | South Orange County | 4 | Average Weekday | SCE | 1-in-10 | 2028 | 11 |  |  |  | 64.6445 | 1
| Zone | South Orange County | 4 | Average Weekday | SCE | 1-in-10 | 2028 | 12 |  |  |  | 67.6103 | 1
| Zone | South Orange County | 4 | Average Weekday | SCE | 1-in-10 | 2028 | 13 |  |  |  | 68.8765 | 1
| Zone | South Orange County | 4 | Average Weekday | SCE | 1-in-10 | 2028 | 14 |  |  |  | 69.8323 | 1
| Zone | South Orange County | 4 | Average Weekday | SCE | 1-in-10 | 2028 | 15 |  |  |  | 70.6038 | 1
| Zone | South Orange County | 4 | Average Weekday | SCE | 1-in-10 | 2028 | 16 |  |  |  | 71.1033 | 1
| Zone | South Orange County | 4 | Average Weekday | SCE | 1-in-10 | 2028 | 17 |  |  |  | 71.1831 | 1
| Zone | South Orange County | 4 | Average Weekday | SCE | 1-in-10 | 2028 | 18 |  |  |  | 70.6177 | 1
| Zone | South Orange County | 4 | Average Weekday | SCE | 1-in-10 | 2028 | 19 |  |  |  | 69.6302 | 1
| Zone | South Orange County | 4 | Average Weekday | SCE | 1-in-10 | 2028 | 20 |  |  |  | 67.8745 | 1
| Zone | South Orange County | 4 | Average Weekday | SCE | 1-in-10 | 2028 | 21 |  |  |  | 65.5068 | 1
| Zone | South Orange County | 4 | Average Weekday | SCE | 1-in-10 | 2028 | 22 |  |  |  | 63.9119 | 1
| Zone | South Orange County | 4 | Average Weekday | SCE | 1-in-10 | 2028 | 23 |  |  |  | 62.6733 | 1
| Zone | South Orange County | 4 | Average Weekday | SCE | 1-in-10 | 2028 | 24 |  |  |  | 61.6163 | 1
| Zone | South Orange County | 4 | Monthly System Peak Day | SCE | 1-in-10 | 2028 | 1 |  |  |  | 68.3283 | 1
| Zone | South Orange County | 4 | Monthly System Peak Day | SCE | 1-in-10 | 2028 | 2 |  |  |  | 68.8933 | 1
| Zone | South Orange County | 4 | Monthly System Peak Day | SCE | 1-in-10 | 2028 | 3 |  |  |  | 67.565 | 1
| Zone | South Orange County | 4 | Monthly System Peak Day | SCE | 1-in-10 | 2028 | 4 |  |  |  | 65.7083 | 1
| Zone | South Orange County | 4 | Monthly System Peak Day | SCE | 1-in-10 | 2028 | 5 |  |  |  | 64.5117 | 1
| Zone | South Orange County | 4 | Monthly System Peak Day | SCE | 1-in-10 | 2028 | 6 |  |  |  | 63.9117 | 1
| Zone | South Orange County | 4 | Monthly System Peak Day | SCE | 1-in-10 | 2028 | 7 |  |  |  | 63.59 | 1
| Zone | South Orange County | 4 | Monthly System Peak Day | SCE | 1-in-10 | 2028 | 8 |  |  |  | 63.3633 | 1
| Zone | South Orange County | 4 | Monthly System Peak Day | SCE | 1-in-10 | 2028 | 9 |  |  |  | 65.85 | 1
| Zone | South Orange County | 4 | Monthly System Peak Day | SCE | 1-in-10 | 2028 | 10 |  |  |  | 70.795 | 1
| Zone | South Orange County | 4 | Monthly System Peak Day | SCE | 1-in-10 | 2028 | 11 |  |  |  | 75.5667 | 1
| Zone | South Orange County | 4 | Monthly System Peak Day | SCE | 1-in-10 | 2028 | 12 |  |  |  | 79.0167 | 1
| Zone | South Orange County | 4 | Monthly System Peak Day | SCE | 1-in-10 | 2028 | 13 |  |  |  | 79.4167 | 1
| Zone | South Orange County | 4 | Monthly System Peak Day | SCE | 1-in-10 | 2028 | 14 |  |  |  | 79.7 | 1
| Zone | South Orange County | 4 | Monthly System Peak Day | SCE | 1-in-10 | 2028 | 15 |  |  |  | 80.2667 | 1
| Zone | South Orange County | 4 | Monthly System Peak Day | SCE | 1-in-10 | 2028 | 16 |  |  |  | 82.0333 | 1
| Zone | South Orange County | 4 | Monthly System Peak Day | SCE | 1-in-10 | 2028 | 17 |  |  |  | 82.1167 | 1
| Zone | South Orange County | 4 | Monthly System Peak Day | SCE | 1-in-10 | 2028 | 18 |  |  |  | 83.65 | 1
| Zone | South Orange County | 4 | Monthly System Peak Day | SCE | 1-in-10 | 2028 | 19 |  |  |  | 80.8167 | 1
| Zone | South Orange County | 4 | Monthly System Peak Day | SCE | 1-in-10 | 2028 | 20 |  |  |  | 74.45 | 1
| Zone | South Orange County | 4 | Monthly System Peak Day | SCE | 1-in-10 | 2028 | 21 |  |  |  | 68.7633 | 1
| Zone | South Orange County | 4 | Monthly System Peak Day | SCE | 1-in-10 | 2028 | 22 |  |  |  | 67.5867 | 1
| Zone | South Orange County | 4 | Monthly System Peak Day | SCE | 1-in-10 | 2028 | 23 |  |  |  | 67.035 | 1
| Zone | South Orange County | 4 | Monthly System Peak Day | SCE | 1-in-10 | 2028 | 24 |  |  |  | 66.09 | 1
| Zone | South Orange County | 5 | Average Weekday | SCE | 1-in-10 | 2028 | 1 |  |  |  | 63.6645 | 1
| Zone | South Orange County | 5 | Average Weekday | SCE | 1-in-10 | 2028 | 2 |  |  |  | 63.0442 | 1
| Zone | South Orange County | 5 | Average Weekday | SCE | 1-in-10 | 2028 | 3 |  |  |  | 62.628 | 1
| Zone | South Orange County | 5 | Average Weekday | SCE | 1-in-10 | 2028 | 4 |  |  |  | 62.226 | 1
| Zone | South Orange County | 5 | Average Weekday | SCE | 1-in-10 | 2028 | 5 |  |  |  | 61.8174 | 1
| Zone | South Orange County | 5 | Average Weekday | SCE | 1-in-10 | 2028 | 6 |  |  |  | 61.6734 | 1
| Zone | South Orange County | 5 | Average Weekday | SCE | 1-in-10 | 2028 | 7 |  |  |  | 61.397 | 1
| Zone | South Orange County | 5 | Average Weekday | SCE | 1-in-10 | 2028 | 8 |  |  |  | 61.9969 | 1
| Zone | South Orange County | 5 | Average Weekday | SCE | 1-in-10 | 2028 | 9 |  |  |  | 64.0083 | 1
| Zone | South Orange County | 5 | Average Weekday | SCE | 1-in-10 | 2028 | 10 |  |  |  | 66.8587 | 1
| Zone | South Orange County | 5 | Average Weekday | SCE | 1-in-10 | 2028 | 11 |  |  |  | 69.2524 | 1
| Zone | South Orange County | 5 | Average Weekday | SCE | 1-in-10 | 2028 | 12 |  |  |  | 71.168 | 1
| Zone | South Orange County | 5 | Average Weekday | SCE | 1-in-10 | 2028 | 13 |  |  |  | 72.297 | 1
| Zone | South Orange County | 5 | Average Weekday | SCE | 1-in-10 | 2028 | 14 |  |  |  | 73.148 | 1
| Zone | South Orange County | 5 | Average Weekday | SCE | 1-in-10 | 2028 | 15 |  |  |  | 73.976 | 1
| Zone | South Orange County | 5 | Average Weekday | SCE | 1-in-10 | 2028 | 16 |  |  |  | 74.1826 | 1
| Zone | South Orange County | 5 | Average Weekday | SCE | 1-in-10 | 2028 | 17 |  |  |  | 74.122 | 1
| Zone | South Orange County | 5 | Average Weekday | SCE | 1-in-10 | 2028 | 18 |  |  |  | 73.3027 | 1
| Zone | South Orange County | 5 | Average Weekday | SCE | 1-in-10 | 2028 | 19 |  |  |  | 72.369 | 1
| Zone | South Orange County | 5 | Average Weekday | SCE | 1-in-10 | 2028 | 20 |  |  |  | 70.709 | 1
| Zone | South Orange County | 5 | Average Weekday | SCE | 1-in-10 | 2028 | 21 |  |  |  | 68.2305 | 1
| Zone | South Orange County | 5 | Average Weekday | SCE | 1-in-10 | 2028 | 22 |  |  |  | 66.2595 | 1
| Zone | South Orange County | 5 | Average Weekday | SCE | 1-in-10 | 2028 | 23 |  |  |  | 65.0803 | 1
| Zone | South Orange County | 5 | Average Weekday | SCE | 1-in-10 | 2028 | 24 |  |  |  | 64.1396 | 1
| Zone | South Orange County | 5 | Monthly System Peak Day | SCE | 1-in-10 | 2028 | 1 |  |  |  | 70.7233 | 1
| Zone | South Orange County | 5 | Monthly System Peak Day | SCE | 1-in-10 | 2028 | 2 |  |  |  | 69.7867 | 1
| Zone | South Orange County | 5 | Monthly System Peak Day | SCE | 1-in-10 | 2028 | 3 |  |  |  | 68.9883 | 1
| Zone | South Orange County | 5 | Monthly System Peak Day | SCE | 1-in-10 | 2028 | 4 |  |  |  | 68.0967 | 1
| Zone | South Orange County | 5 | Monthly System Peak Day | SCE | 1-in-10 | 2028 | 5 |  |  |  | 67.4783 | 1
| Zone | South Orange County | 5 | Monthly System Peak Day | SCE | 1-in-10 | 2028 | 6 |  |  |  | 67.16 | 1
| Zone | South Orange County | 5 | Monthly System Peak Day | SCE | 1-in-10 | 2028 | 7 |  |  |  | 66.67 | 1
| Zone | South Orange County | 5 | Monthly System Peak Day | SCE | 1-in-10 | 2028 | 8 |  |  |  | 67.6783 | 1
| Zone | South Orange County | 5 | Monthly System Peak Day | SCE | 1-in-10 | 2028 | 9 |  |  |  | 72.7933 | 1
| Zone | South Orange County | 5 | Monthly System Peak Day | SCE | 1-in-10 | 2028 | 10 |  |  |  | 79.3333 | 1
| Zone | South Orange County | 5 | Monthly System Peak Day | SCE | 1-in-10 | 2028 | 11 |  |  |  | 84.2 | 1
| Zone | South Orange County | 5 | Monthly System Peak Day | SCE | 1-in-10 | 2028 | 12 |  |  |  | 88.4667 | 1
| Zone | South Orange County | 5 | Monthly System Peak Day | SCE | 1-in-10 | 2028 | 13 |  |  |  | 90.0333 | 1
| Zone | South Orange County | 5 | Monthly System Peak Day | SCE | 1-in-10 | 2028 | 14 |  |  |  | 89.8333 | 1
| Zone | South Orange County | 5 | Monthly System Peak Day | SCE | 1-in-10 | 2028 | 15 |  |  |  | 92.15 | 1
| Zone | South Orange County | 5 | Monthly System Peak Day | SCE | 1-in-10 | 2028 | 16 |  |  |  | 92.0167 | 1
| Zone | South Orange County | 5 | Monthly System Peak Day | SCE | 1-in-10 | 2028 | 17 |  |  |  | 91.8 | 1
| Zone | South Orange County | 5 | Monthly System Peak Day | SCE | 1-in-10 | 2028 | 18 |  |  |  | 90.4333 | 1
| Zone | South Orange County | 5 | Monthly System Peak Day | SCE | 1-in-10 | 2028 | 19 |  |  |  | 89.9167 | 1
| Zone | South Orange County | 5 | Monthly System Peak Day | SCE | 1-in-10 | 2028 | 20 |  |  |  | 87.0333 | 1
| Zone | South Orange County | 5 | Monthly System Peak Day | SCE | 1-in-10 | 2028 | 21 |  |  |  | 83.1833 | 1
| Zone | South Orange County | 5 | Monthly System Peak Day | SCE | 1-in-10 | 2028 | 22 |  |  |  | 79.8 | 1
| Zone | South Orange County | 5 | Monthly System Peak Day | SCE | 1-in-10 | 2028 | 23 |  |  |  | 76.7667 | 1
| Zone | South Orange County | 5 | Monthly System Peak Day | SCE | 1-in-10 | 2028 | 24 |  |  |  | 73.3367 | 1
| Zone | South Orange County | 6 | Average Weekday | SCE | 1-in-10 | 2028 | 1 |  |  |  | 64.8305 | 1
| Zone | South Orange County | 6 | Average Weekday | SCE | 1-in-10 | 2028 | 2 |  |  |  | 64.5677 | 1
| Zone | South Orange County | 6 | Average Weekday | SCE | 1-in-10 | 2028 | 3 |  |  |  | 64.3736 | 1
| Zone | South Orange County | 6 | Average Weekday | SCE | 1-in-10 | 2028 | 4 |  |  |  | 64.1311 | 1
| Zone | South Orange County | 6 | Average Weekday | SCE | 1-in-10 | 2028 | 5 |  |  |  | 63.9809 | 1
| Zone | South Orange County | 6 | Average Weekday | SCE | 1-in-10 | 2028 | 6 |  |  |  | 63.8758 | 1
| Zone | South Orange County | 6 | Average Weekday | SCE | 1-in-10 | 2028 | 7 |  |  |  | 63.8143 | 1
| Zone | South Orange County | 6 | Average Weekday | SCE | 1-in-10 | 2028 | 8 |  |  |  | 64.0327 | 1
| Zone | South Orange County | 6 | Average Weekday | SCE | 1-in-10 | 2028 | 9 |  |  |  | 64.9331 | 1
| Zone | South Orange County | 6 | Average Weekday | SCE | 1-in-10 | 2028 | 10 |  |  |  | 66.7504 | 1
| Zone | South Orange County | 6 | Average Weekday | SCE | 1-in-10 | 2028 | 11 |  |  |  | 69.068 | 1
| Zone | South Orange County | 6 | Average Weekday | SCE | 1-in-10 | 2028 | 12 |  |  |  | 70.8322 | 1
| Zone | South Orange County | 6 | Average Weekday | SCE | 1-in-10 | 2028 | 13 |  |  |  | 71.7878 | 1
| Zone | South Orange County | 6 | Average Weekday | SCE | 1-in-10 | 2028 | 14 |  |  |  | 72.1196 | 1
| Zone | South Orange County | 6 | Average Weekday | SCE | 1-in-10 | 2028 | 15 |  |  |  | 72.8228 | 1
| Zone | South Orange County | 6 | Average Weekday | SCE | 1-in-10 | 2028 | 16 |  |  |  | 73.7532 | 1
| Zone | South Orange County | 6 | Average Weekday | SCE | 1-in-10 | 2028 | 17 |  |  |  | 73.7854 | 1
| Zone | South Orange County | 6 | Average Weekday | SCE | 1-in-10 | 2028 | 18 |  |  |  | 73.2464 | 1
| Zone | South Orange County | 6 | Average Weekday | SCE | 1-in-10 | 2028 | 19 |  |  |  | 72.2489 | 1
| Zone | South Orange County | 6 | Average Weekday | SCE | 1-in-10 | 2028 | 20 |  |  |  | 70.5072 | 1
| Zone | South Orange County | 6 | Average Weekday | SCE | 1-in-10 | 2028 | 21 |  |  |  | 68.643 | 1
| Zone | South Orange County | 6 | Average Weekday | SCE | 1-in-10 | 2028 | 22 |  |  |  | 66.6989 | 1
| Zone | South Orange County | 6 | Average Weekday | SCE | 1-in-10 | 2028 | 23 |  |  |  | 65.7762 | 1
| Zone | South Orange County | 6 | Average Weekday | SCE | 1-in-10 | 2028 | 24 |  |  |  | 65.3146 | 1
| Zone | South Orange County | 6 | Monthly System Peak Day | SCE | 1-in-10 | 2028 | 1 |  |  |  | 69.4933 | 1
| Zone | South Orange County | 6 | Monthly System Peak Day | SCE | 1-in-10 | 2028 | 2 |  |  |  | 68.17 | 1
| Zone | South Orange County | 6 | Monthly System Peak Day | SCE | 1-in-10 | 2028 | 3 |  |  |  | 67.4867 | 1
| Zone | South Orange County | 6 | Monthly System Peak Day | SCE | 1-in-10 | 2028 | 4 |  |  |  | 67.555 | 1
| Zone | South Orange County | 6 | Monthly System Peak Day | SCE | 1-in-10 | 2028 | 5 |  |  |  | 66.5217 | 1
| Zone | South Orange County | 6 | Monthly System Peak Day | SCE | 1-in-10 | 2028 | 6 |  |  |  | 65.4483 | 1
| Zone | South Orange County | 6 | Monthly System Peak Day | SCE | 1-in-10 | 2028 | 7 |  |  |  | 64.825 | 1
| Zone | South Orange County | 6 | Monthly System Peak Day | SCE | 1-in-10 | 2028 | 8 |  |  |  | 65.605 | 1
| Zone | South Orange County | 6 | Monthly System Peak Day | SCE | 1-in-10 | 2028 | 9 |  |  |  | 68.4683 | 1
| Zone | South Orange County | 6 | Monthly System Peak Day | SCE | 1-in-10 | 2028 | 10 |  |  |  | 73.475 | 1
| Zone | South Orange County | 6 | Monthly System Peak Day | SCE | 1-in-10 | 2028 | 11 |  |  |  | 78.5033 | 1
| Zone | South Orange County | 6 | Monthly System Peak Day | SCE | 1-in-10 | 2028 | 12 |  |  |  | 78.9933 | 1
| Zone | South Orange County | 6 | Monthly System Peak Day | SCE | 1-in-10 | 2028 | 13 |  |  |  | 77.77 | 1
| Zone | South Orange County | 6 | Monthly System Peak Day | SCE | 1-in-10 | 2028 | 14 |  |  |  | 78.4433 | 1
| Zone | South Orange County | 6 | Monthly System Peak Day | SCE | 1-in-10 | 2028 | 15 |  |  |  | 80.8167 | 1
| Zone | South Orange County | 6 | Monthly System Peak Day | SCE | 1-in-10 | 2028 | 16 |  |  |  | 85.05 | 1
| Zone | South Orange County | 6 | Monthly System Peak Day | SCE | 1-in-10 | 2028 | 17 |  |  |  | 86.7667 | 1
| Zone | South Orange County | 6 | Monthly System Peak Day | SCE | 1-in-10 | 2028 | 18 |  |  |  | 86.55 | 1
| Zone | South Orange County | 6 | Monthly System Peak Day | SCE | 1-in-10 | 2028 | 19 |  |  |  | 82.1 | 1
| Zone | South Orange County | 6 | Monthly System Peak Day | SCE | 1-in-10 | 2028 | 20 |  |  |  | 75.1867 | 1
| Zone | South Orange County | 6 | Monthly System Peak Day | SCE | 1-in-10 | 2028 | 21 |  |  |  | 71.49 | 1
| Zone | South Orange County | 6 | Monthly System Peak Day | SCE | 1-in-10 | 2028 | 22 |  |  |  | 69.115 | 1
| Zone | South Orange County | 6 | Monthly System Peak Day | SCE | 1-in-10 | 2028 | 23 |  |  |  | 67.8333 | 1
| Zone | South Orange County | 6 | Monthly System Peak Day | SCE | 1-in-10 | 2028 | 24 |  |  |  | 67.1917 | 1
| Zone | South Orange County | 7 | Average Weekday | SCE | 1-in-10 | 2028 | 1 |  |  |  | 69.4461 | 1
| Zone | South Orange County | 7 | Average Weekday | SCE | 1-in-10 | 2028 | 2 |  |  |  | 69.086 | 1
| Zone | South Orange County | 7 | Average Weekday | SCE | 1-in-10 | 2028 | 3 |  |  |  | 68.7807 | 1
| Zone | South Orange County | 7 | Average Weekday | SCE | 1-in-10 | 2028 | 4 |  |  |  | 68.5325 | 1
| Zone | South Orange County | 7 | Average Weekday | SCE | 1-in-10 | 2028 | 5 |  |  |  | 68.3902 | 1
| Zone | South Orange County | 7 | Average Weekday | SCE | 1-in-10 | 2028 | 6 |  |  |  | 68.3303 | 1
| Zone | South Orange County | 7 | Average Weekday | SCE | 1-in-10 | 2028 | 7 |  |  |  | 68.2904 | 1
| Zone | South Orange County | 7 | Average Weekday | SCE | 1-in-10 | 2028 | 8 |  |  |  | 68.6719 | 1
| Zone | South Orange County | 7 | Average Weekday | SCE | 1-in-10 | 2028 | 9 |  |  |  | 70.0939 | 1
| Zone | South Orange County | 7 | Average Weekday | SCE | 1-in-10 | 2028 | 10 |  |  |  | 72.5596 | 1
| Zone | South Orange County | 7 | Average Weekday | SCE | 1-in-10 | 2028 | 11 |  |  |  | 75.3255 | 1
| Zone | South Orange County | 7 | Average Weekday | SCE | 1-in-10 | 2028 | 12 |  |  |  | 77.2332 | 1
| Zone | South Orange County | 7 | Average Weekday | SCE | 1-in-10 | 2028 | 13 |  |  |  | 78.0307 | 1
| Zone | South Orange County | 7 | Average Weekday | SCE | 1-in-10 | 2028 | 14 |  |  |  | 78.1088 | 1
| Zone | South Orange County | 7 | Average Weekday | SCE | 1-in-10 | 2028 | 15 |  |  |  | 78.888 | 1
| Zone | South Orange County | 7 | Average Weekday | SCE | 1-in-10 | 2028 | 16 |  |  |  | 79.4733 | 1
| Zone | South Orange County | 7 | Average Weekday | SCE | 1-in-10 | 2028 | 17 |  |  |  | 79.575 | 1
| Zone | South Orange County | 7 | Average Weekday | SCE | 1-in-10 | 2028 | 18 |  |  |  | 79.1003 | 1
| Zone | South Orange County | 7 | Average Weekday | SCE | 1-in-10 | 2028 | 19 |  |  |  | 78.1803 | 1
| Zone | South Orange County | 7 | Average Weekday | SCE | 1-in-10 | 2028 | 20 |  |  |  | 76.474 | 1
| Zone | South Orange County | 7 | Average Weekday | SCE | 1-in-10 | 2028 | 21 |  |  |  | 74.0284 | 1
| Zone | South Orange County | 7 | Average Weekday | SCE | 1-in-10 | 2028 | 22 |  |  |  | 71.8255 | 1
| Zone | South Orange County | 7 | Average Weekday | SCE | 1-in-10 | 2028 | 23 |  |  |  | 70.847 | 1
| Zone | South Orange County | 7 | Average Weekday | SCE | 1-in-10 | 2028 | 24 |  |  |  | 70.1921 | 1
| Zone | South Orange County | 7 | Monthly System Peak Day | SCE | 1-in-10 | 2028 | 1 |  |  |  | 71.6167 | 1
| Zone | South Orange County | 7 | Monthly System Peak Day | SCE | 1-in-10 | 2028 | 2 |  |  |  | 70.0867 | 1
| Zone | South Orange County | 7 | Monthly System Peak Day | SCE | 1-in-10 | 2028 | 3 |  |  |  | 69.2733 | 1
| Zone | South Orange County | 7 | Monthly System Peak Day | SCE | 1-in-10 | 2028 | 4 |  |  |  | 68.805 | 1
| Zone | South Orange County | 7 | Monthly System Peak Day | SCE | 1-in-10 | 2028 | 5 |  |  |  | 68.6233 | 1
| Zone | South Orange County | 7 | Monthly System Peak Day | SCE | 1-in-10 | 2028 | 6 |  |  |  | 68.5967 | 1
| Zone | South Orange County | 7 | Monthly System Peak Day | SCE | 1-in-10 | 2028 | 7 |  |  |  | 68.31 | 1
| Zone | South Orange County | 7 | Monthly System Peak Day | SCE | 1-in-10 | 2028 | 8 |  |  |  | 68.8167 | 1
| Zone | South Orange County | 7 | Monthly System Peak Day | SCE | 1-in-10 | 2028 | 9 |  |  |  | 71.4667 | 1
| Zone | South Orange County | 7 | Monthly System Peak Day | SCE | 1-in-10 | 2028 | 10 |  |  |  | 75.3833 | 1
| Zone | South Orange County | 7 | Monthly System Peak Day | SCE | 1-in-10 | 2028 | 11 |  |  |  | 81.2333 | 1
| Zone | South Orange County | 7 | Monthly System Peak Day | SCE | 1-in-10 | 2028 | 12 |  |  |  | 84.5833 | 1
| Zone | South Orange County | 7 | Monthly System Peak Day | SCE | 1-in-10 | 2028 | 13 |  |  |  | 87.1 | 1
| Zone | South Orange County | 7 | Monthly System Peak Day | SCE | 1-in-10 | 2028 | 14 |  |  |  | 89.7 | 1
| Zone | South Orange County | 7 | Monthly System Peak Day | SCE | 1-in-10 | 2028 | 15 |  |  |  | 94.0167 | 1
| Zone | South Orange County | 7 | Monthly System Peak Day | SCE | 1-in-10 | 2028 | 16 |  |  |  | 96.8667 | 1
| Zone | South Orange County | 7 | Monthly System Peak Day | SCE | 1-in-10 | 2028 | 17 |  |  |  | 98.65 | 1
| Zone | South Orange County | 7 | Monthly System Peak Day | SCE | 1-in-10 | 2028 | 18 |  |  |  | 99.0333 | 1
| Zone | South Orange County | 7 | Monthly System Peak Day | SCE | 1-in-10 | 2028 | 19 |  |  |  | 97.8333 | 1
| Zone | South Orange County | 7 | Monthly System Peak Day | SCE | 1-in-10 | 2028 | 20 |  |  |  | 94.8833 | 1
| Zone | South Orange County | 7 | Monthly System Peak Day | SCE | 1-in-10 | 2028 | 21 |  |  |  | 91.5833 | 1
| Zone | South Orange County | 7 | Monthly System Peak Day | SCE | 1-in-10 | 2028 | 22 |  |  |  | 83.9 | 1
| Zone | South Orange County | 7 | Monthly System Peak Day | SCE | 1-in-10 | 2028 | 23 |  |  |  | 79.7333 | 1
| Zone | South Orange County | 7 | Monthly System Peak Day | SCE | 1-in-10 | 2028 | 24 |  |  |  | 77.2333 | 1
| Zone | South Orange County | 8 | Average Weekday | SCE | 1-in-10 | 2028 | 1 |  |  |  | 70.3677 | 1
| Zone | South Orange County | 8 | Average Weekday | SCE | 1-in-10 | 2028 | 2 |  |  |  | 69.9409 | 1
| Zone | South Orange County | 8 | Average Weekday | SCE | 1-in-10 | 2028 | 3 |  |  |  | 69.6016 | 1
| Zone | South Orange County | 8 | Average Weekday | SCE | 1-in-10 | 2028 | 4 |  |  |  | 69.3505 | 1
| Zone | South Orange County | 8 | Average Weekday | SCE | 1-in-10 | 2028 | 5 |  |  |  | 69.1512 | 1
| Zone | South Orange County | 8 | Average Weekday | SCE | 1-in-10 | 2028 | 6 |  |  |  | 68.9962 | 1
| Zone | South Orange County | 8 | Average Weekday | SCE | 1-in-10 | 2028 | 7 |  |  |  | 68.9442 | 1
| Zone | South Orange County | 8 | Average Weekday | SCE | 1-in-10 | 2028 | 8 |  |  |  | 69.0716 | 1
| Zone | South Orange County | 8 | Average Weekday | SCE | 1-in-10 | 2028 | 9 |  |  |  | 70.417 | 1
| Zone | South Orange County | 8 | Average Weekday | SCE | 1-in-10 | 2028 | 10 |  |  |  | 72.8398 | 1
| Zone | South Orange County | 8 | Average Weekday | SCE | 1-in-10 | 2028 | 11 |  |  |  | 75.7373 | 1
| Zone | South Orange County | 8 | Average Weekday | SCE | 1-in-10 | 2028 | 12 |  |  |  | 78.0552 | 1
| Zone | South Orange County | 8 | Average Weekday | SCE | 1-in-10 | 2028 | 13 |  |  |  | 78.807 | 1
| Zone | South Orange County | 8 | Average Weekday | SCE | 1-in-10 | 2028 | 14 |  |  |  | 79.5915 | 1
| Zone | South Orange County | 8 | Average Weekday | SCE | 1-in-10 | 2028 | 15 |  |  |  | 80.3355 | 1
| Zone | South Orange County | 8 | Average Weekday | SCE | 1-in-10 | 2028 | 16 |  |  |  | 80.3471 | 1
| Zone | South Orange County | 8 | Average Weekday | SCE | 1-in-10 | 2028 | 17 |  |  |  | 80.2036 | 1
| Zone | South Orange County | 8 | Average Weekday | SCE | 1-in-10 | 2028 | 18 |  |  |  | 79.7014 | 1
| Zone | South Orange County | 8 | Average Weekday | SCE | 1-in-10 | 2028 | 19 |  |  |  | 78.4407 | 1
| Zone | South Orange County | 8 | Average Weekday | SCE | 1-in-10 | 2028 | 20 |  |  |  | 76.4672 | 1
| Zone | South Orange County | 8 | Average Weekday | SCE | 1-in-10 | 2028 | 21 |  |  |  | 73.8259 | 1
| Zone | South Orange County | 8 | Average Weekday | SCE | 1-in-10 | 2028 | 22 |  |  |  | 72.2143 | 1
| Zone | South Orange County | 8 | Average Weekday | SCE | 1-in-10 | 2028 | 23 |  |  |  | 71.629 | 1
| Zone | South Orange County | 8 | Average Weekday | SCE | 1-in-10 | 2028 | 24 |  |  |  | 71.1377 | 1
| Zone | South Orange County | 8 | Monthly System Peak Day | SCE | 1-in-10 | 2028 | 1 |  |  |  | 72.2533 | 1
| Zone | South Orange County | 8 | Monthly System Peak Day | SCE | 1-in-10 | 2028 | 2 |  |  |  | 71.9167 | 1
| Zone | South Orange County | 8 | Monthly System Peak Day | SCE | 1-in-10 | 2028 | 3 |  |  |  | 71.5533 | 1
| Zone | South Orange County | 8 | Monthly System Peak Day | SCE | 1-in-10 | 2028 | 4 |  |  |  | 71.0633 | 1
| Zone | South Orange County | 8 | Monthly System Peak Day | SCE | 1-in-10 | 2028 | 5 |  |  |  | 70.67 | 1
| Zone | South Orange County | 8 | Monthly System Peak Day | SCE | 1-in-10 | 2028 | 6 |  |  |  | 70.4067 | 1
| Zone | South Orange County | 8 | Monthly System Peak Day | SCE | 1-in-10 | 2028 | 7 |  |  |  | 70.1267 | 1
| Zone | South Orange County | 8 | Monthly System Peak Day | SCE | 1-in-10 | 2028 | 8 |  |  |  | 70.0033 | 1
| Zone | South Orange County | 8 | Monthly System Peak Day | SCE | 1-in-10 | 2028 | 9 |  |  |  | 72.0167 | 1
| Zone | South Orange County | 8 | Monthly System Peak Day | SCE | 1-in-10 | 2028 | 10 |  |  |  | 76.2667 | 1
| Zone | South Orange County | 8 | Monthly System Peak Day | SCE | 1-in-10 | 2028 | 11 |  |  |  | 80.7167 | 1
| Zone | South Orange County | 8 | Monthly System Peak Day | SCE | 1-in-10 | 2028 | 12 |  |  |  | 81.4167 | 1
| Zone | South Orange County | 8 | Monthly System Peak Day | SCE | 1-in-10 | 2028 | 13 |  |  |  | 80.9667 | 1
| Zone | South Orange County | 8 | Monthly System Peak Day | SCE | 1-in-10 | 2028 | 14 |  |  |  | 82.4333 | 1
| Zone | South Orange County | 8 | Monthly System Peak Day | SCE | 1-in-10 | 2028 | 15 |  |  |  | 85.05 | 1
| Zone | South Orange County | 8 | Monthly System Peak Day | SCE | 1-in-10 | 2028 | 16 |  |  |  | 86.9167 | 1
| Zone | South Orange County | 8 | Monthly System Peak Day | SCE | 1-in-10 | 2028 | 17 |  |  |  | 87.55 | 1
| Zone | South Orange County | 8 | Monthly System Peak Day | SCE | 1-in-10 | 2028 | 18 |  |  |  | 86.6333 | 1
| Zone | South Orange County | 8 | Monthly System Peak Day | SCE | 1-in-10 | 2028 | 19 |  |  |  | 85.15 | 1
| Zone | South Orange County | 8 | Monthly System Peak Day | SCE | 1-in-10 | 2028 | 20 |  |  |  | 83.0667 | 1
| Zone | South Orange County | 8 | Monthly System Peak Day | SCE | 1-in-10 | 2028 | 21 |  |  |  | 79.1667 | 1
| Zone | South Orange County | 8 | Monthly System Peak Day | SCE | 1-in-10 | 2028 | 22 |  |  |  | 76.55 | 1
| Zone | South Orange County | 8 | Monthly System Peak Day | SCE | 1-in-10 | 2028 | 23 |  |  |  | 74.6333 | 1
| Zone | South Orange County | 8 | Monthly System Peak Day | SCE | 1-in-10 | 2028 | 24 |  |  |  | 73.5 | 1
| Zone | South Orange County | 8 | Typical Event Day | SCE | 1-in-10 | 2028 | 1 |  |  |  | 71.9242 | 1
| Zone | South Orange County | 8 | Typical Event Day | SCE | 1-in-10 | 2028 | 2 |  |  |  | 70.8933 | 1
| Zone | South Orange County | 8 | Typical Event Day | SCE | 1-in-10 | 2028 | 3 |  |  |  | 70.245 | 1
| Zone | South Orange County | 8 | Typical Event Day | SCE | 1-in-10 | 2028 | 4 |  |  |  | 70.0308 | 1
| Zone | South Orange County | 8 | Typical Event Day | SCE | 1-in-10 | 2028 | 5 |  |  |  | 69.5579 | 1
| Zone | South Orange County | 8 | Typical Event Day | SCE | 1-in-10 | 2028 | 6 |  |  |  | 69.1504 | 1
| Zone | South Orange County | 8 | Typical Event Day | SCE | 1-in-10 | 2028 | 7 |  |  |  | 68.7904 | 1
| Zone | South Orange County | 8 | Typical Event Day | SCE | 1-in-10 | 2028 | 8 |  |  |  | 69.1354 | 1
| Zone | South Orange County | 8 | Typical Event Day | SCE | 1-in-10 | 2028 | 9 |  |  |  | 71.4379 | 1
| Zone | South Orange County | 8 | Typical Event Day | SCE | 1-in-10 | 2028 | 10 |  |  |  | 75.7646 | 1
| Zone | South Orange County | 8 | Typical Event Day | SCE | 1-in-10 | 2028 | 11 |  |  |  | 80.9008 | 1
| Zone | South Orange County | 8 | Typical Event Day | SCE | 1-in-10 | 2028 | 12 |  |  |  | 82.915 | 1
| Zone | South Orange County | 8 | Typical Event Day | SCE | 1-in-10 | 2028 | 13 |  |  |  | 83.7217 | 1
| Zone | South Orange County | 8 | Typical Event Day | SCE | 1-in-10 | 2028 | 14 |  |  |  | 85.4817 | 1
| Zone | South Orange County | 8 | Typical Event Day | SCE | 1-in-10 | 2028 | 15 |  |  |  | 87.85 | 1
| Zone | South Orange County | 8 | Typical Event Day | SCE | 1-in-10 | 2028 | 16 |  |  |  | 90.3458 | 1
| Zone | South Orange County | 8 | Typical Event Day | SCE | 1-in-10 | 2028 | 17 |  |  |  | 91.5417 | 1
| Zone | South Orange County | 8 | Typical Event Day | SCE | 1-in-10 | 2028 | 18 |  |  |  | 91.4583 | 1
| Zone | South Orange County | 8 | Typical Event Day | SCE | 1-in-10 | 2028 | 19 |  |  |  | 89.3583 | 1
| Zone | South Orange County | 8 | Typical Event Day | SCE | 1-in-10 | 2028 | 20 |  |  |  | 85.5175 | 1
| Zone | South Orange County | 8 | Typical Event Day | SCE | 1-in-10 | 2028 | 21 |  |  |  | 81.5517 | 1
| Zone | South Orange County | 8 | Typical Event Day | SCE | 1-in-10 | 2028 | 22 |  |  |  | 78.4496 | 1
| Zone | South Orange County | 8 | Typical Event Day | SCE | 1-in-10 | 2028 | 23 |  |  |  | 76.3125 | 1
| Zone | South Orange County | 8 | Typical Event Day | SCE | 1-in-10 | 2028 | 24 |  |  |  | 74.7438 | 1
| Zone | South Orange County | 9 | Average Weekday | SCE | 1-in-10 | 2028 | 1 |  |  |  | 71.7479 | 1
| Zone | South Orange County | 9 | Average Weekday | SCE | 1-in-10 | 2028 | 2 |  |  |  | 71.1465 | 1
| Zone | South Orange County | 9 | Average Weekday | SCE | 1-in-10 | 2028 | 3 |  |  |  | 70.6301 | 1
| Zone | South Orange County | 9 | Average Weekday | SCE | 1-in-10 | 2028 | 4 |  |  |  | 70.1971 | 1
| Zone | South Orange County | 9 | Average Weekday | SCE | 1-in-10 | 2028 | 5 |  |  |  | 69.8707 | 1
| Zone | South Orange County | 9 | Average Weekday | SCE | 1-in-10 | 2028 | 6 |  |  |  | 69.5087 | 1
| Zone | South Orange County | 9 | Average Weekday | SCE | 1-in-10 | 2028 | 7 |  |  |  | 69.2601 | 1
| Zone | South Orange County | 9 | Average Weekday | SCE | 1-in-10 | 2028 | 8 |  |  |  | 69.177 | 1
| Zone | South Orange County | 9 | Average Weekday | SCE | 1-in-10 | 2028 | 9 |  |  |  | 70.2802 | 1
| Zone | South Orange County | 9 | Average Weekday | SCE | 1-in-10 | 2028 | 10 |  |  |  | 72.886 | 1
| Zone | South Orange County | 9 | Average Weekday | SCE | 1-in-10 | 2028 | 11 |  |  |  | 75.8762 | 1
| Zone | South Orange County | 9 | Average Weekday | SCE | 1-in-10 | 2028 | 12 |  |  |  | 78.4211 | 1
| Zone | South Orange County | 9 | Average Weekday | SCE | 1-in-10 | 2028 | 13 |  |  |  | 79.6325 | 1
| Zone | South Orange County | 9 | Average Weekday | SCE | 1-in-10 | 2028 | 14 |  |  |  | 80.3008 | 1
| Zone | South Orange County | 9 | Average Weekday | SCE | 1-in-10 | 2028 | 15 |  |  |  | 81.2714 | 1
| Zone | South Orange County | 9 | Average Weekday | SCE | 1-in-10 | 2028 | 16 |  |  |  | 81.5167 | 1
| Zone | South Orange County | 9 | Average Weekday | SCE | 1-in-10 | 2028 | 17 |  |  |  | 81.431 | 1
| Zone | South Orange County | 9 | Average Weekday | SCE | 1-in-10 | 2028 | 18 |  |  |  | 80.6365 | 1
| Zone | South Orange County | 9 | Average Weekday | SCE | 1-in-10 | 2028 | 19 |  |  |  | 79.223 | 1
| Zone | South Orange County | 9 | Average Weekday | SCE | 1-in-10 | 2028 | 20 |  |  |  | 77.0676 | 1
| Zone | South Orange County | 9 | Average Weekday | SCE | 1-in-10 | 2028 | 21 |  |  |  | 74.7656 | 1
| Zone | South Orange County | 9 | Average Weekday | SCE | 1-in-10 | 2028 | 22 |  |  |  | 73.7906 | 1
| Zone | South Orange County | 9 | Average Weekday | SCE | 1-in-10 | 2028 | 23 |  |  |  | 72.9166 | 1
| Zone | South Orange County | 9 | Average Weekday | SCE | 1-in-10 | 2028 | 24 |  |  |  | 72.1378 | 1
| Zone | South Orange County | 9 | Monthly System Peak Day | SCE | 1-in-10 | 2028 | 1 |  |  |  | 74.3333 | 1
| Zone | South Orange County | 9 | Monthly System Peak Day | SCE | 1-in-10 | 2028 | 2 |  |  |  | 73.4 | 1
| Zone | South Orange County | 9 | Monthly System Peak Day | SCE | 1-in-10 | 2028 | 3 |  |  |  | 72.6667 | 1
| Zone | South Orange County | 9 | Monthly System Peak Day | SCE | 1-in-10 | 2028 | 4 |  |  |  | 72.7 | 1
| Zone | South Orange County | 9 | Monthly System Peak Day | SCE | 1-in-10 | 2028 | 5 |  |  |  | 72.4167 | 1
| Zone | South Orange County | 9 | Monthly System Peak Day | SCE | 1-in-10 | 2028 | 6 |  |  |  | 72.15 | 1
| Zone | South Orange County | 9 | Monthly System Peak Day | SCE | 1-in-10 | 2028 | 7 |  |  |  | 71.9 | 1
| Zone | South Orange County | 9 | Monthly System Peak Day | SCE | 1-in-10 | 2028 | 8 |  |  |  | 72.1167 | 1
| Zone | South Orange County | 9 | Monthly System Peak Day | SCE | 1-in-10 | 2028 | 9 |  |  |  | 73.8 | 1
| Zone | South Orange County | 9 | Monthly System Peak Day | SCE | 1-in-10 | 2028 | 10 |  |  |  | 77.9333 | 1
| Zone | South Orange County | 9 | Monthly System Peak Day | SCE | 1-in-10 | 2028 | 11 |  |  |  | 83.15 | 1
| Zone | South Orange County | 9 | Monthly System Peak Day | SCE | 1-in-10 | 2028 | 12 |  |  |  | 86.6667 | 1
| Zone | South Orange County | 9 | Monthly System Peak Day | SCE | 1-in-10 | 2028 | 13 |  |  |  | 89.05 | 1
| Zone | South Orange County | 9 | Monthly System Peak Day | SCE | 1-in-10 | 2028 | 14 |  |  |  | 91.35 | 1
| Zone | South Orange County | 9 | Monthly System Peak Day | SCE | 1-in-10 | 2028 | 15 |  |  |  | 91.5167 | 1
| Zone | South Orange County | 9 | Monthly System Peak Day | SCE | 1-in-10 | 2028 | 16 |  |  |  | 92.55 | 1
| Zone | South Orange County | 9 | Monthly System Peak Day | SCE | 1-in-10 | 2028 | 17 |  |  |  | 93.2 | 1
| Zone | South Orange County | 9 | Monthly System Peak Day | SCE | 1-in-10 | 2028 | 18 |  |  |  | 93.6167 | 1
| Zone | South Orange County | 9 | Monthly System Peak Day | SCE | 1-in-10 | 2028 | 19 |  |  |  | 92.35 | 1
| Zone | South Orange County | 9 | Monthly System Peak Day | SCE | 1-in-10 | 2028 | 20 |  |  |  | 88.9333 | 1
| Zone | South Orange County | 9 | Monthly System Peak Day | SCE | 1-in-10 | 2028 | 21 |  |  |  | 83.9667 | 1
| Zone | South Orange County | 9 | Monthly System Peak Day | SCE | 1-in-10 | 2028 | 22 |  |  |  | 84.2333 | 1
| Zone | South Orange County | 9 | Monthly System Peak Day | SCE | 1-in-10 | 2028 | 23 |  |  |  | 83.05 | 1
| Zone | South Orange County | 9 | Monthly System Peak Day | SCE | 1-in-10 | 2028 | 24 |  |  |  | 81.05 | 1
| Zone | South Orange County | 10 | Average Weekday | SCE | 1-in-10 | 2028 | 1 |  |  |  | 69.118 | 1
| Zone | South Orange County | 10 | Average Weekday | SCE | 1-in-10 | 2028 | 2 |  |  |  | 68.5352 | 1
| Zone | South Orange County | 10 | Average Weekday | SCE | 1-in-10 | 2028 | 3 |  |  |  | 67.8411 | 1
| Zone | South Orange County | 10 | Average Weekday | SCE | 1-in-10 | 2028 | 4 |  |  |  | 67.235 | 1
| Zone | South Orange County | 10 | Average Weekday | SCE | 1-in-10 | 2028 | 5 |  |  |  | 66.6026 | 1
| Zone | South Orange County | 10 | Average Weekday | SCE | 1-in-10 | 2028 | 6 |  |  |  | 66.2633 | 1
| Zone | South Orange County | 10 | Average Weekday | SCE | 1-in-10 | 2028 | 7 |  |  |  | 65.9069 | 1
| Zone | South Orange County | 10 | Average Weekday | SCE | 1-in-10 | 2028 | 8 |  |  |  | 65.5926 | 1
| Zone | South Orange County | 10 | Average Weekday | SCE | 1-in-10 | 2028 | 9 |  |  |  | 65.9445 | 1
| Zone | South Orange County | 10 | Average Weekday | SCE | 1-in-10 | 2028 | 10 |  |  |  | 68.4825 | 1
| Zone | South Orange County | 10 | Average Weekday | SCE | 1-in-10 | 2028 | 11 |  |  |  | 71.8683 | 1
| Zone | South Orange County | 10 | Average Weekday | SCE | 1-in-10 | 2028 | 12 |  |  |  | 74.8892 | 1
| Zone | South Orange County | 10 | Average Weekday | SCE | 1-in-10 | 2028 | 13 |  |  |  | 77.3307 | 1
| Zone | South Orange County | 10 | Average Weekday | SCE | 1-in-10 | 2028 | 14 |  |  |  | 78.5737 | 1
| Zone | South Orange County | 10 | Average Weekday | SCE | 1-in-10 | 2028 | 15 |  |  |  | 79.2328 | 1
| Zone | South Orange County | 10 | Average Weekday | SCE | 1-in-10 | 2028 | 16 |  |  |  | 79.1279 | 1
| Zone | South Orange County | 10 | Average Weekday | SCE | 1-in-10 | 2028 | 17 |  |  |  | 78.8701 | 1
| Zone | South Orange County | 10 | Average Weekday | SCE | 1-in-10 | 2028 | 18 |  |  |  | 78.3056 | 1
| Zone | South Orange County | 10 | Average Weekday | SCE | 1-in-10 | 2028 | 19 |  |  |  | 76.8335 | 1
| Zone | South Orange County | 10 | Average Weekday | SCE | 1-in-10 | 2028 | 20 |  |  |  | 74.2791 | 1
| Zone | South Orange County | 10 | Average Weekday | SCE | 1-in-10 | 2028 | 21 |  |  |  | 72.6954 | 1
| Zone | South Orange County | 10 | Average Weekday | SCE | 1-in-10 | 2028 | 22 |  |  |  | 71.6686 | 1
| Zone | South Orange County | 10 | Average Weekday | SCE | 1-in-10 | 2028 | 23 |  |  |  | 70.7785 | 1
| Zone | South Orange County | 10 | Average Weekday | SCE | 1-in-10 | 2028 | 24 |  |  |  | 69.9095 | 1
| Zone | South Orange County | 10 | Monthly System Peak Day | SCE | 1-in-10 | 2028 | 1 |  |  |  | 77.2 | 1
| Zone | South Orange County | 10 | Monthly System Peak Day | SCE | 1-in-10 | 2028 | 2 |  |  |  | 79.3167 | 1
| Zone | South Orange County | 10 | Monthly System Peak Day | SCE | 1-in-10 | 2028 | 3 |  |  |  | 75.8667 | 1
| Zone | South Orange County | 10 | Monthly System Peak Day | SCE | 1-in-10 | 2028 | 4 |  |  |  | 75.9133 | 1
| Zone | South Orange County | 10 | Monthly System Peak Day | SCE | 1-in-10 | 2028 | 5 |  |  |  | 77.21 | 1
| Zone | South Orange County | 10 | Monthly System Peak Day | SCE | 1-in-10 | 2028 | 6 |  |  |  | 81.2067 | 1
| Zone | South Orange County | 10 | Monthly System Peak Day | SCE | 1-in-10 | 2028 | 7 |  |  |  | 80.5833 | 1
| Zone | South Orange County | 10 | Monthly System Peak Day | SCE | 1-in-10 | 2028 | 8 |  |  |  | 80.4983 | 1
| Zone | South Orange County | 10 | Monthly System Peak Day | SCE | 1-in-10 | 2028 | 9 |  |  |  | 80.59 | 1
| Zone | South Orange County | 10 | Monthly System Peak Day | SCE | 1-in-10 | 2028 | 10 |  |  |  | 83.0667 | 1
| Zone | South Orange County | 10 | Monthly System Peak Day | SCE | 1-in-10 | 2028 | 11 |  |  |  | 86.9 | 1
| Zone | South Orange County | 10 | Monthly System Peak Day | SCE | 1-in-10 | 2028 | 12 |  |  |  | 91.65 | 1
| Zone | South Orange County | 10 | Monthly System Peak Day | SCE | 1-in-10 | 2028 | 13 |  |  |  | 96.8833 | 1
| Zone | South Orange County | 10 | Monthly System Peak Day | SCE | 1-in-10 | 2028 | 14 |  |  |  | 99.5833 | 1
| Zone | South Orange County | 10 | Monthly System Peak Day | SCE | 1-in-10 | 2028 | 15 |  |  |  | 100.9833 | 1
| Zone | South Orange County | 10 | Monthly System Peak Day | SCE | 1-in-10 | 2028 | 16 |  |  |  | 100.3833 | 1
| Zone | South Orange County | 10 | Monthly System Peak Day | SCE | 1-in-10 | 2028 | 17 |  |  |  | 99.8 | 1
| Zone | South Orange County | 10 | Monthly System Peak Day | SCE | 1-in-10 | 2028 | 18 |  |  |  | 100.4167 | 1
| Zone | South Orange County | 10 | Monthly System Peak Day | SCE | 1-in-10 | 2028 | 19 |  |  |  | 99.3833 | 1
| Zone | South Orange County | 10 | Monthly System Peak Day | SCE | 1-in-10 | 2028 | 20 |  |  |  | 94.9833 | 1
| Zone | South Orange County | 10 | Monthly System Peak Day | SCE | 1-in-10 | 2028 | 21 |  |  |  | 90.7667 | 1
| Zone | South Orange County | 10 | Monthly System Peak Day | SCE | 1-in-10 | 2028 | 22 |  |  |  | 87.9167 | 1
| Zone | South Orange County | 10 | Monthly System Peak Day | SCE | 1-in-10 | 2028 | 23 |  |  |  | 86.4667 | 1
| Zone | South Orange County | 10 | Monthly System Peak Day | SCE | 1-in-10 | 2028 | 24 |  |  |  | 85.7 | 1
| Zone | South Orange County | 11 | Average Weekday | SCE | 1-in-10 | 2028 | 1 |  |  |  | 58.9397 | 1
| Zone | South Orange County | 11 | Average Weekday | SCE | 1-in-10 | 2028 | 2 |  |  |  | 57.9461 | 1
| Zone | South Orange County | 11 | Average Weekday | SCE | 1-in-10 | 2028 | 3 |  |  |  | 56.9995 | 1
| Zone | South Orange County | 11 | Average Weekday | SCE | 1-in-10 | 2028 | 4 |  |  |  | 56.0916 | 1
| Zone | South Orange County | 11 | Average Weekday | SCE | 1-in-10 | 2028 | 5 |  |  |  | 55.3154 | 1
| Zone | South Orange County | 11 | Average Weekday | SCE | 1-in-10 | 2028 | 6 |  |  |  | 54.6663 | 1
| Zone | South Orange County | 11 | Average Weekday | SCE | 1-in-10 | 2028 | 7 |  |  |  | 54.3493 | 1
| Zone | South Orange County | 11 | Average Weekday | SCE | 1-in-10 | 2028 | 8 |  |  |  | 54.1698 | 1
| Zone | South Orange County | 11 | Average Weekday | SCE | 1-in-10 | 2028 | 9 |  |  |  | 55.668 | 1
| Zone | South Orange County | 11 | Average Weekday | SCE | 1-in-10 | 2028 | 10 |  |  |  | 59.6793 | 1
| Zone | South Orange County | 11 | Average Weekday | SCE | 1-in-10 | 2028 | 11 |  |  |  | 64.0458 | 1
| Zone | South Orange County | 11 | Average Weekday | SCE | 1-in-10 | 2028 | 12 |  |  |  | 67.5321 | 1
| Zone | South Orange County | 11 | Average Weekday | SCE | 1-in-10 | 2028 | 13 |  |  |  | 69.9497 | 1
| Zone | South Orange County | 11 | Average Weekday | SCE | 1-in-10 | 2028 | 14 |  |  |  | 71.1228 | 1
| Zone | South Orange County | 11 | Average Weekday | SCE | 1-in-10 | 2028 | 15 |  |  |  | 71.3371 | 1
| Zone | South Orange County | 11 | Average Weekday | SCE | 1-in-10 | 2028 | 16 |  |  |  | 71.0195 | 1
| Zone | South Orange County | 11 | Average Weekday | SCE | 1-in-10 | 2028 | 17 |  |  |  | 70.1644 | 1
| Zone | South Orange County | 11 | Average Weekday | SCE | 1-in-10 | 2028 | 18 |  |  |  | 68.4656 | 1
| Zone | South Orange County | 11 | Average Weekday | SCE | 1-in-10 | 2028 | 19 |  |  |  | 66.4926 | 1
| Zone | South Orange County | 11 | Average Weekday | SCE | 1-in-10 | 2028 | 20 |  |  |  | 64.7972 | 1
| Zone | South Orange County | 11 | Average Weekday | SCE | 1-in-10 | 2028 | 21 |  |  |  | 63.4676 | 1
| Zone | South Orange County | 11 | Average Weekday | SCE | 1-in-10 | 2028 | 22 |  |  |  | 62.0872 | 1
| Zone | South Orange County | 11 | Average Weekday | SCE | 1-in-10 | 2028 | 23 |  |  |  | 60.8519 | 1
| Zone | South Orange County | 11 | Average Weekday | SCE | 1-in-10 | 2028 | 24 |  |  |  | 59.7972 | 1
| Zone | South Orange County | 11 | Monthly System Peak Day | SCE | 1-in-10 | 2028 | 1 |  |  |  | 69.45 | 1
| Zone | South Orange County | 11 | Monthly System Peak Day | SCE | 1-in-10 | 2028 | 2 |  |  |  | 68.3317 | 1
| Zone | South Orange County | 11 | Monthly System Peak Day | SCE | 1-in-10 | 2028 | 3 |  |  |  | 67.435 | 1
| Zone | South Orange County | 11 | Monthly System Peak Day | SCE | 1-in-10 | 2028 | 4 |  |  |  | 66.2533 | 1
| Zone | South Orange County | 11 | Monthly System Peak Day | SCE | 1-in-10 | 2028 | 5 |  |  |  | 65.7983 | 1
| Zone | South Orange County | 11 | Monthly System Peak Day | SCE | 1-in-10 | 2028 | 6 |  |  |  | 64.7267 | 1
| Zone | South Orange County | 11 | Monthly System Peak Day | SCE | 1-in-10 | 2028 | 7 |  |  |  | 64.8883 | 1
| Zone | South Orange County | 11 | Monthly System Peak Day | SCE | 1-in-10 | 2028 | 8 |  |  |  | 65.895 | 1
| Zone | South Orange County | 11 | Monthly System Peak Day | SCE | 1-in-10 | 2028 | 9 |  |  |  | 68.315 | 1
| Zone | South Orange County | 11 | Monthly System Peak Day | SCE | 1-in-10 | 2028 | 10 |  |  |  | 72.92 | 1
| Zone | South Orange County | 11 | Monthly System Peak Day | SCE | 1-in-10 | 2028 | 11 |  |  |  | 80.5 | 1
| Zone | South Orange County | 11 | Monthly System Peak Day | SCE | 1-in-10 | 2028 | 12 |  |  |  | 86.7 | 1
| Zone | South Orange County | 11 | Monthly System Peak Day | SCE | 1-in-10 | 2028 | 13 |  |  |  | 90.5667 | 1
| Zone | South Orange County | 11 | Monthly System Peak Day | SCE | 1-in-10 | 2028 | 14 |  |  |  | 92.2667 | 1
| Zone | South Orange County | 11 | Monthly System Peak Day | SCE | 1-in-10 | 2028 | 15 |  |  |  | 92.5667 | 1
| Zone | South Orange County | 11 | Monthly System Peak Day | SCE | 1-in-10 | 2028 | 16 |  |  |  | 91.8333 | 1
| Zone | South Orange County | 11 | Monthly System Peak Day | SCE | 1-in-10 | 2028 | 17 |  |  |  | 90.8333 | 1
| Zone | South Orange County | 11 | Monthly System Peak Day | SCE | 1-in-10 | 2028 | 18 |  |  |  | 89.0667 | 1
| Zone | South Orange County | 11 | Monthly System Peak Day | SCE | 1-in-10 | 2028 | 19 |  |  |  | 86.4833 | 1
| Zone | South Orange County | 11 | Monthly System Peak Day | SCE | 1-in-10 | 2028 | 20 |  |  |  | 82 | 1
| Zone | South Orange County | 11 | Monthly System Peak Day | SCE | 1-in-10 | 2028 | 21 |  |  |  | 79.2 | 1
| Zone | South Orange County | 11 | Monthly System Peak Day | SCE | 1-in-10 | 2028 | 22 |  |  |  | 77.1 | 1
| Zone | South Orange County | 11 | Monthly System Peak Day | SCE | 1-in-10 | 2028 | 23 |  |  |  | 74.8 | 1
| Zone | South Orange County | 11 | Monthly System Peak Day | SCE | 1-in-10 | 2028 | 24 |  |  |  | 72.7667 | 1
| Zone | South Orange County | 12 | Average Weekday | SCE | 1-in-10 | 2028 | 1 |  |  |  | 51.8291 | 1
| Zone | South Orange County | 12 | Average Weekday | SCE | 1-in-10 | 2028 | 2 |  |  |  | 50.9499 | 1
| Zone | South Orange County | 12 | Average Weekday | SCE | 1-in-10 | 2028 | 3 |  |  |  | 50.0991 | 1
| Zone | South Orange County | 12 | Average Weekday | SCE | 1-in-10 | 2028 | 4 |  |  |  | 49.3577 | 1
| Zone | South Orange County | 12 | Average Weekday | SCE | 1-in-10 | 2028 | 5 |  |  |  | 48.6908 | 1
| Zone | South Orange County | 12 | Average Weekday | SCE | 1-in-10 | 2028 | 6 |  |  |  | 48.1454 | 1
| Zone | South Orange County | 12 | Average Weekday | SCE | 1-in-10 | 2028 | 7 |  |  |  | 47.9686 | 1
| Zone | South Orange County | 12 | Average Weekday | SCE | 1-in-10 | 2028 | 8 |  |  |  | 47.9584 | 1
| Zone | South Orange County | 12 | Average Weekday | SCE | 1-in-10 | 2028 | 9 |  |  |  | 49.005 | 1
| Zone | South Orange County | 12 | Average Weekday | SCE | 1-in-10 | 2028 | 10 |  |  |  | 52.1354 | 1
| Zone | South Orange County | 12 | Average Weekday | SCE | 1-in-10 | 2028 | 11 |  |  |  | 56.0031 | 1
| Zone | South Orange County | 12 | Average Weekday | SCE | 1-in-10 | 2028 | 12 |  |  |  | 59.2624 | 1
| Zone | South Orange County | 12 | Average Weekday | SCE | 1-in-10 | 2028 | 13 |  |  |  | 61.5066 | 1
| Zone | South Orange County | 12 | Average Weekday | SCE | 1-in-10 | 2028 | 14 |  |  |  | 62.8752 | 1
| Zone | South Orange County | 12 | Average Weekday | SCE | 1-in-10 | 2028 | 15 |  |  |  | 63.1948 | 1
| Zone | South Orange County | 12 | Average Weekday | SCE | 1-in-10 | 2028 | 16 |  |  |  | 62.9711 | 1
| Zone | South Orange County | 12 | Average Weekday | SCE | 1-in-10 | 2028 | 17 |  |  |  | 61.8362 | 1
| Zone | South Orange County | 12 | Average Weekday | SCE | 1-in-10 | 2028 | 18 |  |  |  | 59.9768 | 1
| Zone | South Orange County | 12 | Average Weekday | SCE | 1-in-10 | 2028 | 19 |  |  |  | 58.4232 | 1
| Zone | South Orange County | 12 | Average Weekday | SCE | 1-in-10 | 2028 | 20 |  |  |  | 57.4427 | 1
| Zone | South Orange County | 12 | Average Weekday | SCE | 1-in-10 | 2028 | 21 |  |  |  | 56.2781 | 1
| Zone | South Orange County | 12 | Average Weekday | SCE | 1-in-10 | 2028 | 22 |  |  |  | 55.1592 | 1
| Zone | South Orange County | 12 | Average Weekday | SCE | 1-in-10 | 2028 | 23 |  |  |  | 54.024 | 1
| Zone | South Orange County | 12 | Average Weekday | SCE | 1-in-10 | 2028 | 24 |  |  |  | 53.0568 | 1
| Zone | South Orange County | 12 | Monthly System Peak Day | SCE | 1-in-10 | 2028 | 1 |  |  |  | 45.5983 | 1
| Zone | South Orange County | 12 | Monthly System Peak Day | SCE | 1-in-10 | 2028 | 2 |  |  |  | 44.0583 | 1
| Zone | South Orange County | 12 | Monthly System Peak Day | SCE | 1-in-10 | 2028 | 3 |  |  |  | 42.7283 | 1
| Zone | South Orange County | 12 | Monthly System Peak Day | SCE | 1-in-10 | 2028 | 4 |  |  |  | 41.4067 | 1
| Zone | South Orange County | 12 | Monthly System Peak Day | SCE | 1-in-10 | 2028 | 5 |  |  |  | 40.1833 | 1
| Zone | South Orange County | 12 | Monthly System Peak Day | SCE | 1-in-10 | 2028 | 6 |  |  |  | 39.455 | 1
| Zone | South Orange County | 12 | Monthly System Peak Day | SCE | 1-in-10 | 2028 | 7 |  |  |  | 39.4983 | 1
| Zone | South Orange County | 12 | Monthly System Peak Day | SCE | 1-in-10 | 2028 | 8 |  |  |  | 40 | 1
| Zone | South Orange County | 12 | Monthly System Peak Day | SCE | 1-in-10 | 2028 | 9 |  |  |  | 41.15 | 1
| Zone | South Orange County | 12 | Monthly System Peak Day | SCE | 1-in-10 | 2028 | 10 |  |  |  | 45.9567 | 1
| Zone | South Orange County | 12 | Monthly System Peak Day | SCE | 1-in-10 | 2028 | 11 |  |  |  | 51.4333 | 1
| Zone | South Orange County | 12 | Monthly System Peak Day | SCE | 1-in-10 | 2028 | 12 |  |  |  | 53.555 | 1
| Zone | South Orange County | 12 | Monthly System Peak Day | SCE | 1-in-10 | 2028 | 13 |  |  |  | 54.46 | 1
| Zone | South Orange County | 12 | Monthly System Peak Day | SCE | 1-in-10 | 2028 | 14 |  |  |  | 55.6267 | 1
| Zone | South Orange County | 12 | Monthly System Peak Day | SCE | 1-in-10 | 2028 | 15 |  |  |  | 56.4667 | 1
| Zone | South Orange County | 12 | Monthly System Peak Day | SCE | 1-in-10 | 2028 | 16 |  |  |  | 56.5783 | 1
| Zone | South Orange County | 12 | Monthly System Peak Day | SCE | 1-in-10 | 2028 | 17 |  |  |  | 55.9683 | 1
| Zone | South Orange County | 12 | Monthly System Peak Day | SCE | 1-in-10 | 2028 | 18 |  |  |  | 54.3267 | 1
| Zone | South Orange County | 12 | Monthly System Peak Day | SCE | 1-in-10 | 2028 | 19 |  |  |  | 52.8067 | 1
| Zone | South Orange County | 12 | Monthly System Peak Day | SCE | 1-in-10 | 2028 | 20 |  |  |  | 51.9067 | 1
| Zone | South Orange County | 12 | Monthly System Peak Day | SCE | 1-in-10 | 2028 | 21 |  |  |  | 50.095 | 1
| Zone | South Orange County | 12 | Monthly System Peak Day | SCE | 1-in-10 | 2028 | 22 |  |  |  | 48.8883 | 1
| Zone | South Orange County | 12 | Monthly System Peak Day | SCE | 1-in-10 | 2028 | 23 |  |  |  | 48.9217 | 1
| Zone | South Orange County | 12 | Monthly System Peak Day | SCE | 1-in-10 | 2028 | 24 |  |  |  | 48.4717 | 1
| Zone | South Orange County | 1 | Average Weekday | SCE | 1-in-10 | 2029 | 1 |  |  |  | 52.18 | 1
| Zone | South Orange County | 1 | Average Weekday | SCE | 1-in-10 | 2029 | 2 |  |  |  | 51.3559 | 1
| Zone | South Orange County | 1 | Average Weekday | SCE | 1-in-10 | 2029 | 3 |  |  |  | 50.5879 | 1
| Zone | South Orange County | 1 | Average Weekday | SCE | 1-in-10 | 2029 | 4 |  |  |  | 49.7468 | 1
| Zone | South Orange County | 1 | Average Weekday | SCE | 1-in-10 | 2029 | 5 |  |  |  | 48.9691 | 1
| Zone | South Orange County | 1 | Average Weekday | SCE | 1-in-10 | 2029 | 6 |  |  |  | 48.4568 | 1
| Zone | South Orange County | 1 | Average Weekday | SCE | 1-in-10 | 2029 | 7 |  |  |  | 48.0644 | 1
| Zone | South Orange County | 1 | Average Weekday | SCE | 1-in-10 | 2029 | 8 |  |  |  | 48.0706 | 1
| Zone | South Orange County | 1 | Average Weekday | SCE | 1-in-10 | 2029 | 9 |  |  |  | 48.8383 | 1
| Zone | South Orange County | 1 | Average Weekday | SCE | 1-in-10 | 2029 | 10 |  |  |  | 51.6117 | 1
| Zone | South Orange County | 1 | Average Weekday | SCE | 1-in-10 | 2029 | 11 |  |  |  | 55.2199 | 1
| Zone | South Orange County | 1 | Average Weekday | SCE | 1-in-10 | 2029 | 12 |  |  |  | 58.4718 | 1
| Zone | South Orange County | 1 | Average Weekday | SCE | 1-in-10 | 2029 | 13 |  |  |  | 60.3987 | 1
| Zone | South Orange County | 1 | Average Weekday | SCE | 1-in-10 | 2029 | 14 |  |  |  | 61.7776 | 1
| Zone | South Orange County | 1 | Average Weekday | SCE | 1-in-10 | 2029 | 15 |  |  |  | 62.4536 | 1
| Zone | South Orange County | 1 | Average Weekday | SCE | 1-in-10 | 2029 | 16 |  |  |  | 62.3352 | 1
| Zone | South Orange County | 1 | Average Weekday | SCE | 1-in-10 | 2029 | 17 |  |  |  | 61.5598 | 1
| Zone | South Orange County | 1 | Average Weekday | SCE | 1-in-10 | 2029 | 18 |  |  |  | 60.0373 | 1
| Zone | South Orange County | 1 | Average Weekday | SCE | 1-in-10 | 2029 | 19 |  |  |  | 58.1541 | 1
| Zone | South Orange County | 1 | Average Weekday | SCE | 1-in-10 | 2029 | 20 |  |  |  | 56.898 | 1
| Zone | South Orange County | 1 | Average Weekday | SCE | 1-in-10 | 2029 | 21 |  |  |  | 55.8955 | 1
| Zone | South Orange County | 1 | Average Weekday | SCE | 1-in-10 | 2029 | 22 |  |  |  | 54.9898 | 1
| Zone | South Orange County | 1 | Average Weekday | SCE | 1-in-10 | 2029 | 23 |  |  |  | 53.956 | 1
| Zone | South Orange County | 1 | Average Weekday | SCE | 1-in-10 | 2029 | 24 |  |  |  | 53.0008 | 1
| Zone | South Orange County | 1 | Monthly System Peak Day | SCE | 1-in-10 | 2029 | 1 |  |  |  | 50.6717 | 1
| Zone | South Orange County | 1 | Monthly System Peak Day | SCE | 1-in-10 | 2029 | 2 |  |  |  | 50.575 | 1
| Zone | South Orange County | 1 | Monthly System Peak Day | SCE | 1-in-10 | 2029 | 3 |  |  |  | 49.6833 | 1
| Zone | South Orange County | 1 | Monthly System Peak Day | SCE | 1-in-10 | 2029 | 4 |  |  |  | 48.55 | 1
| Zone | South Orange County | 1 | Monthly System Peak Day | SCE | 1-in-10 | 2029 | 5 |  |  |  | 47.745 | 1
| Zone | South Orange County | 1 | Monthly System Peak Day | SCE | 1-in-10 | 2029 | 6 |  |  |  | 47.5733 | 1
| Zone | South Orange County | 1 | Monthly System Peak Day | SCE | 1-in-10 | 2029 | 7 |  |  |  | 47.095 | 1
| Zone | South Orange County | 1 | Monthly System Peak Day | SCE | 1-in-10 | 2029 | 8 |  |  |  | 46.6817 | 1
| Zone | South Orange County | 1 | Monthly System Peak Day | SCE | 1-in-10 | 2029 | 9 |  |  |  | 47.1483 | 1
| Zone | South Orange County | 1 | Monthly System Peak Day | SCE | 1-in-10 | 2029 | 10 |  |  |  | 49.035 | 1
| Zone | South Orange County | 1 | Monthly System Peak Day | SCE | 1-in-10 | 2029 | 11 |  |  |  | 51.7433 | 1
| Zone | South Orange County | 1 | Monthly System Peak Day | SCE | 1-in-10 | 2029 | 12 |  |  |  | 53.9167 | 1
| Zone | South Orange County | 1 | Monthly System Peak Day | SCE | 1-in-10 | 2029 | 13 |  |  |  | 53.6683 | 1
| Zone | South Orange County | 1 | Monthly System Peak Day | SCE | 1-in-10 | 2029 | 14 |  |  |  | 54.4617 | 1
| Zone | South Orange County | 1 | Monthly System Peak Day | SCE | 1-in-10 | 2029 | 15 |  |  |  | 54.5217 | 1
| Zone | South Orange County | 1 | Monthly System Peak Day | SCE | 1-in-10 | 2029 | 16 |  |  |  | 55.015 | 1
| Zone | South Orange County | 1 | Monthly System Peak Day | SCE | 1-in-10 | 2029 | 17 |  |  |  | 54.1817 | 1
| Zone | South Orange County | 1 | Monthly System Peak Day | SCE | 1-in-10 | 2029 | 18 |  |  |  | 52.8783 | 1
| Zone | South Orange County | 1 | Monthly System Peak Day | SCE | 1-in-10 | 2029 | 19 |  |  |  | 52.0433 | 1
| Zone | South Orange County | 1 | Monthly System Peak Day | SCE | 1-in-10 | 2029 | 20 |  |  |  | 50.77 | 1
| Zone | South Orange County | 1 | Monthly System Peak Day | SCE | 1-in-10 | 2029 | 21 |  |  |  | 50.4517 | 1
| Zone | South Orange County | 1 | Monthly System Peak Day | SCE | 1-in-10 | 2029 | 22 |  |  |  | 50.3117 | 1
| Zone | South Orange County | 1 | Monthly System Peak Day | SCE | 1-in-10 | 2029 | 23 |  |  |  | 49.6133 | 1
| Zone | South Orange County | 1 | Monthly System Peak Day | SCE | 1-in-10 | 2029 | 24 |  |  |  | 48.4417 | 1
| Zone | South Orange County | 2 | Average Weekday | SCE | 1-in-10 | 2029 | 1 |  |  |  | 57.1728 | 1
| Zone | South Orange County | 2 | Average Weekday | SCE | 1-in-10 | 2029 | 2 |  |  |  | 55.9963 | 1
| Zone | South Orange County | 2 | Average Weekday | SCE | 1-in-10 | 2029 | 3 |  |  |  | 54.9899 | 1
| Zone | South Orange County | 2 | Average Weekday | SCE | 1-in-10 | 2029 | 4 |  |  |  | 54.0712 | 1
| Zone | South Orange County | 2 | Average Weekday | SCE | 1-in-10 | 2029 | 5 |  |  |  | 53.3326 | 1
| Zone | South Orange County | 2 | Average Weekday | SCE | 1-in-10 | 2029 | 6 |  |  |  | 52.8625 | 1
| Zone | South Orange County | 2 | Average Weekday | SCE | 1-in-10 | 2029 | 7 |  |  |  | 52.5456 | 1
| Zone | South Orange County | 2 | Average Weekday | SCE | 1-in-10 | 2029 | 8 |  |  |  | 52.3425 | 1
| Zone | South Orange County | 2 | Average Weekday | SCE | 1-in-10 | 2029 | 9 |  |  |  | 54.079 | 1
| Zone | South Orange County | 2 | Average Weekday | SCE | 1-in-10 | 2029 | 10 |  |  |  | 58.1346 | 1
| Zone | South Orange County | 2 | Average Weekday | SCE | 1-in-10 | 2029 | 11 |  |  |  | 62.1138 | 1
| Zone | South Orange County | 2 | Average Weekday | SCE | 1-in-10 | 2029 | 12 |  |  |  | 65.3932 | 1
| Zone | South Orange County | 2 | Average Weekday | SCE | 1-in-10 | 2029 | 13 |  |  |  | 67.7289 | 1
| Zone | South Orange County | 2 | Average Weekday | SCE | 1-in-10 | 2029 | 14 |  |  |  | 69.3005 | 1
| Zone | South Orange County | 2 | Average Weekday | SCE | 1-in-10 | 2029 | 15 |  |  |  | 69.4832 | 1
| Zone | South Orange County | 2 | Average Weekday | SCE | 1-in-10 | 2029 | 16 |  |  |  | 69.1466 | 1
| Zone | South Orange County | 2 | Average Weekday | SCE | 1-in-10 | 2029 | 17 |  |  |  | 68.2018 | 1
| Zone | South Orange County | 2 | Average Weekday | SCE | 1-in-10 | 2029 | 18 |  |  |  | 66.7425 | 1
| Zone | South Orange County | 2 | Average Weekday | SCE | 1-in-10 | 2029 | 19 |  |  |  | 64.4017 | 1
| Zone | South Orange County | 2 | Average Weekday | SCE | 1-in-10 | 2029 | 20 |  |  |  | 62.4907 | 1
| Zone | South Orange County | 2 | Average Weekday | SCE | 1-in-10 | 2029 | 21 |  |  |  | 61.1236 | 1
| Zone | South Orange County | 2 | Average Weekday | SCE | 1-in-10 | 2029 | 22 |  |  |  | 60.0168 | 1
| Zone | South Orange County | 2 | Average Weekday | SCE | 1-in-10 | 2029 | 23 |  |  |  | 58.8033 | 1
| Zone | South Orange County | 2 | Average Weekday | SCE | 1-in-10 | 2029 | 24 |  |  |  | 57.6811 | 1
| Zone | South Orange County | 2 | Monthly System Peak Day | SCE | 1-in-10 | 2029 | 1 |  |  |  | 69.875 | 1
| Zone | South Orange County | 2 | Monthly System Peak Day | SCE | 1-in-10 | 2029 | 2 |  |  |  | 67.1867 | 1
| Zone | South Orange County | 2 | Monthly System Peak Day | SCE | 1-in-10 | 2029 | 3 |  |  |  | 65.6 | 1
| Zone | South Orange County | 2 | Monthly System Peak Day | SCE | 1-in-10 | 2029 | 4 |  |  |  | 63.5817 | 1
| Zone | South Orange County | 2 | Monthly System Peak Day | SCE | 1-in-10 | 2029 | 5 |  |  |  | 62.8183 | 1
| Zone | South Orange County | 2 | Monthly System Peak Day | SCE | 1-in-10 | 2029 | 6 |  |  |  | 61.14 | 1
| Zone | South Orange County | 2 | Monthly System Peak Day | SCE | 1-in-10 | 2029 | 7 |  |  |  | 62.4817 | 1
| Zone | South Orange County | 2 | Monthly System Peak Day | SCE | 1-in-10 | 2029 | 8 |  |  |  | 63.1117 | 1
| Zone | South Orange County | 2 | Monthly System Peak Day | SCE | 1-in-10 | 2029 | 9 |  |  |  | 63.85 | 1
| Zone | South Orange County | 2 | Monthly System Peak Day | SCE | 1-in-10 | 2029 | 10 |  |  |  | 69.4017 | 1
| Zone | South Orange County | 2 | Monthly System Peak Day | SCE | 1-in-10 | 2029 | 11 |  |  |  | 76.1333 | 1
| Zone | South Orange County | 2 | Monthly System Peak Day | SCE | 1-in-10 | 2029 | 12 |  |  |  | 79.65 | 1
| Zone | South Orange County | 2 | Monthly System Peak Day | SCE | 1-in-10 | 2029 | 13 |  |  |  | 83.2333 | 1
| Zone | South Orange County | 2 | Monthly System Peak Day | SCE | 1-in-10 | 2029 | 14 |  |  |  | 85.2667 | 1
| Zone | South Orange County | 2 | Monthly System Peak Day | SCE | 1-in-10 | 2029 | 15 |  |  |  | 85.2 | 1
| Zone | South Orange County | 2 | Monthly System Peak Day | SCE | 1-in-10 | 2029 | 16 |  |  |  | 84.1333 | 1
| Zone | South Orange County | 2 | Monthly System Peak Day | SCE | 1-in-10 | 2029 | 17 |  |  |  | 82.55 | 1
| Zone | South Orange County | 2 | Monthly System Peak Day | SCE | 1-in-10 | 2029 | 18 |  |  |  | 79.6667 | 1
| Zone | South Orange County | 2 | Monthly System Peak Day | SCE | 1-in-10 | 2029 | 19 |  |  |  | 75.95 | 1
| Zone | South Orange County | 2 | Monthly System Peak Day | SCE | 1-in-10 | 2029 | 20 |  |  |  | 73.2667 | 1
| Zone | South Orange County | 2 | Monthly System Peak Day | SCE | 1-in-10 | 2029 | 21 |  |  |  | 71.15 | 1
| Zone | South Orange County | 2 | Monthly System Peak Day | SCE | 1-in-10 | 2029 | 22 |  |  |  | 69.3367 | 1
| Zone | South Orange County | 2 | Monthly System Peak Day | SCE | 1-in-10 | 2029 | 23 |  |  |  | 67.1667 | 1
| Zone | South Orange County | 2 | Monthly System Peak Day | SCE | 1-in-10 | 2029 | 24 |  |  |  | 65.64 | 1
| Zone | South Orange County | 3 | Average Weekday | SCE | 1-in-10 | 2029 | 1 |  |  |  | 59.5281 | 1
| Zone | South Orange County | 3 | Average Weekday | SCE | 1-in-10 | 2029 | 2 |  |  |  | 58.5162 | 1
| Zone | South Orange County | 3 | Average Weekday | SCE | 1-in-10 | 2029 | 3 |  |  |  | 57.8131 | 1
| Zone | South Orange County | 3 | Average Weekday | SCE | 1-in-10 | 2029 | 4 |  |  |  | 57.0513 | 1
| Zone | South Orange County | 3 | Average Weekday | SCE | 1-in-10 | 2029 | 5 |  |  |  | 56.254 | 1
| Zone | South Orange County | 3 | Average Weekday | SCE | 1-in-10 | 2029 | 6 |  |  |  | 55.6438 | 1
| Zone | South Orange County | 3 | Average Weekday | SCE | 1-in-10 | 2029 | 7 |  |  |  | 55.2104 | 1
| Zone | South Orange County | 3 | Average Weekday | SCE | 1-in-10 | 2029 | 8 |  |  |  | 55.3983 | 1
| Zone | South Orange County | 3 | Average Weekday | SCE | 1-in-10 | 2029 | 9 |  |  |  | 56.9005 | 1
| Zone | South Orange County | 3 | Average Weekday | SCE | 1-in-10 | 2029 | 10 |  |  |  | 60.304 | 1
| Zone | South Orange County | 3 | Average Weekday | SCE | 1-in-10 | 2029 | 11 |  |  |  | 64.0885 | 1
| Zone | South Orange County | 3 | Average Weekday | SCE | 1-in-10 | 2029 | 12 |  |  |  | 67.5235 | 1
| Zone | South Orange County | 3 | Average Weekday | SCE | 1-in-10 | 2029 | 13 |  |  |  | 69.6426 | 1
| Zone | South Orange County | 3 | Average Weekday | SCE | 1-in-10 | 2029 | 14 |  |  |  | 71.0985 | 1
| Zone | South Orange County | 3 | Average Weekday | SCE | 1-in-10 | 2029 | 15 |  |  |  | 71.772 | 1
| Zone | South Orange County | 3 | Average Weekday | SCE | 1-in-10 | 2029 | 16 |  |  |  | 71.7488 | 1
| Zone | South Orange County | 3 | Average Weekday | SCE | 1-in-10 | 2029 | 17 |  |  |  | 71.0608 | 1
| Zone | South Orange County | 3 | Average Weekday | SCE | 1-in-10 | 2029 | 18 |  |  |  | 70.3526 | 1
| Zone | South Orange County | 3 | Average Weekday | SCE | 1-in-10 | 2029 | 19 |  |  |  | 69.0515 | 1
| Zone | South Orange County | 3 | Average Weekday | SCE | 1-in-10 | 2029 | 20 |  |  |  | 66.7791 | 1
| Zone | South Orange County | 3 | Average Weekday | SCE | 1-in-10 | 2029 | 21 |  |  |  | 64.5212 | 1
| Zone | South Orange County | 3 | Average Weekday | SCE | 1-in-10 | 2029 | 22 |  |  |  | 63.3651 | 1
| Zone | South Orange County | 3 | Average Weekday | SCE | 1-in-10 | 2029 | 23 |  |  |  | 62.5298 | 1
| Zone | South Orange County | 3 | Average Weekday | SCE | 1-in-10 | 2029 | 24 |  |  |  | 61.5761 | 1
| Zone | South Orange County | 3 | Monthly System Peak Day | SCE | 1-in-10 | 2029 | 1 |  |  |  | 66.2733 | 1
| Zone | South Orange County | 3 | Monthly System Peak Day | SCE | 1-in-10 | 2029 | 2 |  |  |  | 64.8367 | 1
| Zone | South Orange County | 3 | Monthly System Peak Day | SCE | 1-in-10 | 2029 | 3 |  |  |  | 63.785 | 1
| Zone | South Orange County | 3 | Monthly System Peak Day | SCE | 1-in-10 | 2029 | 4 |  |  |  | 62.55 | 1
| Zone | South Orange County | 3 | Monthly System Peak Day | SCE | 1-in-10 | 2029 | 5 |  |  |  | 61.4383 | 1
| Zone | South Orange County | 3 | Monthly System Peak Day | SCE | 1-in-10 | 2029 | 6 |  |  |  | 60.365 | 1
| Zone | South Orange County | 3 | Monthly System Peak Day | SCE | 1-in-10 | 2029 | 7 |  |  |  | 59.7667 | 1
| Zone | South Orange County | 3 | Monthly System Peak Day | SCE | 1-in-10 | 2029 | 8 |  |  |  | 59.93 | 1
| Zone | South Orange County | 3 | Monthly System Peak Day | SCE | 1-in-10 | 2029 | 9 |  |  |  | 61.73 | 1
| Zone | South Orange County | 3 | Monthly System Peak Day | SCE | 1-in-10 | 2029 | 10 |  |  |  | 66.1033 | 1
| Zone | South Orange County | 3 | Monthly System Peak Day | SCE | 1-in-10 | 2029 | 11 |  |  |  | 70.67 | 1
| Zone | South Orange County | 3 | Monthly System Peak Day | SCE | 1-in-10 | 2029 | 12 |  |  |  | 74.5833 | 1
| Zone | South Orange County | 3 | Monthly System Peak Day | SCE | 1-in-10 | 2029 | 13 |  |  |  | 77.1667 | 1
| Zone | South Orange County | 3 | Monthly System Peak Day | SCE | 1-in-10 | 2029 | 14 |  |  |  | 78.7333 | 1
| Zone | South Orange County | 3 | Monthly System Peak Day | SCE | 1-in-10 | 2029 | 15 |  |  |  | 80.65 | 1
| Zone | South Orange County | 3 | Monthly System Peak Day | SCE | 1-in-10 | 2029 | 16 |  |  |  | 80.3667 | 1
| Zone | South Orange County | 3 | Monthly System Peak Day | SCE | 1-in-10 | 2029 | 17 |  |  |  | 79.2167 | 1
| Zone | South Orange County | 3 | Monthly System Peak Day | SCE | 1-in-10 | 2029 | 18 |  |  |  | 77.6667 | 1
| Zone | South Orange County | 3 | Monthly System Peak Day | SCE | 1-in-10 | 2029 | 19 |  |  |  | 77.4167 | 1
| Zone | South Orange County | 3 | Monthly System Peak Day | SCE | 1-in-10 | 2029 | 20 |  |  |  | 75.7833 | 1
| Zone | South Orange County | 3 | Monthly System Peak Day | SCE | 1-in-10 | 2029 | 21 |  |  |  | 71.6167 | 1
| Zone | South Orange County | 3 | Monthly System Peak Day | SCE | 1-in-10 | 2029 | 22 |  |  |  | 68.7333 | 1
| Zone | South Orange County | 3 | Monthly System Peak Day | SCE | 1-in-10 | 2029 | 23 |  |  |  | 67.0083 | 1
| Zone | South Orange County | 3 | Monthly System Peak Day | SCE | 1-in-10 | 2029 | 24 |  |  |  | 65.2 | 1
| Zone | South Orange County | 4 | Average Weekday | SCE | 1-in-10 | 2029 | 1 |  |  |  | 60.1427 | 1
| Zone | South Orange County | 4 | Average Weekday | SCE | 1-in-10 | 2029 | 2 |  |  |  | 59.4313 | 1
| Zone | South Orange County | 4 | Average Weekday | SCE | 1-in-10 | 2029 | 3 |  |  |  | 58.7794 | 1
| Zone | South Orange County | 4 | Average Weekday | SCE | 1-in-10 | 2029 | 4 |  |  |  | 58.1455 | 1
| Zone | South Orange County | 4 | Average Weekday | SCE | 1-in-10 | 2029 | 5 |  |  |  | 57.6355 | 1
| Zone | South Orange County | 4 | Average Weekday | SCE | 1-in-10 | 2029 | 6 |  |  |  | 57.1555 | 1
| Zone | South Orange County | 4 | Average Weekday | SCE | 1-in-10 | 2029 | 7 |  |  |  | 56.7984 | 1
| Zone | South Orange County | 4 | Average Weekday | SCE | 1-in-10 | 2029 | 8 |  |  |  | 57.0153 | 1
| Zone | South Orange County | 4 | Average Weekday | SCE | 1-in-10 | 2029 | 9 |  |  |  | 58.743 | 1
| Zone | South Orange County | 4 | Average Weekday | SCE | 1-in-10 | 2029 | 10 |  |  |  | 61.5164 | 1
| Zone | South Orange County | 4 | Average Weekday | SCE | 1-in-10 | 2029 | 11 |  |  |  | 64.6445 | 1
| Zone | South Orange County | 4 | Average Weekday | SCE | 1-in-10 | 2029 | 12 |  |  |  | 67.6103 | 1
| Zone | South Orange County | 4 | Average Weekday | SCE | 1-in-10 | 2029 | 13 |  |  |  | 68.8765 | 1
| Zone | South Orange County | 4 | Average Weekday | SCE | 1-in-10 | 2029 | 14 |  |  |  | 69.8323 | 1
| Zone | South Orange County | 4 | Average Weekday | SCE | 1-in-10 | 2029 | 15 |  |  |  | 70.6038 | 1
| Zone | South Orange County | 4 | Average Weekday | SCE | 1-in-10 | 2029 | 16 |  |  |  | 71.1033 | 1
| Zone | South Orange County | 4 | Average Weekday | SCE | 1-in-10 | 2029 | 17 |  |  |  | 71.1831 | 1
| Zone | South Orange County | 4 | Average Weekday | SCE | 1-in-10 | 2029 | 18 |  |  |  | 70.6177 | 1
| Zone | South Orange County | 4 | Average Weekday | SCE | 1-in-10 | 2029 | 19 |  |  |  | 69.6302 | 1
| Zone | South Orange County | 4 | Average Weekday | SCE | 1-in-10 | 2029 | 20 |  |  |  | 67.8745 | 1
| Zone | South Orange County | 4 | Average Weekday | SCE | 1-in-10 | 2029 | 21 |  |  |  | 65.5068 | 1
| Zone | South Orange County | 4 | Average Weekday | SCE | 1-in-10 | 2029 | 22 |  |  |  | 63.9119 | 1
| Zone | South Orange County | 4 | Average Weekday | SCE | 1-in-10 | 2029 | 23 |  |  |  | 62.6733 | 1
| Zone | South Orange County | 4 | Average Weekday | SCE | 1-in-10 | 2029 | 24 |  |  |  | 61.6163 | 1
| Zone | South Orange County | 4 | Monthly System Peak Day | SCE | 1-in-10 | 2029 | 1 |  |  |  | 68.3283 | 1
| Zone | South Orange County | 4 | Monthly System Peak Day | SCE | 1-in-10 | 2029 | 2 |  |  |  | 68.8933 | 1
| Zone | South Orange County | 4 | Monthly System Peak Day | SCE | 1-in-10 | 2029 | 3 |  |  |  | 67.565 | 1
| Zone | South Orange County | 4 | Monthly System Peak Day | SCE | 1-in-10 | 2029 | 4 |  |  |  | 65.7083 | 1
| Zone | South Orange County | 4 | Monthly System Peak Day | SCE | 1-in-10 | 2029 | 5 |  |  |  | 64.5117 | 1
| Zone | South Orange County | 4 | Monthly System Peak Day | SCE | 1-in-10 | 2029 | 6 |  |  |  | 63.9117 | 1
| Zone | South Orange County | 4 | Monthly System Peak Day | SCE | 1-in-10 | 2029 | 7 |  |  |  | 63.59 | 1
| Zone | South Orange County | 4 | Monthly System Peak Day | SCE | 1-in-10 | 2029 | 8 |  |  |  | 63.3633 | 1
| Zone | South Orange County | 4 | Monthly System Peak Day | SCE | 1-in-10 | 2029 | 9 |  |  |  | 65.85 | 1
| Zone | South Orange County | 4 | Monthly System Peak Day | SCE | 1-in-10 | 2029 | 10 |  |  |  | 70.795 | 1
| Zone | South Orange County | 4 | Monthly System Peak Day | SCE | 1-in-10 | 2029 | 11 |  |  |  | 75.5667 | 1
| Zone | South Orange County | 4 | Monthly System Peak Day | SCE | 1-in-10 | 2029 | 12 |  |  |  | 79.0167 | 1
| Zone | South Orange County | 4 | Monthly System Peak Day | SCE | 1-in-10 | 2029 | 13 |  |  |  | 79.4167 | 1
| Zone | South Orange County | 4 | Monthly System Peak Day | SCE | 1-in-10 | 2029 | 14 |  |  |  | 79.7 | 1
| Zone | South Orange County | 4 | Monthly System Peak Day | SCE | 1-in-10 | 2029 | 15 |  |  |  | 80.2667 | 1
| Zone | South Orange County | 4 | Monthly System Peak Day | SCE | 1-in-10 | 2029 | 16 |  |  |  | 82.0333 | 1
| Zone | South Orange County | 4 | Monthly System Peak Day | SCE | 1-in-10 | 2029 | 17 |  |  |  | 82.1167 | 1
| Zone | South Orange County | 4 | Monthly System Peak Day | SCE | 1-in-10 | 2029 | 18 |  |  |  | 83.65 | 1
| Zone | South Orange County | 4 | Monthly System Peak Day | SCE | 1-in-10 | 2029 | 19 |  |  |  | 80.8167 | 1
| Zone | South Orange County | 4 | Monthly System Peak Day | SCE | 1-in-10 | 2029 | 20 |  |  |  | 74.45 | 1
| Zone | South Orange County | 4 | Monthly System Peak Day | SCE | 1-in-10 | 2029 | 21 |  |  |  | 68.7633 | 1
| Zone | South Orange County | 4 | Monthly System Peak Day | SCE | 1-in-10 | 2029 | 22 |  |  |  | 67.5867 | 1
| Zone | South Orange County | 4 | Monthly System Peak Day | SCE | 1-in-10 | 2029 | 23 |  |  |  | 67.035 | 1
| Zone | South Orange County | 4 | Monthly System Peak Day | SCE | 1-in-10 | 2029 | 24 |  |  |  | 66.09 | 1
| Zone | South Orange County | 5 | Average Weekday | SCE | 1-in-10 | 2029 | 1 |  |  |  | 63.6645 | 1
| Zone | South Orange County | 5 | Average Weekday | SCE | 1-in-10 | 2029 | 2 |  |  |  | 63.0442 | 1
| Zone | South Orange County | 5 | Average Weekday | SCE | 1-in-10 | 2029 | 3 |  |  |  | 62.628 | 1
| Zone | South Orange County | 5 | Average Weekday | SCE | 1-in-10 | 2029 | 4 |  |  |  | 62.226 | 1
| Zone | South Orange County | 5 | Average Weekday | SCE | 1-in-10 | 2029 | 5 |  |  |  | 61.8174 | 1
| Zone | South Orange County | 5 | Average Weekday | SCE | 1-in-10 | 2029 | 6 |  |  |  | 61.6734 | 1
| Zone | South Orange County | 5 | Average Weekday | SCE | 1-in-10 | 2029 | 7 |  |  |  | 61.397 | 1
| Zone | South Orange County | 5 | Average Weekday | SCE | 1-in-10 | 2029 | 8 |  |  |  | 61.9969 | 1
| Zone | South Orange County | 5 | Average Weekday | SCE | 1-in-10 | 2029 | 9 |  |  |  | 64.0083 | 1
| Zone | South Orange County | 5 | Average Weekday | SCE | 1-in-10 | 2029 | 10 |  |  |  | 66.8587 | 1
| Zone | South Orange County | 5 | Average Weekday | SCE | 1-in-10 | 2029 | 11 |  |  |  | 69.2524 | 1
| Zone | South Orange County | 5 | Average Weekday | SCE | 1-in-10 | 2029 | 12 |  |  |  | 71.168 | 1
| Zone | South Orange County | 5 | Average Weekday | SCE | 1-in-10 | 2029 | 13 |  |  |  | 72.297 | 1
| Zone | South Orange County | 5 | Average Weekday | SCE | 1-in-10 | 2029 | 14 |  |  |  | 73.148 | 1
| Zone | South Orange County | 5 | Average Weekday | SCE | 1-in-10 | 2029 | 15 |  |  |  | 73.976 | 1
| Zone | South Orange County | 5 | Average Weekday | SCE | 1-in-10 | 2029 | 16 |  |  |  | 74.1826 | 1
| Zone | South Orange County | 5 | Average Weekday | SCE | 1-in-10 | 2029 | 17 |  |  |  | 74.122 | 1
| Zone | South Orange County | 5 | Average Weekday | SCE | 1-in-10 | 2029 | 18 |  |  |  | 73.3027 | 1
| Zone | South Orange County | 5 | Average Weekday | SCE | 1-in-10 | 2029 | 19 |  |  |  | 72.369 | 1
| Zone | South Orange County | 5 | Average Weekday | SCE | 1-in-10 | 2029 | 20 |  |  |  | 70.709 | 1
| Zone | South Orange County | 5 | Average Weekday | SCE | 1-in-10 | 2029 | 21 |  |  |  | 68.2305 | 1
| Zone | South Orange County | 5 | Average Weekday | SCE | 1-in-10 | 2029 | 22 |  |  |  | 66.2595 | 1
| Zone | South Orange County | 5 | Average Weekday | SCE | 1-in-10 | 2029 | 23 |  |  |  | 65.0803 | 1
| Zone | South Orange County | 5 | Average Weekday | SCE | 1-in-10 | 2029 | 24 |  |  |  | 64.1396 | 1
| Zone | South Orange County | 5 | Monthly System Peak Day | SCE | 1-in-10 | 2029 | 1 |  |  |  | 70.7233 | 1
| Zone | South Orange County | 5 | Monthly System Peak Day | SCE | 1-in-10 | 2029 | 2 |  |  |  | 69.7867 | 1
| Zone | South Orange County | 5 | Monthly System Peak Day | SCE | 1-in-10 | 2029 | 3 |  |  |  | 68.9883 | 1
| Zone | South Orange County | 5 | Monthly System Peak Day | SCE | 1-in-10 | 2029 | 4 |  |  |  | 68.0967 | 1
| Zone | South Orange County | 5 | Monthly System Peak Day | SCE | 1-in-10 | 2029 | 5 |  |  |  | 67.4783 | 1
| Zone | South Orange County | 5 | Monthly System Peak Day | SCE | 1-in-10 | 2029 | 6 |  |  |  | 67.16 | 1
| Zone | South Orange County | 5 | Monthly System Peak Day | SCE | 1-in-10 | 2029 | 7 |  |  |  | 66.67 | 1
| Zone | South Orange County | 5 | Monthly System Peak Day | SCE | 1-in-10 | 2029 | 8 |  |  |  | 67.6783 | 1
| Zone | South Orange County | 5 | Monthly System Peak Day | SCE | 1-in-10 | 2029 | 9 |  |  |  | 72.7933 | 1
| Zone | South Orange County | 5 | Monthly System Peak Day | SCE | 1-in-10 | 2029 | 10 |  |  |  | 79.3333 | 1
| Zone | South Orange County | 5 | Monthly System Peak Day | SCE | 1-in-10 | 2029 | 11 |  |  |  | 84.2 | 1
| Zone | South Orange County | 5 | Monthly System Peak Day | SCE | 1-in-10 | 2029 | 12 |  |  |  | 88.4667 | 1
| Zone | South Orange County | 5 | Monthly System Peak Day | SCE | 1-in-10 | 2029 | 13 |  |  |  | 90.0333 | 1
| Zone | South Orange County | 5 | Monthly System Peak Day | SCE | 1-in-10 | 2029 | 14 |  |  |  | 89.8333 | 1
| Zone | South Orange County | 5 | Monthly System Peak Day | SCE | 1-in-10 | 2029 | 15 |  |  |  | 92.15 | 1
| Zone | South Orange County | 5 | Monthly System Peak Day | SCE | 1-in-10 | 2029 | 16 |  |  |  | 92.0167 | 1
| Zone | South Orange County | 5 | Monthly System Peak Day | SCE | 1-in-10 | 2029 | 17 |  |  |  | 91.8 | 1
| Zone | South Orange County | 5 | Monthly System Peak Day | SCE | 1-in-10 | 2029 | 18 |  |  |  | 90.4333 | 1
| Zone | South Orange County | 5 | Monthly System Peak Day | SCE | 1-in-10 | 2029 | 19 |  |  |  | 89.9167 | 1
| Zone | South Orange County | 5 | Monthly System Peak Day | SCE | 1-in-10 | 2029 | 20 |  |  |  | 87.0333 | 1
| Zone | South Orange County | 5 | Monthly System Peak Day | SCE | 1-in-10 | 2029 | 21 |  |  |  | 83.1833 | 1
| Zone | South Orange County | 5 | Monthly System Peak Day | SCE | 1-in-10 | 2029 | 22 |  |  |  | 79.8 | 1
| Zone | South Orange County | 5 | Monthly System Peak Day | SCE | 1-in-10 | 2029 | 23 |  |  |  | 76.7667 | 1
| Zone | South Orange County | 5 | Monthly System Peak Day | SCE | 1-in-10 | 2029 | 24 |  |  |  | 73.3367 | 1
| Zone | South Orange County | 6 | Average Weekday | SCE | 1-in-10 | 2029 | 1 |  |  |  | 64.8305 | 1
| Zone | South Orange County | 6 | Average Weekday | SCE | 1-in-10 | 2029 | 2 |  |  |  | 64.5677 | 1
| Zone | South Orange County | 6 | Average Weekday | SCE | 1-in-10 | 2029 | 3 |  |  |  | 64.3736 | 1
| Zone | South Orange County | 6 | Average Weekday | SCE | 1-in-10 | 2029 | 4 |  |  |  | 64.1311 | 1
| Zone | South Orange County | 6 | Average Weekday | SCE | 1-in-10 | 2029 | 5 |  |  |  | 63.9809 | 1
| Zone | South Orange County | 6 | Average Weekday | SCE | 1-in-10 | 2029 | 6 |  |  |  | 63.8758 | 1
| Zone | South Orange County | 6 | Average Weekday | SCE | 1-in-10 | 2029 | 7 |  |  |  | 63.8143 | 1
| Zone | South Orange County | 6 | Average Weekday | SCE | 1-in-10 | 2029 | 8 |  |  |  | 64.0327 | 1
| Zone | South Orange County | 6 | Average Weekday | SCE | 1-in-10 | 2029 | 9 |  |  |  | 64.9331 | 1
| Zone | South Orange County | 6 | Average Weekday | SCE | 1-in-10 | 2029 | 10 |  |  |  | 66.7504 | 1
| Zone | South Orange County | 6 | Average Weekday | SCE | 1-in-10 | 2029 | 11 |  |  |  | 69.068 | 1
| Zone | South Orange County | 6 | Average Weekday | SCE | 1-in-10 | 2029 | 12 |  |  |  | 70.8322 | 1
| Zone | South Orange County | 6 | Average Weekday | SCE | 1-in-10 | 2029 | 13 |  |  |  | 71.7878 | 1
| Zone | South Orange County | 6 | Average Weekday | SCE | 1-in-10 | 2029 | 14 |  |  |  | 72.1196 | 1
| Zone | South Orange County | 6 | Average Weekday | SCE | 1-in-10 | 2029 | 15 |  |  |  | 72.8228 | 1
| Zone | South Orange County | 6 | Average Weekday | SCE | 1-in-10 | 2029 | 16 |  |  |  | 73.7532 | 1
| Zone | South Orange County | 6 | Average Weekday | SCE | 1-in-10 | 2029 | 17 |  |  |  | 73.7854 | 1
| Zone | South Orange County | 6 | Average Weekday | SCE | 1-in-10 | 2029 | 18 |  |  |  | 73.2464 | 1
| Zone | South Orange County | 6 | Average Weekday | SCE | 1-in-10 | 2029 | 19 |  |  |  | 72.2489 | 1
| Zone | South Orange County | 6 | Average Weekday | SCE | 1-in-10 | 2029 | 20 |  |  |  | 70.5072 | 1
| Zone | South Orange County | 6 | Average Weekday | SCE | 1-in-10 | 2029 | 21 |  |  |  | 68.643 | 1
| Zone | South Orange County | 6 | Average Weekday | SCE | 1-in-10 | 2029 | 22 |  |  |  | 66.6989 | 1
| Zone | South Orange County | 6 | Average Weekday | SCE | 1-in-10 | 2029 | 23 |  |  |  | 65.7762 | 1
| Zone | South Orange County | 6 | Average Weekday | SCE | 1-in-10 | 2029 | 24 |  |  |  | 65.3146 | 1
| Zone | South Orange County | 6 | Monthly System Peak Day | SCE | 1-in-10 | 2029 | 1 |  |  |  | 69.4933 | 1
| Zone | South Orange County | 6 | Monthly System Peak Day | SCE | 1-in-10 | 2029 | 2 |  |  |  | 68.17 | 1
| Zone | South Orange County | 6 | Monthly System Peak Day | SCE | 1-in-10 | 2029 | 3 |  |  |  | 67.4867 | 1
| Zone | South Orange County | 6 | Monthly System Peak Day | SCE | 1-in-10 | 2029 | 4 |  |  |  | 67.555 | 1
| Zone | South Orange County | 6 | Monthly System Peak Day | SCE | 1-in-10 | 2029 | 5 |  |  |  | 66.5217 | 1
| Zone | South Orange County | 6 | Monthly System Peak Day | SCE | 1-in-10 | 2029 | 6 |  |  |  | 65.4483 | 1
| Zone | South Orange County | 6 | Monthly System Peak Day | SCE | 1-in-10 | 2029 | 7 |  |  |  | 64.825 | 1
| Zone | South Orange County | 6 | Monthly System Peak Day | SCE | 1-in-10 | 2029 | 8 |  |  |  | 65.605 | 1
| Zone | South Orange County | 6 | Monthly System Peak Day | SCE | 1-in-10 | 2029 | 9 |  |  |  | 68.4683 | 1
| Zone | South Orange County | 6 | Monthly System Peak Day | SCE | 1-in-10 | 2029 | 10 |  |  |  | 73.475 | 1
| Zone | South Orange County | 6 | Monthly System Peak Day | SCE | 1-in-10 | 2029 | 11 |  |  |  | 78.5033 | 1
| Zone | South Orange County | 6 | Monthly System Peak Day | SCE | 1-in-10 | 2029 | 12 |  |  |  | 78.9933 | 1
| Zone | South Orange County | 6 | Monthly System Peak Day | SCE | 1-in-10 | 2029 | 13 |  |  |  | 77.77 | 1
| Zone | South Orange County | 6 | Monthly System Peak Day | SCE | 1-in-10 | 2029 | 14 |  |  |  | 78.4433 | 1
| Zone | South Orange County | 6 | Monthly System Peak Day | SCE | 1-in-10 | 2029 | 15 |  |  |  | 80.8167 | 1
| Zone | South Orange County | 6 | Monthly System Peak Day | SCE | 1-in-10 | 2029 | 16 |  |  |  | 85.05 | 1
| Zone | South Orange County | 6 | Monthly System Peak Day | SCE | 1-in-10 | 2029 | 17 |  |  |  | 86.7667 | 1
| Zone | South Orange County | 6 | Monthly System Peak Day | SCE | 1-in-10 | 2029 | 18 |  |  |  | 86.55 | 1
| Zone | South Orange County | 6 | Monthly System Peak Day | SCE | 1-in-10 | 2029 | 19 |  |  |  | 82.1 | 1
| Zone | South Orange County | 6 | Monthly System Peak Day | SCE | 1-in-10 | 2029 | 20 |  |  |  | 75.1867 | 1
| Zone | South Orange County | 6 | Monthly System Peak Day | SCE | 1-in-10 | 2029 | 21 |  |  |  | 71.49 | 1
| Zone | South Orange County | 6 | Monthly System Peak Day | SCE | 1-in-10 | 2029 | 22 |  |  |  | 69.115 | 1
| Zone | South Orange County | 6 | Monthly System Peak Day | SCE | 1-in-10 | 2029 | 23 |  |  |  | 67.8333 | 1
| Zone | South Orange County | 6 | Monthly System Peak Day | SCE | 1-in-10 | 2029 | 24 |  |  |  | 67.1917 | 1
| Zone | South Orange County | 7 | Average Weekday | SCE | 1-in-10 | 2029 | 1 |  |  |  | 69.4461 | 1
| Zone | South Orange County | 7 | Average Weekday | SCE | 1-in-10 | 2029 | 2 |  |  |  | 69.086 | 1
| Zone | South Orange County | 7 | Average Weekday | SCE | 1-in-10 | 2029 | 3 |  |  |  | 68.7807 | 1
| Zone | South Orange County | 7 | Average Weekday | SCE | 1-in-10 | 2029 | 4 |  |  |  | 68.5325 | 1
| Zone | South Orange County | 7 | Average Weekday | SCE | 1-in-10 | 2029 | 5 |  |  |  | 68.3902 | 1
| Zone | South Orange County | 7 | Average Weekday | SCE | 1-in-10 | 2029 | 6 |  |  |  | 68.3303 | 1
| Zone | South Orange County | 7 | Average Weekday | SCE | 1-in-10 | 2029 | 7 |  |  |  | 68.2904 | 1
| Zone | South Orange County | 7 | Average Weekday | SCE | 1-in-10 | 2029 | 8 |  |  |  | 68.6719 | 1
| Zone | South Orange County | 7 | Average Weekday | SCE | 1-in-10 | 2029 | 9 |  |  |  | 70.0939 | 1
| Zone | South Orange County | 7 | Average Weekday | SCE | 1-in-10 | 2029 | 10 |  |  |  | 72.5596 | 1
| Zone | South Orange County | 7 | Average Weekday | SCE | 1-in-10 | 2029 | 11 |  |  |  | 75.3255 | 1
| Zone | South Orange County | 7 | Average Weekday | SCE | 1-in-10 | 2029 | 12 |  |  |  | 77.2332 | 1
| Zone | South Orange County | 7 | Average Weekday | SCE | 1-in-10 | 2029 | 13 |  |  |  | 78.0307 | 1
| Zone | South Orange County | 7 | Average Weekday | SCE | 1-in-10 | 2029 | 14 |  |  |  | 78.1088 | 1
| Zone | South Orange County | 7 | Average Weekday | SCE | 1-in-10 | 2029 | 15 |  |  |  | 78.888 | 1
| Zone | South Orange County | 7 | Average Weekday | SCE | 1-in-10 | 2029 | 16 |  |  |  | 79.4733 | 1
| Zone | South Orange County | 7 | Average Weekday | SCE | 1-in-10 | 2029 | 17 |  |  |  | 79.575 | 1
| Zone | South Orange County | 7 | Average Weekday | SCE | 1-in-10 | 2029 | 18 |  |  |  | 79.1003 | 1
| Zone | South Orange County | 7 | Average Weekday | SCE | 1-in-10 | 2029 | 19 |  |  |  | 78.1803 | 1
| Zone | South Orange County | 7 | Average Weekday | SCE | 1-in-10 | 2029 | 20 |  |  |  | 76.474 | 1
| Zone | South Orange County | 7 | Average Weekday | SCE | 1-in-10 | 2029 | 21 |  |  |  | 74.0284 | 1
| Zone | South Orange County | 7 | Average Weekday | SCE | 1-in-10 | 2029 | 22 |  |  |  | 71.8255 | 1
| Zone | South Orange County | 7 | Average Weekday | SCE | 1-in-10 | 2029 | 23 |  |  |  | 70.847 | 1
| Zone | South Orange County | 7 | Average Weekday | SCE | 1-in-10 | 2029 | 24 |  |  |  | 70.1921 | 1
| Zone | South Orange County | 7 | Monthly System Peak Day | SCE | 1-in-10 | 2029 | 1 |  |  |  | 71.6167 | 1
| Zone | South Orange County | 7 | Monthly System Peak Day | SCE | 1-in-10 | 2029 | 2 |  |  |  | 70.0867 | 1
| Zone | South Orange County | 7 | Monthly System Peak Day | SCE | 1-in-10 | 2029 | 3 |  |  |  | 69.2733 | 1
| Zone | South Orange County | 7 | Monthly System Peak Day | SCE | 1-in-10 | 2029 | 4 |  |  |  | 68.805 | 1
| Zone | South Orange County | 7 | Monthly System Peak Day | SCE | 1-in-10 | 2029 | 5 |  |  |  | 68.6233 | 1
| Zone | South Orange County | 7 | Monthly System Peak Day | SCE | 1-in-10 | 2029 | 6 |  |  |  | 68.5967 | 1
| Zone | South Orange County | 7 | Monthly System Peak Day | SCE | 1-in-10 | 2029 | 7 |  |  |  | 68.31 | 1
| Zone | South Orange County | 7 | Monthly System Peak Day | SCE | 1-in-10 | 2029 | 8 |  |  |  | 68.8167 | 1
| Zone | South Orange County | 7 | Monthly System Peak Day | SCE | 1-in-10 | 2029 | 9 |  |  |  | 71.4667 | 1
| Zone | South Orange County | 7 | Monthly System Peak Day | SCE | 1-in-10 | 2029 | 10 |  |  |  | 75.3833 | 1
| Zone | South Orange County | 7 | Monthly System Peak Day | SCE | 1-in-10 | 2029 | 11 |  |  |  | 81.2333 | 1
| Zone | South Orange County | 7 | Monthly System Peak Day | SCE | 1-in-10 | 2029 | 12 |  |  |  | 84.5833 | 1
| Zone | South Orange County | 7 | Monthly System Peak Day | SCE | 1-in-10 | 2029 | 13 |  |  |  | 87.1 | 1
| Zone | South Orange County | 7 | Monthly System Peak Day | SCE | 1-in-10 | 2029 | 14 |  |  |  | 89.7 | 1
| Zone | South Orange County | 7 | Monthly System Peak Day | SCE | 1-in-10 | 2029 | 15 |  |  |  | 94.0167 | 1
| Zone | South Orange County | 7 | Monthly System Peak Day | SCE | 1-in-10 | 2029 | 16 |  |  |  | 96.8667 | 1
| Zone | South Orange County | 7 | Monthly System Peak Day | SCE | 1-in-10 | 2029 | 17 |  |  |  | 98.65 | 1
| Zone | South Orange County | 7 | Monthly System Peak Day | SCE | 1-in-10 | 2029 | 18 |  |  |  | 99.0333 | 1
| Zone | South Orange County | 7 | Monthly System Peak Day | SCE | 1-in-10 | 2029 | 19 |  |  |  | 97.8333 | 1
| Zone | South Orange County | 7 | Monthly System Peak Day | SCE | 1-in-10 | 2029 | 20 |  |  |  | 94.8833 | 1
| Zone | South Orange County | 7 | Monthly System Peak Day | SCE | 1-in-10 | 2029 | 21 |  |  |  | 91.5833 | 1
| Zone | South Orange County | 7 | Monthly System Peak Day | SCE | 1-in-10 | 2029 | 22 |  |  |  | 83.9 | 1
| Zone | South Orange County | 7 | Monthly System Peak Day | SCE | 1-in-10 | 2029 | 23 |  |  |  | 79.7333 | 1
| Zone | South Orange County | 7 | Monthly System Peak Day | SCE | 1-in-10 | 2029 | 24 |  |  |  | 77.2333 | 1
| Zone | South Orange County | 8 | Average Weekday | SCE | 1-in-10 | 2029 | 1 |  |  |  | 70.3677 | 1
| Zone | South Orange County | 8 | Average Weekday | SCE | 1-in-10 | 2029 | 2 |  |  |  | 69.9409 | 1
| Zone | South Orange County | 8 | Average Weekday | SCE | 1-in-10 | 2029 | 3 |  |  |  | 69.6016 | 1
| Zone | South Orange County | 8 | Average Weekday | SCE | 1-in-10 | 2029 | 4 |  |  |  | 69.3505 | 1
| Zone | South Orange County | 8 | Average Weekday | SCE | 1-in-10 | 2029 | 5 |  |  |  | 69.1512 | 1
| Zone | South Orange County | 8 | Average Weekday | SCE | 1-in-10 | 2029 | 6 |  |  |  | 68.9962 | 1
| Zone | South Orange County | 8 | Average Weekday | SCE | 1-in-10 | 2029 | 7 |  |  |  | 68.9442 | 1
| Zone | South Orange County | 8 | Average Weekday | SCE | 1-in-10 | 2029 | 8 |  |  |  | 69.0716 | 1
| Zone | South Orange County | 8 | Average Weekday | SCE | 1-in-10 | 2029 | 9 |  |  |  | 70.417 | 1
| Zone | South Orange County | 8 | Average Weekday | SCE | 1-in-10 | 2029 | 10 |  |  |  | 72.8398 | 1
| Zone | South Orange County | 8 | Average Weekday | SCE | 1-in-10 | 2029 | 11 |  |  |  | 75.7373 | 1
| Zone | South Orange County | 8 | Average Weekday | SCE | 1-in-10 | 2029 | 12 |  |  |  | 78.0552 | 1
| Zone | South Orange County | 8 | Average Weekday | SCE | 1-in-10 | 2029 | 13 |  |  |  | 78.807 | 1
| Zone | South Orange County | 8 | Average Weekday | SCE | 1-in-10 | 2029 | 14 |  |  |  | 79.5915 | 1
| Zone | South Orange County | 8 | Average Weekday | SCE | 1-in-10 | 2029 | 15 |  |  |  | 80.3355 | 1
| Zone | South Orange County | 8 | Average Weekday | SCE | 1-in-10 | 2029 | 16 |  |  |  | 80.3471 | 1
| Zone | South Orange County | 8 | Average Weekday | SCE | 1-in-10 | 2029 | 17 |  |  |  | 80.2036 | 1
| Zone | South Orange County | 8 | Average Weekday | SCE | 1-in-10 | 2029 | 18 |  |  |  | 79.7014 | 1
| Zone | South Orange County | 8 | Average Weekday | SCE | 1-in-10 | 2029 | 19 |  |  |  | 78.4407 | 1
| Zone | South Orange County | 8 | Average Weekday | SCE | 1-in-10 | 2029 | 20 |  |  |  | 76.4672 | 1
| Zone | South Orange County | 8 | Average Weekday | SCE | 1-in-10 | 2029 | 21 |  |  |  | 73.8259 | 1
| Zone | South Orange County | 8 | Average Weekday | SCE | 1-in-10 | 2029 | 22 |  |  |  | 72.2143 | 1
| Zone | South Orange County | 8 | Average Weekday | SCE | 1-in-10 | 2029 | 23 |  |  |  | 71.629 | 1
| Zone | South Orange County | 8 | Average Weekday | SCE | 1-in-10 | 2029 | 24 |  |  |  | 71.1377 | 1
| Zone | South Orange County | 8 | Monthly System Peak Day | SCE | 1-in-10 | 2029 | 1 |  |  |  | 72.2533 | 1
| Zone | South Orange County | 8 | Monthly System Peak Day | SCE | 1-in-10 | 2029 | 2 |  |  |  | 71.9167 | 1
| Zone | South Orange County | 8 | Monthly System Peak Day | SCE | 1-in-10 | 2029 | 3 |  |  |  | 71.5533 | 1
| Zone | South Orange County | 8 | Monthly System Peak Day | SCE | 1-in-10 | 2029 | 4 |  |  |  | 71.0633 | 1
| Zone | South Orange County | 8 | Monthly System Peak Day | SCE | 1-in-10 | 2029 | 5 |  |  |  | 70.67 | 1
| Zone | South Orange County | 8 | Monthly System Peak Day | SCE | 1-in-10 | 2029 | 6 |  |  |  | 70.4067 | 1
| Zone | South Orange County | 8 | Monthly System Peak Day | SCE | 1-in-10 | 2029 | 7 |  |  |  | 70.1267 | 1
| Zone | South Orange County | 8 | Monthly System Peak Day | SCE | 1-in-10 | 2029 | 8 |  |  |  | 70.0033 | 1
| Zone | South Orange County | 8 | Monthly System Peak Day | SCE | 1-in-10 | 2029 | 9 |  |  |  | 72.0167 | 1
| Zone | South Orange County | 8 | Monthly System Peak Day | SCE | 1-in-10 | 2029 | 10 |  |  |  | 76.2667 | 1
| Zone | South Orange County | 8 | Monthly System Peak Day | SCE | 1-in-10 | 2029 | 11 |  |  |  | 80.7167 | 1
| Zone | South Orange County | 8 | Monthly System Peak Day | SCE | 1-in-10 | 2029 | 12 |  |  |  | 81.4167 | 1
| Zone | South Orange County | 8 | Monthly System Peak Day | SCE | 1-in-10 | 2029 | 13 |  |  |  | 80.9667 | 1
| Zone | South Orange County | 8 | Monthly System Peak Day | SCE | 1-in-10 | 2029 | 14 |  |  |  | 82.4333 | 1
| Zone | South Orange County | 8 | Monthly System Peak Day | SCE | 1-in-10 | 2029 | 15 |  |  |  | 85.05 | 1
| Zone | South Orange County | 8 | Monthly System Peak Day | SCE | 1-in-10 | 2029 | 16 |  |  |  | 86.9167 | 1
| Zone | South Orange County | 8 | Monthly System Peak Day | SCE | 1-in-10 | 2029 | 17 |  |  |  | 87.55 | 1
| Zone | South Orange County | 8 | Monthly System Peak Day | SCE | 1-in-10 | 2029 | 18 |  |  |  | 86.6333 | 1
| Zone | South Orange County | 8 | Monthly System Peak Day | SCE | 1-in-10 | 2029 | 19 |  |  |  | 85.15 | 1
| Zone | South Orange County | 8 | Monthly System Peak Day | SCE | 1-in-10 | 2029 | 20 |  |  |  | 83.0667 | 1
| Zone | South Orange County | 8 | Monthly System Peak Day | SCE | 1-in-10 | 2029 | 21 |  |  |  | 79.1667 | 1
| Zone | South Orange County | 8 | Monthly System Peak Day | SCE | 1-in-10 | 2029 | 22 |  |  |  | 76.55 | 1
| Zone | South Orange County | 8 | Monthly System Peak Day | SCE | 1-in-10 | 2029 | 23 |  |  |  | 74.6333 | 1
| Zone | South Orange County | 8 | Monthly System Peak Day | SCE | 1-in-10 | 2029 | 24 |  |  |  | 73.5 | 1
| Zone | South Orange County | 8 | Typical Event Day | SCE | 1-in-10 | 2029 | 1 |  |  |  | 71.9242 | 1
| Zone | South Orange County | 8 | Typical Event Day | SCE | 1-in-10 | 2029 | 2 |  |  |  | 70.8933 | 1
| Zone | South Orange County | 8 | Typical Event Day | SCE | 1-in-10 | 2029 | 3 |  |  |  | 70.245 | 1
| Zone | South Orange County | 8 | Typical Event Day | SCE | 1-in-10 | 2029 | 4 |  |  |  | 70.0308 | 1
| Zone | South Orange County | 8 | Typical Event Day | SCE | 1-in-10 | 2029 | 5 |  |  |  | 69.5579 | 1
| Zone | South Orange County | 8 | Typical Event Day | SCE | 1-in-10 | 2029 | 6 |  |  |  | 69.1504 | 1
| Zone | South Orange County | 8 | Typical Event Day | SCE | 1-in-10 | 2029 | 7 |  |  |  | 68.7904 | 1
| Zone | South Orange County | 8 | Typical Event Day | SCE | 1-in-10 | 2029 | 8 |  |  |  | 69.1354 | 1
| Zone | South Orange County | 8 | Typical Event Day | SCE | 1-in-10 | 2029 | 9 |  |  |  | 71.4379 | 1
| Zone | South Orange County | 8 | Typical Event Day | SCE | 1-in-10 | 2029 | 10 |  |  |  | 75.7646 | 1
| Zone | South Orange County | 8 | Typical Event Day | SCE | 1-in-10 | 2029 | 11 |  |  |  | 80.9008 | 1
| Zone | South Orange County | 8 | Typical Event Day | SCE | 1-in-10 | 2029 | 12 |  |  |  | 82.915 | 1
| Zone | South Orange County | 8 | Typical Event Day | SCE | 1-in-10 | 2029 | 13 |  |  |  | 83.7217 | 1
| Zone | South Orange County | 8 | Typical Event Day | SCE | 1-in-10 | 2029 | 14 |  |  |  | 85.4817 | 1
| Zone | South Orange County | 8 | Typical Event Day | SCE | 1-in-10 | 2029 | 15 |  |  |  | 87.85 | 1
| Zone | South Orange County | 8 | Typical Event Day | SCE | 1-in-10 | 2029 | 16 |  |  |  | 90.3458 | 1
| Zone | South Orange County | 8 | Typical Event Day | SCE | 1-in-10 | 2029 | 17 |  |  |  | 91.5417 | 1
| Zone | South Orange County | 8 | Typical Event Day | SCE | 1-in-10 | 2029 | 18 |  |  |  | 91.4583 | 1
| Zone | South Orange County | 8 | Typical Event Day | SCE | 1-in-10 | 2029 | 19 |  |  |  | 89.3583 | 1
| Zone | South Orange County | 8 | Typical Event Day | SCE | 1-in-10 | 2029 | 20 |  |  |  | 85.5175 | 1
| Zone | South Orange County | 8 | Typical Event Day | SCE | 1-in-10 | 2029 | 21 |  |  |  | 81.5517 | 1
| Zone | South Orange County | 8 | Typical Event Day | SCE | 1-in-10 | 2029 | 22 |  |  |  | 78.4496 | 1
| Zone | South Orange County | 8 | Typical Event Day | SCE | 1-in-10 | 2029 | 23 |  |  |  | 76.3125 | 1
| Zone | South Orange County | 8 | Typical Event Day | SCE | 1-in-10 | 2029 | 24 |  |  |  | 74.7438 | 1
| Zone | South Orange County | 9 | Average Weekday | SCE | 1-in-10 | 2029 | 1 |  |  |  | 71.7479 | 1
| Zone | South Orange County | 9 | Average Weekday | SCE | 1-in-10 | 2029 | 2 |  |  |  | 71.1465 | 1
| Zone | South Orange County | 9 | Average Weekday | SCE | 1-in-10 | 2029 | 3 |  |  |  | 70.6301 | 1
| Zone | South Orange County | 9 | Average Weekday | SCE | 1-in-10 | 2029 | 4 |  |  |  | 70.1971 | 1
| Zone | South Orange County | 9 | Average Weekday | SCE | 1-in-10 | 2029 | 5 |  |  |  | 69.8707 | 1
| Zone | South Orange County | 9 | Average Weekday | SCE | 1-in-10 | 2029 | 6 |  |  |  | 69.5087 | 1
| Zone | South Orange County | 9 | Average Weekday | SCE | 1-in-10 | 2029 | 7 |  |  |  | 69.2601 | 1
| Zone | South Orange County | 9 | Average Weekday | SCE | 1-in-10 | 2029 | 8 |  |  |  | 69.177 | 1
| Zone | South Orange County | 9 | Average Weekday | SCE | 1-in-10 | 2029 | 9 |  |  |  | 70.2802 | 1
| Zone | South Orange County | 9 | Average Weekday | SCE | 1-in-10 | 2029 | 10 |  |  |  | 72.886 | 1
| Zone | South Orange County | 9 | Average Weekday | SCE | 1-in-10 | 2029 | 11 |  |  |  | 75.8762 | 1
| Zone | South Orange County | 9 | Average Weekday | SCE | 1-in-10 | 2029 | 12 |  |  |  | 78.4211 | 1
| Zone | South Orange County | 9 | Average Weekday | SCE | 1-in-10 | 2029 | 13 |  |  |  | 79.6325 | 1
| Zone | South Orange County | 9 | Average Weekday | SCE | 1-in-10 | 2029 | 14 |  |  |  | 80.3008 | 1
| Zone | South Orange County | 9 | Average Weekday | SCE | 1-in-10 | 2029 | 15 |  |  |  | 81.2714 | 1
| Zone | South Orange County | 9 | Average Weekday | SCE | 1-in-10 | 2029 | 16 |  |  |  | 81.5167 | 1
| Zone | South Orange County | 9 | Average Weekday | SCE | 1-in-10 | 2029 | 17 |  |  |  | 81.431 | 1
| Zone | South Orange County | 9 | Average Weekday | SCE | 1-in-10 | 2029 | 18 |  |  |  | 80.6365 | 1
| Zone | South Orange County | 9 | Average Weekday | SCE | 1-in-10 | 2029 | 19 |  |  |  | 79.223 | 1
| Zone | South Orange County | 9 | Average Weekday | SCE | 1-in-10 | 2029 | 20 |  |  |  | 77.0676 | 1
| Zone | South Orange County | 9 | Average Weekday | SCE | 1-in-10 | 2029 | 21 |  |  |  | 74.7656 | 1
| Zone | South Orange County | 9 | Average Weekday | SCE | 1-in-10 | 2029 | 22 |  |  |  | 73.7906 | 1
| Zone | South Orange County | 9 | Average Weekday | SCE | 1-in-10 | 2029 | 23 |  |  |  | 72.9166 | 1
| Zone | South Orange County | 9 | Average Weekday | SCE | 1-in-10 | 2029 | 24 |  |  |  | 72.1378 | 1
| Zone | South Orange County | 9 | Monthly System Peak Day | SCE | 1-in-10 | 2029 | 1 |  |  |  | 74.3333 | 1
| Zone | South Orange County | 9 | Monthly System Peak Day | SCE | 1-in-10 | 2029 | 2 |  |  |  | 73.4 | 1
| Zone | South Orange County | 9 | Monthly System Peak Day | SCE | 1-in-10 | 2029 | 3 |  |  |  | 72.6667 | 1
| Zone | South Orange County | 9 | Monthly System Peak Day | SCE | 1-in-10 | 2029 | 4 |  |  |  | 72.7 | 1
| Zone | South Orange County | 9 | Monthly System Peak Day | SCE | 1-in-10 | 2029 | 5 |  |  |  | 72.4167 | 1
| Zone | South Orange County | 9 | Monthly System Peak Day | SCE | 1-in-10 | 2029 | 6 |  |  |  | 72.15 | 1
| Zone | South Orange County | 9 | Monthly System Peak Day | SCE | 1-in-10 | 2029 | 7 |  |  |  | 71.9 | 1
| Zone | South Orange County | 9 | Monthly System Peak Day | SCE | 1-in-10 | 2029 | 8 |  |  |  | 72.1167 | 1
| Zone | South Orange County | 9 | Monthly System Peak Day | SCE | 1-in-10 | 2029 | 9 |  |  |  | 73.8 | 1
| Zone | South Orange County | 9 | Monthly System Peak Day | SCE | 1-in-10 | 2029 | 10 |  |  |  | 77.9333 | 1
| Zone | South Orange County | 9 | Monthly System Peak Day | SCE | 1-in-10 | 2029 | 11 |  |  |  | 83.15 | 1
| Zone | South Orange County | 9 | Monthly System Peak Day | SCE | 1-in-10 | 2029 | 12 |  |  |  | 86.6667 | 1
| Zone | South Orange County | 9 | Monthly System Peak Day | SCE | 1-in-10 | 2029 | 13 |  |  |  | 89.05 | 1
| Zone | South Orange County | 9 | Monthly System Peak Day | SCE | 1-in-10 | 2029 | 14 |  |  |  | 91.35 | 1
| Zone | South Orange County | 9 | Monthly System Peak Day | SCE | 1-in-10 | 2029 | 15 |  |  |  | 91.5167 | 1
| Zone | South Orange County | 9 | Monthly System Peak Day | SCE | 1-in-10 | 2029 | 16 |  |  |  | 92.55 | 1
| Zone | South Orange County | 9 | Monthly System Peak Day | SCE | 1-in-10 | 2029 | 17 |  |  |  | 93.2 | 1
| Zone | South Orange County | 9 | Monthly System Peak Day | SCE | 1-in-10 | 2029 | 18 |  |  |  | 93.6167 | 1
| Zone | South Orange County | 9 | Monthly System Peak Day | SCE | 1-in-10 | 2029 | 19 |  |  |  | 92.35 | 1
| Zone | South Orange County | 9 | Monthly System Peak Day | SCE | 1-in-10 | 2029 | 20 |  |  |  | 88.9333 | 1
| Zone | South Orange County | 9 | Monthly System Peak Day | SCE | 1-in-10 | 2029 | 21 |  |  |  | 83.9667 | 1
| Zone | South Orange County | 9 | Monthly System Peak Day | SCE | 1-in-10 | 2029 | 22 |  |  |  | 84.2333 | 1
| Zone | South Orange County | 9 | Monthly System Peak Day | SCE | 1-in-10 | 2029 | 23 |  |  |  | 83.05 | 1
| Zone | South Orange County | 9 | Monthly System Peak Day | SCE | 1-in-10 | 2029 | 24 |  |  |  | 81.05 | 1
| Zone | South Orange County | 10 | Average Weekday | SCE | 1-in-10 | 2029 | 1 |  |  |  | 69.118 | 1
| Zone | South Orange County | 10 | Average Weekday | SCE | 1-in-10 | 2029 | 2 |  |  |  | 68.5352 | 1
| Zone | South Orange County | 10 | Average Weekday | SCE | 1-in-10 | 2029 | 3 |  |  |  | 67.8411 | 1
| Zone | South Orange County | 10 | Average Weekday | SCE | 1-in-10 | 2029 | 4 |  |  |  | 67.235 | 1
| Zone | South Orange County | 10 | Average Weekday | SCE | 1-in-10 | 2029 | 5 |  |  |  | 66.6026 | 1
| Zone | South Orange County | 10 | Average Weekday | SCE | 1-in-10 | 2029 | 6 |  |  |  | 66.2633 | 1
| Zone | South Orange County | 10 | Average Weekday | SCE | 1-in-10 | 2029 | 7 |  |  |  | 65.9069 | 1
| Zone | South Orange County | 10 | Average Weekday | SCE | 1-in-10 | 2029 | 8 |  |  |  | 65.5926 | 1
| Zone | South Orange County | 10 | Average Weekday | SCE | 1-in-10 | 2029 | 9 |  |  |  | 65.9445 | 1
| Zone | South Orange County | 10 | Average Weekday | SCE | 1-in-10 | 2029 | 10 |  |  |  | 68.4825 | 1
| Zone | South Orange County | 10 | Average Weekday | SCE | 1-in-10 | 2029 | 11 |  |  |  | 71.8683 | 1
| Zone | South Orange County | 10 | Average Weekday | SCE | 1-in-10 | 2029 | 12 |  |  |  | 74.8892 | 1
| Zone | South Orange County | 10 | Average Weekday | SCE | 1-in-10 | 2029 | 13 |  |  |  | 77.3307 | 1
| Zone | South Orange County | 10 | Average Weekday | SCE | 1-in-10 | 2029 | 14 |  |  |  | 78.5737 | 1
| Zone | South Orange County | 10 | Average Weekday | SCE | 1-in-10 | 2029 | 15 |  |  |  | 79.2328 | 1
| Zone | South Orange County | 10 | Average Weekday | SCE | 1-in-10 | 2029 | 16 |  |  |  | 79.1279 | 1
| Zone | South Orange County | 10 | Average Weekday | SCE | 1-in-10 | 2029 | 17 |  |  |  | 78.8701 | 1
| Zone | South Orange County | 10 | Average Weekday | SCE | 1-in-10 | 2029 | 18 |  |  |  | 78.3056 | 1
| Zone | South Orange County | 10 | Average Weekday | SCE | 1-in-10 | 2029 | 19 |  |  |  | 76.8335 | 1
| Zone | South Orange County | 10 | Average Weekday | SCE | 1-in-10 | 2029 | 20 |  |  |  | 74.2791 | 1
| Zone | South Orange County | 10 | Average Weekday | SCE | 1-in-10 | 2029 | 21 |  |  |  | 72.6954 | 1
| Zone | South Orange County | 10 | Average Weekday | SCE | 1-in-10 | 2029 | 22 |  |  |  | 71.6686 | 1
| Zone | South Orange County | 10 | Average Weekday | SCE | 1-in-10 | 2029 | 23 |  |  |  | 70.7785 | 1
| Zone | South Orange County | 10 | Average Weekday | SCE | 1-in-10 | 2029 | 24 |  |  |  | 69.9095 | 1
| Zone | South Orange County | 10 | Monthly System Peak Day | SCE | 1-in-10 | 2029 | 1 |  |  |  | 77.2 | 1
| Zone | South Orange County | 10 | Monthly System Peak Day | SCE | 1-in-10 | 2029 | 2 |  |  |  | 79.3167 | 1
| Zone | South Orange County | 10 | Monthly System Peak Day | SCE | 1-in-10 | 2029 | 3 |  |  |  | 75.8667 | 1
| Zone | South Orange County | 10 | Monthly System Peak Day | SCE | 1-in-10 | 2029 | 4 |  |  |  | 75.9133 | 1
| Zone | South Orange County | 10 | Monthly System Peak Day | SCE | 1-in-10 | 2029 | 5 |  |  |  | 77.21 | 1
| Zone | South Orange County | 10 | Monthly System Peak Day | SCE | 1-in-10 | 2029 | 6 |  |  |  | 81.2067 | 1
| Zone | South Orange County | 10 | Monthly System Peak Day | SCE | 1-in-10 | 2029 | 7 |  |  |  | 80.5833 | 1
| Zone | South Orange County | 10 | Monthly System Peak Day | SCE | 1-in-10 | 2029 | 8 |  |  |  | 80.4983 | 1
| Zone | South Orange County | 10 | Monthly System Peak Day | SCE | 1-in-10 | 2029 | 9 |  |  |  | 80.59 | 1
| Zone | South Orange County | 10 | Monthly System Peak Day | SCE | 1-in-10 | 2029 | 10 |  |  |  | 83.0667 | 1
| Zone | South Orange County | 10 | Monthly System Peak Day | SCE | 1-in-10 | 2029 | 11 |  |  |  | 86.9 | 1
| Zone | South Orange County | 10 | Monthly System Peak Day | SCE | 1-in-10 | 2029 | 12 |  |  |  | 91.65 | 1
| Zone | South Orange County | 10 | Monthly System Peak Day | SCE | 1-in-10 | 2029 | 13 |  |  |  | 96.8833 | 1
| Zone | South Orange County | 10 | Monthly System Peak Day | SCE | 1-in-10 | 2029 | 14 |  |  |  | 99.5833 | 1
| Zone | South Orange County | 10 | Monthly System Peak Day | SCE | 1-in-10 | 2029 | 15 |  |  |  | 100.9833 | 1
| Zone | South Orange County | 10 | Monthly System Peak Day | SCE | 1-in-10 | 2029 | 16 |  |  |  | 100.3833 | 1
| Zone | South Orange County | 10 | Monthly System Peak Day | SCE | 1-in-10 | 2029 | 17 |  |  |  | 99.8 | 1
| Zone | South Orange County | 10 | Monthly System Peak Day | SCE | 1-in-10 | 2029 | 18 |  |  |  | 100.4167 | 1
| Zone | South Orange County | 10 | Monthly System Peak Day | SCE | 1-in-10 | 2029 | 19 |  |  |  | 99.3833 | 1
| Zone | South Orange County | 10 | Monthly System Peak Day | SCE | 1-in-10 | 2029 | 20 |  |  |  | 94.9833 | 1
| Zone | South Orange County | 10 | Monthly System Peak Day | SCE | 1-in-10 | 2029 | 21 |  |  |  | 90.7667 | 1
| Zone | South Orange County | 10 | Monthly System Peak Day | SCE | 1-in-10 | 2029 | 22 |  |  |  | 87.9167 | 1
| Zone | South Orange County | 10 | Monthly System Peak Day | SCE | 1-in-10 | 2029 | 23 |  |  |  | 86.4667 | 1
| Zone | South Orange County | 10 | Monthly System Peak Day | SCE | 1-in-10 | 2029 | 24 |  |  |  | 85.7 | 1
| Zone | South Orange County | 11 | Average Weekday | SCE | 1-in-10 | 2029 | 1 |  |  |  | 58.9397 | 1
| Zone | South Orange County | 11 | Average Weekday | SCE | 1-in-10 | 2029 | 2 |  |  |  | 57.9461 | 1
| Zone | South Orange County | 11 | Average Weekday | SCE | 1-in-10 | 2029 | 3 |  |  |  | 56.9995 | 1
| Zone | South Orange County | 11 | Average Weekday | SCE | 1-in-10 | 2029 | 4 |  |  |  | 56.0916 | 1
| Zone | South Orange County | 11 | Average Weekday | SCE | 1-in-10 | 2029 | 5 |  |  |  | 55.3154 | 1
| Zone | South Orange County | 11 | Average Weekday | SCE | 1-in-10 | 2029 | 6 |  |  |  | 54.6663 | 1
| Zone | South Orange County | 11 | Average Weekday | SCE | 1-in-10 | 2029 | 7 |  |  |  | 54.3493 | 1
| Zone | South Orange County | 11 | Average Weekday | SCE | 1-in-10 | 2029 | 8 |  |  |  | 54.1698 | 1
| Zone | South Orange County | 11 | Average Weekday | SCE | 1-in-10 | 2029 | 9 |  |  |  | 55.668 | 1
| Zone | South Orange County | 11 | Average Weekday | SCE | 1-in-10 | 2029 | 10 |  |  |  | 59.6793 | 1
| Zone | South Orange County | 11 | Average Weekday | SCE | 1-in-10 | 2029 | 11 |  |  |  | 64.0458 | 1
| Zone | South Orange County | 11 | Average Weekday | SCE | 1-in-10 | 2029 | 12 |  |  |  | 67.5321 | 1
| Zone | South Orange County | 11 | Average Weekday | SCE | 1-in-10 | 2029 | 13 |  |  |  | 69.9497 | 1
| Zone | South Orange County | 11 | Average Weekday | SCE | 1-in-10 | 2029 | 14 |  |  |  | 71.1228 | 1
| Zone | South Orange County | 11 | Average Weekday | SCE | 1-in-10 | 2029 | 15 |  |  |  | 71.3371 | 1
| Zone | South Orange County | 11 | Average Weekday | SCE | 1-in-10 | 2029 | 16 |  |  |  | 71.0195 | 1
| Zone | South Orange County | 11 | Average Weekday | SCE | 1-in-10 | 2029 | 17 |  |  |  | 70.1644 | 1
| Zone | South Orange County | 11 | Average Weekday | SCE | 1-in-10 | 2029 | 18 |  |  |  | 68.4656 | 1
| Zone | South Orange County | 11 | Average Weekday | SCE | 1-in-10 | 2029 | 19 |  |  |  | 66.4926 | 1
| Zone | South Orange County | 11 | Average Weekday | SCE | 1-in-10 | 2029 | 20 |  |  |  | 64.7972 | 1
| Zone | South Orange County | 11 | Average Weekday | SCE | 1-in-10 | 2029 | 21 |  |  |  | 63.4676 | 1
| Zone | South Orange County | 11 | Average Weekday | SCE | 1-in-10 | 2029 | 22 |  |  |  | 62.0872 | 1
| Zone | South Orange County | 11 | Average Weekday | SCE | 1-in-10 | 2029 | 23 |  |  |  | 60.8519 | 1
| Zone | South Orange County | 11 | Average Weekday | SCE | 1-in-10 | 2029 | 24 |  |  |  | 59.7972 | 1
| Zone | South Orange County | 11 | Monthly System Peak Day | SCE | 1-in-10 | 2029 | 1 |  |  |  | 69.45 | 1
| Zone | South Orange County | 11 | Monthly System Peak Day | SCE | 1-in-10 | 2029 | 2 |  |  |  | 68.3317 | 1
| Zone | South Orange County | 11 | Monthly System Peak Day | SCE | 1-in-10 | 2029 | 3 |  |  |  | 67.435 | 1
| Zone | South Orange County | 11 | Monthly System Peak Day | SCE | 1-in-10 | 2029 | 4 |  |  |  | 66.2533 | 1
| Zone | South Orange County | 11 | Monthly System Peak Day | SCE | 1-in-10 | 2029 | 5 |  |  |  | 65.7983 | 1
| Zone | South Orange County | 11 | Monthly System Peak Day | SCE | 1-in-10 | 2029 | 6 |  |  |  | 64.7267 | 1
| Zone | South Orange County | 11 | Monthly System Peak Day | SCE | 1-in-10 | 2029 | 7 |  |  |  | 64.8883 | 1
| Zone | South Orange County | 11 | Monthly System Peak Day | SCE | 1-in-10 | 2029 | 8 |  |  |  | 65.895 | 1
| Zone | South Orange County | 11 | Monthly System Peak Day | SCE | 1-in-10 | 2029 | 9 |  |  |  | 68.315 | 1
| Zone | South Orange County | 11 | Monthly System Peak Day | SCE | 1-in-10 | 2029 | 10 |  |  |  | 72.92 | 1
| Zone | South Orange County | 11 | Monthly System Peak Day | SCE | 1-in-10 | 2029 | 11 |  |  |  | 80.5 | 1
| Zone | South Orange County | 11 | Monthly System Peak Day | SCE | 1-in-10 | 2029 | 12 |  |  |  | 86.7 | 1
| Zone | South Orange County | 11 | Monthly System Peak Day | SCE | 1-in-10 | 2029 | 13 |  |  |  | 90.5667 | 1
| Zone | South Orange County | 11 | Monthly System Peak Day | SCE | 1-in-10 | 2029 | 14 |  |  |  | 92.2667 | 1
| Zone | South Orange County | 11 | Monthly System Peak Day | SCE | 1-in-10 | 2029 | 15 |  |  |  | 92.5667 | 1
| Zone | South Orange County | 11 | Monthly System Peak Day | SCE | 1-in-10 | 2029 | 16 |  |  |  | 91.8333 | 1
| Zone | South Orange County | 11 | Monthly System Peak Day | SCE | 1-in-10 | 2029 | 17 |  |  |  | 90.8333 | 1
| Zone | South Orange County | 11 | Monthly System Peak Day | SCE | 1-in-10 | 2029 | 18 |  |  |  | 89.0667 | 1
| Zone | South Orange County | 11 | Monthly System Peak Day | SCE | 1-in-10 | 2029 | 19 |  |  |  | 86.4833 | 1
| Zone | South Orange County | 11 | Monthly System Peak Day | SCE | 1-in-10 | 2029 | 20 |  |  |  | 82 | 1
| Zone | South Orange County | 11 | Monthly System Peak Day | SCE | 1-in-10 | 2029 | 21 |  |  |  | 79.2 | 1
| Zone | South Orange County | 11 | Monthly System Peak Day | SCE | 1-in-10 | 2029 | 22 |  |  |  | 77.1 | 1
| Zone | South Orange County | 11 | Monthly System Peak Day | SCE | 1-in-10 | 2029 | 23 |  |  |  | 74.8 | 1
| Zone | South Orange County | 11 | Monthly System Peak Day | SCE | 1-in-10 | 2029 | 24 |  |  |  | 72.7667 | 1
| Zone | South Orange County | 12 | Average Weekday | SCE | 1-in-10 | 2029 | 1 |  |  |  | 51.8291 | 1
| Zone | South Orange County | 12 | Average Weekday | SCE | 1-in-10 | 2029 | 2 |  |  |  | 50.9499 | 1
| Zone | South Orange County | 12 | Average Weekday | SCE | 1-in-10 | 2029 | 3 |  |  |  | 50.0991 | 1
| Zone | South Orange County | 12 | Average Weekday | SCE | 1-in-10 | 2029 | 4 |  |  |  | 49.3577 | 1
| Zone | South Orange County | 12 | Average Weekday | SCE | 1-in-10 | 2029 | 5 |  |  |  | 48.6908 | 1
| Zone | South Orange County | 12 | Average Weekday | SCE | 1-in-10 | 2029 | 6 |  |  |  | 48.1454 | 1
| Zone | South Orange County | 12 | Average Weekday | SCE | 1-in-10 | 2029 | 7 |  |  |  | 47.9686 | 1
| Zone | South Orange County | 12 | Average Weekday | SCE | 1-in-10 | 2029 | 8 |  |  |  | 47.9584 | 1
| Zone | South Orange County | 12 | Average Weekday | SCE | 1-in-10 | 2029 | 9 |  |  |  | 49.005 | 1
| Zone | South Orange County | 12 | Average Weekday | SCE | 1-in-10 | 2029 | 10 |  |  |  | 52.1354 | 1
| Zone | South Orange County | 12 | Average Weekday | SCE | 1-in-10 | 2029 | 11 |  |  |  | 56.0031 | 1
| Zone | South Orange County | 12 | Average Weekday | SCE | 1-in-10 | 2029 | 12 |  |  |  | 59.2624 | 1
| Zone | South Orange County | 12 | Average Weekday | SCE | 1-in-10 | 2029 | 13 |  |  |  | 61.5066 | 1
| Zone | South Orange County | 12 | Average Weekday | SCE | 1-in-10 | 2029 | 14 |  |  |  | 62.8752 | 1
| Zone | South Orange County | 12 | Average Weekday | SCE | 1-in-10 | 2029 | 15 |  |  |  | 63.1948 | 1
| Zone | South Orange County | 12 | Average Weekday | SCE | 1-in-10 | 2029 | 16 |  |  |  | 62.9711 | 1
| Zone | South Orange County | 12 | Average Weekday | SCE | 1-in-10 | 2029 | 17 |  |  |  | 61.8362 | 1
| Zone | South Orange County | 12 | Average Weekday | SCE | 1-in-10 | 2029 | 18 |  |  |  | 59.9768 | 1
| Zone | South Orange County | 12 | Average Weekday | SCE | 1-in-10 | 2029 | 19 |  |  |  | 58.4232 | 1
| Zone | South Orange County | 12 | Average Weekday | SCE | 1-in-10 | 2029 | 20 |  |  |  | 57.4427 | 1
| Zone | South Orange County | 12 | Average Weekday | SCE | 1-in-10 | 2029 | 21 |  |  |  | 56.2781 | 1
| Zone | South Orange County | 12 | Average Weekday | SCE | 1-in-10 | 2029 | 22 |  |  |  | 55.1592 | 1
| Zone | South Orange County | 12 | Average Weekday | SCE | 1-in-10 | 2029 | 23 |  |  |  | 54.024 | 1
| Zone | South Orange County | 12 | Average Weekday | SCE | 1-in-10 | 2029 | 24 |  |  |  | 53.0568 | 1
| Zone | South Orange County | 12 | Monthly System Peak Day | SCE | 1-in-10 | 2029 | 1 |  |  |  | 45.5983 | 1
| Zone | South Orange County | 12 | Monthly System Peak Day | SCE | 1-in-10 | 2029 | 2 |  |  |  | 44.0583 | 1
| Zone | South Orange County | 12 | Monthly System Peak Day | SCE | 1-in-10 | 2029 | 3 |  |  |  | 42.7283 | 1
| Zone | South Orange County | 12 | Monthly System Peak Day | SCE | 1-in-10 | 2029 | 4 |  |  |  | 41.4067 | 1
| Zone | South Orange County | 12 | Monthly System Peak Day | SCE | 1-in-10 | 2029 | 5 |  |  |  | 40.1833 | 1
| Zone | South Orange County | 12 | Monthly System Peak Day | SCE | 1-in-10 | 2029 | 6 |  |  |  | 39.455 | 1
| Zone | South Orange County | 12 | Monthly System Peak Day | SCE | 1-in-10 | 2029 | 7 |  |  |  | 39.4983 | 1
| Zone | South Orange County | 12 | Monthly System Peak Day | SCE | 1-in-10 | 2029 | 8 |  |  |  | 40 | 1
| Zone | South Orange County | 12 | Monthly System Peak Day | SCE | 1-in-10 | 2029 | 9 |  |  |  | 41.15 | 1
| Zone | South Orange County | 12 | Monthly System Peak Day | SCE | 1-in-10 | 2029 | 10 |  |  |  | 45.9567 | 1
| Zone | South Orange County | 12 | Monthly System Peak Day | SCE | 1-in-10 | 2029 | 11 |  |  |  | 51.4333 | 1
| Zone | South Orange County | 12 | Monthly System Peak Day | SCE | 1-in-10 | 2029 | 12 |  |  |  | 53.555 | 1
| Zone | South Orange County | 12 | Monthly System Peak Day | SCE | 1-in-10 | 2029 | 13 |  |  |  | 54.46 | 1
| Zone | South Orange County | 12 | Monthly System Peak Day | SCE | 1-in-10 | 2029 | 14 |  |  |  | 55.6267 | 1
| Zone | South Orange County | 12 | Monthly System Peak Day | SCE | 1-in-10 | 2029 | 15 |  |  |  | 56.4667 | 1
| Zone | South Orange County | 12 | Monthly System Peak Day | SCE | 1-in-10 | 2029 | 16 |  |  |  | 56.5783 | 1
| Zone | South Orange County | 12 | Monthly System Peak Day | SCE | 1-in-10 | 2029 | 17 |  |  |  | 55.9683 | 1
| Zone | South Orange County | 12 | Monthly System Peak Day | SCE | 1-in-10 | 2029 | 18 |  |  |  | 54.3267 | 1
| Zone | South Orange County | 12 | Monthly System Peak Day | SCE | 1-in-10 | 2029 | 19 |  |  |  | 52.8067 | 1
| Zone | South Orange County | 12 | Monthly System Peak Day | SCE | 1-in-10 | 2029 | 20 |  |  |  | 51.9067 | 1
| Zone | South Orange County | 12 | Monthly System Peak Day | SCE | 1-in-10 | 2029 | 21 |  |  |  | 50.095 | 1
| Zone | South Orange County | 12 | Monthly System Peak Day | SCE | 1-in-10 | 2029 | 22 |  |  |  | 48.8883 | 1
| Zone | South Orange County | 12 | Monthly System Peak Day | SCE | 1-in-10 | 2029 | 23 |  |  |  | 48.9217 | 1
| Zone | South Orange County | 12 | Monthly System Peak Day | SCE | 1-in-10 | 2029 | 24 |  |  |  | 48.4717 | 1
| Zone | South Orange County | 1 | Average Weekday | SCE | 1-in-10 | 2030 | 1 |  |  |  | 52.18 | 1
| Zone | South Orange County | 1 | Average Weekday | SCE | 1-in-10 | 2030 | 2 |  |  |  | 51.3559 | 1
| Zone | South Orange County | 1 | Average Weekday | SCE | 1-in-10 | 2030 | 3 |  |  |  | 50.5879 | 1
| Zone | South Orange County | 1 | Average Weekday | SCE | 1-in-10 | 2030 | 4 |  |  |  | 49.7468 | 1
| Zone | South Orange County | 1 | Average Weekday | SCE | 1-in-10 | 2030 | 5 |  |  |  | 48.9691 | 1
| Zone | South Orange County | 1 | Average Weekday | SCE | 1-in-10 | 2030 | 6 |  |  |  | 48.4568 | 1
| Zone | South Orange County | 1 | Average Weekday | SCE | 1-in-10 | 2030 | 7 |  |  |  | 48.0644 | 1
| Zone | South Orange County | 1 | Average Weekday | SCE | 1-in-10 | 2030 | 8 |  |  |  | 48.0706 | 1
| Zone | South Orange County | 1 | Average Weekday | SCE | 1-in-10 | 2030 | 9 |  |  |  | 48.8383 | 1
| Zone | South Orange County | 1 | Average Weekday | SCE | 1-in-10 | 2030 | 10 |  |  |  | 51.6117 | 1
| Zone | South Orange County | 1 | Average Weekday | SCE | 1-in-10 | 2030 | 11 |  |  |  | 55.2199 | 1
| Zone | South Orange County | 1 | Average Weekday | SCE | 1-in-10 | 2030 | 12 |  |  |  | 58.4718 | 1
| Zone | South Orange County | 1 | Average Weekday | SCE | 1-in-10 | 2030 | 13 |  |  |  | 60.3987 | 1
| Zone | South Orange County | 1 | Average Weekday | SCE | 1-in-10 | 2030 | 14 |  |  |  | 61.7776 | 1
| Zone | South Orange County | 1 | Average Weekday | SCE | 1-in-10 | 2030 | 15 |  |  |  | 62.4536 | 1
| Zone | South Orange County | 1 | Average Weekday | SCE | 1-in-10 | 2030 | 16 |  |  |  | 62.3352 | 1
| Zone | South Orange County | 1 | Average Weekday | SCE | 1-in-10 | 2030 | 17 |  |  |  | 61.5598 | 1
| Zone | South Orange County | 1 | Average Weekday | SCE | 1-in-10 | 2030 | 18 |  |  |  | 60.0373 | 1
| Zone | South Orange County | 1 | Average Weekday | SCE | 1-in-10 | 2030 | 19 |  |  |  | 58.1541 | 1
| Zone | South Orange County | 1 | Average Weekday | SCE | 1-in-10 | 2030 | 20 |  |  |  | 56.898 | 1
| Zone | South Orange County | 1 | Average Weekday | SCE | 1-in-10 | 2030 | 21 |  |  |  | 55.8955 | 1
| Zone | South Orange County | 1 | Average Weekday | SCE | 1-in-10 | 2030 | 22 |  |  |  | 54.9898 | 1
| Zone | South Orange County | 1 | Average Weekday | SCE | 1-in-10 | 2030 | 23 |  |  |  | 53.956 | 1
| Zone | South Orange County | 1 | Average Weekday | SCE | 1-in-10 | 2030 | 24 |  |  |  | 53.0008 | 1
| Zone | South Orange County | 1 | Monthly System Peak Day | SCE | 1-in-10 | 2030 | 1 |  |  |  | 50.6717 | 1
| Zone | South Orange County | 1 | Monthly System Peak Day | SCE | 1-in-10 | 2030 | 2 |  |  |  | 50.575 | 1
| Zone | South Orange County | 1 | Monthly System Peak Day | SCE | 1-in-10 | 2030 | 3 |  |  |  | 49.6833 | 1
| Zone | South Orange County | 1 | Monthly System Peak Day | SCE | 1-in-10 | 2030 | 4 |  |  |  | 48.55 | 1
| Zone | South Orange County | 1 | Monthly System Peak Day | SCE | 1-in-10 | 2030 | 5 |  |  |  | 47.745 | 1
| Zone | South Orange County | 1 | Monthly System Peak Day | SCE | 1-in-10 | 2030 | 6 |  |  |  | 47.5733 | 1
| Zone | South Orange County | 1 | Monthly System Peak Day | SCE | 1-in-10 | 2030 | 7 |  |  |  | 47.095 | 1
| Zone | South Orange County | 1 | Monthly System Peak Day | SCE | 1-in-10 | 2030 | 8 |  |  |  | 46.6817 | 1
| Zone | South Orange County | 1 | Monthly System Peak Day | SCE | 1-in-10 | 2030 | 9 |  |  |  | 47.1483 | 1
| Zone | South Orange County | 1 | Monthly System Peak Day | SCE | 1-in-10 | 2030 | 10 |  |  |  | 49.035 | 1
| Zone | South Orange County | 1 | Monthly System Peak Day | SCE | 1-in-10 | 2030 | 11 |  |  |  | 51.7433 | 1
| Zone | South Orange County | 1 | Monthly System Peak Day | SCE | 1-in-10 | 2030 | 12 |  |  |  | 53.9167 | 1
| Zone | South Orange County | 1 | Monthly System Peak Day | SCE | 1-in-10 | 2030 | 13 |  |  |  | 53.6683 | 1
| Zone | South Orange County | 1 | Monthly System Peak Day | SCE | 1-in-10 | 2030 | 14 |  |  |  | 54.4617 | 1
| Zone | South Orange County | 1 | Monthly System Peak Day | SCE | 1-in-10 | 2030 | 15 |  |  |  | 54.5217 | 1
| Zone | South Orange County | 1 | Monthly System Peak Day | SCE | 1-in-10 | 2030 | 16 |  |  |  | 55.015 | 1
| Zone | South Orange County | 1 | Monthly System Peak Day | SCE | 1-in-10 | 2030 | 17 |  |  |  | 54.1817 | 1
| Zone | South Orange County | 1 | Monthly System Peak Day | SCE | 1-in-10 | 2030 | 18 |  |  |  | 52.8783 | 1
| Zone | South Orange County | 1 | Monthly System Peak Day | SCE | 1-in-10 | 2030 | 19 |  |  |  | 52.0433 | 1
| Zone | South Orange County | 1 | Monthly System Peak Day | SCE | 1-in-10 | 2030 | 20 |  |  |  | 50.77 | 1
| Zone | South Orange County | 1 | Monthly System Peak Day | SCE | 1-in-10 | 2030 | 21 |  |  |  | 50.4517 | 1
| Zone | South Orange County | 1 | Monthly System Peak Day | SCE | 1-in-10 | 2030 | 22 |  |  |  | 50.3117 | 1
| Zone | South Orange County | 1 | Monthly System Peak Day | SCE | 1-in-10 | 2030 | 23 |  |  |  | 49.6133 | 1
| Zone | South Orange County | 1 | Monthly System Peak Day | SCE | 1-in-10 | 2030 | 24 |  |  |  | 48.4417 | 1
| Zone | South Orange County | 2 | Average Weekday | SCE | 1-in-10 | 2030 | 1 |  |  |  | 57.1728 | 1
| Zone | South Orange County | 2 | Average Weekday | SCE | 1-in-10 | 2030 | 2 |  |  |  | 55.9963 | 1
| Zone | South Orange County | 2 | Average Weekday | SCE | 1-in-10 | 2030 | 3 |  |  |  | 54.9899 | 1
| Zone | South Orange County | 2 | Average Weekday | SCE | 1-in-10 | 2030 | 4 |  |  |  | 54.0712 | 1
| Zone | South Orange County | 2 | Average Weekday | SCE | 1-in-10 | 2030 | 5 |  |  |  | 53.3326 | 1
| Zone | South Orange County | 2 | Average Weekday | SCE | 1-in-10 | 2030 | 6 |  |  |  | 52.8625 | 1
| Zone | South Orange County | 2 | Average Weekday | SCE | 1-in-10 | 2030 | 7 |  |  |  | 52.5456 | 1
| Zone | South Orange County | 2 | Average Weekday | SCE | 1-in-10 | 2030 | 8 |  |  |  | 52.3425 | 1
| Zone | South Orange County | 2 | Average Weekday | SCE | 1-in-10 | 2030 | 9 |  |  |  | 54.079 | 1
| Zone | South Orange County | 2 | Average Weekday | SCE | 1-in-10 | 2030 | 10 |  |  |  | 58.1346 | 1
| Zone | South Orange County | 2 | Average Weekday | SCE | 1-in-10 | 2030 | 11 |  |  |  | 62.1138 | 1
| Zone | South Orange County | 2 | Average Weekday | SCE | 1-in-10 | 2030 | 12 |  |  |  | 65.3932 | 1
| Zone | South Orange County | 2 | Average Weekday | SCE | 1-in-10 | 2030 | 13 |  |  |  | 67.7289 | 1
| Zone | South Orange County | 2 | Average Weekday | SCE | 1-in-10 | 2030 | 14 |  |  |  | 69.3005 | 1
| Zone | South Orange County | 2 | Average Weekday | SCE | 1-in-10 | 2030 | 15 |  |  |  | 69.4832 | 1
| Zone | South Orange County | 2 | Average Weekday | SCE | 1-in-10 | 2030 | 16 |  |  |  | 69.1466 | 1
| Zone | South Orange County | 2 | Average Weekday | SCE | 1-in-10 | 2030 | 17 |  |  |  | 68.2018 | 1
| Zone | South Orange County | 2 | Average Weekday | SCE | 1-in-10 | 2030 | 18 |  |  |  | 66.7425 | 1
| Zone | South Orange County | 2 | Average Weekday | SCE | 1-in-10 | 2030 | 19 |  |  |  | 64.4017 | 1
| Zone | South Orange County | 2 | Average Weekday | SCE | 1-in-10 | 2030 | 20 |  |  |  | 62.4907 | 1
| Zone | South Orange County | 2 | Average Weekday | SCE | 1-in-10 | 2030 | 21 |  |  |  | 61.1236 | 1
| Zone | South Orange County | 2 | Average Weekday | SCE | 1-in-10 | 2030 | 22 |  |  |  | 60.0168 | 1
| Zone | South Orange County | 2 | Average Weekday | SCE | 1-in-10 | 2030 | 23 |  |  |  | 58.8033 | 1
| Zone | South Orange County | 2 | Average Weekday | SCE | 1-in-10 | 2030 | 24 |  |  |  | 57.6811 | 1
| Zone | South Orange County | 2 | Monthly System Peak Day | SCE | 1-in-10 | 2030 | 1 |  |  |  | 69.875 | 1
| Zone | South Orange County | 2 | Monthly System Peak Day | SCE | 1-in-10 | 2030 | 2 |  |  |  | 67.1867 | 1
| Zone | South Orange County | 2 | Monthly System Peak Day | SCE | 1-in-10 | 2030 | 3 |  |  |  | 65.6 | 1
| Zone | South Orange County | 2 | Monthly System Peak Day | SCE | 1-in-10 | 2030 | 4 |  |  |  | 63.5817 | 1
| Zone | South Orange County | 2 | Monthly System Peak Day | SCE | 1-in-10 | 2030 | 5 |  |  |  | 62.8183 | 1
| Zone | South Orange County | 2 | Monthly System Peak Day | SCE | 1-in-10 | 2030 | 6 |  |  |  | 61.14 | 1
| Zone | South Orange County | 2 | Monthly System Peak Day | SCE | 1-in-10 | 2030 | 7 |  |  |  | 62.4817 | 1
| Zone | South Orange County | 2 | Monthly System Peak Day | SCE | 1-in-10 | 2030 | 8 |  |  |  | 63.1117 | 1
| Zone | South Orange County | 2 | Monthly System Peak Day | SCE | 1-in-10 | 2030 | 9 |  |  |  | 63.85 | 1
| Zone | South Orange County | 2 | Monthly System Peak Day | SCE | 1-in-10 | 2030 | 10 |  |  |  | 69.4017 | 1
| Zone | South Orange County | 2 | Monthly System Peak Day | SCE | 1-in-10 | 2030 | 11 |  |  |  | 76.1333 | 1
| Zone | South Orange County | 2 | Monthly System Peak Day | SCE | 1-in-10 | 2030 | 12 |  |  |  | 79.65 | 1
| Zone | South Orange County | 2 | Monthly System Peak Day | SCE | 1-in-10 | 2030 | 13 |  |  |  | 83.2333 | 1
| Zone | South Orange County | 2 | Monthly System Peak Day | SCE | 1-in-10 | 2030 | 14 |  |  |  | 85.2667 | 1
| Zone | South Orange County | 2 | Monthly System Peak Day | SCE | 1-in-10 | 2030 | 15 |  |  |  | 85.2 | 1
| Zone | South Orange County | 2 | Monthly System Peak Day | SCE | 1-in-10 | 2030 | 16 |  |  |  | 84.1333 | 1
| Zone | South Orange County | 2 | Monthly System Peak Day | SCE | 1-in-10 | 2030 | 17 |  |  |  | 82.55 | 1
| Zone | South Orange County | 2 | Monthly System Peak Day | SCE | 1-in-10 | 2030 | 18 |  |  |  | 79.6667 | 1
| Zone | South Orange County | 2 | Monthly System Peak Day | SCE | 1-in-10 | 2030 | 19 |  |  |  | 75.95 | 1
| Zone | South Orange County | 2 | Monthly System Peak Day | SCE | 1-in-10 | 2030 | 20 |  |  |  | 73.2667 | 1
| Zone | South Orange County | 2 | Monthly System Peak Day | SCE | 1-in-10 | 2030 | 21 |  |  |  | 71.15 | 1
| Zone | South Orange County | 2 | Monthly System Peak Day | SCE | 1-in-10 | 2030 | 22 |  |  |  | 69.3367 | 1
| Zone | South Orange County | 2 | Monthly System Peak Day | SCE | 1-in-10 | 2030 | 23 |  |  |  | 67.1667 | 1
| Zone | South Orange County | 2 | Monthly System Peak Day | SCE | 1-in-10 | 2030 | 24 |  |  |  | 65.64 | 1
| Zone | South Orange County | 3 | Average Weekday | SCE | 1-in-10 | 2030 | 1 |  |  |  | 59.5281 | 1
| Zone | South Orange County | 3 | Average Weekday | SCE | 1-in-10 | 2030 | 2 |  |  |  | 58.5162 | 1
| Zone | South Orange County | 3 | Average Weekday | SCE | 1-in-10 | 2030 | 3 |  |  |  | 57.8131 | 1
| Zone | South Orange County | 3 | Average Weekday | SCE | 1-in-10 | 2030 | 4 |  |  |  | 57.0513 | 1
| Zone | South Orange County | 3 | Average Weekday | SCE | 1-in-10 | 2030 | 5 |  |  |  | 56.254 | 1
| Zone | South Orange County | 3 | Average Weekday | SCE | 1-in-10 | 2030 | 6 |  |  |  | 55.6438 | 1
| Zone | South Orange County | 3 | Average Weekday | SCE | 1-in-10 | 2030 | 7 |  |  |  | 55.2104 | 1
| Zone | South Orange County | 3 | Average Weekday | SCE | 1-in-10 | 2030 | 8 |  |  |  | 55.3983 | 1
| Zone | South Orange County | 3 | Average Weekday | SCE | 1-in-10 | 2030 | 9 |  |  |  | 56.9005 | 1
| Zone | South Orange County | 3 | Average Weekday | SCE | 1-in-10 | 2030 | 10 |  |  |  | 60.304 | 1
| Zone | South Orange County | 3 | Average Weekday | SCE | 1-in-10 | 2030 | 11 |  |  |  | 64.0885 | 1
| Zone | South Orange County | 3 | Average Weekday | SCE | 1-in-10 | 2030 | 12 |  |  |  | 67.5235 | 1
| Zone | South Orange County | 3 | Average Weekday | SCE | 1-in-10 | 2030 | 13 |  |  |  | 69.6426 | 1
| Zone | South Orange County | 3 | Average Weekday | SCE | 1-in-10 | 2030 | 14 |  |  |  | 71.0985 | 1
| Zone | South Orange County | 3 | Average Weekday | SCE | 1-in-10 | 2030 | 15 |  |  |  | 71.772 | 1
| Zone | South Orange County | 3 | Average Weekday | SCE | 1-in-10 | 2030 | 16 |  |  |  | 71.7488 | 1
| Zone | South Orange County | 3 | Average Weekday | SCE | 1-in-10 | 2030 | 17 |  |  |  | 71.0608 | 1
| Zone | South Orange County | 3 | Average Weekday | SCE | 1-in-10 | 2030 | 18 |  |  |  | 70.3526 | 1
| Zone | South Orange County | 3 | Average Weekday | SCE | 1-in-10 | 2030 | 19 |  |  |  | 69.0515 | 1
| Zone | South Orange County | 3 | Average Weekday | SCE | 1-in-10 | 2030 | 20 |  |  |  | 66.7791 | 1
| Zone | South Orange County | 3 | Average Weekday | SCE | 1-in-10 | 2030 | 21 |  |  |  | 64.5212 | 1
| Zone | South Orange County | 3 | Average Weekday | SCE | 1-in-10 | 2030 | 22 |  |  |  | 63.3651 | 1
| Zone | South Orange County | 3 | Average Weekday | SCE | 1-in-10 | 2030 | 23 |  |  |  | 62.5298 | 1
| Zone | South Orange County | 3 | Average Weekday | SCE | 1-in-10 | 2030 | 24 |  |  |  | 61.5761 | 1
| Zone | South Orange County | 3 | Monthly System Peak Day | SCE | 1-in-10 | 2030 | 1 |  |  |  | 66.2733 | 1
| Zone | South Orange County | 3 | Monthly System Peak Day | SCE | 1-in-10 | 2030 | 2 |  |  |  | 64.8367 | 1
| Zone | South Orange County | 3 | Monthly System Peak Day | SCE | 1-in-10 | 2030 | 3 |  |  |  | 63.785 | 1
| Zone | South Orange County | 3 | Monthly System Peak Day | SCE | 1-in-10 | 2030 | 4 |  |  |  | 62.55 | 1
| Zone | South Orange County | 3 | Monthly System Peak Day | SCE | 1-in-10 | 2030 | 5 |  |  |  | 61.4383 | 1
| Zone | South Orange County | 3 | Monthly System Peak Day | SCE | 1-in-10 | 2030 | 6 |  |  |  | 60.365 | 1
| Zone | South Orange County | 3 | Monthly System Peak Day | SCE | 1-in-10 | 2030 | 7 |  |  |  | 59.7667 | 1
| Zone | South Orange County | 3 | Monthly System Peak Day | SCE | 1-in-10 | 2030 | 8 |  |  |  | 59.93 | 1
| Zone | South Orange County | 3 | Monthly System Peak Day | SCE | 1-in-10 | 2030 | 9 |  |  |  | 61.73 | 1
| Zone | South Orange County | 3 | Monthly System Peak Day | SCE | 1-in-10 | 2030 | 10 |  |  |  | 66.1033 | 1
| Zone | South Orange County | 3 | Monthly System Peak Day | SCE | 1-in-10 | 2030 | 11 |  |  |  | 70.67 | 1
| Zone | South Orange County | 3 | Monthly System Peak Day | SCE | 1-in-10 | 2030 | 12 |  |  |  | 74.5833 | 1
| Zone | South Orange County | 3 | Monthly System Peak Day | SCE | 1-in-10 | 2030 | 13 |  |  |  | 77.1667 | 1
| Zone | South Orange County | 3 | Monthly System Peak Day | SCE | 1-in-10 | 2030 | 14 |  |  |  | 78.7333 | 1
| Zone | South Orange County | 3 | Monthly System Peak Day | SCE | 1-in-10 | 2030 | 15 |  |  |  | 80.65 | 1
| Zone | South Orange County | 3 | Monthly System Peak Day | SCE | 1-in-10 | 2030 | 16 |  |  |  | 80.3667 | 1
| Zone | South Orange County | 3 | Monthly System Peak Day | SCE | 1-in-10 | 2030 | 17 |  |  |  | 79.2167 | 1
| Zone | South Orange County | 3 | Monthly System Peak Day | SCE | 1-in-10 | 2030 | 18 |  |  |  | 77.6667 | 1
| Zone | South Orange County | 3 | Monthly System Peak Day | SCE | 1-in-10 | 2030 | 19 |  |  |  | 77.4167 | 1
| Zone | South Orange County | 3 | Monthly System Peak Day | SCE | 1-in-10 | 2030 | 20 |  |  |  | 75.7833 | 1
| Zone | South Orange County | 3 | Monthly System Peak Day | SCE | 1-in-10 | 2030 | 21 |  |  |  | 71.6167 | 1
| Zone | South Orange County | 3 | Monthly System Peak Day | SCE | 1-in-10 | 2030 | 22 |  |  |  | 68.7333 | 1
| Zone | South Orange County | 3 | Monthly System Peak Day | SCE | 1-in-10 | 2030 | 23 |  |  |  | 67.0083 | 1
| Zone | South Orange County | 3 | Monthly System Peak Day | SCE | 1-in-10 | 2030 | 24 |  |  |  | 65.2 | 1
| Zone | South Orange County | 4 | Average Weekday | SCE | 1-in-10 | 2030 | 1 |  |  |  | 60.1427 | 1
| Zone | South Orange County | 4 | Average Weekday | SCE | 1-in-10 | 2030 | 2 |  |  |  | 59.4313 | 1
| Zone | South Orange County | 4 | Average Weekday | SCE | 1-in-10 | 2030 | 3 |  |  |  | 58.7794 | 1
| Zone | South Orange County | 4 | Average Weekday | SCE | 1-in-10 | 2030 | 4 |  |  |  | 58.1455 | 1
| Zone | South Orange County | 4 | Average Weekday | SCE | 1-in-10 | 2030 | 5 |  |  |  | 57.6355 | 1
| Zone | South Orange County | 4 | Average Weekday | SCE | 1-in-10 | 2030 | 6 |  |  |  | 57.1555 | 1
| Zone | South Orange County | 4 | Average Weekday | SCE | 1-in-10 | 2030 | 7 |  |  |  | 56.7984 | 1
| Zone | South Orange County | 4 | Average Weekday | SCE | 1-in-10 | 2030 | 8 |  |  |  | 57.0153 | 1
| Zone | South Orange County | 4 | Average Weekday | SCE | 1-in-10 | 2030 | 9 |  |  |  | 58.743 | 1
| Zone | South Orange County | 4 | Average Weekday | SCE | 1-in-10 | 2030 | 10 |  |  |  | 61.5164 | 1
| Zone | South Orange County | 4 | Average Weekday | SCE | 1-in-10 | 2030 | 11 |  |  |  | 64.6445 | 1
| Zone | South Orange County | 4 | Average Weekday | SCE | 1-in-10 | 2030 | 12 |  |  |  | 67.6103 | 1
| Zone | South Orange County | 4 | Average Weekday | SCE | 1-in-10 | 2030 | 13 |  |  |  | 68.8765 | 1
| Zone | South Orange County | 4 | Average Weekday | SCE | 1-in-10 | 2030 | 14 |  |  |  | 69.8323 | 1
| Zone | South Orange County | 4 | Average Weekday | SCE | 1-in-10 | 2030 | 15 |  |  |  | 70.6038 | 1
| Zone | South Orange County | 4 | Average Weekday | SCE | 1-in-10 | 2030 | 16 |  |  |  | 71.1033 | 1
| Zone | South Orange County | 4 | Average Weekday | SCE | 1-in-10 | 2030 | 17 |  |  |  | 71.1831 | 1
| Zone | South Orange County | 4 | Average Weekday | SCE | 1-in-10 | 2030 | 18 |  |  |  | 70.6177 | 1
| Zone | South Orange County | 4 | Average Weekday | SCE | 1-in-10 | 2030 | 19 |  |  |  | 69.6302 | 1
| Zone | South Orange County | 4 | Average Weekday | SCE | 1-in-10 | 2030 | 20 |  |  |  | 67.8745 | 1
| Zone | South Orange County | 4 | Average Weekday | SCE | 1-in-10 | 2030 | 21 |  |  |  | 65.5068 | 1
| Zone | South Orange County | 4 | Average Weekday | SCE | 1-in-10 | 2030 | 22 |  |  |  | 63.9119 | 1
| Zone | South Orange County | 4 | Average Weekday | SCE | 1-in-10 | 2030 | 23 |  |  |  | 62.6733 | 1
| Zone | South Orange County | 4 | Average Weekday | SCE | 1-in-10 | 2030 | 24 |  |  |  | 61.6163 | 1
| Zone | South Orange County | 4 | Monthly System Peak Day | SCE | 1-in-10 | 2030 | 1 |  |  |  | 68.3283 | 1
| Zone | South Orange County | 4 | Monthly System Peak Day | SCE | 1-in-10 | 2030 | 2 |  |  |  | 68.8933 | 1
| Zone | South Orange County | 4 | Monthly System Peak Day | SCE | 1-in-10 | 2030 | 3 |  |  |  | 67.565 | 1
| Zone | South Orange County | 4 | Monthly System Peak Day | SCE | 1-in-10 | 2030 | 4 |  |  |  | 65.7083 | 1
| Zone | South Orange County | 4 | Monthly System Peak Day | SCE | 1-in-10 | 2030 | 5 |  |  |  | 64.5117 | 1
| Zone | South Orange County | 4 | Monthly System Peak Day | SCE | 1-in-10 | 2030 | 6 |  |  |  | 63.9117 | 1
| Zone | South Orange County | 4 | Monthly System Peak Day | SCE | 1-in-10 | 2030 | 7 |  |  |  | 63.59 | 1
| Zone | South Orange County | 4 | Monthly System Peak Day | SCE | 1-in-10 | 2030 | 8 |  |  |  | 63.3633 | 1
| Zone | South Orange County | 4 | Monthly System Peak Day | SCE | 1-in-10 | 2030 | 9 |  |  |  | 65.85 | 1
| Zone | South Orange County | 4 | Monthly System Peak Day | SCE | 1-in-10 | 2030 | 10 |  |  |  | 70.795 | 1
| Zone | South Orange County | 4 | Monthly System Peak Day | SCE | 1-in-10 | 2030 | 11 |  |  |  | 75.5667 | 1
| Zone | South Orange County | 4 | Monthly System Peak Day | SCE | 1-in-10 | 2030 | 12 |  |  |  | 79.0167 | 1
| Zone | South Orange County | 4 | Monthly System Peak Day | SCE | 1-in-10 | 2030 | 13 |  |  |  | 79.4167 | 1
| Zone | South Orange County | 4 | Monthly System Peak Day | SCE | 1-in-10 | 2030 | 14 |  |  |  | 79.7 | 1
| Zone | South Orange County | 4 | Monthly System Peak Day | SCE | 1-in-10 | 2030 | 15 |  |  |  | 80.2667 | 1
| Zone | South Orange County | 4 | Monthly System Peak Day | SCE | 1-in-10 | 2030 | 16 |  |  |  | 82.0333 | 1
| Zone | South Orange County | 4 | Monthly System Peak Day | SCE | 1-in-10 | 2030 | 17 |  |  |  | 82.1167 | 1
| Zone | South Orange County | 4 | Monthly System Peak Day | SCE | 1-in-10 | 2030 | 18 |  |  |  | 83.65 | 1
| Zone | South Orange County | 4 | Monthly System Peak Day | SCE | 1-in-10 | 2030 | 19 |  |  |  | 80.8167 | 1
| Zone | South Orange County | 4 | Monthly System Peak Day | SCE | 1-in-10 | 2030 | 20 |  |  |  | 74.45 | 1
| Zone | South Orange County | 4 | Monthly System Peak Day | SCE | 1-in-10 | 2030 | 21 |  |  |  | 68.7633 | 1
| Zone | South Orange County | 4 | Monthly System Peak Day | SCE | 1-in-10 | 2030 | 22 |  |  |  | 67.5867 | 1
| Zone | South Orange County | 4 | Monthly System Peak Day | SCE | 1-in-10 | 2030 | 23 |  |  |  | 67.035 | 1
| Zone | South Orange County | 4 | Monthly System Peak Day | SCE | 1-in-10 | 2030 | 24 |  |  |  | 66.09 | 1
| Zone | South Orange County | 5 | Average Weekday | SCE | 1-in-10 | 2030 | 1 |  |  |  | 63.6645 | 1
| Zone | South Orange County | 5 | Average Weekday | SCE | 1-in-10 | 2030 | 2 |  |  |  | 63.0442 | 1
| Zone | South Orange County | 5 | Average Weekday | SCE | 1-in-10 | 2030 | 3 |  |  |  | 62.628 | 1
| Zone | South Orange County | 5 | Average Weekday | SCE | 1-in-10 | 2030 | 4 |  |  |  | 62.226 | 1
| Zone | South Orange County | 5 | Average Weekday | SCE | 1-in-10 | 2030 | 5 |  |  |  | 61.8174 | 1
| Zone | South Orange County | 5 | Average Weekday | SCE | 1-in-10 | 2030 | 6 |  |  |  | 61.6734 | 1
| Zone | South Orange County | 5 | Average Weekday | SCE | 1-in-10 | 2030 | 7 |  |  |  | 61.397 | 1
| Zone | South Orange County | 5 | Average Weekday | SCE | 1-in-10 | 2030 | 8 |  |  |  | 61.9969 | 1
| Zone | South Orange County | 5 | Average Weekday | SCE | 1-in-10 | 2030 | 9 |  |  |  | 64.0083 | 1
| Zone | South Orange County | 5 | Average Weekday | SCE | 1-in-10 | 2030 | 10 |  |  |  | 66.8587 | 1
| Zone | South Orange County | 5 | Average Weekday | SCE | 1-in-10 | 2030 | 11 |  |  |  | 69.2524 | 1
| Zone | South Orange County | 5 | Average Weekday | SCE | 1-in-10 | 2030 | 12 |  |  |  | 71.168 | 1
| Zone | South Orange County | 5 | Average Weekday | SCE | 1-in-10 | 2030 | 13 |  |  |  | 72.297 | 1
| Zone | South Orange County | 5 | Average Weekday | SCE | 1-in-10 | 2030 | 14 |  |  |  | 73.148 | 1
| Zone | South Orange County | 5 | Average Weekday | SCE | 1-in-10 | 2030 | 15 |  |  |  | 73.976 | 1
| Zone | South Orange County | 5 | Average Weekday | SCE | 1-in-10 | 2030 | 16 |  |  |  | 74.1826 | 1
| Zone | South Orange County | 5 | Average Weekday | SCE | 1-in-10 | 2030 | 17 |  |  |  | 74.122 | 1
| Zone | South Orange County | 5 | Average Weekday | SCE | 1-in-10 | 2030 | 18 |  |  |  | 73.3027 | 1
| Zone | South Orange County | 5 | Average Weekday | SCE | 1-in-10 | 2030 | 19 |  |  |  | 72.369 | 1
| Zone | South Orange County | 5 | Average Weekday | SCE | 1-in-10 | 2030 | 20 |  |  |  | 70.709 | 1
| Zone | South Orange County | 5 | Average Weekday | SCE | 1-in-10 | 2030 | 21 |  |  |  | 68.2305 | 1
| Zone | South Orange County | 5 | Average Weekday | SCE | 1-in-10 | 2030 | 22 |  |  |  | 66.2595 | 1
| Zone | South Orange County | 5 | Average Weekday | SCE | 1-in-10 | 2030 | 23 |  |  |  | 65.0803 | 1
| Zone | South Orange County | 5 | Average Weekday | SCE | 1-in-10 | 2030 | 24 |  |  |  | 64.1396 | 1
| Zone | South Orange County | 5 | Monthly System Peak Day | SCE | 1-in-10 | 2030 | 1 |  |  |  | 70.7233 | 1
| Zone | South Orange County | 5 | Monthly System Peak Day | SCE | 1-in-10 | 2030 | 2 |  |  |  | 69.7867 | 1
| Zone | South Orange County | 5 | Monthly System Peak Day | SCE | 1-in-10 | 2030 | 3 |  |  |  | 68.9883 | 1
| Zone | South Orange County | 5 | Monthly System Peak Day | SCE | 1-in-10 | 2030 | 4 |  |  |  | 68.0967 | 1
| Zone | South Orange County | 5 | Monthly System Peak Day | SCE | 1-in-10 | 2030 | 5 |  |  |  | 67.4783 | 1
| Zone | South Orange County | 5 | Monthly System Peak Day | SCE | 1-in-10 | 2030 | 6 |  |  |  | 67.16 | 1
| Zone | South Orange County | 5 | Monthly System Peak Day | SCE | 1-in-10 | 2030 | 7 |  |  |  | 66.67 | 1
| Zone | South Orange County | 5 | Monthly System Peak Day | SCE | 1-in-10 | 2030 | 8 |  |  |  | 67.6783 | 1
| Zone | South Orange County | 5 | Monthly System Peak Day | SCE | 1-in-10 | 2030 | 9 |  |  |  | 72.7933 | 1
| Zone | South Orange County | 5 | Monthly System Peak Day | SCE | 1-in-10 | 2030 | 10 |  |  |  | 79.3333 | 1
| Zone | South Orange County | 5 | Monthly System Peak Day | SCE | 1-in-10 | 2030 | 11 |  |  |  | 84.2 | 1
| Zone | South Orange County | 5 | Monthly System Peak Day | SCE | 1-in-10 | 2030 | 12 |  |  |  | 88.4667 | 1
| Zone | South Orange County | 5 | Monthly System Peak Day | SCE | 1-in-10 | 2030 | 13 |  |  |  | 90.0333 | 1
| Zone | South Orange County | 5 | Monthly System Peak Day | SCE | 1-in-10 | 2030 | 14 |  |  |  | 89.8333 | 1
| Zone | South Orange County | 5 | Monthly System Peak Day | SCE | 1-in-10 | 2030 | 15 |  |  |  | 92.15 | 1
| Zone | South Orange County | 5 | Monthly System Peak Day | SCE | 1-in-10 | 2030 | 16 |  |  |  | 92.0167 | 1
| Zone | South Orange County | 5 | Monthly System Peak Day | SCE | 1-in-10 | 2030 | 17 |  |  |  | 91.8 | 1
| Zone | South Orange County | 5 | Monthly System Peak Day | SCE | 1-in-10 | 2030 | 18 |  |  |  | 90.4333 | 1
| Zone | South Orange County | 5 | Monthly System Peak Day | SCE | 1-in-10 | 2030 | 19 |  |  |  | 89.9167 | 1
| Zone | South Orange County | 5 | Monthly System Peak Day | SCE | 1-in-10 | 2030 | 20 |  |  |  | 87.0333 | 1
| Zone | South Orange County | 5 | Monthly System Peak Day | SCE | 1-in-10 | 2030 | 21 |  |  |  | 83.1833 | 1
| Zone | South Orange County | 5 | Monthly System Peak Day | SCE | 1-in-10 | 2030 | 22 |  |  |  | 79.8 | 1
| Zone | South Orange County | 5 | Monthly System Peak Day | SCE | 1-in-10 | 2030 | 23 |  |  |  | 76.7667 | 1
| Zone | South Orange County | 5 | Monthly System Peak Day | SCE | 1-in-10 | 2030 | 24 |  |  |  | 73.3367 | 1
| Zone | South Orange County | 6 | Average Weekday | SCE | 1-in-10 | 2030 | 1 |  |  |  | 64.8305 | 1
| Zone | South Orange County | 6 | Average Weekday | SCE | 1-in-10 | 2030 | 2 |  |  |  | 64.5677 | 1
| Zone | South Orange County | 6 | Average Weekday | SCE | 1-in-10 | 2030 | 3 |  |  |  | 64.3736 | 1
| Zone | South Orange County | 6 | Average Weekday | SCE | 1-in-10 | 2030 | 4 |  |  |  | 64.1311 | 1
| Zone | South Orange County | 6 | Average Weekday | SCE | 1-in-10 | 2030 | 5 |  |  |  | 63.9809 | 1
| Zone | South Orange County | 6 | Average Weekday | SCE | 1-in-10 | 2030 | 6 |  |  |  | 63.8758 | 1
| Zone | South Orange County | 6 | Average Weekday | SCE | 1-in-10 | 2030 | 7 |  |  |  | 63.8143 | 1
| Zone | South Orange County | 6 | Average Weekday | SCE | 1-in-10 | 2030 | 8 |  |  |  | 64.0327 | 1
| Zone | South Orange County | 6 | Average Weekday | SCE | 1-in-10 | 2030 | 9 |  |  |  | 64.9331 | 1
| Zone | South Orange County | 6 | Average Weekday | SCE | 1-in-10 | 2030 | 10 |  |  |  | 66.7504 | 1
| Zone | South Orange County | 6 | Average Weekday | SCE | 1-in-10 | 2030 | 11 |  |  |  | 69.068 | 1
| Zone | South Orange County | 6 | Average Weekday | SCE | 1-in-10 | 2030 | 12 |  |  |  | 70.8322 | 1
| Zone | South Orange County | 6 | Average Weekday | SCE | 1-in-10 | 2030 | 13 |  |  |  | 71.7878 | 1
| Zone | South Orange County | 6 | Average Weekday | SCE | 1-in-10 | 2030 | 14 |  |  |  | 72.1196 | 1
| Zone | South Orange County | 6 | Average Weekday | SCE | 1-in-10 | 2030 | 15 |  |  |  | 72.8228 | 1
| Zone | South Orange County | 6 | Average Weekday | SCE | 1-in-10 | 2030 | 16 |  |  |  | 73.7532 | 1
| Zone | South Orange County | 6 | Average Weekday | SCE | 1-in-10 | 2030 | 17 |  |  |  | 73.7854 | 1
| Zone | South Orange County | 6 | Average Weekday | SCE | 1-in-10 | 2030 | 18 |  |  |  | 73.2464 | 1
| Zone | South Orange County | 6 | Average Weekday | SCE | 1-in-10 | 2030 | 19 |  |  |  | 72.2489 | 1
| Zone | South Orange County | 6 | Average Weekday | SCE | 1-in-10 | 2030 | 20 |  |  |  | 70.5072 | 1
| Zone | South Orange County | 6 | Average Weekday | SCE | 1-in-10 | 2030 | 21 |  |  |  | 68.643 | 1
| Zone | South Orange County | 6 | Average Weekday | SCE | 1-in-10 | 2030 | 22 |  |  |  | 66.6989 | 1
| Zone | South Orange County | 6 | Average Weekday | SCE | 1-in-10 | 2030 | 23 |  |  |  | 65.7762 | 1
| Zone | South Orange County | 6 | Average Weekday | SCE | 1-in-10 | 2030 | 24 |  |  |  | 65.3146 | 1
| Zone | South Orange County | 6 | Monthly System Peak Day | SCE | 1-in-10 | 2030 | 1 |  |  |  | 69.4933 | 1
| Zone | South Orange County | 6 | Monthly System Peak Day | SCE | 1-in-10 | 2030 | 2 |  |  |  | 68.17 | 1
| Zone | South Orange County | 6 | Monthly System Peak Day | SCE | 1-in-10 | 2030 | 3 |  |  |  | 67.4867 | 1
| Zone | South Orange County | 6 | Monthly System Peak Day | SCE | 1-in-10 | 2030 | 4 |  |  |  | 67.555 | 1
| Zone | South Orange County | 6 | Monthly System Peak Day | SCE | 1-in-10 | 2030 | 5 |  |  |  | 66.5217 | 1
| Zone | South Orange County | 6 | Monthly System Peak Day | SCE | 1-in-10 | 2030 | 6 |  |  |  | 65.4483 | 1
| Zone | South Orange County | 6 | Monthly System Peak Day | SCE | 1-in-10 | 2030 | 7 |  |  |  | 64.825 | 1
| Zone | South Orange County | 6 | Monthly System Peak Day | SCE | 1-in-10 | 2030 | 8 |  |  |  | 65.605 | 1
| Zone | South Orange County | 6 | Monthly System Peak Day | SCE | 1-in-10 | 2030 | 9 |  |  |  | 68.4683 | 1
| Zone | South Orange County | 6 | Monthly System Peak Day | SCE | 1-in-10 | 2030 | 10 |  |  |  | 73.475 | 1
| Zone | South Orange County | 6 | Monthly System Peak Day | SCE | 1-in-10 | 2030 | 11 |  |  |  | 78.5033 | 1
| Zone | South Orange County | 6 | Monthly System Peak Day | SCE | 1-in-10 | 2030 | 12 |  |  |  | 78.9933 | 1
| Zone | South Orange County | 6 | Monthly System Peak Day | SCE | 1-in-10 | 2030 | 13 |  |  |  | 77.77 | 1
| Zone | South Orange County | 6 | Monthly System Peak Day | SCE | 1-in-10 | 2030 | 14 |  |  |  | 78.4433 | 1
| Zone | South Orange County | 6 | Monthly System Peak Day | SCE | 1-in-10 | 2030 | 15 |  |  |  | 80.8167 | 1
| Zone | South Orange County | 6 | Monthly System Peak Day | SCE | 1-in-10 | 2030 | 16 |  |  |  | 85.05 | 1
| Zone | South Orange County | 6 | Monthly System Peak Day | SCE | 1-in-10 | 2030 | 17 |  |  |  | 86.7667 | 1
| Zone | South Orange County | 6 | Monthly System Peak Day | SCE | 1-in-10 | 2030 | 18 |  |  |  | 86.55 | 1
| Zone | South Orange County | 6 | Monthly System Peak Day | SCE | 1-in-10 | 2030 | 19 |  |  |  | 82.1 | 1
| Zone | South Orange County | 6 | Monthly System Peak Day | SCE | 1-in-10 | 2030 | 20 |  |  |  | 75.1867 | 1
| Zone | South Orange County | 6 | Monthly System Peak Day | SCE | 1-in-10 | 2030 | 21 |  |  |  | 71.49 | 1
| Zone | South Orange County | 6 | Monthly System Peak Day | SCE | 1-in-10 | 2030 | 22 |  |  |  | 69.115 | 1
| Zone | South Orange County | 6 | Monthly System Peak Day | SCE | 1-in-10 | 2030 | 23 |  |  |  | 67.8333 | 1
| Zone | South Orange County | 6 | Monthly System Peak Day | SCE | 1-in-10 | 2030 | 24 |  |  |  | 67.1917 | 1
| Zone | South Orange County | 7 | Average Weekday | SCE | 1-in-10 | 2030 | 1 |  |  |  | 69.4461 | 1
| Zone | South Orange County | 7 | Average Weekday | SCE | 1-in-10 | 2030 | 2 |  |  |  | 69.086 | 1
| Zone | South Orange County | 7 | Average Weekday | SCE | 1-in-10 | 2030 | 3 |  |  |  | 68.7807 | 1
| Zone | South Orange County | 7 | Average Weekday | SCE | 1-in-10 | 2030 | 4 |  |  |  | 68.5325 | 1
| Zone | South Orange County | 7 | Average Weekday | SCE | 1-in-10 | 2030 | 5 |  |  |  | 68.3902 | 1
| Zone | South Orange County | 7 | Average Weekday | SCE | 1-in-10 | 2030 | 6 |  |  |  | 68.3303 | 1
| Zone | South Orange County | 7 | Average Weekday | SCE | 1-in-10 | 2030 | 7 |  |  |  | 68.2904 | 1
| Zone | South Orange County | 7 | Average Weekday | SCE | 1-in-10 | 2030 | 8 |  |  |  | 68.6719 | 1
| Zone | South Orange County | 7 | Average Weekday | SCE | 1-in-10 | 2030 | 9 |  |  |  | 70.0939 | 1
| Zone | South Orange County | 7 | Average Weekday | SCE | 1-in-10 | 2030 | 10 |  |  |  | 72.5596 | 1
| Zone | South Orange County | 7 | Average Weekday | SCE | 1-in-10 | 2030 | 11 |  |  |  | 75.3255 | 1
| Zone | South Orange County | 7 | Average Weekday | SCE | 1-in-10 | 2030 | 12 |  |  |  | 77.2332 | 1
| Zone | South Orange County | 7 | Average Weekday | SCE | 1-in-10 | 2030 | 13 |  |  |  | 78.0307 | 1
| Zone | South Orange County | 7 | Average Weekday | SCE | 1-in-10 | 2030 | 14 |  |  |  | 78.1088 | 1
| Zone | South Orange County | 7 | Average Weekday | SCE | 1-in-10 | 2030 | 15 |  |  |  | 78.888 | 1
| Zone | South Orange County | 7 | Average Weekday | SCE | 1-in-10 | 2030 | 16 |  |  |  | 79.4733 | 1
| Zone | South Orange County | 7 | Average Weekday | SCE | 1-in-10 | 2030 | 17 |  |  |  | 79.575 | 1
| Zone | South Orange County | 7 | Average Weekday | SCE | 1-in-10 | 2030 | 18 |  |  |  | 79.1003 | 1
| Zone | South Orange County | 7 | Average Weekday | SCE | 1-in-10 | 2030 | 19 |  |  |  | 78.1803 | 1
| Zone | South Orange County | 7 | Average Weekday | SCE | 1-in-10 | 2030 | 20 |  |  |  | 76.474 | 1
| Zone | South Orange County | 7 | Average Weekday | SCE | 1-in-10 | 2030 | 21 |  |  |  | 74.0284 | 1
| Zone | South Orange County | 7 | Average Weekday | SCE | 1-in-10 | 2030 | 22 |  |  |  | 71.8255 | 1
| Zone | South Orange County | 7 | Average Weekday | SCE | 1-in-10 | 2030 | 23 |  |  |  | 70.847 | 1
| Zone | South Orange County | 7 | Average Weekday | SCE | 1-in-10 | 2030 | 24 |  |  |  | 70.1921 | 1
| Zone | South Orange County | 7 | Monthly System Peak Day | SCE | 1-in-10 | 2030 | 1 |  |  |  | 71.6167 | 1
| Zone | South Orange County | 7 | Monthly System Peak Day | SCE | 1-in-10 | 2030 | 2 |  |  |  | 70.0867 | 1
| Zone | South Orange County | 7 | Monthly System Peak Day | SCE | 1-in-10 | 2030 | 3 |  |  |  | 69.2733 | 1
| Zone | South Orange County | 7 | Monthly System Peak Day | SCE | 1-in-10 | 2030 | 4 |  |  |  | 68.805 | 1
| Zone | South Orange County | 7 | Monthly System Peak Day | SCE | 1-in-10 | 2030 | 5 |  |  |  | 68.6233 | 1
| Zone | South Orange County | 7 | Monthly System Peak Day | SCE | 1-in-10 | 2030 | 6 |  |  |  | 68.5967 | 1
| Zone | South Orange County | 7 | Monthly System Peak Day | SCE | 1-in-10 | 2030 | 7 |  |  |  | 68.31 | 1
| Zone | South Orange County | 7 | Monthly System Peak Day | SCE | 1-in-10 | 2030 | 8 |  |  |  | 68.8167 | 1
| Zone | South Orange County | 7 | Monthly System Peak Day | SCE | 1-in-10 | 2030 | 9 |  |  |  | 71.4667 | 1
| Zone | South Orange County | 7 | Monthly System Peak Day | SCE | 1-in-10 | 2030 | 10 |  |  |  | 75.3833 | 1
| Zone | South Orange County | 7 | Monthly System Peak Day | SCE | 1-in-10 | 2030 | 11 |  |  |  | 81.2333 | 1
| Zone | South Orange County | 7 | Monthly System Peak Day | SCE | 1-in-10 | 2030 | 12 |  |  |  | 84.5833 | 1
| Zone | South Orange County | 7 | Monthly System Peak Day | SCE | 1-in-10 | 2030 | 13 |  |  |  | 87.1 | 1
| Zone | South Orange County | 7 | Monthly System Peak Day | SCE | 1-in-10 | 2030 | 14 |  |  |  | 89.7 | 1
| Zone | South Orange County | 7 | Monthly System Peak Day | SCE | 1-in-10 | 2030 | 15 |  |  |  | 94.0167 | 1
| Zone | South Orange County | 7 | Monthly System Peak Day | SCE | 1-in-10 | 2030 | 16 |  |  |  | 96.8667 | 1
| Zone | South Orange County | 7 | Monthly System Peak Day | SCE | 1-in-10 | 2030 | 17 |  |  |  | 98.65 | 1
| Zone | South Orange County | 7 | Monthly System Peak Day | SCE | 1-in-10 | 2030 | 18 |  |  |  | 99.0333 | 1
| Zone | South Orange County | 7 | Monthly System Peak Day | SCE | 1-in-10 | 2030 | 19 |  |  |  | 97.8333 | 1
| Zone | South Orange County | 7 | Monthly System Peak Day | SCE | 1-in-10 | 2030 | 20 |  |  |  | 94.8833 | 1
| Zone | South Orange County | 7 | Monthly System Peak Day | SCE | 1-in-10 | 2030 | 21 |  |  |  | 91.5833 | 1
| Zone | South Orange County | 7 | Monthly System Peak Day | SCE | 1-in-10 | 2030 | 22 |  |  |  | 83.9 | 1
| Zone | South Orange County | 7 | Monthly System Peak Day | SCE | 1-in-10 | 2030 | 23 |  |  |  | 79.7333 | 1
| Zone | South Orange County | 7 | Monthly System Peak Day | SCE | 1-in-10 | 2030 | 24 |  |  |  | 77.2333 | 1
| Zone | South Orange County | 8 | Average Weekday | SCE | 1-in-10 | 2030 | 1 |  |  |  | 70.3677 | 1
| Zone | South Orange County | 8 | Average Weekday | SCE | 1-in-10 | 2030 | 2 |  |  |  | 69.9409 | 1
| Zone | South Orange County | 8 | Average Weekday | SCE | 1-in-10 | 2030 | 3 |  |  |  | 69.6016 | 1
| Zone | South Orange County | 8 | Average Weekday | SCE | 1-in-10 | 2030 | 4 |  |  |  | 69.3505 | 1
| Zone | South Orange County | 8 | Average Weekday | SCE | 1-in-10 | 2030 | 5 |  |  |  | 69.1512 | 1
| Zone | South Orange County | 8 | Average Weekday | SCE | 1-in-10 | 2030 | 6 |  |  |  | 68.9962 | 1
| Zone | South Orange County | 8 | Average Weekday | SCE | 1-in-10 | 2030 | 7 |  |  |  | 68.9442 | 1
| Zone | South Orange County | 8 | Average Weekday | SCE | 1-in-10 | 2030 | 8 |  |  |  | 69.0716 | 1
| Zone | South Orange County | 8 | Average Weekday | SCE | 1-in-10 | 2030 | 9 |  |  |  | 70.417 | 1
| Zone | South Orange County | 8 | Average Weekday | SCE | 1-in-10 | 2030 | 10 |  |  |  | 72.8398 | 1
| Zone | South Orange County | 8 | Average Weekday | SCE | 1-in-10 | 2030 | 11 |  |  |  | 75.7373 | 1
| Zone | South Orange County | 8 | Average Weekday | SCE | 1-in-10 | 2030 | 12 |  |  |  | 78.0552 | 1
| Zone | South Orange County | 8 | Average Weekday | SCE | 1-in-10 | 2030 | 13 |  |  |  | 78.807 | 1
| Zone | South Orange County | 8 | Average Weekday | SCE | 1-in-10 | 2030 | 14 |  |  |  | 79.5915 | 1
| Zone | South Orange County | 8 | Average Weekday | SCE | 1-in-10 | 2030 | 15 |  |  |  | 80.3355 | 1
| Zone | South Orange County | 8 | Average Weekday | SCE | 1-in-10 | 2030 | 16 |  |  |  | 80.3471 | 1
| Zone | South Orange County | 8 | Average Weekday | SCE | 1-in-10 | 2030 | 17 |  |  |  | 80.2036 | 1
| Zone | South Orange County | 8 | Average Weekday | SCE | 1-in-10 | 2030 | 18 |  |  |  | 79.7014 | 1
| Zone | South Orange County | 8 | Average Weekday | SCE | 1-in-10 | 2030 | 19 |  |  |  | 78.4407 | 1
| Zone | South Orange County | 8 | Average Weekday | SCE | 1-in-10 | 2030 | 20 |  |  |  | 76.4672 | 1
| Zone | South Orange County | 8 | Average Weekday | SCE | 1-in-10 | 2030 | 21 |  |  |  | 73.8259 | 1
| Zone | South Orange County | 8 | Average Weekday | SCE | 1-in-10 | 2030 | 22 |  |  |  | 72.2143 | 1
| Zone | South Orange County | 8 | Average Weekday | SCE | 1-in-10 | 2030 | 23 |  |  |  | 71.629 | 1
| Zone | South Orange County | 8 | Average Weekday | SCE | 1-in-10 | 2030 | 24 |  |  |  | 71.1377 | 1
| Zone | South Orange County | 8 | Monthly System Peak Day | SCE | 1-in-10 | 2030 | 1 |  |  |  | 72.2533 | 1
| Zone | South Orange County | 8 | Monthly System Peak Day | SCE | 1-in-10 | 2030 | 2 |  |  |  | 71.9167 | 1
| Zone | South Orange County | 8 | Monthly System Peak Day | SCE | 1-in-10 | 2030 | 3 |  |  |  | 71.5533 | 1
| Zone | South Orange County | 8 | Monthly System Peak Day | SCE | 1-in-10 | 2030 | 4 |  |  |  | 71.0633 | 1
| Zone | South Orange County | 8 | Monthly System Peak Day | SCE | 1-in-10 | 2030 | 5 |  |  |  | 70.67 | 1
| Zone | South Orange County | 8 | Monthly System Peak Day | SCE | 1-in-10 | 2030 | 6 |  |  |  | 70.4067 | 1
| Zone | South Orange County | 8 | Monthly System Peak Day | SCE | 1-in-10 | 2030 | 7 |  |  |  | 70.1267 | 1
| Zone | South Orange County | 8 | Monthly System Peak Day | SCE | 1-in-10 | 2030 | 8 |  |  |  | 70.0033 | 1
| Zone | South Orange County | 8 | Monthly System Peak Day | SCE | 1-in-10 | 2030 | 9 |  |  |  | 72.0167 | 1
| Zone | South Orange County | 8 | Monthly System Peak Day | SCE | 1-in-10 | 2030 | 10 |  |  |  | 76.2667 | 1
| Zone | South Orange County | 8 | Monthly System Peak Day | SCE | 1-in-10 | 2030 | 11 |  |  |  | 80.7167 | 1
| Zone | South Orange County | 8 | Monthly System Peak Day | SCE | 1-in-10 | 2030 | 12 |  |  |  | 81.4167 | 1
| Zone | South Orange County | 8 | Monthly System Peak Day | SCE | 1-in-10 | 2030 | 13 |  |  |  | 80.9667 | 1
| Zone | South Orange County | 8 | Monthly System Peak Day | SCE | 1-in-10 | 2030 | 14 |  |  |  | 82.4333 | 1
| Zone | South Orange County | 8 | Monthly System Peak Day | SCE | 1-in-10 | 2030 | 15 |  |  |  | 85.05 | 1
| Zone | South Orange County | 8 | Monthly System Peak Day | SCE | 1-in-10 | 2030 | 16 |  |  |  | 86.9167 | 1
| Zone | South Orange County | 8 | Monthly System Peak Day | SCE | 1-in-10 | 2030 | 17 |  |  |  | 87.55 | 1
| Zone | South Orange County | 8 | Monthly System Peak Day | SCE | 1-in-10 | 2030 | 18 |  |  |  | 86.6333 | 1
| Zone | South Orange County | 8 | Monthly System Peak Day | SCE | 1-in-10 | 2030 | 19 |  |  |  | 85.15 | 1
| Zone | South Orange County | 8 | Monthly System Peak Day | SCE | 1-in-10 | 2030 | 20 |  |  |  | 83.0667 | 1
| Zone | South Orange County | 8 | Monthly System Peak Day | SCE | 1-in-10 | 2030 | 21 |  |  |  | 79.1667 | 1
| Zone | South Orange County | 8 | Monthly System Peak Day | SCE | 1-in-10 | 2030 | 22 |  |  |  | 76.55 | 1
| Zone | South Orange County | 8 | Monthly System Peak Day | SCE | 1-in-10 | 2030 | 23 |  |  |  | 74.6333 | 1
| Zone | South Orange County | 8 | Monthly System Peak Day | SCE | 1-in-10 | 2030 | 24 |  |  |  | 73.5 | 1
| Zone | South Orange County | 8 | Typical Event Day | SCE | 1-in-10 | 2030 | 1 |  |  |  | 71.9242 | 1
| Zone | South Orange County | 8 | Typical Event Day | SCE | 1-in-10 | 2030 | 2 |  |  |  | 70.8933 | 1
| Zone | South Orange County | 8 | Typical Event Day | SCE | 1-in-10 | 2030 | 3 |  |  |  | 70.245 | 1
| Zone | South Orange County | 8 | Typical Event Day | SCE | 1-in-10 | 2030 | 4 |  |  |  | 70.0308 | 1
| Zone | South Orange County | 8 | Typical Event Day | SCE | 1-in-10 | 2030 | 5 |  |  |  | 69.5579 | 1
| Zone | South Orange County | 8 | Typical Event Day | SCE | 1-in-10 | 2030 | 6 |  |  |  | 69.1504 | 1
| Zone | South Orange County | 8 | Typical Event Day | SCE | 1-in-10 | 2030 | 7 |  |  |  | 68.7904 | 1
| Zone | South Orange County | 8 | Typical Event Day | SCE | 1-in-10 | 2030 | 8 |  |  |  | 69.1354 | 1
| Zone | South Orange County | 8 | Typical Event Day | SCE | 1-in-10 | 2030 | 9 |  |  |  | 71.4379 | 1
| Zone | South Orange County | 8 | Typical Event Day | SCE | 1-in-10 | 2030 | 10 |  |  |  | 75.7646 | 1
| Zone | South Orange County | 8 | Typical Event Day | SCE | 1-in-10 | 2030 | 11 |  |  |  | 80.9008 | 1
| Zone | South Orange County | 8 | Typical Event Day | SCE | 1-in-10 | 2030 | 12 |  |  |  | 82.915 | 1
| Zone | South Orange County | 8 | Typical Event Day | SCE | 1-in-10 | 2030 | 13 |  |  |  | 83.7217 | 1
| Zone | South Orange County | 8 | Typical Event Day | SCE | 1-in-10 | 2030 | 14 |  |  |  | 85.4817 | 1
| Zone | South Orange County | 8 | Typical Event Day | SCE | 1-in-10 | 2030 | 15 |  |  |  | 87.85 | 1
| Zone | South Orange County | 8 | Typical Event Day | SCE | 1-in-10 | 2030 | 16 |  |  |  | 90.3458 | 1
| Zone | South Orange County | 8 | Typical Event Day | SCE | 1-in-10 | 2030 | 17 |  |  |  | 91.5417 | 1
| Zone | South Orange County | 8 | Typical Event Day | SCE | 1-in-10 | 2030 | 18 |  |  |  | 91.4583 | 1
| Zone | South Orange County | 8 | Typical Event Day | SCE | 1-in-10 | 2030 | 19 |  |  |  | 89.3583 | 1
| Zone | South Orange County | 8 | Typical Event Day | SCE | 1-in-10 | 2030 | 20 |  |  |  | 85.5175 | 1
| Zone | South Orange County | 8 | Typical Event Day | SCE | 1-in-10 | 2030 | 21 |  |  |  | 81.5517 | 1
| Zone | South Orange County | 8 | Typical Event Day | SCE | 1-in-10 | 2030 | 22 |  |  |  | 78.4496 | 1
| Zone | South Orange County | 8 | Typical Event Day | SCE | 1-in-10 | 2030 | 23 |  |  |  | 76.3125 | 1
| Zone | South Orange County | 8 | Typical Event Day | SCE | 1-in-10 | 2030 | 24 |  |  |  | 74.7438 | 1
| Zone | South Orange County | 9 | Average Weekday | SCE | 1-in-10 | 2030 | 1 |  |  |  | 71.7479 | 1
| Zone | South Orange County | 9 | Average Weekday | SCE | 1-in-10 | 2030 | 2 |  |  |  | 71.1465 | 1
| Zone | South Orange County | 9 | Average Weekday | SCE | 1-in-10 | 2030 | 3 |  |  |  | 70.6301 | 1
| Zone | South Orange County | 9 | Average Weekday | SCE | 1-in-10 | 2030 | 4 |  |  |  | 70.1971 | 1
| Zone | South Orange County | 9 | Average Weekday | SCE | 1-in-10 | 2030 | 5 |  |  |  | 69.8707 | 1
| Zone | South Orange County | 9 | Average Weekday | SCE | 1-in-10 | 2030 | 6 |  |  |  | 69.5087 | 1
| Zone | South Orange County | 9 | Average Weekday | SCE | 1-in-10 | 2030 | 7 |  |  |  | 69.2601 | 1
| Zone | South Orange County | 9 | Average Weekday | SCE | 1-in-10 | 2030 | 8 |  |  |  | 69.177 | 1
| Zone | South Orange County | 9 | Average Weekday | SCE | 1-in-10 | 2030 | 9 |  |  |  | 70.2802 | 1
| Zone | South Orange County | 9 | Average Weekday | SCE | 1-in-10 | 2030 | 10 |  |  |  | 72.886 | 1
| Zone | South Orange County | 9 | Average Weekday | SCE | 1-in-10 | 2030 | 11 |  |  |  | 75.8762 | 1
| Zone | South Orange County | 9 | Average Weekday | SCE | 1-in-10 | 2030 | 12 |  |  |  | 78.4211 | 1
| Zone | South Orange County | 9 | Average Weekday | SCE | 1-in-10 | 2030 | 13 |  |  |  | 79.6325 | 1
| Zone | South Orange County | 9 | Average Weekday | SCE | 1-in-10 | 2030 | 14 |  |  |  | 80.3008 | 1
| Zone | South Orange County | 9 | Average Weekday | SCE | 1-in-10 | 2030 | 15 |  |  |  | 81.2714 | 1
| Zone | South Orange County | 9 | Average Weekday | SCE | 1-in-10 | 2030 | 16 |  |  |  | 81.5167 | 1
| Zone | South Orange County | 9 | Average Weekday | SCE | 1-in-10 | 2030 | 17 |  |  |  | 81.431 | 1
| Zone | South Orange County | 9 | Average Weekday | SCE | 1-in-10 | 2030 | 18 |  |  |  | 80.6365 | 1
| Zone | South Orange County | 9 | Average Weekday | SCE | 1-in-10 | 2030 | 19 |  |  |  | 79.223 | 1
| Zone | South Orange County | 9 | Average Weekday | SCE | 1-in-10 | 2030 | 20 |  |  |  | 77.0676 | 1
| Zone | South Orange County | 9 | Average Weekday | SCE | 1-in-10 | 2030 | 21 |  |  |  | 74.7656 | 1
| Zone | South Orange County | 9 | Average Weekday | SCE | 1-in-10 | 2030 | 22 |  |  |  | 73.7906 | 1
| Zone | South Orange County | 9 | Average Weekday | SCE | 1-in-10 | 2030 | 23 |  |  |  | 72.9166 | 1
| Zone | South Orange County | 9 | Average Weekday | SCE | 1-in-10 | 2030 | 24 |  |  |  | 72.1378 | 1
| Zone | South Orange County | 9 | Monthly System Peak Day | SCE | 1-in-10 | 2030 | 1 |  |  |  | 74.3333 | 1
| Zone | South Orange County | 9 | Monthly System Peak Day | SCE | 1-in-10 | 2030 | 2 |  |  |  | 73.4 | 1
| Zone | South Orange County | 9 | Monthly System Peak Day | SCE | 1-in-10 | 2030 | 3 |  |  |  | 72.6667 | 1
| Zone | South Orange County | 9 | Monthly System Peak Day | SCE | 1-in-10 | 2030 | 4 |  |  |  | 72.7 | 1
| Zone | South Orange County | 9 | Monthly System Peak Day | SCE | 1-in-10 | 2030 | 5 |  |  |  | 72.4167 | 1
| Zone | South Orange County | 9 | Monthly System Peak Day | SCE | 1-in-10 | 2030 | 6 |  |  |  | 72.15 | 1
| Zone | South Orange County | 9 | Monthly System Peak Day | SCE | 1-in-10 | 2030 | 7 |  |  |  | 71.9 | 1
| Zone | South Orange County | 9 | Monthly System Peak Day | SCE | 1-in-10 | 2030 | 8 |  |  |  | 72.1167 | 1
| Zone | South Orange County | 9 | Monthly System Peak Day | SCE | 1-in-10 | 2030 | 9 |  |  |  | 73.8 | 1
| Zone | South Orange County | 9 | Monthly System Peak Day | SCE | 1-in-10 | 2030 | 10 |  |  |  | 77.9333 | 1
| Zone | South Orange County | 9 | Monthly System Peak Day | SCE | 1-in-10 | 2030 | 11 |  |  |  | 83.15 | 1
| Zone | South Orange County | 9 | Monthly System Peak Day | SCE | 1-in-10 | 2030 | 12 |  |  |  | 86.6667 | 1
| Zone | South Orange County | 9 | Monthly System Peak Day | SCE | 1-in-10 | 2030 | 13 |  |  |  | 89.05 | 1
| Zone | South Orange County | 9 | Monthly System Peak Day | SCE | 1-in-10 | 2030 | 14 |  |  |  | 91.35 | 1
| Zone | South Orange County | 9 | Monthly System Peak Day | SCE | 1-in-10 | 2030 | 15 |  |  |  | 91.5167 | 1
| Zone | South Orange County | 9 | Monthly System Peak Day | SCE | 1-in-10 | 2030 | 16 |  |  |  | 92.55 | 1
| Zone | South Orange County | 9 | Monthly System Peak Day | SCE | 1-in-10 | 2030 | 17 |  |  |  | 93.2 | 1
| Zone | South Orange County | 9 | Monthly System Peak Day | SCE | 1-in-10 | 2030 | 18 |  |  |  | 93.6167 | 1
| Zone | South Orange County | 9 | Monthly System Peak Day | SCE | 1-in-10 | 2030 | 19 |  |  |  | 92.35 | 1
| Zone | South Orange County | 9 | Monthly System Peak Day | SCE | 1-in-10 | 2030 | 20 |  |  |  | 88.9333 | 1
| Zone | South Orange County | 9 | Monthly System Peak Day | SCE | 1-in-10 | 2030 | 21 |  |  |  | 83.9667 | 1
| Zone | South Orange County | 9 | Monthly System Peak Day | SCE | 1-in-10 | 2030 | 22 |  |  |  | 84.2333 | 1
| Zone | South Orange County | 9 | Monthly System Peak Day | SCE | 1-in-10 | 2030 | 23 |  |  |  | 83.05 | 1
| Zone | South Orange County | 9 | Monthly System Peak Day | SCE | 1-in-10 | 2030 | 24 |  |  |  | 81.05 | 1
| Zone | South Orange County | 10 | Average Weekday | SCE | 1-in-10 | 2030 | 1 |  |  |  | 69.118 | 1
| Zone | South Orange County | 10 | Average Weekday | SCE | 1-in-10 | 2030 | 2 |  |  |  | 68.5352 | 1
| Zone | South Orange County | 10 | Average Weekday | SCE | 1-in-10 | 2030 | 3 |  |  |  | 67.8411 | 1
| Zone | South Orange County | 10 | Average Weekday | SCE | 1-in-10 | 2030 | 4 |  |  |  | 67.235 | 1
| Zone | South Orange County | 10 | Average Weekday | SCE | 1-in-10 | 2030 | 5 |  |  |  | 66.6026 | 1
| Zone | South Orange County | 10 | Average Weekday | SCE | 1-in-10 | 2030 | 6 |  |  |  | 66.2633 | 1
| Zone | South Orange County | 10 | Average Weekday | SCE | 1-in-10 | 2030 | 7 |  |  |  | 65.9069 | 1
| Zone | South Orange County | 10 | Average Weekday | SCE | 1-in-10 | 2030 | 8 |  |  |  | 65.5926 | 1
| Zone | South Orange County | 10 | Average Weekday | SCE | 1-in-10 | 2030 | 9 |  |  |  | 65.9445 | 1
| Zone | South Orange County | 10 | Average Weekday | SCE | 1-in-10 | 2030 | 10 |  |  |  | 68.4825 | 1
| Zone | South Orange County | 10 | Average Weekday | SCE | 1-in-10 | 2030 | 11 |  |  |  | 71.8683 | 1
| Zone | South Orange County | 10 | Average Weekday | SCE | 1-in-10 | 2030 | 12 |  |  |  | 74.8892 | 1
| Zone | South Orange County | 10 | Average Weekday | SCE | 1-in-10 | 2030 | 13 |  |  |  | 77.3307 | 1
| Zone | South Orange County | 10 | Average Weekday | SCE | 1-in-10 | 2030 | 14 |  |  |  | 78.5737 | 1
| Zone | South Orange County | 10 | Average Weekday | SCE | 1-in-10 | 2030 | 15 |  |  |  | 79.2328 | 1
| Zone | South Orange County | 10 | Average Weekday | SCE | 1-in-10 | 2030 | 16 |  |  |  | 79.1279 | 1
| Zone | South Orange County | 10 | Average Weekday | SCE | 1-in-10 | 2030 | 17 |  |  |  | 78.8701 | 1
| Zone | South Orange County | 10 | Average Weekday | SCE | 1-in-10 | 2030 | 18 |  |  |  | 78.3056 | 1
| Zone | South Orange County | 10 | Average Weekday | SCE | 1-in-10 | 2030 | 19 |  |  |  | 76.8335 | 1
| Zone | South Orange County | 10 | Average Weekday | SCE | 1-in-10 | 2030 | 20 |  |  |  | 74.2791 | 1
| Zone | South Orange County | 10 | Average Weekday | SCE | 1-in-10 | 2030 | 21 |  |  |  | 72.6954 | 1
| Zone | South Orange County | 10 | Average Weekday | SCE | 1-in-10 | 2030 | 22 |  |  |  | 71.6686 | 1
| Zone | South Orange County | 10 | Average Weekday | SCE | 1-in-10 | 2030 | 23 |  |  |  | 70.7785 | 1
| Zone | South Orange County | 10 | Average Weekday | SCE | 1-in-10 | 2030 | 24 |  |  |  | 69.9095 | 1
| Zone | South Orange County | 10 | Monthly System Peak Day | SCE | 1-in-10 | 2030 | 1 |  |  |  | 77.2 | 1
| Zone | South Orange County | 10 | Monthly System Peak Day | SCE | 1-in-10 | 2030 | 2 |  |  |  | 79.3167 | 1
| Zone | South Orange County | 10 | Monthly System Peak Day | SCE | 1-in-10 | 2030 | 3 |  |  |  | 75.8667 | 1
| Zone | South Orange County | 10 | Monthly System Peak Day | SCE | 1-in-10 | 2030 | 4 |  |  |  | 75.9133 | 1
| Zone | South Orange County | 10 | Monthly System Peak Day | SCE | 1-in-10 | 2030 | 5 |  |  |  | 77.21 | 1
| Zone | South Orange County | 10 | Monthly System Peak Day | SCE | 1-in-10 | 2030 | 6 |  |  |  | 81.2067 | 1
| Zone | South Orange County | 10 | Monthly System Peak Day | SCE | 1-in-10 | 2030 | 7 |  |  |  | 80.5833 | 1
| Zone | South Orange County | 10 | Monthly System Peak Day | SCE | 1-in-10 | 2030 | 8 |  |  |  | 80.4983 | 1
| Zone | South Orange County | 10 | Monthly System Peak Day | SCE | 1-in-10 | 2030 | 9 |  |  |  | 80.59 | 1
| Zone | South Orange County | 10 | Monthly System Peak Day | SCE | 1-in-10 | 2030 | 10 |  |  |  | 83.0667 | 1
| Zone | South Orange County | 10 | Monthly System Peak Day | SCE | 1-in-10 | 2030 | 11 |  |  |  | 86.9 | 1
| Zone | South Orange County | 10 | Monthly System Peak Day | SCE | 1-in-10 | 2030 | 12 |  |  |  | 91.65 | 1
| Zone | South Orange County | 10 | Monthly System Peak Day | SCE | 1-in-10 | 2030 | 13 |  |  |  | 96.8833 | 1
| Zone | South Orange County | 10 | Monthly System Peak Day | SCE | 1-in-10 | 2030 | 14 |  |  |  | 99.5833 | 1
| Zone | South Orange County | 10 | Monthly System Peak Day | SCE | 1-in-10 | 2030 | 15 |  |  |  | 100.9833 | 1
| Zone | South Orange County | 10 | Monthly System Peak Day | SCE | 1-in-10 | 2030 | 16 |  |  |  | 100.3833 | 1
| Zone | South Orange County | 10 | Monthly System Peak Day | SCE | 1-in-10 | 2030 | 17 |  |  |  | 99.8 | 1
| Zone | South Orange County | 10 | Monthly System Peak Day | SCE | 1-in-10 | 2030 | 18 |  |  |  | 100.4167 | 1
| Zone | South Orange County | 10 | Monthly System Peak Day | SCE | 1-in-10 | 2030 | 19 |  |  |  | 99.3833 | 1
| Zone | South Orange County | 10 | Monthly System Peak Day | SCE | 1-in-10 | 2030 | 20 |  |  |  | 94.9833 | 1
| Zone | South Orange County | 10 | Monthly System Peak Day | SCE | 1-in-10 | 2030 | 21 |  |  |  | 90.7667 | 1
| Zone | South Orange County | 10 | Monthly System Peak Day | SCE | 1-in-10 | 2030 | 22 |  |  |  | 87.9167 | 1
| Zone | South Orange County | 10 | Monthly System Peak Day | SCE | 1-in-10 | 2030 | 23 |  |  |  | 86.4667 | 1
| Zone | South Orange County | 10 | Monthly System Peak Day | SCE | 1-in-10 | 2030 | 24 |  |  |  | 85.7 | 1
| Zone | South Orange County | 11 | Average Weekday | SCE | 1-in-10 | 2030 | 1 |  |  |  | 58.9397 | 1
| Zone | South Orange County | 11 | Average Weekday | SCE | 1-in-10 | 2030 | 2 |  |  |  | 57.9461 | 1
| Zone | South Orange County | 11 | Average Weekday | SCE | 1-in-10 | 2030 | 3 |  |  |  | 56.9995 | 1
| Zone | South Orange County | 11 | Average Weekday | SCE | 1-in-10 | 2030 | 4 |  |  |  | 56.0916 | 1
| Zone | South Orange County | 11 | Average Weekday | SCE | 1-in-10 | 2030 | 5 |  |  |  | 55.3154 | 1
| Zone | South Orange County | 11 | Average Weekday | SCE | 1-in-10 | 2030 | 6 |  |  |  | 54.6663 | 1
| Zone | South Orange County | 11 | Average Weekday | SCE | 1-in-10 | 2030 | 7 |  |  |  | 54.3493 | 1
| Zone | South Orange County | 11 | Average Weekday | SCE | 1-in-10 | 2030 | 8 |  |  |  | 54.1698 | 1
| Zone | South Orange County | 11 | Average Weekday | SCE | 1-in-10 | 2030 | 9 |  |  |  | 55.668 | 1
| Zone | South Orange County | 11 | Average Weekday | SCE | 1-in-10 | 2030 | 10 |  |  |  | 59.6793 | 1
| Zone | South Orange County | 11 | Average Weekday | SCE | 1-in-10 | 2030 | 11 |  |  |  | 64.0458 | 1
| Zone | South Orange County | 11 | Average Weekday | SCE | 1-in-10 | 2030 | 12 |  |  |  | 67.5321 | 1
| Zone | South Orange County | 11 | Average Weekday | SCE | 1-in-10 | 2030 | 13 |  |  |  | 69.9497 | 1
| Zone | South Orange County | 11 | Average Weekday | SCE | 1-in-10 | 2030 | 14 |  |  |  | 71.1228 | 1
| Zone | South Orange County | 11 | Average Weekday | SCE | 1-in-10 | 2030 | 15 |  |  |  | 71.3371 | 1
| Zone | South Orange County | 11 | Average Weekday | SCE | 1-in-10 | 2030 | 16 |  |  |  | 71.0195 | 1
| Zone | South Orange County | 11 | Average Weekday | SCE | 1-in-10 | 2030 | 17 |  |  |  | 70.1644 | 1
| Zone | South Orange County | 11 | Average Weekday | SCE | 1-in-10 | 2030 | 18 |  |  |  | 68.4656 | 1
| Zone | South Orange County | 11 | Average Weekday | SCE | 1-in-10 | 2030 | 19 |  |  |  | 66.4926 | 1
| Zone | South Orange County | 11 | Average Weekday | SCE | 1-in-10 | 2030 | 20 |  |  |  | 64.7972 | 1
| Zone | South Orange County | 11 | Average Weekday | SCE | 1-in-10 | 2030 | 21 |  |  |  | 63.4676 | 1
| Zone | South Orange County | 11 | Average Weekday | SCE | 1-in-10 | 2030 | 22 |  |  |  | 62.0872 | 1
| Zone | South Orange County | 11 | Average Weekday | SCE | 1-in-10 | 2030 | 23 |  |  |  | 60.8519 | 1
| Zone | South Orange County | 11 | Average Weekday | SCE | 1-in-10 | 2030 | 24 |  |  |  | 59.7972 | 1
| Zone | South Orange County | 11 | Monthly System Peak Day | SCE | 1-in-10 | 2030 | 1 |  |  |  | 69.45 | 1
| Zone | South Orange County | 11 | Monthly System Peak Day | SCE | 1-in-10 | 2030 | 2 |  |  |  | 68.3317 | 1
| Zone | South Orange County | 11 | Monthly System Peak Day | SCE | 1-in-10 | 2030 | 3 |  |  |  | 67.435 | 1
| Zone | South Orange County | 11 | Monthly System Peak Day | SCE | 1-in-10 | 2030 | 4 |  |  |  | 66.2533 | 1
| Zone | South Orange County | 11 | Monthly System Peak Day | SCE | 1-in-10 | 2030 | 5 |  |  |  | 65.7983 | 1
| Zone | South Orange County | 11 | Monthly System Peak Day | SCE | 1-in-10 | 2030 | 6 |  |  |  | 64.7267 | 1
| Zone | South Orange County | 11 | Monthly System Peak Day | SCE | 1-in-10 | 2030 | 7 |  |  |  | 64.8883 | 1
| Zone | South Orange County | 11 | Monthly System Peak Day | SCE | 1-in-10 | 2030 | 8 |  |  |  | 65.895 | 1
| Zone | South Orange County | 11 | Monthly System Peak Day | SCE | 1-in-10 | 2030 | 9 |  |  |  | 68.315 | 1
| Zone | South Orange County | 11 | Monthly System Peak Day | SCE | 1-in-10 | 2030 | 10 |  |  |  | 72.92 | 1
| Zone | South Orange County | 11 | Monthly System Peak Day | SCE | 1-in-10 | 2030 | 11 |  |  |  | 80.5 | 1
| Zone | South Orange County | 11 | Monthly System Peak Day | SCE | 1-in-10 | 2030 | 12 |  |  |  | 86.7 | 1
| Zone | South Orange County | 11 | Monthly System Peak Day | SCE | 1-in-10 | 2030 | 13 |  |  |  | 90.5667 | 1
| Zone | South Orange County | 11 | Monthly System Peak Day | SCE | 1-in-10 | 2030 | 14 |  |  |  | 92.2667 | 1
| Zone | South Orange County | 11 | Monthly System Peak Day | SCE | 1-in-10 | 2030 | 15 |  |  |  | 92.5667 | 1
| Zone | South Orange County | 11 | Monthly System Peak Day | SCE | 1-in-10 | 2030 | 16 |  |  |  | 91.8333 | 1
| Zone | South Orange County | 11 | Monthly System Peak Day | SCE | 1-in-10 | 2030 | 17 |  |  |  | 90.8333 | 1
| Zone | South Orange County | 11 | Monthly System Peak Day | SCE | 1-in-10 | 2030 | 18 |  |  |  | 89.0667 | 1
| Zone | South Orange County | 11 | Monthly System Peak Day | SCE | 1-in-10 | 2030 | 19 |  |  |  | 86.4833 | 1
| Zone | South Orange County | 11 | Monthly System Peak Day | SCE | 1-in-10 | 2030 | 20 |  |  |  | 82 | 1
| Zone | South Orange County | 11 | Monthly System Peak Day | SCE | 1-in-10 | 2030 | 21 |  |  |  | 79.2 | 1
| Zone | South Orange County | 11 | Monthly System Peak Day | SCE | 1-in-10 | 2030 | 22 |  |  |  | 77.1 | 1
| Zone | South Orange County | 11 | Monthly System Peak Day | SCE | 1-in-10 | 2030 | 23 |  |  |  | 74.8 | 1
| Zone | South Orange County | 11 | Monthly System Peak Day | SCE | 1-in-10 | 2030 | 24 |  |  |  | 72.7667 | 1
| Zone | South Orange County | 12 | Average Weekday | SCE | 1-in-10 | 2030 | 1 |  |  |  | 51.8291 | 1
| Zone | South Orange County | 12 | Average Weekday | SCE | 1-in-10 | 2030 | 2 |  |  |  | 50.9499 | 1
| Zone | South Orange County | 12 | Average Weekday | SCE | 1-in-10 | 2030 | 3 |  |  |  | 50.0991 | 1
| Zone | South Orange County | 12 | Average Weekday | SCE | 1-in-10 | 2030 | 4 |  |  |  | 49.3577 | 1
| Zone | South Orange County | 12 | Average Weekday | SCE | 1-in-10 | 2030 | 5 |  |  |  | 48.6908 | 1
| Zone | South Orange County | 12 | Average Weekday | SCE | 1-in-10 | 2030 | 6 |  |  |  | 48.1454 | 1
| Zone | South Orange County | 12 | Average Weekday | SCE | 1-in-10 | 2030 | 7 |  |  |  | 47.9686 | 1
| Zone | South Orange County | 12 | Average Weekday | SCE | 1-in-10 | 2030 | 8 |  |  |  | 47.9584 | 1
| Zone | South Orange County | 12 | Average Weekday | SCE | 1-in-10 | 2030 | 9 |  |  |  | 49.005 | 1
| Zone | South Orange County | 12 | Average Weekday | SCE | 1-in-10 | 2030 | 10 |  |  |  | 52.1354 | 1
| Zone | South Orange County | 12 | Average Weekday | SCE | 1-in-10 | 2030 | 11 |  |  |  | 56.0031 | 1
| Zone | South Orange County | 12 | Average Weekday | SCE | 1-in-10 | 2030 | 12 |  |  |  | 59.2624 | 1
| Zone | South Orange County | 12 | Average Weekday | SCE | 1-in-10 | 2030 | 13 |  |  |  | 61.5066 | 1
| Zone | South Orange County | 12 | Average Weekday | SCE | 1-in-10 | 2030 | 14 |  |  |  | 62.8752 | 1
| Zone | South Orange County | 12 | Average Weekday | SCE | 1-in-10 | 2030 | 15 |  |  |  | 63.1948 | 1
| Zone | South Orange County | 12 | Average Weekday | SCE | 1-in-10 | 2030 | 16 |  |  |  | 62.9711 | 1
| Zone | South Orange County | 12 | Average Weekday | SCE | 1-in-10 | 2030 | 17 |  |  |  | 61.8362 | 1
| Zone | South Orange County | 12 | Average Weekday | SCE | 1-in-10 | 2030 | 18 |  |  |  | 59.9768 | 1
| Zone | South Orange County | 12 | Average Weekday | SCE | 1-in-10 | 2030 | 19 |  |  |  | 58.4232 | 1
| Zone | South Orange County | 12 | Average Weekday | SCE | 1-in-10 | 2030 | 20 |  |  |  | 57.4427 | 1
| Zone | South Orange County | 12 | Average Weekday | SCE | 1-in-10 | 2030 | 21 |  |  |  | 56.2781 | 1
| Zone | South Orange County | 12 | Average Weekday | SCE | 1-in-10 | 2030 | 22 |  |  |  | 55.1592 | 1
| Zone | South Orange County | 12 | Average Weekday | SCE | 1-in-10 | 2030 | 23 |  |  |  | 54.024 | 1
| Zone | South Orange County | 12 | Average Weekday | SCE | 1-in-10 | 2030 | 24 |  |  |  | 53.0568 | 1
| Zone | South Orange County | 12 | Monthly System Peak Day | SCE | 1-in-10 | 2030 | 1 |  |  |  | 45.5983 | 1
| Zone | South Orange County | 12 | Monthly System Peak Day | SCE | 1-in-10 | 2030 | 2 |  |  |  | 44.0583 | 1
| Zone | South Orange County | 12 | Monthly System Peak Day | SCE | 1-in-10 | 2030 | 3 |  |  |  | 42.7283 | 1
| Zone | South Orange County | 12 | Monthly System Peak Day | SCE | 1-in-10 | 2030 | 4 |  |  |  | 41.4067 | 1
| Zone | South Orange County | 12 | Monthly System Peak Day | SCE | 1-in-10 | 2030 | 5 |  |  |  | 40.1833 | 1
| Zone | South Orange County | 12 | Monthly System Peak Day | SCE | 1-in-10 | 2030 | 6 |  |  |  | 39.455 | 1
| Zone | South Orange County | 12 | Monthly System Peak Day | SCE | 1-in-10 | 2030 | 7 |  |  |  | 39.4983 | 1
| Zone | South Orange County | 12 | Monthly System Peak Day | SCE | 1-in-10 | 2030 | 8 |  |  |  | 40 | 1
| Zone | South Orange County | 12 | Monthly System Peak Day | SCE | 1-in-10 | 2030 | 9 |  |  |  | 41.15 | 1
| Zone | South Orange County | 12 | Monthly System Peak Day | SCE | 1-in-10 | 2030 | 10 |  |  |  | 45.9567 | 1
| Zone | South Orange County | 12 | Monthly System Peak Day | SCE | 1-in-10 | 2030 | 11 |  |  |  | 51.4333 | 1
| Zone | South Orange County | 12 | Monthly System Peak Day | SCE | 1-in-10 | 2030 | 12 |  |  |  | 53.555 | 1
| Zone | South Orange County | 12 | Monthly System Peak Day | SCE | 1-in-10 | 2030 | 13 |  |  |  | 54.46 | 1
| Zone | South Orange County | 12 | Monthly System Peak Day | SCE | 1-in-10 | 2030 | 14 |  |  |  | 55.6267 | 1
| Zone | South Orange County | 12 | Monthly System Peak Day | SCE | 1-in-10 | 2030 | 15 |  |  |  | 56.4667 | 1
| Zone | South Orange County | 12 | Monthly System Peak Day | SCE | 1-in-10 | 2030 | 16 |  |  |  | 56.5783 | 1
| Zone | South Orange County | 12 | Monthly System Peak Day | SCE | 1-in-10 | 2030 | 17 |  |  |  | 55.9683 | 1
| Zone | South Orange County | 12 | Monthly System Peak Day | SCE | 1-in-10 | 2030 | 18 |  |  |  | 54.3267 | 1
| Zone | South Orange County | 12 | Monthly System Peak Day | SCE | 1-in-10 | 2030 | 19 |  |  |  | 52.8067 | 1
| Zone | South Orange County | 12 | Monthly System Peak Day | SCE | 1-in-10 | 2030 | 20 |  |  |  | 51.9067 | 1
| Zone | South Orange County | 12 | Monthly System Peak Day | SCE | 1-in-10 | 2030 | 21 |  |  |  | 50.095 | 1
| Zone | South Orange County | 12 | Monthly System Peak Day | SCE | 1-in-10 | 2030 | 22 |  |  |  | 48.8883 | 1
| Zone | South Orange County | 12 | Monthly System Peak Day | SCE | 1-in-10 | 2030 | 23 |  |  |  | 48.9217 | 1
| Zone | South Orange County | 12 | Monthly System Peak Day | SCE | 1-in-10 | 2030 | 24 |  |  |  | 48.4717 | 1
| Zone | South Orange County | 1 | Average Weekday | SCE | 1-in-10 | 2031 | 1 |  |  |  | 52.18 | 1
| Zone | South Orange County | 1 | Average Weekday | SCE | 1-in-10 | 2031 | 2 |  |  |  | 51.3559 | 1
| Zone | South Orange County | 1 | Average Weekday | SCE | 1-in-10 | 2031 | 3 |  |  |  | 50.5879 | 1
| Zone | South Orange County | 1 | Average Weekday | SCE | 1-in-10 | 2031 | 4 |  |  |  | 49.7468 | 1
| Zone | South Orange County | 1 | Average Weekday | SCE | 1-in-10 | 2031 | 5 |  |  |  | 48.9691 | 1
| Zone | South Orange County | 1 | Average Weekday | SCE | 1-in-10 | 2031 | 6 |  |  |  | 48.4568 | 1
| Zone | South Orange County | 1 | Average Weekday | SCE | 1-in-10 | 2031 | 7 |  |  |  | 48.0644 | 1
| Zone | South Orange County | 1 | Average Weekday | SCE | 1-in-10 | 2031 | 8 |  |  |  | 48.0706 | 1
| Zone | South Orange County | 1 | Average Weekday | SCE | 1-in-10 | 2031 | 9 |  |  |  | 48.8383 | 1
| Zone | South Orange County | 1 | Average Weekday | SCE | 1-in-10 | 2031 | 10 |  |  |  | 51.6117 | 1
| Zone | South Orange County | 1 | Average Weekday | SCE | 1-in-10 | 2031 | 11 |  |  |  | 55.2199 | 1
| Zone | South Orange County | 1 | Average Weekday | SCE | 1-in-10 | 2031 | 12 |  |  |  | 58.4718 | 1
| Zone | South Orange County | 1 | Average Weekday | SCE | 1-in-10 | 2031 | 13 |  |  |  | 60.3987 | 1
| Zone | South Orange County | 1 | Average Weekday | SCE | 1-in-10 | 2031 | 14 |  |  |  | 61.7776 | 1
| Zone | South Orange County | 1 | Average Weekday | SCE | 1-in-10 | 2031 | 15 |  |  |  | 62.4536 | 1
| Zone | South Orange County | 1 | Average Weekday | SCE | 1-in-10 | 2031 | 16 |  |  |  | 62.3352 | 1
| Zone | South Orange County | 1 | Average Weekday | SCE | 1-in-10 | 2031 | 17 |  |  |  | 61.5598 | 1
| Zone | South Orange County | 1 | Average Weekday | SCE | 1-in-10 | 2031 | 18 |  |  |  | 60.0373 | 1
| Zone | South Orange County | 1 | Average Weekday | SCE | 1-in-10 | 2031 | 19 |  |  |  | 58.1541 | 1
| Zone | South Orange County | 1 | Average Weekday | SCE | 1-in-10 | 2031 | 20 |  |  |  | 56.898 | 1
| Zone | South Orange County | 1 | Average Weekday | SCE | 1-in-10 | 2031 | 21 |  |  |  | 55.8955 | 1
| Zone | South Orange County | 1 | Average Weekday | SCE | 1-in-10 | 2031 | 22 |  |  |  | 54.9898 | 1
| Zone | South Orange County | 1 | Average Weekday | SCE | 1-in-10 | 2031 | 23 |  |  |  | 53.956 | 1
| Zone | South Orange County | 1 | Average Weekday | SCE | 1-in-10 | 2031 | 24 |  |  |  | 53.0008 | 1
| Zone | South Orange County | 1 | Monthly System Peak Day | SCE | 1-in-10 | 2031 | 1 |  |  |  | 50.6717 | 1
| Zone | South Orange County | 1 | Monthly System Peak Day | SCE | 1-in-10 | 2031 | 2 |  |  |  | 50.575 | 1
| Zone | South Orange County | 1 | Monthly System Peak Day | SCE | 1-in-10 | 2031 | 3 |  |  |  | 49.6833 | 1
| Zone | South Orange County | 1 | Monthly System Peak Day | SCE | 1-in-10 | 2031 | 4 |  |  |  | 48.55 | 1
| Zone | South Orange County | 1 | Monthly System Peak Day | SCE | 1-in-10 | 2031 | 5 |  |  |  | 47.745 | 1
| Zone | South Orange County | 1 | Monthly System Peak Day | SCE | 1-in-10 | 2031 | 6 |  |  |  | 47.5733 | 1
| Zone | South Orange County | 1 | Monthly System Peak Day | SCE | 1-in-10 | 2031 | 7 |  |  |  | 47.095 | 1
| Zone | South Orange County | 1 | Monthly System Peak Day | SCE | 1-in-10 | 2031 | 8 |  |  |  | 46.6817 | 1
| Zone | South Orange County | 1 | Monthly System Peak Day | SCE | 1-in-10 | 2031 | 9 |  |  |  | 47.1483 | 1
| Zone | South Orange County | 1 | Monthly System Peak Day | SCE | 1-in-10 | 2031 | 10 |  |  |  | 49.035 | 1
| Zone | South Orange County | 1 | Monthly System Peak Day | SCE | 1-in-10 | 2031 | 11 |  |  |  | 51.7433 | 1
| Zone | South Orange County | 1 | Monthly System Peak Day | SCE | 1-in-10 | 2031 | 12 |  |  |  | 53.9167 | 1
| Zone | South Orange County | 1 | Monthly System Peak Day | SCE | 1-in-10 | 2031 | 13 |  |  |  | 53.6683 | 1
| Zone | South Orange County | 1 | Monthly System Peak Day | SCE | 1-in-10 | 2031 | 14 |  |  |  | 54.4617 | 1
| Zone | South Orange County | 1 | Monthly System Peak Day | SCE | 1-in-10 | 2031 | 15 |  |  |  | 54.5217 | 1
| Zone | South Orange County | 1 | Monthly System Peak Day | SCE | 1-in-10 | 2031 | 16 |  |  |  | 55.015 | 1
| Zone | South Orange County | 1 | Monthly System Peak Day | SCE | 1-in-10 | 2031 | 17 |  |  |  | 54.1817 | 1
| Zone | South Orange County | 1 | Monthly System Peak Day | SCE | 1-in-10 | 2031 | 18 |  |  |  | 52.8783 | 1
| Zone | South Orange County | 1 | Monthly System Peak Day | SCE | 1-in-10 | 2031 | 19 |  |  |  | 52.0433 | 1
| Zone | South Orange County | 1 | Monthly System Peak Day | SCE | 1-in-10 | 2031 | 20 |  |  |  | 50.77 | 1
| Zone | South Orange County | 1 | Monthly System Peak Day | SCE | 1-in-10 | 2031 | 21 |  |  |  | 50.4517 | 1
| Zone | South Orange County | 1 | Monthly System Peak Day | SCE | 1-in-10 | 2031 | 22 |  |  |  | 50.3117 | 1
| Zone | South Orange County | 1 | Monthly System Peak Day | SCE | 1-in-10 | 2031 | 23 |  |  |  | 49.6133 | 1
| Zone | South Orange County | 1 | Monthly System Peak Day | SCE | 1-in-10 | 2031 | 24 |  |  |  | 48.4417 | 1
| Zone | South Orange County | 2 | Average Weekday | SCE | 1-in-10 | 2031 | 1 |  |  |  | 57.1728 | 1
| Zone | South Orange County | 2 | Average Weekday | SCE | 1-in-10 | 2031 | 2 |  |  |  | 55.9963 | 1
| Zone | South Orange County | 2 | Average Weekday | SCE | 1-in-10 | 2031 | 3 |  |  |  | 54.9899 | 1
| Zone | South Orange County | 2 | Average Weekday | SCE | 1-in-10 | 2031 | 4 |  |  |  | 54.0712 | 1
| Zone | South Orange County | 2 | Average Weekday | SCE | 1-in-10 | 2031 | 5 |  |  |  | 53.3326 | 1
| Zone | South Orange County | 2 | Average Weekday | SCE | 1-in-10 | 2031 | 6 |  |  |  | 52.8625 | 1
| Zone | South Orange County | 2 | Average Weekday | SCE | 1-in-10 | 2031 | 7 |  |  |  | 52.5456 | 1
| Zone | South Orange County | 2 | Average Weekday | SCE | 1-in-10 | 2031 | 8 |  |  |  | 52.3425 | 1
| Zone | South Orange County | 2 | Average Weekday | SCE | 1-in-10 | 2031 | 9 |  |  |  | 54.079 | 1
| Zone | South Orange County | 2 | Average Weekday | SCE | 1-in-10 | 2031 | 10 |  |  |  | 58.1346 | 1
| Zone | South Orange County | 2 | Average Weekday | SCE | 1-in-10 | 2031 | 11 |  |  |  | 62.1138 | 1
| Zone | South Orange County | 2 | Average Weekday | SCE | 1-in-10 | 2031 | 12 |  |  |  | 65.3932 | 1
| Zone | South Orange County | 2 | Average Weekday | SCE | 1-in-10 | 2031 | 13 |  |  |  | 67.7289 | 1
| Zone | South Orange County | 2 | Average Weekday | SCE | 1-in-10 | 2031 | 14 |  |  |  | 69.3005 | 1
| Zone | South Orange County | 2 | Average Weekday | SCE | 1-in-10 | 2031 | 15 |  |  |  | 69.4832 | 1
| Zone | South Orange County | 2 | Average Weekday | SCE | 1-in-10 | 2031 | 16 |  |  |  | 69.1466 | 1
| Zone | South Orange County | 2 | Average Weekday | SCE | 1-in-10 | 2031 | 17 |  |  |  | 68.2018 | 1
| Zone | South Orange County | 2 | Average Weekday | SCE | 1-in-10 | 2031 | 18 |  |  |  | 66.7425 | 1
| Zone | South Orange County | 2 | Average Weekday | SCE | 1-in-10 | 2031 | 19 |  |  |  | 64.4017 | 1
| Zone | South Orange County | 2 | Average Weekday | SCE | 1-in-10 | 2031 | 20 |  |  |  | 62.4907 | 1
| Zone | South Orange County | 2 | Average Weekday | SCE | 1-in-10 | 2031 | 21 |  |  |  | 61.1236 | 1
| Zone | South Orange County | 2 | Average Weekday | SCE | 1-in-10 | 2031 | 22 |  |  |  | 60.0168 | 1
| Zone | South Orange County | 2 | Average Weekday | SCE | 1-in-10 | 2031 | 23 |  |  |  | 58.8033 | 1
| Zone | South Orange County | 2 | Average Weekday | SCE | 1-in-10 | 2031 | 24 |  |  |  | 57.6811 | 1
| Zone | South Orange County | 2 | Monthly System Peak Day | SCE | 1-in-10 | 2031 | 1 |  |  |  | 69.875 | 1
| Zone | South Orange County | 2 | Monthly System Peak Day | SCE | 1-in-10 | 2031 | 2 |  |  |  | 67.1867 | 1
| Zone | South Orange County | 2 | Monthly System Peak Day | SCE | 1-in-10 | 2031 | 3 |  |  |  | 65.6 | 1
| Zone | South Orange County | 2 | Monthly System Peak Day | SCE | 1-in-10 | 2031 | 4 |  |  |  | 63.5817 | 1
| Zone | South Orange County | 2 | Monthly System Peak Day | SCE | 1-in-10 | 2031 | 5 |  |  |  | 62.8183 | 1
| Zone | South Orange County | 2 | Monthly System Peak Day | SCE | 1-in-10 | 2031 | 6 |  |  |  | 61.14 | 1
| Zone | South Orange County | 2 | Monthly System Peak Day | SCE | 1-in-10 | 2031 | 7 |  |  |  | 62.4817 | 1
| Zone | South Orange County | 2 | Monthly System Peak Day | SCE | 1-in-10 | 2031 | 8 |  |  |  | 63.1117 | 1
| Zone | South Orange County | 2 | Monthly System Peak Day | SCE | 1-in-10 | 2031 | 9 |  |  |  | 63.85 | 1
| Zone | South Orange County | 2 | Monthly System Peak Day | SCE | 1-in-10 | 2031 | 10 |  |  |  | 69.4017 | 1
| Zone | South Orange County | 2 | Monthly System Peak Day | SCE | 1-in-10 | 2031 | 11 |  |  |  | 76.1333 | 1
| Zone | South Orange County | 2 | Monthly System Peak Day | SCE | 1-in-10 | 2031 | 12 |  |  |  | 79.65 | 1
| Zone | South Orange County | 2 | Monthly System Peak Day | SCE | 1-in-10 | 2031 | 13 |  |  |  | 83.2333 | 1
| Zone | South Orange County | 2 | Monthly System Peak Day | SCE | 1-in-10 | 2031 | 14 |  |  |  | 85.2667 | 1
| Zone | South Orange County | 2 | Monthly System Peak Day | SCE | 1-in-10 | 2031 | 15 |  |  |  | 85.2 | 1
| Zone | South Orange County | 2 | Monthly System Peak Day | SCE | 1-in-10 | 2031 | 16 |  |  |  | 84.1333 | 1
| Zone | South Orange County | 2 | Monthly System Peak Day | SCE | 1-in-10 | 2031 | 17 |  |  |  | 82.55 | 1
| Zone | South Orange County | 2 | Monthly System Peak Day | SCE | 1-in-10 | 2031 | 18 |  |  |  | 79.6667 | 1
| Zone | South Orange County | 2 | Monthly System Peak Day | SCE | 1-in-10 | 2031 | 19 |  |  |  | 75.95 | 1
| Zone | South Orange County | 2 | Monthly System Peak Day | SCE | 1-in-10 | 2031 | 20 |  |  |  | 73.2667 | 1
| Zone | South Orange County | 2 | Monthly System Peak Day | SCE | 1-in-10 | 2031 | 21 |  |  |  | 71.15 | 1
| Zone | South Orange County | 2 | Monthly System Peak Day | SCE | 1-in-10 | 2031 | 22 |  |  |  | 69.3367 | 1
| Zone | South Orange County | 2 | Monthly System Peak Day | SCE | 1-in-10 | 2031 | 23 |  |  |  | 67.1667 | 1
| Zone | South Orange County | 2 | Monthly System Peak Day | SCE | 1-in-10 | 2031 | 24 |  |  |  | 65.64 | 1
| Zone | South Orange County | 3 | Average Weekday | SCE | 1-in-10 | 2031 | 1 |  |  |  | 59.5281 | 1
| Zone | South Orange County | 3 | Average Weekday | SCE | 1-in-10 | 2031 | 2 |  |  |  | 58.5162 | 1
| Zone | South Orange County | 3 | Average Weekday | SCE | 1-in-10 | 2031 | 3 |  |  |  | 57.8131 | 1
| Zone | South Orange County | 3 | Average Weekday | SCE | 1-in-10 | 2031 | 4 |  |  |  | 57.0513 | 1
| Zone | South Orange County | 3 | Average Weekday | SCE | 1-in-10 | 2031 | 5 |  |  |  | 56.254 | 1
| Zone | South Orange County | 3 | Average Weekday | SCE | 1-in-10 | 2031 | 6 |  |  |  | 55.6438 | 1
| Zone | South Orange County | 3 | Average Weekday | SCE | 1-in-10 | 2031 | 7 |  |  |  | 55.2104 | 1
| Zone | South Orange County | 3 | Average Weekday | SCE | 1-in-10 | 2031 | 8 |  |  |  | 55.3983 | 1
| Zone | South Orange County | 3 | Average Weekday | SCE | 1-in-10 | 2031 | 9 |  |  |  | 56.9005 | 1
| Zone | South Orange County | 3 | Average Weekday | SCE | 1-in-10 | 2031 | 10 |  |  |  | 60.304 | 1
| Zone | South Orange County | 3 | Average Weekday | SCE | 1-in-10 | 2031 | 11 |  |  |  | 64.0885 | 1
| Zone | South Orange County | 3 | Average Weekday | SCE | 1-in-10 | 2031 | 12 |  |  |  | 67.5235 | 1
| Zone | South Orange County | 3 | Average Weekday | SCE | 1-in-10 | 2031 | 13 |  |  |  | 69.6426 | 1
| Zone | South Orange County | 3 | Average Weekday | SCE | 1-in-10 | 2031 | 14 |  |  |  | 71.0985 | 1
| Zone | South Orange County | 3 | Average Weekday | SCE | 1-in-10 | 2031 | 15 |  |  |  | 71.772 | 1
| Zone | South Orange County | 3 | Average Weekday | SCE | 1-in-10 | 2031 | 16 |  |  |  | 71.7488 | 1
| Zone | South Orange County | 3 | Average Weekday | SCE | 1-in-10 | 2031 | 17 |  |  |  | 71.0608 | 1
| Zone | South Orange County | 3 | Average Weekday | SCE | 1-in-10 | 2031 | 18 |  |  |  | 70.3526 | 1
| Zone | South Orange County | 3 | Average Weekday | SCE | 1-in-10 | 2031 | 19 |  |  |  | 69.0515 | 1
| Zone | South Orange County | 3 | Average Weekday | SCE | 1-in-10 | 2031 | 20 |  |  |  | 66.7791 | 1
| Zone | South Orange County | 3 | Average Weekday | SCE | 1-in-10 | 2031 | 21 |  |  |  | 64.5212 | 1
| Zone | South Orange County | 3 | Average Weekday | SCE | 1-in-10 | 2031 | 22 |  |  |  | 63.3651 | 1
| Zone | South Orange County | 3 | Average Weekday | SCE | 1-in-10 | 2031 | 23 |  |  |  | 62.5298 | 1
| Zone | South Orange County | 3 | Average Weekday | SCE | 1-in-10 | 2031 | 24 |  |  |  | 61.5761 | 1
| Zone | South Orange County | 3 | Monthly System Peak Day | SCE | 1-in-10 | 2031 | 1 |  |  |  | 66.2733 | 1
| Zone | South Orange County | 3 | Monthly System Peak Day | SCE | 1-in-10 | 2031 | 2 |  |  |  | 64.8367 | 1
| Zone | South Orange County | 3 | Monthly System Peak Day | SCE | 1-in-10 | 2031 | 3 |  |  |  | 63.785 | 1
| Zone | South Orange County | 3 | Monthly System Peak Day | SCE | 1-in-10 | 2031 | 4 |  |  |  | 62.55 | 1
| Zone | South Orange County | 3 | Monthly System Peak Day | SCE | 1-in-10 | 2031 | 5 |  |  |  | 61.4383 | 1
| Zone | South Orange County | 3 | Monthly System Peak Day | SCE | 1-in-10 | 2031 | 6 |  |  |  | 60.365 | 1
| Zone | South Orange County | 3 | Monthly System Peak Day | SCE | 1-in-10 | 2031 | 7 |  |  |  | 59.7667 | 1
| Zone | South Orange County | 3 | Monthly System Peak Day | SCE | 1-in-10 | 2031 | 8 |  |  |  | 59.93 | 1
| Zone | South Orange County | 3 | Monthly System Peak Day | SCE | 1-in-10 | 2031 | 9 |  |  |  | 61.73 | 1
| Zone | South Orange County | 3 | Monthly System Peak Day | SCE | 1-in-10 | 2031 | 10 |  |  |  | 66.1033 | 1
| Zone | South Orange County | 3 | Monthly System Peak Day | SCE | 1-in-10 | 2031 | 11 |  |  |  | 70.67 | 1
| Zone | South Orange County | 3 | Monthly System Peak Day | SCE | 1-in-10 | 2031 | 12 |  |  |  | 74.5833 | 1
| Zone | South Orange County | 3 | Monthly System Peak Day | SCE | 1-in-10 | 2031 | 13 |  |  |  | 77.1667 | 1
| Zone | South Orange County | 3 | Monthly System Peak Day | SCE | 1-in-10 | 2031 | 14 |  |  |  | 78.7333 | 1
| Zone | South Orange County | 3 | Monthly System Peak Day | SCE | 1-in-10 | 2031 | 15 |  |  |  | 80.65 | 1
| Zone | South Orange County | 3 | Monthly System Peak Day | SCE | 1-in-10 | 2031 | 16 |  |  |  | 80.3667 | 1
| Zone | South Orange County | 3 | Monthly System Peak Day | SCE | 1-in-10 | 2031 | 17 |  |  |  | 79.2167 | 1
| Zone | South Orange County | 3 | Monthly System Peak Day | SCE | 1-in-10 | 2031 | 18 |  |  |  | 77.6667 | 1
| Zone | South Orange County | 3 | Monthly System Peak Day | SCE | 1-in-10 | 2031 | 19 |  |  |  | 77.4167 | 1
| Zone | South Orange County | 3 | Monthly System Peak Day | SCE | 1-in-10 | 2031 | 20 |  |  |  | 75.7833 | 1
| Zone | South Orange County | 3 | Monthly System Peak Day | SCE | 1-in-10 | 2031 | 21 |  |  |  | 71.6167 | 1
| Zone | South Orange County | 3 | Monthly System Peak Day | SCE | 1-in-10 | 2031 | 22 |  |  |  | 68.7333 | 1
| Zone | South Orange County | 3 | Monthly System Peak Day | SCE | 1-in-10 | 2031 | 23 |  |  |  | 67.0083 | 1
| Zone | South Orange County | 3 | Monthly System Peak Day | SCE | 1-in-10 | 2031 | 24 |  |  |  | 65.2 | 1
| Zone | South Orange County | 4 | Average Weekday | SCE | 1-in-10 | 2031 | 1 |  |  |  | 60.1427 | 1
| Zone | South Orange County | 4 | Average Weekday | SCE | 1-in-10 | 2031 | 2 |  |  |  | 59.4313 | 1
| Zone | South Orange County | 4 | Average Weekday | SCE | 1-in-10 | 2031 | 3 |  |  |  | 58.7794 | 1
| Zone | South Orange County | 4 | Average Weekday | SCE | 1-in-10 | 2031 | 4 |  |  |  | 58.1455 | 1
| Zone | South Orange County | 4 | Average Weekday | SCE | 1-in-10 | 2031 | 5 |  |  |  | 57.6355 | 1
| Zone | South Orange County | 4 | Average Weekday | SCE | 1-in-10 | 2031 | 6 |  |  |  | 57.1555 | 1
| Zone | South Orange County | 4 | Average Weekday | SCE | 1-in-10 | 2031 | 7 |  |  |  | 56.7984 | 1
| Zone | South Orange County | 4 | Average Weekday | SCE | 1-in-10 | 2031 | 8 |  |  |  | 57.0153 | 1
| Zone | South Orange County | 4 | Average Weekday | SCE | 1-in-10 | 2031 | 9 |  |  |  | 58.743 | 1
| Zone | South Orange County | 4 | Average Weekday | SCE | 1-in-10 | 2031 | 10 |  |  |  | 61.5164 | 1
| Zone | South Orange County | 4 | Average Weekday | SCE | 1-in-10 | 2031 | 11 |  |  |  | 64.6445 | 1
| Zone | South Orange County | 4 | Average Weekday | SCE | 1-in-10 | 2031 | 12 |  |  |  | 67.6103 | 1
| Zone | South Orange County | 4 | Average Weekday | SCE | 1-in-10 | 2031 | 13 |  |  |  | 68.8765 | 1
| Zone | South Orange County | 4 | Average Weekday | SCE | 1-in-10 | 2031 | 14 |  |  |  | 69.8323 | 1
| Zone | South Orange County | 4 | Average Weekday | SCE | 1-in-10 | 2031 | 15 |  |  |  | 70.6038 | 1
| Zone | South Orange County | 4 | Average Weekday | SCE | 1-in-10 | 2031 | 16 |  |  |  | 71.1033 | 1
| Zone | South Orange County | 4 | Average Weekday | SCE | 1-in-10 | 2031 | 17 |  |  |  | 71.1831 | 1
| Zone | South Orange County | 4 | Average Weekday | SCE | 1-in-10 | 2031 | 18 |  |  |  | 70.6177 | 1
| Zone | South Orange County | 4 | Average Weekday | SCE | 1-in-10 | 2031 | 19 |  |  |  | 69.6302 | 1
| Zone | South Orange County | 4 | Average Weekday | SCE | 1-in-10 | 2031 | 20 |  |  |  | 67.8745 | 1
| Zone | South Orange County | 4 | Average Weekday | SCE | 1-in-10 | 2031 | 21 |  |  |  | 65.5068 | 1
| Zone | South Orange County | 4 | Average Weekday | SCE | 1-in-10 | 2031 | 22 |  |  |  | 63.9119 | 1
| Zone | South Orange County | 4 | Average Weekday | SCE | 1-in-10 | 2031 | 23 |  |  |  | 62.6733 | 1
| Zone | South Orange County | 4 | Average Weekday | SCE | 1-in-10 | 2031 | 24 |  |  |  | 61.6163 | 1
| Zone | South Orange County | 4 | Monthly System Peak Day | SCE | 1-in-10 | 2031 | 1 |  |  |  | 68.3283 | 1
| Zone | South Orange County | 4 | Monthly System Peak Day | SCE | 1-in-10 | 2031 | 2 |  |  |  | 68.8933 | 1
| Zone | South Orange County | 4 | Monthly System Peak Day | SCE | 1-in-10 | 2031 | 3 |  |  |  | 67.565 | 1
| Zone | South Orange County | 4 | Monthly System Peak Day | SCE | 1-in-10 | 2031 | 4 |  |  |  | 65.7083 | 1
| Zone | South Orange County | 4 | Monthly System Peak Day | SCE | 1-in-10 | 2031 | 5 |  |  |  | 64.5117 | 1
| Zone | South Orange County | 4 | Monthly System Peak Day | SCE | 1-in-10 | 2031 | 6 |  |  |  | 63.9117 | 1
| Zone | South Orange County | 4 | Monthly System Peak Day | SCE | 1-in-10 | 2031 | 7 |  |  |  | 63.59 | 1
| Zone | South Orange County | 4 | Monthly System Peak Day | SCE | 1-in-10 | 2031 | 8 |  |  |  | 63.3633 | 1
| Zone | South Orange County | 4 | Monthly System Peak Day | SCE | 1-in-10 | 2031 | 9 |  |  |  | 65.85 | 1
| Zone | South Orange County | 4 | Monthly System Peak Day | SCE | 1-in-10 | 2031 | 10 |  |  |  | 70.795 | 1
| Zone | South Orange County | 4 | Monthly System Peak Day | SCE | 1-in-10 | 2031 | 11 |  |  |  | 75.5667 | 1
| Zone | South Orange County | 4 | Monthly System Peak Day | SCE | 1-in-10 | 2031 | 12 |  |  |  | 79.0167 | 1
| Zone | South Orange County | 4 | Monthly System Peak Day | SCE | 1-in-10 | 2031 | 13 |  |  |  | 79.4167 | 1
| Zone | South Orange County | 4 | Monthly System Peak Day | SCE | 1-in-10 | 2031 | 14 |  |  |  | 79.7 | 1
| Zone | South Orange County | 4 | Monthly System Peak Day | SCE | 1-in-10 | 2031 | 15 |  |  |  | 80.2667 | 1
| Zone | South Orange County | 4 | Monthly System Peak Day | SCE | 1-in-10 | 2031 | 16 |  |  |  | 82.0333 | 1
| Zone | South Orange County | 4 | Monthly System Peak Day | SCE | 1-in-10 | 2031 | 17 |  |  |  | 82.1167 | 1
| Zone | South Orange County | 4 | Monthly System Peak Day | SCE | 1-in-10 | 2031 | 18 |  |  |  | 83.65 | 1
| Zone | South Orange County | 4 | Monthly System Peak Day | SCE | 1-in-10 | 2031 | 19 |  |  |  | 80.8167 | 1
| Zone | South Orange County | 4 | Monthly System Peak Day | SCE | 1-in-10 | 2031 | 20 |  |  |  | 74.45 | 1
| Zone | South Orange County | 4 | Monthly System Peak Day | SCE | 1-in-10 | 2031 | 21 |  |  |  | 68.7633 | 1
| Zone | South Orange County | 4 | Monthly System Peak Day | SCE | 1-in-10 | 2031 | 22 |  |  |  | 67.5867 | 1
| Zone | South Orange County | 4 | Monthly System Peak Day | SCE | 1-in-10 | 2031 | 23 |  |  |  | 67.035 | 1
| Zone | South Orange County | 4 | Monthly System Peak Day | SCE | 1-in-10 | 2031 | 24 |  |  |  | 66.09 | 1
| Zone | South Orange County | 5 | Average Weekday | SCE | 1-in-10 | 2031 | 1 |  |  |  | 63.6645 | 1
| Zone | South Orange County | 5 | Average Weekday | SCE | 1-in-10 | 2031 | 2 |  |  |  | 63.0442 | 1
| Zone | South Orange County | 5 | Average Weekday | SCE | 1-in-10 | 2031 | 3 |  |  |  | 62.628 | 1
| Zone | South Orange County | 5 | Average Weekday | SCE | 1-in-10 | 2031 | 4 |  |  |  | 62.226 | 1
| Zone | South Orange County | 5 | Average Weekday | SCE | 1-in-10 | 2031 | 5 |  |  |  | 61.8174 | 1
| Zone | South Orange County | 5 | Average Weekday | SCE | 1-in-10 | 2031 | 6 |  |  |  | 61.6734 | 1
| Zone | South Orange County | 5 | Average Weekday | SCE | 1-in-10 | 2031 | 7 |  |  |  | 61.397 | 1
| Zone | South Orange County | 5 | Average Weekday | SCE | 1-in-10 | 2031 | 8 |  |  |  | 61.9969 | 1
| Zone | South Orange County | 5 | Average Weekday | SCE | 1-in-10 | 2031 | 9 |  |  |  | 64.0083 | 1
| Zone | South Orange County | 5 | Average Weekday | SCE | 1-in-10 | 2031 | 10 |  |  |  | 66.8587 | 1
| Zone | South Orange County | 5 | Average Weekday | SCE | 1-in-10 | 2031 | 11 |  |  |  | 69.2524 | 1
| Zone | South Orange County | 5 | Average Weekday | SCE | 1-in-10 | 2031 | 12 |  |  |  | 71.168 | 1
| Zone | South Orange County | 5 | Average Weekday | SCE | 1-in-10 | 2031 | 13 |  |  |  | 72.297 | 1
| Zone | South Orange County | 5 | Average Weekday | SCE | 1-in-10 | 2031 | 14 |  |  |  | 73.148 | 1
| Zone | South Orange County | 5 | Average Weekday | SCE | 1-in-10 | 2031 | 15 |  |  |  | 73.976 | 1
| Zone | South Orange County | 5 | Average Weekday | SCE | 1-in-10 | 2031 | 16 |  |  |  | 74.1826 | 1
| Zone | South Orange County | 5 | Average Weekday | SCE | 1-in-10 | 2031 | 17 |  |  |  | 74.122 | 1
| Zone | South Orange County | 5 | Average Weekday | SCE | 1-in-10 | 2031 | 18 |  |  |  | 73.3027 | 1
| Zone | South Orange County | 5 | Average Weekday | SCE | 1-in-10 | 2031 | 19 |  |  |  | 72.369 | 1
| Zone | South Orange County | 5 | Average Weekday | SCE | 1-in-10 | 2031 | 20 |  |  |  | 70.709 | 1
| Zone | South Orange County | 5 | Average Weekday | SCE | 1-in-10 | 2031 | 21 |  |  |  | 68.2305 | 1
| Zone | South Orange County | 5 | Average Weekday | SCE | 1-in-10 | 2031 | 22 |  |  |  | 66.2595 | 1
| Zone | South Orange County | 5 | Average Weekday | SCE | 1-in-10 | 2031 | 23 |  |  |  | 65.0803 | 1
| Zone | South Orange County | 5 | Average Weekday | SCE | 1-in-10 | 2031 | 24 |  |  |  | 64.1396 | 1
| Zone | South Orange County | 5 | Monthly System Peak Day | SCE | 1-in-10 | 2031 | 1 |  |  |  | 70.7233 | 1
| Zone | South Orange County | 5 | Monthly System Peak Day | SCE | 1-in-10 | 2031 | 2 |  |  |  | 69.7867 | 1
| Zone | South Orange County | 5 | Monthly System Peak Day | SCE | 1-in-10 | 2031 | 3 |  |  |  | 68.9883 | 1
| Zone | South Orange County | 5 | Monthly System Peak Day | SCE | 1-in-10 | 2031 | 4 |  |  |  | 68.0967 | 1
| Zone | South Orange County | 5 | Monthly System Peak Day | SCE | 1-in-10 | 2031 | 5 |  |  |  | 67.4783 | 1
| Zone | South Orange County | 5 | Monthly System Peak Day | SCE | 1-in-10 | 2031 | 6 |  |  |  | 67.16 | 1
| Zone | South Orange County | 5 | Monthly System Peak Day | SCE | 1-in-10 | 2031 | 7 |  |  |  | 66.67 | 1
| Zone | South Orange County | 5 | Monthly System Peak Day | SCE | 1-in-10 | 2031 | 8 |  |  |  | 67.6783 | 1
| Zone | South Orange County | 5 | Monthly System Peak Day | SCE | 1-in-10 | 2031 | 9 |  |  |  | 72.7933 | 1
| Zone | South Orange County | 5 | Monthly System Peak Day | SCE | 1-in-10 | 2031 | 10 |  |  |  | 79.3333 | 1
| Zone | South Orange County | 5 | Monthly System Peak Day | SCE | 1-in-10 | 2031 | 11 |  |  |  | 84.2 | 1
| Zone | South Orange County | 5 | Monthly System Peak Day | SCE | 1-in-10 | 2031 | 12 |  |  |  | 88.4667 | 1
| Zone | South Orange County | 5 | Monthly System Peak Day | SCE | 1-in-10 | 2031 | 13 |  |  |  | 90.0333 | 1
| Zone | South Orange County | 5 | Monthly System Peak Day | SCE | 1-in-10 | 2031 | 14 |  |  |  | 89.8333 | 1
| Zone | South Orange County | 5 | Monthly System Peak Day | SCE | 1-in-10 | 2031 | 15 |  |  |  | 92.15 | 1
| Zone | South Orange County | 5 | Monthly System Peak Day | SCE | 1-in-10 | 2031 | 16 |  |  |  | 92.0167 | 1
| Zone | South Orange County | 5 | Monthly System Peak Day | SCE | 1-in-10 | 2031 | 17 |  |  |  | 91.8 | 1
| Zone | South Orange County | 5 | Monthly System Peak Day | SCE | 1-in-10 | 2031 | 18 |  |  |  | 90.4333 | 1
| Zone | South Orange County | 5 | Monthly System Peak Day | SCE | 1-in-10 | 2031 | 19 |  |  |  | 89.9167 | 1
| Zone | South Orange County | 5 | Monthly System Peak Day | SCE | 1-in-10 | 2031 | 20 |  |  |  | 87.0333 | 1
| Zone | South Orange County | 5 | Monthly System Peak Day | SCE | 1-in-10 | 2031 | 21 |  |  |  | 83.1833 | 1
| Zone | South Orange County | 5 | Monthly System Peak Day | SCE | 1-in-10 | 2031 | 22 |  |  |  | 79.8 | 1
| Zone | South Orange County | 5 | Monthly System Peak Day | SCE | 1-in-10 | 2031 | 23 |  |  |  | 76.7667 | 1
| Zone | South Orange County | 5 | Monthly System Peak Day | SCE | 1-in-10 | 2031 | 24 |  |  |  | 73.3367 | 1
| Zone | South Orange County | 6 | Average Weekday | SCE | 1-in-10 | 2031 | 1 |  |  |  | 64.8305 | 1
| Zone | South Orange County | 6 | Average Weekday | SCE | 1-in-10 | 2031 | 2 |  |  |  | 64.5677 | 1
| Zone | South Orange County | 6 | Average Weekday | SCE | 1-in-10 | 2031 | 3 |  |  |  | 64.3736 | 1
| Zone | South Orange County | 6 | Average Weekday | SCE | 1-in-10 | 2031 | 4 |  |  |  | 64.1311 | 1
| Zone | South Orange County | 6 | Average Weekday | SCE | 1-in-10 | 2031 | 5 |  |  |  | 63.9809 | 1
| Zone | South Orange County | 6 | Average Weekday | SCE | 1-in-10 | 2031 | 6 |  |  |  | 63.8758 | 1
| Zone | South Orange County | 6 | Average Weekday | SCE | 1-in-10 | 2031 | 7 |  |  |  | 63.8143 | 1
| Zone | South Orange County | 6 | Average Weekday | SCE | 1-in-10 | 2031 | 8 |  |  |  | 64.0327 | 1
| Zone | South Orange County | 6 | Average Weekday | SCE | 1-in-10 | 2031 | 9 |  |  |  | 64.9331 | 1
| Zone | South Orange County | 6 | Average Weekday | SCE | 1-in-10 | 2031 | 10 |  |  |  | 66.7504 | 1
| Zone | South Orange County | 6 | Average Weekday | SCE | 1-in-10 | 2031 | 11 |  |  |  | 69.068 | 1
| Zone | South Orange County | 6 | Average Weekday | SCE | 1-in-10 | 2031 | 12 |  |  |  | 70.8322 | 1
| Zone | South Orange County | 6 | Average Weekday | SCE | 1-in-10 | 2031 | 13 |  |  |  | 71.7878 | 1
| Zone | South Orange County | 6 | Average Weekday | SCE | 1-in-10 | 2031 | 14 |  |  |  | 72.1196 | 1
| Zone | South Orange County | 6 | Average Weekday | SCE | 1-in-10 | 2031 | 15 |  |  |  | 72.8228 | 1
| Zone | South Orange County | 6 | Average Weekday | SCE | 1-in-10 | 2031 | 16 |  |  |  | 73.7532 | 1
| Zone | South Orange County | 6 | Average Weekday | SCE | 1-in-10 | 2031 | 17 |  |  |  | 73.7854 | 1
| Zone | South Orange County | 6 | Average Weekday | SCE | 1-in-10 | 2031 | 18 |  |  |  | 73.2464 | 1
| Zone | South Orange County | 6 | Average Weekday | SCE | 1-in-10 | 2031 | 19 |  |  |  | 72.2489 | 1
| Zone | South Orange County | 6 | Average Weekday | SCE | 1-in-10 | 2031 | 20 |  |  |  | 70.5072 | 1
| Zone | South Orange County | 6 | Average Weekday | SCE | 1-in-10 | 2031 | 21 |  |  |  | 68.643 | 1
| Zone | South Orange County | 6 | Average Weekday | SCE | 1-in-10 | 2031 | 22 |  |  |  | 66.6989 | 1
| Zone | South Orange County | 6 | Average Weekday | SCE | 1-in-10 | 2031 | 23 |  |  |  | 65.7762 | 1
| Zone | South Orange County | 6 | Average Weekday | SCE | 1-in-10 | 2031 | 24 |  |  |  | 65.3146 | 1
| Zone | South Orange County | 6 | Monthly System Peak Day | SCE | 1-in-10 | 2031 | 1 |  |  |  | 69.4933 | 1
| Zone | South Orange County | 6 | Monthly System Peak Day | SCE | 1-in-10 | 2031 | 2 |  |  |  | 68.17 | 1
| Zone | South Orange County | 6 | Monthly System Peak Day | SCE | 1-in-10 | 2031 | 3 |  |  |  | 67.4867 | 1
| Zone | South Orange County | 6 | Monthly System Peak Day | SCE | 1-in-10 | 2031 | 4 |  |  |  | 67.555 | 1
| Zone | South Orange County | 6 | Monthly System Peak Day | SCE | 1-in-10 | 2031 | 5 |  |  |  | 66.5217 | 1
| Zone | South Orange County | 6 | Monthly System Peak Day | SCE | 1-in-10 | 2031 | 6 |  |  |  | 65.4483 | 1
| Zone | South Orange County | 6 | Monthly System Peak Day | SCE | 1-in-10 | 2031 | 7 |  |  |  | 64.825 | 1
| Zone | South Orange County | 6 | Monthly System Peak Day | SCE | 1-in-10 | 2031 | 8 |  |  |  | 65.605 | 1
| Zone | South Orange County | 6 | Monthly System Peak Day | SCE | 1-in-10 | 2031 | 9 |  |  |  | 68.4683 | 1
| Zone | South Orange County | 6 | Monthly System Peak Day | SCE | 1-in-10 | 2031 | 10 |  |  |  | 73.475 | 1
| Zone | South Orange County | 6 | Monthly System Peak Day | SCE | 1-in-10 | 2031 | 11 |  |  |  | 78.5033 | 1
| Zone | South Orange County | 6 | Monthly System Peak Day | SCE | 1-in-10 | 2031 | 12 |  |  |  | 78.9933 | 1
| Zone | South Orange County | 6 | Monthly System Peak Day | SCE | 1-in-10 | 2031 | 13 |  |  |  | 77.77 | 1
| Zone | South Orange County | 6 | Monthly System Peak Day | SCE | 1-in-10 | 2031 | 14 |  |  |  | 78.4433 | 1
| Zone | South Orange County | 6 | Monthly System Peak Day | SCE | 1-in-10 | 2031 | 15 |  |  |  | 80.8167 | 1
| Zone | South Orange County | 6 | Monthly System Peak Day | SCE | 1-in-10 | 2031 | 16 |  |  |  | 85.05 | 1
| Zone | South Orange County | 6 | Monthly System Peak Day | SCE | 1-in-10 | 2031 | 17 |  |  |  | 86.7667 | 1
| Zone | South Orange County | 6 | Monthly System Peak Day | SCE | 1-in-10 | 2031 | 18 |  |  |  | 86.55 | 1
| Zone | South Orange County | 6 | Monthly System Peak Day | SCE | 1-in-10 | 2031 | 19 |  |  |  | 82.1 | 1
| Zone | South Orange County | 6 | Monthly System Peak Day | SCE | 1-in-10 | 2031 | 20 |  |  |  | 75.1867 | 1
| Zone | South Orange County | 6 | Monthly System Peak Day | SCE | 1-in-10 | 2031 | 21 |  |  |  | 71.49 | 1
| Zone | South Orange County | 6 | Monthly System Peak Day | SCE | 1-in-10 | 2031 | 22 |  |  |  | 69.115 | 1
| Zone | South Orange County | 6 | Monthly System Peak Day | SCE | 1-in-10 | 2031 | 23 |  |  |  | 67.8333 | 1
| Zone | South Orange County | 6 | Monthly System Peak Day | SCE | 1-in-10 | 2031 | 24 |  |  |  | 67.1917 | 1
| Zone | South Orange County | 7 | Average Weekday | SCE | 1-in-10 | 2031 | 1 |  |  |  | 69.4461 | 1
| Zone | South Orange County | 7 | Average Weekday | SCE | 1-in-10 | 2031 | 2 |  |  |  | 69.086 | 1
| Zone | South Orange County | 7 | Average Weekday | SCE | 1-in-10 | 2031 | 3 |  |  |  | 68.7807 | 1
| Zone | South Orange County | 7 | Average Weekday | SCE | 1-in-10 | 2031 | 4 |  |  |  | 68.5325 | 1
| Zone | South Orange County | 7 | Average Weekday | SCE | 1-in-10 | 2031 | 5 |  |  |  | 68.3902 | 1
| Zone | South Orange County | 7 | Average Weekday | SCE | 1-in-10 | 2031 | 6 |  |  |  | 68.3303 | 1
| Zone | South Orange County | 7 | Average Weekday | SCE | 1-in-10 | 2031 | 7 |  |  |  | 68.2904 | 1
| Zone | South Orange County | 7 | Average Weekday | SCE | 1-in-10 | 2031 | 8 |  |  |  | 68.6719 | 1
| Zone | South Orange County | 7 | Average Weekday | SCE | 1-in-10 | 2031 | 9 |  |  |  | 70.0939 | 1
| Zone | South Orange County | 7 | Average Weekday | SCE | 1-in-10 | 2031 | 10 |  |  |  | 72.5596 | 1
| Zone | South Orange County | 7 | Average Weekday | SCE | 1-in-10 | 2031 | 11 |  |  |  | 75.3255 | 1
| Zone | South Orange County | 7 | Average Weekday | SCE | 1-in-10 | 2031 | 12 |  |  |  | 77.2332 | 1
| Zone | South Orange County | 7 | Average Weekday | SCE | 1-in-10 | 2031 | 13 |  |  |  | 78.0307 | 1
| Zone | South Orange County | 7 | Average Weekday | SCE | 1-in-10 | 2031 | 14 |  |  |  | 78.1088 | 1
| Zone | South Orange County | 7 | Average Weekday | SCE | 1-in-10 | 2031 | 15 |  |  |  | 78.888 | 1
| Zone | South Orange County | 7 | Average Weekday | SCE | 1-in-10 | 2031 | 16 |  |  |  | 79.4733 | 1
| Zone | South Orange County | 7 | Average Weekday | SCE | 1-in-10 | 2031 | 17 |  |  |  | 79.575 | 1
| Zone | South Orange County | 7 | Average Weekday | SCE | 1-in-10 | 2031 | 18 |  |  |  | 79.1003 | 1
| Zone | South Orange County | 7 | Average Weekday | SCE | 1-in-10 | 2031 | 19 |  |  |  | 78.1803 | 1
| Zone | South Orange County | 7 | Average Weekday | SCE | 1-in-10 | 2031 | 20 |  |  |  | 76.474 | 1
| Zone | South Orange County | 7 | Average Weekday | SCE | 1-in-10 | 2031 | 21 |  |  |  | 74.0284 | 1
| Zone | South Orange County | 7 | Average Weekday | SCE | 1-in-10 | 2031 | 22 |  |  |  | 71.8255 | 1
| Zone | South Orange County | 7 | Average Weekday | SCE | 1-in-10 | 2031 | 23 |  |  |  | 70.847 | 1
| Zone | South Orange County | 7 | Average Weekday | SCE | 1-in-10 | 2031 | 24 |  |  |  | 70.1921 | 1
| Zone | South Orange County | 7 | Monthly System Peak Day | SCE | 1-in-10 | 2031 | 1 |  |  |  | 71.6167 | 1
| Zone | South Orange County | 7 | Monthly System Peak Day | SCE | 1-in-10 | 2031 | 2 |  |  |  | 70.0867 | 1
| Zone | South Orange County | 7 | Monthly System Peak Day | SCE | 1-in-10 | 2031 | 3 |  |  |  | 69.2733 | 1
| Zone | South Orange County | 7 | Monthly System Peak Day | SCE | 1-in-10 | 2031 | 4 |  |  |  | 68.805 | 1
| Zone | South Orange County | 7 | Monthly System Peak Day | SCE | 1-in-10 | 2031 | 5 |  |  |  | 68.6233 | 1
| Zone | South Orange County | 7 | Monthly System Peak Day | SCE | 1-in-10 | 2031 | 6 |  |  |  | 68.5967 | 1
| Zone | South Orange County | 7 | Monthly System Peak Day | SCE | 1-in-10 | 2031 | 7 |  |  |  | 68.31 | 1
| Zone | South Orange County | 7 | Monthly System Peak Day | SCE | 1-in-10 | 2031 | 8 |  |  |  | 68.8167 | 1
| Zone | South Orange County | 7 | Monthly System Peak Day | SCE | 1-in-10 | 2031 | 9 |  |  |  | 71.4667 | 1
| Zone | South Orange County | 7 | Monthly System Peak Day | SCE | 1-in-10 | 2031 | 10 |  |  |  | 75.3833 | 1
| Zone | South Orange County | 7 | Monthly System Peak Day | SCE | 1-in-10 | 2031 | 11 |  |  |  | 81.2333 | 1
| Zone | South Orange County | 7 | Monthly System Peak Day | SCE | 1-in-10 | 2031 | 12 |  |  |  | 84.5833 | 1
| Zone | South Orange County | 7 | Monthly System Peak Day | SCE | 1-in-10 | 2031 | 13 |  |  |  | 87.1 | 1
| Zone | South Orange County | 7 | Monthly System Peak Day | SCE | 1-in-10 | 2031 | 14 |  |  |  | 89.7 | 1
| Zone | South Orange County | 7 | Monthly System Peak Day | SCE | 1-in-10 | 2031 | 15 |  |  |  | 94.0167 | 1
| Zone | South Orange County | 7 | Monthly System Peak Day | SCE | 1-in-10 | 2031 | 16 |  |  |  | 96.8667 | 1
| Zone | South Orange County | 7 | Monthly System Peak Day | SCE | 1-in-10 | 2031 | 17 |  |  |  | 98.65 | 1
| Zone | South Orange County | 7 | Monthly System Peak Day | SCE | 1-in-10 | 2031 | 18 |  |  |  | 99.0333 | 1
| Zone | South Orange County | 7 | Monthly System Peak Day | SCE | 1-in-10 | 2031 | 19 |  |  |  | 97.8333 | 1
| Zone | South Orange County | 7 | Monthly System Peak Day | SCE | 1-in-10 | 2031 | 20 |  |  |  | 94.8833 | 1
| Zone | South Orange County | 7 | Monthly System Peak Day | SCE | 1-in-10 | 2031 | 21 |  |  |  | 91.5833 | 1
| Zone | South Orange County | 7 | Monthly System Peak Day | SCE | 1-in-10 | 2031 | 22 |  |  |  | 83.9 | 1
| Zone | South Orange County | 7 | Monthly System Peak Day | SCE | 1-in-10 | 2031 | 23 |  |  |  | 79.7333 | 1
| Zone | South Orange County | 7 | Monthly System Peak Day | SCE | 1-in-10 | 2031 | 24 |  |  |  | 77.2333 | 1
| Zone | South Orange County | 8 | Average Weekday | SCE | 1-in-10 | 2031 | 1 |  |  |  | 70.3677 | 1
| Zone | South Orange County | 8 | Average Weekday | SCE | 1-in-10 | 2031 | 2 |  |  |  | 69.9409 | 1
| Zone | South Orange County | 8 | Average Weekday | SCE | 1-in-10 | 2031 | 3 |  |  |  | 69.6016 | 1
| Zone | South Orange County | 8 | Average Weekday | SCE | 1-in-10 | 2031 | 4 |  |  |  | 69.3505 | 1
| Zone | South Orange County | 8 | Average Weekday | SCE | 1-in-10 | 2031 | 5 |  |  |  | 69.1512 | 1
| Zone | South Orange County | 8 | Average Weekday | SCE | 1-in-10 | 2031 | 6 |  |  |  | 68.9962 | 1
| Zone | South Orange County | 8 | Average Weekday | SCE | 1-in-10 | 2031 | 7 |  |  |  | 68.9442 | 1
| Zone | South Orange County | 8 | Average Weekday | SCE | 1-in-10 | 2031 | 8 |  |  |  | 69.0716 | 1
| Zone | South Orange County | 8 | Average Weekday | SCE | 1-in-10 | 2031 | 9 |  |  |  | 70.417 | 1
| Zone | South Orange County | 8 | Average Weekday | SCE | 1-in-10 | 2031 | 10 |  |  |  | 72.8398 | 1
| Zone | South Orange County | 8 | Average Weekday | SCE | 1-in-10 | 2031 | 11 |  |  |  | 75.7373 | 1
| Zone | South Orange County | 8 | Average Weekday | SCE | 1-in-10 | 2031 | 12 |  |  |  | 78.0552 | 1
| Zone | South Orange County | 8 | Average Weekday | SCE | 1-in-10 | 2031 | 13 |  |  |  | 78.807 | 1
| Zone | South Orange County | 8 | Average Weekday | SCE | 1-in-10 | 2031 | 14 |  |  |  | 79.5915 | 1
| Zone | South Orange County | 8 | Average Weekday | SCE | 1-in-10 | 2031 | 15 |  |  |  | 80.3355 | 1
| Zone | South Orange County | 8 | Average Weekday | SCE | 1-in-10 | 2031 | 16 |  |  |  | 80.3471 | 1
| Zone | South Orange County | 8 | Average Weekday | SCE | 1-in-10 | 2031 | 17 |  |  |  | 80.2036 | 1
| Zone | South Orange County | 8 | Average Weekday | SCE | 1-in-10 | 2031 | 18 |  |  |  | 79.7014 | 1
| Zone | South Orange County | 8 | Average Weekday | SCE | 1-in-10 | 2031 | 19 |  |  |  | 78.4407 | 1
| Zone | South Orange County | 8 | Average Weekday | SCE | 1-in-10 | 2031 | 20 |  |  |  | 76.4672 | 1
| Zone | South Orange County | 8 | Average Weekday | SCE | 1-in-10 | 2031 | 21 |  |  |  | 73.8259 | 1
| Zone | South Orange County | 8 | Average Weekday | SCE | 1-in-10 | 2031 | 22 |  |  |  | 72.2143 | 1
| Zone | South Orange County | 8 | Average Weekday | SCE | 1-in-10 | 2031 | 23 |  |  |  | 71.629 | 1
| Zone | South Orange County | 8 | Average Weekday | SCE | 1-in-10 | 2031 | 24 |  |  |  | 71.1377 | 1
| Zone | South Orange County | 8 | Monthly System Peak Day | SCE | 1-in-10 | 2031 | 1 |  |  |  | 72.2533 | 1
| Zone | South Orange County | 8 | Monthly System Peak Day | SCE | 1-in-10 | 2031 | 2 |  |  |  | 71.9167 | 1
| Zone | South Orange County | 8 | Monthly System Peak Day | SCE | 1-in-10 | 2031 | 3 |  |  |  | 71.5533 | 1
| Zone | South Orange County | 8 | Monthly System Peak Day | SCE | 1-in-10 | 2031 | 4 |  |  |  | 71.0633 | 1
| Zone | South Orange County | 8 | Monthly System Peak Day | SCE | 1-in-10 | 2031 | 5 |  |  |  | 70.67 | 1
| Zone | South Orange County | 8 | Monthly System Peak Day | SCE | 1-in-10 | 2031 | 6 |  |  |  | 70.4067 | 1
| Zone | South Orange County | 8 | Monthly System Peak Day | SCE | 1-in-10 | 2031 | 7 |  |  |  | 70.1267 | 1
| Zone | South Orange County | 8 | Monthly System Peak Day | SCE | 1-in-10 | 2031 | 8 |  |  |  | 70.0033 | 1
| Zone | South Orange County | 8 | Monthly System Peak Day | SCE | 1-in-10 | 2031 | 9 |  |  |  | 72.0167 | 1
| Zone | South Orange County | 8 | Monthly System Peak Day | SCE | 1-in-10 | 2031 | 10 |  |  |  | 76.2667 | 1
| Zone | South Orange County | 8 | Monthly System Peak Day | SCE | 1-in-10 | 2031 | 11 |  |  |  | 80.7167 | 1
| Zone | South Orange County | 8 | Monthly System Peak Day | SCE | 1-in-10 | 2031 | 12 |  |  |  | 81.4167 | 1
| Zone | South Orange County | 8 | Monthly System Peak Day | SCE | 1-in-10 | 2031 | 13 |  |  |  | 80.9667 | 1
| Zone | South Orange County | 8 | Monthly System Peak Day | SCE | 1-in-10 | 2031 | 14 |  |  |  | 82.4333 | 1
| Zone | South Orange County | 8 | Monthly System Peak Day | SCE | 1-in-10 | 2031 | 15 |  |  |  | 85.05 | 1
| Zone | South Orange County | 8 | Monthly System Peak Day | SCE | 1-in-10 | 2031 | 16 |  |  |  | 86.9167 | 1
| Zone | South Orange County | 8 | Monthly System Peak Day | SCE | 1-in-10 | 2031 | 17 |  |  |  | 87.55 | 1
| Zone | South Orange County | 8 | Monthly System Peak Day | SCE | 1-in-10 | 2031 | 18 |  |  |  | 86.6333 | 1
| Zone | South Orange County | 8 | Monthly System Peak Day | SCE | 1-in-10 | 2031 | 19 |  |  |  | 85.15 | 1
| Zone | South Orange County | 8 | Monthly System Peak Day | SCE | 1-in-10 | 2031 | 20 |  |  |  | 83.0667 | 1
| Zone | South Orange County | 8 | Monthly System Peak Day | SCE | 1-in-10 | 2031 | 21 |  |  |  | 79.1667 | 1
| Zone | South Orange County | 8 | Monthly System Peak Day | SCE | 1-in-10 | 2031 | 22 |  |  |  | 76.55 | 1
| Zone | South Orange County | 8 | Monthly System Peak Day | SCE | 1-in-10 | 2031 | 23 |  |  |  | 74.6333 | 1
| Zone | South Orange County | 8 | Monthly System Peak Day | SCE | 1-in-10 | 2031 | 24 |  |  |  | 73.5 | 1
| Zone | South Orange County | 8 | Typical Event Day | SCE | 1-in-10 | 2031 | 1 |  |  |  | 71.9242 | 1
| Zone | South Orange County | 8 | Typical Event Day | SCE | 1-in-10 | 2031 | 2 |  |  |  | 70.8933 | 1
| Zone | South Orange County | 8 | Typical Event Day | SCE | 1-in-10 | 2031 | 3 |  |  |  | 70.245 | 1
| Zone | South Orange County | 8 | Typical Event Day | SCE | 1-in-10 | 2031 | 4 |  |  |  | 70.0308 | 1
| Zone | South Orange County | 8 | Typical Event Day | SCE | 1-in-10 | 2031 | 5 |  |  |  | 69.5579 | 1
| Zone | South Orange County | 8 | Typical Event Day | SCE | 1-in-10 | 2031 | 6 |  |  |  | 69.1504 | 1
| Zone | South Orange County | 8 | Typical Event Day | SCE | 1-in-10 | 2031 | 7 |  |  |  | 68.7904 | 1
| Zone | South Orange County | 8 | Typical Event Day | SCE | 1-in-10 | 2031 | 8 |  |  |  | 69.1354 | 1
| Zone | South Orange County | 8 | Typical Event Day | SCE | 1-in-10 | 2031 | 9 |  |  |  | 71.4379 | 1
| Zone | South Orange County | 8 | Typical Event Day | SCE | 1-in-10 | 2031 | 10 |  |  |  | 75.7646 | 1
| Zone | South Orange County | 8 | Typical Event Day | SCE | 1-in-10 | 2031 | 11 |  |  |  | 80.9008 | 1
| Zone | South Orange County | 8 | Typical Event Day | SCE | 1-in-10 | 2031 | 12 |  |  |  | 82.915 | 1
| Zone | South Orange County | 8 | Typical Event Day | SCE | 1-in-10 | 2031 | 13 |  |  |  | 83.7217 | 1
| Zone | South Orange County | 8 | Typical Event Day | SCE | 1-in-10 | 2031 | 14 |  |  |  | 85.4817 | 1
| Zone | South Orange County | 8 | Typical Event Day | SCE | 1-in-10 | 2031 | 15 |  |  |  | 87.85 | 1
| Zone | South Orange County | 8 | Typical Event Day | SCE | 1-in-10 | 2031 | 16 |  |  |  | 90.3458 | 1
| Zone | South Orange County | 8 | Typical Event Day | SCE | 1-in-10 | 2031 | 17 |  |  |  | 91.5417 | 1
| Zone | South Orange County | 8 | Typical Event Day | SCE | 1-in-10 | 2031 | 18 |  |  |  | 91.4583 | 1
| Zone | South Orange County | 8 | Typical Event Day | SCE | 1-in-10 | 2031 | 19 |  |  |  | 89.3583 | 1
| Zone | South Orange County | 8 | Typical Event Day | SCE | 1-in-10 | 2031 | 20 |  |  |  | 85.5175 | 1
| Zone | South Orange County | 8 | Typical Event Day | SCE | 1-in-10 | 2031 | 21 |  |  |  | 81.5517 | 1
| Zone | South Orange County | 8 | Typical Event Day | SCE | 1-in-10 | 2031 | 22 |  |  |  | 78.4496 | 1
| Zone | South Orange County | 8 | Typical Event Day | SCE | 1-in-10 | 2031 | 23 |  |  |  | 76.3125 | 1
| Zone | South Orange County | 8 | Typical Event Day | SCE | 1-in-10 | 2031 | 24 |  |  |  | 74.7438 | 1
| Zone | South Orange County | 9 | Average Weekday | SCE | 1-in-10 | 2031 | 1 |  |  |  | 71.7479 | 1
| Zone | South Orange County | 9 | Average Weekday | SCE | 1-in-10 | 2031 | 2 |  |  |  | 71.1465 | 1
| Zone | South Orange County | 9 | Average Weekday | SCE | 1-in-10 | 2031 | 3 |  |  |  | 70.6301 | 1
| Zone | South Orange County | 9 | Average Weekday | SCE | 1-in-10 | 2031 | 4 |  |  |  | 70.1971 | 1
| Zone | South Orange County | 9 | Average Weekday | SCE | 1-in-10 | 2031 | 5 |  |  |  | 69.8707 | 1
| Zone | South Orange County | 9 | Average Weekday | SCE | 1-in-10 | 2031 | 6 |  |  |  | 69.5087 | 1
| Zone | South Orange County | 9 | Average Weekday | SCE | 1-in-10 | 2031 | 7 |  |  |  | 69.2601 | 1
| Zone | South Orange County | 9 | Average Weekday | SCE | 1-in-10 | 2031 | 8 |  |  |  | 69.177 | 1
| Zone | South Orange County | 9 | Average Weekday | SCE | 1-in-10 | 2031 | 9 |  |  |  | 70.2802 | 1
| Zone | South Orange County | 9 | Average Weekday | SCE | 1-in-10 | 2031 | 10 |  |  |  | 72.886 | 1
| Zone | South Orange County | 9 | Average Weekday | SCE | 1-in-10 | 2031 | 11 |  |  |  | 75.8762 | 1
| Zone | South Orange County | 9 | Average Weekday | SCE | 1-in-10 | 2031 | 12 |  |  |  | 78.4211 | 1
| Zone | South Orange County | 9 | Average Weekday | SCE | 1-in-10 | 2031 | 13 |  |  |  | 79.6325 | 1
| Zone | South Orange County | 9 | Average Weekday | SCE | 1-in-10 | 2031 | 14 |  |  |  | 80.3008 | 1
| Zone | South Orange County | 9 | Average Weekday | SCE | 1-in-10 | 2031 | 15 |  |  |  | 81.2714 | 1
| Zone | South Orange County | 9 | Average Weekday | SCE | 1-in-10 | 2031 | 16 |  |  |  | 81.5167 | 1
| Zone | South Orange County | 9 | Average Weekday | SCE | 1-in-10 | 2031 | 17 |  |  |  | 81.431 | 1
| Zone | South Orange County | 9 | Average Weekday | SCE | 1-in-10 | 2031 | 18 |  |  |  | 80.6365 | 1
| Zone | South Orange County | 9 | Average Weekday | SCE | 1-in-10 | 2031 | 19 |  |  |  | 79.223 | 1
| Zone | South Orange County | 9 | Average Weekday | SCE | 1-in-10 | 2031 | 20 |  |  |  | 77.0676 | 1
| Zone | South Orange County | 9 | Average Weekday | SCE | 1-in-10 | 2031 | 21 |  |  |  | 74.7656 | 1
| Zone | South Orange County | 9 | Average Weekday | SCE | 1-in-10 | 2031 | 22 |  |  |  | 73.7906 | 1
| Zone | South Orange County | 9 | Average Weekday | SCE | 1-in-10 | 2031 | 23 |  |  |  | 72.9166 | 1
| Zone | South Orange County | 9 | Average Weekday | SCE | 1-in-10 | 2031 | 24 |  |  |  | 72.1378 | 1
| Zone | South Orange County | 9 | Monthly System Peak Day | SCE | 1-in-10 | 2031 | 1 |  |  |  | 74.3333 | 1
| Zone | South Orange County | 9 | Monthly System Peak Day | SCE | 1-in-10 | 2031 | 2 |  |  |  | 73.4 | 1
| Zone | South Orange County | 9 | Monthly System Peak Day | SCE | 1-in-10 | 2031 | 3 |  |  |  | 72.6667 | 1
| Zone | South Orange County | 9 | Monthly System Peak Day | SCE | 1-in-10 | 2031 | 4 |  |  |  | 72.7 | 1
| Zone | South Orange County | 9 | Monthly System Peak Day | SCE | 1-in-10 | 2031 | 5 |  |  |  | 72.4167 | 1
| Zone | South Orange County | 9 | Monthly System Peak Day | SCE | 1-in-10 | 2031 | 6 |  |  |  | 72.15 | 1
| Zone | South Orange County | 9 | Monthly System Peak Day | SCE | 1-in-10 | 2031 | 7 |  |  |  | 71.9 | 1
| Zone | South Orange County | 9 | Monthly System Peak Day | SCE | 1-in-10 | 2031 | 8 |  |  |  | 72.1167 | 1
| Zone | South Orange County | 9 | Monthly System Peak Day | SCE | 1-in-10 | 2031 | 9 |  |  |  | 73.8 | 1
| Zone | South Orange County | 9 | Monthly System Peak Day | SCE | 1-in-10 | 2031 | 10 |  |  |  | 77.9333 | 1
| Zone | South Orange County | 9 | Monthly System Peak Day | SCE | 1-in-10 | 2031 | 11 |  |  |  | 83.15 | 1
| Zone | South Orange County | 9 | Monthly System Peak Day | SCE | 1-in-10 | 2031 | 12 |  |  |  | 86.6667 | 1
| Zone | South Orange County | 9 | Monthly System Peak Day | SCE | 1-in-10 | 2031 | 13 |  |  |  | 89.05 | 1
| Zone | South Orange County | 9 | Monthly System Peak Day | SCE | 1-in-10 | 2031 | 14 |  |  |  | 91.35 | 1
| Zone | South Orange County | 9 | Monthly System Peak Day | SCE | 1-in-10 | 2031 | 15 |  |  |  | 91.5167 | 1
| Zone | South Orange County | 9 | Monthly System Peak Day | SCE | 1-in-10 | 2031 | 16 |  |  |  | 92.55 | 1
| Zone | South Orange County | 9 | Monthly System Peak Day | SCE | 1-in-10 | 2031 | 17 |  |  |  | 93.2 | 1
| Zone | South Orange County | 9 | Monthly System Peak Day | SCE | 1-in-10 | 2031 | 18 |  |  |  | 93.6167 | 1
| Zone | South Orange County | 9 | Monthly System Peak Day | SCE | 1-in-10 | 2031 | 19 |  |  |  | 92.35 | 1
| Zone | South Orange County | 9 | Monthly System Peak Day | SCE | 1-in-10 | 2031 | 20 |  |  |  | 88.9333 | 1
| Zone | South Orange County | 9 | Monthly System Peak Day | SCE | 1-in-10 | 2031 | 21 |  |  |  | 83.9667 | 1
| Zone | South Orange County | 9 | Monthly System Peak Day | SCE | 1-in-10 | 2031 | 22 |  |  |  | 84.2333 | 1
| Zone | South Orange County | 9 | Monthly System Peak Day | SCE | 1-in-10 | 2031 | 23 |  |  |  | 83.05 | 1
| Zone | South Orange County | 9 | Monthly System Peak Day | SCE | 1-in-10 | 2031 | 24 |  |  |  | 81.05 | 1
| Zone | South Orange County | 10 | Average Weekday | SCE | 1-in-10 | 2031 | 1 |  |  |  | 69.118 | 1
| Zone | South Orange County | 10 | Average Weekday | SCE | 1-in-10 | 2031 | 2 |  |  |  | 68.5352 | 1
| Zone | South Orange County | 10 | Average Weekday | SCE | 1-in-10 | 2031 | 3 |  |  |  | 67.8411 | 1
| Zone | South Orange County | 10 | Average Weekday | SCE | 1-in-10 | 2031 | 4 |  |  |  | 67.235 | 1
| Zone | South Orange County | 10 | Average Weekday | SCE | 1-in-10 | 2031 | 5 |  |  |  | 66.6026 | 1
| Zone | South Orange County | 10 | Average Weekday | SCE | 1-in-10 | 2031 | 6 |  |  |  | 66.2633 | 1
| Zone | South Orange County | 10 | Average Weekday | SCE | 1-in-10 | 2031 | 7 |  |  |  | 65.9069 | 1
| Zone | South Orange County | 10 | Average Weekday | SCE | 1-in-10 | 2031 | 8 |  |  |  | 65.5926 | 1
| Zone | South Orange County | 10 | Average Weekday | SCE | 1-in-10 | 2031 | 9 |  |  |  | 65.9445 | 1
| Zone | South Orange County | 10 | Average Weekday | SCE | 1-in-10 | 2031 | 10 |  |  |  | 68.4825 | 1
| Zone | South Orange County | 10 | Average Weekday | SCE | 1-in-10 | 2031 | 11 |  |  |  | 71.8683 | 1
| Zone | South Orange County | 10 | Average Weekday | SCE | 1-in-10 | 2031 | 12 |  |  |  | 74.8892 | 1
| Zone | South Orange County | 10 | Average Weekday | SCE | 1-in-10 | 2031 | 13 |  |  |  | 77.3307 | 1
| Zone | South Orange County | 10 | Average Weekday | SCE | 1-in-10 | 2031 | 14 |  |  |  | 78.5737 | 1
| Zone | South Orange County | 10 | Average Weekday | SCE | 1-in-10 | 2031 | 15 |  |  |  | 79.2328 | 1
| Zone | South Orange County | 10 | Average Weekday | SCE | 1-in-10 | 2031 | 16 |  |  |  | 79.1279 | 1
| Zone | South Orange County | 10 | Average Weekday | SCE | 1-in-10 | 2031 | 17 |  |  |  | 78.8701 | 1
| Zone | South Orange County | 10 | Average Weekday | SCE | 1-in-10 | 2031 | 18 |  |  |  | 78.3056 | 1
| Zone | South Orange County | 10 | Average Weekday | SCE | 1-in-10 | 2031 | 19 |  |  |  | 76.8335 | 1
| Zone | South Orange County | 10 | Average Weekday | SCE | 1-in-10 | 2031 | 20 |  |  |  | 74.2791 | 1
| Zone | South Orange County | 10 | Average Weekday | SCE | 1-in-10 | 2031 | 21 |  |  |  | 72.6954 | 1
| Zone | South Orange County | 10 | Average Weekday | SCE | 1-in-10 | 2031 | 22 |  |  |  | 71.6686 | 1
| Zone | South Orange County | 10 | Average Weekday | SCE | 1-in-10 | 2031 | 23 |  |  |  | 70.7785 | 1
| Zone | South Orange County | 10 | Average Weekday | SCE | 1-in-10 | 2031 | 24 |  |  |  | 69.9095 | 1
| Zone | South Orange County | 10 | Monthly System Peak Day | SCE | 1-in-10 | 2031 | 1 |  |  |  | 77.2 | 1
| Zone | South Orange County | 10 | Monthly System Peak Day | SCE | 1-in-10 | 2031 | 2 |  |  |  | 79.3167 | 1
| Zone | South Orange County | 10 | Monthly System Peak Day | SCE | 1-in-10 | 2031 | 3 |  |  |  | 75.8667 | 1
| Zone | South Orange County | 10 | Monthly System Peak Day | SCE | 1-in-10 | 2031 | 4 |  |  |  | 75.9133 | 1
| Zone | South Orange County | 10 | Monthly System Peak Day | SCE | 1-in-10 | 2031 | 5 |  |  |  | 77.21 | 1
| Zone | South Orange County | 10 | Monthly System Peak Day | SCE | 1-in-10 | 2031 | 6 |  |  |  | 81.2067 | 1
| Zone | South Orange County | 10 | Monthly System Peak Day | SCE | 1-in-10 | 2031 | 7 |  |  |  | 80.5833 | 1
| Zone | South Orange County | 10 | Monthly System Peak Day | SCE | 1-in-10 | 2031 | 8 |  |  |  | 80.4983 | 1
| Zone | South Orange County | 10 | Monthly System Peak Day | SCE | 1-in-10 | 2031 | 9 |  |  |  | 80.59 | 1
| Zone | South Orange County | 10 | Monthly System Peak Day | SCE | 1-in-10 | 2031 | 10 |  |  |  | 83.0667 | 1
| Zone | South Orange County | 10 | Monthly System Peak Day | SCE | 1-in-10 | 2031 | 11 |  |  |  | 86.9 | 1
| Zone | South Orange County | 10 | Monthly System Peak Day | SCE | 1-in-10 | 2031 | 12 |  |  |  | 91.65 | 1
| Zone | South Orange County | 10 | Monthly System Peak Day | SCE | 1-in-10 | 2031 | 13 |  |  |  | 96.8833 | 1
| Zone | South Orange County | 10 | Monthly System Peak Day | SCE | 1-in-10 | 2031 | 14 |  |  |  | 99.5833 | 1
| Zone | South Orange County | 10 | Monthly System Peak Day | SCE | 1-in-10 | 2031 | 15 |  |  |  | 100.9833 | 1
| Zone | South Orange County | 10 | Monthly System Peak Day | SCE | 1-in-10 | 2031 | 16 |  |  |  | 100.3833 | 1
| Zone | South Orange County | 10 | Monthly System Peak Day | SCE | 1-in-10 | 2031 | 17 |  |  |  | 99.8 | 1
| Zone | South Orange County | 10 | Monthly System Peak Day | SCE | 1-in-10 | 2031 | 18 |  |  |  | 100.4167 | 1
| Zone | South Orange County | 10 | Monthly System Peak Day | SCE | 1-in-10 | 2031 | 19 |  |  |  | 99.3833 | 1
| Zone | South Orange County | 10 | Monthly System Peak Day | SCE | 1-in-10 | 2031 | 20 |  |  |  | 94.9833 | 1
| Zone | South Orange County | 10 | Monthly System Peak Day | SCE | 1-in-10 | 2031 | 21 |  |  |  | 90.7667 | 1
| Zone | South Orange County | 10 | Monthly System Peak Day | SCE | 1-in-10 | 2031 | 22 |  |  |  | 87.9167 | 1
| Zone | South Orange County | 10 | Monthly System Peak Day | SCE | 1-in-10 | 2031 | 23 |  |  |  | 86.4667 | 1
| Zone | South Orange County | 10 | Monthly System Peak Day | SCE | 1-in-10 | 2031 | 24 |  |  |  | 85.7 | 1
| Zone | South Orange County | 11 | Average Weekday | SCE | 1-in-10 | 2031 | 1 |  |  |  | 58.9397 | 1
| Zone | South Orange County | 11 | Average Weekday | SCE | 1-in-10 | 2031 | 2 |  |  |  | 57.9461 | 1
| Zone | South Orange County | 11 | Average Weekday | SCE | 1-in-10 | 2031 | 3 |  |  |  | 56.9995 | 1
| Zone | South Orange County | 11 | Average Weekday | SCE | 1-in-10 | 2031 | 4 |  |  |  | 56.0916 | 1
| Zone | South Orange County | 11 | Average Weekday | SCE | 1-in-10 | 2031 | 5 |  |  |  | 55.3154 | 1
| Zone | South Orange County | 11 | Average Weekday | SCE | 1-in-10 | 2031 | 6 |  |  |  | 54.6663 | 1
| Zone | South Orange County | 11 | Average Weekday | SCE | 1-in-10 | 2031 | 7 |  |  |  | 54.3493 | 1
| Zone | South Orange County | 11 | Average Weekday | SCE | 1-in-10 | 2031 | 8 |  |  |  | 54.1698 | 1
| Zone | South Orange County | 11 | Average Weekday | SCE | 1-in-10 | 2031 | 9 |  |  |  | 55.668 | 1
| Zone | South Orange County | 11 | Average Weekday | SCE | 1-in-10 | 2031 | 10 |  |  |  | 59.6793 | 1
| Zone | South Orange County | 11 | Average Weekday | SCE | 1-in-10 | 2031 | 11 |  |  |  | 64.0458 | 1
| Zone | South Orange County | 11 | Average Weekday | SCE | 1-in-10 | 2031 | 12 |  |  |  | 67.5321 | 1
| Zone | South Orange County | 11 | Average Weekday | SCE | 1-in-10 | 2031 | 13 |  |  |  | 69.9497 | 1
| Zone | South Orange County | 11 | Average Weekday | SCE | 1-in-10 | 2031 | 14 |  |  |  | 71.1228 | 1
| Zone | South Orange County | 11 | Average Weekday | SCE | 1-in-10 | 2031 | 15 |  |  |  | 71.3371 | 1
| Zone | South Orange County | 11 | Average Weekday | SCE | 1-in-10 | 2031 | 16 |  |  |  | 71.0195 | 1
| Zone | South Orange County | 11 | Average Weekday | SCE | 1-in-10 | 2031 | 17 |  |  |  | 70.1644 | 1
| Zone | South Orange County | 11 | Average Weekday | SCE | 1-in-10 | 2031 | 18 |  |  |  | 68.4656 | 1
| Zone | South Orange County | 11 | Average Weekday | SCE | 1-in-10 | 2031 | 19 |  |  |  | 66.4926 | 1
| Zone | South Orange County | 11 | Average Weekday | SCE | 1-in-10 | 2031 | 20 |  |  |  | 64.7972 | 1
| Zone | South Orange County | 11 | Average Weekday | SCE | 1-in-10 | 2031 | 21 |  |  |  | 63.4676 | 1
| Zone | South Orange County | 11 | Average Weekday | SCE | 1-in-10 | 2031 | 22 |  |  |  | 62.0872 | 1
| Zone | South Orange County | 11 | Average Weekday | SCE | 1-in-10 | 2031 | 23 |  |  |  | 60.8519 | 1
| Zone | South Orange County | 11 | Average Weekday | SCE | 1-in-10 | 2031 | 24 |  |  |  | 59.7972 | 1
| Zone | South Orange County | 11 | Monthly System Peak Day | SCE | 1-in-10 | 2031 | 1 |  |  |  | 69.45 | 1
| Zone | South Orange County | 11 | Monthly System Peak Day | SCE | 1-in-10 | 2031 | 2 |  |  |  | 68.3317 | 1
| Zone | South Orange County | 11 | Monthly System Peak Day | SCE | 1-in-10 | 2031 | 3 |  |  |  | 67.435 | 1
| Zone | South Orange County | 11 | Monthly System Peak Day | SCE | 1-in-10 | 2031 | 4 |  |  |  | 66.2533 | 1
| Zone | South Orange County | 11 | Monthly System Peak Day | SCE | 1-in-10 | 2031 | 5 |  |  |  | 65.7983 | 1
| Zone | South Orange County | 11 | Monthly System Peak Day | SCE | 1-in-10 | 2031 | 6 |  |  |  | 64.7267 | 1
| Zone | South Orange County | 11 | Monthly System Peak Day | SCE | 1-in-10 | 2031 | 7 |  |  |  | 64.8883 | 1
| Zone | South Orange County | 11 | Monthly System Peak Day | SCE | 1-in-10 | 2031 | 8 |  |  |  | 65.895 | 1
| Zone | South Orange County | 11 | Monthly System Peak Day | SCE | 1-in-10 | 2031 | 9 |  |  |  | 68.315 | 1
| Zone | South Orange County | 11 | Monthly System Peak Day | SCE | 1-in-10 | 2031 | 10 |  |  |  | 72.92 | 1
| Zone | South Orange County | 11 | Monthly System Peak Day | SCE | 1-in-10 | 2031 | 11 |  |  |  | 80.5 | 1
| Zone | South Orange County | 11 | Monthly System Peak Day | SCE | 1-in-10 | 2031 | 12 |  |  |  | 86.7 | 1
| Zone | South Orange County | 11 | Monthly System Peak Day | SCE | 1-in-10 | 2031 | 13 |  |  |  | 90.5667 | 1
| Zone | South Orange County | 11 | Monthly System Peak Day | SCE | 1-in-10 | 2031 | 14 |  |  |  | 92.2667 | 1
| Zone | South Orange County | 11 | Monthly System Peak Day | SCE | 1-in-10 | 2031 | 15 |  |  |  | 92.5667 | 1
| Zone | South Orange County | 11 | Monthly System Peak Day | SCE | 1-in-10 | 2031 | 16 |  |  |  | 91.8333 | 1
| Zone | South Orange County | 11 | Monthly System Peak Day | SCE | 1-in-10 | 2031 | 17 |  |  |  | 90.8333 | 1
| Zone | South Orange County | 11 | Monthly System Peak Day | SCE | 1-in-10 | 2031 | 18 |  |  |  | 89.0667 | 1
| Zone | South Orange County | 11 | Monthly System Peak Day | SCE | 1-in-10 | 2031 | 19 |  |  |  | 86.4833 | 1
| Zone | South Orange County | 11 | Monthly System Peak Day | SCE | 1-in-10 | 2031 | 20 |  |  |  | 82 | 1
| Zone | South Orange County | 11 | Monthly System Peak Day | SCE | 1-in-10 | 2031 | 21 |  |  |  | 79.2 | 1
| Zone | South Orange County | 11 | Monthly System Peak Day | SCE | 1-in-10 | 2031 | 22 |  |  |  | 77.1 | 1
| Zone | South Orange County | 11 | Monthly System Peak Day | SCE | 1-in-10 | 2031 | 23 |  |  |  | 74.8 | 1
| Zone | South Orange County | 11 | Monthly System Peak Day | SCE | 1-in-10 | 2031 | 24 |  |  |  | 72.7667 | 1
| Zone | South Orange County | 12 | Average Weekday | SCE | 1-in-10 | 2031 | 1 |  |  |  | 51.8291 | 1
| Zone | South Orange County | 12 | Average Weekday | SCE | 1-in-10 | 2031 | 2 |  |  |  | 50.9499 | 1
| Zone | South Orange County | 12 | Average Weekday | SCE | 1-in-10 | 2031 | 3 |  |  |  | 50.0991 | 1
| Zone | South Orange County | 12 | Average Weekday | SCE | 1-in-10 | 2031 | 4 |  |  |  | 49.3577 | 1
| Zone | South Orange County | 12 | Average Weekday | SCE | 1-in-10 | 2031 | 5 |  |  |  | 48.6908 | 1
| Zone | South Orange County | 12 | Average Weekday | SCE | 1-in-10 | 2031 | 6 |  |  |  | 48.1454 | 1
| Zone | South Orange County | 12 | Average Weekday | SCE | 1-in-10 | 2031 | 7 |  |  |  | 47.9686 | 1
| Zone | South Orange County | 12 | Average Weekday | SCE | 1-in-10 | 2031 | 8 |  |  |  | 47.9584 | 1
| Zone | South Orange County | 12 | Average Weekday | SCE | 1-in-10 | 2031 | 9 |  |  |  | 49.005 | 1
| Zone | South Orange County | 12 | Average Weekday | SCE | 1-in-10 | 2031 | 10 |  |  |  | 52.1354 | 1
| Zone | South Orange County | 12 | Average Weekday | SCE | 1-in-10 | 2031 | 11 |  |  |  | 56.0031 | 1
| Zone | South Orange County | 12 | Average Weekday | SCE | 1-in-10 | 2031 | 12 |  |  |  | 59.2624 | 1
| Zone | South Orange County | 12 | Average Weekday | SCE | 1-in-10 | 2031 | 13 |  |  |  | 61.5066 | 1
| Zone | South Orange County | 12 | Average Weekday | SCE | 1-in-10 | 2031 | 14 |  |  |  | 62.8752 | 1
| Zone | South Orange County | 12 | Average Weekday | SCE | 1-in-10 | 2031 | 15 |  |  |  | 63.1948 | 1
| Zone | South Orange County | 12 | Average Weekday | SCE | 1-in-10 | 2031 | 16 |  |  |  | 62.9711 | 1
| Zone | South Orange County | 12 | Average Weekday | SCE | 1-in-10 | 2031 | 17 |  |  |  | 61.8362 | 1
| Zone | South Orange County | 12 | Average Weekday | SCE | 1-in-10 | 2031 | 18 |  |  |  | 59.9768 | 1
| Zone | South Orange County | 12 | Average Weekday | SCE | 1-in-10 | 2031 | 19 |  |  |  | 58.4232 | 1
| Zone | South Orange County | 12 | Average Weekday | SCE | 1-in-10 | 2031 | 20 |  |  |  | 57.4427 | 1
| Zone | South Orange County | 12 | Average Weekday | SCE | 1-in-10 | 2031 | 21 |  |  |  | 56.2781 | 1
| Zone | South Orange County | 12 | Average Weekday | SCE | 1-in-10 | 2031 | 22 |  |  |  | 55.1592 | 1
| Zone | South Orange County | 12 | Average Weekday | SCE | 1-in-10 | 2031 | 23 |  |  |  | 54.024 | 1
| Zone | South Orange County | 12 | Average Weekday | SCE | 1-in-10 | 2031 | 24 |  |  |  | 53.0568 | 1
| Zone | South Orange County | 12 | Monthly System Peak Day | SCE | 1-in-10 | 2031 | 1 |  |  |  | 45.5983 | 1
| Zone | South Orange County | 12 | Monthly System Peak Day | SCE | 1-in-10 | 2031 | 2 |  |  |  | 44.0583 | 1
| Zone | South Orange County | 12 | Monthly System Peak Day | SCE | 1-in-10 | 2031 | 3 |  |  |  | 42.7283 | 1
| Zone | South Orange County | 12 | Monthly System Peak Day | SCE | 1-in-10 | 2031 | 4 |  |  |  | 41.4067 | 1
| Zone | South Orange County | 12 | Monthly System Peak Day | SCE | 1-in-10 | 2031 | 5 |  |  |  | 40.1833 | 1
| Zone | South Orange County | 12 | Monthly System Peak Day | SCE | 1-in-10 | 2031 | 6 |  |  |  | 39.455 | 1
| Zone | South Orange County | 12 | Monthly System Peak Day | SCE | 1-in-10 | 2031 | 7 |  |  |  | 39.4983 | 1
| Zone | South Orange County | 12 | Monthly System Peak Day | SCE | 1-in-10 | 2031 | 8 |  |  |  | 40 | 1
| Zone | South Orange County | 12 | Monthly System Peak Day | SCE | 1-in-10 | 2031 | 9 |  |  |  | 41.15 | 1
| Zone | South Orange County | 12 | Monthly System Peak Day | SCE | 1-in-10 | 2031 | 10 |  |  |  | 45.9567 | 1
| Zone | South Orange County | 12 | Monthly System Peak Day | SCE | 1-in-10 | 2031 | 11 |  |  |  | 51.4333 | 1
| Zone | South Orange County | 12 | Monthly System Peak Day | SCE | 1-in-10 | 2031 | 12 |  |  |  | 53.555 | 1
| Zone | South Orange County | 12 | Monthly System Peak Day | SCE | 1-in-10 | 2031 | 13 |  |  |  | 54.46 | 1
| Zone | South Orange County | 12 | Monthly System Peak Day | SCE | 1-in-10 | 2031 | 14 |  |  |  | 55.6267 | 1
| Zone | South Orange County | 12 | Monthly System Peak Day | SCE | 1-in-10 | 2031 | 15 |  |  |  | 56.4667 | 1
| Zone | South Orange County | 12 | Monthly System Peak Day | SCE | 1-in-10 | 2031 | 16 |  |  |  | 56.5783 | 1
| Zone | South Orange County | 12 | Monthly System Peak Day | SCE | 1-in-10 | 2031 | 17 |  |  |  | 55.9683 | 1
| Zone | South Orange County | 12 | Monthly System Peak Day | SCE | 1-in-10 | 2031 | 18 |  |  |  | 54.3267 | 1
| Zone | South Orange County | 12 | Monthly System Peak Day | SCE | 1-in-10 | 2031 | 19 |  |  |  | 52.8067 | 1
| Zone | South Orange County | 12 | Monthly System Peak Day | SCE | 1-in-10 | 2031 | 20 |  |  |  | 51.9067 | 1
| Zone | South Orange County | 12 | Monthly System Peak Day | SCE | 1-in-10 | 2031 | 21 |  |  |  | 50.095 | 1
| Zone | South Orange County | 12 | Monthly System Peak Day | SCE | 1-in-10 | 2031 | 22 |  |  |  | 48.8883 | 1
| Zone | South Orange County | 12 | Monthly System Peak Day | SCE | 1-in-10 | 2031 | 23 |  |  |  | 48.9217 | 1
| Zone | South Orange County | 12 | Monthly System Peak Day | SCE | 1-in-10 | 2031 | 24 |  |  |  | 48.4717 | 1
| Zone | South Orange County | 1 | Average Weekday | SCE | 1-in-2 | 2021 | 1 |  |  |  | 54.662 | 1
| Zone | South Orange County | 1 | Average Weekday | SCE | 1-in-2 | 2021 | 2 |  |  |  | 53.4948 | 1
| Zone | South Orange County | 1 | Average Weekday | SCE | 1-in-2 | 2021 | 3 |  |  |  | 52.5967 | 1
| Zone | South Orange County | 1 | Average Weekday | SCE | 1-in-2 | 2021 | 4 |  |  |  | 51.8098 | 1
| Zone | South Orange County | 1 | Average Weekday | SCE | 1-in-2 | 2021 | 5 |  |  |  | 50.8538 | 1
| Zone | South Orange County | 1 | Average Weekday | SCE | 1-in-2 | 2021 | 6 |  |  |  | 50.5846 | 1
| Zone | South Orange County | 1 | Average Weekday | SCE | 1-in-2 | 2021 | 7 |  |  |  | 50.309 | 1
| Zone | South Orange County | 1 | Average Weekday | SCE | 1-in-2 | 2021 | 8 |  |  |  | 50.4253 | 1
| Zone | South Orange County | 1 | Average Weekday | SCE | 1-in-2 | 2021 | 9 |  |  |  | 51.0391 | 1
| Zone | South Orange County | 1 | Average Weekday | SCE | 1-in-2 | 2021 | 10 |  |  |  | 54.4605 | 1
| Zone | South Orange County | 1 | Average Weekday | SCE | 1-in-2 | 2021 | 11 |  |  |  | 58.9545 | 1
| Zone | South Orange County | 1 | Average Weekday | SCE | 1-in-2 | 2021 | 12 |  |  |  | 62.7349 | 1
| Zone | South Orange County | 1 | Average Weekday | SCE | 1-in-2 | 2021 | 13 |  |  |  | 65.5105 | 1
| Zone | South Orange County | 1 | Average Weekday | SCE | 1-in-2 | 2021 | 14 |  |  |  | 67.4434 | 1
| Zone | South Orange County | 1 | Average Weekday | SCE | 1-in-2 | 2021 | 15 |  |  |  | 68.2248 | 1
| Zone | South Orange County | 1 | Average Weekday | SCE | 1-in-2 | 2021 | 16 |  |  |  | 68.2278 | 1
| Zone | South Orange County | 1 | Average Weekday | SCE | 1-in-2 | 2021 | 17 |  |  |  | 67.1061 | 1
| Zone | South Orange County | 1 | Average Weekday | SCE | 1-in-2 | 2021 | 18 |  |  |  | 65.1802 | 1
| Zone | South Orange County | 1 | Average Weekday | SCE | 1-in-2 | 2021 | 19 |  |  |  | 62.5922 | 1
| Zone | South Orange County | 1 | Average Weekday | SCE | 1-in-2 | 2021 | 20 |  |  |  | 60.9761 | 1
| Zone | South Orange County | 1 | Average Weekday | SCE | 1-in-2 | 2021 | 21 |  |  |  | 59.7741 | 1
| Zone | South Orange County | 1 | Average Weekday | SCE | 1-in-2 | 2021 | 22 |  |  |  | 58.5336 | 1
| Zone | South Orange County | 1 | Average Weekday | SCE | 1-in-2 | 2021 | 23 |  |  |  | 57.524 | 1
| Zone | South Orange County | 1 | Average Weekday | SCE | 1-in-2 | 2021 | 24 |  |  |  | 56.4265 | 1
| Zone | South Orange County | 1 | Monthly System Peak Day | SCE | 1-in-2 | 2021 | 1 |  |  |  | 49.35 | 1
| Zone | South Orange County | 1 | Monthly System Peak Day | SCE | 1-in-2 | 2021 | 2 |  |  |  | 48.7167 | 1
| Zone | South Orange County | 1 | Monthly System Peak Day | SCE | 1-in-2 | 2021 | 3 |  |  |  | 47.3467 | 1
| Zone | South Orange County | 1 | Monthly System Peak Day | SCE | 1-in-2 | 2021 | 4 |  |  |  | 46.4689 | 1
| Zone | South Orange County | 1 | Monthly System Peak Day | SCE | 1-in-2 | 2021 | 5 |  |  |  | 45.3333 | 1
| Zone | South Orange County | 1 | Monthly System Peak Day | SCE | 1-in-2 | 2021 | 6 |  |  |  | 44.8956 | 1
| Zone | South Orange County | 1 | Monthly System Peak Day | SCE | 1-in-2 | 2021 | 7 |  |  |  | 44.8944 | 1
| Zone | South Orange County | 1 | Monthly System Peak Day | SCE | 1-in-2 | 2021 | 8 |  |  |  | 45.2267 | 1
| Zone | South Orange County | 1 | Monthly System Peak Day | SCE | 1-in-2 | 2021 | 9 |  |  |  | 46.1144 | 1
| Zone | South Orange County | 1 | Monthly System Peak Day | SCE | 1-in-2 | 2021 | 10 |  |  |  | 48.8811 | 1
| Zone | South Orange County | 1 | Monthly System Peak Day | SCE | 1-in-2 | 2021 | 11 |  |  |  | 52.8111 | 1
| Zone | South Orange County | 1 | Monthly System Peak Day | SCE | 1-in-2 | 2021 | 12 |  |  |  | 55.2022 | 1
| Zone | South Orange County | 1 | Monthly System Peak Day | SCE | 1-in-2 | 2021 | 13 |  |  |  | 56.2878 | 1
| Zone | South Orange County | 1 | Monthly System Peak Day | SCE | 1-in-2 | 2021 | 14 |  |  |  | 55.6478 | 1
| Zone | South Orange County | 1 | Monthly System Peak Day | SCE | 1-in-2 | 2021 | 15 |  |  |  | 55.4756 | 1
| Zone | South Orange County | 1 | Monthly System Peak Day | SCE | 1-in-2 | 2021 | 16 |  |  |  | 56.2167 | 1
| Zone | South Orange County | 1 | Monthly System Peak Day | SCE | 1-in-2 | 2021 | 17 |  |  |  | 56.8744 | 1
| Zone | South Orange County | 1 | Monthly System Peak Day | SCE | 1-in-2 | 2021 | 18 |  |  |  | 56.1267 | 1
| Zone | South Orange County | 1 | Monthly System Peak Day | SCE | 1-in-2 | 2021 | 19 |  |  |  | 54.7333 | 1
| Zone | South Orange County | 1 | Monthly System Peak Day | SCE | 1-in-2 | 2021 | 20 |  |  |  | 53.8189 | 1
| Zone | South Orange County | 1 | Monthly System Peak Day | SCE | 1-in-2 | 2021 | 21 |  |  |  | 53.2444 | 1
| Zone | South Orange County | 1 | Monthly System Peak Day | SCE | 1-in-2 | 2021 | 22 |  |  |  | 52.1089 | 1
| Zone | South Orange County | 1 | Monthly System Peak Day | SCE | 1-in-2 | 2021 | 23 |  |  |  | 50.9433 | 1
| Zone | South Orange County | 1 | Monthly System Peak Day | SCE | 1-in-2 | 2021 | 24 |  |  |  | 49.9844 | 1
| Zone | South Orange County | 2 | Average Weekday | SCE | 1-in-2 | 2021 | 1 |  |  |  | 54.6901 | 1
| Zone | South Orange County | 2 | Average Weekday | SCE | 1-in-2 | 2021 | 2 |  |  |  | 53.9377 | 1
| Zone | South Orange County | 2 | Average Weekday | SCE | 1-in-2 | 2021 | 3 |  |  |  | 53.2236 | 1
| Zone | South Orange County | 2 | Average Weekday | SCE | 1-in-2 | 2021 | 4 |  |  |  | 52.4923 | 1
| Zone | South Orange County | 2 | Average Weekday | SCE | 1-in-2 | 2021 | 5 |  |  |  | 51.8844 | 1
| Zone | South Orange County | 2 | Average Weekday | SCE | 1-in-2 | 2021 | 6 |  |  |  | 51.3397 | 1
| Zone | South Orange County | 2 | Average Weekday | SCE | 1-in-2 | 2021 | 7 |  |  |  | 51.0943 | 1
| Zone | South Orange County | 2 | Average Weekday | SCE | 1-in-2 | 2021 | 8 |  |  |  | 51.0683 | 1
| Zone | South Orange County | 2 | Average Weekday | SCE | 1-in-2 | 2021 | 9 |  |  |  | 52.4426 | 1
| Zone | South Orange County | 2 | Average Weekday | SCE | 1-in-2 | 2021 | 10 |  |  |  | 55.7153 | 1
| Zone | South Orange County | 2 | Average Weekday | SCE | 1-in-2 | 2021 | 11 |  |  |  | 58.9495 | 1
| Zone | South Orange County | 2 | Average Weekday | SCE | 1-in-2 | 2021 | 12 |  |  |  | 61.8131 | 1
| Zone | South Orange County | 2 | Average Weekday | SCE | 1-in-2 | 2021 | 13 |  |  |  | 63.9924 | 1
| Zone | South Orange County | 2 | Average Weekday | SCE | 1-in-2 | 2021 | 14 |  |  |  | 65.2151 | 1
| Zone | South Orange County | 2 | Average Weekday | SCE | 1-in-2 | 2021 | 15 |  |  |  | 65.3369 | 1
| Zone | South Orange County | 2 | Average Weekday | SCE | 1-in-2 | 2021 | 16 |  |  |  | 64.8269 | 1
| Zone | South Orange County | 2 | Average Weekday | SCE | 1-in-2 | 2021 | 17 |  |  |  | 64.2344 | 1
| Zone | South Orange County | 2 | Average Weekday | SCE | 1-in-2 | 2021 | 18 |  |  |  | 62.9428 | 1
| Zone | South Orange County | 2 | Average Weekday | SCE | 1-in-2 | 2021 | 19 |  |  |  | 60.8499 | 1
| Zone | South Orange County | 2 | Average Weekday | SCE | 1-in-2 | 2021 | 20 |  |  |  | 59.3436 | 1
| Zone | South Orange County | 2 | Average Weekday | SCE | 1-in-2 | 2021 | 21 |  |  |  | 58.3393 | 1
| Zone | South Orange County | 2 | Average Weekday | SCE | 1-in-2 | 2021 | 22 |  |  |  | 57.5002 | 1
| Zone | South Orange County | 2 | Average Weekday | SCE | 1-in-2 | 2021 | 23 |  |  |  | 56.5876 | 1
| Zone | South Orange County | 2 | Average Weekday | SCE | 1-in-2 | 2021 | 24 |  |  |  | 55.7785 | 1
| Zone | South Orange County | 2 | Monthly System Peak Day | SCE | 1-in-2 | 2021 | 1 |  |  |  | 47.2478 | 1
| Zone | South Orange County | 2 | Monthly System Peak Day | SCE | 1-in-2 | 2021 | 2 |  |  |  | 46.9311 | 1
| Zone | South Orange County | 2 | Monthly System Peak Day | SCE | 1-in-2 | 2021 | 3 |  |  |  | 46.3533 | 1
| Zone | South Orange County | 2 | Monthly System Peak Day | SCE | 1-in-2 | 2021 | 4 |  |  |  | 45.6078 | 1
| Zone | South Orange County | 2 | Monthly System Peak Day | SCE | 1-in-2 | 2021 | 5 |  |  |  | 44.6556 | 1
| Zone | South Orange County | 2 | Monthly System Peak Day | SCE | 1-in-2 | 2021 | 6 |  |  |  | 43.6544 | 1
| Zone | South Orange County | 2 | Monthly System Peak Day | SCE | 1-in-2 | 2021 | 7 |  |  |  | 42.9833 | 1
| Zone | South Orange County | 2 | Monthly System Peak Day | SCE | 1-in-2 | 2021 | 8 |  |  |  | 43.0622 | 1
| Zone | South Orange County | 2 | Monthly System Peak Day | SCE | 1-in-2 | 2021 | 9 |  |  |  | 44.6044 | 1
| Zone | South Orange County | 2 | Monthly System Peak Day | SCE | 1-in-2 | 2021 | 10 |  |  |  | 47.8667 | 1
| Zone | South Orange County | 2 | Monthly System Peak Day | SCE | 1-in-2 | 2021 | 11 |  |  |  | 50.9233 | 1
| Zone | South Orange County | 2 | Monthly System Peak Day | SCE | 1-in-2 | 2021 | 12 |  |  |  | 53.2144 | 1
| Zone | South Orange County | 2 | Monthly System Peak Day | SCE | 1-in-2 | 2021 | 13 |  |  |  | 54.67 | 1
| Zone | South Orange County | 2 | Monthly System Peak Day | SCE | 1-in-2 | 2021 | 14 |  |  |  | 55.9689 | 1
| Zone | South Orange County | 2 | Monthly System Peak Day | SCE | 1-in-2 | 2021 | 15 |  |  |  | 56.9189 | 1
| Zone | South Orange County | 2 | Monthly System Peak Day | SCE | 1-in-2 | 2021 | 16 |  |  |  | 57.4333 | 1
| Zone | South Orange County | 2 | Monthly System Peak Day | SCE | 1-in-2 | 2021 | 17 |  |  |  | 56.9844 | 1
| Zone | South Orange County | 2 | Monthly System Peak Day | SCE | 1-in-2 | 2021 | 18 |  |  |  | 56.46 | 1
| Zone | South Orange County | 2 | Monthly System Peak Day | SCE | 1-in-2 | 2021 | 19 |  |  |  | 54.6711 | 1
| Zone | South Orange County | 2 | Monthly System Peak Day | SCE | 1-in-2 | 2021 | 20 |  |  |  | 53.4833 | 1
| Zone | South Orange County | 2 | Monthly System Peak Day | SCE | 1-in-2 | 2021 | 21 |  |  |  | 52.6922 | 1
| Zone | South Orange County | 2 | Monthly System Peak Day | SCE | 1-in-2 | 2021 | 22 |  |  |  | 51.7511 | 1
| Zone | South Orange County | 2 | Monthly System Peak Day | SCE | 1-in-2 | 2021 | 23 |  |  |  | 50.6333 | 1
| Zone | South Orange County | 2 | Monthly System Peak Day | SCE | 1-in-2 | 2021 | 24 |  |  |  | 49.3278 | 1
| Zone | South Orange County | 3 | Average Weekday | SCE | 1-in-2 | 2021 | 1 |  |  |  | 56.6172 | 1
| Zone | South Orange County | 3 | Average Weekday | SCE | 1-in-2 | 2021 | 2 |  |  |  | 55.8013 | 1
| Zone | South Orange County | 3 | Average Weekday | SCE | 1-in-2 | 2021 | 3 |  |  |  | 55.1097 | 1
| Zone | South Orange County | 3 | Average Weekday | SCE | 1-in-2 | 2021 | 4 |  |  |  | 54.5835 | 1
| Zone | South Orange County | 3 | Average Weekday | SCE | 1-in-2 | 2021 | 5 |  |  |  | 54.1136 | 1
| Zone | South Orange County | 3 | Average Weekday | SCE | 1-in-2 | 2021 | 6 |  |  |  | 53.7129 | 1
| Zone | South Orange County | 3 | Average Weekday | SCE | 1-in-2 | 2021 | 7 |  |  |  | 53.4053 | 1
| Zone | South Orange County | 3 | Average Weekday | SCE | 1-in-2 | 2021 | 8 |  |  |  | 53.3662 | 1
| Zone | South Orange County | 3 | Average Weekday | SCE | 1-in-2 | 2021 | 9 |  |  |  | 54.3881 | 1
| Zone | South Orange County | 3 | Average Weekday | SCE | 1-in-2 | 2021 | 10 |  |  |  | 56.8323 | 1
| Zone | South Orange County | 3 | Average Weekday | SCE | 1-in-2 | 2021 | 11 |  |  |  | 59.6678 | 1
| Zone | South Orange County | 3 | Average Weekday | SCE | 1-in-2 | 2021 | 12 |  |  |  | 62.3309 | 1
| Zone | South Orange County | 3 | Average Weekday | SCE | 1-in-2 | 2021 | 13 |  |  |  | 63.8855 | 1
| Zone | South Orange County | 3 | Average Weekday | SCE | 1-in-2 | 2021 | 14 |  |  |  | 64.6413 | 1
| Zone | South Orange County | 3 | Average Weekday | SCE | 1-in-2 | 2021 | 15 |  |  |  | 65.1252 | 1
| Zone | South Orange County | 3 | Average Weekday | SCE | 1-in-2 | 2021 | 16 |  |  |  | 65.3877 | 1
| Zone | South Orange County | 3 | Average Weekday | SCE | 1-in-2 | 2021 | 17 |  |  |  | 65.2091 | 1
| Zone | South Orange County | 3 | Average Weekday | SCE | 1-in-2 | 2021 | 18 |  |  |  | 64.3728 | 1
| Zone | South Orange County | 3 | Average Weekday | SCE | 1-in-2 | 2021 | 19 |  |  |  | 63.1342 | 1
| Zone | South Orange County | 3 | Average Weekday | SCE | 1-in-2 | 2021 | 20 |  |  |  | 61.3696 | 1
| Zone | South Orange County | 3 | Average Weekday | SCE | 1-in-2 | 2021 | 21 |  |  |  | 59.8507 | 1
| Zone | South Orange County | 3 | Average Weekday | SCE | 1-in-2 | 2021 | 22 |  |  |  | 59.0283 | 1
| Zone | South Orange County | 3 | Average Weekday | SCE | 1-in-2 | 2021 | 23 |  |  |  | 58.364 | 1
| Zone | South Orange County | 3 | Average Weekday | SCE | 1-in-2 | 2021 | 24 |  |  |  | 57.6474 | 1
| Zone | South Orange County | 3 | Monthly System Peak Day | SCE | 1-in-2 | 2021 | 1 |  |  |  | 59.8322 | 1
| Zone | South Orange County | 3 | Monthly System Peak Day | SCE | 1-in-2 | 2021 | 2 |  |  |  | 58.1289 | 1
| Zone | South Orange County | 3 | Monthly System Peak Day | SCE | 1-in-2 | 2021 | 3 |  |  |  | 56.7222 | 1
| Zone | South Orange County | 3 | Monthly System Peak Day | SCE | 1-in-2 | 2021 | 4 |  |  |  | 55.9189 | 1
| Zone | South Orange County | 3 | Monthly System Peak Day | SCE | 1-in-2 | 2021 | 5 |  |  |  | 55.86 | 1
| Zone | South Orange County | 3 | Monthly System Peak Day | SCE | 1-in-2 | 2021 | 6 |  |  |  | 55.9678 | 1
| Zone | South Orange County | 3 | Monthly System Peak Day | SCE | 1-in-2 | 2021 | 7 |  |  |  | 54.5467 | 1
| Zone | South Orange County | 3 | Monthly System Peak Day | SCE | 1-in-2 | 2021 | 8 |  |  |  | 54.1511 | 1
| Zone | South Orange County | 3 | Monthly System Peak Day | SCE | 1-in-2 | 2021 | 9 |  |  |  | 55.0822 | 1
| Zone | South Orange County | 3 | Monthly System Peak Day | SCE | 1-in-2 | 2021 | 10 |  |  |  | 58.7367 | 1
| Zone | South Orange County | 3 | Monthly System Peak Day | SCE | 1-in-2 | 2021 | 11 |  |  |  | 63.2567 | 1
| Zone | South Orange County | 3 | Monthly System Peak Day | SCE | 1-in-2 | 2021 | 12 |  |  |  | 67.3078 | 1
| Zone | South Orange County | 3 | Monthly System Peak Day | SCE | 1-in-2 | 2021 | 13 |  |  |  | 69.1044 | 1
| Zone | South Orange County | 3 | Monthly System Peak Day | SCE | 1-in-2 | 2021 | 14 |  |  |  | 69.4867 | 1
| Zone | South Orange County | 3 | Monthly System Peak Day | SCE | 1-in-2 | 2021 | 15 |  |  |  | 70.4467 | 1
| Zone | South Orange County | 3 | Monthly System Peak Day | SCE | 1-in-2 | 2021 | 16 |  |  |  | 70.4978 | 1
| Zone | South Orange County | 3 | Monthly System Peak Day | SCE | 1-in-2 | 2021 | 17 |  |  |  | 69.3444 | 1
| Zone | South Orange County | 3 | Monthly System Peak Day | SCE | 1-in-2 | 2021 | 18 |  |  |  | 68.2589 | 1
| Zone | South Orange County | 3 | Monthly System Peak Day | SCE | 1-in-2 | 2021 | 19 |  |  |  | 66.64 | 1
| Zone | South Orange County | 3 | Monthly System Peak Day | SCE | 1-in-2 | 2021 | 20 |  |  |  | 64.3044 | 1
| Zone | South Orange County | 3 | Monthly System Peak Day | SCE | 1-in-2 | 2021 | 21 |  |  |  | 62.69 | 1
| Zone | South Orange County | 3 | Monthly System Peak Day | SCE | 1-in-2 | 2021 | 22 |  |  |  | 61.9778 | 1
| Zone | South Orange County | 3 | Monthly System Peak Day | SCE | 1-in-2 | 2021 | 23 |  |  |  | 60.8089 | 1
| Zone | South Orange County | 3 | Monthly System Peak Day | SCE | 1-in-2 | 2021 | 24 |  |  |  | 59.7333 | 1
| Zone | South Orange County | 4 | Average Weekday | SCE | 1-in-2 | 2021 | 1 |  |  |  | 58.073 | 1
| Zone | South Orange County | 4 | Average Weekday | SCE | 1-in-2 | 2021 | 2 |  |  |  | 57.561 | 1
| Zone | South Orange County | 4 | Average Weekday | SCE | 1-in-2 | 2021 | 3 |  |  |  | 56.9132 | 1
| Zone | South Orange County | 4 | Average Weekday | SCE | 1-in-2 | 2021 | 4 |  |  |  | 56.3681 | 1
| Zone | South Orange County | 4 | Average Weekday | SCE | 1-in-2 | 2021 | 5 |  |  |  | 55.9471 | 1
| Zone | South Orange County | 4 | Average Weekday | SCE | 1-in-2 | 2021 | 6 |  |  |  | 55.5731 | 1
| Zone | South Orange County | 4 | Average Weekday | SCE | 1-in-2 | 2021 | 7 |  |  |  | 55.3919 | 1
| Zone | South Orange County | 4 | Average Weekday | SCE | 1-in-2 | 2021 | 8 |  |  |  | 55.4289 | 1
| Zone | South Orange County | 4 | Average Weekday | SCE | 1-in-2 | 2021 | 9 |  |  |  | 56.7051 | 1
| Zone | South Orange County | 4 | Average Weekday | SCE | 1-in-2 | 2021 | 10 |  |  |  | 58.9486 | 1
| Zone | South Orange County | 4 | Average Weekday | SCE | 1-in-2 | 2021 | 11 |  |  |  | 61.3682 | 1
| Zone | South Orange County | 4 | Average Weekday | SCE | 1-in-2 | 2021 | 12 |  |  |  | 63.6571 | 1
| Zone | South Orange County | 4 | Average Weekday | SCE | 1-in-2 | 2021 | 13 |  |  |  | 64.9915 | 1
| Zone | South Orange County | 4 | Average Weekday | SCE | 1-in-2 | 2021 | 14 |  |  |  | 65.909 | 1
| Zone | South Orange County | 4 | Average Weekday | SCE | 1-in-2 | 2021 | 15 |  |  |  | 66.7237 | 1
| Zone | South Orange County | 4 | Average Weekday | SCE | 1-in-2 | 2021 | 16 |  |  |  | 66.9521 | 1
| Zone | South Orange County | 4 | Average Weekday | SCE | 1-in-2 | 2021 | 17 |  |  |  | 66.763 | 1
| Zone | South Orange County | 4 | Average Weekday | SCE | 1-in-2 | 2021 | 18 |  |  |  | 66.251 | 1
| Zone | South Orange County | 4 | Average Weekday | SCE | 1-in-2 | 2021 | 19 |  |  |  | 65.3409 | 1
| Zone | South Orange County | 4 | Average Weekday | SCE | 1-in-2 | 2021 | 20 |  |  |  | 63.5632 | 1
| Zone | South Orange County | 4 | Average Weekday | SCE | 1-in-2 | 2021 | 21 |  |  |  | 61.2356 | 1
| Zone | South Orange County | 4 | Average Weekday | SCE | 1-in-2 | 2021 | 22 |  |  |  | 59.7451 | 1
| Zone | South Orange County | 4 | Average Weekday | SCE | 1-in-2 | 2021 | 23 |  |  |  | 59.0311 | 1
| Zone | South Orange County | 4 | Average Weekday | SCE | 1-in-2 | 2021 | 24 |  |  |  | 58.3683 | 1
| Zone | South Orange County | 4 | Monthly System Peak Day | SCE | 1-in-2 | 2021 | 1 |  |  |  | 63.08 | 1
| Zone | South Orange County | 4 | Monthly System Peak Day | SCE | 1-in-2 | 2021 | 2 |  |  |  | 62.4322 | 1
| Zone | South Orange County | 4 | Monthly System Peak Day | SCE | 1-in-2 | 2021 | 3 |  |  |  | 61.7433 | 1
| Zone | South Orange County | 4 | Monthly System Peak Day | SCE | 1-in-2 | 2021 | 4 |  |  |  | 61.3144 | 1
| Zone | South Orange County | 4 | Monthly System Peak Day | SCE | 1-in-2 | 2021 | 5 |  |  |  | 60.4389 | 1
| Zone | South Orange County | 4 | Monthly System Peak Day | SCE | 1-in-2 | 2021 | 6 |  |  |  | 59.6778 | 1
| Zone | South Orange County | 4 | Monthly System Peak Day | SCE | 1-in-2 | 2021 | 7 |  |  |  | 59.5567 | 1
| Zone | South Orange County | 4 | Monthly System Peak Day | SCE | 1-in-2 | 2021 | 8 |  |  |  | 59.51 | 1
| Zone | South Orange County | 4 | Monthly System Peak Day | SCE | 1-in-2 | 2021 | 9 |  |  |  | 61.0967 | 1
| Zone | South Orange County | 4 | Monthly System Peak Day | SCE | 1-in-2 | 2021 | 10 |  |  |  | 65.5467 | 1
| Zone | South Orange County | 4 | Monthly System Peak Day | SCE | 1-in-2 | 2021 | 11 |  |  |  | 70.4511 | 1
| Zone | South Orange County | 4 | Monthly System Peak Day | SCE | 1-in-2 | 2021 | 12 |  |  |  | 74.9333 | 1
| Zone | South Orange County | 4 | Monthly System Peak Day | SCE | 1-in-2 | 2021 | 13 |  |  |  | 77.8 | 1
| Zone | South Orange County | 4 | Monthly System Peak Day | SCE | 1-in-2 | 2021 | 14 |  |  |  | 79.0667 | 1
| Zone | South Orange County | 4 | Monthly System Peak Day | SCE | 1-in-2 | 2021 | 15 |  |  |  | 79.9222 | 1
| Zone | South Orange County | 4 | Monthly System Peak Day | SCE | 1-in-2 | 2021 | 16 |  |  |  | 78.4111 | 1
| Zone | South Orange County | 4 | Monthly System Peak Day | SCE | 1-in-2 | 2021 | 17 |  |  |  | 76.7889 | 1
| Zone | South Orange County | 4 | Monthly System Peak Day | SCE | 1-in-2 | 2021 | 18 |  |  |  | 77.5889 | 1
| Zone | South Orange County | 4 | Monthly System Peak Day | SCE | 1-in-2 | 2021 | 19 |  |  |  | 77.6 | 1
| Zone | South Orange County | 4 | Monthly System Peak Day | SCE | 1-in-2 | 2021 | 20 |  |  |  | 75.2289 | 1
| Zone | South Orange County | 4 | Monthly System Peak Day | SCE | 1-in-2 | 2021 | 21 |  |  |  | 71.5378 | 1
| Zone | South Orange County | 4 | Monthly System Peak Day | SCE | 1-in-2 | 2021 | 22 |  |  |  | 68.83 | 1
| Zone | South Orange County | 4 | Monthly System Peak Day | SCE | 1-in-2 | 2021 | 23 |  |  |  | 67.2 | 1
| Zone | South Orange County | 4 | Monthly System Peak Day | SCE | 1-in-2 | 2021 | 24 |  |  |  | 64.42 | 1
| Zone | South Orange County | 5 | Average Weekday | SCE | 1-in-2 | 2021 | 1 |  |  |  | 60.4714 | 1
| Zone | South Orange County | 5 | Average Weekday | SCE | 1-in-2 | 2021 | 2 |  |  |  | 60.1578 | 1
| Zone | South Orange County | 5 | Average Weekday | SCE | 1-in-2 | 2021 | 3 |  |  |  | 59.9098 | 1
| Zone | South Orange County | 5 | Average Weekday | SCE | 1-in-2 | 2021 | 4 |  |  |  | 59.6602 | 1
| Zone | South Orange County | 5 | Average Weekday | SCE | 1-in-2 | 2021 | 5 |  |  |  | 59.4343 | 1
| Zone | South Orange County | 5 | Average Weekday | SCE | 1-in-2 | 2021 | 6 |  |  |  | 59.2257 | 1
| Zone | South Orange County | 5 | Average Weekday | SCE | 1-in-2 | 2021 | 7 |  |  |  | 59.0737 | 1
| Zone | South Orange County | 5 | Average Weekday | SCE | 1-in-2 | 2021 | 8 |  |  |  | 59.2193 | 1
| Zone | South Orange County | 5 | Average Weekday | SCE | 1-in-2 | 2021 | 9 |  |  |  | 60.1784 | 1
| Zone | South Orange County | 5 | Average Weekday | SCE | 1-in-2 | 2021 | 10 |  |  |  | 61.5476 | 1
| Zone | South Orange County | 5 | Average Weekday | SCE | 1-in-2 | 2021 | 11 |  |  |  | 63.2339 | 1
| Zone | South Orange County | 5 | Average Weekday | SCE | 1-in-2 | 2021 | 12 |  |  |  | 64.809 | 1
| Zone | South Orange County | 5 | Average Weekday | SCE | 1-in-2 | 2021 | 13 |  |  |  | 65.8807 | 1
| Zone | South Orange County | 5 | Average Weekday | SCE | 1-in-2 | 2021 | 14 |  |  |  | 66.6581 | 1
| Zone | South Orange County | 5 | Average Weekday | SCE | 1-in-2 | 2021 | 15 |  |  |  | 67.4139 | 1
| Zone | South Orange County | 5 | Average Weekday | SCE | 1-in-2 | 2021 | 16 |  |  |  | 67.7208 | 1
| Zone | South Orange County | 5 | Average Weekday | SCE | 1-in-2 | 2021 | 17 |  |  |  | 67.6767 | 1
| Zone | South Orange County | 5 | Average Weekday | SCE | 1-in-2 | 2021 | 18 |  |  |  | 67.1896 | 1
| Zone | South Orange County | 5 | Average Weekday | SCE | 1-in-2 | 2021 | 19 |  |  |  | 66.193 | 1
| Zone | South Orange County | 5 | Average Weekday | SCE | 1-in-2 | 2021 | 20 |  |  |  | 64.6476 | 1
| Zone | South Orange County | 5 | Average Weekday | SCE | 1-in-2 | 2021 | 21 |  |  |  | 62.7824 | 1
| Zone | South Orange County | 5 | Average Weekday | SCE | 1-in-2 | 2021 | 22 |  |  |  | 61.6101 | 1
| Zone | South Orange County | 5 | Average Weekday | SCE | 1-in-2 | 2021 | 23 |  |  |  | 61.087 | 1
| Zone | South Orange County | 5 | Average Weekday | SCE | 1-in-2 | 2021 | 24 |  |  |  | 60.8122 | 1
| Zone | South Orange County | 5 | Monthly System Peak Day | SCE | 1-in-2 | 2021 | 1 |  |  |  | 63.7922 | 1
| Zone | South Orange County | 5 | Monthly System Peak Day | SCE | 1-in-2 | 2021 | 2 |  |  |  | 62.7844 | 1
| Zone | South Orange County | 5 | Monthly System Peak Day | SCE | 1-in-2 | 2021 | 3 |  |  |  | 61.8978 | 1
| Zone | South Orange County | 5 | Monthly System Peak Day | SCE | 1-in-2 | 2021 | 4 |  |  |  | 61.2678 | 1
| Zone | South Orange County | 5 | Monthly System Peak Day | SCE | 1-in-2 | 2021 | 5 |  |  |  | 60.9811 | 1
| Zone | South Orange County | 5 | Monthly System Peak Day | SCE | 1-in-2 | 2021 | 6 |  |  |  | 60.2222 | 1
| Zone | South Orange County | 5 | Monthly System Peak Day | SCE | 1-in-2 | 2021 | 7 |  |  |  | 59.9489 | 1
| Zone | South Orange County | 5 | Monthly System Peak Day | SCE | 1-in-2 | 2021 | 8 |  |  |  | 60.4044 | 1
| Zone | South Orange County | 5 | Monthly System Peak Day | SCE | 1-in-2 | 2021 | 9 |  |  |  | 63.1456 | 1
| Zone | South Orange County | 5 | Monthly System Peak Day | SCE | 1-in-2 | 2021 | 10 |  |  |  | 67.3444 | 1
| Zone | South Orange County | 5 | Monthly System Peak Day | SCE | 1-in-2 | 2021 | 11 |  |  |  | 72.2256 | 1
| Zone | South Orange County | 5 | Monthly System Peak Day | SCE | 1-in-2 | 2021 | 12 |  |  |  | 75.9911 | 1
| Zone | South Orange County | 5 | Monthly System Peak Day | SCE | 1-in-2 | 2021 | 13 |  |  |  | 77.6889 | 1
| Zone | South Orange County | 5 | Monthly System Peak Day | SCE | 1-in-2 | 2021 | 14 |  |  |  | 78.3444 | 1
| Zone | South Orange County | 5 | Monthly System Peak Day | SCE | 1-in-2 | 2021 | 15 |  |  |  | 77.7489 | 1
| Zone | South Orange County | 5 | Monthly System Peak Day | SCE | 1-in-2 | 2021 | 16 |  |  |  | 78.6467 | 1
| Zone | South Orange County | 5 | Monthly System Peak Day | SCE | 1-in-2 | 2021 | 17 |  |  |  | 78.7111 | 1
| Zone | South Orange County | 5 | Monthly System Peak Day | SCE | 1-in-2 | 2021 | 18 |  |  |  | 77.9222 | 1
| Zone | South Orange County | 5 | Monthly System Peak Day | SCE | 1-in-2 | 2021 | 19 |  |  |  | 76.0111 | 1
| Zone | South Orange County | 5 | Monthly System Peak Day | SCE | 1-in-2 | 2021 | 20 |  |  |  | 73.9678 | 1
| Zone | South Orange County | 5 | Monthly System Peak Day | SCE | 1-in-2 | 2021 | 21 |  |  |  | 70.8633 | 1
| Zone | South Orange County | 5 | Monthly System Peak Day | SCE | 1-in-2 | 2021 | 22 |  |  |  | 67.1622 | 1
| Zone | South Orange County | 5 | Monthly System Peak Day | SCE | 1-in-2 | 2021 | 23 |  |  |  | 65.5611 | 1
| Zone | South Orange County | 5 | Monthly System Peak Day | SCE | 1-in-2 | 2021 | 24 |  |  |  | 64.4989 | 1
| Zone | South Orange County | 6 | Average Weekday | SCE | 1-in-2 | 2021 | 1 |  |  |  | 63.2201 | 1
| Zone | South Orange County | 6 | Average Weekday | SCE | 1-in-2 | 2021 | 2 |  |  |  | 62.9028 | 1
| Zone | South Orange County | 6 | Average Weekday | SCE | 1-in-2 | 2021 | 3 |  |  |  | 62.638 | 1
| Zone | South Orange County | 6 | Average Weekday | SCE | 1-in-2 | 2021 | 4 |  |  |  | 62.3707 | 1
| Zone | South Orange County | 6 | Average Weekday | SCE | 1-in-2 | 2021 | 5 |  |  |  | 62.2104 | 1
| Zone | South Orange County | 6 | Average Weekday | SCE | 1-in-2 | 2021 | 6 |  |  |  | 62.0573 | 1
| Zone | South Orange County | 6 | Average Weekday | SCE | 1-in-2 | 2021 | 7 |  |  |  | 61.9467 | 1
| Zone | South Orange County | 6 | Average Weekday | SCE | 1-in-2 | 2021 | 8 |  |  |  | 62.2274 | 1
| Zone | South Orange County | 6 | Average Weekday | SCE | 1-in-2 | 2021 | 9 |  |  |  | 63.2907 | 1
| Zone | South Orange County | 6 | Average Weekday | SCE | 1-in-2 | 2021 | 10 |  |  |  | 64.8738 | 1
| Zone | South Orange County | 6 | Average Weekday | SCE | 1-in-2 | 2021 | 11 |  |  |  | 66.8967 | 1
| Zone | South Orange County | 6 | Average Weekday | SCE | 1-in-2 | 2021 | 12 |  |  |  | 68.6847 | 1
| Zone | South Orange County | 6 | Average Weekday | SCE | 1-in-2 | 2021 | 13 |  |  |  | 69.7499 | 1
| Zone | South Orange County | 6 | Average Weekday | SCE | 1-in-2 | 2021 | 14 |  |  |  | 70.2175 | 1
| Zone | South Orange County | 6 | Average Weekday | SCE | 1-in-2 | 2021 | 15 |  |  |  | 70.7634 | 1
| Zone | South Orange County | 6 | Average Weekday | SCE | 1-in-2 | 2021 | 16 |  |  |  | 71.3779 | 1
| Zone | South Orange County | 6 | Average Weekday | SCE | 1-in-2 | 2021 | 17 |  |  |  | 71.6339 | 1
| Zone | South Orange County | 6 | Average Weekday | SCE | 1-in-2 | 2021 | 18 |  |  |  | 71.201 | 1
| Zone | South Orange County | 6 | Average Weekday | SCE | 1-in-2 | 2021 | 19 |  |  |  | 70.3962 | 1
| Zone | South Orange County | 6 | Average Weekday | SCE | 1-in-2 | 2021 | 20 |  |  |  | 68.8645 | 1
| Zone | South Orange County | 6 | Average Weekday | SCE | 1-in-2 | 2021 | 21 |  |  |  | 66.8008 | 1
| Zone | South Orange County | 6 | Average Weekday | SCE | 1-in-2 | 2021 | 22 |  |  |  | 64.8621 | 1
| Zone | South Orange County | 6 | Average Weekday | SCE | 1-in-2 | 2021 | 23 |  |  |  | 64.1087 | 1
| Zone | South Orange County | 6 | Average Weekday | SCE | 1-in-2 | 2021 | 24 |  |  |  | 63.6586 | 1
| Zone | South Orange County | 6 | Monthly System Peak Day | SCE | 1-in-2 | 2021 | 1 |  |  |  | 63.0833 | 1
| Zone | South Orange County | 6 | Monthly System Peak Day | SCE | 1-in-2 | 2021 | 2 |  |  |  | 62.8911 | 1
| Zone | South Orange County | 6 | Monthly System Peak Day | SCE | 1-in-2 | 2021 | 3 |  |  |  | 62.3167 | 1
| Zone | South Orange County | 6 | Monthly System Peak Day | SCE | 1-in-2 | 2021 | 4 |  |  |  | 61.93 | 1
| Zone | South Orange County | 6 | Monthly System Peak Day | SCE | 1-in-2 | 2021 | 5 |  |  |  | 61.6378 | 1
| Zone | South Orange County | 6 | Monthly System Peak Day | SCE | 1-in-2 | 2021 | 6 |  |  |  | 61.1333 | 1
| Zone | South Orange County | 6 | Monthly System Peak Day | SCE | 1-in-2 | 2021 | 7 |  |  |  | 60.9756 | 1
| Zone | South Orange County | 6 | Monthly System Peak Day | SCE | 1-in-2 | 2021 | 8 |  |  |  | 61.5322 | 1
| Zone | South Orange County | 6 | Monthly System Peak Day | SCE | 1-in-2 | 2021 | 9 |  |  |  | 63.2822 | 1
| Zone | South Orange County | 6 | Monthly System Peak Day | SCE | 1-in-2 | 2021 | 10 |  |  |  | 66.1411 | 1
| Zone | South Orange County | 6 | Monthly System Peak Day | SCE | 1-in-2 | 2021 | 11 |  |  |  | 68.5956 | 1
| Zone | South Orange County | 6 | Monthly System Peak Day | SCE | 1-in-2 | 2021 | 12 |  |  |  | 70.4067 | 1
| Zone | South Orange County | 6 | Monthly System Peak Day | SCE | 1-in-2 | 2021 | 13 |  |  |  | 70.6011 | 1
| Zone | South Orange County | 6 | Monthly System Peak Day | SCE | 1-in-2 | 2021 | 14 |  |  |  | 71.5422 | 1
| Zone | South Orange County | 6 | Monthly System Peak Day | SCE | 1-in-2 | 2021 | 15 |  |  |  | 73.7222 | 1
| Zone | South Orange County | 6 | Monthly System Peak Day | SCE | 1-in-2 | 2021 | 16 |  |  |  | 75.8533 | 1
| Zone | South Orange County | 6 | Monthly System Peak Day | SCE | 1-in-2 | 2021 | 17 |  |  |  | 76.4556 | 1
| Zone | South Orange County | 6 | Monthly System Peak Day | SCE | 1-in-2 | 2021 | 18 |  |  |  | 75.6667 | 1
| Zone | South Orange County | 6 | Monthly System Peak Day | SCE | 1-in-2 | 2021 | 19 |  |  |  | 72.9222 | 1
| Zone | South Orange County | 6 | Monthly System Peak Day | SCE | 1-in-2 | 2021 | 20 |  |  |  | 71.1267 | 1
| Zone | South Orange County | 6 | Monthly System Peak Day | SCE | 1-in-2 | 2021 | 21 |  |  |  | 69.3 | 1
| Zone | South Orange County | 6 | Monthly System Peak Day | SCE | 1-in-2 | 2021 | 22 |  |  |  | 67.5322 | 1
| Zone | South Orange County | 6 | Monthly System Peak Day | SCE | 1-in-2 | 2021 | 23 |  |  |  | 66.7211 | 1
| Zone | South Orange County | 6 | Monthly System Peak Day | SCE | 1-in-2 | 2021 | 24 |  |  |  | 65.1489 | 1
| Zone | South Orange County | 7 | Average Weekday | SCE | 1-in-2 | 2021 | 1 |  |  |  | 66.4002 | 1
| Zone | South Orange County | 7 | Average Weekday | SCE | 1-in-2 | 2021 | 2 |  |  |  | 66.1068 | 1
| Zone | South Orange County | 7 | Average Weekday | SCE | 1-in-2 | 2021 | 3 |  |  |  | 65.8268 | 1
| Zone | South Orange County | 7 | Average Weekday | SCE | 1-in-2 | 2021 | 4 |  |  |  | 65.5226 | 1
| Zone | South Orange County | 7 | Average Weekday | SCE | 1-in-2 | 2021 | 5 |  |  |  | 65.3042 | 1
| Zone | South Orange County | 7 | Average Weekday | SCE | 1-in-2 | 2021 | 6 |  |  |  | 65.0663 | 1
| Zone | South Orange County | 7 | Average Weekday | SCE | 1-in-2 | 2021 | 7 |  |  |  | 64.9529 | 1
| Zone | South Orange County | 7 | Average Weekday | SCE | 1-in-2 | 2021 | 8 |  |  |  | 65.3477 | 1
| Zone | South Orange County | 7 | Average Weekday | SCE | 1-in-2 | 2021 | 9 |  |  |  | 66.7598 | 1
| Zone | South Orange County | 7 | Average Weekday | SCE | 1-in-2 | 2021 | 10 |  |  |  | 68.6621 | 1
| Zone | South Orange County | 7 | Average Weekday | SCE | 1-in-2 | 2021 | 11 |  |  |  | 70.82 | 1
| Zone | South Orange County | 7 | Average Weekday | SCE | 1-in-2 | 2021 | 12 |  |  |  | 72.7892 | 1
| Zone | South Orange County | 7 | Average Weekday | SCE | 1-in-2 | 2021 | 13 |  |  |  | 73.936 | 1
| Zone | South Orange County | 7 | Average Weekday | SCE | 1-in-2 | 2021 | 14 |  |  |  | 74.2985 | 1
| Zone | South Orange County | 7 | Average Weekday | SCE | 1-in-2 | 2021 | 15 |  |  |  | 75.1656 | 1
| Zone | South Orange County | 7 | Average Weekday | SCE | 1-in-2 | 2021 | 16 |  |  |  | 75.3757 | 1
| Zone | South Orange County | 7 | Average Weekday | SCE | 1-in-2 | 2021 | 17 |  |  |  | 75.5332 | 1
| Zone | South Orange County | 7 | Average Weekday | SCE | 1-in-2 | 2021 | 18 |  |  |  | 75.0031 | 1
| Zone | South Orange County | 7 | Average Weekday | SCE | 1-in-2 | 2021 | 19 |  |  |  | 73.9945 | 1
| Zone | South Orange County | 7 | Average Weekday | SCE | 1-in-2 | 2021 | 20 |  |  |  | 72.6964 | 1
| Zone | South Orange County | 7 | Average Weekday | SCE | 1-in-2 | 2021 | 21 |  |  |  | 70.461 | 1
| Zone | South Orange County | 7 | Average Weekday | SCE | 1-in-2 | 2021 | 22 |  |  |  | 68.3221 | 1
| Zone | South Orange County | 7 | Average Weekday | SCE | 1-in-2 | 2021 | 23 |  |  |  | 67.3934 | 1
| Zone | South Orange County | 7 | Average Weekday | SCE | 1-in-2 | 2021 | 24 |  |  |  | 66.8977 | 1
| Zone | South Orange County | 7 | Monthly System Peak Day | SCE | 1-in-2 | 2021 | 1 |  |  |  | 67.6667 | 1
| Zone | South Orange County | 7 | Monthly System Peak Day | SCE | 1-in-2 | 2021 | 2 |  |  |  | 67.2378 | 1
| Zone | South Orange County | 7 | Monthly System Peak Day | SCE | 1-in-2 | 2021 | 3 |  |  |  | 66.6256 | 1
| Zone | South Orange County | 7 | Monthly System Peak Day | SCE | 1-in-2 | 2021 | 4 |  |  |  | 66.4067 | 1
| Zone | South Orange County | 7 | Monthly System Peak Day | SCE | 1-in-2 | 2021 | 5 |  |  |  | 66.3189 | 1
| Zone | South Orange County | 7 | Monthly System Peak Day | SCE | 1-in-2 | 2021 | 6 |  |  |  | 66.2333 | 1
| Zone | South Orange County | 7 | Monthly System Peak Day | SCE | 1-in-2 | 2021 | 7 |  |  |  | 65.8556 | 1
| Zone | South Orange County | 7 | Monthly System Peak Day | SCE | 1-in-2 | 2021 | 8 |  |  |  | 66.3544 | 1
| Zone | South Orange County | 7 | Monthly System Peak Day | SCE | 1-in-2 | 2021 | 9 |  |  |  | 68.31 | 1
| Zone | South Orange County | 7 | Monthly System Peak Day | SCE | 1-in-2 | 2021 | 10 |  |  |  | 71.2022 | 1
| Zone | South Orange County | 7 | Monthly System Peak Day | SCE | 1-in-2 | 2021 | 11 |  |  |  | 74.3444 | 1
| Zone | South Orange County | 7 | Monthly System Peak Day | SCE | 1-in-2 | 2021 | 12 |  |  |  | 77.1111 | 1
| Zone | South Orange County | 7 | Monthly System Peak Day | SCE | 1-in-2 | 2021 | 13 |  |  |  | 78.7833 | 1
| Zone | South Orange County | 7 | Monthly System Peak Day | SCE | 1-in-2 | 2021 | 14 |  |  |  | 79.2778 | 1
| Zone | South Orange County | 7 | Monthly System Peak Day | SCE | 1-in-2 | 2021 | 15 |  |  |  | 80.7444 | 1
| Zone | South Orange County | 7 | Monthly System Peak Day | SCE | 1-in-2 | 2021 | 16 |  |  |  | 80.7556 | 1
| Zone | South Orange County | 7 | Monthly System Peak Day | SCE | 1-in-2 | 2021 | 17 |  |  |  | 82.2667 | 1
| Zone | South Orange County | 7 | Monthly System Peak Day | SCE | 1-in-2 | 2021 | 18 |  |  |  | 81.2889 | 1
| Zone | South Orange County | 7 | Monthly System Peak Day | SCE | 1-in-2 | 2021 | 19 |  |  |  | 78.7444 | 1
| Zone | South Orange County | 7 | Monthly System Peak Day | SCE | 1-in-2 | 2021 | 20 |  |  |  | 76.9889 | 1
| Zone | South Orange County | 7 | Monthly System Peak Day | SCE | 1-in-2 | 2021 | 21 |  |  |  | 75.0667 | 1
| Zone | South Orange County | 7 | Monthly System Peak Day | SCE | 1-in-2 | 2021 | 22 |  |  |  | 72.0311 | 1
| Zone | South Orange County | 7 | Monthly System Peak Day | SCE | 1-in-2 | 2021 | 23 |  |  |  | 70.24 | 1
| Zone | South Orange County | 7 | Monthly System Peak Day | SCE | 1-in-2 | 2021 | 24 |  |  |  | 69.3089 | 1
| Zone | South Orange County | 8 | Average Weekday | SCE | 1-in-2 | 2021 | 1 |  |  |  | 67.8148 | 1
| Zone | South Orange County | 8 | Average Weekday | SCE | 1-in-2 | 2021 | 2 |  |  |  | 67.3859 | 1
| Zone | South Orange County | 8 | Average Weekday | SCE | 1-in-2 | 2021 | 3 |  |  |  | 67.0598 | 1
| Zone | South Orange County | 8 | Average Weekday | SCE | 1-in-2 | 2021 | 4 |  |  |  | 66.7292 | 1
| Zone | South Orange County | 8 | Average Weekday | SCE | 1-in-2 | 2021 | 5 |  |  |  | 66.3823 | 1
| Zone | South Orange County | 8 | Average Weekday | SCE | 1-in-2 | 2021 | 6 |  |  |  | 66.1019 | 1
| Zone | South Orange County | 8 | Average Weekday | SCE | 1-in-2 | 2021 | 7 |  |  |  | 65.9604 | 1
| Zone | South Orange County | 8 | Average Weekday | SCE | 1-in-2 | 2021 | 8 |  |  |  | 66.1177 | 1
| Zone | South Orange County | 8 | Average Weekday | SCE | 1-in-2 | 2021 | 9 |  |  |  | 67.3343 | 1
| Zone | South Orange County | 8 | Average Weekday | SCE | 1-in-2 | 2021 | 10 |  |  |  | 69.3146 | 1
| Zone | South Orange County | 8 | Average Weekday | SCE | 1-in-2 | 2021 | 11 |  |  |  | 72.0113 | 1
| Zone | South Orange County | 8 | Average Weekday | SCE | 1-in-2 | 2021 | 12 |  |  |  | 74.6335 | 1
| Zone | South Orange County | 8 | Average Weekday | SCE | 1-in-2 | 2021 | 13 |  |  |  | 75.7629 | 1
| Zone | South Orange County | 8 | Average Weekday | SCE | 1-in-2 | 2021 | 14 |  |  |  | 76.6644 | 1
| Zone | South Orange County | 8 | Average Weekday | SCE | 1-in-2 | 2021 | 15 |  |  |  | 77.4824 | 1
| Zone | South Orange County | 8 | Average Weekday | SCE | 1-in-2 | 2021 | 16 |  |  |  | 77.8866 | 1
| Zone | South Orange County | 8 | Average Weekday | SCE | 1-in-2 | 2021 | 17 |  |  |  | 78.0986 | 1
| Zone | South Orange County | 8 | Average Weekday | SCE | 1-in-2 | 2021 | 18 |  |  |  | 77.5193 | 1
| Zone | South Orange County | 8 | Average Weekday | SCE | 1-in-2 | 2021 | 19 |  |  |  | 76.4611 | 1
| Zone | South Orange County | 8 | Average Weekday | SCE | 1-in-2 | 2021 | 20 |  |  |  | 74.6475 | 1
| Zone | South Orange County | 8 | Average Weekday | SCE | 1-in-2 | 2021 | 21 |  |  |  | 71.7865 | 1
| Zone | South Orange County | 8 | Average Weekday | SCE | 1-in-2 | 2021 | 22 |  |  |  | 69.784 | 1
| Zone | South Orange County | 8 | Average Weekday | SCE | 1-in-2 | 2021 | 23 |  |  |  | 68.9044 | 1
| Zone | South Orange County | 8 | Average Weekday | SCE | 1-in-2 | 2021 | 24 |  |  |  | 68.3345 | 1
| Zone | South Orange County | 8 | Monthly System Peak Day | SCE | 1-in-2 | 2021 | 1 |  |  |  | 72.3222 | 1
| Zone | South Orange County | 8 | Monthly System Peak Day | SCE | 1-in-2 | 2021 | 2 |  |  |  | 71.6711 | 1
| Zone | South Orange County | 8 | Monthly System Peak Day | SCE | 1-in-2 | 2021 | 3 |  |  |  | 71.3533 | 1
| Zone | South Orange County | 8 | Monthly System Peak Day | SCE | 1-in-2 | 2021 | 4 |  |  |  | 70.8778 | 1
| Zone | South Orange County | 8 | Monthly System Peak Day | SCE | 1-in-2 | 2021 | 5 |  |  |  | 70.9267 | 1
| Zone | South Orange County | 8 | Monthly System Peak Day | SCE | 1-in-2 | 2021 | 6 |  |  |  | 70.8844 | 1
| Zone | South Orange County | 8 | Monthly System Peak Day | SCE | 1-in-2 | 2021 | 7 |  |  |  | 70.8222 | 1
| Zone | South Orange County | 8 | Monthly System Peak Day | SCE | 1-in-2 | 2021 | 8 |  |  |  | 70.8578 | 1
| Zone | South Orange County | 8 | Monthly System Peak Day | SCE | 1-in-2 | 2021 | 9 |  |  |  | 72.3711 | 1
| Zone | South Orange County | 8 | Monthly System Peak Day | SCE | 1-in-2 | 2021 | 10 |  |  |  | 75.7 | 1
| Zone | South Orange County | 8 | Monthly System Peak Day | SCE | 1-in-2 | 2021 | 11 |  |  |  | 79.5889 | 1
| Zone | South Orange County | 8 | Monthly System Peak Day | SCE | 1-in-2 | 2021 | 12 |  |  |  | 82.6222 | 1
| Zone | South Orange County | 8 | Monthly System Peak Day | SCE | 1-in-2 | 2021 | 13 |  |  |  | 83.5 | 1
| Zone | South Orange County | 8 | Monthly System Peak Day | SCE | 1-in-2 | 2021 | 14 |  |  |  | 84.7556 | 1
| Zone | South Orange County | 8 | Monthly System Peak Day | SCE | 1-in-2 | 2021 | 15 |  |  |  | 85.5889 | 1
| Zone | South Orange County | 8 | Monthly System Peak Day | SCE | 1-in-2 | 2021 | 16 |  |  |  | 85.0667 | 1
| Zone | South Orange County | 8 | Monthly System Peak Day | SCE | 1-in-2 | 2021 | 17 |  |  |  | 85.0889 | 1
| Zone | South Orange County | 8 | Monthly System Peak Day | SCE | 1-in-2 | 2021 | 18 |  |  |  | 84.5667 | 1
| Zone | South Orange County | 8 | Monthly System Peak Day | SCE | 1-in-2 | 2021 | 19 |  |  |  | 84.4667 | 1
| Zone | South Orange County | 8 | Monthly System Peak Day | SCE | 1-in-2 | 2021 | 20 |  |  |  | 82.4111 | 1
| Zone | South Orange County | 8 | Monthly System Peak Day | SCE | 1-in-2 | 2021 | 21 |  |  |  | 78.1778 | 1
| Zone | South Orange County | 8 | Monthly System Peak Day | SCE | 1-in-2 | 2021 | 22 |  |  |  | 75.1222 | 1
| Zone | South Orange County | 8 | Monthly System Peak Day | SCE | 1-in-2 | 2021 | 23 |  |  |  | 74.0444 | 1
| Zone | South Orange County | 8 | Monthly System Peak Day | SCE | 1-in-2 | 2021 | 24 |  |  |  | 73.2733 | 1
| Zone | South Orange County | 8 | Typical Event Day | SCE | 1-in-2 | 2021 | 1 |  |  |  | 68.5747 | 1
| Zone | South Orange County | 8 | Typical Event Day | SCE | 1-in-2 | 2021 | 2 |  |  |  | 68.0547 | 1
| Zone | South Orange County | 8 | Typical Event Day | SCE | 1-in-2 | 2021 | 3 |  |  |  | 67.6256 | 1
| Zone | South Orange County | 8 | Typical Event Day | SCE | 1-in-2 | 2021 | 4 |  |  |  | 67.2572 | 1
| Zone | South Orange County | 8 | Typical Event Day | SCE | 1-in-2 | 2021 | 5 |  |  |  | 67.0617 | 1
| Zone | South Orange County | 8 | Typical Event Day | SCE | 1-in-2 | 2021 | 6 |  |  |  | 66.8347 | 1
| Zone | South Orange County | 8 | Typical Event Day | SCE | 1-in-2 | 2021 | 7 |  |  |  | 66.6636 | 1
| Zone | South Orange County | 8 | Typical Event Day | SCE | 1-in-2 | 2021 | 8 |  |  |  | 66.8472 | 1
| Zone | South Orange County | 8 | Typical Event Day | SCE | 1-in-2 | 2021 | 9 |  |  |  | 68.6117 | 1
| Zone | South Orange County | 8 | Typical Event Day | SCE | 1-in-2 | 2021 | 10 |  |  |  | 71.9747 | 1
| Zone | South Orange County | 8 | Typical Event Day | SCE | 1-in-2 | 2021 | 11 |  |  |  | 75.5239 | 1
| Zone | South Orange County | 8 | Typical Event Day | SCE | 1-in-2 | 2021 | 12 |  |  |  | 78.5044 | 1
| Zone | South Orange County | 8 | Typical Event Day | SCE | 1-in-2 | 2021 | 13 |  |  |  | 79.8989 | 1
| Zone | South Orange County | 8 | Typical Event Day | SCE | 1-in-2 | 2021 | 14 |  |  |  | 80.9911 | 1
| Zone | South Orange County | 8 | Typical Event Day | SCE | 1-in-2 | 2021 | 15 |  |  |  | 82.4944 | 1
| Zone | South Orange County | 8 | Typical Event Day | SCE | 1-in-2 | 2021 | 16 |  |  |  | 82.8494 | 1
| Zone | South Orange County | 8 | Typical Event Day | SCE | 1-in-2 | 2021 | 17 |  |  |  | 83.5472 | 1
| Zone | South Orange County | 8 | Typical Event Day | SCE | 1-in-2 | 2021 | 18 |  |  |  | 82.95 | 1
| Zone | South Orange County | 8 | Typical Event Day | SCE | 1-in-2 | 2021 | 19 |  |  |  | 81.3389 | 1
| Zone | South Orange County | 8 | Typical Event Day | SCE | 1-in-2 | 2021 | 20 |  |  |  | 79.6344 | 1
| Zone | South Orange County | 8 | Typical Event Day | SCE | 1-in-2 | 2021 | 21 |  |  |  | 76.9333 | 1
| Zone | South Orange County | 8 | Typical Event Day | SCE | 1-in-2 | 2021 | 22 |  |  |  | 74.3158 | 1
| Zone | South Orange County | 8 | Typical Event Day | SCE | 1-in-2 | 2021 | 23 |  |  |  | 72.8681 | 1
| Zone | South Orange County | 8 | Typical Event Day | SCE | 1-in-2 | 2021 | 24 |  |  |  | 71.255 | 1
| Zone | South Orange County | 9 | Average Weekday | SCE | 1-in-2 | 2021 | 1 |  |  |  | 67.9294 | 1
| Zone | South Orange County | 9 | Average Weekday | SCE | 1-in-2 | 2021 | 2 |  |  |  | 67.3565 | 1
| Zone | South Orange County | 9 | Average Weekday | SCE | 1-in-2 | 2021 | 3 |  |  |  | 66.8845 | 1
| Zone | South Orange County | 9 | Average Weekday | SCE | 1-in-2 | 2021 | 4 |  |  |  | 66.4876 | 1
| Zone | South Orange County | 9 | Average Weekday | SCE | 1-in-2 | 2021 | 5 |  |  |  | 66.134 | 1
| Zone | South Orange County | 9 | Average Weekday | SCE | 1-in-2 | 2021 | 6 |  |  |  | 65.817 | 1
| Zone | South Orange County | 9 | Average Weekday | SCE | 1-in-2 | 2021 | 7 |  |  |  | 65.6568 | 1
| Zone | South Orange County | 9 | Average Weekday | SCE | 1-in-2 | 2021 | 8 |  |  |  | 65.6593 | 1
| Zone | South Orange County | 9 | Average Weekday | SCE | 1-in-2 | 2021 | 9 |  |  |  | 66.389 | 1
| Zone | South Orange County | 9 | Average Weekday | SCE | 1-in-2 | 2021 | 10 |  |  |  | 68.449 | 1
| Zone | South Orange County | 9 | Average Weekday | SCE | 1-in-2 | 2021 | 11 |  |  |  | 71.1643 | 1
| Zone | South Orange County | 9 | Average Weekday | SCE | 1-in-2 | 2021 | 12 |  |  |  | 73.7869 | 1
| Zone | South Orange County | 9 | Average Weekday | SCE | 1-in-2 | 2021 | 13 |  |  |  | 75.2473 | 1
| Zone | South Orange County | 9 | Average Weekday | SCE | 1-in-2 | 2021 | 14 |  |  |  | 76.2986 | 1
| Zone | South Orange County | 9 | Average Weekday | SCE | 1-in-2 | 2021 | 15 |  |  |  | 76.8973 | 1
| Zone | South Orange County | 9 | Average Weekday | SCE | 1-in-2 | 2021 | 16 |  |  |  | 76.9567 | 1
| Zone | South Orange County | 9 | Average Weekday | SCE | 1-in-2 | 2021 | 17 |  |  |  | 76.742 | 1
| Zone | South Orange County | 9 | Average Weekday | SCE | 1-in-2 | 2021 | 18 |  |  |  | 76.0147 | 1
| Zone | South Orange County | 9 | Average Weekday | SCE | 1-in-2 | 2021 | 19 |  |  |  | 74.7419 | 1
| Zone | South Orange County | 9 | Average Weekday | SCE | 1-in-2 | 2021 | 20 |  |  |  | 72.6114 | 1
| Zone | South Orange County | 9 | Average Weekday | SCE | 1-in-2 | 2021 | 21 |  |  |  | 70.6106 | 1
| Zone | South Orange County | 9 | Average Weekday | SCE | 1-in-2 | 2021 | 22 |  |  |  | 69.76 | 1
| Zone | South Orange County | 9 | Average Weekday | SCE | 1-in-2 | 2021 | 23 |  |  |  | 69.1248 | 1
| Zone | South Orange County | 9 | Average Weekday | SCE | 1-in-2 | 2021 | 24 |  |  |  | 68.4062 | 1
| Zone | South Orange County | 9 | Monthly System Peak Day | SCE | 1-in-2 | 2021 | 1 |  |  |  | 71.2267 | 1
| Zone | South Orange County | 9 | Monthly System Peak Day | SCE | 1-in-2 | 2021 | 2 |  |  |  | 70.4189 | 1
| Zone | South Orange County | 9 | Monthly System Peak Day | SCE | 1-in-2 | 2021 | 3 |  |  |  | 70.2067 | 1
| Zone | South Orange County | 9 | Monthly System Peak Day | SCE | 1-in-2 | 2021 | 4 |  |  |  | 69.8144 | 1
| Zone | South Orange County | 9 | Monthly System Peak Day | SCE | 1-in-2 | 2021 | 5 |  |  |  | 69.3633 | 1
| Zone | South Orange County | 9 | Monthly System Peak Day | SCE | 1-in-2 | 2021 | 6 |  |  |  | 69.0878 | 1
| Zone | South Orange County | 9 | Monthly System Peak Day | SCE | 1-in-2 | 2021 | 7 |  |  |  | 69.0011 | 1
| Zone | South Orange County | 9 | Monthly System Peak Day | SCE | 1-in-2 | 2021 | 8 |  |  |  | 68.6444 | 1
| Zone | South Orange County | 9 | Monthly System Peak Day | SCE | 1-in-2 | 2021 | 9 |  |  |  | 70.4833 | 1
| Zone | South Orange County | 9 | Monthly System Peak Day | SCE | 1-in-2 | 2021 | 10 |  |  |  | 74.8556 | 1
| Zone | South Orange County | 9 | Monthly System Peak Day | SCE | 1-in-2 | 2021 | 11 |  |  |  | 79.5667 | 1
| Zone | South Orange County | 9 | Monthly System Peak Day | SCE | 1-in-2 | 2021 | 12 |  |  |  | 83.8778 | 1
| Zone | South Orange County | 9 | Monthly System Peak Day | SCE | 1-in-2 | 2021 | 13 |  |  |  | 86.7111 | 1
| Zone | South Orange County | 9 | Monthly System Peak Day | SCE | 1-in-2 | 2021 | 14 |  |  |  | 88.3889 | 1
| Zone | South Orange County | 9 | Monthly System Peak Day | SCE | 1-in-2 | 2021 | 15 |  |  |  | 89.9222 | 1
| Zone | South Orange County | 9 | Monthly System Peak Day | SCE | 1-in-2 | 2021 | 16 |  |  |  | 89.7222 | 1
| Zone | South Orange County | 9 | Monthly System Peak Day | SCE | 1-in-2 | 2021 | 17 |  |  |  | 90.3778 | 1
| Zone | South Orange County | 9 | Monthly System Peak Day | SCE | 1-in-2 | 2021 | 18 |  |  |  | 90.2778 | 1
| Zone | South Orange County | 9 | Monthly System Peak Day | SCE | 1-in-2 | 2021 | 19 |  |  |  | 89.2222 | 1
| Zone | South Orange County | 9 | Monthly System Peak Day | SCE | 1-in-2 | 2021 | 20 |  |  |  | 88.0111 | 1
| Zone | South Orange County | 9 | Monthly System Peak Day | SCE | 1-in-2 | 2021 | 21 |  |  |  | 85.1889 | 1
| Zone | South Orange County | 9 | Monthly System Peak Day | SCE | 1-in-2 | 2021 | 22 |  |  |  | 82.5778 | 1
| Zone | South Orange County | 9 | Monthly System Peak Day | SCE | 1-in-2 | 2021 | 23 |  |  |  | 80.4667 | 1
| Zone | South Orange County | 9 | Monthly System Peak Day | SCE | 1-in-2 | 2021 | 24 |  |  |  | 77.2889 | 1
| Zone | South Orange County | 10 | Average Weekday | SCE | 1-in-2 | 2021 | 1 |  |  |  | 63.9844 | 1
| Zone | South Orange County | 10 | Average Weekday | SCE | 1-in-2 | 2021 | 2 |  |  |  | 63.2554 | 1
| Zone | South Orange County | 10 | Average Weekday | SCE | 1-in-2 | 2021 | 3 |  |  |  | 62.5135 | 1
| Zone | South Orange County | 10 | Average Weekday | SCE | 1-in-2 | 2021 | 4 |  |  |  | 61.9402 | 1
| Zone | South Orange County | 10 | Average Weekday | SCE | 1-in-2 | 2021 | 5 |  |  |  | 61.352 | 1
| Zone | South Orange County | 10 | Average Weekday | SCE | 1-in-2 | 2021 | 6 |  |  |  | 61.0596 | 1
| Zone | South Orange County | 10 | Average Weekday | SCE | 1-in-2 | 2021 | 7 |  |  |  | 60.878 | 1
| Zone | South Orange County | 10 | Average Weekday | SCE | 1-in-2 | 2021 | 8 |  |  |  | 60.7845 | 1
| Zone | South Orange County | 10 | Average Weekday | SCE | 1-in-2 | 2021 | 9 |  |  |  | 61.1327 | 1
| Zone | South Orange County | 10 | Average Weekday | SCE | 1-in-2 | 2021 | 10 |  |  |  | 63.2855 | 1
| Zone | South Orange County | 10 | Average Weekday | SCE | 1-in-2 | 2021 | 11 |  |  |  | 66.1247 | 1
| Zone | South Orange County | 10 | Average Weekday | SCE | 1-in-2 | 2021 | 12 |  |  |  | 68.6962 | 1
| Zone | South Orange County | 10 | Average Weekday | SCE | 1-in-2 | 2021 | 13 |  |  |  | 71.0626 | 1
| Zone | South Orange County | 10 | Average Weekday | SCE | 1-in-2 | 2021 | 14 |  |  |  | 72.4527 | 1
| Zone | South Orange County | 10 | Average Weekday | SCE | 1-in-2 | 2021 | 15 |  |  |  | 73.3673 | 1
| Zone | South Orange County | 10 | Average Weekday | SCE | 1-in-2 | 2021 | 16 |  |  |  | 73.5557 | 1
| Zone | South Orange County | 10 | Average Weekday | SCE | 1-in-2 | 2021 | 17 |  |  |  | 72.9948 | 1
| Zone | South Orange County | 10 | Average Weekday | SCE | 1-in-2 | 2021 | 18 |  |  |  | 72.2091 | 1
| Zone | South Orange County | 10 | Average Weekday | SCE | 1-in-2 | 2021 | 19 |  |  |  | 70.827 | 1
| Zone | South Orange County | 10 | Average Weekday | SCE | 1-in-2 | 2021 | 20 |  |  |  | 68.6842 | 1
| Zone | South Orange County | 10 | Average Weekday | SCE | 1-in-2 | 2021 | 21 |  |  |  | 67.4867 | 1
| Zone | South Orange County | 10 | Average Weekday | SCE | 1-in-2 | 2021 | 22 |  |  |  | 66.5315 | 1
| Zone | South Orange County | 10 | Average Weekday | SCE | 1-in-2 | 2021 | 23 |  |  |  | 65.6579 | 1
| Zone | South Orange County | 10 | Average Weekday | SCE | 1-in-2 | 2021 | 24 |  |  |  | 64.716 | 1
| Zone | South Orange County | 10 | Monthly System Peak Day | SCE | 1-in-2 | 2021 | 1 |  |  |  | 72.5944 | 1
| Zone | South Orange County | 10 | Monthly System Peak Day | SCE | 1-in-2 | 2021 | 2 |  |  |  | 70.3256 | 1
| Zone | South Orange County | 10 | Monthly System Peak Day | SCE | 1-in-2 | 2021 | 3 |  |  |  | 67.7222 | 1
| Zone | South Orange County | 10 | Monthly System Peak Day | SCE | 1-in-2 | 2021 | 4 |  |  |  | 66.7278 | 1
| Zone | South Orange County | 10 | Monthly System Peak Day | SCE | 1-in-2 | 2021 | 5 |  |  |  | 65.9078 | 1
| Zone | South Orange County | 10 | Monthly System Peak Day | SCE | 1-in-2 | 2021 | 6 |  |  |  | 65.4256 | 1
| Zone | South Orange County | 10 | Monthly System Peak Day | SCE | 1-in-2 | 2021 | 7 |  |  |  | 64.9611 | 1
| Zone | South Orange County | 10 | Monthly System Peak Day | SCE | 1-in-2 | 2021 | 8 |  |  |  | 64.9033 | 1
| Zone | South Orange County | 10 | Monthly System Peak Day | SCE | 1-in-2 | 2021 | 9 |  |  |  | 66.1911 | 1
| Zone | South Orange County | 10 | Monthly System Peak Day | SCE | 1-in-2 | 2021 | 10 |  |  |  | 70.9667 | 1
| Zone | South Orange County | 10 | Monthly System Peak Day | SCE | 1-in-2 | 2021 | 11 |  |  |  | 77.1556 | 1
| Zone | South Orange County | 10 | Monthly System Peak Day | SCE | 1-in-2 | 2021 | 12 |  |  |  | 84.0444 | 1
| Zone | South Orange County | 10 | Monthly System Peak Day | SCE | 1-in-2 | 2021 | 13 |  |  |  | 88.1333 | 1
| Zone | South Orange County | 10 | Monthly System Peak Day | SCE | 1-in-2 | 2021 | 14 |  |  |  | 91.2222 | 1
| Zone | South Orange County | 10 | Monthly System Peak Day | SCE | 1-in-2 | 2021 | 15 |  |  |  | 91.7667 | 1
| Zone | South Orange County | 10 | Monthly System Peak Day | SCE | 1-in-2 | 2021 | 16 |  |  |  | 90.8889 | 1
| Zone | South Orange County | 10 | Monthly System Peak Day | SCE | 1-in-2 | 2021 | 17 |  |  |  | 89.7778 | 1
| Zone | South Orange County | 10 | Monthly System Peak Day | SCE | 1-in-2 | 2021 | 18 |  |  |  | 89.4778 | 1
| Zone | South Orange County | 10 | Monthly System Peak Day | SCE | 1-in-2 | 2021 | 19 |  |  |  | 88.1556 | 1
| Zone | South Orange County | 10 | Monthly System Peak Day | SCE | 1-in-2 | 2021 | 20 |  |  |  | 83.8889 | 1
| Zone | South Orange County | 10 | Monthly System Peak Day | SCE | 1-in-2 | 2021 | 21 |  |  |  | 81.7667 | 1
| Zone | South Orange County | 10 | Monthly System Peak Day | SCE | 1-in-2 | 2021 | 22 |  |  |  | 79.5667 | 1
| Zone | South Orange County | 10 | Monthly System Peak Day | SCE | 1-in-2 | 2021 | 23 |  |  |  | 77.1556 | 1
| Zone | South Orange County | 10 | Monthly System Peak Day | SCE | 1-in-2 | 2021 | 24 |  |  |  | 75.1222 | 1
| Zone | South Orange County | 11 | Average Weekday | SCE | 1-in-2 | 2021 | 1 |  |  |  | 59.4519 | 1
| Zone | South Orange County | 11 | Average Weekday | SCE | 1-in-2 | 2021 | 2 |  |  |  | 58.7153 | 1
| Zone | South Orange County | 11 | Average Weekday | SCE | 1-in-2 | 2021 | 3 |  |  |  | 58.0665 | 1
| Zone | South Orange County | 11 | Average Weekday | SCE | 1-in-2 | 2021 | 4 |  |  |  | 57.4587 | 1
| Zone | South Orange County | 11 | Average Weekday | SCE | 1-in-2 | 2021 | 5 |  |  |  | 56.9065 | 1
| Zone | South Orange County | 11 | Average Weekday | SCE | 1-in-2 | 2021 | 6 |  |  |  | 56.6175 | 1
| Zone | South Orange County | 11 | Average Weekday | SCE | 1-in-2 | 2021 | 7 |  |  |  | 56.3543 | 1
| Zone | South Orange County | 11 | Average Weekday | SCE | 1-in-2 | 2021 | 8 |  |  |  | 56.5264 | 1
| Zone | South Orange County | 11 | Average Weekday | SCE | 1-in-2 | 2021 | 9 |  |  |  | 57.9307 | 1
| Zone | South Orange County | 11 | Average Weekday | SCE | 1-in-2 | 2021 | 10 |  |  |  | 61.0544 | 1
| Zone | South Orange County | 11 | Average Weekday | SCE | 1-in-2 | 2021 | 11 |  |  |  | 64.2326 | 1
| Zone | South Orange County | 11 | Average Weekday | SCE | 1-in-2 | 2021 | 12 |  |  |  | 67.0165 | 1
| Zone | South Orange County | 11 | Average Weekday | SCE | 1-in-2 | 2021 | 13 |  |  |  | 69.027 | 1
| Zone | South Orange County | 11 | Average Weekday | SCE | 1-in-2 | 2021 | 14 |  |  |  | 69.9835 | 1
| Zone | South Orange County | 11 | Average Weekday | SCE | 1-in-2 | 2021 | 15 |  |  |  | 70.1055 | 1
| Zone | South Orange County | 11 | Average Weekday | SCE | 1-in-2 | 2021 | 16 |  |  |  | 69.6706 | 1
| Zone | South Orange County | 11 | Average Weekday | SCE | 1-in-2 | 2021 | 17 |  |  |  | 68.7246 | 1
| Zone | South Orange County | 11 | Average Weekday | SCE | 1-in-2 | 2021 | 18 |  |  |  | 66.9267 | 1
| Zone | South Orange County | 11 | Average Weekday | SCE | 1-in-2 | 2021 | 19 |  |  |  | 65.1492 | 1
| Zone | South Orange County | 11 | Average Weekday | SCE | 1-in-2 | 2021 | 20 |  |  |  | 64.0634 | 1
| Zone | South Orange County | 11 | Average Weekday | SCE | 1-in-2 | 2021 | 21 |  |  |  | 63.0126 | 1
| Zone | South Orange County | 11 | Average Weekday | SCE | 1-in-2 | 2021 | 22 |  |  |  | 62.0379 | 1
| Zone | South Orange County | 11 | Average Weekday | SCE | 1-in-2 | 2021 | 23 |  |  |  | 61.0313 | 1
| Zone | South Orange County | 11 | Average Weekday | SCE | 1-in-2 | 2021 | 24 |  |  |  | 60.109 | 1
| Zone | South Orange County | 11 | Monthly System Peak Day | SCE | 1-in-2 | 2021 | 1 |  |  |  | 63.1511 | 1
| Zone | South Orange County | 11 | Monthly System Peak Day | SCE | 1-in-2 | 2021 | 2 |  |  |  | 61.7556 | 1
| Zone | South Orange County | 11 | Monthly System Peak Day | SCE | 1-in-2 | 2021 | 3 |  |  |  | 60.7956 | 1
| Zone | South Orange County | 11 | Monthly System Peak Day | SCE | 1-in-2 | 2021 | 4 |  |  |  | 59.7011 | 1
| Zone | South Orange County | 11 | Monthly System Peak Day | SCE | 1-in-2 | 2021 | 5 |  |  |  | 58.6256 | 1
| Zone | South Orange County | 11 | Monthly System Peak Day | SCE | 1-in-2 | 2021 | 6 |  |  |  | 57.4356 | 1
| Zone | South Orange County | 11 | Monthly System Peak Day | SCE | 1-in-2 | 2021 | 7 |  |  |  | 56.8811 | 1
| Zone | South Orange County | 11 | Monthly System Peak Day | SCE | 1-in-2 | 2021 | 8 |  |  |  | 57.2111 | 1
| Zone | South Orange County | 11 | Monthly System Peak Day | SCE | 1-in-2 | 2021 | 9 |  |  |  | 60.4744 | 1
| Zone | South Orange County | 11 | Monthly System Peak Day | SCE | 1-in-2 | 2021 | 10 |  |  |  | 65.9156 | 1
| Zone | South Orange County | 11 | Monthly System Peak Day | SCE | 1-in-2 | 2021 | 11 |  |  |  | 72.2267 | 1
| Zone | South Orange County | 11 | Monthly System Peak Day | SCE | 1-in-2 | 2021 | 12 |  |  |  | 78.2222 | 1
| Zone | South Orange County | 11 | Monthly System Peak Day | SCE | 1-in-2 | 2021 | 13 |  |  |  | 83.2222 | 1
| Zone | South Orange County | 11 | Monthly System Peak Day | SCE | 1-in-2 | 2021 | 14 |  |  |  | 85.8667 | 1
| Zone | South Orange County | 11 | Monthly System Peak Day | SCE | 1-in-2 | 2021 | 15 |  |  |  | 85.8444 | 1
| Zone | South Orange County | 11 | Monthly System Peak Day | SCE | 1-in-2 | 2021 | 16 |  |  |  | 84.4889 | 1
| Zone | South Orange County | 11 | Monthly System Peak Day | SCE | 1-in-2 | 2021 | 17 |  |  |  | 83.0889 | 1
| Zone | South Orange County | 11 | Monthly System Peak Day | SCE | 1-in-2 | 2021 | 18 |  |  |  | 79.4444 | 1
| Zone | South Orange County | 11 | Monthly System Peak Day | SCE | 1-in-2 | 2021 | 19 |  |  |  | 76.5 | 1
| Zone | South Orange County | 11 | Monthly System Peak Day | SCE | 1-in-2 | 2021 | 20 |  |  |  | 74.3333 | 1
| Zone | South Orange County | 11 | Monthly System Peak Day | SCE | 1-in-2 | 2021 | 21 |  |  |  | 72.5133 | 1
| Zone | South Orange County | 11 | Monthly System Peak Day | SCE | 1-in-2 | 2021 | 22 |  |  |  | 70.4044 | 1
| Zone | South Orange County | 11 | Monthly System Peak Day | SCE | 1-in-2 | 2021 | 23 |  |  |  | 68.8122 | 1
| Zone | South Orange County | 11 | Monthly System Peak Day | SCE | 1-in-2 | 2021 | 24 |  |  |  | 67.2444 | 1
| Zone | South Orange County | 12 | Average Weekday | SCE | 1-in-2 | 2021 | 1 |  |  |  | 54.0608 | 1
| Zone | South Orange County | 12 | Average Weekday | SCE | 1-in-2 | 2021 | 2 |  |  |  | 53.4401 | 1
| Zone | South Orange County | 12 | Average Weekday | SCE | 1-in-2 | 2021 | 3 |  |  |  | 52.8948 | 1
| Zone | South Orange County | 12 | Average Weekday | SCE | 1-in-2 | 2021 | 4 |  |  |  | 52.3482 | 1
| Zone | South Orange County | 12 | Average Weekday | SCE | 1-in-2 | 2021 | 5 |  |  |  | 51.8615 | 1
| Zone | South Orange County | 12 | Average Weekday | SCE | 1-in-2 | 2021 | 6 |  |  |  | 51.3658 | 1
| Zone | South Orange County | 12 | Average Weekday | SCE | 1-in-2 | 2021 | 7 |  |  |  | 51.0159 | 1
| Zone | South Orange County | 12 | Average Weekday | SCE | 1-in-2 | 2021 | 8 |  |  |  | 50.8932 | 1
| Zone | South Orange County | 12 | Average Weekday | SCE | 1-in-2 | 2021 | 9 |  |  |  | 51.5791 | 1
| Zone | South Orange County | 12 | Average Weekday | SCE | 1-in-2 | 2021 | 10 |  |  |  | 53.7416 | 1
| Zone | South Orange County | 12 | Average Weekday | SCE | 1-in-2 | 2021 | 11 |  |  |  | 56.621 | 1
| Zone | South Orange County | 12 | Average Weekday | SCE | 1-in-2 | 2021 | 12 |  |  |  | 59.2355 | 1
| Zone | South Orange County | 12 | Average Weekday | SCE | 1-in-2 | 2021 | 13 |  |  |  | 61.2844 | 1
| Zone | South Orange County | 12 | Average Weekday | SCE | 1-in-2 | 2021 | 14 |  |  |  | 62.6466 | 1
| Zone | South Orange County | 12 | Average Weekday | SCE | 1-in-2 | 2021 | 15 |  |  |  | 62.7982 | 1
| Zone | South Orange County | 12 | Average Weekday | SCE | 1-in-2 | 2021 | 16 |  |  |  | 62.6015 | 1
| Zone | South Orange County | 12 | Average Weekday | SCE | 1-in-2 | 2021 | 17 |  |  |  | 61.6713 | 1
| Zone | South Orange County | 12 | Average Weekday | SCE | 1-in-2 | 2021 | 18 |  |  |  | 60.0319 | 1
| Zone | South Orange County | 12 | Average Weekday | SCE | 1-in-2 | 2021 | 19 |  |  |  | 58.5867 | 1
| Zone | South Orange County | 12 | Average Weekday | SCE | 1-in-2 | 2021 | 20 |  |  |  | 57.6711 | 1
| Zone | South Orange County | 12 | Average Weekday | SCE | 1-in-2 | 2021 | 21 |  |  |  | 56.7956 | 1
| Zone | South Orange County | 12 | Average Weekday | SCE | 1-in-2 | 2021 | 22 |  |  |  | 55.8991 | 1
| Zone | South Orange County | 12 | Average Weekday | SCE | 1-in-2 | 2021 | 23 |  |  |  | 55.1389 | 1
| Zone | South Orange County | 12 | Average Weekday | SCE | 1-in-2 | 2021 | 24 |  |  |  | 54.3793 | 1
| Zone | South Orange County | 12 | Monthly System Peak Day | SCE | 1-in-2 | 2021 | 1 |  |  |  | 48.1411 | 1
| Zone | South Orange County | 12 | Monthly System Peak Day | SCE | 1-in-2 | 2021 | 2 |  |  |  | 47.8678 | 1
| Zone | South Orange County | 12 | Monthly System Peak Day | SCE | 1-in-2 | 2021 | 3 |  |  |  | 47.4289 | 1
| Zone | South Orange County | 12 | Monthly System Peak Day | SCE | 1-in-2 | 2021 | 4 |  |  |  | 47.7744 | 1
| Zone | South Orange County | 12 | Monthly System Peak Day | SCE | 1-in-2 | 2021 | 5 |  |  |  | 47.6456 | 1
| Zone | South Orange County | 12 | Monthly System Peak Day | SCE | 1-in-2 | 2021 | 6 |  |  |  | 47.87 | 1
| Zone | South Orange County | 12 | Monthly System Peak Day | SCE | 1-in-2 | 2021 | 7 |  |  |  | 48.2433 | 1
| Zone | South Orange County | 12 | Monthly System Peak Day | SCE | 1-in-2 | 2021 | 8 |  |  |  | 48.1489 | 1
| Zone | South Orange County | 12 | Monthly System Peak Day | SCE | 1-in-2 | 2021 | 9 |  |  |  | 48.1322 | 1
| Zone | South Orange County | 12 | Monthly System Peak Day | SCE | 1-in-2 | 2021 | 10 |  |  |  | 51.7589 | 1
| Zone | South Orange County | 12 | Monthly System Peak Day | SCE | 1-in-2 | 2021 | 11 |  |  |  | 55.8633 | 1
| Zone | South Orange County | 12 | Monthly System Peak Day | SCE | 1-in-2 | 2021 | 12 |  |  |  | 58.79 | 1
| Zone | South Orange County | 12 | Monthly System Peak Day | SCE | 1-in-2 | 2021 | 13 |  |  |  | 60.8144 | 1
| Zone | South Orange County | 12 | Monthly System Peak Day | SCE | 1-in-2 | 2021 | 14 |  |  |  | 61.6778 | 1
| Zone | South Orange County | 12 | Monthly System Peak Day | SCE | 1-in-2 | 2021 | 15 |  |  |  | 62.05 | 1
| Zone | South Orange County | 12 | Monthly System Peak Day | SCE | 1-in-2 | 2021 | 16 |  |  |  | 62.3733 | 1
| Zone | South Orange County | 12 | Monthly System Peak Day | SCE | 1-in-2 | 2021 | 17 |  |  |  | 61.9011 | 1
| Zone | South Orange County | 12 | Monthly System Peak Day | SCE | 1-in-2 | 2021 | 18 |  |  |  | 60.0033 | 1
| Zone | South Orange County | 12 | Monthly System Peak Day | SCE | 1-in-2 | 2021 | 19 |  |  |  | 58.02 | 1
| Zone | South Orange County | 12 | Monthly System Peak Day | SCE | 1-in-2 | 2021 | 20 |  |  |  | 56.7433 | 1
| Zone | South Orange County | 12 | Monthly System Peak Day | SCE | 1-in-2 | 2021 | 21 |  |  |  | 55.5411 | 1
| Zone | South Orange County | 12 | Monthly System Peak Day | SCE | 1-in-2 | 2021 | 22 |  |  |  | 54.4633 | 1
| Zone | South Orange County | 12 | Monthly System Peak Day | SCE | 1-in-2 | 2021 | 23 |  |  |  | 52.9978 | 1
| Zone | South Orange County | 12 | Monthly System Peak Day | SCE | 1-in-2 | 2021 | 24 |  |  |  | 51.0956 | 1
| Zone | South Orange County | 1 | Average Weekday | SCE | 1-in-2 | 2022 | 1 |  |  |  | 54.662 | 1
| Zone | South Orange County | 1 | Average Weekday | SCE | 1-in-2 | 2022 | 2 |  |  |  | 53.4948 | 1
| Zone | South Orange County | 1 | Average Weekday | SCE | 1-in-2 | 2022 | 3 |  |  |  | 52.5967 | 1
| Zone | South Orange County | 1 | Average Weekday | SCE | 1-in-2 | 2022 | 4 |  |  |  | 51.8098 | 1
| Zone | South Orange County | 1 | Average Weekday | SCE | 1-in-2 | 2022 | 5 |  |  |  | 50.8538 | 1
| Zone | South Orange County | 1 | Average Weekday | SCE | 1-in-2 | 2022 | 6 |  |  |  | 50.5846 | 1
| Zone | South Orange County | 1 | Average Weekday | SCE | 1-in-2 | 2022 | 7 |  |  |  | 50.309 | 1
| Zone | South Orange County | 1 | Average Weekday | SCE | 1-in-2 | 2022 | 8 |  |  |  | 50.4253 | 1
| Zone | South Orange County | 1 | Average Weekday | SCE | 1-in-2 | 2022 | 9 |  |  |  | 51.0391 | 1
| Zone | South Orange County | 1 | Average Weekday | SCE | 1-in-2 | 2022 | 10 |  |  |  | 54.4605 | 1
| Zone | South Orange County | 1 | Average Weekday | SCE | 1-in-2 | 2022 | 11 |  |  |  | 58.9545 | 1
| Zone | South Orange County | 1 | Average Weekday | SCE | 1-in-2 | 2022 | 12 |  |  |  | 62.7349 | 1
| Zone | South Orange County | 1 | Average Weekday | SCE | 1-in-2 | 2022 | 13 |  |  |  | 65.5105 | 1
| Zone | South Orange County | 1 | Average Weekday | SCE | 1-in-2 | 2022 | 14 |  |  |  | 67.4434 | 1
| Zone | South Orange County | 1 | Average Weekday | SCE | 1-in-2 | 2022 | 15 |  |  |  | 68.2248 | 1
| Zone | South Orange County | 1 | Average Weekday | SCE | 1-in-2 | 2022 | 16 |  |  |  | 68.2278 | 1
| Zone | South Orange County | 1 | Average Weekday | SCE | 1-in-2 | 2022 | 17 |  |  |  | 67.1061 | 1
| Zone | South Orange County | 1 | Average Weekday | SCE | 1-in-2 | 2022 | 18 |  |  |  | 65.1802 | 1
| Zone | South Orange County | 1 | Average Weekday | SCE | 1-in-2 | 2022 | 19 |  |  |  | 62.5922 | 1
| Zone | South Orange County | 1 | Average Weekday | SCE | 1-in-2 | 2022 | 20 |  |  |  | 60.9761 | 1
| Zone | South Orange County | 1 | Average Weekday | SCE | 1-in-2 | 2022 | 21 |  |  |  | 59.7741 | 1
| Zone | South Orange County | 1 | Average Weekday | SCE | 1-in-2 | 2022 | 22 |  |  |  | 58.5336 | 1
| Zone | South Orange County | 1 | Average Weekday | SCE | 1-in-2 | 2022 | 23 |  |  |  | 57.524 | 1
| Zone | South Orange County | 1 | Average Weekday | SCE | 1-in-2 | 2022 | 24 |  |  |  | 56.4265 | 1
| Zone | South Orange County | 1 | Monthly System Peak Day | SCE | 1-in-2 | 2022 | 1 |  |  |  | 49.35 | 1
| Zone | South Orange County | 1 | Monthly System Peak Day | SCE | 1-in-2 | 2022 | 2 |  |  |  | 48.7167 | 1
| Zone | South Orange County | 1 | Monthly System Peak Day | SCE | 1-in-2 | 2022 | 3 |  |  |  | 47.3467 | 1
| Zone | South Orange County | 1 | Monthly System Peak Day | SCE | 1-in-2 | 2022 | 4 |  |  |  | 46.4689 | 1
| Zone | South Orange County | 1 | Monthly System Peak Day | SCE | 1-in-2 | 2022 | 5 |  |  |  | 45.3333 | 1
| Zone | South Orange County | 1 | Monthly System Peak Day | SCE | 1-in-2 | 2022 | 6 |  |  |  | 44.8956 | 1
| Zone | South Orange County | 1 | Monthly System Peak Day | SCE | 1-in-2 | 2022 | 7 |  |  |  | 44.8944 | 1
| Zone | South Orange County | 1 | Monthly System Peak Day | SCE | 1-in-2 | 2022 | 8 |  |  |  | 45.2267 | 1
| Zone | South Orange County | 1 | Monthly System Peak Day | SCE | 1-in-2 | 2022 | 9 |  |  |  | 46.1144 | 1
| Zone | South Orange County | 1 | Monthly System Peak Day | SCE | 1-in-2 | 2022 | 10 |  |  |  | 48.8811 | 1
| Zone | South Orange County | 1 | Monthly System Peak Day | SCE | 1-in-2 | 2022 | 11 |  |  |  | 52.8111 | 1
| Zone | South Orange County | 1 | Monthly System Peak Day | SCE | 1-in-2 | 2022 | 12 |  |  |  | 55.2022 | 1
| Zone | South Orange County | 1 | Monthly System Peak Day | SCE | 1-in-2 | 2022 | 13 |  |  |  | 56.2878 | 1
| Zone | South Orange County | 1 | Monthly System Peak Day | SCE | 1-in-2 | 2022 | 14 |  |  |  | 55.6478 | 1
| Zone | South Orange County | 1 | Monthly System Peak Day | SCE | 1-in-2 | 2022 | 15 |  |  |  | 55.4756 | 1
| Zone | South Orange County | 1 | Monthly System Peak Day | SCE | 1-in-2 | 2022 | 16 |  |  |  | 56.2167 | 1
| Zone | South Orange County | 1 | Monthly System Peak Day | SCE | 1-in-2 | 2022 | 17 |  |  |  | 56.8744 | 1
| Zone | South Orange County | 1 | Monthly System Peak Day | SCE | 1-in-2 | 2022 | 18 |  |  |  | 56.1267 | 1
| Zone | South Orange County | 1 | Monthly System Peak Day | SCE | 1-in-2 | 2022 | 19 |  |  |  | 54.7333 | 1
| Zone | South Orange County | 1 | Monthly System Peak Day | SCE | 1-in-2 | 2022 | 20 |  |  |  | 53.8189 | 1
| Zone | South Orange County | 1 | Monthly System Peak Day | SCE | 1-in-2 | 2022 | 21 |  |  |  | 53.2444 | 1
| Zone | South Orange County | 1 | Monthly System Peak Day | SCE | 1-in-2 | 2022 | 22 |  |  |  | 52.1089 | 1
| Zone | South Orange County | 1 | Monthly System Peak Day | SCE | 1-in-2 | 2022 | 23 |  |  |  | 50.9433 | 1
| Zone | South Orange County | 1 | Monthly System Peak Day | SCE | 1-in-2 | 2022 | 24 |  |  |  | 49.9844 | 1
| Zone | South Orange County | 2 | Average Weekday | SCE | 1-in-2 | 2022 | 1 |  |  |  | 54.6901 | 1
| Zone | South Orange County | 2 | Average Weekday | SCE | 1-in-2 | 2022 | 2 |  |  |  | 53.9377 | 1
| Zone | South Orange County | 2 | Average Weekday | SCE | 1-in-2 | 2022 | 3 |  |  |  | 53.2236 | 1
| Zone | South Orange County | 2 | Average Weekday | SCE | 1-in-2 | 2022 | 4 |  |  |  | 52.4923 | 1
| Zone | South Orange County | 2 | Average Weekday | SCE | 1-in-2 | 2022 | 5 |  |  |  | 51.8844 | 1
| Zone | South Orange County | 2 | Average Weekday | SCE | 1-in-2 | 2022 | 6 |  |  |  | 51.3397 | 1
| Zone | South Orange County | 2 | Average Weekday | SCE | 1-in-2 | 2022 | 7 |  |  |  | 51.0943 | 1
| Zone | South Orange County | 2 | Average Weekday | SCE | 1-in-2 | 2022 | 8 |  |  |  | 51.0683 | 1
| Zone | South Orange County | 2 | Average Weekday | SCE | 1-in-2 | 2022 | 9 |  |  |  | 52.4426 | 1
| Zone | South Orange County | 2 | Average Weekday | SCE | 1-in-2 | 2022 | 10 |  |  |  | 55.7153 | 1
| Zone | South Orange County | 2 | Average Weekday | SCE | 1-in-2 | 2022 | 11 |  |  |  | 58.9495 | 1
| Zone | South Orange County | 2 | Average Weekday | SCE | 1-in-2 | 2022 | 12 |  |  |  | 61.8131 | 1
| Zone | South Orange County | 2 | Average Weekday | SCE | 1-in-2 | 2022 | 13 |  |  |  | 63.9924 | 1
| Zone | South Orange County | 2 | Average Weekday | SCE | 1-in-2 | 2022 | 14 |  |  |  | 65.2151 | 1
| Zone | South Orange County | 2 | Average Weekday | SCE | 1-in-2 | 2022 | 15 |  |  |  | 65.3369 | 1
| Zone | South Orange County | 2 | Average Weekday | SCE | 1-in-2 | 2022 | 16 |  |  |  | 64.8269 | 1
| Zone | South Orange County | 2 | Average Weekday | SCE | 1-in-2 | 2022 | 17 |  |  |  | 64.2344 | 1
| Zone | South Orange County | 2 | Average Weekday | SCE | 1-in-2 | 2022 | 18 |  |  |  | 62.9428 | 1
| Zone | South Orange County | 2 | Average Weekday | SCE | 1-in-2 | 2022 | 19 |  |  |  | 60.8499 | 1
| Zone | South Orange County | 2 | Average Weekday | SCE | 1-in-2 | 2022 | 20 |  |  |  | 59.3436 | 1
| Zone | South Orange County | 2 | Average Weekday | SCE | 1-in-2 | 2022 | 21 |  |  |  | 58.3393 | 1
| Zone | South Orange County | 2 | Average Weekday | SCE | 1-in-2 | 2022 | 22 |  |  |  | 57.5002 | 1
| Zone | South Orange County | 2 | Average Weekday | SCE | 1-in-2 | 2022 | 23 |  |  |  | 56.5876 | 1
| Zone | South Orange County | 2 | Average Weekday | SCE | 1-in-2 | 2022 | 24 |  |  |  | 55.7785 | 1
| Zone | South Orange County | 2 | Monthly System Peak Day | SCE | 1-in-2 | 2022 | 1 |  |  |  | 47.2478 | 1
| Zone | South Orange County | 2 | Monthly System Peak Day | SCE | 1-in-2 | 2022 | 2 |  |  |  | 46.9311 | 1
| Zone | South Orange County | 2 | Monthly System Peak Day | SCE | 1-in-2 | 2022 | 3 |  |  |  | 46.3533 | 1
| Zone | South Orange County | 2 | Monthly System Peak Day | SCE | 1-in-2 | 2022 | 4 |  |  |  | 45.6078 | 1
| Zone | South Orange County | 2 | Monthly System Peak Day | SCE | 1-in-2 | 2022 | 5 |  |  |  | 44.6556 | 1
| Zone | South Orange County | 2 | Monthly System Peak Day | SCE | 1-in-2 | 2022 | 6 |  |  |  | 43.6544 | 1
| Zone | South Orange County | 2 | Monthly System Peak Day | SCE | 1-in-2 | 2022 | 7 |  |  |  | 42.9833 | 1
| Zone | South Orange County | 2 | Monthly System Peak Day | SCE | 1-in-2 | 2022 | 8 |  |  |  | 43.0622 | 1
| Zone | South Orange County | 2 | Monthly System Peak Day | SCE | 1-in-2 | 2022 | 9 |  |  |  | 44.6044 | 1
| Zone | South Orange County | 2 | Monthly System Peak Day | SCE | 1-in-2 | 2022 | 10 |  |  |  | 47.8667 | 1
| Zone | South Orange County | 2 | Monthly System Peak Day | SCE | 1-in-2 | 2022 | 11 |  |  |  | 50.9233 | 1
| Zone | South Orange County | 2 | Monthly System Peak Day | SCE | 1-in-2 | 2022 | 12 |  |  |  | 53.2144 | 1
| Zone | South Orange County | 2 | Monthly System Peak Day | SCE | 1-in-2 | 2022 | 13 |  |  |  | 54.67 | 1
| Zone | South Orange County | 2 | Monthly System Peak Day | SCE | 1-in-2 | 2022 | 14 |  |  |  | 55.9689 | 1
| Zone | South Orange County | 2 | Monthly System Peak Day | SCE | 1-in-2 | 2022 | 15 |  |  |  | 56.9189 | 1
| Zone | South Orange County | 2 | Monthly System Peak Day | SCE | 1-in-2 | 2022 | 16 |  |  |  | 57.4333 | 1
| Zone | South Orange County | 2 | Monthly System Peak Day | SCE | 1-in-2 | 2022 | 17 |  |  |  | 56.9844 | 1
| Zone | South Orange County | 2 | Monthly System Peak Day | SCE | 1-in-2 | 2022 | 18 |  |  |  | 56.46 | 1
| Zone | South Orange County | 2 | Monthly System Peak Day | SCE | 1-in-2 | 2022 | 19 |  |  |  | 54.6711 | 1
| Zone | South Orange County | 2 | Monthly System Peak Day | SCE | 1-in-2 | 2022 | 20 |  |  |  | 53.4833 | 1
| Zone | South Orange County | 2 | Monthly System Peak Day | SCE | 1-in-2 | 2022 | 21 |  |  |  | 52.6922 | 1
| Zone | South Orange County | 2 | Monthly System Peak Day | SCE | 1-in-2 | 2022 | 22 |  |  |  | 51.7511 | 1
| Zone | South Orange County | 2 | Monthly System Peak Day | SCE | 1-in-2 | 2022 | 23 |  |  |  | 50.6333 | 1
| Zone | South Orange County | 2 | Monthly System Peak Day | SCE | 1-in-2 | 2022 | 24 |  |  |  | 49.3278 | 1
| Zone | South Orange County | 3 | Average Weekday | SCE | 1-in-2 | 2022 | 1 |  |  |  | 56.6172 | 1
| Zone | South Orange County | 3 | Average Weekday | SCE | 1-in-2 | 2022 | 2 |  |  |  | 55.8013 | 1
| Zone | South Orange County | 3 | Average Weekday | SCE | 1-in-2 | 2022 | 3 |  |  |  | 55.1097 | 1
| Zone | South Orange County | 3 | Average Weekday | SCE | 1-in-2 | 2022 | 4 |  |  |  | 54.5835 | 1
| Zone | South Orange County | 3 | Average Weekday | SCE | 1-in-2 | 2022 | 5 |  |  |  | 54.1136 | 1
| Zone | South Orange County | 3 | Average Weekday | SCE | 1-in-2 | 2022 | 6 |  |  |  | 53.7129 | 1
| Zone | South Orange County | 3 | Average Weekday | SCE | 1-in-2 | 2022 | 7 |  |  |  | 53.4053 | 1
| Zone | South Orange County | 3 | Average Weekday | SCE | 1-in-2 | 2022 | 8 |  |  |  | 53.3662 | 1
| Zone | South Orange County | 3 | Average Weekday | SCE | 1-in-2 | 2022 | 9 |  |  |  | 54.3881 | 1
| Zone | South Orange County | 3 | Average Weekday | SCE | 1-in-2 | 2022 | 10 |  |  |  | 56.8323 | 1
| Zone | South Orange County | 3 | Average Weekday | SCE | 1-in-2 | 2022 | 11 |  |  |  | 59.6678 | 1
| Zone | South Orange County | 3 | Average Weekday | SCE | 1-in-2 | 2022 | 12 |  |  |  | 62.3309 | 1
| Zone | South Orange County | 3 | Average Weekday | SCE | 1-in-2 | 2022 | 13 |  |  |  | 63.8855 | 1
| Zone | South Orange County | 3 | Average Weekday | SCE | 1-in-2 | 2022 | 14 |  |  |  | 64.6413 | 1
| Zone | South Orange County | 3 | Average Weekday | SCE | 1-in-2 | 2022 | 15 |  |  |  | 65.1252 | 1
| Zone | South Orange County | 3 | Average Weekday | SCE | 1-in-2 | 2022 | 16 |  |  |  | 65.3877 | 1
| Zone | South Orange County | 3 | Average Weekday | SCE | 1-in-2 | 2022 | 17 |  |  |  | 65.2091 | 1
| Zone | South Orange County | 3 | Average Weekday | SCE | 1-in-2 | 2022 | 18 |  |  |  | 64.3728 | 1
| Zone | South Orange County | 3 | Average Weekday | SCE | 1-in-2 | 2022 | 19 |  |  |  | 63.1342 | 1
| Zone | South Orange County | 3 | Average Weekday | SCE | 1-in-2 | 2022 | 20 |  |  |  | 61.3696 | 1
| Zone | South Orange County | 3 | Average Weekday | SCE | 1-in-2 | 2022 | 21 |  |  |  | 59.8507 | 1
| Zone | South Orange County | 3 | Average Weekday | SCE | 1-in-2 | 2022 | 22 |  |  |  | 59.0283 | 1
| Zone | South Orange County | 3 | Average Weekday | SCE | 1-in-2 | 2022 | 23 |  |  |  | 58.364 | 1
| Zone | South Orange County | 3 | Average Weekday | SCE | 1-in-2 | 2022 | 24 |  |  |  | 57.6474 | 1
| Zone | South Orange County | 3 | Monthly System Peak Day | SCE | 1-in-2 | 2022 | 1 |  |  |  | 59.8322 | 1
| Zone | South Orange County | 3 | Monthly System Peak Day | SCE | 1-in-2 | 2022 | 2 |  |  |  | 58.1289 | 1
| Zone | South Orange County | 3 | Monthly System Peak Day | SCE | 1-in-2 | 2022 | 3 |  |  |  | 56.7222 | 1
| Zone | South Orange County | 3 | Monthly System Peak Day | SCE | 1-in-2 | 2022 | 4 |  |  |  | 55.9189 | 1
| Zone | South Orange County | 3 | Monthly System Peak Day | SCE | 1-in-2 | 2022 | 5 |  |  |  | 55.86 | 1
| Zone | South Orange County | 3 | Monthly System Peak Day | SCE | 1-in-2 | 2022 | 6 |  |  |  | 55.9678 | 1
| Zone | South Orange County | 3 | Monthly System Peak Day | SCE | 1-in-2 | 2022 | 7 |  |  |  | 54.5467 | 1
| Zone | South Orange County | 3 | Monthly System Peak Day | SCE | 1-in-2 | 2022 | 8 |  |  |  | 54.1511 | 1
| Zone | South Orange County | 3 | Monthly System Peak Day | SCE | 1-in-2 | 2022 | 9 |  |  |  | 55.0822 | 1
| Zone | South Orange County | 3 | Monthly System Peak Day | SCE | 1-in-2 | 2022 | 10 |  |  |  | 58.7367 | 1
| Zone | South Orange County | 3 | Monthly System Peak Day | SCE | 1-in-2 | 2022 | 11 |  |  |  | 63.2567 | 1
| Zone | South Orange County | 3 | Monthly System Peak Day | SCE | 1-in-2 | 2022 | 12 |  |  |  | 67.3078 | 1
| Zone | South Orange County | 3 | Monthly System Peak Day | SCE | 1-in-2 | 2022 | 13 |  |  |  | 69.1044 | 1
| Zone | South Orange County | 3 | Monthly System Peak Day | SCE | 1-in-2 | 2022 | 14 |  |  |  | 69.4867 | 1
| Zone | South Orange County | 3 | Monthly System Peak Day | SCE | 1-in-2 | 2022 | 15 |  |  |  | 70.4467 | 1
| Zone | South Orange County | 3 | Monthly System Peak Day | SCE | 1-in-2 | 2022 | 16 |  |  |  | 70.4978 | 1
| Zone | South Orange County | 3 | Monthly System Peak Day | SCE | 1-in-2 | 2022 | 17 |  |  |  | 69.3444 | 1
| Zone | South Orange County | 3 | Monthly System Peak Day | SCE | 1-in-2 | 2022 | 18 |  |  |  | 68.2589 | 1
| Zone | South Orange County | 3 | Monthly System Peak Day | SCE | 1-in-2 | 2022 | 19 |  |  |  | 66.64 | 1
| Zone | South Orange County | 3 | Monthly System Peak Day | SCE | 1-in-2 | 2022 | 20 |  |  |  | 64.3044 | 1
| Zone | South Orange County | 3 | Monthly System Peak Day | SCE | 1-in-2 | 2022 | 21 |  |  |  | 62.69 | 1
| Zone | South Orange County | 3 | Monthly System Peak Day | SCE | 1-in-2 | 2022 | 22 |  |  |  | 61.9778 | 1
| Zone | South Orange County | 3 | Monthly System Peak Day | SCE | 1-in-2 | 2022 | 23 |  |  |  | 60.8089 | 1
| Zone | South Orange County | 3 | Monthly System Peak Day | SCE | 1-in-2 | 2022 | 24 |  |  |  | 59.7333 | 1
| Zone | South Orange County | 4 | Average Weekday | SCE | 1-in-2 | 2022 | 1 |  |  |  | 58.073 | 1
| Zone | South Orange County | 4 | Average Weekday | SCE | 1-in-2 | 2022 | 2 |  |  |  | 57.561 | 1
| Zone | South Orange County | 4 | Average Weekday | SCE | 1-in-2 | 2022 | 3 |  |  |  | 56.9132 | 1
| Zone | South Orange County | 4 | Average Weekday | SCE | 1-in-2 | 2022 | 4 |  |  |  | 56.3681 | 1
| Zone | South Orange County | 4 | Average Weekday | SCE | 1-in-2 | 2022 | 5 |  |  |  | 55.9471 | 1
| Zone | South Orange County | 4 | Average Weekday | SCE | 1-in-2 | 2022 | 6 |  |  |  | 55.5731 | 1
| Zone | South Orange County | 4 | Average Weekday | SCE | 1-in-2 | 2022 | 7 |  |  |  | 55.3919 | 1
| Zone | South Orange County | 4 | Average Weekday | SCE | 1-in-2 | 2022 | 8 |  |  |  | 55.4289 | 1
| Zone | South Orange County | 4 | Average Weekday | SCE | 1-in-2 | 2022 | 9 |  |  |  | 56.7051 | 1
| Zone | South Orange County | 4 | Average Weekday | SCE | 1-in-2 | 2022 | 10 |  |  |  | 58.9486 | 1
| Zone | South Orange County | 4 | Average Weekday | SCE | 1-in-2 | 2022 | 11 |  |  |  | 61.3682 | 1
| Zone | South Orange County | 4 | Average Weekday | SCE | 1-in-2 | 2022 | 12 |  |  |  | 63.6571 | 1
| Zone | South Orange County | 4 | Average Weekday | SCE | 1-in-2 | 2022 | 13 |  |  |  | 64.9915 | 1
| Zone | South Orange County | 4 | Average Weekday | SCE | 1-in-2 | 2022 | 14 |  |  |  | 65.909 | 1
| Zone | South Orange County | 4 | Average Weekday | SCE | 1-in-2 | 2022 | 15 |  |  |  | 66.7237 | 1
| Zone | South Orange County | 4 | Average Weekday | SCE | 1-in-2 | 2022 | 16 |  |  |  | 66.9521 | 1
| Zone | South Orange County | 4 | Average Weekday | SCE | 1-in-2 | 2022 | 17 |  |  |  | 66.763 | 1
| Zone | South Orange County | 4 | Average Weekday | SCE | 1-in-2 | 2022 | 18 |  |  |  | 66.251 | 1
| Zone | South Orange County | 4 | Average Weekday | SCE | 1-in-2 | 2022 | 19 |  |  |  | 65.3409 | 1
| Zone | South Orange County | 4 | Average Weekday | SCE | 1-in-2 | 2022 | 20 |  |  |  | 63.5632 | 1
| Zone | South Orange County | 4 | Average Weekday | SCE | 1-in-2 | 2022 | 21 |  |  |  | 61.2356 | 1
| Zone | South Orange County | 4 | Average Weekday | SCE | 1-in-2 | 2022 | 22 |  |  |  | 59.7451 | 1
| Zone | South Orange County | 4 | Average Weekday | SCE | 1-in-2 | 2022 | 23 |  |  |  | 59.0311 | 1
| Zone | South Orange County | 4 | Average Weekday | SCE | 1-in-2 | 2022 | 24 |  |  |  | 58.3683 | 1
| Zone | South Orange County | 4 | Monthly System Peak Day | SCE | 1-in-2 | 2022 | 1 |  |  |  | 63.08 | 1
| Zone | South Orange County | 4 | Monthly System Peak Day | SCE | 1-in-2 | 2022 | 2 |  |  |  | 62.4322 | 1
| Zone | South Orange County | 4 | Monthly System Peak Day | SCE | 1-in-2 | 2022 | 3 |  |  |  | 61.7433 | 1
| Zone | South Orange County | 4 | Monthly System Peak Day | SCE | 1-in-2 | 2022 | 4 |  |  |  | 61.3144 | 1
| Zone | South Orange County | 4 | Monthly System Peak Day | SCE | 1-in-2 | 2022 | 5 |  |  |  | 60.4389 | 1
| Zone | South Orange County | 4 | Monthly System Peak Day | SCE | 1-in-2 | 2022 | 6 |  |  |  | 59.6778 | 1
| Zone | South Orange County | 4 | Monthly System Peak Day | SCE | 1-in-2 | 2022 | 7 |  |  |  | 59.5567 | 1
| Zone | South Orange County | 4 | Monthly System Peak Day | SCE | 1-in-2 | 2022 | 8 |  |  |  | 59.51 | 1
| Zone | South Orange County | 4 | Monthly System Peak Day | SCE | 1-in-2 | 2022 | 9 |  |  |  | 61.0967 | 1
| Zone | South Orange County | 4 | Monthly System Peak Day | SCE | 1-in-2 | 2022 | 10 |  |  |  | 65.5467 | 1
| Zone | South Orange County | 4 | Monthly System Peak Day | SCE | 1-in-2 | 2022 | 11 |  |  |  | 70.4511 | 1
| Zone | South Orange County | 4 | Monthly System Peak Day | SCE | 1-in-2 | 2022 | 12 |  |  |  | 74.9333 | 1
| Zone | South Orange County | 4 | Monthly System Peak Day | SCE | 1-in-2 | 2022 | 13 |  |  |  | 77.8 | 1
| Zone | South Orange County | 4 | Monthly System Peak Day | SCE | 1-in-2 | 2022 | 14 |  |  |  | 79.0667 | 1
| Zone | South Orange County | 4 | Monthly System Peak Day | SCE | 1-in-2 | 2022 | 15 |  |  |  | 79.9222 | 1
| Zone | South Orange County | 4 | Monthly System Peak Day | SCE | 1-in-2 | 2022 | 16 |  |  |  | 78.4111 | 1
| Zone | South Orange County | 4 | Monthly System Peak Day | SCE | 1-in-2 | 2022 | 17 |  |  |  | 76.7889 | 1
| Zone | South Orange County | 4 | Monthly System Peak Day | SCE | 1-in-2 | 2022 | 18 |  |  |  | 77.5889 | 1
| Zone | South Orange County | 4 | Monthly System Peak Day | SCE | 1-in-2 | 2022 | 19 |  |  |  | 77.6 | 1
| Zone | South Orange County | 4 | Monthly System Peak Day | SCE | 1-in-2 | 2022 | 20 |  |  |  | 75.2289 | 1
| Zone | South Orange County | 4 | Monthly System Peak Day | SCE | 1-in-2 | 2022 | 21 |  |  |  | 71.5378 | 1
| Zone | South Orange County | 4 | Monthly System Peak Day | SCE | 1-in-2 | 2022 | 22 |  |  |  | 68.83 | 1
| Zone | South Orange County | 4 | Monthly System Peak Day | SCE | 1-in-2 | 2022 | 23 |  |  |  | 67.2 | 1
| Zone | South Orange County | 4 | Monthly System Peak Day | SCE | 1-in-2 | 2022 | 24 |  |  |  | 64.42 | 1
| Zone | South Orange County | 5 | Average Weekday | SCE | 1-in-2 | 2022 | 1 |  |  |  | 60.4714 | 1
| Zone | South Orange County | 5 | Average Weekday | SCE | 1-in-2 | 2022 | 2 |  |  |  | 60.1578 | 1
| Zone | South Orange County | 5 | Average Weekday | SCE | 1-in-2 | 2022 | 3 |  |  |  | 59.9098 | 1
| Zone | South Orange County | 5 | Average Weekday | SCE | 1-in-2 | 2022 | 4 |  |  |  | 59.6602 | 1
| Zone | South Orange County | 5 | Average Weekday | SCE | 1-in-2 | 2022 | 5 |  |  |  | 59.4343 | 1
| Zone | South Orange County | 5 | Average Weekday | SCE | 1-in-2 | 2022 | 6 |  |  |  | 59.2257 | 1
| Zone | South Orange County | 5 | Average Weekday | SCE | 1-in-2 | 2022 | 7 |  |  |  | 59.0737 | 1
| Zone | South Orange County | 5 | Average Weekday | SCE | 1-in-2 | 2022 | 8 |  |  |  | 59.2193 | 1
| Zone | South Orange County | 5 | Average Weekday | SCE | 1-in-2 | 2022 | 9 |  |  |  | 60.1784 | 1
| Zone | South Orange County | 5 | Average Weekday | SCE | 1-in-2 | 2022 | 10 |  |  |  | 61.5476 | 1
| Zone | South Orange County | 5 | Average Weekday | SCE | 1-in-2 | 2022 | 11 |  |  |  | 63.2339 | 1
| Zone | South Orange County | 5 | Average Weekday | SCE | 1-in-2 | 2022 | 12 |  |  |  | 64.809 | 1
| Zone | South Orange County | 5 | Average Weekday | SCE | 1-in-2 | 2022 | 13 |  |  |  | 65.8807 | 1
| Zone | South Orange County | 5 | Average Weekday | SCE | 1-in-2 | 2022 | 14 |  |  |  | 66.6581 | 1
| Zone | South Orange County | 5 | Average Weekday | SCE | 1-in-2 | 2022 | 15 |  |  |  | 67.4139 | 1
| Zone | South Orange County | 5 | Average Weekday | SCE | 1-in-2 | 2022 | 16 |  |  |  | 67.7208 | 1
| Zone | South Orange County | 5 | Average Weekday | SCE | 1-in-2 | 2022 | 17 |  |  |  | 67.6767 | 1
| Zone | South Orange County | 5 | Average Weekday | SCE | 1-in-2 | 2022 | 18 |  |  |  | 67.1896 | 1
| Zone | South Orange County | 5 | Average Weekday | SCE | 1-in-2 | 2022 | 19 |  |  |  | 66.193 | 1
| Zone | South Orange County | 5 | Average Weekday | SCE | 1-in-2 | 2022 | 20 |  |  |  | 64.6476 | 1
| Zone | South Orange County | 5 | Average Weekday | SCE | 1-in-2 | 2022 | 21 |  |  |  | 62.7824 | 1
| Zone | South Orange County | 5 | Average Weekday | SCE | 1-in-2 | 2022 | 22 |  |  |  | 61.6101 | 1
| Zone | South Orange County | 5 | Average Weekday | SCE | 1-in-2 | 2022 | 23 |  |  |  | 61.087 | 1
| Zone | South Orange County | 5 | Average Weekday | SCE | 1-in-2 | 2022 | 24 |  |  |  | 60.8122 | 1
| Zone | South Orange County | 5 | Monthly System Peak Day | SCE | 1-in-2 | 2022 | 1 |  |  |  | 63.7922 | 1
| Zone | South Orange County | 5 | Monthly System Peak Day | SCE | 1-in-2 | 2022 | 2 |  |  |  | 62.7844 | 1
| Zone | South Orange County | 5 | Monthly System Peak Day | SCE | 1-in-2 | 2022 | 3 |  |  |  | 61.8978 | 1
| Zone | South Orange County | 5 | Monthly System Peak Day | SCE | 1-in-2 | 2022 | 4 |  |  |  | 61.2678 | 1
| Zone | South Orange County | 5 | Monthly System Peak Day | SCE | 1-in-2 | 2022 | 5 |  |  |  | 60.9811 | 1
| Zone | South Orange County | 5 | Monthly System Peak Day | SCE | 1-in-2 | 2022 | 6 |  |  |  | 60.2222 | 1
| Zone | South Orange County | 5 | Monthly System Peak Day | SCE | 1-in-2 | 2022 | 7 |  |  |  | 59.9489 | 1
| Zone | South Orange County | 5 | Monthly System Peak Day | SCE | 1-in-2 | 2022 | 8 |  |  |  | 60.4044 | 1
| Zone | South Orange County | 5 | Monthly System Peak Day | SCE | 1-in-2 | 2022 | 9 |  |  |  | 63.1456 | 1
| Zone | South Orange County | 5 | Monthly System Peak Day | SCE | 1-in-2 | 2022 | 10 |  |  |  | 67.3444 | 1
| Zone | South Orange County | 5 | Monthly System Peak Day | SCE | 1-in-2 | 2022 | 11 |  |  |  | 72.2256 | 1
| Zone | South Orange County | 5 | Monthly System Peak Day | SCE | 1-in-2 | 2022 | 12 |  |  |  | 75.9911 | 1
| Zone | South Orange County | 5 | Monthly System Peak Day | SCE | 1-in-2 | 2022 | 13 |  |  |  | 77.6889 | 1
| Zone | South Orange County | 5 | Monthly System Peak Day | SCE | 1-in-2 | 2022 | 14 |  |  |  | 78.3444 | 1
| Zone | South Orange County | 5 | Monthly System Peak Day | SCE | 1-in-2 | 2022 | 15 |  |  |  | 77.7489 | 1
| Zone | South Orange County | 5 | Monthly System Peak Day | SCE | 1-in-2 | 2022 | 16 |  |  |  | 78.6467 | 1
| Zone | South Orange County | 5 | Monthly System Peak Day | SCE | 1-in-2 | 2022 | 17 |  |  |  | 78.7111 | 1
| Zone | South Orange County | 5 | Monthly System Peak Day | SCE | 1-in-2 | 2022 | 18 |  |  |  | 77.9222 | 1
| Zone | South Orange County | 5 | Monthly System Peak Day | SCE | 1-in-2 | 2022 | 19 |  |  |  | 76.0111 | 1
| Zone | South Orange County | 5 | Monthly System Peak Day | SCE | 1-in-2 | 2022 | 20 |  |  |  | 73.9678 | 1
| Zone | South Orange County | 5 | Monthly System Peak Day | SCE | 1-in-2 | 2022 | 21 |  |  |  | 70.8633 | 1
| Zone | South Orange County | 5 | Monthly System Peak Day | SCE | 1-in-2 | 2022 | 22 |  |  |  | 67.1622 | 1
| Zone | South Orange County | 5 | Monthly System Peak Day | SCE | 1-in-2 | 2022 | 23 |  |  |  | 65.5611 | 1
| Zone | South Orange County | 5 | Monthly System Peak Day | SCE | 1-in-2 | 2022 | 24 |  |  |  | 64.4989 | 1
| Zone | South Orange County | 6 | Average Weekday | SCE | 1-in-2 | 2022 | 1 |  |  |  | 63.2201 | 1
| Zone | South Orange County | 6 | Average Weekday | SCE | 1-in-2 | 2022 | 2 |  |  |  | 62.9028 | 1
| Zone | South Orange County | 6 | Average Weekday | SCE | 1-in-2 | 2022 | 3 |  |  |  | 62.638 | 1
| Zone | South Orange County | 6 | Average Weekday | SCE | 1-in-2 | 2022 | 4 |  |  |  | 62.3707 | 1
| Zone | South Orange County | 6 | Average Weekday | SCE | 1-in-2 | 2022 | 5 |  |  |  | 62.2104 | 1
| Zone | South Orange County | 6 | Average Weekday | SCE | 1-in-2 | 2022 | 6 |  |  |  | 62.0573 | 1
| Zone | South Orange County | 6 | Average Weekday | SCE | 1-in-2 | 2022 | 7 |  |  |  | 61.9467 | 1
| Zone | South Orange County | 6 | Average Weekday | SCE | 1-in-2 | 2022 | 8 |  |  |  | 62.2274 | 1
| Zone | South Orange County | 6 | Average Weekday | SCE | 1-in-2 | 2022 | 9 |  |  |  | 63.2907 | 1
| Zone | South Orange County | 6 | Average Weekday | SCE | 1-in-2 | 2022 | 10 |  |  |  | 64.8738 | 1
| Zone | South Orange County | 6 | Average Weekday | SCE | 1-in-2 | 2022 | 11 |  |  |  | 66.8967 | 1
| Zone | South Orange County | 6 | Average Weekday | SCE | 1-in-2 | 2022 | 12 |  |  |  | 68.6847 | 1
| Zone | South Orange County | 6 | Average Weekday | SCE | 1-in-2 | 2022 | 13 |  |  |  | 69.7499 | 1
| Zone | South Orange County | 6 | Average Weekday | SCE | 1-in-2 | 2022 | 14 |  |  |  | 70.2175 | 1
| Zone | South Orange County | 6 | Average Weekday | SCE | 1-in-2 | 2022 | 15 |  |  |  | 70.7634 | 1
| Zone | South Orange County | 6 | Average Weekday | SCE | 1-in-2 | 2022 | 16 |  |  |  | 71.3779 | 1
| Zone | South Orange County | 6 | Average Weekday | SCE | 1-in-2 | 2022 | 17 |  |  |  | 71.6339 | 1
| Zone | South Orange County | 6 | Average Weekday | SCE | 1-in-2 | 2022 | 18 |  |  |  | 71.201 | 1
| Zone | South Orange County | 6 | Average Weekday | SCE | 1-in-2 | 2022 | 19 |  |  |  | 70.3962 | 1
| Zone | South Orange County | 6 | Average Weekday | SCE | 1-in-2 | 2022 | 20 |  |  |  | 68.8645 | 1
| Zone | South Orange County | 6 | Average Weekday | SCE | 1-in-2 | 2022 | 21 |  |  |  | 66.8008 | 1
| Zone | South Orange County | 6 | Average Weekday | SCE | 1-in-2 | 2022 | 22 |  |  |  | 64.8621 | 1
| Zone | South Orange County | 6 | Average Weekday | SCE | 1-in-2 | 2022 | 23 |  |  |  | 64.1087 | 1
| Zone | South Orange County | 6 | Average Weekday | SCE | 1-in-2 | 2022 | 24 |  |  |  | 63.6586 | 1
| Zone | South Orange County | 6 | Monthly System Peak Day | SCE | 1-in-2 | 2022 | 1 |  |  |  | 63.0833 | 1
| Zone | South Orange County | 6 | Monthly System Peak Day | SCE | 1-in-2 | 2022 | 2 |  |  |  | 62.8911 | 1
| Zone | South Orange County | 6 | Monthly System Peak Day | SCE | 1-in-2 | 2022 | 3 |  |  |  | 62.3167 | 1
| Zone | South Orange County | 6 | Monthly System Peak Day | SCE | 1-in-2 | 2022 | 4 |  |  |  | 61.93 | 1
| Zone | South Orange County | 6 | Monthly System Peak Day | SCE | 1-in-2 | 2022 | 5 |  |  |  | 61.6378 | 1
| Zone | South Orange County | 6 | Monthly System Peak Day | SCE | 1-in-2 | 2022 | 6 |  |  |  | 61.1333 | 1
| Zone | South Orange County | 6 | Monthly System Peak Day | SCE | 1-in-2 | 2022 | 7 |  |  |  | 60.9756 | 1
| Zone | South Orange County | 6 | Monthly System Peak Day | SCE | 1-in-2 | 2022 | 8 |  |  |  | 61.5322 | 1
| Zone | South Orange County | 6 | Monthly System Peak Day | SCE | 1-in-2 | 2022 | 9 |  |  |  | 63.2822 | 1
| Zone | South Orange County | 6 | Monthly System Peak Day | SCE | 1-in-2 | 2022 | 10 |  |  |  | 66.1411 | 1
| Zone | South Orange County | 6 | Monthly System Peak Day | SCE | 1-in-2 | 2022 | 11 |  |  |  | 68.5956 | 1
| Zone | South Orange County | 6 | Monthly System Peak Day | SCE | 1-in-2 | 2022 | 12 |  |  |  | 70.4067 | 1
| Zone | South Orange County | 6 | Monthly System Peak Day | SCE | 1-in-2 | 2022 | 13 |  |  |  | 70.6011 | 1
| Zone | South Orange County | 6 | Monthly System Peak Day | SCE | 1-in-2 | 2022 | 14 |  |  |  | 71.5422 | 1
| Zone | South Orange County | 6 | Monthly System Peak Day | SCE | 1-in-2 | 2022 | 15 |  |  |  | 73.7222 | 1
| Zone | South Orange County | 6 | Monthly System Peak Day | SCE | 1-in-2 | 2022 | 16 |  |  |  | 75.8533 | 1
| Zone | South Orange County | 6 | Monthly System Peak Day | SCE | 1-in-2 | 2022 | 17 |  |  |  | 76.4556 | 1
| Zone | South Orange County | 6 | Monthly System Peak Day | SCE | 1-in-2 | 2022 | 18 |  |  |  | 75.6667 | 1
| Zone | South Orange County | 6 | Monthly System Peak Day | SCE | 1-in-2 | 2022 | 19 |  |  |  | 72.9222 | 1
| Zone | South Orange County | 6 | Monthly System Peak Day | SCE | 1-in-2 | 2022 | 20 |  |  |  | 71.1267 | 1
| Zone | South Orange County | 6 | Monthly System Peak Day | SCE | 1-in-2 | 2022 | 21 |  |  |  | 69.3 | 1
| Zone | South Orange County | 6 | Monthly System Peak Day | SCE | 1-in-2 | 2022 | 22 |  |  |  | 67.5322 | 1
| Zone | South Orange County | 6 | Monthly System Peak Day | SCE | 1-in-2 | 2022 | 23 |  |  |  | 66.7211 | 1
| Zone | South Orange County | 6 | Monthly System Peak Day | SCE | 1-in-2 | 2022 | 24 |  |  |  | 65.1489 | 1
| Zone | South Orange County | 7 | Average Weekday | SCE | 1-in-2 | 2022 | 1 |  |  |  | 66.4002 | 1
| Zone | South Orange County | 7 | Average Weekday | SCE | 1-in-2 | 2022 | 2 |  |  |  | 66.1068 | 1
| Zone | South Orange County | 7 | Average Weekday | SCE | 1-in-2 | 2022 | 3 |  |  |  | 65.8268 | 1
| Zone | South Orange County | 7 | Average Weekday | SCE | 1-in-2 | 2022 | 4 |  |  |  | 65.5226 | 1
| Zone | South Orange County | 7 | Average Weekday | SCE | 1-in-2 | 2022 | 5 |  |  |  | 65.3042 | 1
| Zone | South Orange County | 7 | Average Weekday | SCE | 1-in-2 | 2022 | 6 |  |  |  | 65.0663 | 1
| Zone | South Orange County | 7 | Average Weekday | SCE | 1-in-2 | 2022 | 7 |  |  |  | 64.9529 | 1
| Zone | South Orange County | 7 | Average Weekday | SCE | 1-in-2 | 2022 | 8 |  |  |  | 65.3477 | 1
| Zone | South Orange County | 7 | Average Weekday | SCE | 1-in-2 | 2022 | 9 |  |  |  | 66.7598 | 1
| Zone | South Orange County | 7 | Average Weekday | SCE | 1-in-2 | 2022 | 10 |  |  |  | 68.6621 | 1
| Zone | South Orange County | 7 | Average Weekday | SCE | 1-in-2 | 2022 | 11 |  |  |  | 70.82 | 1
| Zone | South Orange County | 7 | Average Weekday | SCE | 1-in-2 | 2022 | 12 |  |  |  | 72.7892 | 1
| Zone | South Orange County | 7 | Average Weekday | SCE | 1-in-2 | 2022 | 13 |  |  |  | 73.936 | 1
| Zone | South Orange County | 7 | Average Weekday | SCE | 1-in-2 | 2022 | 14 |  |  |  | 74.2985 | 1
| Zone | South Orange County | 7 | Average Weekday | SCE | 1-in-2 | 2022 | 15 |  |  |  | 75.1656 | 1
| Zone | South Orange County | 7 | Average Weekday | SCE | 1-in-2 | 2022 | 16 |  |  |  | 75.3757 | 1
| Zone | South Orange County | 7 | Average Weekday | SCE | 1-in-2 | 2022 | 17 |  |  |  | 75.5332 | 1
| Zone | South Orange County | 7 | Average Weekday | SCE | 1-in-2 | 2022 | 18 |  |  |  | 75.0031 | 1
| Zone | South Orange County | 7 | Average Weekday | SCE | 1-in-2 | 2022 | 19 |  |  |  | 73.9945 | 1
| Zone | South Orange County | 7 | Average Weekday | SCE | 1-in-2 | 2022 | 20 |  |  |  | 72.6964 | 1
| Zone | South Orange County | 7 | Average Weekday | SCE | 1-in-2 | 2022 | 21 |  |  |  | 70.461 | 1
| Zone | South Orange County | 7 | Average Weekday | SCE | 1-in-2 | 2022 | 22 |  |  |  | 68.3221 | 1
| Zone | South Orange County | 7 | Average Weekday | SCE | 1-in-2 | 2022 | 23 |  |  |  | 67.3934 | 1
| Zone | South Orange County | 7 | Average Weekday | SCE | 1-in-2 | 2022 | 24 |  |  |  | 66.8977 | 1
| Zone | South Orange County | 7 | Monthly System Peak Day | SCE | 1-in-2 | 2022 | 1 |  |  |  | 67.6667 | 1
| Zone | South Orange County | 7 | Monthly System Peak Day | SCE | 1-in-2 | 2022 | 2 |  |  |  | 67.2378 | 1
| Zone | South Orange County | 7 | Monthly System Peak Day | SCE | 1-in-2 | 2022 | 3 |  |  |  | 66.6256 | 1
| Zone | South Orange County | 7 | Monthly System Peak Day | SCE | 1-in-2 | 2022 | 4 |  |  |  | 66.4067 | 1
| Zone | South Orange County | 7 | Monthly System Peak Day | SCE | 1-in-2 | 2022 | 5 |  |  |  | 66.3189 | 1
| Zone | South Orange County | 7 | Monthly System Peak Day | SCE | 1-in-2 | 2022 | 6 |  |  |  | 66.2333 | 1
| Zone | South Orange County | 7 | Monthly System Peak Day | SCE | 1-in-2 | 2022 | 7 |  |  |  | 65.8556 | 1
| Zone | South Orange County | 7 | Monthly System Peak Day | SCE | 1-in-2 | 2022 | 8 |  |  |  | 66.3544 | 1
| Zone | South Orange County | 7 | Monthly System Peak Day | SCE | 1-in-2 | 2022 | 9 |  |  |  | 68.31 | 1
| Zone | South Orange County | 7 | Monthly System Peak Day | SCE | 1-in-2 | 2022 | 10 |  |  |  | 71.2022 | 1
| Zone | South Orange County | 7 | Monthly System Peak Day | SCE | 1-in-2 | 2022 | 11 |  |  |  | 74.3444 | 1
| Zone | South Orange County | 7 | Monthly System Peak Day | SCE | 1-in-2 | 2022 | 12 |  |  |  | 77.1111 | 1
| Zone | South Orange County | 7 | Monthly System Peak Day | SCE | 1-in-2 | 2022 | 13 |  |  |  | 78.7833 | 1
| Zone | South Orange County | 7 | Monthly System Peak Day | SCE | 1-in-2 | 2022 | 14 |  |  |  | 79.2778 | 1
| Zone | South Orange County | 7 | Monthly System Peak Day | SCE | 1-in-2 | 2022 | 15 |  |  |  | 80.7444 | 1
| Zone | South Orange County | 7 | Monthly System Peak Day | SCE | 1-in-2 | 2022 | 16 |  |  |  | 80.7556 | 1
| Zone | South Orange County | 7 | Monthly System Peak Day | SCE | 1-in-2 | 2022 | 17 |  |  |  | 82.2667 | 1
| Zone | South Orange County | 7 | Monthly System Peak Day | SCE | 1-in-2 | 2022 | 18 |  |  |  | 81.2889 | 1
| Zone | South Orange County | 7 | Monthly System Peak Day | SCE | 1-in-2 | 2022 | 19 |  |  |  | 78.7444 | 1
| Zone | South Orange County | 7 | Monthly System Peak Day | SCE | 1-in-2 | 2022 | 20 |  |  |  | 76.9889 | 1
| Zone | South Orange County | 7 | Monthly System Peak Day | SCE | 1-in-2 | 2022 | 21 |  |  |  | 75.0667 | 1
| Zone | South Orange County | 7 | Monthly System Peak Day | SCE | 1-in-2 | 2022 | 22 |  |  |  | 72.0311 | 1
| Zone | South Orange County | 7 | Monthly System Peak Day | SCE | 1-in-2 | 2022 | 23 |  |  |  | 70.24 | 1
| Zone | South Orange County | 7 | Monthly System Peak Day | SCE | 1-in-2 | 2022 | 24 |  |  |  | 69.3089 | 1
| Zone | South Orange County | 8 | Average Weekday | SCE | 1-in-2 | 2022 | 1 |  |  |  | 67.8148 | 1
| Zone | South Orange County | 8 | Average Weekday | SCE | 1-in-2 | 2022 | 2 |  |  |  | 67.3859 | 1
| Zone | South Orange County | 8 | Average Weekday | SCE | 1-in-2 | 2022 | 3 |  |  |  | 67.0598 | 1
| Zone | South Orange County | 8 | Average Weekday | SCE | 1-in-2 | 2022 | 4 |  |  |  | 66.7292 | 1
| Zone | South Orange County | 8 | Average Weekday | SCE | 1-in-2 | 2022 | 5 |  |  |  | 66.3823 | 1
| Zone | South Orange County | 8 | Average Weekday | SCE | 1-in-2 | 2022 | 6 |  |  |  | 66.1019 | 1
| Zone | South Orange County | 8 | Average Weekday | SCE | 1-in-2 | 2022 | 7 |  |  |  | 65.9604 | 1
| Zone | South Orange County | 8 | Average Weekday | SCE | 1-in-2 | 2022 | 8 |  |  |  | 66.1177 | 1
| Zone | South Orange County | 8 | Average Weekday | SCE | 1-in-2 | 2022 | 9 |  |  |  | 67.3343 | 1
| Zone | South Orange County | 8 | Average Weekday | SCE | 1-in-2 | 2022 | 10 |  |  |  | 69.3146 | 1
| Zone | South Orange County | 8 | Average Weekday | SCE | 1-in-2 | 2022 | 11 |  |  |  | 72.0113 | 1
| Zone | South Orange County | 8 | Average Weekday | SCE | 1-in-2 | 2022 | 12 |  |  |  | 74.6335 | 1
| Zone | South Orange County | 8 | Average Weekday | SCE | 1-in-2 | 2022 | 13 |  |  |  | 75.7629 | 1
| Zone | South Orange County | 8 | Average Weekday | SCE | 1-in-2 | 2022 | 14 |  |  |  | 76.6644 | 1
| Zone | South Orange County | 8 | Average Weekday | SCE | 1-in-2 | 2022 | 15 |  |  |  | 77.4824 | 1
| Zone | South Orange County | 8 | Average Weekday | SCE | 1-in-2 | 2022 | 16 |  |  |  | 77.8866 | 1
| Zone | South Orange County | 8 | Average Weekday | SCE | 1-in-2 | 2022 | 17 |  |  |  | 78.0986 | 1
| Zone | South Orange County | 8 | Average Weekday | SCE | 1-in-2 | 2022 | 18 |  |  |  | 77.5193 | 1
| Zone | South Orange County | 8 | Average Weekday | SCE | 1-in-2 | 2022 | 19 |  |  |  | 76.4611 | 1
| Zone | South Orange County | 8 | Average Weekday | SCE | 1-in-2 | 2022 | 20 |  |  |  | 74.6475 | 1
| Zone | South Orange County | 8 | Average Weekday | SCE | 1-in-2 | 2022 | 21 |  |  |  | 71.7865 | 1
| Zone | South Orange County | 8 | Average Weekday | SCE | 1-in-2 | 2022 | 22 |  |  |  | 69.784 | 1
| Zone | South Orange County | 8 | Average Weekday | SCE | 1-in-2 | 2022 | 23 |  |  |  | 68.9044 | 1
| Zone | South Orange County | 8 | Average Weekday | SCE | 1-in-2 | 2022 | 24 |  |  |  | 68.3345 | 1
| Zone | South Orange County | 8 | Monthly System Peak Day | SCE | 1-in-2 | 2022 | 1 |  |  |  | 72.3222 | 1
| Zone | South Orange County | 8 | Monthly System Peak Day | SCE | 1-in-2 | 2022 | 2 |  |  |  | 71.6711 | 1
| Zone | South Orange County | 8 | Monthly System Peak Day | SCE | 1-in-2 | 2022 | 3 |  |  |  | 71.3533 | 1
| Zone | South Orange County | 8 | Monthly System Peak Day | SCE | 1-in-2 | 2022 | 4 |  |  |  | 70.8778 | 1
| Zone | South Orange County | 8 | Monthly System Peak Day | SCE | 1-in-2 | 2022 | 5 |  |  |  | 70.9267 | 1
| Zone | South Orange County | 8 | Monthly System Peak Day | SCE | 1-in-2 | 2022 | 6 |  |  |  | 70.8844 | 1
| Zone | South Orange County | 8 | Monthly System Peak Day | SCE | 1-in-2 | 2022 | 7 |  |  |  | 70.8222 | 1
| Zone | South Orange County | 8 | Monthly System Peak Day | SCE | 1-in-2 | 2022 | 8 |  |  |  | 70.8578 | 1
| Zone | South Orange County | 8 | Monthly System Peak Day | SCE | 1-in-2 | 2022 | 9 |  |  |  | 72.3711 | 1
| Zone | South Orange County | 8 | Monthly System Peak Day | SCE | 1-in-2 | 2022 | 10 |  |  |  | 75.7 | 1
| Zone | South Orange County | 8 | Monthly System Peak Day | SCE | 1-in-2 | 2022 | 11 |  |  |  | 79.5889 | 1
| Zone | South Orange County | 8 | Monthly System Peak Day | SCE | 1-in-2 | 2022 | 12 |  |  |  | 82.6222 | 1
| Zone | South Orange County | 8 | Monthly System Peak Day | SCE | 1-in-2 | 2022 | 13 |  |  |  | 83.5 | 1
| Zone | South Orange County | 8 | Monthly System Peak Day | SCE | 1-in-2 | 2022 | 14 |  |  |  | 84.7556 | 1
| Zone | South Orange County | 8 | Monthly System Peak Day | SCE | 1-in-2 | 2022 | 15 |  |  |  | 85.5889 | 1
| Zone | South Orange County | 8 | Monthly System Peak Day | SCE | 1-in-2 | 2022 | 16 |  |  |  | 85.0667 | 1
| Zone | South Orange County | 8 | Monthly System Peak Day | SCE | 1-in-2 | 2022 | 17 |  |  |  | 85.0889 | 1
| Zone | South Orange County | 8 | Monthly System Peak Day | SCE | 1-in-2 | 2022 | 18 |  |  |  | 84.5667 | 1
| Zone | South Orange County | 8 | Monthly System Peak Day | SCE | 1-in-2 | 2022 | 19 |  |  |  | 84.4667 | 1
| Zone | South Orange County | 8 | Monthly System Peak Day | SCE | 1-in-2 | 2022 | 20 |  |  |  | 82.4111 | 1
| Zone | South Orange County | 8 | Monthly System Peak Day | SCE | 1-in-2 | 2022 | 21 |  |  |  | 78.1778 | 1
| Zone | South Orange County | 8 | Monthly System Peak Day | SCE | 1-in-2 | 2022 | 22 |  |  |  | 75.1222 | 1
| Zone | South Orange County | 8 | Monthly System Peak Day | SCE | 1-in-2 | 2022 | 23 |  |  |  | 74.0444 | 1
| Zone | South Orange County | 8 | Monthly System Peak Day | SCE | 1-in-2 | 2022 | 24 |  |  |  | 73.2733 | 1
| Zone | South Orange County | 8 | Typical Event Day | SCE | 1-in-2 | 2022 | 1 |  |  |  | 68.5747 | 1
| Zone | South Orange County | 8 | Typical Event Day | SCE | 1-in-2 | 2022 | 2 |  |  |  | 68.0547 | 1
| Zone | South Orange County | 8 | Typical Event Day | SCE | 1-in-2 | 2022 | 3 |  |  |  | 67.6256 | 1
| Zone | South Orange County | 8 | Typical Event Day | SCE | 1-in-2 | 2022 | 4 |  |  |  | 67.2572 | 1
| Zone | South Orange County | 8 | Typical Event Day | SCE | 1-in-2 | 2022 | 5 |  |  |  | 67.0617 | 1
| Zone | South Orange County | 8 | Typical Event Day | SCE | 1-in-2 | 2022 | 6 |  |  |  | 66.8347 | 1
| Zone | South Orange County | 8 | Typical Event Day | SCE | 1-in-2 | 2022 | 7 |  |  |  | 66.6636 | 1
| Zone | South Orange County | 8 | Typical Event Day | SCE | 1-in-2 | 2022 | 8 |  |  |  | 66.8472 | 1
| Zone | South Orange County | 8 | Typical Event Day | SCE | 1-in-2 | 2022 | 9 |  |  |  | 68.6117 | 1
| Zone | South Orange County | 8 | Typical Event Day | SCE | 1-in-2 | 2022 | 10 |  |  |  | 71.9747 | 1
| Zone | South Orange County | 8 | Typical Event Day | SCE | 1-in-2 | 2022 | 11 |  |  |  | 75.5239 | 1
| Zone | South Orange County | 8 | Typical Event Day | SCE | 1-in-2 | 2022 | 12 |  |  |  | 78.5044 | 1
| Zone | South Orange County | 8 | Typical Event Day | SCE | 1-in-2 | 2022 | 13 |  |  |  | 79.8989 | 1
| Zone | South Orange County | 8 | Typical Event Day | SCE | 1-in-2 | 2022 | 14 |  |  |  | 80.9911 | 1
| Zone | South Orange County | 8 | Typical Event Day | SCE | 1-in-2 | 2022 | 15 |  |  |  | 82.4944 | 1
| Zone | South Orange County | 8 | Typical Event Day | SCE | 1-in-2 | 2022 | 16 |  |  |  | 82.8494 | 1
| Zone | South Orange County | 8 | Typical Event Day | SCE | 1-in-2 | 2022 | 17 |  |  |  | 83.5472 | 1
| Zone | South Orange County | 8 | Typical Event Day | SCE | 1-in-2 | 2022 | 18 |  |  |  | 82.95 | 1
| Zone | South Orange County | 8 | Typical Event Day | SCE | 1-in-2 | 2022 | 19 |  |  |  | 81.3389 | 1
| Zone | South Orange County | 8 | Typical Event Day | SCE | 1-in-2 | 2022 | 20 |  |  |  | 79.6344 | 1
| Zone | South Orange County | 8 | Typical Event Day | SCE | 1-in-2 | 2022 | 21 |  |  |  | 76.9333 | 1
| Zone | South Orange County | 8 | Typical Event Day | SCE | 1-in-2 | 2022 | 22 |  |  |  | 74.3158 | 1
| Zone | South Orange County | 8 | Typical Event Day | SCE | 1-in-2 | 2022 | 23 |  |  |  | 72.8681 | 1
| Zone | South Orange County | 8 | Typical Event Day | SCE | 1-in-2 | 2022 | 24 |  |  |  | 71.255 | 1
| Zone | South Orange County | 9 | Average Weekday | SCE | 1-in-2 | 2022 | 1 |  |  |  | 67.9294 | 1
| Zone | South Orange County | 9 | Average Weekday | SCE | 1-in-2 | 2022 | 2 |  |  |  | 67.3565 | 1
| Zone | South Orange County | 9 | Average Weekday | SCE | 1-in-2 | 2022 | 3 |  |  |  | 66.8845 | 1
| Zone | South Orange County | 9 | Average Weekday | SCE | 1-in-2 | 2022 | 4 |  |  |  | 66.4876 | 1
| Zone | South Orange County | 9 | Average Weekday | SCE | 1-in-2 | 2022 | 5 |  |  |  | 66.134 | 1
| Zone | South Orange County | 9 | Average Weekday | SCE | 1-in-2 | 2022 | 6 |  |  |  | 65.817 | 1
| Zone | South Orange County | 9 | Average Weekday | SCE | 1-in-2 | 2022 | 7 |  |  |  | 65.6568 | 1
| Zone | South Orange County | 9 | Average Weekday | SCE | 1-in-2 | 2022 | 8 |  |  |  | 65.6593 | 1
| Zone | South Orange County | 9 | Average Weekday | SCE | 1-in-2 | 2022 | 9 |  |  |  | 66.389 | 1
| Zone | South Orange County | 9 | Average Weekday | SCE | 1-in-2 | 2022 | 10 |  |  |  | 68.449 | 1
| Zone | South Orange County | 9 | Average Weekday | SCE | 1-in-2 | 2022 | 11 |  |  |  | 71.1643 | 1
| Zone | South Orange County | 9 | Average Weekday | SCE | 1-in-2 | 2022 | 12 |  |  |  | 73.7869 | 1
| Zone | South Orange County | 9 | Average Weekday | SCE | 1-in-2 | 2022 | 13 |  |  |  | 75.2473 | 1
| Zone | South Orange County | 9 | Average Weekday | SCE | 1-in-2 | 2022 | 14 |  |  |  | 76.2986 | 1
| Zone | South Orange County | 9 | Average Weekday | SCE | 1-in-2 | 2022 | 15 |  |  |  | 76.8973 | 1
| Zone | South Orange County | 9 | Average Weekday | SCE | 1-in-2 | 2022 | 16 |  |  |  | 76.9567 | 1
| Zone | South Orange County | 9 | Average Weekday | SCE | 1-in-2 | 2022 | 17 |  |  |  | 76.742 | 1
| Zone | South Orange County | 9 | Average Weekday | SCE | 1-in-2 | 2022 | 18 |  |  |  | 76.0147 | 1
| Zone | South Orange County | 9 | Average Weekday | SCE | 1-in-2 | 2022 | 19 |  |  |  | 74.7419 | 1
| Zone | South Orange County | 9 | Average Weekday | SCE | 1-in-2 | 2022 | 20 |  |  |  | 72.6114 | 1
| Zone | South Orange County | 9 | Average Weekday | SCE | 1-in-2 | 2022 | 21 |  |  |  | 70.6106 | 1
| Zone | South Orange County | 9 | Average Weekday | SCE | 1-in-2 | 2022 | 22 |  |  |  | 69.76 | 1
| Zone | South Orange County | 9 | Average Weekday | SCE | 1-in-2 | 2022 | 23 |  |  |  | 69.1248 | 1
| Zone | South Orange County | 9 | Average Weekday | SCE | 1-in-2 | 2022 | 24 |  |  |  | 68.4062 | 1
| Zone | South Orange County | 9 | Monthly System Peak Day | SCE | 1-in-2 | 2022 | 1 |  |  |  | 71.2267 | 1
| Zone | South Orange County | 9 | Monthly System Peak Day | SCE | 1-in-2 | 2022 | 2 |  |  |  | 70.4189 | 1
| Zone | South Orange County | 9 | Monthly System Peak Day | SCE | 1-in-2 | 2022 | 3 |  |  |  | 70.2067 | 1
| Zone | South Orange County | 9 | Monthly System Peak Day | SCE | 1-in-2 | 2022 | 4 |  |  |  | 69.8144 | 1
| Zone | South Orange County | 9 | Monthly System Peak Day | SCE | 1-in-2 | 2022 | 5 |  |  |  | 69.3633 | 1
| Zone | South Orange County | 9 | Monthly System Peak Day | SCE | 1-in-2 | 2022 | 6 |  |  |  | 69.0878 | 1
| Zone | South Orange County | 9 | Monthly System Peak Day | SCE | 1-in-2 | 2022 | 7 |  |  |  | 69.0011 | 1
| Zone | South Orange County | 9 | Monthly System Peak Day | SCE | 1-in-2 | 2022 | 8 |  |  |  | 68.6444 | 1
| Zone | South Orange County | 9 | Monthly System Peak Day | SCE | 1-in-2 | 2022 | 9 |  |  |  | 70.4833 | 1
| Zone | South Orange County | 9 | Monthly System Peak Day | SCE | 1-in-2 | 2022 | 10 |  |  |  | 74.8556 | 1
| Zone | South Orange County | 9 | Monthly System Peak Day | SCE | 1-in-2 | 2022 | 11 |  |  |  | 79.5667 | 1
| Zone | South Orange County | 9 | Monthly System Peak Day | SCE | 1-in-2 | 2022 | 12 |  |  |  | 83.8778 | 1
| Zone | South Orange County | 9 | Monthly System Peak Day | SCE | 1-in-2 | 2022 | 13 |  |  |  | 86.7111 | 1
| Zone | South Orange County | 9 | Monthly System Peak Day | SCE | 1-in-2 | 2022 | 14 |  |  |  | 88.3889 | 1
| Zone | South Orange County | 9 | Monthly System Peak Day | SCE | 1-in-2 | 2022 | 15 |  |  |  | 89.9222 | 1
| Zone | South Orange County | 9 | Monthly System Peak Day | SCE | 1-in-2 | 2022 | 16 |  |  |  | 89.7222 | 1
| Zone | South Orange County | 9 | Monthly System Peak Day | SCE | 1-in-2 | 2022 | 17 |  |  |  | 90.3778 | 1
| Zone | South Orange County | 9 | Monthly System Peak Day | SCE | 1-in-2 | 2022 | 18 |  |  |  | 90.2778 | 1
| Zone | South Orange County | 9 | Monthly System Peak Day | SCE | 1-in-2 | 2022 | 19 |  |  |  | 89.2222 | 1
| Zone | South Orange County | 9 | Monthly System Peak Day | SCE | 1-in-2 | 2022 | 20 |  |  |  | 88.0111 | 1
| Zone | South Orange County | 9 | Monthly System Peak Day | SCE | 1-in-2 | 2022 | 21 |  |  |  | 85.1889 | 1
| Zone | South Orange County | 9 | Monthly System Peak Day | SCE | 1-in-2 | 2022 | 22 |  |  |  | 82.5778 | 1
| Zone | South Orange County | 9 | Monthly System Peak Day | SCE | 1-in-2 | 2022 | 23 |  |  |  | 80.4667 | 1
| Zone | South Orange County | 9 | Monthly System Peak Day | SCE | 1-in-2 | 2022 | 24 |  |  |  | 77.2889 | 1
| Zone | South Orange County | 10 | Average Weekday | SCE | 1-in-2 | 2022 | 1 |  |  |  | 63.9844 | 1
| Zone | South Orange County | 10 | Average Weekday | SCE | 1-in-2 | 2022 | 2 |  |  |  | 63.2554 | 1
| Zone | South Orange County | 10 | Average Weekday | SCE | 1-in-2 | 2022 | 3 |  |  |  | 62.5135 | 1
| Zone | South Orange County | 10 | Average Weekday | SCE | 1-in-2 | 2022 | 4 |  |  |  | 61.9402 | 1
| Zone | South Orange County | 10 | Average Weekday | SCE | 1-in-2 | 2022 | 5 |  |  |  | 61.352 | 1
| Zone | South Orange County | 10 | Average Weekday | SCE | 1-in-2 | 2022 | 6 |  |  |  | 61.0596 | 1
| Zone | South Orange County | 10 | Average Weekday | SCE | 1-in-2 | 2022 | 7 |  |  |  | 60.878 | 1
| Zone | South Orange County | 10 | Average Weekday | SCE | 1-in-2 | 2022 | 8 |  |  |  | 60.7845 | 1
| Zone | South Orange County | 10 | Average Weekday | SCE | 1-in-2 | 2022 | 9 |  |  |  | 61.1327 | 1
| Zone | South Orange County | 10 | Average Weekday | SCE | 1-in-2 | 2022 | 10 |  |  |  | 63.2855 | 1
| Zone | South Orange County | 10 | Average Weekday | SCE | 1-in-2 | 2022 | 11 |  |  |  | 66.1247 | 1
| Zone | South Orange County | 10 | Average Weekday | SCE | 1-in-2 | 2022 | 12 |  |  |  | 68.6962 | 1
| Zone | South Orange County | 10 | Average Weekday | SCE | 1-in-2 | 2022 | 13 |  |  |  | 71.0626 | 1
| Zone | South Orange County | 10 | Average Weekday | SCE | 1-in-2 | 2022 | 14 |  |  |  | 72.4527 | 1
| Zone | South Orange County | 10 | Average Weekday | SCE | 1-in-2 | 2022 | 15 |  |  |  | 73.3673 | 1
| Zone | South Orange County | 10 | Average Weekday | SCE | 1-in-2 | 2022 | 16 |  |  |  | 73.5557 | 1
| Zone | South Orange County | 10 | Average Weekday | SCE | 1-in-2 | 2022 | 17 |  |  |  | 72.9948 | 1
| Zone | South Orange County | 10 | Average Weekday | SCE | 1-in-2 | 2022 | 18 |  |  |  | 72.2091 | 1
| Zone | South Orange County | 10 | Average Weekday | SCE | 1-in-2 | 2022 | 19 |  |  |  | 70.827 | 1
| Zone | South Orange County | 10 | Average Weekday | SCE | 1-in-2 | 2022 | 20 |  |  |  | 68.6842 | 1
| Zone | South Orange County | 10 | Average Weekday | SCE | 1-in-2 | 2022 | 21 |  |  |  | 67.4867 | 1
| Zone | South Orange County | 10 | Average Weekday | SCE | 1-in-2 | 2022 | 22 |  |  |  | 66.5315 | 1
| Zone | South Orange County | 10 | Average Weekday | SCE | 1-in-2 | 2022 | 23 |  |  |  | 65.6579 | 1
| Zone | South Orange County | 10 | Average Weekday | SCE | 1-in-2 | 2022 | 24 |  |  |  | 64.716 | 1
| Zone | South Orange County | 10 | Monthly System Peak Day | SCE | 1-in-2 | 2022 | 1 |  |  |  | 72.5944 | 1
| Zone | South Orange County | 10 | Monthly System Peak Day | SCE | 1-in-2 | 2022 | 2 |  |  |  | 70.3256 | 1
| Zone | South Orange County | 10 | Monthly System Peak Day | SCE | 1-in-2 | 2022 | 3 |  |  |  | 67.7222 | 1
| Zone | South Orange County | 10 | Monthly System Peak Day | SCE | 1-in-2 | 2022 | 4 |  |  |  | 66.7278 | 1
| Zone | South Orange County | 10 | Monthly System Peak Day | SCE | 1-in-2 | 2022 | 5 |  |  |  | 65.9078 | 1
| Zone | South Orange County | 10 | Monthly System Peak Day | SCE | 1-in-2 | 2022 | 6 |  |  |  | 65.4256 | 1
| Zone | South Orange County | 10 | Monthly System Peak Day | SCE | 1-in-2 | 2022 | 7 |  |  |  | 64.9611 | 1
| Zone | South Orange County | 10 | Monthly System Peak Day | SCE | 1-in-2 | 2022 | 8 |  |  |  | 64.9033 | 1
| Zone | South Orange County | 10 | Monthly System Peak Day | SCE | 1-in-2 | 2022 | 9 |  |  |  | 66.1911 | 1
| Zone | South Orange County | 10 | Monthly System Peak Day | SCE | 1-in-2 | 2022 | 10 |  |  |  | 70.9667 | 1
| Zone | South Orange County | 10 | Monthly System Peak Day | SCE | 1-in-2 | 2022 | 11 |  |  |  | 77.1556 | 1
| Zone | South Orange County | 10 | Monthly System Peak Day | SCE | 1-in-2 | 2022 | 12 |  |  |  | 84.0444 | 1
| Zone | South Orange County | 10 | Monthly System Peak Day | SCE | 1-in-2 | 2022 | 13 |  |  |  | 88.1333 | 1
| Zone | South Orange County | 10 | Monthly System Peak Day | SCE | 1-in-2 | 2022 | 14 |  |  |  | 91.2222 | 1
| Zone | South Orange County | 10 | Monthly System Peak Day | SCE | 1-in-2 | 2022 | 15 |  |  |  | 91.7667 | 1
| Zone | South Orange County | 10 | Monthly System Peak Day | SCE | 1-in-2 | 2022 | 16 |  |  |  | 90.8889 | 1
| Zone | South Orange County | 10 | Monthly System Peak Day | SCE | 1-in-2 | 2022 | 17 |  |  |  | 89.7778 | 1
| Zone | South Orange County | 10 | Monthly System Peak Day | SCE | 1-in-2 | 2022 | 18 |  |  |  | 89.4778 | 1
| Zone | South Orange County | 10 | Monthly System Peak Day | SCE | 1-in-2 | 2022 | 19 |  |  |  | 88.1556 | 1
| Zone | South Orange County | 10 | Monthly System Peak Day | SCE | 1-in-2 | 2022 | 20 |  |  |  | 83.8889 | 1
| Zone | South Orange County | 10 | Monthly System Peak Day | SCE | 1-in-2 | 2022 | 21 |  |  |  | 81.7667 | 1
| Zone | South Orange County | 10 | Monthly System Peak Day | SCE | 1-in-2 | 2022 | 22 |  |  |  | 79.5667 | 1
| Zone | South Orange County | 10 | Monthly System Peak Day | SCE | 1-in-2 | 2022 | 23 |  |  |  | 77.1556 | 1
| Zone | South Orange County | 10 | Monthly System Peak Day | SCE | 1-in-2 | 2022 | 24 |  |  |  | 75.1222 | 1
| Zone | South Orange County | 11 | Average Weekday | SCE | 1-in-2 | 2022 | 1 |  |  |  | 59.4519 | 1
| Zone | South Orange County | 11 | Average Weekday | SCE | 1-in-2 | 2022 | 2 |  |  |  | 58.7153 | 1
| Zone | South Orange County | 11 | Average Weekday | SCE | 1-in-2 | 2022 | 3 |  |  |  | 58.0665 | 1
| Zone | South Orange County | 11 | Average Weekday | SCE | 1-in-2 | 2022 | 4 |  |  |  | 57.4587 | 1
| Zone | South Orange County | 11 | Average Weekday | SCE | 1-in-2 | 2022 | 5 |  |  |  | 56.9065 | 1
| Zone | South Orange County | 11 | Average Weekday | SCE | 1-in-2 | 2022 | 6 |  |  |  | 56.6175 | 1
| Zone | South Orange County | 11 | Average Weekday | SCE | 1-in-2 | 2022 | 7 |  |  |  | 56.3543 | 1
| Zone | South Orange County | 11 | Average Weekday | SCE | 1-in-2 | 2022 | 8 |  |  |  | 56.5264 | 1
| Zone | South Orange County | 11 | Average Weekday | SCE | 1-in-2 | 2022 | 9 |  |  |  | 57.9307 | 1
| Zone | South Orange County | 11 | Average Weekday | SCE | 1-in-2 | 2022 | 10 |  |  |  | 61.0544 | 1
| Zone | South Orange County | 11 | Average Weekday | SCE | 1-in-2 | 2022 | 11 |  |  |  | 64.2326 | 1
| Zone | South Orange County | 11 | Average Weekday | SCE | 1-in-2 | 2022 | 12 |  |  |  | 67.0165 | 1
| Zone | South Orange County | 11 | Average Weekday | SCE | 1-in-2 | 2022 | 13 |  |  |  | 69.027 | 1
| Zone | South Orange County | 11 | Average Weekday | SCE | 1-in-2 | 2022 | 14 |  |  |  | 69.9835 | 1
| Zone | South Orange County | 11 | Average Weekday | SCE | 1-in-2 | 2022 | 15 |  |  |  | 70.1055 | 1
| Zone | South Orange County | 11 | Average Weekday | SCE | 1-in-2 | 2022 | 16 |  |  |  | 69.6706 | 1
| Zone | South Orange County | 11 | Average Weekday | SCE | 1-in-2 | 2022 | 17 |  |  |  | 68.7246 | 1
| Zone | South Orange County | 11 | Average Weekday | SCE | 1-in-2 | 2022 | 18 |  |  |  | 66.9267 | 1
| Zone | South Orange County | 11 | Average Weekday | SCE | 1-in-2 | 2022 | 19 |  |  |  | 65.1492 | 1
| Zone | South Orange County | 11 | Average Weekday | SCE | 1-in-2 | 2022 | 20 |  |  |  | 64.0634 | 1
| Zone | South Orange County | 11 | Average Weekday | SCE | 1-in-2 | 2022 | 21 |  |  |  | 63.0126 | 1
| Zone | South Orange County | 11 | Average Weekday | SCE | 1-in-2 | 2022 | 22 |  |  |  | 62.0379 | 1
| Zone | South Orange County | 11 | Average Weekday | SCE | 1-in-2 | 2022 | 23 |  |  |  | 61.0313 | 1
| Zone | South Orange County | 11 | Average Weekday | SCE | 1-in-2 | 2022 | 24 |  |  |  | 60.109 | 1
| Zone | South Orange County | 11 | Monthly System Peak Day | SCE | 1-in-2 | 2022 | 1 |  |  |  | 63.1511 | 1
| Zone | South Orange County | 11 | Monthly System Peak Day | SCE | 1-in-2 | 2022 | 2 |  |  |  | 61.7556 | 1
| Zone | South Orange County | 11 | Monthly System Peak Day | SCE | 1-in-2 | 2022 | 3 |  |  |  | 60.7956 | 1
| Zone | South Orange County | 11 | Monthly System Peak Day | SCE | 1-in-2 | 2022 | 4 |  |  |  | 59.7011 | 1
| Zone | South Orange County | 11 | Monthly System Peak Day | SCE | 1-in-2 | 2022 | 5 |  |  |  | 58.6256 | 1
| Zone | South Orange County | 11 | Monthly System Peak Day | SCE | 1-in-2 | 2022 | 6 |  |  |  | 57.4356 | 1
| Zone | South Orange County | 11 | Monthly System Peak Day | SCE | 1-in-2 | 2022 | 7 |  |  |  | 56.8811 | 1
| Zone | South Orange County | 11 | Monthly System Peak Day | SCE | 1-in-2 | 2022 | 8 |  |  |  | 57.2111 | 1
| Zone | South Orange County | 11 | Monthly System Peak Day | SCE | 1-in-2 | 2022 | 9 |  |  |  | 60.4744 | 1
| Zone | South Orange County | 11 | Monthly System Peak Day | SCE | 1-in-2 | 2022 | 10 |  |  |  | 65.9156 | 1
| Zone | South Orange County | 11 | Monthly System Peak Day | SCE | 1-in-2 | 2022 | 11 |  |  |  | 72.2267 | 1
| Zone | South Orange County | 11 | Monthly System Peak Day | SCE | 1-in-2 | 2022 | 12 |  |  |  | 78.2222 | 1
| Zone | South Orange County | 11 | Monthly System Peak Day | SCE | 1-in-2 | 2022 | 13 |  |  |  | 83.2222 | 1
| Zone | South Orange County | 11 | Monthly System Peak Day | SCE | 1-in-2 | 2022 | 14 |  |  |  | 85.8667 | 1
| Zone | South Orange County | 11 | Monthly System Peak Day | SCE | 1-in-2 | 2022 | 15 |  |  |  | 85.8444 | 1
| Zone | South Orange County | 11 | Monthly System Peak Day | SCE | 1-in-2 | 2022 | 16 |  |  |  | 84.4889 | 1
| Zone | South Orange County | 11 | Monthly System Peak Day | SCE | 1-in-2 | 2022 | 17 |  |  |  | 83.0889 | 1
| Zone | South Orange County | 11 | Monthly System Peak Day | SCE | 1-in-2 | 2022 | 18 |  |  |  | 79.4444 | 1
| Zone | South Orange County | 11 | Monthly System Peak Day | SCE | 1-in-2 | 2022 | 19 |  |  |  | 76.5 | 1
| Zone | South Orange County | 11 | Monthly System Peak Day | SCE | 1-in-2 | 2022 | 20 |  |  |  | 74.3333 | 1
| Zone | South Orange County | 11 | Monthly System Peak Day | SCE | 1-in-2 | 2022 | 21 |  |  |  | 72.5133 | 1
| Zone | South Orange County | 11 | Monthly System Peak Day | SCE | 1-in-2 | 2022 | 22 |  |  |  | 70.4044 | 1
| Zone | South Orange County | 11 | Monthly System Peak Day | SCE | 1-in-2 | 2022 | 23 |  |  |  | 68.8122 | 1
| Zone | South Orange County | 11 | Monthly System Peak Day | SCE | 1-in-2 | 2022 | 24 |  |  |  | 67.2444 | 1
| Zone | South Orange County | 12 | Average Weekday | SCE | 1-in-2 | 2022 | 1 |  |  |  | 54.0608 | 1
| Zone | South Orange County | 12 | Average Weekday | SCE | 1-in-2 | 2022 | 2 |  |  |  | 53.4401 | 1
| Zone | South Orange County | 12 | Average Weekday | SCE | 1-in-2 | 2022 | 3 |  |  |  | 52.8948 | 1
| Zone | South Orange County | 12 | Average Weekday | SCE | 1-in-2 | 2022 | 4 |  |  |  | 52.3482 | 1
| Zone | South Orange County | 12 | Average Weekday | SCE | 1-in-2 | 2022 | 5 |  |  |  | 51.8615 | 1
| Zone | South Orange County | 12 | Average Weekday | SCE | 1-in-2 | 2022 | 6 |  |  |  | 51.3658 | 1
| Zone | South Orange County | 12 | Average Weekday | SCE | 1-in-2 | 2022 | 7 |  |  |  | 51.0159 | 1
| Zone | South Orange County | 12 | Average Weekday | SCE | 1-in-2 | 2022 | 8 |  |  |  | 50.8932 | 1
| Zone | South Orange County | 12 | Average Weekday | SCE | 1-in-2 | 2022 | 9 |  |  |  | 51.5791 | 1
| Zone | South Orange County | 12 | Average Weekday | SCE | 1-in-2 | 2022 | 10 |  |  |  | 53.7416 | 1
| Zone | South Orange County | 12 | Average Weekday | SCE | 1-in-2 | 2022 | 11 |  |  |  | 56.621 | 1
| Zone | South Orange County | 12 | Average Weekday | SCE | 1-in-2 | 2022 | 12 |  |  |  | 59.2355 | 1
| Zone | South Orange County | 12 | Average Weekday | SCE | 1-in-2 | 2022 | 13 |  |  |  | 61.2844 | 1
| Zone | South Orange County | 12 | Average Weekday | SCE | 1-in-2 | 2022 | 14 |  |  |  | 62.6466 | 1
| Zone | South Orange County | 12 | Average Weekday | SCE | 1-in-2 | 2022 | 15 |  |  |  | 62.7982 | 1
| Zone | South Orange County | 12 | Average Weekday | SCE | 1-in-2 | 2022 | 16 |  |  |  | 62.6015 | 1
| Zone | South Orange County | 12 | Average Weekday | SCE | 1-in-2 | 2022 | 17 |  |  |  | 61.6713 | 1
| Zone | South Orange County | 12 | Average Weekday | SCE | 1-in-2 | 2022 | 18 |  |  |  | 60.0319 | 1
| Zone | South Orange County | 12 | Average Weekday | SCE | 1-in-2 | 2022 | 19 |  |  |  | 58.5867 | 1
| Zone | South Orange County | 12 | Average Weekday | SCE | 1-in-2 | 2022 | 20 |  |  |  | 57.6711 | 1
| Zone | South Orange County | 12 | Average Weekday | SCE | 1-in-2 | 2022 | 21 |  |  |  | 56.7956 | 1
| Zone | South Orange County | 12 | Average Weekday | SCE | 1-in-2 | 2022 | 22 |  |  |  | 55.8991 | 1
| Zone | South Orange County | 12 | Average Weekday | SCE | 1-in-2 | 2022 | 23 |  |  |  | 55.1389 | 1
| Zone | South Orange County | 12 | Average Weekday | SCE | 1-in-2 | 2022 | 24 |  |  |  | 54.3793 | 1
| Zone | South Orange County | 12 | Monthly System Peak Day | SCE | 1-in-2 | 2022 | 1 |  |  |  | 48.1411 | 1
| Zone | South Orange County | 12 | Monthly System Peak Day | SCE | 1-in-2 | 2022 | 2 |  |  |  | 47.8678 | 1
| Zone | South Orange County | 12 | Monthly System Peak Day | SCE | 1-in-2 | 2022 | 3 |  |  |  | 47.4289 | 1
| Zone | South Orange County | 12 | Monthly System Peak Day | SCE | 1-in-2 | 2022 | 4 |  |  |  | 47.7744 | 1
| Zone | South Orange County | 12 | Monthly System Peak Day | SCE | 1-in-2 | 2022 | 5 |  |  |  | 47.6456 | 1
| Zone | South Orange County | 12 | Monthly System Peak Day | SCE | 1-in-2 | 2022 | 6 |  |  |  | 47.87 | 1
| Zone | South Orange County | 12 | Monthly System Peak Day | SCE | 1-in-2 | 2022 | 7 |  |  |  | 48.2433 | 1
| Zone | South Orange County | 12 | Monthly System Peak Day | SCE | 1-in-2 | 2022 | 8 |  |  |  | 48.1489 | 1
| Zone | South Orange County | 12 | Monthly System Peak Day | SCE | 1-in-2 | 2022 | 9 |  |  |  | 48.1322 | 1
| Zone | South Orange County | 12 | Monthly System Peak Day | SCE | 1-in-2 | 2022 | 10 |  |  |  | 51.7589 | 1
| Zone | South Orange County | 12 | Monthly System Peak Day | SCE | 1-in-2 | 2022 | 11 |  |  |  | 55.8633 | 1
| Zone | South Orange County | 12 | Monthly System Peak Day | SCE | 1-in-2 | 2022 | 12 |  |  |  | 58.79 | 1
| Zone | South Orange County | 12 | Monthly System Peak Day | SCE | 1-in-2 | 2022 | 13 |  |  |  | 60.8144 | 1
| Zone | South Orange County | 12 | Monthly System Peak Day | SCE | 1-in-2 | 2022 | 14 |  |  |  | 61.6778 | 1
| Zone | South Orange County | 12 | Monthly System Peak Day | SCE | 1-in-2 | 2022 | 15 |  |  |  | 62.05 | 1
| Zone | South Orange County | 12 | Monthly System Peak Day | SCE | 1-in-2 | 2022 | 16 |  |  |  | 62.3733 | 1
| Zone | South Orange County | 12 | Monthly System Peak Day | SCE | 1-in-2 | 2022 | 17 |  |  |  | 61.9011 | 1
| Zone | South Orange County | 12 | Monthly System Peak Day | SCE | 1-in-2 | 2022 | 18 |  |  |  | 60.0033 | 1
| Zone | South Orange County | 12 | Monthly System Peak Day | SCE | 1-in-2 | 2022 | 19 |  |  |  | 58.02 | 1
| Zone | South Orange County | 12 | Monthly System Peak Day | SCE | 1-in-2 | 2022 | 20 |  |  |  | 56.7433 | 1
| Zone | South Orange County | 12 | Monthly System Peak Day | SCE | 1-in-2 | 2022 | 21 |  |  |  | 55.5411 | 1
| Zone | South Orange County | 12 | Monthly System Peak Day | SCE | 1-in-2 | 2022 | 22 |  |  |  | 54.4633 | 1
| Zone | South Orange County | 12 | Monthly System Peak Day | SCE | 1-in-2 | 2022 | 23 |  |  |  | 52.9978 | 1
| Zone | South Orange County | 12 | Monthly System Peak Day | SCE | 1-in-2 | 2022 | 24 |  |  |  | 51.0956 | 1
| Zone | South Orange County | 1 | Average Weekday | SCE | 1-in-2 | 2023 | 1 |  |  |  | 54.662 | 1
| Zone | South Orange County | 1 | Average Weekday | SCE | 1-in-2 | 2023 | 2 |  |  |  | 53.4948 | 1
| Zone | South Orange County | 1 | Average Weekday | SCE | 1-in-2 | 2023 | 3 |  |  |  | 52.5967 | 1
| Zone | South Orange County | 1 | Average Weekday | SCE | 1-in-2 | 2023 | 4 |  |  |  | 51.8098 | 1
| Zone | South Orange County | 1 | Average Weekday | SCE | 1-in-2 | 2023 | 5 |  |  |  | 50.8538 | 1
| Zone | South Orange County | 1 | Average Weekday | SCE | 1-in-2 | 2023 | 6 |  |  |  | 50.5846 | 1
| Zone | South Orange County | 1 | Average Weekday | SCE | 1-in-2 | 2023 | 7 |  |  |  | 50.309 | 1
| Zone | South Orange County | 1 | Average Weekday | SCE | 1-in-2 | 2023 | 8 |  |  |  | 50.4253 | 1
| Zone | South Orange County | 1 | Average Weekday | SCE | 1-in-2 | 2023 | 9 |  |  |  | 51.0391 | 1
| Zone | South Orange County | 1 | Average Weekday | SCE | 1-in-2 | 2023 | 10 |  |  |  | 54.4605 | 1
| Zone | South Orange County | 1 | Average Weekday | SCE | 1-in-2 | 2023 | 11 |  |  |  | 58.9545 | 1
| Zone | South Orange County | 1 | Average Weekday | SCE | 1-in-2 | 2023 | 12 |  |  |  | 62.7349 | 1
| Zone | South Orange County | 1 | Average Weekday | SCE | 1-in-2 | 2023 | 13 |  |  |  | 65.5105 | 1
| Zone | South Orange County | 1 | Average Weekday | SCE | 1-in-2 | 2023 | 14 |  |  |  | 67.4434 | 1
| Zone | South Orange County | 1 | Average Weekday | SCE | 1-in-2 | 2023 | 15 |  |  |  | 68.2248 | 1
| Zone | South Orange County | 1 | Average Weekday | SCE | 1-in-2 | 2023 | 16 |  |  |  | 68.2278 | 1
| Zone | South Orange County | 1 | Average Weekday | SCE | 1-in-2 | 2023 | 17 |  |  |  | 67.1061 | 1
| Zone | South Orange County | 1 | Average Weekday | SCE | 1-in-2 | 2023 | 18 |  |  |  | 65.1802 | 1
| Zone | South Orange County | 1 | Average Weekday | SCE | 1-in-2 | 2023 | 19 |  |  |  | 62.5922 | 1
| Zone | South Orange County | 1 | Average Weekday | SCE | 1-in-2 | 2023 | 20 |  |  |  | 60.9761 | 1
| Zone | South Orange County | 1 | Average Weekday | SCE | 1-in-2 | 2023 | 21 |  |  |  | 59.7741 | 1
| Zone | South Orange County | 1 | Average Weekday | SCE | 1-in-2 | 2023 | 22 |  |  |  | 58.5336 | 1
| Zone | South Orange County | 1 | Average Weekday | SCE | 1-in-2 | 2023 | 23 |  |  |  | 57.524 | 1
| Zone | South Orange County | 1 | Average Weekday | SCE | 1-in-2 | 2023 | 24 |  |  |  | 56.4265 | 1
| Zone | South Orange County | 1 | Monthly System Peak Day | SCE | 1-in-2 | 2023 | 1 |  |  |  | 49.35 | 1
| Zone | South Orange County | 1 | Monthly System Peak Day | SCE | 1-in-2 | 2023 | 2 |  |  |  | 48.7167 | 1
| Zone | South Orange County | 1 | Monthly System Peak Day | SCE | 1-in-2 | 2023 | 3 |  |  |  | 47.3467 | 1
| Zone | South Orange County | 1 | Monthly System Peak Day | SCE | 1-in-2 | 2023 | 4 |  |  |  | 46.4689 | 1
| Zone | South Orange County | 1 | Monthly System Peak Day | SCE | 1-in-2 | 2023 | 5 |  |  |  | 45.3333 | 1
| Zone | South Orange County | 1 | Monthly System Peak Day | SCE | 1-in-2 | 2023 | 6 |  |  |  | 44.8956 | 1
| Zone | South Orange County | 1 | Monthly System Peak Day | SCE | 1-in-2 | 2023 | 7 |  |  |  | 44.8944 | 1
| Zone | South Orange County | 1 | Monthly System Peak Day | SCE | 1-in-2 | 2023 | 8 |  |  |  | 45.2267 | 1
| Zone | South Orange County | 1 | Monthly System Peak Day | SCE | 1-in-2 | 2023 | 9 |  |  |  | 46.1144 | 1
| Zone | South Orange County | 1 | Monthly System Peak Day | SCE | 1-in-2 | 2023 | 10 |  |  |  | 48.8811 | 1
| Zone | South Orange County | 1 | Monthly System Peak Day | SCE | 1-in-2 | 2023 | 11 |  |  |  | 52.8111 | 1
| Zone | South Orange County | 1 | Monthly System Peak Day | SCE | 1-in-2 | 2023 | 12 |  |  |  | 55.2022 | 1
| Zone | South Orange County | 1 | Monthly System Peak Day | SCE | 1-in-2 | 2023 | 13 |  |  |  | 56.2878 | 1
| Zone | South Orange County | 1 | Monthly System Peak Day | SCE | 1-in-2 | 2023 | 14 |  |  |  | 55.6478 | 1
| Zone | South Orange County | 1 | Monthly System Peak Day | SCE | 1-in-2 | 2023 | 15 |  |  |  | 55.4756 | 1
| Zone | South Orange County | 1 | Monthly System Peak Day | SCE | 1-in-2 | 2023 | 16 |  |  |  | 56.2167 | 1
| Zone | South Orange County | 1 | Monthly System Peak Day | SCE | 1-in-2 | 2023 | 17 |  |  |  | 56.8744 | 1
| Zone | South Orange County | 1 | Monthly System Peak Day | SCE | 1-in-2 | 2023 | 18 |  |  |  | 56.1267 | 1
| Zone | South Orange County | 1 | Monthly System Peak Day | SCE | 1-in-2 | 2023 | 19 |  |  |  | 54.7333 | 1
| Zone | South Orange County | 1 | Monthly System Peak Day | SCE | 1-in-2 | 2023 | 20 |  |  |  | 53.8189 | 1
| Zone | South Orange County | 1 | Monthly System Peak Day | SCE | 1-in-2 | 2023 | 21 |  |  |  | 53.2444 | 1
| Zone | South Orange County | 1 | Monthly System Peak Day | SCE | 1-in-2 | 2023 | 22 |  |  |  | 52.1089 | 1
| Zone | South Orange County | 1 | Monthly System Peak Day | SCE | 1-in-2 | 2023 | 23 |  |  |  | 50.9433 | 1
| Zone | South Orange County | 1 | Monthly System Peak Day | SCE | 1-in-2 | 2023 | 24 |  |  |  | 49.9844 | 1
| Zone | South Orange County | 2 | Average Weekday | SCE | 1-in-2 | 2023 | 1 |  |  |  | 54.6901 | 1
| Zone | South Orange County | 2 | Average Weekday | SCE | 1-in-2 | 2023 | 2 |  |  |  | 53.9377 | 1
| Zone | South Orange County | 2 | Average Weekday | SCE | 1-in-2 | 2023 | 3 |  |  |  | 53.2236 | 1
| Zone | South Orange County | 2 | Average Weekday | SCE | 1-in-2 | 2023 | 4 |  |  |  | 52.4923 | 1
| Zone | South Orange County | 2 | Average Weekday | SCE | 1-in-2 | 2023 | 5 |  |  |  | 51.8844 | 1
| Zone | South Orange County | 2 | Average Weekday | SCE | 1-in-2 | 2023 | 6 |  |  |  | 51.3397 | 1
| Zone | South Orange County | 2 | Average Weekday | SCE | 1-in-2 | 2023 | 7 |  |  |  | 51.0943 | 1
| Zone | South Orange County | 2 | Average Weekday | SCE | 1-in-2 | 2023 | 8 |  |  |  | 51.0683 | 1
| Zone | South Orange County | 2 | Average Weekday | SCE | 1-in-2 | 2023 | 9 |  |  |  | 52.4426 | 1
| Zone | South Orange County | 2 | Average Weekday | SCE | 1-in-2 | 2023 | 10 |  |  |  | 55.7153 | 1
| Zone | South Orange County | 2 | Average Weekday | SCE | 1-in-2 | 2023 | 11 |  |  |  | 58.9495 | 1
| Zone | South Orange County | 2 | Average Weekday | SCE | 1-in-2 | 2023 | 12 |  |  |  | 61.8131 | 1
| Zone | South Orange County | 2 | Average Weekday | SCE | 1-in-2 | 2023 | 13 |  |  |  | 63.9924 | 1
| Zone | South Orange County | 2 | Average Weekday | SCE | 1-in-2 | 2023 | 14 |  |  |  | 65.2151 | 1
| Zone | South Orange County | 2 | Average Weekday | SCE | 1-in-2 | 2023 | 15 |  |  |  | 65.3369 | 1
| Zone | South Orange County | 2 | Average Weekday | SCE | 1-in-2 | 2023 | 16 |  |  |  | 64.8269 | 1
| Zone | South Orange County | 2 | Average Weekday | SCE | 1-in-2 | 2023 | 17 |  |  |  | 64.2344 | 1
| Zone | South Orange County | 2 | Average Weekday | SCE | 1-in-2 | 2023 | 18 |  |  |  | 62.9428 | 1
| Zone | South Orange County | 2 | Average Weekday | SCE | 1-in-2 | 2023 | 19 |  |  |  | 60.8499 | 1
| Zone | South Orange County | 2 | Average Weekday | SCE | 1-in-2 | 2023 | 20 |  |  |  | 59.3436 | 1
| Zone | South Orange County | 2 | Average Weekday | SCE | 1-in-2 | 2023 | 21 |  |  |  | 58.3393 | 1
| Zone | South Orange County | 2 | Average Weekday | SCE | 1-in-2 | 2023 | 22 |  |  |  | 57.5002 | 1
| Zone | South Orange County | 2 | Average Weekday | SCE | 1-in-2 | 2023 | 23 |  |  |  | 56.5876 | 1
| Zone | South Orange County | 2 | Average Weekday | SCE | 1-in-2 | 2023 | 24 |  |  |  | 55.7785 | 1
| Zone | South Orange County | 2 | Monthly System Peak Day | SCE | 1-in-2 | 2023 | 1 |  |  |  | 47.2478 | 1
| Zone | South Orange County | 2 | Monthly System Peak Day | SCE | 1-in-2 | 2023 | 2 |  |  |  | 46.9311 | 1
| Zone | South Orange County | 2 | Monthly System Peak Day | SCE | 1-in-2 | 2023 | 3 |  |  |  | 46.3533 | 1
| Zone | South Orange County | 2 | Monthly System Peak Day | SCE | 1-in-2 | 2023 | 4 |  |  |  | 45.6078 | 1
| Zone | South Orange County | 2 | Monthly System Peak Day | SCE | 1-in-2 | 2023 | 5 |  |  |  | 44.6556 | 1
| Zone | South Orange County | 2 | Monthly System Peak Day | SCE | 1-in-2 | 2023 | 6 |  |  |  | 43.6544 | 1
| Zone | South Orange County | 2 | Monthly System Peak Day | SCE | 1-in-2 | 2023 | 7 |  |  |  | 42.9833 | 1
| Zone | South Orange County | 2 | Monthly System Peak Day | SCE | 1-in-2 | 2023 | 8 |  |  |  | 43.0622 | 1
| Zone | South Orange County | 2 | Monthly System Peak Day | SCE | 1-in-2 | 2023 | 9 |  |  |  | 44.6044 | 1
| Zone | South Orange County | 2 | Monthly System Peak Day | SCE | 1-in-2 | 2023 | 10 |  |  |  | 47.8667 | 1
| Zone | South Orange County | 2 | Monthly System Peak Day | SCE | 1-in-2 | 2023 | 11 |  |  |  | 50.9233 | 1
| Zone | South Orange County | 2 | Monthly System Peak Day | SCE | 1-in-2 | 2023 | 12 |  |  |  | 53.2144 | 1
| Zone | South Orange County | 2 | Monthly System Peak Day | SCE | 1-in-2 | 2023 | 13 |  |  |  | 54.67 | 1
| Zone | South Orange County | 2 | Monthly System Peak Day | SCE | 1-in-2 | 2023 | 14 |  |  |  | 55.9689 | 1
| Zone | South Orange County | 2 | Monthly System Peak Day | SCE | 1-in-2 | 2023 | 15 |  |  |  | 56.9189 | 1
| Zone | South Orange County | 2 | Monthly System Peak Day | SCE | 1-in-2 | 2023 | 16 |  |  |  | 57.4333 | 1
| Zone | South Orange County | 2 | Monthly System Peak Day | SCE | 1-in-2 | 2023 | 17 |  |  |  | 56.9844 | 1
| Zone | South Orange County | 2 | Monthly System Peak Day | SCE | 1-in-2 | 2023 | 18 |  |  |  | 56.46 | 1
| Zone | South Orange County | 2 | Monthly System Peak Day | SCE | 1-in-2 | 2023 | 19 |  |  |  | 54.6711 | 1
| Zone | South Orange County | 2 | Monthly System Peak Day | SCE | 1-in-2 | 2023 | 20 |  |  |  | 53.4833 | 1
| Zone | South Orange County | 2 | Monthly System Peak Day | SCE | 1-in-2 | 2023 | 21 |  |  |  | 52.6922 | 1
| Zone | South Orange County | 2 | Monthly System Peak Day | SCE | 1-in-2 | 2023 | 22 |  |  |  | 51.7511 | 1
| Zone | South Orange County | 2 | Monthly System Peak Day | SCE | 1-in-2 | 2023 | 23 |  |  |  | 50.6333 | 1
| Zone | South Orange County | 2 | Monthly System Peak Day | SCE | 1-in-2 | 2023 | 24 |  |  |  | 49.3278 | 1
| Zone | South Orange County | 3 | Average Weekday | SCE | 1-in-2 | 2023 | 1 |  |  |  | 56.6172 | 1
| Zone | South Orange County | 3 | Average Weekday | SCE | 1-in-2 | 2023 | 2 |  |  |  | 55.8013 | 1
| Zone | South Orange County | 3 | Average Weekday | SCE | 1-in-2 | 2023 | 3 |  |  |  | 55.1097 | 1
| Zone | South Orange County | 3 | Average Weekday | SCE | 1-in-2 | 2023 | 4 |  |  |  | 54.5835 | 1
| Zone | South Orange County | 3 | Average Weekday | SCE | 1-in-2 | 2023 | 5 |  |  |  | 54.1136 | 1
| Zone | South Orange County | 3 | Average Weekday | SCE | 1-in-2 | 2023 | 6 |  |  |  | 53.7129 | 1
| Zone | South Orange County | 3 | Average Weekday | SCE | 1-in-2 | 2023 | 7 |  |  |  | 53.4053 | 1
| Zone | South Orange County | 3 | Average Weekday | SCE | 1-in-2 | 2023 | 8 |  |  |  | 53.3662 | 1
| Zone | South Orange County | 3 | Average Weekday | SCE | 1-in-2 | 2023 | 9 |  |  |  | 54.3881 | 1
| Zone | South Orange County | 3 | Average Weekday | SCE | 1-in-2 | 2023 | 10 |  |  |  | 56.8323 | 1
| Zone | South Orange County | 3 | Average Weekday | SCE | 1-in-2 | 2023 | 11 |  |  |  | 59.6678 | 1
| Zone | South Orange County | 3 | Average Weekday | SCE | 1-in-2 | 2023 | 12 |  |  |  | 62.3309 | 1
| Zone | South Orange County | 3 | Average Weekday | SCE | 1-in-2 | 2023 | 13 |  |  |  | 63.8855 | 1
| Zone | South Orange County | 3 | Average Weekday | SCE | 1-in-2 | 2023 | 14 |  |  |  | 64.6413 | 1
| Zone | South Orange County | 3 | Average Weekday | SCE | 1-in-2 | 2023 | 15 |  |  |  | 65.1252 | 1
| Zone | South Orange County | 3 | Average Weekday | SCE | 1-in-2 | 2023 | 16 |  |  |  | 65.3877 | 1
| Zone | South Orange County | 3 | Average Weekday | SCE | 1-in-2 | 2023 | 17 |  |  |  | 65.2091 | 1
| Zone | South Orange County | 3 | Average Weekday | SCE | 1-in-2 | 2023 | 18 |  |  |  | 64.3728 | 1
| Zone | South Orange County | 3 | Average Weekday | SCE | 1-in-2 | 2023 | 19 |  |  |  | 63.1342 | 1
| Zone | South Orange County | 3 | Average Weekday | SCE | 1-in-2 | 2023 | 20 |  |  |  | 61.3696 | 1
| Zone | South Orange County | 3 | Average Weekday | SCE | 1-in-2 | 2023 | 21 |  |  |  | 59.8507 | 1
| Zone | South Orange County | 3 | Average Weekday | SCE | 1-in-2 | 2023 | 22 |  |  |  | 59.0283 | 1
| Zone | South Orange County | 3 | Average Weekday | SCE | 1-in-2 | 2023 | 23 |  |  |  | 58.364 | 1
| Zone | South Orange County | 3 | Average Weekday | SCE | 1-in-2 | 2023 | 24 |  |  |  | 57.6474 | 1
| Zone | South Orange County | 3 | Monthly System Peak Day | SCE | 1-in-2 | 2023 | 1 |  |  |  | 59.8322 | 1
| Zone | South Orange County | 3 | Monthly System Peak Day | SCE | 1-in-2 | 2023 | 2 |  |  |  | 58.1289 | 1
| Zone | South Orange County | 3 | Monthly System Peak Day | SCE | 1-in-2 | 2023 | 3 |  |  |  | 56.7222 | 1
| Zone | South Orange County | 3 | Monthly System Peak Day | SCE | 1-in-2 | 2023 | 4 |  |  |  | 55.9189 | 1
| Zone | South Orange County | 3 | Monthly System Peak Day | SCE | 1-in-2 | 2023 | 5 |  |  |  | 55.86 | 1
| Zone | South Orange County | 3 | Monthly System Peak Day | SCE | 1-in-2 | 2023 | 6 |  |  |  | 55.9678 | 1
| Zone | South Orange County | 3 | Monthly System Peak Day | SCE | 1-in-2 | 2023 | 7 |  |  |  | 54.5467 | 1
| Zone | South Orange County | 3 | Monthly System Peak Day | SCE | 1-in-2 | 2023 | 8 |  |  |  | 54.1511 | 1
| Zone | South Orange County | 3 | Monthly System Peak Day | SCE | 1-in-2 | 2023 | 9 |  |  |  | 55.0822 | 1
| Zone | South Orange County | 3 | Monthly System Peak Day | SCE | 1-in-2 | 2023 | 10 |  |  |  | 58.7367 | 1
| Zone | South Orange County | 3 | Monthly System Peak Day | SCE | 1-in-2 | 2023 | 11 |  |  |  | 63.2567 | 1
| Zone | South Orange County | 3 | Monthly System Peak Day | SCE | 1-in-2 | 2023 | 12 |  |  |  | 67.3078 | 1
| Zone | South Orange County | 3 | Monthly System Peak Day | SCE | 1-in-2 | 2023 | 13 |  |  |  | 69.1044 | 1
| Zone | South Orange County | 3 | Monthly System Peak Day | SCE | 1-in-2 | 2023 | 14 |  |  |  | 69.4867 | 1
| Zone | South Orange County | 3 | Monthly System Peak Day | SCE | 1-in-2 | 2023 | 15 |  |  |  | 70.4467 | 1
| Zone | South Orange County | 3 | Monthly System Peak Day | SCE | 1-in-2 | 2023 | 16 |  |  |  | 70.4978 | 1
| Zone | South Orange County | 3 | Monthly System Peak Day | SCE | 1-in-2 | 2023 | 17 |  |  |  | 69.3444 | 1
| Zone | South Orange County | 3 | Monthly System Peak Day | SCE | 1-in-2 | 2023 | 18 |  |  |  | 68.2589 | 1
| Zone | South Orange County | 3 | Monthly System Peak Day | SCE | 1-in-2 | 2023 | 19 |  |  |  | 66.64 | 1
| Zone | South Orange County | 3 | Monthly System Peak Day | SCE | 1-in-2 | 2023 | 20 |  |  |  | 64.3044 | 1
| Zone | South Orange County | 3 | Monthly System Peak Day | SCE | 1-in-2 | 2023 | 21 |  |  |  | 62.69 | 1
| Zone | South Orange County | 3 | Monthly System Peak Day | SCE | 1-in-2 | 2023 | 22 |  |  |  | 61.9778 | 1
| Zone | South Orange County | 3 | Monthly System Peak Day | SCE | 1-in-2 | 2023 | 23 |  |  |  | 60.8089 | 1
| Zone | South Orange County | 3 | Monthly System Peak Day | SCE | 1-in-2 | 2023 | 24 |  |  |  | 59.7333 | 1
| Zone | South Orange County | 4 | Average Weekday | SCE | 1-in-2 | 2023 | 1 |  |  |  | 58.073 | 1
| Zone | South Orange County | 4 | Average Weekday | SCE | 1-in-2 | 2023 | 2 |  |  |  | 57.561 | 1
| Zone | South Orange County | 4 | Average Weekday | SCE | 1-in-2 | 2023 | 3 |  |  |  | 56.9132 | 1
| Zone | South Orange County | 4 | Average Weekday | SCE | 1-in-2 | 2023 | 4 |  |  |  | 56.3681 | 1
| Zone | South Orange County | 4 | Average Weekday | SCE | 1-in-2 | 2023 | 5 |  |  |  | 55.9471 | 1
| Zone | South Orange County | 4 | Average Weekday | SCE | 1-in-2 | 2023 | 6 |  |  |  | 55.5731 | 1
| Zone | South Orange County | 4 | Average Weekday | SCE | 1-in-2 | 2023 | 7 |  |  |  | 55.3919 | 1
| Zone | South Orange County | 4 | Average Weekday | SCE | 1-in-2 | 2023 | 8 |  |  |  | 55.4289 | 1
| Zone | South Orange County | 4 | Average Weekday | SCE | 1-in-2 | 2023 | 9 |  |  |  | 56.7051 | 1
| Zone | South Orange County | 4 | Average Weekday | SCE | 1-in-2 | 2023 | 10 |  |  |  | 58.9486 | 1
| Zone | South Orange County | 4 | Average Weekday | SCE | 1-in-2 | 2023 | 11 |  |  |  | 61.3682 | 1
| Zone | South Orange County | 4 | Average Weekday | SCE | 1-in-2 | 2023 | 12 |  |  |  | 63.6571 | 1
| Zone | South Orange County | 4 | Average Weekday | SCE | 1-in-2 | 2023 | 13 |  |  |  | 64.9915 | 1
| Zone | South Orange County | 4 | Average Weekday | SCE | 1-in-2 | 2023 | 14 |  |  |  | 65.909 | 1
| Zone | South Orange County | 4 | Average Weekday | SCE | 1-in-2 | 2023 | 15 |  |  |  | 66.7237 | 1
| Zone | South Orange County | 4 | Average Weekday | SCE | 1-in-2 | 2023 | 16 |  |  |  | 66.9521 | 1
| Zone | South Orange County | 4 | Average Weekday | SCE | 1-in-2 | 2023 | 17 |  |  |  | 66.763 | 1
| Zone | South Orange County | 4 | Average Weekday | SCE | 1-in-2 | 2023 | 18 |  |  |  | 66.251 | 1
| Zone | South Orange County | 4 | Average Weekday | SCE | 1-in-2 | 2023 | 19 |  |  |  | 65.3409 | 1
| Zone | South Orange County | 4 | Average Weekday | SCE | 1-in-2 | 2023 | 20 |  |  |  | 63.5632 | 1
| Zone | South Orange County | 4 | Average Weekday | SCE | 1-in-2 | 2023 | 21 |  |  |  | 61.2356 | 1
| Zone | South Orange County | 4 | Average Weekday | SCE | 1-in-2 | 2023 | 22 |  |  |  | 59.7451 | 1
| Zone | South Orange County | 4 | Average Weekday | SCE | 1-in-2 | 2023 | 23 |  |  |  | 59.0311 | 1
| Zone | South Orange County | 4 | Average Weekday | SCE | 1-in-2 | 2023 | 24 |  |  |  | 58.3683 | 1
| Zone | South Orange County | 4 | Monthly System Peak Day | SCE | 1-in-2 | 2023 | 1 |  |  |  | 63.08 | 1
| Zone | South Orange County | 4 | Monthly System Peak Day | SCE | 1-in-2 | 2023 | 2 |  |  |  | 62.4322 | 1
| Zone | South Orange County | 4 | Monthly System Peak Day | SCE | 1-in-2 | 2023 | 3 |  |  |  | 61.7433 | 1
| Zone | South Orange County | 4 | Monthly System Peak Day | SCE | 1-in-2 | 2023 | 4 |  |  |  | 61.3144 | 1
| Zone | South Orange County | 4 | Monthly System Peak Day | SCE | 1-in-2 | 2023 | 5 |  |  |  | 60.4389 | 1
| Zone | South Orange County | 4 | Monthly System Peak Day | SCE | 1-in-2 | 2023 | 6 |  |  |  | 59.6778 | 1
| Zone | South Orange County | 4 | Monthly System Peak Day | SCE | 1-in-2 | 2023 | 7 |  |  |  | 59.5567 | 1
| Zone | South Orange County | 4 | Monthly System Peak Day | SCE | 1-in-2 | 2023 | 8 |  |  |  | 59.51 | 1
| Zone | South Orange County | 4 | Monthly System Peak Day | SCE | 1-in-2 | 2023 | 9 |  |  |  | 61.0967 | 1
| Zone | South Orange County | 4 | Monthly System Peak Day | SCE | 1-in-2 | 2023 | 10 |  |  |  | 65.5467 | 1
| Zone | South Orange County | 4 | Monthly System Peak Day | SCE | 1-in-2 | 2023 | 11 |  |  |  | 70.4511 | 1
| Zone | South Orange County | 4 | Monthly System Peak Day | SCE | 1-in-2 | 2023 | 12 |  |  |  | 74.9333 | 1
| Zone | South Orange County | 4 | Monthly System Peak Day | SCE | 1-in-2 | 2023 | 13 |  |  |  | 77.8 | 1
| Zone | South Orange County | 4 | Monthly System Peak Day | SCE | 1-in-2 | 2023 | 14 |  |  |  | 79.0667 | 1
| Zone | South Orange County | 4 | Monthly System Peak Day | SCE | 1-in-2 | 2023 | 15 |  |  |  | 79.9222 | 1
| Zone | South Orange County | 4 | Monthly System Peak Day | SCE | 1-in-2 | 2023 | 16 |  |  |  | 78.4111 | 1
| Zone | South Orange County | 4 | Monthly System Peak Day | SCE | 1-in-2 | 2023 | 17 |  |  |  | 76.7889 | 1
| Zone | South Orange County | 4 | Monthly System Peak Day | SCE | 1-in-2 | 2023 | 18 |  |  |  | 77.5889 | 1
| Zone | South Orange County | 4 | Monthly System Peak Day | SCE | 1-in-2 | 2023 | 19 |  |  |  | 77.6 | 1
| Zone | South Orange County | 4 | Monthly System Peak Day | SCE | 1-in-2 | 2023 | 20 |  |  |  | 75.2289 | 1
| Zone | South Orange County | 4 | Monthly System Peak Day | SCE | 1-in-2 | 2023 | 21 |  |  |  | 71.5378 | 1
| Zone | South Orange County | 4 | Monthly System Peak Day | SCE | 1-in-2 | 2023 | 22 |  |  |  | 68.83 | 1
| Zone | South Orange County | 4 | Monthly System Peak Day | SCE | 1-in-2 | 2023 | 23 |  |  |  | 67.2 | 1
| Zone | South Orange County | 4 | Monthly System Peak Day | SCE | 1-in-2 | 2023 | 24 |  |  |  | 64.42 | 1
| Zone | South Orange County | 5 | Average Weekday | SCE | 1-in-2 | 2023 | 1 |  |  |  | 60.4714 | 1
| Zone | South Orange County | 5 | Average Weekday | SCE | 1-in-2 | 2023 | 2 |  |  |  | 60.1578 | 1
| Zone | South Orange County | 5 | Average Weekday | SCE | 1-in-2 | 2023 | 3 |  |  |  | 59.9098 | 1
| Zone | South Orange County | 5 | Average Weekday | SCE | 1-in-2 | 2023 | 4 |  |  |  | 59.6602 | 1
| Zone | South Orange County | 5 | Average Weekday | SCE | 1-in-2 | 2023 | 5 |  |  |  | 59.4343 | 1
| Zone | South Orange County | 5 | Average Weekday | SCE | 1-in-2 | 2023 | 6 |  |  |  | 59.2257 | 1
| Zone | South Orange County | 5 | Average Weekday | SCE | 1-in-2 | 2023 | 7 |  |  |  | 59.0737 | 1
| Zone | South Orange County | 5 | Average Weekday | SCE | 1-in-2 | 2023 | 8 |  |  |  | 59.2193 | 1
| Zone | South Orange County | 5 | Average Weekday | SCE | 1-in-2 | 2023 | 9 |  |  |  | 60.1784 | 1
| Zone | South Orange County | 5 | Average Weekday | SCE | 1-in-2 | 2023 | 10 |  |  |  | 61.5476 | 1
| Zone | South Orange County | 5 | Average Weekday | SCE | 1-in-2 | 2023 | 11 |  |  |  | 63.2339 | 1
| Zone | South Orange County | 5 | Average Weekday | SCE | 1-in-2 | 2023 | 12 |  |  |  | 64.809 | 1
| Zone | South Orange County | 5 | Average Weekday | SCE | 1-in-2 | 2023 | 13 |  |  |  | 65.8807 | 1
| Zone | South Orange County | 5 | Average Weekday | SCE | 1-in-2 | 2023 | 14 |  |  |  | 66.6581 | 1
| Zone | South Orange County | 5 | Average Weekday | SCE | 1-in-2 | 2023 | 15 |  |  |  | 67.4139 | 1
| Zone | South Orange County | 5 | Average Weekday | SCE | 1-in-2 | 2023 | 16 |  |  |  | 67.7208 | 1
| Zone | South Orange County | 5 | Average Weekday | SCE | 1-in-2 | 2023 | 17 |  |  |  | 67.6767 | 1
| Zone | South Orange County | 5 | Average Weekday | SCE | 1-in-2 | 2023 | 18 |  |  |  | 67.1896 | 1
| Zone | South Orange County | 5 | Average Weekday | SCE | 1-in-2 | 2023 | 19 |  |  |  | 66.193 | 1
| Zone | South Orange County | 5 | Average Weekday | SCE | 1-in-2 | 2023 | 20 |  |  |  | 64.6476 | 1
| Zone | South Orange County | 5 | Average Weekday | SCE | 1-in-2 | 2023 | 21 |  |  |  | 62.7824 | 1
| Zone | South Orange County | 5 | Average Weekday | SCE | 1-in-2 | 2023 | 22 |  |  |  | 61.6101 | 1
| Zone | South Orange County | 5 | Average Weekday | SCE | 1-in-2 | 2023 | 23 |  |  |  | 61.087 | 1
| Zone | South Orange County | 5 | Average Weekday | SCE | 1-in-2 | 2023 | 24 |  |  |  | 60.8122 | 1
| Zone | South Orange County | 5 | Monthly System Peak Day | SCE | 1-in-2 | 2023 | 1 |  |  |  | 63.7922 | 1
| Zone | South Orange County | 5 | Monthly System Peak Day | SCE | 1-in-2 | 2023 | 2 |  |  |  | 62.7844 | 1
| Zone | South Orange County | 5 | Monthly System Peak Day | SCE | 1-in-2 | 2023 | 3 |  |  |  | 61.8978 | 1
| Zone | South Orange County | 5 | Monthly System Peak Day | SCE | 1-in-2 | 2023 | 4 |  |  |  | 61.2678 | 1
| Zone | South Orange County | 5 | Monthly System Peak Day | SCE | 1-in-2 | 2023 | 5 |  |  |  | 60.9811 | 1
| Zone | South Orange County | 5 | Monthly System Peak Day | SCE | 1-in-2 | 2023 | 6 |  |  |  | 60.2222 | 1
| Zone | South Orange County | 5 | Monthly System Peak Day | SCE | 1-in-2 | 2023 | 7 |  |  |  | 59.9489 | 1
| Zone | South Orange County | 5 | Monthly System Peak Day | SCE | 1-in-2 | 2023 | 8 |  |  |  | 60.4044 | 1
| Zone | South Orange County | 5 | Monthly System Peak Day | SCE | 1-in-2 | 2023 | 9 |  |  |  | 63.1456 | 1
| Zone | South Orange County | 5 | Monthly System Peak Day | SCE | 1-in-2 | 2023 | 10 |  |  |  | 67.3444 | 1
| Zone | South Orange County | 5 | Monthly System Peak Day | SCE | 1-in-2 | 2023 | 11 |  |  |  | 72.2256 | 1
| Zone | South Orange County | 5 | Monthly System Peak Day | SCE | 1-in-2 | 2023 | 12 |  |  |  | 75.9911 | 1
| Zone | South Orange County | 5 | Monthly System Peak Day | SCE | 1-in-2 | 2023 | 13 |  |  |  | 77.6889 | 1
| Zone | South Orange County | 5 | Monthly System Peak Day | SCE | 1-in-2 | 2023 | 14 |  |  |  | 78.3444 | 1
| Zone | South Orange County | 5 | Monthly System Peak Day | SCE | 1-in-2 | 2023 | 15 |  |  |  | 77.7489 | 1
| Zone | South Orange County | 5 | Monthly System Peak Day | SCE | 1-in-2 | 2023 | 16 |  |  |  | 78.6467 | 1
| Zone | South Orange County | 5 | Monthly System Peak Day | SCE | 1-in-2 | 2023 | 17 |  |  |  | 78.7111 | 1
| Zone | South Orange County | 5 | Monthly System Peak Day | SCE | 1-in-2 | 2023 | 18 |  |  |  | 77.9222 | 1
| Zone | South Orange County | 5 | Monthly System Peak Day | SCE | 1-in-2 | 2023 | 19 |  |  |  | 76.0111 | 1
| Zone | South Orange County | 5 | Monthly System Peak Day | SCE | 1-in-2 | 2023 | 20 |  |  |  | 73.9678 | 1
| Zone | South Orange County | 5 | Monthly System Peak Day | SCE | 1-in-2 | 2023 | 21 |  |  |  | 70.8633 | 1
| Zone | South Orange County | 5 | Monthly System Peak Day | SCE | 1-in-2 | 2023 | 22 |  |  |  | 67.1622 | 1
| Zone | South Orange County | 5 | Monthly System Peak Day | SCE | 1-in-2 | 2023 | 23 |  |  |  | 65.5611 | 1
| Zone | South Orange County | 5 | Monthly System Peak Day | SCE | 1-in-2 | 2023 | 24 |  |  |  | 64.4989 | 1
| Zone | South Orange County | 6 | Average Weekday | SCE | 1-in-2 | 2023 | 1 |  |  |  | 63.2201 | 1
| Zone | South Orange County | 6 | Average Weekday | SCE | 1-in-2 | 2023 | 2 |  |  |  | 62.9028 | 1
| Zone | South Orange County | 6 | Average Weekday | SCE | 1-in-2 | 2023 | 3 |  |  |  | 62.638 | 1
| Zone | South Orange County | 6 | Average Weekday | SCE | 1-in-2 | 2023 | 4 |  |  |  | 62.3707 | 1
| Zone | South Orange County | 6 | Average Weekday | SCE | 1-in-2 | 2023 | 5 |  |  |  | 62.2104 | 1
| Zone | South Orange County | 6 | Average Weekday | SCE | 1-in-2 | 2023 | 6 |  |  |  | 62.0573 | 1
| Zone | South Orange County | 6 | Average Weekday | SCE | 1-in-2 | 2023 | 7 |  |  |  | 61.9467 | 1
| Zone | South Orange County | 6 | Average Weekday | SCE | 1-in-2 | 2023 | 8 |  |  |  | 62.2274 | 1
| Zone | South Orange County | 6 | Average Weekday | SCE | 1-in-2 | 2023 | 9 |  |  |  | 63.2907 | 1
| Zone | South Orange County | 6 | Average Weekday | SCE | 1-in-2 | 2023 | 10 |  |  |  | 64.8738 | 1
| Zone | South Orange County | 6 | Average Weekday | SCE | 1-in-2 | 2023 | 11 |  |  |  | 66.8967 | 1
| Zone | South Orange County | 6 | Average Weekday | SCE | 1-in-2 | 2023 | 12 |  |  |  | 68.6847 | 1
| Zone | South Orange County | 6 | Average Weekday | SCE | 1-in-2 | 2023 | 13 |  |  |  | 69.7499 | 1
| Zone | South Orange County | 6 | Average Weekday | SCE | 1-in-2 | 2023 | 14 |  |  |  | 70.2175 | 1
| Zone | South Orange County | 6 | Average Weekday | SCE | 1-in-2 | 2023 | 15 |  |  |  | 70.7634 | 1
| Zone | South Orange County | 6 | Average Weekday | SCE | 1-in-2 | 2023 | 16 |  |  |  | 71.3779 | 1
| Zone | South Orange County | 6 | Average Weekday | SCE | 1-in-2 | 2023 | 17 |  |  |  | 71.6339 | 1
| Zone | South Orange County | 6 | Average Weekday | SCE | 1-in-2 | 2023 | 18 |  |  |  | 71.201 | 1
| Zone | South Orange County | 6 | Average Weekday | SCE | 1-in-2 | 2023 | 19 |  |  |  | 70.3962 | 1
| Zone | South Orange County | 6 | Average Weekday | SCE | 1-in-2 | 2023 | 20 |  |  |  | 68.8645 | 1
| Zone | South Orange County | 6 | Average Weekday | SCE | 1-in-2 | 2023 | 21 |  |  |  | 66.8008 | 1
| Zone | South Orange County | 6 | Average Weekday | SCE | 1-in-2 | 2023 | 22 |  |  |  | 64.8621 | 1
| Zone | South Orange County | 6 | Average Weekday | SCE | 1-in-2 | 2023 | 23 |  |  |  | 64.1087 | 1
| Zone | South Orange County | 6 | Average Weekday | SCE | 1-in-2 | 2023 | 24 |  |  |  | 63.6586 | 1
| Zone | South Orange County | 6 | Monthly System Peak Day | SCE | 1-in-2 | 2023 | 1 |  |  |  | 63.0833 | 1
| Zone | South Orange County | 6 | Monthly System Peak Day | SCE | 1-in-2 | 2023 | 2 |  |  |  | 62.8911 | 1
| Zone | South Orange County | 6 | Monthly System Peak Day | SCE | 1-in-2 | 2023 | 3 |  |  |  | 62.3167 | 1
| Zone | South Orange County | 6 | Monthly System Peak Day | SCE | 1-in-2 | 2023 | 4 |  |  |  | 61.93 | 1
| Zone | South Orange County | 6 | Monthly System Peak Day | SCE | 1-in-2 | 2023 | 5 |  |  |  | 61.6378 | 1
| Zone | South Orange County | 6 | Monthly System Peak Day | SCE | 1-in-2 | 2023 | 6 |  |  |  | 61.1333 | 1
| Zone | South Orange County | 6 | Monthly System Peak Day | SCE | 1-in-2 | 2023 | 7 |  |  |  | 60.9756 | 1
| Zone | South Orange County | 6 | Monthly System Peak Day | SCE | 1-in-2 | 2023 | 8 |  |  |  | 61.5322 | 1
| Zone | South Orange County | 6 | Monthly System Peak Day | SCE | 1-in-2 | 2023 | 9 |  |  |  | 63.2822 | 1
| Zone | South Orange County | 6 | Monthly System Peak Day | SCE | 1-in-2 | 2023 | 10 |  |  |  | 66.1411 | 1
| Zone | South Orange County | 6 | Monthly System Peak Day | SCE | 1-in-2 | 2023 | 11 |  |  |  | 68.5956 | 1
| Zone | South Orange County | 6 | Monthly System Peak Day | SCE | 1-in-2 | 2023 | 12 |  |  |  | 70.4067 | 1
| Zone | South Orange County | 6 | Monthly System Peak Day | SCE | 1-in-2 | 2023 | 13 |  |  |  | 70.6011 | 1
| Zone | South Orange County | 6 | Monthly System Peak Day | SCE | 1-in-2 | 2023 | 14 |  |  |  | 71.5422 | 1
| Zone | South Orange County | 6 | Monthly System Peak Day | SCE | 1-in-2 | 2023 | 15 |  |  |  | 73.7222 | 1
| Zone | South Orange County | 6 | Monthly System Peak Day | SCE | 1-in-2 | 2023 | 16 |  |  |  | 75.8533 | 1
| Zone | South Orange County | 6 | Monthly System Peak Day | SCE | 1-in-2 | 2023 | 17 |  |  |  | 76.4556 | 1
| Zone | South Orange County | 6 | Monthly System Peak Day | SCE | 1-in-2 | 2023 | 18 |  |  |  | 75.6667 | 1
| Zone | South Orange County | 6 | Monthly System Peak Day | SCE | 1-in-2 | 2023 | 19 |  |  |  | 72.9222 | 1
| Zone | South Orange County | 6 | Monthly System Peak Day | SCE | 1-in-2 | 2023 | 20 |  |  |  | 71.1267 | 1
| Zone | South Orange County | 6 | Monthly System Peak Day | SCE | 1-in-2 | 2023 | 21 |  |  |  | 69.3 | 1
| Zone | South Orange County | 6 | Monthly System Peak Day | SCE | 1-in-2 | 2023 | 22 |  |  |  | 67.5322 | 1
| Zone | South Orange County | 6 | Monthly System Peak Day | SCE | 1-in-2 | 2023 | 23 |  |  |  | 66.7211 | 1
| Zone | South Orange County | 6 | Monthly System Peak Day | SCE | 1-in-2 | 2023 | 24 |  |  |  | 65.1489 | 1
| Zone | South Orange County | 7 | Average Weekday | SCE | 1-in-2 | 2023 | 1 |  |  |  | 66.4002 | 1
| Zone | South Orange County | 7 | Average Weekday | SCE | 1-in-2 | 2023 | 2 |  |  |  | 66.1068 | 1
| Zone | South Orange County | 7 | Average Weekday | SCE | 1-in-2 | 2023 | 3 |  |  |  | 65.8268 | 1
| Zone | South Orange County | 7 | Average Weekday | SCE | 1-in-2 | 2023 | 4 |  |  |  | 65.5226 | 1
| Zone | South Orange County | 7 | Average Weekday | SCE | 1-in-2 | 2023 | 5 |  |  |  | 65.3042 | 1
| Zone | South Orange County | 7 | Average Weekday | SCE | 1-in-2 | 2023 | 6 |  |  |  | 65.0663 | 1
| Zone | South Orange County | 7 | Average Weekday | SCE | 1-in-2 | 2023 | 7 |  |  |  | 64.9529 | 1
| Zone | South Orange County | 7 | Average Weekday | SCE | 1-in-2 | 2023 | 8 |  |  |  | 65.3477 | 1
| Zone | South Orange County | 7 | Average Weekday | SCE | 1-in-2 | 2023 | 9 |  |  |  | 66.7598 | 1
| Zone | South Orange County | 7 | Average Weekday | SCE | 1-in-2 | 2023 | 10 |  |  |  | 68.6621 | 1
| Zone | South Orange County | 7 | Average Weekday | SCE | 1-in-2 | 2023 | 11 |  |  |  | 70.82 | 1
| Zone | South Orange County | 7 | Average Weekday | SCE | 1-in-2 | 2023 | 12 |  |  |  | 72.7892 | 1
| Zone | South Orange County | 7 | Average Weekday | SCE | 1-in-2 | 2023 | 13 |  |  |  | 73.936 | 1
| Zone | South Orange County | 7 | Average Weekday | SCE | 1-in-2 | 2023 | 14 |  |  |  | 74.2985 | 1
| Zone | South Orange County | 7 | Average Weekday | SCE | 1-in-2 | 2023 | 15 |  |  |  | 75.1656 | 1
| Zone | South Orange County | 7 | Average Weekday | SCE | 1-in-2 | 2023 | 16 |  |  |  | 75.3757 | 1
| Zone | South Orange County | 7 | Average Weekday | SCE | 1-in-2 | 2023 | 17 |  |  |  | 75.5332 | 1
| Zone | South Orange County | 7 | Average Weekday | SCE | 1-in-2 | 2023 | 18 |  |  |  | 75.0031 | 1
| Zone | South Orange County | 7 | Average Weekday | SCE | 1-in-2 | 2023 | 19 |  |  |  | 73.9945 | 1
| Zone | South Orange County | 7 | Average Weekday | SCE | 1-in-2 | 2023 | 20 |  |  |  | 72.6964 | 1
| Zone | South Orange County | 7 | Average Weekday | SCE | 1-in-2 | 2023 | 21 |  |  |  | 70.461 | 1
| Zone | South Orange County | 7 | Average Weekday | SCE | 1-in-2 | 2023 | 22 |  |  |  | 68.3221 | 1
| Zone | South Orange County | 7 | Average Weekday | SCE | 1-in-2 | 2023 | 23 |  |  |  | 67.3934 | 1
| Zone | South Orange County | 7 | Average Weekday | SCE | 1-in-2 | 2023 | 24 |  |  |  | 66.8977 | 1
| Zone | South Orange County | 7 | Monthly System Peak Day | SCE | 1-in-2 | 2023 | 1 |  |  |  | 67.6667 | 1
| Zone | South Orange County | 7 | Monthly System Peak Day | SCE | 1-in-2 | 2023 | 2 |  |  |  | 67.2378 | 1
| Zone | South Orange County | 7 | Monthly System Peak Day | SCE | 1-in-2 | 2023 | 3 |  |  |  | 66.6256 | 1
| Zone | South Orange County | 7 | Monthly System Peak Day | SCE | 1-in-2 | 2023 | 4 |  |  |  | 66.4067 | 1
| Zone | South Orange County | 7 | Monthly System Peak Day | SCE | 1-in-2 | 2023 | 5 |  |  |  | 66.3189 | 1
| Zone | South Orange County | 7 | Monthly System Peak Day | SCE | 1-in-2 | 2023 | 6 |  |  |  | 66.2333 | 1
| Zone | South Orange County | 7 | Monthly System Peak Day | SCE | 1-in-2 | 2023 | 7 |  |  |  | 65.8556 | 1
| Zone | South Orange County | 7 | Monthly System Peak Day | SCE | 1-in-2 | 2023 | 8 |  |  |  | 66.3544 | 1
| Zone | South Orange County | 7 | Monthly System Peak Day | SCE | 1-in-2 | 2023 | 9 |  |  |  | 68.31 | 1
| Zone | South Orange County | 7 | Monthly System Peak Day | SCE | 1-in-2 | 2023 | 10 |  |  |  | 71.2022 | 1
| Zone | South Orange County | 7 | Monthly System Peak Day | SCE | 1-in-2 | 2023 | 11 |  |  |  | 74.3444 | 1
| Zone | South Orange County | 7 | Monthly System Peak Day | SCE | 1-in-2 | 2023 | 12 |  |  |  | 77.1111 | 1
| Zone | South Orange County | 7 | Monthly System Peak Day | SCE | 1-in-2 | 2023 | 13 |  |  |  | 78.7833 | 1
| Zone | South Orange County | 7 | Monthly System Peak Day | SCE | 1-in-2 | 2023 | 14 |  |  |  | 79.2778 | 1
| Zone | South Orange County | 7 | Monthly System Peak Day | SCE | 1-in-2 | 2023 | 15 |  |  |  | 80.7444 | 1
| Zone | South Orange County | 7 | Monthly System Peak Day | SCE | 1-in-2 | 2023 | 16 |  |  |  | 80.7556 | 1
| Zone | South Orange County | 7 | Monthly System Peak Day | SCE | 1-in-2 | 2023 | 17 |  |  |  | 82.2667 | 1
| Zone | South Orange County | 7 | Monthly System Peak Day | SCE | 1-in-2 | 2023 | 18 |  |  |  | 81.2889 | 1
| Zone | South Orange County | 7 | Monthly System Peak Day | SCE | 1-in-2 | 2023 | 19 |  |  |  | 78.7444 | 1
| Zone | South Orange County | 7 | Monthly System Peak Day | SCE | 1-in-2 | 2023 | 20 |  |  |  | 76.9889 | 1
| Zone | South Orange County | 7 | Monthly System Peak Day | SCE | 1-in-2 | 2023 | 21 |  |  |  | 75.0667 | 1
| Zone | South Orange County | 7 | Monthly System Peak Day | SCE | 1-in-2 | 2023 | 22 |  |  |  | 72.0311 | 1
| Zone | South Orange County | 7 | Monthly System Peak Day | SCE | 1-in-2 | 2023 | 23 |  |  |  | 70.24 | 1
| Zone | South Orange County | 7 | Monthly System Peak Day | SCE | 1-in-2 | 2023 | 24 |  |  |  | 69.3089 | 1
| Zone | South Orange County | 8 | Average Weekday | SCE | 1-in-2 | 2023 | 1 |  |  |  | 67.8148 | 1
| Zone | South Orange County | 8 | Average Weekday | SCE | 1-in-2 | 2023 | 2 |  |  |  | 67.3859 | 1
| Zone | South Orange County | 8 | Average Weekday | SCE | 1-in-2 | 2023 | 3 |  |  |  | 67.0598 | 1
| Zone | South Orange County | 8 | Average Weekday | SCE | 1-in-2 | 2023 | 4 |  |  |  | 66.7292 | 1
| Zone | South Orange County | 8 | Average Weekday | SCE | 1-in-2 | 2023 | 5 |  |  |  | 66.3823 | 1
| Zone | South Orange County | 8 | Average Weekday | SCE | 1-in-2 | 2023 | 6 |  |  |  | 66.1019 | 1
| Zone | South Orange County | 8 | Average Weekday | SCE | 1-in-2 | 2023 | 7 |  |  |  | 65.9604 | 1
| Zone | South Orange County | 8 | Average Weekday | SCE | 1-in-2 | 2023 | 8 |  |  |  | 66.1177 | 1
| Zone | South Orange County | 8 | Average Weekday | SCE | 1-in-2 | 2023 | 9 |  |  |  | 67.3343 | 1
| Zone | South Orange County | 8 | Average Weekday | SCE | 1-in-2 | 2023 | 10 |  |  |  | 69.3146 | 1
| Zone | South Orange County | 8 | Average Weekday | SCE | 1-in-2 | 2023 | 11 |  |  |  | 72.0113 | 1
| Zone | South Orange County | 8 | Average Weekday | SCE | 1-in-2 | 2023 | 12 |  |  |  | 74.6335 | 1
| Zone | South Orange County | 8 | Average Weekday | SCE | 1-in-2 | 2023 | 13 |  |  |  | 75.7629 | 1
| Zone | South Orange County | 8 | Average Weekday | SCE | 1-in-2 | 2023 | 14 |  |  |  | 76.6644 | 1
| Zone | South Orange County | 8 | Average Weekday | SCE | 1-in-2 | 2023 | 15 |  |  |  | 77.4824 | 1
| Zone | South Orange County | 8 | Average Weekday | SCE | 1-in-2 | 2023 | 16 |  |  |  | 77.8866 | 1
| Zone | South Orange County | 8 | Average Weekday | SCE | 1-in-2 | 2023 | 17 |  |  |  | 78.0986 | 1
| Zone | South Orange County | 8 | Average Weekday | SCE | 1-in-2 | 2023 | 18 |  |  |  | 77.5193 | 1
| Zone | South Orange County | 8 | Average Weekday | SCE | 1-in-2 | 2023 | 19 |  |  |  | 76.4611 | 1
| Zone | South Orange County | 8 | Average Weekday | SCE | 1-in-2 | 2023 | 20 |  |  |  | 74.6475 | 1
| Zone | South Orange County | 8 | Average Weekday | SCE | 1-in-2 | 2023 | 21 |  |  |  | 71.7865 | 1
| Zone | South Orange County | 8 | Average Weekday | SCE | 1-in-2 | 2023 | 22 |  |  |  | 69.784 | 1
| Zone | South Orange County | 8 | Average Weekday | SCE | 1-in-2 | 2023 | 23 |  |  |  | 68.9044 | 1
| Zone | South Orange County | 8 | Average Weekday | SCE | 1-in-2 | 2023 | 24 |  |  |  | 68.3345 | 1
| Zone | South Orange County | 8 | Monthly System Peak Day | SCE | 1-in-2 | 2023 | 1 |  |  |  | 72.3222 | 1
| Zone | South Orange County | 8 | Monthly System Peak Day | SCE | 1-in-2 | 2023 | 2 |  |  |  | 71.6711 | 1
| Zone | South Orange County | 8 | Monthly System Peak Day | SCE | 1-in-2 | 2023 | 3 |  |  |  | 71.3533 | 1
| Zone | South Orange County | 8 | Monthly System Peak Day | SCE | 1-in-2 | 2023 | 4 |  |  |  | 70.8778 | 1
| Zone | South Orange County | 8 | Monthly System Peak Day | SCE | 1-in-2 | 2023 | 5 |  |  |  | 70.9267 | 1
| Zone | South Orange County | 8 | Monthly System Peak Day | SCE | 1-in-2 | 2023 | 6 |  |  |  | 70.8844 | 1
| Zone | South Orange County | 8 | Monthly System Peak Day | SCE | 1-in-2 | 2023 | 7 |  |  |  | 70.8222 | 1
| Zone | South Orange County | 8 | Monthly System Peak Day | SCE | 1-in-2 | 2023 | 8 |  |  |  | 70.8578 | 1
| Zone | South Orange County | 8 | Monthly System Peak Day | SCE | 1-in-2 | 2023 | 9 |  |  |  | 72.3711 | 1
| Zone | South Orange County | 8 | Monthly System Peak Day | SCE | 1-in-2 | 2023 | 10 |  |  |  | 75.7 | 1
| Zone | South Orange County | 8 | Monthly System Peak Day | SCE | 1-in-2 | 2023 | 11 |  |  |  | 79.5889 | 1
| Zone | South Orange County | 8 | Monthly System Peak Day | SCE | 1-in-2 | 2023 | 12 |  |  |  | 82.6222 | 1
| Zone | South Orange County | 8 | Monthly System Peak Day | SCE | 1-in-2 | 2023 | 13 |  |  |  | 83.5 | 1
| Zone | South Orange County | 8 | Monthly System Peak Day | SCE | 1-in-2 | 2023 | 14 |  |  |  | 84.7556 | 1
| Zone | South Orange County | 8 | Monthly System Peak Day | SCE | 1-in-2 | 2023 | 15 |  |  |  | 85.5889 | 1
| Zone | South Orange County | 8 | Monthly System Peak Day | SCE | 1-in-2 | 2023 | 16 |  |  |  | 85.0667 | 1
| Zone | South Orange County | 8 | Monthly System Peak Day | SCE | 1-in-2 | 2023 | 17 |  |  |  | 85.0889 | 1
| Zone | South Orange County | 8 | Monthly System Peak Day | SCE | 1-in-2 | 2023 | 18 |  |  |  | 84.5667 | 1
| Zone | South Orange County | 8 | Monthly System Peak Day | SCE | 1-in-2 | 2023 | 19 |  |  |  | 84.4667 | 1
| Zone | South Orange County | 8 | Monthly System Peak Day | SCE | 1-in-2 | 2023 | 20 |  |  |  | 82.4111 | 1
| Zone | South Orange County | 8 | Monthly System Peak Day | SCE | 1-in-2 | 2023 | 21 |  |  |  | 78.1778 | 1
| Zone | South Orange County | 8 | Monthly System Peak Day | SCE | 1-in-2 | 2023 | 22 |  |  |  | 75.1222 | 1
| Zone | South Orange County | 8 | Monthly System Peak Day | SCE | 1-in-2 | 2023 | 23 |  |  |  | 74.0444 | 1
| Zone | South Orange County | 8 | Monthly System Peak Day | SCE | 1-in-2 | 2023 | 24 |  |  |  | 73.2733 | 1
| Zone | South Orange County | 8 | Typical Event Day | SCE | 1-in-2 | 2023 | 1 |  |  |  | 68.5747 | 1
| Zone | South Orange County | 8 | Typical Event Day | SCE | 1-in-2 | 2023 | 2 |  |  |  | 68.0547 | 1
| Zone | South Orange County | 8 | Typical Event Day | SCE | 1-in-2 | 2023 | 3 |  |  |  | 67.6256 | 1
| Zone | South Orange County | 8 | Typical Event Day | SCE | 1-in-2 | 2023 | 4 |  |  |  | 67.2572 | 1
| Zone | South Orange County | 8 | Typical Event Day | SCE | 1-in-2 | 2023 | 5 |  |  |  | 67.0617 | 1
| Zone | South Orange County | 8 | Typical Event Day | SCE | 1-in-2 | 2023 | 6 |  |  |  | 66.8347 | 1
| Zone | South Orange County | 8 | Typical Event Day | SCE | 1-in-2 | 2023 | 7 |  |  |  | 66.6636 | 1
| Zone | South Orange County | 8 | Typical Event Day | SCE | 1-in-2 | 2023 | 8 |  |  |  | 66.8472 | 1
| Zone | South Orange County | 8 | Typical Event Day | SCE | 1-in-2 | 2023 | 9 |  |  |  | 68.6117 | 1
| Zone | South Orange County | 8 | Typical Event Day | SCE | 1-in-2 | 2023 | 10 |  |  |  | 71.9747 | 1
| Zone | South Orange County | 8 | Typical Event Day | SCE | 1-in-2 | 2023 | 11 |  |  |  | 75.5239 | 1
| Zone | South Orange County | 8 | Typical Event Day | SCE | 1-in-2 | 2023 | 12 |  |  |  | 78.5044 | 1
| Zone | South Orange County | 8 | Typical Event Day | SCE | 1-in-2 | 2023 | 13 |  |  |  | 79.8989 | 1
| Zone | South Orange County | 8 | Typical Event Day | SCE | 1-in-2 | 2023 | 14 |  |  |  | 80.9911 | 1
| Zone | South Orange County | 8 | Typical Event Day | SCE | 1-in-2 | 2023 | 15 |  |  |  | 82.4944 | 1
| Zone | South Orange County | 8 | Typical Event Day | SCE | 1-in-2 | 2023 | 16 |  |  |  | 82.8494 | 1
| Zone | South Orange County | 8 | Typical Event Day | SCE | 1-in-2 | 2023 | 17 |  |  |  | 83.5472 | 1
| Zone | South Orange County | 8 | Typical Event Day | SCE | 1-in-2 | 2023 | 18 |  |  |  | 82.95 | 1
| Zone | South Orange County | 8 | Typical Event Day | SCE | 1-in-2 | 2023 | 19 |  |  |  | 81.3389 | 1
| Zone | South Orange County | 8 | Typical Event Day | SCE | 1-in-2 | 2023 | 20 |  |  |  | 79.6344 | 1
| Zone | South Orange County | 8 | Typical Event Day | SCE | 1-in-2 | 2023 | 21 |  |  |  | 76.9333 | 1
| Zone | South Orange County | 8 | Typical Event Day | SCE | 1-in-2 | 2023 | 22 |  |  |  | 74.3158 | 1
| Zone | South Orange County | 8 | Typical Event Day | SCE | 1-in-2 | 2023 | 23 |  |  |  | 72.8681 | 1
| Zone | South Orange County | 8 | Typical Event Day | SCE | 1-in-2 | 2023 | 24 |  |  |  | 71.255 | 1
| Zone | South Orange County | 9 | Average Weekday | SCE | 1-in-2 | 2023 | 1 |  |  |  | 67.9294 | 1
| Zone | South Orange County | 9 | Average Weekday | SCE | 1-in-2 | 2023 | 2 |  |  |  | 67.3565 | 1
| Zone | South Orange County | 9 | Average Weekday | SCE | 1-in-2 | 2023 | 3 |  |  |  | 66.8845 | 1
| Zone | South Orange County | 9 | Average Weekday | SCE | 1-in-2 | 2023 | 4 |  |  |  | 66.4876 | 1
| Zone | South Orange County | 9 | Average Weekday | SCE | 1-in-2 | 2023 | 5 |  |  |  | 66.134 | 1
| Zone | South Orange County | 9 | Average Weekday | SCE | 1-in-2 | 2023 | 6 |  |  |  | 65.817 | 1
| Zone | South Orange County | 9 | Average Weekday | SCE | 1-in-2 | 2023 | 7 |  |  |  | 65.6568 | 1
| Zone | South Orange County | 9 | Average Weekday | SCE | 1-in-2 | 2023 | 8 |  |  |  | 65.6593 | 1
| Zone | South Orange County | 9 | Average Weekday | SCE | 1-in-2 | 2023 | 9 |  |  |  | 66.389 | 1
| Zone | South Orange County | 9 | Average Weekday | SCE | 1-in-2 | 2023 | 10 |  |  |  | 68.449 | 1
| Zone | South Orange County | 9 | Average Weekday | SCE | 1-in-2 | 2023 | 11 |  |  |  | 71.1643 | 1
| Zone | South Orange County | 9 | Average Weekday | SCE | 1-in-2 | 2023 | 12 |  |  |  | 73.7869 | 1
| Zone | South Orange County | 9 | Average Weekday | SCE | 1-in-2 | 2023 | 13 |  |  |  | 75.2473 | 1
| Zone | South Orange County | 9 | Average Weekday | SCE | 1-in-2 | 2023 | 14 |  |  |  | 76.2986 | 1
| Zone | South Orange County | 9 | Average Weekday | SCE | 1-in-2 | 2023 | 15 |  |  |  | 76.8973 | 1
| Zone | South Orange County | 9 | Average Weekday | SCE | 1-in-2 | 2023 | 16 |  |  |  | 76.9567 | 1
| Zone | South Orange County | 9 | Average Weekday | SCE | 1-in-2 | 2023 | 17 |  |  |  | 76.742 | 1
| Zone | South Orange County | 9 | Average Weekday | SCE | 1-in-2 | 2023 | 18 |  |  |  | 76.0147 | 1
| Zone | South Orange County | 9 | Average Weekday | SCE | 1-in-2 | 2023 | 19 |  |  |  | 74.7419 | 1
| Zone | South Orange County | 9 | Average Weekday | SCE | 1-in-2 | 2023 | 20 |  |  |  | 72.6114 | 1
| Zone | South Orange County | 9 | Average Weekday | SCE | 1-in-2 | 2023 | 21 |  |  |  | 70.6106 | 1
| Zone | South Orange County | 9 | Average Weekday | SCE | 1-in-2 | 2023 | 22 |  |  |  | 69.76 | 1
| Zone | South Orange County | 9 | Average Weekday | SCE | 1-in-2 | 2023 | 23 |  |  |  | 69.1248 | 1
| Zone | South Orange County | 9 | Average Weekday | SCE | 1-in-2 | 2023 | 24 |  |  |  | 68.4062 | 1
| Zone | South Orange County | 9 | Monthly System Peak Day | SCE | 1-in-2 | 2023 | 1 |  |  |  | 71.2267 | 1
| Zone | South Orange County | 9 | Monthly System Peak Day | SCE | 1-in-2 | 2023 | 2 |  |  |  | 70.4189 | 1
| Zone | South Orange County | 9 | Monthly System Peak Day | SCE | 1-in-2 | 2023 | 3 |  |  |  | 70.2067 | 1
| Zone | South Orange County | 9 | Monthly System Peak Day | SCE | 1-in-2 | 2023 | 4 |  |  |  | 69.8144 | 1
| Zone | South Orange County | 9 | Monthly System Peak Day | SCE | 1-in-2 | 2023 | 5 |  |  |  | 69.3633 | 1
| Zone | South Orange County | 9 | Monthly System Peak Day | SCE | 1-in-2 | 2023 | 6 |  |  |  | 69.0878 | 1
| Zone | South Orange County | 9 | Monthly System Peak Day | SCE | 1-in-2 | 2023 | 7 |  |  |  | 69.0011 | 1
| Zone | South Orange County | 9 | Monthly System Peak Day | SCE | 1-in-2 | 2023 | 8 |  |  |  | 68.6444 | 1
| Zone | South Orange County | 9 | Monthly System Peak Day | SCE | 1-in-2 | 2023 | 9 |  |  |  | 70.4833 | 1
| Zone | South Orange County | 9 | Monthly System Peak Day | SCE | 1-in-2 | 2023 | 10 |  |  |  | 74.8556 | 1
| Zone | South Orange County | 9 | Monthly System Peak Day | SCE | 1-in-2 | 2023 | 11 |  |  |  | 79.5667 | 1
| Zone | South Orange County | 9 | Monthly System Peak Day | SCE | 1-in-2 | 2023 | 12 |  |  |  | 83.8778 | 1
| Zone | South Orange County | 9 | Monthly System Peak Day | SCE | 1-in-2 | 2023 | 13 |  |  |  | 86.7111 | 1
| Zone | South Orange County | 9 | Monthly System Peak Day | SCE | 1-in-2 | 2023 | 14 |  |  |  | 88.3889 | 1
| Zone | South Orange County | 9 | Monthly System Peak Day | SCE | 1-in-2 | 2023 | 15 |  |  |  | 89.9222 | 1
| Zone | South Orange County | 9 | Monthly System Peak Day | SCE | 1-in-2 | 2023 | 16 |  |  |  | 89.7222 | 1
| Zone | South Orange County | 9 | Monthly System Peak Day | SCE | 1-in-2 | 2023 | 17 |  |  |  | 90.3778 | 1
| Zone | South Orange County | 9 | Monthly System Peak Day | SCE | 1-in-2 | 2023 | 18 |  |  |  | 90.2778 | 1
| Zone | South Orange County | 9 | Monthly System Peak Day | SCE | 1-in-2 | 2023 | 19 |  |  |  | 89.2222 | 1
| Zone | South Orange County | 9 | Monthly System Peak Day | SCE | 1-in-2 | 2023 | 20 |  |  |  | 88.0111 | 1
| Zone | South Orange County | 9 | Monthly System Peak Day | SCE | 1-in-2 | 2023 | 21 |  |  |  | 85.1889 | 1
| Zone | South Orange County | 9 | Monthly System Peak Day | SCE | 1-in-2 | 2023 | 22 |  |  |  | 82.5778 | 1
| Zone | South Orange County | 9 | Monthly System Peak Day | SCE | 1-in-2 | 2023 | 23 |  |  |  | 80.4667 | 1
| Zone | South Orange County | 9 | Monthly System Peak Day | SCE | 1-in-2 | 2023 | 24 |  |  |  | 77.2889 | 1
| Zone | South Orange County | 10 | Average Weekday | SCE | 1-in-2 | 2023 | 1 |  |  |  | 63.9844 | 1
| Zone | South Orange County | 10 | Average Weekday | SCE | 1-in-2 | 2023 | 2 |  |  |  | 63.2554 | 1
| Zone | South Orange County | 10 | Average Weekday | SCE | 1-in-2 | 2023 | 3 |  |  |  | 62.5135 | 1
| Zone | South Orange County | 10 | Average Weekday | SCE | 1-in-2 | 2023 | 4 |  |  |  | 61.9402 | 1
| Zone | South Orange County | 10 | Average Weekday | SCE | 1-in-2 | 2023 | 5 |  |  |  | 61.352 | 1
| Zone | South Orange County | 10 | Average Weekday | SCE | 1-in-2 | 2023 | 6 |  |  |  | 61.0596 | 1
| Zone | South Orange County | 10 | Average Weekday | SCE | 1-in-2 | 2023 | 7 |  |  |  | 60.878 | 1
| Zone | South Orange County | 10 | Average Weekday | SCE | 1-in-2 | 2023 | 8 |  |  |  | 60.7845 | 1
| Zone | South Orange County | 10 | Average Weekday | SCE | 1-in-2 | 2023 | 9 |  |  |  | 61.1327 | 1
| Zone | South Orange County | 10 | Average Weekday | SCE | 1-in-2 | 2023 | 10 |  |  |  | 63.2855 | 1
| Zone | South Orange County | 10 | Average Weekday | SCE | 1-in-2 | 2023 | 11 |  |  |  | 66.1247 | 1
| Zone | South Orange County | 10 | Average Weekday | SCE | 1-in-2 | 2023 | 12 |  |  |  | 68.6962 | 1
| Zone | South Orange County | 10 | Average Weekday | SCE | 1-in-2 | 2023 | 13 |  |  |  | 71.0626 | 1
| Zone | South Orange County | 10 | Average Weekday | SCE | 1-in-2 | 2023 | 14 |  |  |  | 72.4527 | 1
| Zone | South Orange County | 10 | Average Weekday | SCE | 1-in-2 | 2023 | 15 |  |  |  | 73.3673 | 1
| Zone | South Orange County | 10 | Average Weekday | SCE | 1-in-2 | 2023 | 16 |  |  |  | 73.5557 | 1
| Zone | South Orange County | 10 | Average Weekday | SCE | 1-in-2 | 2023 | 17 |  |  |  | 72.9948 | 1
| Zone | South Orange County | 10 | Average Weekday | SCE | 1-in-2 | 2023 | 18 |  |  |  | 72.2091 | 1
| Zone | South Orange County | 10 | Average Weekday | SCE | 1-in-2 | 2023 | 19 |  |  |  | 70.827 | 1
| Zone | South Orange County | 10 | Average Weekday | SCE | 1-in-2 | 2023 | 20 |  |  |  | 68.6842 | 1
| Zone | South Orange County | 10 | Average Weekday | SCE | 1-in-2 | 2023 | 21 |  |  |  | 67.4867 | 1
| Zone | South Orange County | 10 | Average Weekday | SCE | 1-in-2 | 2023 | 22 |  |  |  | 66.5315 | 1
| Zone | South Orange County | 10 | Average Weekday | SCE | 1-in-2 | 2023 | 23 |  |  |  | 65.6579 | 1
| Zone | South Orange County | 10 | Average Weekday | SCE | 1-in-2 | 2023 | 24 |  |  |  | 64.716 | 1
| Zone | South Orange County | 10 | Monthly System Peak Day | SCE | 1-in-2 | 2023 | 1 |  |  |  | 72.5944 | 1
| Zone | South Orange County | 10 | Monthly System Peak Day | SCE | 1-in-2 | 2023 | 2 |  |  |  | 70.3256 | 1
| Zone | South Orange County | 10 | Monthly System Peak Day | SCE | 1-in-2 | 2023 | 3 |  |  |  | 67.7222 | 1
| Zone | South Orange County | 10 | Monthly System Peak Day | SCE | 1-in-2 | 2023 | 4 |  |  |  | 66.7278 | 1
| Zone | South Orange County | 10 | Monthly System Peak Day | SCE | 1-in-2 | 2023 | 5 |  |  |  | 65.9078 | 1
| Zone | South Orange County | 10 | Monthly System Peak Day | SCE | 1-in-2 | 2023 | 6 |  |  |  | 65.4256 | 1
| Zone | South Orange County | 10 | Monthly System Peak Day | SCE | 1-in-2 | 2023 | 7 |  |  |  | 64.9611 | 1
| Zone | South Orange County | 10 | Monthly System Peak Day | SCE | 1-in-2 | 2023 | 8 |  |  |  | 64.9033 | 1
| Zone | South Orange County | 10 | Monthly System Peak Day | SCE | 1-in-2 | 2023 | 9 |  |  |  | 66.1911 | 1
| Zone | South Orange County | 10 | Monthly System Peak Day | SCE | 1-in-2 | 2023 | 10 |  |  |  | 70.9667 | 1
| Zone | South Orange County | 10 | Monthly System Peak Day | SCE | 1-in-2 | 2023 | 11 |  |  |  | 77.1556 | 1
| Zone | South Orange County | 10 | Monthly System Peak Day | SCE | 1-in-2 | 2023 | 12 |  |  |  | 84.0444 | 1
| Zone | South Orange County | 10 | Monthly System Peak Day | SCE | 1-in-2 | 2023 | 13 |  |  |  | 88.1333 | 1
| Zone | South Orange County | 10 | Monthly System Peak Day | SCE | 1-in-2 | 2023 | 14 |  |  |  | 91.2222 | 1
| Zone | South Orange County | 10 | Monthly System Peak Day | SCE | 1-in-2 | 2023 | 15 |  |  |  | 91.7667 | 1
| Zone | South Orange County | 10 | Monthly System Peak Day | SCE | 1-in-2 | 2023 | 16 |  |  |  | 90.8889 | 1
| Zone | South Orange County | 10 | Monthly System Peak Day | SCE | 1-in-2 | 2023 | 17 |  |  |  | 89.7778 | 1
| Zone | South Orange County | 10 | Monthly System Peak Day | SCE | 1-in-2 | 2023 | 18 |  |  |  | 89.4778 | 1
| Zone | South Orange County | 10 | Monthly System Peak Day | SCE | 1-in-2 | 2023 | 19 |  |  |  | 88.1556 | 1
| Zone | South Orange County | 10 | Monthly System Peak Day | SCE | 1-in-2 | 2023 | 20 |  |  |  | 83.8889 | 1
| Zone | South Orange County | 10 | Monthly System Peak Day | SCE | 1-in-2 | 2023 | 21 |  |  |  | 81.7667 | 1
| Zone | South Orange County | 10 | Monthly System Peak Day | SCE | 1-in-2 | 2023 | 22 |  |  |  | 79.5667 | 1
| Zone | South Orange County | 10 | Monthly System Peak Day | SCE | 1-in-2 | 2023 | 23 |  |  |  | 77.1556 | 1
| Zone | South Orange County | 10 | Monthly System Peak Day | SCE | 1-in-2 | 2023 | 24 |  |  |  | 75.1222 | 1
| Zone | South Orange County | 11 | Average Weekday | SCE | 1-in-2 | 2023 | 1 |  |  |  | 59.4519 | 1
| Zone | South Orange County | 11 | Average Weekday | SCE | 1-in-2 | 2023 | 2 |  |  |  | 58.7153 | 1
| Zone | South Orange County | 11 | Average Weekday | SCE | 1-in-2 | 2023 | 3 |  |  |  | 58.0665 | 1
| Zone | South Orange County | 11 | Average Weekday | SCE | 1-in-2 | 2023 | 4 |  |  |  | 57.4587 | 1
| Zone | South Orange County | 11 | Average Weekday | SCE | 1-in-2 | 2023 | 5 |  |  |  | 56.9065 | 1
| Zone | South Orange County | 11 | Average Weekday | SCE | 1-in-2 | 2023 | 6 |  |  |  | 56.6175 | 1
| Zone | South Orange County | 11 | Average Weekday | SCE | 1-in-2 | 2023 | 7 |  |  |  | 56.3543 | 1
| Zone | South Orange County | 11 | Average Weekday | SCE | 1-in-2 | 2023 | 8 |  |  |  | 56.5264 | 1
| Zone | South Orange County | 11 | Average Weekday | SCE | 1-in-2 | 2023 | 9 |  |  |  | 57.9307 | 1
| Zone | South Orange County | 11 | Average Weekday | SCE | 1-in-2 | 2023 | 10 |  |  |  | 61.0544 | 1
| Zone | South Orange County | 11 | Average Weekday | SCE | 1-in-2 | 2023 | 11 |  |  |  | 64.2326 | 1
| Zone | South Orange County | 11 | Average Weekday | SCE | 1-in-2 | 2023 | 12 |  |  |  | 67.0165 | 1
| Zone | South Orange County | 11 | Average Weekday | SCE | 1-in-2 | 2023 | 13 |  |  |  | 69.027 | 1
| Zone | South Orange County | 11 | Average Weekday | SCE | 1-in-2 | 2023 | 14 |  |  |  | 69.9835 | 1
| Zone | South Orange County | 11 | Average Weekday | SCE | 1-in-2 | 2023 | 15 |  |  |  | 70.1055 | 1
| Zone | South Orange County | 11 | Average Weekday | SCE | 1-in-2 | 2023 | 16 |  |  |  | 69.6706 | 1
| Zone | South Orange County | 11 | Average Weekday | SCE | 1-in-2 | 2023 | 17 |  |  |  | 68.7246 | 1
| Zone | South Orange County | 11 | Average Weekday | SCE | 1-in-2 | 2023 | 18 |  |  |  | 66.9267 | 1
| Zone | South Orange County | 11 | Average Weekday | SCE | 1-in-2 | 2023 | 19 |  |  |  | 65.1492 | 1
| Zone | South Orange County | 11 | Average Weekday | SCE | 1-in-2 | 2023 | 20 |  |  |  | 64.0634 | 1
| Zone | South Orange County | 11 | Average Weekday | SCE | 1-in-2 | 2023 | 21 |  |  |  | 63.0126 | 1
| Zone | South Orange County | 11 | Average Weekday | SCE | 1-in-2 | 2023 | 22 |  |  |  | 62.0379 | 1
| Zone | South Orange County | 11 | Average Weekday | SCE | 1-in-2 | 2023 | 23 |  |  |  | 61.0313 | 1
| Zone | South Orange County | 11 | Average Weekday | SCE | 1-in-2 | 2023 | 24 |  |  |  | 60.109 | 1
| Zone | South Orange County | 11 | Monthly System Peak Day | SCE | 1-in-2 | 2023 | 1 |  |  |  | 63.1511 | 1
| Zone | South Orange County | 11 | Monthly System Peak Day | SCE | 1-in-2 | 2023 | 2 |  |  |  | 61.7556 | 1
| Zone | South Orange County | 11 | Monthly System Peak Day | SCE | 1-in-2 | 2023 | 3 |  |  |  | 60.7956 | 1
| Zone | South Orange County | 11 | Monthly System Peak Day | SCE | 1-in-2 | 2023 | 4 |  |  |  | 59.7011 | 1
| Zone | South Orange County | 11 | Monthly System Peak Day | SCE | 1-in-2 | 2023 | 5 |  |  |  | 58.6256 | 1
| Zone | South Orange County | 11 | Monthly System Peak Day | SCE | 1-in-2 | 2023 | 6 |  |  |  | 57.4356 | 1
| Zone | South Orange County | 11 | Monthly System Peak Day | SCE | 1-in-2 | 2023 | 7 |  |  |  | 56.8811 | 1
| Zone | South Orange County | 11 | Monthly System Peak Day | SCE | 1-in-2 | 2023 | 8 |  |  |  | 57.2111 | 1
| Zone | South Orange County | 11 | Monthly System Peak Day | SCE | 1-in-2 | 2023 | 9 |  |  |  | 60.4744 | 1
| Zone | South Orange County | 11 | Monthly System Peak Day | SCE | 1-in-2 | 2023 | 10 |  |  |  | 65.9156 | 1
| Zone | South Orange County | 11 | Monthly System Peak Day | SCE | 1-in-2 | 2023 | 11 |  |  |  | 72.2267 | 1
| Zone | South Orange County | 11 | Monthly System Peak Day | SCE | 1-in-2 | 2023 | 12 |  |  |  | 78.2222 | 1
| Zone | South Orange County | 11 | Monthly System Peak Day | SCE | 1-in-2 | 2023 | 13 |  |  |  | 83.2222 | 1
| Zone | South Orange County | 11 | Monthly System Peak Day | SCE | 1-in-2 | 2023 | 14 |  |  |  | 85.8667 | 1
| Zone | South Orange County | 11 | Monthly System Peak Day | SCE | 1-in-2 | 2023 | 15 |  |  |  | 85.8444 | 1
| Zone | South Orange County | 11 | Monthly System Peak Day | SCE | 1-in-2 | 2023 | 16 |  |  |  | 84.4889 | 1
| Zone | South Orange County | 11 | Monthly System Peak Day | SCE | 1-in-2 | 2023 | 17 |  |  |  | 83.0889 | 1
| Zone | South Orange County | 11 | Monthly System Peak Day | SCE | 1-in-2 | 2023 | 18 |  |  |  | 79.4444 | 1
| Zone | South Orange County | 11 | Monthly System Peak Day | SCE | 1-in-2 | 2023 | 19 |  |  |  | 76.5 | 1
| Zone | South Orange County | 11 | Monthly System Peak Day | SCE | 1-in-2 | 2023 | 20 |  |  |  | 74.3333 | 1
| Zone | South Orange County | 11 | Monthly System Peak Day | SCE | 1-in-2 | 2023 | 21 |  |  |  | 72.5133 | 1
| Zone | South Orange County | 11 | Monthly System Peak Day | SCE | 1-in-2 | 2023 | 22 |  |  |  | 70.4044 | 1
| Zone | South Orange County | 11 | Monthly System Peak Day | SCE | 1-in-2 | 2023 | 23 |  |  |  | 68.8122 | 1
| Zone | South Orange County | 11 | Monthly System Peak Day | SCE | 1-in-2 | 2023 | 24 |  |  |  | 67.2444 | 1
| Zone | South Orange County | 12 | Average Weekday | SCE | 1-in-2 | 2023 | 1 |  |  |  | 54.0608 | 1
| Zone | South Orange County | 12 | Average Weekday | SCE | 1-in-2 | 2023 | 2 |  |  |  | 53.4401 | 1
| Zone | South Orange County | 12 | Average Weekday | SCE | 1-in-2 | 2023 | 3 |  |  |  | 52.8948 | 1
| Zone | South Orange County | 12 | Average Weekday | SCE | 1-in-2 | 2023 | 4 |  |  |  | 52.3482 | 1
| Zone | South Orange County | 12 | Average Weekday | SCE | 1-in-2 | 2023 | 5 |  |  |  | 51.8615 | 1
| Zone | South Orange County | 12 | Average Weekday | SCE | 1-in-2 | 2023 | 6 |  |  |  | 51.3658 | 1
| Zone | South Orange County | 12 | Average Weekday | SCE | 1-in-2 | 2023 | 7 |  |  |  | 51.0159 | 1
| Zone | South Orange County | 12 | Average Weekday | SCE | 1-in-2 | 2023 | 8 |  |  |  | 50.8932 | 1
| Zone | South Orange County | 12 | Average Weekday | SCE | 1-in-2 | 2023 | 9 |  |  |  | 51.5791 | 1
| Zone | South Orange County | 12 | Average Weekday | SCE | 1-in-2 | 2023 | 10 |  |  |  | 53.7416 | 1
| Zone | South Orange County | 12 | Average Weekday | SCE | 1-in-2 | 2023 | 11 |  |  |  | 56.621 | 1
| Zone | South Orange County | 12 | Average Weekday | SCE | 1-in-2 | 2023 | 12 |  |  |  | 59.2355 | 1
| Zone | South Orange County | 12 | Average Weekday | SCE | 1-in-2 | 2023 | 13 |  |  |  | 61.2844 | 1
| Zone | South Orange County | 12 | Average Weekday | SCE | 1-in-2 | 2023 | 14 |  |  |  | 62.6466 | 1
| Zone | South Orange County | 12 | Average Weekday | SCE | 1-in-2 | 2023 | 15 |  |  |  | 62.7982 | 1
| Zone | South Orange County | 12 | Average Weekday | SCE | 1-in-2 | 2023 | 16 |  |  |  | 62.6015 | 1
| Zone | South Orange County | 12 | Average Weekday | SCE | 1-in-2 | 2023 | 17 |  |  |  | 61.6713 | 1
| Zone | South Orange County | 12 | Average Weekday | SCE | 1-in-2 | 2023 | 18 |  |  |  | 60.0319 | 1
| Zone | South Orange County | 12 | Average Weekday | SCE | 1-in-2 | 2023 | 19 |  |  |  | 58.5867 | 1
| Zone | South Orange County | 12 | Average Weekday | SCE | 1-in-2 | 2023 | 20 |  |  |  | 57.6711 | 1
| Zone | South Orange County | 12 | Average Weekday | SCE | 1-in-2 | 2023 | 21 |  |  |  | 56.7956 | 1
| Zone | South Orange County | 12 | Average Weekday | SCE | 1-in-2 | 2023 | 22 |  |  |  | 55.8991 | 1
| Zone | South Orange County | 12 | Average Weekday | SCE | 1-in-2 | 2023 | 23 |  |  |  | 55.1389 | 1
| Zone | South Orange County | 12 | Average Weekday | SCE | 1-in-2 | 2023 | 24 |  |  |  | 54.3793 | 1
| Zone | South Orange County | 12 | Monthly System Peak Day | SCE | 1-in-2 | 2023 | 1 |  |  |  | 48.1411 | 1
| Zone | South Orange County | 12 | Monthly System Peak Day | SCE | 1-in-2 | 2023 | 2 |  |  |  | 47.8678 | 1
| Zone | South Orange County | 12 | Monthly System Peak Day | SCE | 1-in-2 | 2023 | 3 |  |  |  | 47.4289 | 1
| Zone | South Orange County | 12 | Monthly System Peak Day | SCE | 1-in-2 | 2023 | 4 |  |  |  | 47.7744 | 1
| Zone | South Orange County | 12 | Monthly System Peak Day | SCE | 1-in-2 | 2023 | 5 |  |  |  | 47.6456 | 1
| Zone | South Orange County | 12 | Monthly System Peak Day | SCE | 1-in-2 | 2023 | 6 |  |  |  | 47.87 | 1
| Zone | South Orange County | 12 | Monthly System Peak Day | SCE | 1-in-2 | 2023 | 7 |  |  |  | 48.2433 | 1
| Zone | South Orange County | 12 | Monthly System Peak Day | SCE | 1-in-2 | 2023 | 8 |  |  |  | 48.1489 | 1
| Zone | South Orange County | 12 | Monthly System Peak Day | SCE | 1-in-2 | 2023 | 9 |  |  |  | 48.1322 | 1
| Zone | South Orange County | 12 | Monthly System Peak Day | SCE | 1-in-2 | 2023 | 10 |  |  |  | 51.7589 | 1
| Zone | South Orange County | 12 | Monthly System Peak Day | SCE | 1-in-2 | 2023 | 11 |  |  |  | 55.8633 | 1
| Zone | South Orange County | 12 | Monthly System Peak Day | SCE | 1-in-2 | 2023 | 12 |  |  |  | 58.79 | 1
| Zone | South Orange County | 12 | Monthly System Peak Day | SCE | 1-in-2 | 2023 | 13 |  |  |  | 60.8144 | 1
| Zone | South Orange County | 12 | Monthly System Peak Day | SCE | 1-in-2 | 2023 | 14 |  |  |  | 61.6778 | 1
| Zone | South Orange County | 12 | Monthly System Peak Day | SCE | 1-in-2 | 2023 | 15 |  |  |  | 62.05 | 1
| Zone | South Orange County | 12 | Monthly System Peak Day | SCE | 1-in-2 | 2023 | 16 |  |  |  | 62.3733 | 1
| Zone | South Orange County | 12 | Monthly System Peak Day | SCE | 1-in-2 | 2023 | 17 |  |  |  | 61.9011 | 1
| Zone | South Orange County | 12 | Monthly System Peak Day | SCE | 1-in-2 | 2023 | 18 |  |  |  | 60.0033 | 1
| Zone | South Orange County | 12 | Monthly System Peak Day | SCE | 1-in-2 | 2023 | 19 |  |  |  | 58.02 | 1
| Zone | South Orange County | 12 | Monthly System Peak Day | SCE | 1-in-2 | 2023 | 20 |  |  |  | 56.7433 | 1
| Zone | South Orange County | 12 | Monthly System Peak Day | SCE | 1-in-2 | 2023 | 21 |  |  |  | 55.5411 | 1
| Zone | South Orange County | 12 | Monthly System Peak Day | SCE | 1-in-2 | 2023 | 22 |  |  |  | 54.4633 | 1
| Zone | South Orange County | 12 | Monthly System Peak Day | SCE | 1-in-2 | 2023 | 23 |  |  |  | 52.9978 | 1
| Zone | South Orange County | 12 | Monthly System Peak Day | SCE | 1-in-2 | 2023 | 24 |  |  |  | 51.0956 | 1
| Zone | South Orange County | 1 | Average Weekday | SCE | 1-in-2 | 2024 | 1 |  |  |  | 54.662 | 1
| Zone | South Orange County | 1 | Average Weekday | SCE | 1-in-2 | 2024 | 2 |  |  |  | 53.4948 | 1
| Zone | South Orange County | 1 | Average Weekday | SCE | 1-in-2 | 2024 | 3 |  |  |  | 52.5967 | 1
| Zone | South Orange County | 1 | Average Weekday | SCE | 1-in-2 | 2024 | 4 |  |  |  | 51.8098 | 1
| Zone | South Orange County | 1 | Average Weekday | SCE | 1-in-2 | 2024 | 5 |  |  |  | 50.8538 | 1
| Zone | South Orange County | 1 | Average Weekday | SCE | 1-in-2 | 2024 | 6 |  |  |  | 50.5846 | 1
| Zone | South Orange County | 1 | Average Weekday | SCE | 1-in-2 | 2024 | 7 |  |  |  | 50.309 | 1
| Zone | South Orange County | 1 | Average Weekday | SCE | 1-in-2 | 2024 | 8 |  |  |  | 50.4253 | 1
| Zone | South Orange County | 1 | Average Weekday | SCE | 1-in-2 | 2024 | 9 |  |  |  | 51.0391 | 1
| Zone | South Orange County | 1 | Average Weekday | SCE | 1-in-2 | 2024 | 10 |  |  |  | 54.4605 | 1
| Zone | South Orange County | 1 | Average Weekday | SCE | 1-in-2 | 2024 | 11 |  |  |  | 58.9545 | 1
| Zone | South Orange County | 1 | Average Weekday | SCE | 1-in-2 | 2024 | 12 |  |  |  | 62.7349 | 1
| Zone | South Orange County | 1 | Average Weekday | SCE | 1-in-2 | 2024 | 13 |  |  |  | 65.5105 | 1
| Zone | South Orange County | 1 | Average Weekday | SCE | 1-in-2 | 2024 | 14 |  |  |  | 67.4434 | 1
| Zone | South Orange County | 1 | Average Weekday | SCE | 1-in-2 | 2024 | 15 |  |  |  | 68.2248 | 1
| Zone | South Orange County | 1 | Average Weekday | SCE | 1-in-2 | 2024 | 16 |  |  |  | 68.2278 | 1
| Zone | South Orange County | 1 | Average Weekday | SCE | 1-in-2 | 2024 | 17 |  |  |  | 67.1061 | 1
| Zone | South Orange County | 1 | Average Weekday | SCE | 1-in-2 | 2024 | 18 |  |  |  | 65.1802 | 1
| Zone | South Orange County | 1 | Average Weekday | SCE | 1-in-2 | 2024 | 19 |  |  |  | 62.5922 | 1
| Zone | South Orange County | 1 | Average Weekday | SCE | 1-in-2 | 2024 | 20 |  |  |  | 60.9761 | 1
| Zone | South Orange County | 1 | Average Weekday | SCE | 1-in-2 | 2024 | 21 |  |  |  | 59.7741 | 1
| Zone | South Orange County | 1 | Average Weekday | SCE | 1-in-2 | 2024 | 22 |  |  |  | 58.5336 | 1
| Zone | South Orange County | 1 | Average Weekday | SCE | 1-in-2 | 2024 | 23 |  |  |  | 57.524 | 1
| Zone | South Orange County | 1 | Average Weekday | SCE | 1-in-2 | 2024 | 24 |  |  |  | 56.4265 | 1
| Zone | South Orange County | 1 | Monthly System Peak Day | SCE | 1-in-2 | 2024 | 1 |  |  |  | 49.35 | 1
| Zone | South Orange County | 1 | Monthly System Peak Day | SCE | 1-in-2 | 2024 | 2 |  |  |  | 48.7167 | 1
| Zone | South Orange County | 1 | Monthly System Peak Day | SCE | 1-in-2 | 2024 | 3 |  |  |  | 47.3467 | 1
| Zone | South Orange County | 1 | Monthly System Peak Day | SCE | 1-in-2 | 2024 | 4 |  |  |  | 46.4689 | 1
| Zone | South Orange County | 1 | Monthly System Peak Day | SCE | 1-in-2 | 2024 | 5 |  |  |  | 45.3333 | 1
| Zone | South Orange County | 1 | Monthly System Peak Day | SCE | 1-in-2 | 2024 | 6 |  |  |  | 44.8956 | 1
| Zone | South Orange County | 1 | Monthly System Peak Day | SCE | 1-in-2 | 2024 | 7 |  |  |  | 44.8944 | 1
| Zone | South Orange County | 1 | Monthly System Peak Day | SCE | 1-in-2 | 2024 | 8 |  |  |  | 45.2267 | 1
| Zone | South Orange County | 1 | Monthly System Peak Day | SCE | 1-in-2 | 2024 | 9 |  |  |  | 46.1144 | 1
| Zone | South Orange County | 1 | Monthly System Peak Day | SCE | 1-in-2 | 2024 | 10 |  |  |  | 48.8811 | 1
| Zone | South Orange County | 1 | Monthly System Peak Day | SCE | 1-in-2 | 2024 | 11 |  |  |  | 52.8111 | 1
| Zone | South Orange County | 1 | Monthly System Peak Day | SCE | 1-in-2 | 2024 | 12 |  |  |  | 55.2022 | 1
| Zone | South Orange County | 1 | Monthly System Peak Day | SCE | 1-in-2 | 2024 | 13 |  |  |  | 56.2878 | 1
| Zone | South Orange County | 1 | Monthly System Peak Day | SCE | 1-in-2 | 2024 | 14 |  |  |  | 55.6478 | 1
| Zone | South Orange County | 1 | Monthly System Peak Day | SCE | 1-in-2 | 2024 | 15 |  |  |  | 55.4756 | 1
| Zone | South Orange County | 1 | Monthly System Peak Day | SCE | 1-in-2 | 2024 | 16 |  |  |  | 56.2167 | 1
| Zone | South Orange County | 1 | Monthly System Peak Day | SCE | 1-in-2 | 2024 | 17 |  |  |  | 56.8744 | 1
| Zone | South Orange County | 1 | Monthly System Peak Day | SCE | 1-in-2 | 2024 | 18 |  |  |  | 56.1267 | 1
| Zone | South Orange County | 1 | Monthly System Peak Day | SCE | 1-in-2 | 2024 | 19 |  |  |  | 54.7333 | 1
| Zone | South Orange County | 1 | Monthly System Peak Day | SCE | 1-in-2 | 2024 | 20 |  |  |  | 53.8189 | 1
| Zone | South Orange County | 1 | Monthly System Peak Day | SCE | 1-in-2 | 2024 | 21 |  |  |  | 53.2444 | 1
| Zone | South Orange County | 1 | Monthly System Peak Day | SCE | 1-in-2 | 2024 | 22 |  |  |  | 52.1089 | 1
| Zone | South Orange County | 1 | Monthly System Peak Day | SCE | 1-in-2 | 2024 | 23 |  |  |  | 50.9433 | 1
| Zone | South Orange County | 1 | Monthly System Peak Day | SCE | 1-in-2 | 2024 | 24 |  |  |  | 49.9844 | 1
| Zone | South Orange County | 2 | Average Weekday | SCE | 1-in-2 | 2024 | 1 |  |  |  | 54.6901 | 1
| Zone | South Orange County | 2 | Average Weekday | SCE | 1-in-2 | 2024 | 2 |  |  |  | 53.9377 | 1
| Zone | South Orange County | 2 | Average Weekday | SCE | 1-in-2 | 2024 | 3 |  |  |  | 53.2236 | 1
| Zone | South Orange County | 2 | Average Weekday | SCE | 1-in-2 | 2024 | 4 |  |  |  | 52.4923 | 1
| Zone | South Orange County | 2 | Average Weekday | SCE | 1-in-2 | 2024 | 5 |  |  |  | 51.8844 | 1
| Zone | South Orange County | 2 | Average Weekday | SCE | 1-in-2 | 2024 | 6 |  |  |  | 51.3397 | 1
| Zone | South Orange County | 2 | Average Weekday | SCE | 1-in-2 | 2024 | 7 |  |  |  | 51.0943 | 1
| Zone | South Orange County | 2 | Average Weekday | SCE | 1-in-2 | 2024 | 8 |  |  |  | 51.0683 | 1
| Zone | South Orange County | 2 | Average Weekday | SCE | 1-in-2 | 2024 | 9 |  |  |  | 52.4426 | 1
| Zone | South Orange County | 2 | Average Weekday | SCE | 1-in-2 | 2024 | 10 |  |  |  | 55.7153 | 1
| Zone | South Orange County | 2 | Average Weekday | SCE | 1-in-2 | 2024 | 11 |  |  |  | 58.9495 | 1
| Zone | South Orange County | 2 | Average Weekday | SCE | 1-in-2 | 2024 | 12 |  |  |  | 61.8131 | 1
| Zone | South Orange County | 2 | Average Weekday | SCE | 1-in-2 | 2024 | 13 |  |  |  | 63.9924 | 1
| Zone | South Orange County | 2 | Average Weekday | SCE | 1-in-2 | 2024 | 14 |  |  |  | 65.2151 | 1
| Zone | South Orange County | 2 | Average Weekday | SCE | 1-in-2 | 2024 | 15 |  |  |  | 65.3369 | 1
| Zone | South Orange County | 2 | Average Weekday | SCE | 1-in-2 | 2024 | 16 |  |  |  | 64.8269 | 1
| Zone | South Orange County | 2 | Average Weekday | SCE | 1-in-2 | 2024 | 17 |  |  |  | 64.2344 | 1
| Zone | South Orange County | 2 | Average Weekday | SCE | 1-in-2 | 2024 | 18 |  |  |  | 62.9428 | 1
| Zone | South Orange County | 2 | Average Weekday | SCE | 1-in-2 | 2024 | 19 |  |  |  | 60.8499 | 1
| Zone | South Orange County | 2 | Average Weekday | SCE | 1-in-2 | 2024 | 20 |  |  |  | 59.3436 | 1
| Zone | South Orange County | 2 | Average Weekday | SCE | 1-in-2 | 2024 | 21 |  |  |  | 58.3393 | 1
| Zone | South Orange County | 2 | Average Weekday | SCE | 1-in-2 | 2024 | 22 |  |  |  | 57.5002 | 1
| Zone | South Orange County | 2 | Average Weekday | SCE | 1-in-2 | 2024 | 23 |  |  |  | 56.5876 | 1
| Zone | South Orange County | 2 | Average Weekday | SCE | 1-in-2 | 2024 | 24 |  |  |  | 55.7785 | 1
| Zone | South Orange County | 2 | Monthly System Peak Day | SCE | 1-in-2 | 2024 | 1 |  |  |  | 47.2478 | 1
| Zone | South Orange County | 2 | Monthly System Peak Day | SCE | 1-in-2 | 2024 | 2 |  |  |  | 46.9311 | 1
| Zone | South Orange County | 2 | Monthly System Peak Day | SCE | 1-in-2 | 2024 | 3 |  |  |  | 46.3533 | 1
| Zone | South Orange County | 2 | Monthly System Peak Day | SCE | 1-in-2 | 2024 | 4 |  |  |  | 45.6078 | 1
| Zone | South Orange County | 2 | Monthly System Peak Day | SCE | 1-in-2 | 2024 | 5 |  |  |  | 44.6556 | 1
| Zone | South Orange County | 2 | Monthly System Peak Day | SCE | 1-in-2 | 2024 | 6 |  |  |  | 43.6544 | 1
| Zone | South Orange County | 2 | Monthly System Peak Day | SCE | 1-in-2 | 2024 | 7 |  |  |  | 42.9833 | 1
| Zone | South Orange County | 2 | Monthly System Peak Day | SCE | 1-in-2 | 2024 | 8 |  |  |  | 43.0622 | 1
| Zone | South Orange County | 2 | Monthly System Peak Day | SCE | 1-in-2 | 2024 | 9 |  |  |  | 44.6044 | 1
| Zone | South Orange County | 2 | Monthly System Peak Day | SCE | 1-in-2 | 2024 | 10 |  |  |  | 47.8667 | 1
| Zone | South Orange County | 2 | Monthly System Peak Day | SCE | 1-in-2 | 2024 | 11 |  |  |  | 50.9233 | 1
| Zone | South Orange County | 2 | Monthly System Peak Day | SCE | 1-in-2 | 2024 | 12 |  |  |  | 53.2144 | 1
| Zone | South Orange County | 2 | Monthly System Peak Day | SCE | 1-in-2 | 2024 | 13 |  |  |  | 54.67 | 1
| Zone | South Orange County | 2 | Monthly System Peak Day | SCE | 1-in-2 | 2024 | 14 |  |  |  | 55.9689 | 1
| Zone | South Orange County | 2 | Monthly System Peak Day | SCE | 1-in-2 | 2024 | 15 |  |  |  | 56.9189 | 1
| Zone | South Orange County | 2 | Monthly System Peak Day | SCE | 1-in-2 | 2024 | 16 |  |  |  | 57.4333 | 1
| Zone | South Orange County | 2 | Monthly System Peak Day | SCE | 1-in-2 | 2024 | 17 |  |  |  | 56.9844 | 1
| Zone | South Orange County | 2 | Monthly System Peak Day | SCE | 1-in-2 | 2024 | 18 |  |  |  | 56.46 | 1
| Zone | South Orange County | 2 | Monthly System Peak Day | SCE | 1-in-2 | 2024 | 19 |  |  |  | 54.6711 | 1
| Zone | South Orange County | 2 | Monthly System Peak Day | SCE | 1-in-2 | 2024 | 20 |  |  |  | 53.4833 | 1
| Zone | South Orange County | 2 | Monthly System Peak Day | SCE | 1-in-2 | 2024 | 21 |  |  |  | 52.6922 | 1
| Zone | South Orange County | 2 | Monthly System Peak Day | SCE | 1-in-2 | 2024 | 22 |  |  |  | 51.7511 | 1
| Zone | South Orange County | 2 | Monthly System Peak Day | SCE | 1-in-2 | 2024 | 23 |  |  |  | 50.6333 | 1
| Zone | South Orange County | 2 | Monthly System Peak Day | SCE | 1-in-2 | 2024 | 24 |  |  |  | 49.3278 | 1
| Zone | South Orange County | 3 | Average Weekday | SCE | 1-in-2 | 2024 | 1 |  |  |  | 56.6172 | 1
| Zone | South Orange County | 3 | Average Weekday | SCE | 1-in-2 | 2024 | 2 |  |  |  | 55.8013 | 1
| Zone | South Orange County | 3 | Average Weekday | SCE | 1-in-2 | 2024 | 3 |  |  |  | 55.1097 | 1
| Zone | South Orange County | 3 | Average Weekday | SCE | 1-in-2 | 2024 | 4 |  |  |  | 54.5835 | 1
| Zone | South Orange County | 3 | Average Weekday | SCE | 1-in-2 | 2024 | 5 |  |  |  | 54.1136 | 1
| Zone | South Orange County | 3 | Average Weekday | SCE | 1-in-2 | 2024 | 6 |  |  |  | 53.7129 | 1
| Zone | South Orange County | 3 | Average Weekday | SCE | 1-in-2 | 2024 | 7 |  |  |  | 53.4053 | 1
| Zone | South Orange County | 3 | Average Weekday | SCE | 1-in-2 | 2024 | 8 |  |  |  | 53.3662 | 1
| Zone | South Orange County | 3 | Average Weekday | SCE | 1-in-2 | 2024 | 9 |  |  |  | 54.3881 | 1
| Zone | South Orange County | 3 | Average Weekday | SCE | 1-in-2 | 2024 | 10 |  |  |  | 56.8323 | 1
| Zone | South Orange County | 3 | Average Weekday | SCE | 1-in-2 | 2024 | 11 |  |  |  | 59.6678 | 1
| Zone | South Orange County | 3 | Average Weekday | SCE | 1-in-2 | 2024 | 12 |  |  |  | 62.3309 | 1
| Zone | South Orange County | 3 | Average Weekday | SCE | 1-in-2 | 2024 | 13 |  |  |  | 63.8855 | 1
| Zone | South Orange County | 3 | Average Weekday | SCE | 1-in-2 | 2024 | 14 |  |  |  | 64.6413 | 1
| Zone | South Orange County | 3 | Average Weekday | SCE | 1-in-2 | 2024 | 15 |  |  |  | 65.1252 | 1
| Zone | South Orange County | 3 | Average Weekday | SCE | 1-in-2 | 2024 | 16 |  |  |  | 65.3877 | 1
| Zone | South Orange County | 3 | Average Weekday | SCE | 1-in-2 | 2024 | 17 |  |  |  | 65.2091 | 1
| Zone | South Orange County | 3 | Average Weekday | SCE | 1-in-2 | 2024 | 18 |  |  |  | 64.3728 | 1
| Zone | South Orange County | 3 | Average Weekday | SCE | 1-in-2 | 2024 | 19 |  |  |  | 63.1342 | 1
| Zone | South Orange County | 3 | Average Weekday | SCE | 1-in-2 | 2024 | 20 |  |  |  | 61.3696 | 1
| Zone | South Orange County | 3 | Average Weekday | SCE | 1-in-2 | 2024 | 21 |  |  |  | 59.8507 | 1
| Zone | South Orange County | 3 | Average Weekday | SCE | 1-in-2 | 2024 | 22 |  |  |  | 59.0283 | 1
| Zone | South Orange County | 3 | Average Weekday | SCE | 1-in-2 | 2024 | 23 |  |  |  | 58.364 | 1
| Zone | South Orange County | 3 | Average Weekday | SCE | 1-in-2 | 2024 | 24 |  |  |  | 57.6474 | 1
| Zone | South Orange County | 3 | Monthly System Peak Day | SCE | 1-in-2 | 2024 | 1 |  |  |  | 59.8322 | 1
| Zone | South Orange County | 3 | Monthly System Peak Day | SCE | 1-in-2 | 2024 | 2 |  |  |  | 58.1289 | 1
| Zone | South Orange County | 3 | Monthly System Peak Day | SCE | 1-in-2 | 2024 | 3 |  |  |  | 56.7222 | 1
| Zone | South Orange County | 3 | Monthly System Peak Day | SCE | 1-in-2 | 2024 | 4 |  |  |  | 55.9189 | 1
| Zone | South Orange County | 3 | Monthly System Peak Day | SCE | 1-in-2 | 2024 | 5 |  |  |  | 55.86 | 1
| Zone | South Orange County | 3 | Monthly System Peak Day | SCE | 1-in-2 | 2024 | 6 |  |  |  | 55.9678 | 1
| Zone | South Orange County | 3 | Monthly System Peak Day | SCE | 1-in-2 | 2024 | 7 |  |  |  | 54.5467 | 1
| Zone | South Orange County | 3 | Monthly System Peak Day | SCE | 1-in-2 | 2024 | 8 |  |  |  | 54.1511 | 1
| Zone | South Orange County | 3 | Monthly System Peak Day | SCE | 1-in-2 | 2024 | 9 |  |  |  | 55.0822 | 1
| Zone | South Orange County | 3 | Monthly System Peak Day | SCE | 1-in-2 | 2024 | 10 |  |  |  | 58.7367 | 1
| Zone | South Orange County | 3 | Monthly System Peak Day | SCE | 1-in-2 | 2024 | 11 |  |  |  | 63.2567 | 1
| Zone | South Orange County | 3 | Monthly System Peak Day | SCE | 1-in-2 | 2024 | 12 |  |  |  | 67.3078 | 1
| Zone | South Orange County | 3 | Monthly System Peak Day | SCE | 1-in-2 | 2024 | 13 |  |  |  | 69.1044 | 1
| Zone | South Orange County | 3 | Monthly System Peak Day | SCE | 1-in-2 | 2024 | 14 |  |  |  | 69.4867 | 1
| Zone | South Orange County | 3 | Monthly System Peak Day | SCE | 1-in-2 | 2024 | 15 |  |  |  | 70.4467 | 1
| Zone | South Orange County | 3 | Monthly System Peak Day | SCE | 1-in-2 | 2024 | 16 |  |  |  | 70.4978 | 1
| Zone | South Orange County | 3 | Monthly System Peak Day | SCE | 1-in-2 | 2024 | 17 |  |  |  | 69.3444 | 1
| Zone | South Orange County | 3 | Monthly System Peak Day | SCE | 1-in-2 | 2024 | 18 |  |  |  | 68.2589 | 1
| Zone | South Orange County | 3 | Monthly System Peak Day | SCE | 1-in-2 | 2024 | 19 |  |  |  | 66.64 | 1
| Zone | South Orange County | 3 | Monthly System Peak Day | SCE | 1-in-2 | 2024 | 20 |  |  |  | 64.3044 | 1
| Zone | South Orange County | 3 | Monthly System Peak Day | SCE | 1-in-2 | 2024 | 21 |  |  |  | 62.69 | 1
| Zone | South Orange County | 3 | Monthly System Peak Day | SCE | 1-in-2 | 2024 | 22 |  |  |  | 61.9778 | 1
| Zone | South Orange County | 3 | Monthly System Peak Day | SCE | 1-in-2 | 2024 | 23 |  |  |  | 60.8089 | 1
| Zone | South Orange County | 3 | Monthly System Peak Day | SCE | 1-in-2 | 2024 | 24 |  |  |  | 59.7333 | 1
| Zone | South Orange County | 4 | Average Weekday | SCE | 1-in-2 | 2024 | 1 |  |  |  | 58.073 | 1
| Zone | South Orange County | 4 | Average Weekday | SCE | 1-in-2 | 2024 | 2 |  |  |  | 57.561 | 1
| Zone | South Orange County | 4 | Average Weekday | SCE | 1-in-2 | 2024 | 3 |  |  |  | 56.9132 | 1
| Zone | South Orange County | 4 | Average Weekday | SCE | 1-in-2 | 2024 | 4 |  |  |  | 56.3681 | 1
| Zone | South Orange County | 4 | Average Weekday | SCE | 1-in-2 | 2024 | 5 |  |  |  | 55.9471 | 1
| Zone | South Orange County | 4 | Average Weekday | SCE | 1-in-2 | 2024 | 6 |  |  |  | 55.5731 | 1
| Zone | South Orange County | 4 | Average Weekday | SCE | 1-in-2 | 2024 | 7 |  |  |  | 55.3919 | 1
| Zone | South Orange County | 4 | Average Weekday | SCE | 1-in-2 | 2024 | 8 |  |  |  | 55.4289 | 1
| Zone | South Orange County | 4 | Average Weekday | SCE | 1-in-2 | 2024 | 9 |  |  |  | 56.7051 | 1
| Zone | South Orange County | 4 | Average Weekday | SCE | 1-in-2 | 2024 | 10 |  |  |  | 58.9486 | 1
| Zone | South Orange County | 4 | Average Weekday | SCE | 1-in-2 | 2024 | 11 |  |  |  | 61.3682 | 1
| Zone | South Orange County | 4 | Average Weekday | SCE | 1-in-2 | 2024 | 12 |  |  |  | 63.6571 | 1
| Zone | South Orange County | 4 | Average Weekday | SCE | 1-in-2 | 2024 | 13 |  |  |  | 64.9915 | 1
| Zone | South Orange County | 4 | Average Weekday | SCE | 1-in-2 | 2024 | 14 |  |  |  | 65.909 | 1
| Zone | South Orange County | 4 | Average Weekday | SCE | 1-in-2 | 2024 | 15 |  |  |  | 66.7237 | 1
| Zone | South Orange County | 4 | Average Weekday | SCE | 1-in-2 | 2024 | 16 |  |  |  | 66.9521 | 1
| Zone | South Orange County | 4 | Average Weekday | SCE | 1-in-2 | 2024 | 17 |  |  |  | 66.763 | 1
| Zone | South Orange County | 4 | Average Weekday | SCE | 1-in-2 | 2024 | 18 |  |  |  | 66.251 | 1
| Zone | South Orange County | 4 | Average Weekday | SCE | 1-in-2 | 2024 | 19 |  |  |  | 65.3409 | 1
| Zone | South Orange County | 4 | Average Weekday | SCE | 1-in-2 | 2024 | 20 |  |  |  | 63.5632 | 1
| Zone | South Orange County | 4 | Average Weekday | SCE | 1-in-2 | 2024 | 21 |  |  |  | 61.2356 | 1
| Zone | South Orange County | 4 | Average Weekday | SCE | 1-in-2 | 2024 | 22 |  |  |  | 59.7451 | 1
| Zone | South Orange County | 4 | Average Weekday | SCE | 1-in-2 | 2024 | 23 |  |  |  | 59.0311 | 1
| Zone | South Orange County | 4 | Average Weekday | SCE | 1-in-2 | 2024 | 24 |  |  |  | 58.3683 | 1
| Zone | South Orange County | 4 | Monthly System Peak Day | SCE | 1-in-2 | 2024 | 1 |  |  |  | 63.08 | 1
| Zone | South Orange County | 4 | Monthly System Peak Day | SCE | 1-in-2 | 2024 | 2 |  |  |  | 62.4322 | 1
| Zone | South Orange County | 4 | Monthly System Peak Day | SCE | 1-in-2 | 2024 | 3 |  |  |  | 61.7433 | 1
| Zone | South Orange County | 4 | Monthly System Peak Day | SCE | 1-in-2 | 2024 | 4 |  |  |  | 61.3144 | 1
| Zone | South Orange County | 4 | Monthly System Peak Day | SCE | 1-in-2 | 2024 | 5 |  |  |  | 60.4389 | 1
| Zone | South Orange County | 4 | Monthly System Peak Day | SCE | 1-in-2 | 2024 | 6 |  |  |  | 59.6778 | 1
| Zone | South Orange County | 4 | Monthly System Peak Day | SCE | 1-in-2 | 2024 | 7 |  |  |  | 59.5567 | 1
| Zone | South Orange County | 4 | Monthly System Peak Day | SCE | 1-in-2 | 2024 | 8 |  |  |  | 59.51 | 1
| Zone | South Orange County | 4 | Monthly System Peak Day | SCE | 1-in-2 | 2024 | 9 |  |  |  | 61.0967 | 1
| Zone | South Orange County | 4 | Monthly System Peak Day | SCE | 1-in-2 | 2024 | 10 |  |  |  | 65.5467 | 1
| Zone | South Orange County | 4 | Monthly System Peak Day | SCE | 1-in-2 | 2024 | 11 |  |  |  | 70.4511 | 1
| Zone | South Orange County | 4 | Monthly System Peak Day | SCE | 1-in-2 | 2024 | 12 |  |  |  | 74.9333 | 1
| Zone | South Orange County | 4 | Monthly System Peak Day | SCE | 1-in-2 | 2024 | 13 |  |  |  | 77.8 | 1
| Zone | South Orange County | 4 | Monthly System Peak Day | SCE | 1-in-2 | 2024 | 14 |  |  |  | 79.0667 | 1
| Zone | South Orange County | 4 | Monthly System Peak Day | SCE | 1-in-2 | 2024 | 15 |  |  |  | 79.9222 | 1
| Zone | South Orange County | 4 | Monthly System Peak Day | SCE | 1-in-2 | 2024 | 16 |  |  |  | 78.4111 | 1
| Zone | South Orange County | 4 | Monthly System Peak Day | SCE | 1-in-2 | 2024 | 17 |  |  |  | 76.7889 | 1
| Zone | South Orange County | 4 | Monthly System Peak Day | SCE | 1-in-2 | 2024 | 18 |  |  |  | 77.5889 | 1
| Zone | South Orange County | 4 | Monthly System Peak Day | SCE | 1-in-2 | 2024 | 19 |  |  |  | 77.6 | 1
| Zone | South Orange County | 4 | Monthly System Peak Day | SCE | 1-in-2 | 2024 | 20 |  |  |  | 75.2289 | 1
| Zone | South Orange County | 4 | Monthly System Peak Day | SCE | 1-in-2 | 2024 | 21 |  |  |  | 71.5378 | 1
| Zone | South Orange County | 4 | Monthly System Peak Day | SCE | 1-in-2 | 2024 | 22 |  |  |  | 68.83 | 1
| Zone | South Orange County | 4 | Monthly System Peak Day | SCE | 1-in-2 | 2024 | 23 |  |  |  | 67.2 | 1
| Zone | South Orange County | 4 | Monthly System Peak Day | SCE | 1-in-2 | 2024 | 24 |  |  |  | 64.42 | 1
| Zone | South Orange County | 5 | Average Weekday | SCE | 1-in-2 | 2024 | 1 |  |  |  | 60.4714 | 1
| Zone | South Orange County | 5 | Average Weekday | SCE | 1-in-2 | 2024 | 2 |  |  |  | 60.1578 | 1
| Zone | South Orange County | 5 | Average Weekday | SCE | 1-in-2 | 2024 | 3 |  |  |  | 59.9098 | 1
| Zone | South Orange County | 5 | Average Weekday | SCE | 1-in-2 | 2024 | 4 |  |  |  | 59.6602 | 1
| Zone | South Orange County | 5 | Average Weekday | SCE | 1-in-2 | 2024 | 5 |  |  |  | 59.4343 | 1
| Zone | South Orange County | 5 | Average Weekday | SCE | 1-in-2 | 2024 | 6 |  |  |  | 59.2257 | 1
| Zone | South Orange County | 5 | Average Weekday | SCE | 1-in-2 | 2024 | 7 |  |  |  | 59.0737 | 1
| Zone | South Orange County | 5 | Average Weekday | SCE | 1-in-2 | 2024 | 8 |  |  |  | 59.2193 | 1
| Zone | South Orange County | 5 | Average Weekday | SCE | 1-in-2 | 2024 | 9 |  |  |  | 60.1784 | 1
| Zone | South Orange County | 5 | Average Weekday | SCE | 1-in-2 | 2024 | 10 |  |  |  | 61.5476 | 1
| Zone | South Orange County | 5 | Average Weekday | SCE | 1-in-2 | 2024 | 11 |  |  |  | 63.2339 | 1
| Zone | South Orange County | 5 | Average Weekday | SCE | 1-in-2 | 2024 | 12 |  |  |  | 64.809 | 1
| Zone | South Orange County | 5 | Average Weekday | SCE | 1-in-2 | 2024 | 13 |  |  |  | 65.8807 | 1
| Zone | South Orange County | 5 | Average Weekday | SCE | 1-in-2 | 2024 | 14 |  |  |  | 66.6581 | 1
| Zone | South Orange County | 5 | Average Weekday | SCE | 1-in-2 | 2024 | 15 |  |  |  | 67.4139 | 1
| Zone | South Orange County | 5 | Average Weekday | SCE | 1-in-2 | 2024 | 16 |  |  |  | 67.7208 | 1
| Zone | South Orange County | 5 | Average Weekday | SCE | 1-in-2 | 2024 | 17 |  |  |  | 67.6767 | 1
| Zone | South Orange County | 5 | Average Weekday | SCE | 1-in-2 | 2024 | 18 |  |  |  | 67.1896 | 1
| Zone | South Orange County | 5 | Average Weekday | SCE | 1-in-2 | 2024 | 19 |  |  |  | 66.193 | 1
| Zone | South Orange County | 5 | Average Weekday | SCE | 1-in-2 | 2024 | 20 |  |  |  | 64.6476 | 1
| Zone | South Orange County | 5 | Average Weekday | SCE | 1-in-2 | 2024 | 21 |  |  |  | 62.7824 | 1
| Zone | South Orange County | 5 | Average Weekday | SCE | 1-in-2 | 2024 | 22 |  |  |  | 61.6101 | 1
| Zone | South Orange County | 5 | Average Weekday | SCE | 1-in-2 | 2024 | 23 |  |  |  | 61.087 | 1
| Zone | South Orange County | 5 | Average Weekday | SCE | 1-in-2 | 2024 | 24 |  |  |  | 60.8122 | 1
| Zone | South Orange County | 5 | Monthly System Peak Day | SCE | 1-in-2 | 2024 | 1 |  |  |  | 63.7922 | 1
| Zone | South Orange County | 5 | Monthly System Peak Day | SCE | 1-in-2 | 2024 | 2 |  |  |  | 62.7844 | 1
| Zone | South Orange County | 5 | Monthly System Peak Day | SCE | 1-in-2 | 2024 | 3 |  |  |  | 61.8978 | 1
| Zone | South Orange County | 5 | Monthly System Peak Day | SCE | 1-in-2 | 2024 | 4 |  |  |  | 61.2678 | 1
| Zone | South Orange County | 5 | Monthly System Peak Day | SCE | 1-in-2 | 2024 | 5 |  |  |  | 60.9811 | 1
| Zone | South Orange County | 5 | Monthly System Peak Day | SCE | 1-in-2 | 2024 | 6 |  |  |  | 60.2222 | 1
| Zone | South Orange County | 5 | Monthly System Peak Day | SCE | 1-in-2 | 2024 | 7 |  |  |  | 59.9489 | 1
| Zone | South Orange County | 5 | Monthly System Peak Day | SCE | 1-in-2 | 2024 | 8 |  |  |  | 60.4044 | 1
| Zone | South Orange County | 5 | Monthly System Peak Day | SCE | 1-in-2 | 2024 | 9 |  |  |  | 63.1456 | 1
| Zone | South Orange County | 5 | Monthly System Peak Day | SCE | 1-in-2 | 2024 | 10 |  |  |  | 67.3444 | 1
| Zone | South Orange County | 5 | Monthly System Peak Day | SCE | 1-in-2 | 2024 | 11 |  |  |  | 72.2256 | 1
| Zone | South Orange County | 5 | Monthly System Peak Day | SCE | 1-in-2 | 2024 | 12 |  |  |  | 75.9911 | 1
| Zone | South Orange County | 5 | Monthly System Peak Day | SCE | 1-in-2 | 2024 | 13 |  |  |  | 77.6889 | 1
| Zone | South Orange County | 5 | Monthly System Peak Day | SCE | 1-in-2 | 2024 | 14 |  |  |  | 78.3444 | 1
| Zone | South Orange County | 5 | Monthly System Peak Day | SCE | 1-in-2 | 2024 | 15 |  |  |  | 77.7489 | 1
| Zone | South Orange County | 5 | Monthly System Peak Day | SCE | 1-in-2 | 2024 | 16 |  |  |  | 78.6467 | 1
| Zone | South Orange County | 5 | Monthly System Peak Day | SCE | 1-in-2 | 2024 | 17 |  |  |  | 78.7111 | 1
| Zone | South Orange County | 5 | Monthly System Peak Day | SCE | 1-in-2 | 2024 | 18 |  |  |  | 77.9222 | 1
| Zone | South Orange County | 5 | Monthly System Peak Day | SCE | 1-in-2 | 2024 | 19 |  |  |  | 76.0111 | 1
| Zone | South Orange County | 5 | Monthly System Peak Day | SCE | 1-in-2 | 2024 | 20 |  |  |  | 73.9678 | 1
| Zone | South Orange County | 5 | Monthly System Peak Day | SCE | 1-in-2 | 2024 | 21 |  |  |  | 70.8633 | 1
| Zone | South Orange County | 5 | Monthly System Peak Day | SCE | 1-in-2 | 2024 | 22 |  |  |  | 67.1622 | 1
| Zone | South Orange County | 5 | Monthly System Peak Day | SCE | 1-in-2 | 2024 | 23 |  |  |  | 65.5611 | 1
| Zone | South Orange County | 5 | Monthly System Peak Day | SCE | 1-in-2 | 2024 | 24 |  |  |  | 64.4989 | 1
| Zone | South Orange County | 6 | Average Weekday | SCE | 1-in-2 | 2024 | 1 |  |  |  | 63.2201 | 1
| Zone | South Orange County | 6 | Average Weekday | SCE | 1-in-2 | 2024 | 2 |  |  |  | 62.9028 | 1
| Zone | South Orange County | 6 | Average Weekday | SCE | 1-in-2 | 2024 | 3 |  |  |  | 62.638 | 1
| Zone | South Orange County | 6 | Average Weekday | SCE | 1-in-2 | 2024 | 4 |  |  |  | 62.3707 | 1
| Zone | South Orange County | 6 | Average Weekday | SCE | 1-in-2 | 2024 | 5 |  |  |  | 62.2104 | 1
| Zone | South Orange County | 6 | Average Weekday | SCE | 1-in-2 | 2024 | 6 |  |  |  | 62.0573 | 1
| Zone | South Orange County | 6 | Average Weekday | SCE | 1-in-2 | 2024 | 7 |  |  |  | 61.9467 | 1
| Zone | South Orange County | 6 | Average Weekday | SCE | 1-in-2 | 2024 | 8 |  |  |  | 62.2274 | 1
| Zone | South Orange County | 6 | Average Weekday | SCE | 1-in-2 | 2024 | 9 |  |  |  | 63.2907 | 1
| Zone | South Orange County | 6 | Average Weekday | SCE | 1-in-2 | 2024 | 10 |  |  |  | 64.8738 | 1
| Zone | South Orange County | 6 | Average Weekday | SCE | 1-in-2 | 2024 | 11 |  |  |  | 66.8967 | 1
| Zone | South Orange County | 6 | Average Weekday | SCE | 1-in-2 | 2024 | 12 |  |  |  | 68.6847 | 1
| Zone | South Orange County | 6 | Average Weekday | SCE | 1-in-2 | 2024 | 13 |  |  |  | 69.7499 | 1
| Zone | South Orange County | 6 | Average Weekday | SCE | 1-in-2 | 2024 | 14 |  |  |  | 70.2175 | 1
| Zone | South Orange County | 6 | Average Weekday | SCE | 1-in-2 | 2024 | 15 |  |  |  | 70.7634 | 1
| Zone | South Orange County | 6 | Average Weekday | SCE | 1-in-2 | 2024 | 16 |  |  |  | 71.3779 | 1
| Zone | South Orange County | 6 | Average Weekday | SCE | 1-in-2 | 2024 | 17 |  |  |  | 71.6339 | 1
| Zone | South Orange County | 6 | Average Weekday | SCE | 1-in-2 | 2024 | 18 |  |  |  | 71.201 | 1
| Zone | South Orange County | 6 | Average Weekday | SCE | 1-in-2 | 2024 | 19 |  |  |  | 70.3962 | 1
| Zone | South Orange County | 6 | Average Weekday | SCE | 1-in-2 | 2024 | 20 |  |  |  | 68.8645 | 1
| Zone | South Orange County | 6 | Average Weekday | SCE | 1-in-2 | 2024 | 21 |  |  |  | 66.8008 | 1
| Zone | South Orange County | 6 | Average Weekday | SCE | 1-in-2 | 2024 | 22 |  |  |  | 64.8621 | 1
| Zone | South Orange County | 6 | Average Weekday | SCE | 1-in-2 | 2024 | 23 |  |  |  | 64.1087 | 1
| Zone | South Orange County | 6 | Average Weekday | SCE | 1-in-2 | 2024 | 24 |  |  |  | 63.6586 | 1
| Zone | South Orange County | 6 | Monthly System Peak Day | SCE | 1-in-2 | 2024 | 1 |  |  |  | 63.0833 | 1
| Zone | South Orange County | 6 | Monthly System Peak Day | SCE | 1-in-2 | 2024 | 2 |  |  |  | 62.8911 | 1
| Zone | South Orange County | 6 | Monthly System Peak Day | SCE | 1-in-2 | 2024 | 3 |  |  |  | 62.3167 | 1
| Zone | South Orange County | 6 | Monthly System Peak Day | SCE | 1-in-2 | 2024 | 4 |  |  |  | 61.93 | 1
| Zone | South Orange County | 6 | Monthly System Peak Day | SCE | 1-in-2 | 2024 | 5 |  |  |  | 61.6378 | 1
| Zone | South Orange County | 6 | Monthly System Peak Day | SCE | 1-in-2 | 2024 | 6 |  |  |  | 61.1333 | 1
| Zone | South Orange County | 6 | Monthly System Peak Day | SCE | 1-in-2 | 2024 | 7 |  |  |  | 60.9756 | 1
| Zone | South Orange County | 6 | Monthly System Peak Day | SCE | 1-in-2 | 2024 | 8 |  |  |  | 61.5322 | 1
| Zone | South Orange County | 6 | Monthly System Peak Day | SCE | 1-in-2 | 2024 | 9 |  |  |  | 63.2822 | 1
| Zone | South Orange County | 6 | Monthly System Peak Day | SCE | 1-in-2 | 2024 | 10 |  |  |  | 66.1411 | 1
| Zone | South Orange County | 6 | Monthly System Peak Day | SCE | 1-in-2 | 2024 | 11 |  |  |  | 68.5956 | 1
| Zone | South Orange County | 6 | Monthly System Peak Day | SCE | 1-in-2 | 2024 | 12 |  |  |  | 70.4067 | 1
| Zone | South Orange County | 6 | Monthly System Peak Day | SCE | 1-in-2 | 2024 | 13 |  |  |  | 70.6011 | 1
| Zone | South Orange County | 6 | Monthly System Peak Day | SCE | 1-in-2 | 2024 | 14 |  |  |  | 71.5422 | 1
| Zone | South Orange County | 6 | Monthly System Peak Day | SCE | 1-in-2 | 2024 | 15 |  |  |  | 73.7222 | 1
| Zone | South Orange County | 6 | Monthly System Peak Day | SCE | 1-in-2 | 2024 | 16 |  |  |  | 75.8533 | 1
| Zone | South Orange County | 6 | Monthly System Peak Day | SCE | 1-in-2 | 2024 | 17 |  |  |  | 76.4556 | 1
| Zone | South Orange County | 6 | Monthly System Peak Day | SCE | 1-in-2 | 2024 | 18 |  |  |  | 75.6667 | 1
| Zone | South Orange County | 6 | Monthly System Peak Day | SCE | 1-in-2 | 2024 | 19 |  |  |  | 72.9222 | 1
| Zone | South Orange County | 6 | Monthly System Peak Day | SCE | 1-in-2 | 2024 | 20 |  |  |  | 71.1267 | 1
| Zone | South Orange County | 6 | Monthly System Peak Day | SCE | 1-in-2 | 2024 | 21 |  |  |  | 69.3 | 1
| Zone | South Orange County | 6 | Monthly System Peak Day | SCE | 1-in-2 | 2024 | 22 |  |  |  | 67.5322 | 1
| Zone | South Orange County | 6 | Monthly System Peak Day | SCE | 1-in-2 | 2024 | 23 |  |  |  | 66.7211 | 1
| Zone | South Orange County | 6 | Monthly System Peak Day | SCE | 1-in-2 | 2024 | 24 |  |  |  | 65.1489 | 1
| Zone | South Orange County | 7 | Average Weekday | SCE | 1-in-2 | 2024 | 1 |  |  |  | 66.4002 | 1
| Zone | South Orange County | 7 | Average Weekday | SCE | 1-in-2 | 2024 | 2 |  |  |  | 66.1068 | 1
| Zone | South Orange County | 7 | Average Weekday | SCE | 1-in-2 | 2024 | 3 |  |  |  | 65.8268 | 1
| Zone | South Orange County | 7 | Average Weekday | SCE | 1-in-2 | 2024 | 4 |  |  |  | 65.5226 | 1
| Zone | South Orange County | 7 | Average Weekday | SCE | 1-in-2 | 2024 | 5 |  |  |  | 65.3042 | 1
| Zone | South Orange County | 7 | Average Weekday | SCE | 1-in-2 | 2024 | 6 |  |  |  | 65.0663 | 1
| Zone | South Orange County | 7 | Average Weekday | SCE | 1-in-2 | 2024 | 7 |  |  |  | 64.9529 | 1
| Zone | South Orange County | 7 | Average Weekday | SCE | 1-in-2 | 2024 | 8 |  |  |  | 65.3477 | 1
| Zone | South Orange County | 7 | Average Weekday | SCE | 1-in-2 | 2024 | 9 |  |  |  | 66.7598 | 1
| Zone | South Orange County | 7 | Average Weekday | SCE | 1-in-2 | 2024 | 10 |  |  |  | 68.6621 | 1
| Zone | South Orange County | 7 | Average Weekday | SCE | 1-in-2 | 2024 | 11 |  |  |  | 70.82 | 1
| Zone | South Orange County | 7 | Average Weekday | SCE | 1-in-2 | 2024 | 12 |  |  |  | 72.7892 | 1
| Zone | South Orange County | 7 | Average Weekday | SCE | 1-in-2 | 2024 | 13 |  |  |  | 73.936 | 1
| Zone | South Orange County | 7 | Average Weekday | SCE | 1-in-2 | 2024 | 14 |  |  |  | 74.2985 | 1
| Zone | South Orange County | 7 | Average Weekday | SCE | 1-in-2 | 2024 | 15 |  |  |  | 75.1656 | 1
| Zone | South Orange County | 7 | Average Weekday | SCE | 1-in-2 | 2024 | 16 |  |  |  | 75.3757 | 1
| Zone | South Orange County | 7 | Average Weekday | SCE | 1-in-2 | 2024 | 17 |  |  |  | 75.5332 | 1
| Zone | South Orange County | 7 | Average Weekday | SCE | 1-in-2 | 2024 | 18 |  |  |  | 75.0031 | 1
| Zone | South Orange County | 7 | Average Weekday | SCE | 1-in-2 | 2024 | 19 |  |  |  | 73.9945 | 1
| Zone | South Orange County | 7 | Average Weekday | SCE | 1-in-2 | 2024 | 20 |  |  |  | 72.6964 | 1
| Zone | South Orange County | 7 | Average Weekday | SCE | 1-in-2 | 2024 | 21 |  |  |  | 70.461 | 1
| Zone | South Orange County | 7 | Average Weekday | SCE | 1-in-2 | 2024 | 22 |  |  |  | 68.3221 | 1
| Zone | South Orange County | 7 | Average Weekday | SCE | 1-in-2 | 2024 | 23 |  |  |  | 67.3934 | 1
| Zone | South Orange County | 7 | Average Weekday | SCE | 1-in-2 | 2024 | 24 |  |  |  | 66.8977 | 1
| Zone | South Orange County | 7 | Monthly System Peak Day | SCE | 1-in-2 | 2024 | 1 |  |  |  | 67.6667 | 1
| Zone | South Orange County | 7 | Monthly System Peak Day | SCE | 1-in-2 | 2024 | 2 |  |  |  | 67.2378 | 1
| Zone | South Orange County | 7 | Monthly System Peak Day | SCE | 1-in-2 | 2024 | 3 |  |  |  | 66.6256 | 1
| Zone | South Orange County | 7 | Monthly System Peak Day | SCE | 1-in-2 | 2024 | 4 |  |  |  | 66.4067 | 1
| Zone | South Orange County | 7 | Monthly System Peak Day | SCE | 1-in-2 | 2024 | 5 |  |  |  | 66.3189 | 1
| Zone | South Orange County | 7 | Monthly System Peak Day | SCE | 1-in-2 | 2024 | 6 |  |  |  | 66.2333 | 1
| Zone | South Orange County | 7 | Monthly System Peak Day | SCE | 1-in-2 | 2024 | 7 |  |  |  | 65.8556 | 1
| Zone | South Orange County | 7 | Monthly System Peak Day | SCE | 1-in-2 | 2024 | 8 |  |  |  | 66.3544 | 1
| Zone | South Orange County | 7 | Monthly System Peak Day | SCE | 1-in-2 | 2024 | 9 |  |  |  | 68.31 | 1
| Zone | South Orange County | 7 | Monthly System Peak Day | SCE | 1-in-2 | 2024 | 10 |  |  |  | 71.2022 | 1
| Zone | South Orange County | 7 | Monthly System Peak Day | SCE | 1-in-2 | 2024 | 11 |  |  |  | 74.3444 | 1
| Zone | South Orange County | 7 | Monthly System Peak Day | SCE | 1-in-2 | 2024 | 12 |  |  |  | 77.1111 | 1
| Zone | South Orange County | 7 | Monthly System Peak Day | SCE | 1-in-2 | 2024 | 13 |  |  |  | 78.7833 | 1
| Zone | South Orange County | 7 | Monthly System Peak Day | SCE | 1-in-2 | 2024 | 14 |  |  |  | 79.2778 | 1
| Zone | South Orange County | 7 | Monthly System Peak Day | SCE | 1-in-2 | 2024 | 15 |  |  |  | 80.7444 | 1
| Zone | South Orange County | 7 | Monthly System Peak Day | SCE | 1-in-2 | 2024 | 16 |  |  |  | 80.7556 | 1
| Zone | South Orange County | 7 | Monthly System Peak Day | SCE | 1-in-2 | 2024 | 17 |  |  |  | 82.2667 | 1
| Zone | South Orange County | 7 | Monthly System Peak Day | SCE | 1-in-2 | 2024 | 18 |  |  |  | 81.2889 | 1
| Zone | South Orange County | 7 | Monthly System Peak Day | SCE | 1-in-2 | 2024 | 19 |  |  |  | 78.7444 | 1
| Zone | South Orange County | 7 | Monthly System Peak Day | SCE | 1-in-2 | 2024 | 20 |  |  |  | 76.9889 | 1
| Zone | South Orange County | 7 | Monthly System Peak Day | SCE | 1-in-2 | 2024 | 21 |  |  |  | 75.0667 | 1
| Zone | South Orange County | 7 | Monthly System Peak Day | SCE | 1-in-2 | 2024 | 22 |  |  |  | 72.0311 | 1
| Zone | South Orange County | 7 | Monthly System Peak Day | SCE | 1-in-2 | 2024 | 23 |  |  |  | 70.24 | 1
| Zone | South Orange County | 7 | Monthly System Peak Day | SCE | 1-in-2 | 2024 | 24 |  |  |  | 69.3089 | 1
| Zone | South Orange County | 8 | Average Weekday | SCE | 1-in-2 | 2024 | 1 |  |  |  | 67.8148 | 1
| Zone | South Orange County | 8 | Average Weekday | SCE | 1-in-2 | 2024 | 2 |  |  |  | 67.3859 | 1
| Zone | South Orange County | 8 | Average Weekday | SCE | 1-in-2 | 2024 | 3 |  |  |  | 67.0598 | 1
| Zone | South Orange County | 8 | Average Weekday | SCE | 1-in-2 | 2024 | 4 |  |  |  | 66.7292 | 1
| Zone | South Orange County | 8 | Average Weekday | SCE | 1-in-2 | 2024 | 5 |  |  |  | 66.3823 | 1
| Zone | South Orange County | 8 | Average Weekday | SCE | 1-in-2 | 2024 | 6 |  |  |  | 66.1019 | 1
| Zone | South Orange County | 8 | Average Weekday | SCE | 1-in-2 | 2024 | 7 |  |  |  | 65.9604 | 1
| Zone | South Orange County | 8 | Average Weekday | SCE | 1-in-2 | 2024 | 8 |  |  |  | 66.1177 | 1
| Zone | South Orange County | 8 | Average Weekday | SCE | 1-in-2 | 2024 | 9 |  |  |  | 67.3343 | 1
| Zone | South Orange County | 8 | Average Weekday | SCE | 1-in-2 | 2024 | 10 |  |  |  | 69.3146 | 1
| Zone | South Orange County | 8 | Average Weekday | SCE | 1-in-2 | 2024 | 11 |  |  |  | 72.0113 | 1
| Zone | South Orange County | 8 | Average Weekday | SCE | 1-in-2 | 2024 | 12 |  |  |  | 74.6335 | 1
| Zone | South Orange County | 8 | Average Weekday | SCE | 1-in-2 | 2024 | 13 |  |  |  | 75.7629 | 1
| Zone | South Orange County | 8 | Average Weekday | SCE | 1-in-2 | 2024 | 14 |  |  |  | 76.6644 | 1
| Zone | South Orange County | 8 | Average Weekday | SCE | 1-in-2 | 2024 | 15 |  |  |  | 77.4824 | 1
| Zone | South Orange County | 8 | Average Weekday | SCE | 1-in-2 | 2024 | 16 |  |  |  | 77.8866 | 1
| Zone | South Orange County | 8 | Average Weekday | SCE | 1-in-2 | 2024 | 17 |  |  |  | 78.0986 | 1
| Zone | South Orange County | 8 | Average Weekday | SCE | 1-in-2 | 2024 | 18 |  |  |  | 77.5193 | 1
| Zone | South Orange County | 8 | Average Weekday | SCE | 1-in-2 | 2024 | 19 |  |  |  | 76.4611 | 1
| Zone | South Orange County | 8 | Average Weekday | SCE | 1-in-2 | 2024 | 20 |  |  |  | 74.6475 | 1
| Zone | South Orange County | 8 | Average Weekday | SCE | 1-in-2 | 2024 | 21 |  |  |  | 71.7865 | 1
| Zone | South Orange County | 8 | Average Weekday | SCE | 1-in-2 | 2024 | 22 |  |  |  | 69.784 | 1
| Zone | South Orange County | 8 | Average Weekday | SCE | 1-in-2 | 2024 | 23 |  |  |  | 68.9044 | 1
| Zone | South Orange County | 8 | Average Weekday | SCE | 1-in-2 | 2024 | 24 |  |  |  | 68.3345 | 1
| Zone | South Orange County | 8 | Monthly System Peak Day | SCE | 1-in-2 | 2024 | 1 |  |  |  | 72.3222 | 1
| Zone | South Orange County | 8 | Monthly System Peak Day | SCE | 1-in-2 | 2024 | 2 |  |  |  | 71.6711 | 1
| Zone | South Orange County | 8 | Monthly System Peak Day | SCE | 1-in-2 | 2024 | 3 |  |  |  | 71.3533 | 1
| Zone | South Orange County | 8 | Monthly System Peak Day | SCE | 1-in-2 | 2024 | 4 |  |  |  | 70.8778 | 1
| Zone | South Orange County | 8 | Monthly System Peak Day | SCE | 1-in-2 | 2024 | 5 |  |  |  | 70.9267 | 1
| Zone | South Orange County | 8 | Monthly System Peak Day | SCE | 1-in-2 | 2024 | 6 |  |  |  | 70.8844 | 1
| Zone | South Orange County | 8 | Monthly System Peak Day | SCE | 1-in-2 | 2024 | 7 |  |  |  | 70.8222 | 1
| Zone | South Orange County | 8 | Monthly System Peak Day | SCE | 1-in-2 | 2024 | 8 |  |  |  | 70.8578 | 1
| Zone | South Orange County | 8 | Monthly System Peak Day | SCE | 1-in-2 | 2024 | 9 |  |  |  | 72.3711 | 1
| Zone | South Orange County | 8 | Monthly System Peak Day | SCE | 1-in-2 | 2024 | 10 |  |  |  | 75.7 | 1
| Zone | South Orange County | 8 | Monthly System Peak Day | SCE | 1-in-2 | 2024 | 11 |  |  |  | 79.5889 | 1
| Zone | South Orange County | 8 | Monthly System Peak Day | SCE | 1-in-2 | 2024 | 12 |  |  |  | 82.6222 | 1
| Zone | South Orange County | 8 | Monthly System Peak Day | SCE | 1-in-2 | 2024 | 13 |  |  |  | 83.5 | 1
| Zone | South Orange County | 8 | Monthly System Peak Day | SCE | 1-in-2 | 2024 | 14 |  |  |  | 84.7556 | 1
| Zone | South Orange County | 8 | Monthly System Peak Day | SCE | 1-in-2 | 2024 | 15 |  |  |  | 85.5889 | 1
| Zone | South Orange County | 8 | Monthly System Peak Day | SCE | 1-in-2 | 2024 | 16 |  |  |  | 85.0667 | 1
| Zone | South Orange County | 8 | Monthly System Peak Day | SCE | 1-in-2 | 2024 | 17 |  |  |  | 85.0889 | 1
| Zone | South Orange County | 8 | Monthly System Peak Day | SCE | 1-in-2 | 2024 | 18 |  |  |  | 84.5667 | 1
| Zone | South Orange County | 8 | Monthly System Peak Day | SCE | 1-in-2 | 2024 | 19 |  |  |  | 84.4667 | 1
| Zone | South Orange County | 8 | Monthly System Peak Day | SCE | 1-in-2 | 2024 | 20 |  |  |  | 82.4111 | 1
| Zone | South Orange County | 8 | Monthly System Peak Day | SCE | 1-in-2 | 2024 | 21 |  |  |  | 78.1778 | 1
| Zone | South Orange County | 8 | Monthly System Peak Day | SCE | 1-in-2 | 2024 | 22 |  |  |  | 75.1222 | 1
| Zone | South Orange County | 8 | Monthly System Peak Day | SCE | 1-in-2 | 2024 | 23 |  |  |  | 74.0444 | 1
| Zone | South Orange County | 8 | Monthly System Peak Day | SCE | 1-in-2 | 2024 | 24 |  |  |  | 73.2733 | 1
| Zone | South Orange County | 8 | Typical Event Day | SCE | 1-in-2 | 2024 | 1 |  |  |  | 68.5747 | 1
| Zone | South Orange County | 8 | Typical Event Day | SCE | 1-in-2 | 2024 | 2 |  |  |  | 68.0547 | 1
| Zone | South Orange County | 8 | Typical Event Day | SCE | 1-in-2 | 2024 | 3 |  |  |  | 67.6256 | 1
| Zone | South Orange County | 8 | Typical Event Day | SCE | 1-in-2 | 2024 | 4 |  |  |  | 67.2572 | 1
| Zone | South Orange County | 8 | Typical Event Day | SCE | 1-in-2 | 2024 | 5 |  |  |  | 67.0617 | 1
| Zone | South Orange County | 8 | Typical Event Day | SCE | 1-in-2 | 2024 | 6 |  |  |  | 66.8347 | 1
| Zone | South Orange County | 8 | Typical Event Day | SCE | 1-in-2 | 2024 | 7 |  |  |  | 66.6636 | 1
| Zone | South Orange County | 8 | Typical Event Day | SCE | 1-in-2 | 2024 | 8 |  |  |  | 66.8472 | 1
| Zone | South Orange County | 8 | Typical Event Day | SCE | 1-in-2 | 2024 | 9 |  |  |  | 68.6117 | 1
| Zone | South Orange County | 8 | Typical Event Day | SCE | 1-in-2 | 2024 | 10 |  |  |  | 71.9747 | 1
| Zone | South Orange County | 8 | Typical Event Day | SCE | 1-in-2 | 2024 | 11 |  |  |  | 75.5239 | 1
| Zone | South Orange County | 8 | Typical Event Day | SCE | 1-in-2 | 2024 | 12 |  |  |  | 78.5044 | 1
| Zone | South Orange County | 8 | Typical Event Day | SCE | 1-in-2 | 2024 | 13 |  |  |  | 79.8989 | 1
| Zone | South Orange County | 8 | Typical Event Day | SCE | 1-in-2 | 2024 | 14 |  |  |  | 80.9911 | 1
| Zone | South Orange County | 8 | Typical Event Day | SCE | 1-in-2 | 2024 | 15 |  |  |  | 82.4944 | 1
| Zone | South Orange County | 8 | Typical Event Day | SCE | 1-in-2 | 2024 | 16 |  |  |  | 82.8494 | 1
| Zone | South Orange County | 8 | Typical Event Day | SCE | 1-in-2 | 2024 | 17 |  |  |  | 83.5472 | 1
| Zone | South Orange County | 8 | Typical Event Day | SCE | 1-in-2 | 2024 | 18 |  |  |  | 82.95 | 1
| Zone | South Orange County | 8 | Typical Event Day | SCE | 1-in-2 | 2024 | 19 |  |  |  | 81.3389 | 1
| Zone | South Orange County | 8 | Typical Event Day | SCE | 1-in-2 | 2024 | 20 |  |  |  | 79.6344 | 1
| Zone | South Orange County | 8 | Typical Event Day | SCE | 1-in-2 | 2024 | 21 |  |  |  | 76.9333 | 1
| Zone | South Orange County | 8 | Typical Event Day | SCE | 1-in-2 | 2024 | 22 |  |  |  | 74.3158 | 1
| Zone | South Orange County | 8 | Typical Event Day | SCE | 1-in-2 | 2024 | 23 |  |  |  | 72.8681 | 1
| Zone | South Orange County | 8 | Typical Event Day | SCE | 1-in-2 | 2024 | 24 |  |  |  | 71.255 | 1
| Zone | South Orange County | 9 | Average Weekday | SCE | 1-in-2 | 2024 | 1 |  |  |  | 67.9294 | 1
| Zone | South Orange County | 9 | Average Weekday | SCE | 1-in-2 | 2024 | 2 |  |  |  | 67.3565 | 1
| Zone | South Orange County | 9 | Average Weekday | SCE | 1-in-2 | 2024 | 3 |  |  |  | 66.8845 | 1
| Zone | South Orange County | 9 | Average Weekday | SCE | 1-in-2 | 2024 | 4 |  |  |  | 66.4876 | 1
| Zone | South Orange County | 9 | Average Weekday | SCE | 1-in-2 | 2024 | 5 |  |  |  | 66.134 | 1
| Zone | South Orange County | 9 | Average Weekday | SCE | 1-in-2 | 2024 | 6 |  |  |  | 65.817 | 1
| Zone | South Orange County | 9 | Average Weekday | SCE | 1-in-2 | 2024 | 7 |  |  |  | 65.6568 | 1
| Zone | South Orange County | 9 | Average Weekday | SCE | 1-in-2 | 2024 | 8 |  |  |  | 65.6593 | 1
| Zone | South Orange County | 9 | Average Weekday | SCE | 1-in-2 | 2024 | 9 |  |  |  | 66.389 | 1
| Zone | South Orange County | 9 | Average Weekday | SCE | 1-in-2 | 2024 | 10 |  |  |  | 68.449 | 1
| Zone | South Orange County | 9 | Average Weekday | SCE | 1-in-2 | 2024 | 11 |  |  |  | 71.1643 | 1
| Zone | South Orange County | 9 | Average Weekday | SCE | 1-in-2 | 2024 | 12 |  |  |  | 73.7869 | 1
| Zone | South Orange County | 9 | Average Weekday | SCE | 1-in-2 | 2024 | 13 |  |  |  | 75.2473 | 1
| Zone | South Orange County | 9 | Average Weekday | SCE | 1-in-2 | 2024 | 14 |  |  |  | 76.2986 | 1
| Zone | South Orange County | 9 | Average Weekday | SCE | 1-in-2 | 2024 | 15 |  |  |  | 76.8973 | 1
| Zone | South Orange County | 9 | Average Weekday | SCE | 1-in-2 | 2024 | 16 |  |  |  | 76.9567 | 1
| Zone | South Orange County | 9 | Average Weekday | SCE | 1-in-2 | 2024 | 17 |  |  |  | 76.742 | 1
| Zone | South Orange County | 9 | Average Weekday | SCE | 1-in-2 | 2024 | 18 |  |  |  | 76.0147 | 1
| Zone | South Orange County | 9 | Average Weekday | SCE | 1-in-2 | 2024 | 19 |  |  |  | 74.7419 | 1
| Zone | South Orange County | 9 | Average Weekday | SCE | 1-in-2 | 2024 | 20 |  |  |  | 72.6114 | 1
| Zone | South Orange County | 9 | Average Weekday | SCE | 1-in-2 | 2024 | 21 |  |  |  | 70.6106 | 1
| Zone | South Orange County | 9 | Average Weekday | SCE | 1-in-2 | 2024 | 22 |  |  |  | 69.76 | 1
| Zone | South Orange County | 9 | Average Weekday | SCE | 1-in-2 | 2024 | 23 |  |  |  | 69.1248 | 1
| Zone | South Orange County | 9 | Average Weekday | SCE | 1-in-2 | 2024 | 24 |  |  |  | 68.4062 | 1
| Zone | South Orange County | 9 | Monthly System Peak Day | SCE | 1-in-2 | 2024 | 1 |  |  |  | 71.2267 | 1
| Zone | South Orange County | 9 | Monthly System Peak Day | SCE | 1-in-2 | 2024 | 2 |  |  |  | 70.4189 | 1
| Zone | South Orange County | 9 | Monthly System Peak Day | SCE | 1-in-2 | 2024 | 3 |  |  |  | 70.2067 | 1
| Zone | South Orange County | 9 | Monthly System Peak Day | SCE | 1-in-2 | 2024 | 4 |  |  |  | 69.8144 | 1
| Zone | South Orange County | 9 | Monthly System Peak Day | SCE | 1-in-2 | 2024 | 5 |  |  |  | 69.3633 | 1
| Zone | South Orange County | 9 | Monthly System Peak Day | SCE | 1-in-2 | 2024 | 6 |  |  |  | 69.0878 | 1
| Zone | South Orange County | 9 | Monthly System Peak Day | SCE | 1-in-2 | 2024 | 7 |  |  |  | 69.0011 | 1
| Zone | South Orange County | 9 | Monthly System Peak Day | SCE | 1-in-2 | 2024 | 8 |  |  |  | 68.6444 | 1
| Zone | South Orange County | 9 | Monthly System Peak Day | SCE | 1-in-2 | 2024 | 9 |  |  |  | 70.4833 | 1
| Zone | South Orange County | 9 | Monthly System Peak Day | SCE | 1-in-2 | 2024 | 10 |  |  |  | 74.8556 | 1
| Zone | South Orange County | 9 | Monthly System Peak Day | SCE | 1-in-2 | 2024 | 11 |  |  |  | 79.5667 | 1
| Zone | South Orange County | 9 | Monthly System Peak Day | SCE | 1-in-2 | 2024 | 12 |  |  |  | 83.8778 | 1
| Zone | South Orange County | 9 | Monthly System Peak Day | SCE | 1-in-2 | 2024 | 13 |  |  |  | 86.7111 | 1
| Zone | South Orange County | 9 | Monthly System Peak Day | SCE | 1-in-2 | 2024 | 14 |  |  |  | 88.3889 | 1
| Zone | South Orange County | 9 | Monthly System Peak Day | SCE | 1-in-2 | 2024 | 15 |  |  |  | 89.9222 | 1
| Zone | South Orange County | 9 | Monthly System Peak Day | SCE | 1-in-2 | 2024 | 16 |  |  |  | 89.7222 | 1
| Zone | South Orange County | 9 | Monthly System Peak Day | SCE | 1-in-2 | 2024 | 17 |  |  |  | 90.3778 | 1
| Zone | South Orange County | 9 | Monthly System Peak Day | SCE | 1-in-2 | 2024 | 18 |  |  |  | 90.2778 | 1
| Zone | South Orange County | 9 | Monthly System Peak Day | SCE | 1-in-2 | 2024 | 19 |  |  |  | 89.2222 | 1
| Zone | South Orange County | 9 | Monthly System Peak Day | SCE | 1-in-2 | 2024 | 20 |  |  |  | 88.0111 | 1
| Zone | South Orange County | 9 | Monthly System Peak Day | SCE | 1-in-2 | 2024 | 21 |  |  |  | 85.1889 | 1
| Zone | South Orange County | 9 | Monthly System Peak Day | SCE | 1-in-2 | 2024 | 22 |  |  |  | 82.5778 | 1
| Zone | South Orange County | 9 | Monthly System Peak Day | SCE | 1-in-2 | 2024 | 23 |  |  |  | 80.4667 | 1
| Zone | South Orange County | 9 | Monthly System Peak Day | SCE | 1-in-2 | 2024 | 24 |  |  |  | 77.2889 | 1
| Zone | South Orange County | 10 | Average Weekday | SCE | 1-in-2 | 2024 | 1 |  |  |  | 63.9844 | 1
| Zone | South Orange County | 10 | Average Weekday | SCE | 1-in-2 | 2024 | 2 |  |  |  | 63.2554 | 1
| Zone | South Orange County | 10 | Average Weekday | SCE | 1-in-2 | 2024 | 3 |  |  |  | 62.5135 | 1
| Zone | South Orange County | 10 | Average Weekday | SCE | 1-in-2 | 2024 | 4 |  |  |  | 61.9402 | 1
| Zone | South Orange County | 10 | Average Weekday | SCE | 1-in-2 | 2024 | 5 |  |  |  | 61.352 | 1
| Zone | South Orange County | 10 | Average Weekday | SCE | 1-in-2 | 2024 | 6 |  |  |  | 61.0596 | 1
| Zone | South Orange County | 10 | Average Weekday | SCE | 1-in-2 | 2024 | 7 |  |  |  | 60.878 | 1
| Zone | South Orange County | 10 | Average Weekday | SCE | 1-in-2 | 2024 | 8 |  |  |  | 60.7845 | 1
| Zone | South Orange County | 10 | Average Weekday | SCE | 1-in-2 | 2024 | 9 |  |  |  | 61.1327 | 1
| Zone | South Orange County | 10 | Average Weekday | SCE | 1-in-2 | 2024 | 10 |  |  |  | 63.2855 | 1
| Zone | South Orange County | 10 | Average Weekday | SCE | 1-in-2 | 2024 | 11 |  |  |  | 66.1247 | 1
| Zone | South Orange County | 10 | Average Weekday | SCE | 1-in-2 | 2024 | 12 |  |  |  | 68.6962 | 1
| Zone | South Orange County | 10 | Average Weekday | SCE | 1-in-2 | 2024 | 13 |  |  |  | 71.0626 | 1
| Zone | South Orange County | 10 | Average Weekday | SCE | 1-in-2 | 2024 | 14 |  |  |  | 72.4527 | 1
| Zone | South Orange County | 10 | Average Weekday | SCE | 1-in-2 | 2024 | 15 |  |  |  | 73.3673 | 1
| Zone | South Orange County | 10 | Average Weekday | SCE | 1-in-2 | 2024 | 16 |  |  |  | 73.5557 | 1
| Zone | South Orange County | 10 | Average Weekday | SCE | 1-in-2 | 2024 | 17 |  |  |  | 72.9948 | 1
| Zone | South Orange County | 10 | Average Weekday | SCE | 1-in-2 | 2024 | 18 |  |  |  | 72.2091 | 1
| Zone | South Orange County | 10 | Average Weekday | SCE | 1-in-2 | 2024 | 19 |  |  |  | 70.827 | 1
| Zone | South Orange County | 10 | Average Weekday | SCE | 1-in-2 | 2024 | 20 |  |  |  | 68.6842 | 1
| Zone | South Orange County | 10 | Average Weekday | SCE | 1-in-2 | 2024 | 21 |  |  |  | 67.4867 | 1
| Zone | South Orange County | 10 | Average Weekday | SCE | 1-in-2 | 2024 | 22 |  |  |  | 66.5315 | 1
| Zone | South Orange County | 10 | Average Weekday | SCE | 1-in-2 | 2024 | 23 |  |  |  | 65.6579 | 1
| Zone | South Orange County | 10 | Average Weekday | SCE | 1-in-2 | 2024 | 24 |  |  |  | 64.716 | 1
| Zone | South Orange County | 10 | Monthly System Peak Day | SCE | 1-in-2 | 2024 | 1 |  |  |  | 72.5944 | 1
| Zone | South Orange County | 10 | Monthly System Peak Day | SCE | 1-in-2 | 2024 | 2 |  |  |  | 70.3256 | 1
| Zone | South Orange County | 10 | Monthly System Peak Day | SCE | 1-in-2 | 2024 | 3 |  |  |  | 67.7222 | 1
| Zone | South Orange County | 10 | Monthly System Peak Day | SCE | 1-in-2 | 2024 | 4 |  |  |  | 66.7278 | 1
| Zone | South Orange County | 10 | Monthly System Peak Day | SCE | 1-in-2 | 2024 | 5 |  |  |  | 65.9078 | 1
| Zone | South Orange County | 10 | Monthly System Peak Day | SCE | 1-in-2 | 2024 | 6 |  |  |  | 65.4256 | 1
| Zone | South Orange County | 10 | Monthly System Peak Day | SCE | 1-in-2 | 2024 | 7 |  |  |  | 64.9611 | 1
| Zone | South Orange County | 10 | Monthly System Peak Day | SCE | 1-in-2 | 2024 | 8 |  |  |  | 64.9033 | 1
| Zone | South Orange County | 10 | Monthly System Peak Day | SCE | 1-in-2 | 2024 | 9 |  |  |  | 66.1911 | 1
| Zone | South Orange County | 10 | Monthly System Peak Day | SCE | 1-in-2 | 2024 | 10 |  |  |  | 70.9667 | 1
| Zone | South Orange County | 10 | Monthly System Peak Day | SCE | 1-in-2 | 2024 | 11 |  |  |  | 77.1556 | 1
| Zone | South Orange County | 10 | Monthly System Peak Day | SCE | 1-in-2 | 2024 | 12 |  |  |  | 84.0444 | 1
| Zone | South Orange County | 10 | Monthly System Peak Day | SCE | 1-in-2 | 2024 | 13 |  |  |  | 88.1333 | 1
| Zone | South Orange County | 10 | Monthly System Peak Day | SCE | 1-in-2 | 2024 | 14 |  |  |  | 91.2222 | 1
| Zone | South Orange County | 10 | Monthly System Peak Day | SCE | 1-in-2 | 2024 | 15 |  |  |  | 91.7667 | 1
| Zone | South Orange County | 10 | Monthly System Peak Day | SCE | 1-in-2 | 2024 | 16 |  |  |  | 90.8889 | 1
| Zone | South Orange County | 10 | Monthly System Peak Day | SCE | 1-in-2 | 2024 | 17 |  |  |  | 89.7778 | 1
| Zone | South Orange County | 10 | Monthly System Peak Day | SCE | 1-in-2 | 2024 | 18 |  |  |  | 89.4778 | 1
| Zone | South Orange County | 10 | Monthly System Peak Day | SCE | 1-in-2 | 2024 | 19 |  |  |  | 88.1556 | 1
| Zone | South Orange County | 10 | Monthly System Peak Day | SCE | 1-in-2 | 2024 | 20 |  |  |  | 83.8889 | 1
| Zone | South Orange County | 10 | Monthly System Peak Day | SCE | 1-in-2 | 2024 | 21 |  |  |  | 81.7667 | 1
| Zone | South Orange County | 10 | Monthly System Peak Day | SCE | 1-in-2 | 2024 | 22 |  |  |  | 79.5667 | 1
| Zone | South Orange County | 10 | Monthly System Peak Day | SCE | 1-in-2 | 2024 | 23 |  |  |  | 77.1556 | 1
| Zone | South Orange County | 10 | Monthly System Peak Day | SCE | 1-in-2 | 2024 | 24 |  |  |  | 75.1222 | 1
| Zone | South Orange County | 11 | Average Weekday | SCE | 1-in-2 | 2024 | 1 |  |  |  | 59.4519 | 1
| Zone | South Orange County | 11 | Average Weekday | SCE | 1-in-2 | 2024 | 2 |  |  |  | 58.7153 | 1
| Zone | South Orange County | 11 | Average Weekday | SCE | 1-in-2 | 2024 | 3 |  |  |  | 58.0665 | 1
| Zone | South Orange County | 11 | Average Weekday | SCE | 1-in-2 | 2024 | 4 |  |  |  | 57.4587 | 1
| Zone | South Orange County | 11 | Average Weekday | SCE | 1-in-2 | 2024 | 5 |  |  |  | 56.9065 | 1
| Zone | South Orange County | 11 | Average Weekday | SCE | 1-in-2 | 2024 | 6 |  |  |  | 56.6175 | 1
| Zone | South Orange County | 11 | Average Weekday | SCE | 1-in-2 | 2024 | 7 |  |  |  | 56.3543 | 1
| Zone | South Orange County | 11 | Average Weekday | SCE | 1-in-2 | 2024 | 8 |  |  |  | 56.5264 | 1
| Zone | South Orange County | 11 | Average Weekday | SCE | 1-in-2 | 2024 | 9 |  |  |  | 57.9307 | 1
| Zone | South Orange County | 11 | Average Weekday | SCE | 1-in-2 | 2024 | 10 |  |  |  | 61.0544 | 1
| Zone | South Orange County | 11 | Average Weekday | SCE | 1-in-2 | 2024 | 11 |  |  |  | 64.2326 | 1
| Zone | South Orange County | 11 | Average Weekday | SCE | 1-in-2 | 2024 | 12 |  |  |  | 67.0165 | 1
| Zone | South Orange County | 11 | Average Weekday | SCE | 1-in-2 | 2024 | 13 |  |  |  | 69.027 | 1
| Zone | South Orange County | 11 | Average Weekday | SCE | 1-in-2 | 2024 | 14 |  |  |  | 69.9835 | 1
| Zone | South Orange County | 11 | Average Weekday | SCE | 1-in-2 | 2024 | 15 |  |  |  | 70.1055 | 1
| Zone | South Orange County | 11 | Average Weekday | SCE | 1-in-2 | 2024 | 16 |  |  |  | 69.6706 | 1
| Zone | South Orange County | 11 | Average Weekday | SCE | 1-in-2 | 2024 | 17 |  |  |  | 68.7246 | 1
| Zone | South Orange County | 11 | Average Weekday | SCE | 1-in-2 | 2024 | 18 |  |  |  | 66.9267 | 1
| Zone | South Orange County | 11 | Average Weekday | SCE | 1-in-2 | 2024 | 19 |  |  |  | 65.1492 | 1
| Zone | South Orange County | 11 | Average Weekday | SCE | 1-in-2 | 2024 | 20 |  |  |  | 64.0634 | 1
| Zone | South Orange County | 11 | Average Weekday | SCE | 1-in-2 | 2024 | 21 |  |  |  | 63.0126 | 1
| Zone | South Orange County | 11 | Average Weekday | SCE | 1-in-2 | 2024 | 22 |  |  |  | 62.0379 | 1
| Zone | South Orange County | 11 | Average Weekday | SCE | 1-in-2 | 2024 | 23 |  |  |  | 61.0313 | 1
| Zone | South Orange County | 11 | Average Weekday | SCE | 1-in-2 | 2024 | 24 |  |  |  | 60.109 | 1
| Zone | South Orange County | 11 | Monthly System Peak Day | SCE | 1-in-2 | 2024 | 1 |  |  |  | 63.1511 | 1
| Zone | South Orange County | 11 | Monthly System Peak Day | SCE | 1-in-2 | 2024 | 2 |  |  |  | 61.7556 | 1
| Zone | South Orange County | 11 | Monthly System Peak Day | SCE | 1-in-2 | 2024 | 3 |  |  |  | 60.7956 | 1
| Zone | South Orange County | 11 | Monthly System Peak Day | SCE | 1-in-2 | 2024 | 4 |  |  |  | 59.7011 | 1
| Zone | South Orange County | 11 | Monthly System Peak Day | SCE | 1-in-2 | 2024 | 5 |  |  |  | 58.6256 | 1
| Zone | South Orange County | 11 | Monthly System Peak Day | SCE | 1-in-2 | 2024 | 6 |  |  |  | 57.4356 | 1
| Zone | South Orange County | 11 | Monthly System Peak Day | SCE | 1-in-2 | 2024 | 7 |  |  |  | 56.8811 | 1
| Zone | South Orange County | 11 | Monthly System Peak Day | SCE | 1-in-2 | 2024 | 8 |  |  |  | 57.2111 | 1
| Zone | South Orange County | 11 | Monthly System Peak Day | SCE | 1-in-2 | 2024 | 9 |  |  |  | 60.4744 | 1
| Zone | South Orange County | 11 | Monthly System Peak Day | SCE | 1-in-2 | 2024 | 10 |  |  |  | 65.9156 | 1
| Zone | South Orange County | 11 | Monthly System Peak Day | SCE | 1-in-2 | 2024 | 11 |  |  |  | 72.2267 | 1
| Zone | South Orange County | 11 | Monthly System Peak Day | SCE | 1-in-2 | 2024 | 12 |  |  |  | 78.2222 | 1
| Zone | South Orange County | 11 | Monthly System Peak Day | SCE | 1-in-2 | 2024 | 13 |  |  |  | 83.2222 | 1
| Zone | South Orange County | 11 | Monthly System Peak Day | SCE | 1-in-2 | 2024 | 14 |  |  |  | 85.8667 | 1
| Zone | South Orange County | 11 | Monthly System Peak Day | SCE | 1-in-2 | 2024 | 15 |  |  |  | 85.8444 | 1
| Zone | South Orange County | 11 | Monthly System Peak Day | SCE | 1-in-2 | 2024 | 16 |  |  |  | 84.4889 | 1
| Zone | South Orange County | 11 | Monthly System Peak Day | SCE | 1-in-2 | 2024 | 17 |  |  |  | 83.0889 | 1
| Zone | South Orange County | 11 | Monthly System Peak Day | SCE | 1-in-2 | 2024 | 18 |  |  |  | 79.4444 | 1
| Zone | South Orange County | 11 | Monthly System Peak Day | SCE | 1-in-2 | 2024 | 19 |  |  |  | 76.5 | 1
| Zone | South Orange County | 11 | Monthly System Peak Day | SCE | 1-in-2 | 2024 | 20 |  |  |  | 74.3333 | 1
| Zone | South Orange County | 11 | Monthly System Peak Day | SCE | 1-in-2 | 2024 | 21 |  |  |  | 72.5133 | 1
| Zone | South Orange County | 11 | Monthly System Peak Day | SCE | 1-in-2 | 2024 | 22 |  |  |  | 70.4044 | 1
| Zone | South Orange County | 11 | Monthly System Peak Day | SCE | 1-in-2 | 2024 | 23 |  |  |  | 68.8122 | 1
| Zone | South Orange County | 11 | Monthly System Peak Day | SCE | 1-in-2 | 2024 | 24 |  |  |  | 67.2444 | 1
| Zone | South Orange County | 12 | Average Weekday | SCE | 1-in-2 | 2024 | 1 |  |  |  | 54.0608 | 1
| Zone | South Orange County | 12 | Average Weekday | SCE | 1-in-2 | 2024 | 2 |  |  |  | 53.4401 | 1
| Zone | South Orange County | 12 | Average Weekday | SCE | 1-in-2 | 2024 | 3 |  |  |  | 52.8948 | 1
| Zone | South Orange County | 12 | Average Weekday | SCE | 1-in-2 | 2024 | 4 |  |  |  | 52.3482 | 1
| Zone | South Orange County | 12 | Average Weekday | SCE | 1-in-2 | 2024 | 5 |  |  |  | 51.8615 | 1
| Zone | South Orange County | 12 | Average Weekday | SCE | 1-in-2 | 2024 | 6 |  |  |  | 51.3658 | 1
| Zone | South Orange County | 12 | Average Weekday | SCE | 1-in-2 | 2024 | 7 |  |  |  | 51.0159 | 1
| Zone | South Orange County | 12 | Average Weekday | SCE | 1-in-2 | 2024 | 8 |  |  |  | 50.8932 | 1
| Zone | South Orange County | 12 | Average Weekday | SCE | 1-in-2 | 2024 | 9 |  |  |  | 51.5791 | 1
| Zone | South Orange County | 12 | Average Weekday | SCE | 1-in-2 | 2024 | 10 |  |  |  | 53.7416 | 1
| Zone | South Orange County | 12 | Average Weekday | SCE | 1-in-2 | 2024 | 11 |  |  |  | 56.621 | 1
| Zone | South Orange County | 12 | Average Weekday | SCE | 1-in-2 | 2024 | 12 |  |  |  | 59.2355 | 1
| Zone | South Orange County | 12 | Average Weekday | SCE | 1-in-2 | 2024 | 13 |  |  |  | 61.2844 | 1
| Zone | South Orange County | 12 | Average Weekday | SCE | 1-in-2 | 2024 | 14 |  |  |  | 62.6466 | 1
| Zone | South Orange County | 12 | Average Weekday | SCE | 1-in-2 | 2024 | 15 |  |  |  | 62.7982 | 1
| Zone | South Orange County | 12 | Average Weekday | SCE | 1-in-2 | 2024 | 16 |  |  |  | 62.6015 | 1
| Zone | South Orange County | 12 | Average Weekday | SCE | 1-in-2 | 2024 | 17 |  |  |  | 61.6713 | 1
| Zone | South Orange County | 12 | Average Weekday | SCE | 1-in-2 | 2024 | 18 |  |  |  | 60.0319 | 1
| Zone | South Orange County | 12 | Average Weekday | SCE | 1-in-2 | 2024 | 19 |  |  |  | 58.5867 | 1
| Zone | South Orange County | 12 | Average Weekday | SCE | 1-in-2 | 2024 | 20 |  |  |  | 57.6711 | 1
| Zone | South Orange County | 12 | Average Weekday | SCE | 1-in-2 | 2024 | 21 |  |  |  | 56.7956 | 1
| Zone | South Orange County | 12 | Average Weekday | SCE | 1-in-2 | 2024 | 22 |  |  |  | 55.8991 | 1
| Zone | South Orange County | 12 | Average Weekday | SCE | 1-in-2 | 2024 | 23 |  |  |  | 55.1389 | 1
| Zone | South Orange County | 12 | Average Weekday | SCE | 1-in-2 | 2024 | 24 |  |  |  | 54.3793 | 1
| Zone | South Orange County | 12 | Monthly System Peak Day | SCE | 1-in-2 | 2024 | 1 |  |  |  | 48.1411 | 1
| Zone | South Orange County | 12 | Monthly System Peak Day | SCE | 1-in-2 | 2024 | 2 |  |  |  | 47.8678 | 1
| Zone | South Orange County | 12 | Monthly System Peak Day | SCE | 1-in-2 | 2024 | 3 |  |  |  | 47.4289 | 1
| Zone | South Orange County | 12 | Monthly System Peak Day | SCE | 1-in-2 | 2024 | 4 |  |  |  | 47.7744 | 1
| Zone | South Orange County | 12 | Monthly System Peak Day | SCE | 1-in-2 | 2024 | 5 |  |  |  | 47.6456 | 1
| Zone | South Orange County | 12 | Monthly System Peak Day | SCE | 1-in-2 | 2024 | 6 |  |  |  | 47.87 | 1
| Zone | South Orange County | 12 | Monthly System Peak Day | SCE | 1-in-2 | 2024 | 7 |  |  |  | 48.2433 | 1
| Zone | South Orange County | 12 | Monthly System Peak Day | SCE | 1-in-2 | 2024 | 8 |  |  |  | 48.1489 | 1
| Zone | South Orange County | 12 | Monthly System Peak Day | SCE | 1-in-2 | 2024 | 9 |  |  |  | 48.1322 | 1
| Zone | South Orange County | 12 | Monthly System Peak Day | SCE | 1-in-2 | 2024 | 10 |  |  |  | 51.7589 | 1
| Zone | South Orange County | 12 | Monthly System Peak Day | SCE | 1-in-2 | 2024 | 11 |  |  |  | 55.8633 | 1
| Zone | South Orange County | 12 | Monthly System Peak Day | SCE | 1-in-2 | 2024 | 12 |  |  |  | 58.79 | 1
| Zone | South Orange County | 12 | Monthly System Peak Day | SCE | 1-in-2 | 2024 | 13 |  |  |  | 60.8144 | 1
| Zone | South Orange County | 12 | Monthly System Peak Day | SCE | 1-in-2 | 2024 | 14 |  |  |  | 61.6778 | 1
| Zone | South Orange County | 12 | Monthly System Peak Day | SCE | 1-in-2 | 2024 | 15 |  |  |  | 62.05 | 1
| Zone | South Orange County | 12 | Monthly System Peak Day | SCE | 1-in-2 | 2024 | 16 |  |  |  | 62.3733 | 1
| Zone | South Orange County | 12 | Monthly System Peak Day | SCE | 1-in-2 | 2024 | 17 |  |  |  | 61.9011 | 1
| Zone | South Orange County | 12 | Monthly System Peak Day | SCE | 1-in-2 | 2024 | 18 |  |  |  | 60.0033 | 1
| Zone | South Orange County | 12 | Monthly System Peak Day | SCE | 1-in-2 | 2024 | 19 |  |  |  | 58.02 | 1
| Zone | South Orange County | 12 | Monthly System Peak Day | SCE | 1-in-2 | 2024 | 20 |  |  |  | 56.7433 | 1
| Zone | South Orange County | 12 | Monthly System Peak Day | SCE | 1-in-2 | 2024 | 21 |  |  |  | 55.5411 | 1
| Zone | South Orange County | 12 | Monthly System Peak Day | SCE | 1-in-2 | 2024 | 22 |  |  |  | 54.4633 | 1
| Zone | South Orange County | 12 | Monthly System Peak Day | SCE | 1-in-2 | 2024 | 23 |  |  |  | 52.9978 | 1
| Zone | South Orange County | 12 | Monthly System Peak Day | SCE | 1-in-2 | 2024 | 24 |  |  |  | 51.0956 | 1
| Zone | South Orange County | 1 | Average Weekday | SCE | 1-in-2 | 2025 | 1 |  |  |  | 54.662 | 1
| Zone | South Orange County | 1 | Average Weekday | SCE | 1-in-2 | 2025 | 2 |  |  |  | 53.4948 | 1
| Zone | South Orange County | 1 | Average Weekday | SCE | 1-in-2 | 2025 | 3 |  |  |  | 52.5967 | 1
| Zone | South Orange County | 1 | Average Weekday | SCE | 1-in-2 | 2025 | 4 |  |  |  | 51.8098 | 1
| Zone | South Orange County | 1 | Average Weekday | SCE | 1-in-2 | 2025 | 5 |  |  |  | 50.8538 | 1
| Zone | South Orange County | 1 | Average Weekday | SCE | 1-in-2 | 2025 | 6 |  |  |  | 50.5846 | 1
| Zone | South Orange County | 1 | Average Weekday | SCE | 1-in-2 | 2025 | 7 |  |  |  | 50.309 | 1
| Zone | South Orange County | 1 | Average Weekday | SCE | 1-in-2 | 2025 | 8 |  |  |  | 50.4253 | 1
| Zone | South Orange County | 1 | Average Weekday | SCE | 1-in-2 | 2025 | 9 |  |  |  | 51.0391 | 1
| Zone | South Orange County | 1 | Average Weekday | SCE | 1-in-2 | 2025 | 10 |  |  |  | 54.4605 | 1
| Zone | South Orange County | 1 | Average Weekday | SCE | 1-in-2 | 2025 | 11 |  |  |  | 58.9545 | 1
| Zone | South Orange County | 1 | Average Weekday | SCE | 1-in-2 | 2025 | 12 |  |  |  | 62.7349 | 1
| Zone | South Orange County | 1 | Average Weekday | SCE | 1-in-2 | 2025 | 13 |  |  |  | 65.5105 | 1
| Zone | South Orange County | 1 | Average Weekday | SCE | 1-in-2 | 2025 | 14 |  |  |  | 67.4434 | 1
| Zone | South Orange County | 1 | Average Weekday | SCE | 1-in-2 | 2025 | 15 |  |  |  | 68.2248 | 1
| Zone | South Orange County | 1 | Average Weekday | SCE | 1-in-2 | 2025 | 16 |  |  |  | 68.2278 | 1
| Zone | South Orange County | 1 | Average Weekday | SCE | 1-in-2 | 2025 | 17 |  |  |  | 67.1061 | 1
| Zone | South Orange County | 1 | Average Weekday | SCE | 1-in-2 | 2025 | 18 |  |  |  | 65.1802 | 1
| Zone | South Orange County | 1 | Average Weekday | SCE | 1-in-2 | 2025 | 19 |  |  |  | 62.5922 | 1
| Zone | South Orange County | 1 | Average Weekday | SCE | 1-in-2 | 2025 | 20 |  |  |  | 60.9761 | 1
| Zone | South Orange County | 1 | Average Weekday | SCE | 1-in-2 | 2025 | 21 |  |  |  | 59.7741 | 1
| Zone | South Orange County | 1 | Average Weekday | SCE | 1-in-2 | 2025 | 22 |  |  |  | 58.5336 | 1
| Zone | South Orange County | 1 | Average Weekday | SCE | 1-in-2 | 2025 | 23 |  |  |  | 57.524 | 1
| Zone | South Orange County | 1 | Average Weekday | SCE | 1-in-2 | 2025 | 24 |  |  |  | 56.4265 | 1
| Zone | South Orange County | 1 | Monthly System Peak Day | SCE | 1-in-2 | 2025 | 1 |  |  |  | 49.35 | 1
| Zone | South Orange County | 1 | Monthly System Peak Day | SCE | 1-in-2 | 2025 | 2 |  |  |  | 48.7167 | 1
| Zone | South Orange County | 1 | Monthly System Peak Day | SCE | 1-in-2 | 2025 | 3 |  |  |  | 47.3467 | 1
| Zone | South Orange County | 1 | Monthly System Peak Day | SCE | 1-in-2 | 2025 | 4 |  |  |  | 46.4689 | 1
| Zone | South Orange County | 1 | Monthly System Peak Day | SCE | 1-in-2 | 2025 | 5 |  |  |  | 45.3333 | 1
| Zone | South Orange County | 1 | Monthly System Peak Day | SCE | 1-in-2 | 2025 | 6 |  |  |  | 44.8956 | 1
| Zone | South Orange County | 1 | Monthly System Peak Day | SCE | 1-in-2 | 2025 | 7 |  |  |  | 44.8944 | 1
| Zone | South Orange County | 1 | Monthly System Peak Day | SCE | 1-in-2 | 2025 | 8 |  |  |  | 45.2267 | 1
| Zone | South Orange County | 1 | Monthly System Peak Day | SCE | 1-in-2 | 2025 | 9 |  |  |  | 46.1144 | 1
| Zone | South Orange County | 1 | Monthly System Peak Day | SCE | 1-in-2 | 2025 | 10 |  |  |  | 48.8811 | 1
| Zone | South Orange County | 1 | Monthly System Peak Day | SCE | 1-in-2 | 2025 | 11 |  |  |  | 52.8111 | 1
| Zone | South Orange County | 1 | Monthly System Peak Day | SCE | 1-in-2 | 2025 | 12 |  |  |  | 55.2022 | 1
| Zone | South Orange County | 1 | Monthly System Peak Day | SCE | 1-in-2 | 2025 | 13 |  |  |  | 56.2878 | 1
| Zone | South Orange County | 1 | Monthly System Peak Day | SCE | 1-in-2 | 2025 | 14 |  |  |  | 55.6478 | 1
| Zone | South Orange County | 1 | Monthly System Peak Day | SCE | 1-in-2 | 2025 | 15 |  |  |  | 55.4756 | 1
| Zone | South Orange County | 1 | Monthly System Peak Day | SCE | 1-in-2 | 2025 | 16 |  |  |  | 56.2167 | 1
| Zone | South Orange County | 1 | Monthly System Peak Day | SCE | 1-in-2 | 2025 | 17 |  |  |  | 56.8744 | 1
| Zone | South Orange County | 1 | Monthly System Peak Day | SCE | 1-in-2 | 2025 | 18 |  |  |  | 56.1267 | 1
| Zone | South Orange County | 1 | Monthly System Peak Day | SCE | 1-in-2 | 2025 | 19 |  |  |  | 54.7333 | 1
| Zone | South Orange County | 1 | Monthly System Peak Day | SCE | 1-in-2 | 2025 | 20 |  |  |  | 53.8189 | 1
| Zone | South Orange County | 1 | Monthly System Peak Day | SCE | 1-in-2 | 2025 | 21 |  |  |  | 53.2444 | 1
| Zone | South Orange County | 1 | Monthly System Peak Day | SCE | 1-in-2 | 2025 | 22 |  |  |  | 52.1089 | 1
| Zone | South Orange County | 1 | Monthly System Peak Day | SCE | 1-in-2 | 2025 | 23 |  |  |  | 50.9433 | 1
| Zone | South Orange County | 1 | Monthly System Peak Day | SCE | 1-in-2 | 2025 | 24 |  |  |  | 49.9844 | 1
| Zone | South Orange County | 2 | Average Weekday | SCE | 1-in-2 | 2025 | 1 |  |  |  | 54.6901 | 1
| Zone | South Orange County | 2 | Average Weekday | SCE | 1-in-2 | 2025 | 2 |  |  |  | 53.9377 | 1
| Zone | South Orange County | 2 | Average Weekday | SCE | 1-in-2 | 2025 | 3 |  |  |  | 53.2236 | 1
| Zone | South Orange County | 2 | Average Weekday | SCE | 1-in-2 | 2025 | 4 |  |  |  | 52.4923 | 1
| Zone | South Orange County | 2 | Average Weekday | SCE | 1-in-2 | 2025 | 5 |  |  |  | 51.8844 | 1
| Zone | South Orange County | 2 | Average Weekday | SCE | 1-in-2 | 2025 | 6 |  |  |  | 51.3397 | 1
| Zone | South Orange County | 2 | Average Weekday | SCE | 1-in-2 | 2025 | 7 |  |  |  | 51.0943 | 1
| Zone | South Orange County | 2 | Average Weekday | SCE | 1-in-2 | 2025 | 8 |  |  |  | 51.0683 | 1
| Zone | South Orange County | 2 | Average Weekday | SCE | 1-in-2 | 2025 | 9 |  |  |  | 52.4426 | 1
| Zone | South Orange County | 2 | Average Weekday | SCE | 1-in-2 | 2025 | 10 |  |  |  | 55.7153 | 1
| Zone | South Orange County | 2 | Average Weekday | SCE | 1-in-2 | 2025 | 11 |  |  |  | 58.9495 | 1
| Zone | South Orange County | 2 | Average Weekday | SCE | 1-in-2 | 2025 | 12 |  |  |  | 61.8131 | 1
| Zone | South Orange County | 2 | Average Weekday | SCE | 1-in-2 | 2025 | 13 |  |  |  | 63.9924 | 1
| Zone | South Orange County | 2 | Average Weekday | SCE | 1-in-2 | 2025 | 14 |  |  |  | 65.2151 | 1
| Zone | South Orange County | 2 | Average Weekday | SCE | 1-in-2 | 2025 | 15 |  |  |  | 65.3369 | 1
| Zone | South Orange County | 2 | Average Weekday | SCE | 1-in-2 | 2025 | 16 |  |  |  | 64.8269 | 1
| Zone | South Orange County | 2 | Average Weekday | SCE | 1-in-2 | 2025 | 17 |  |  |  | 64.2344 | 1
| Zone | South Orange County | 2 | Average Weekday | SCE | 1-in-2 | 2025 | 18 |  |  |  | 62.9428 | 1
| Zone | South Orange County | 2 | Average Weekday | SCE | 1-in-2 | 2025 | 19 |  |  |  | 60.8499 | 1
| Zone | South Orange County | 2 | Average Weekday | SCE | 1-in-2 | 2025 | 20 |  |  |  | 59.3436 | 1
| Zone | South Orange County | 2 | Average Weekday | SCE | 1-in-2 | 2025 | 21 |  |  |  | 58.3393 | 1
| Zone | South Orange County | 2 | Average Weekday | SCE | 1-in-2 | 2025 | 22 |  |  |  | 57.5002 | 1
| Zone | South Orange County | 2 | Average Weekday | SCE | 1-in-2 | 2025 | 23 |  |  |  | 56.5876 | 1
| Zone | South Orange County | 2 | Average Weekday | SCE | 1-in-2 | 2025 | 24 |  |  |  | 55.7785 | 1
| Zone | South Orange County | 2 | Monthly System Peak Day | SCE | 1-in-2 | 2025 | 1 |  |  |  | 47.2478 | 1
| Zone | South Orange County | 2 | Monthly System Peak Day | SCE | 1-in-2 | 2025 | 2 |  |  |  | 46.9311 | 1
| Zone | South Orange County | 2 | Monthly System Peak Day | SCE | 1-in-2 | 2025 | 3 |  |  |  | 46.3533 | 1
| Zone | South Orange County | 2 | Monthly System Peak Day | SCE | 1-in-2 | 2025 | 4 |  |  |  | 45.6078 | 1
| Zone | South Orange County | 2 | Monthly System Peak Day | SCE | 1-in-2 | 2025 | 5 |  |  |  | 44.6556 | 1
| Zone | South Orange County | 2 | Monthly System Peak Day | SCE | 1-in-2 | 2025 | 6 |  |  |  | 43.6544 | 1
| Zone | South Orange County | 2 | Monthly System Peak Day | SCE | 1-in-2 | 2025 | 7 |  |  |  | 42.9833 | 1
| Zone | South Orange County | 2 | Monthly System Peak Day | SCE | 1-in-2 | 2025 | 8 |  |  |  | 43.0622 | 1
| Zone | South Orange County | 2 | Monthly System Peak Day | SCE | 1-in-2 | 2025 | 9 |  |  |  | 44.6044 | 1
| Zone | South Orange County | 2 | Monthly System Peak Day | SCE | 1-in-2 | 2025 | 10 |  |  |  | 47.8667 | 1
| Zone | South Orange County | 2 | Monthly System Peak Day | SCE | 1-in-2 | 2025 | 11 |  |  |  | 50.9233 | 1
| Zone | South Orange County | 2 | Monthly System Peak Day | SCE | 1-in-2 | 2025 | 12 |  |  |  | 53.2144 | 1
| Zone | South Orange County | 2 | Monthly System Peak Day | SCE | 1-in-2 | 2025 | 13 |  |  |  | 54.67 | 1
| Zone | South Orange County | 2 | Monthly System Peak Day | SCE | 1-in-2 | 2025 | 14 |  |  |  | 55.9689 | 1
| Zone | South Orange County | 2 | Monthly System Peak Day | SCE | 1-in-2 | 2025 | 15 |  |  |  | 56.9189 | 1
| Zone | South Orange County | 2 | Monthly System Peak Day | SCE | 1-in-2 | 2025 | 16 |  |  |  | 57.4333 | 1
| Zone | South Orange County | 2 | Monthly System Peak Day | SCE | 1-in-2 | 2025 | 17 |  |  |  | 56.9844 | 1
| Zone | South Orange County | 2 | Monthly System Peak Day | SCE | 1-in-2 | 2025 | 18 |  |  |  | 56.46 | 1
| Zone | South Orange County | 2 | Monthly System Peak Day | SCE | 1-in-2 | 2025 | 19 |  |  |  | 54.6711 | 1
| Zone | South Orange County | 2 | Monthly System Peak Day | SCE | 1-in-2 | 2025 | 20 |  |  |  | 53.4833 | 1
| Zone | South Orange County | 2 | Monthly System Peak Day | SCE | 1-in-2 | 2025 | 21 |  |  |  | 52.6922 | 1
| Zone | South Orange County | 2 | Monthly System Peak Day | SCE | 1-in-2 | 2025 | 22 |  |  |  | 51.7511 | 1
| Zone | South Orange County | 2 | Monthly System Peak Day | SCE | 1-in-2 | 2025 | 23 |  |  |  | 50.6333 | 1
| Zone | South Orange County | 2 | Monthly System Peak Day | SCE | 1-in-2 | 2025 | 24 |  |  |  | 49.3278 | 1
| Zone | South Orange County | 3 | Average Weekday | SCE | 1-in-2 | 2025 | 1 |  |  |  | 56.6172 | 1
| Zone | South Orange County | 3 | Average Weekday | SCE | 1-in-2 | 2025 | 2 |  |  |  | 55.8013 | 1
| Zone | South Orange County | 3 | Average Weekday | SCE | 1-in-2 | 2025 | 3 |  |  |  | 55.1097 | 1
| Zone | South Orange County | 3 | Average Weekday | SCE | 1-in-2 | 2025 | 4 |  |  |  | 54.5835 | 1
| Zone | South Orange County | 3 | Average Weekday | SCE | 1-in-2 | 2025 | 5 |  |  |  | 54.1136 | 1
| Zone | South Orange County | 3 | Average Weekday | SCE | 1-in-2 | 2025 | 6 |  |  |  | 53.7129 | 1
| Zone | South Orange County | 3 | Average Weekday | SCE | 1-in-2 | 2025 | 7 |  |  |  | 53.4053 | 1
| Zone | South Orange County | 3 | Average Weekday | SCE | 1-in-2 | 2025 | 8 |  |  |  | 53.3662 | 1
| Zone | South Orange County | 3 | Average Weekday | SCE | 1-in-2 | 2025 | 9 |  |  |  | 54.3881 | 1
| Zone | South Orange County | 3 | Average Weekday | SCE | 1-in-2 | 2025 | 10 |  |  |  | 56.8323 | 1
| Zone | South Orange County | 3 | Average Weekday | SCE | 1-in-2 | 2025 | 11 |  |  |  | 59.6678 | 1
| Zone | South Orange County | 3 | Average Weekday | SCE | 1-in-2 | 2025 | 12 |  |  |  | 62.3309 | 1
| Zone | South Orange County | 3 | Average Weekday | SCE | 1-in-2 | 2025 | 13 |  |  |  | 63.8855 | 1
| Zone | South Orange County | 3 | Average Weekday | SCE | 1-in-2 | 2025 | 14 |  |  |  | 64.6413 | 1
| Zone | South Orange County | 3 | Average Weekday | SCE | 1-in-2 | 2025 | 15 |  |  |  | 65.1252 | 1
| Zone | South Orange County | 3 | Average Weekday | SCE | 1-in-2 | 2025 | 16 |  |  |  | 65.3877 | 1
| Zone | South Orange County | 3 | Average Weekday | SCE | 1-in-2 | 2025 | 17 |  |  |  | 65.2091 | 1
| Zone | South Orange County | 3 | Average Weekday | SCE | 1-in-2 | 2025 | 18 |  |  |  | 64.3728 | 1
| Zone | South Orange County | 3 | Average Weekday | SCE | 1-in-2 | 2025 | 19 |  |  |  | 63.1342 | 1
| Zone | South Orange County | 3 | Average Weekday | SCE | 1-in-2 | 2025 | 20 |  |  |  | 61.3696 | 1
| Zone | South Orange County | 3 | Average Weekday | SCE | 1-in-2 | 2025 | 21 |  |  |  | 59.8507 | 1
| Zone | South Orange County | 3 | Average Weekday | SCE | 1-in-2 | 2025 | 22 |  |  |  | 59.0283 | 1
| Zone | South Orange County | 3 | Average Weekday | SCE | 1-in-2 | 2025 | 23 |  |  |  | 58.364 | 1
| Zone | South Orange County | 3 | Average Weekday | SCE | 1-in-2 | 2025 | 24 |  |  |  | 57.6474 | 1
| Zone | South Orange County | 3 | Monthly System Peak Day | SCE | 1-in-2 | 2025 | 1 |  |  |  | 59.8322 | 1
| Zone | South Orange County | 3 | Monthly System Peak Day | SCE | 1-in-2 | 2025 | 2 |  |  |  | 58.1289 | 1
| Zone | South Orange County | 3 | Monthly System Peak Day | SCE | 1-in-2 | 2025 | 3 |  |  |  | 56.7222 | 1
| Zone | South Orange County | 3 | Monthly System Peak Day | SCE | 1-in-2 | 2025 | 4 |  |  |  | 55.9189 | 1
| Zone | South Orange County | 3 | Monthly System Peak Day | SCE | 1-in-2 | 2025 | 5 |  |  |  | 55.86 | 1
| Zone | South Orange County | 3 | Monthly System Peak Day | SCE | 1-in-2 | 2025 | 6 |  |  |  | 55.9678 | 1
| Zone | South Orange County | 3 | Monthly System Peak Day | SCE | 1-in-2 | 2025 | 7 |  |  |  | 54.5467 | 1
| Zone | South Orange County | 3 | Monthly System Peak Day | SCE | 1-in-2 | 2025 | 8 |  |  |  | 54.1511 | 1
| Zone | South Orange County | 3 | Monthly System Peak Day | SCE | 1-in-2 | 2025 | 9 |  |  |  | 55.0822 | 1
| Zone | South Orange County | 3 | Monthly System Peak Day | SCE | 1-in-2 | 2025 | 10 |  |  |  | 58.7367 | 1
| Zone | South Orange County | 3 | Monthly System Peak Day | SCE | 1-in-2 | 2025 | 11 |  |  |  | 63.2567 | 1
| Zone | South Orange County | 3 | Monthly System Peak Day | SCE | 1-in-2 | 2025 | 12 |  |  |  | 67.3078 | 1
| Zone | South Orange County | 3 | Monthly System Peak Day | SCE | 1-in-2 | 2025 | 13 |  |  |  | 69.1044 | 1
| Zone | South Orange County | 3 | Monthly System Peak Day | SCE | 1-in-2 | 2025 | 14 |  |  |  | 69.4867 | 1
| Zone | South Orange County | 3 | Monthly System Peak Day | SCE | 1-in-2 | 2025 | 15 |  |  |  | 70.4467 | 1
| Zone | South Orange County | 3 | Monthly System Peak Day | SCE | 1-in-2 | 2025 | 16 |  |  |  | 70.4978 | 1
| Zone | South Orange County | 3 | Monthly System Peak Day | SCE | 1-in-2 | 2025 | 17 |  |  |  | 69.3444 | 1
| Zone | South Orange County | 3 | Monthly System Peak Day | SCE | 1-in-2 | 2025 | 18 |  |  |  | 68.2589 | 1
| Zone | South Orange County | 3 | Monthly System Peak Day | SCE | 1-in-2 | 2025 | 19 |  |  |  | 66.64 | 1
| Zone | South Orange County | 3 | Monthly System Peak Day | SCE | 1-in-2 | 2025 | 20 |  |  |  | 64.3044 | 1
| Zone | South Orange County | 3 | Monthly System Peak Day | SCE | 1-in-2 | 2025 | 21 |  |  |  | 62.69 | 1
| Zone | South Orange County | 3 | Monthly System Peak Day | SCE | 1-in-2 | 2025 | 22 |  |  |  | 61.9778 | 1
| Zone | South Orange County | 3 | Monthly System Peak Day | SCE | 1-in-2 | 2025 | 23 |  |  |  | 60.8089 | 1
| Zone | South Orange County | 3 | Monthly System Peak Day | SCE | 1-in-2 | 2025 | 24 |  |  |  | 59.7333 | 1
| Zone | South Orange County | 4 | Average Weekday | SCE | 1-in-2 | 2025 | 1 |  |  |  | 58.073 | 1
| Zone | South Orange County | 4 | Average Weekday | SCE | 1-in-2 | 2025 | 2 |  |  |  | 57.561 | 1
| Zone | South Orange County | 4 | Average Weekday | SCE | 1-in-2 | 2025 | 3 |  |  |  | 56.9132 | 1
| Zone | South Orange County | 4 | Average Weekday | SCE | 1-in-2 | 2025 | 4 |  |  |  | 56.3681 | 1
| Zone | South Orange County | 4 | Average Weekday | SCE | 1-in-2 | 2025 | 5 |  |  |  | 55.9471 | 1
| Zone | South Orange County | 4 | Average Weekday | SCE | 1-in-2 | 2025 | 6 |  |  |  | 55.5731 | 1
| Zone | South Orange County | 4 | Average Weekday | SCE | 1-in-2 | 2025 | 7 |  |  |  | 55.3919 | 1
| Zone | South Orange County | 4 | Average Weekday | SCE | 1-in-2 | 2025 | 8 |  |  |  | 55.4289 | 1
| Zone | South Orange County | 4 | Average Weekday | SCE | 1-in-2 | 2025 | 9 |  |  |  | 56.7051 | 1
| Zone | South Orange County | 4 | Average Weekday | SCE | 1-in-2 | 2025 | 10 |  |  |  | 58.9486 | 1
| Zone | South Orange County | 4 | Average Weekday | SCE | 1-in-2 | 2025 | 11 |  |  |  | 61.3682 | 1
| Zone | South Orange County | 4 | Average Weekday | SCE | 1-in-2 | 2025 | 12 |  |  |  | 63.6571 | 1
| Zone | South Orange County | 4 | Average Weekday | SCE | 1-in-2 | 2025 | 13 |  |  |  | 64.9915 | 1
| Zone | South Orange County | 4 | Average Weekday | SCE | 1-in-2 | 2025 | 14 |  |  |  | 65.909 | 1
| Zone | South Orange County | 4 | Average Weekday | SCE | 1-in-2 | 2025 | 15 |  |  |  | 66.7237 | 1
| Zone | South Orange County | 4 | Average Weekday | SCE | 1-in-2 | 2025 | 16 |  |  |  | 66.9521 | 1
| Zone | South Orange County | 4 | Average Weekday | SCE | 1-in-2 | 2025 | 17 |  |  |  | 66.763 | 1
| Zone | South Orange County | 4 | Average Weekday | SCE | 1-in-2 | 2025 | 18 |  |  |  | 66.251 | 1
| Zone | South Orange County | 4 | Average Weekday | SCE | 1-in-2 | 2025 | 19 |  |  |  | 65.3409 | 1
| Zone | South Orange County | 4 | Average Weekday | SCE | 1-in-2 | 2025 | 20 |  |  |  | 63.5632 | 1
| Zone | South Orange County | 4 | Average Weekday | SCE | 1-in-2 | 2025 | 21 |  |  |  | 61.2356 | 1
| Zone | South Orange County | 4 | Average Weekday | SCE | 1-in-2 | 2025 | 22 |  |  |  | 59.7451 | 1
| Zone | South Orange County | 4 | Average Weekday | SCE | 1-in-2 | 2025 | 23 |  |  |  | 59.0311 | 1
| Zone | South Orange County | 4 | Average Weekday | SCE | 1-in-2 | 2025 | 24 |  |  |  | 58.3683 | 1
| Zone | South Orange County | 4 | Monthly System Peak Day | SCE | 1-in-2 | 2025 | 1 |  |  |  | 63.08 | 1
| Zone | South Orange County | 4 | Monthly System Peak Day | SCE | 1-in-2 | 2025 | 2 |  |  |  | 62.4322 | 1
| Zone | South Orange County | 4 | Monthly System Peak Day | SCE | 1-in-2 | 2025 | 3 |  |  |  | 61.7433 | 1
| Zone | South Orange County | 4 | Monthly System Peak Day | SCE | 1-in-2 | 2025 | 4 |  |  |  | 61.3144 | 1
| Zone | South Orange County | 4 | Monthly System Peak Day | SCE | 1-in-2 | 2025 | 5 |  |  |  | 60.4389 | 1
| Zone | South Orange County | 4 | Monthly System Peak Day | SCE | 1-in-2 | 2025 | 6 |  |  |  | 59.6778 | 1
| Zone | South Orange County | 4 | Monthly System Peak Day | SCE | 1-in-2 | 2025 | 7 |  |  |  | 59.5567 | 1
| Zone | South Orange County | 4 | Monthly System Peak Day | SCE | 1-in-2 | 2025 | 8 |  |  |  | 59.51 | 1
| Zone | South Orange County | 4 | Monthly System Peak Day | SCE | 1-in-2 | 2025 | 9 |  |  |  | 61.0967 | 1
| Zone | South Orange County | 4 | Monthly System Peak Day | SCE | 1-in-2 | 2025 | 10 |  |  |  | 65.5467 | 1
| Zone | South Orange County | 4 | Monthly System Peak Day | SCE | 1-in-2 | 2025 | 11 |  |  |  | 70.4511 | 1
| Zone | South Orange County | 4 | Monthly System Peak Day | SCE | 1-in-2 | 2025 | 12 |  |  |  | 74.9333 | 1
| Zone | South Orange County | 4 | Monthly System Peak Day | SCE | 1-in-2 | 2025 | 13 |  |  |  | 77.8 | 1
| Zone | South Orange County | 4 | Monthly System Peak Day | SCE | 1-in-2 | 2025 | 14 |  |  |  | 79.0667 | 1
| Zone | South Orange County | 4 | Monthly System Peak Day | SCE | 1-in-2 | 2025 | 15 |  |  |  | 79.9222 | 1
| Zone | South Orange County | 4 | Monthly System Peak Day | SCE | 1-in-2 | 2025 | 16 |  |  |  | 78.4111 | 1
| Zone | South Orange County | 4 | Monthly System Peak Day | SCE | 1-in-2 | 2025 | 17 |  |  |  | 76.7889 | 1
| Zone | South Orange County | 4 | Monthly System Peak Day | SCE | 1-in-2 | 2025 | 18 |  |  |  | 77.5889 | 1
| Zone | South Orange County | 4 | Monthly System Peak Day | SCE | 1-in-2 | 2025 | 19 |  |  |  | 77.6 | 1
| Zone | South Orange County | 4 | Monthly System Peak Day | SCE | 1-in-2 | 2025 | 20 |  |  |  | 75.2289 | 1
| Zone | South Orange County | 4 | Monthly System Peak Day | SCE | 1-in-2 | 2025 | 21 |  |  |  | 71.5378 | 1
| Zone | South Orange County | 4 | Monthly System Peak Day | SCE | 1-in-2 | 2025 | 22 |  |  |  | 68.83 | 1
| Zone | South Orange County | 4 | Monthly System Peak Day | SCE | 1-in-2 | 2025 | 23 |  |  |  | 67.2 | 1
| Zone | South Orange County | 4 | Monthly System Peak Day | SCE | 1-in-2 | 2025 | 24 |  |  |  | 64.42 | 1
| Zone | South Orange County | 5 | Average Weekday | SCE | 1-in-2 | 2025 | 1 |  |  |  | 60.4714 | 1
| Zone | South Orange County | 5 | Average Weekday | SCE | 1-in-2 | 2025 | 2 |  |  |  | 60.1578 | 1
| Zone | South Orange County | 5 | Average Weekday | SCE | 1-in-2 | 2025 | 3 |  |  |  | 59.9098 | 1
| Zone | South Orange County | 5 | Average Weekday | SCE | 1-in-2 | 2025 | 4 |  |  |  | 59.6602 | 1
| Zone | South Orange County | 5 | Average Weekday | SCE | 1-in-2 | 2025 | 5 |  |  |  | 59.4343 | 1
| Zone | South Orange County | 5 | Average Weekday | SCE | 1-in-2 | 2025 | 6 |  |  |  | 59.2257 | 1
| Zone | South Orange County | 5 | Average Weekday | SCE | 1-in-2 | 2025 | 7 |  |  |  | 59.0737 | 1
| Zone | South Orange County | 5 | Average Weekday | SCE | 1-in-2 | 2025 | 8 |  |  |  | 59.2193 | 1
| Zone | South Orange County | 5 | Average Weekday | SCE | 1-in-2 | 2025 | 9 |  |  |  | 60.1784 | 1
| Zone | South Orange County | 5 | Average Weekday | SCE | 1-in-2 | 2025 | 10 |  |  |  | 61.5476 | 1
| Zone | South Orange County | 5 | Average Weekday | SCE | 1-in-2 | 2025 | 11 |  |  |  | 63.2339 | 1
| Zone | South Orange County | 5 | Average Weekday | SCE | 1-in-2 | 2025 | 12 |  |  |  | 64.809 | 1
| Zone | South Orange County | 5 | Average Weekday | SCE | 1-in-2 | 2025 | 13 |  |  |  | 65.8807 | 1
| Zone | South Orange County | 5 | Average Weekday | SCE | 1-in-2 | 2025 | 14 |  |  |  | 66.6581 | 1
| Zone | South Orange County | 5 | Average Weekday | SCE | 1-in-2 | 2025 | 15 |  |  |  | 67.4139 | 1
| Zone | South Orange County | 5 | Average Weekday | SCE | 1-in-2 | 2025 | 16 |  |  |  | 67.7208 | 1
| Zone | South Orange County | 5 | Average Weekday | SCE | 1-in-2 | 2025 | 17 |  |  |  | 67.6767 | 1
| Zone | South Orange County | 5 | Average Weekday | SCE | 1-in-2 | 2025 | 18 |  |  |  | 67.1896 | 1
| Zone | South Orange County | 5 | Average Weekday | SCE | 1-in-2 | 2025 | 19 |  |  |  | 66.193 | 1
| Zone | South Orange County | 5 | Average Weekday | SCE | 1-in-2 | 2025 | 20 |  |  |  | 64.6476 | 1
| Zone | South Orange County | 5 | Average Weekday | SCE | 1-in-2 | 2025 | 21 |  |  |  | 62.7824 | 1
| Zone | South Orange County | 5 | Average Weekday | SCE | 1-in-2 | 2025 | 22 |  |  |  | 61.6101 | 1
| Zone | South Orange County | 5 | Average Weekday | SCE | 1-in-2 | 2025 | 23 |  |  |  | 61.087 | 1
| Zone | South Orange County | 5 | Average Weekday | SCE | 1-in-2 | 2025 | 24 |  |  |  | 60.8122 | 1
| Zone | South Orange County | 5 | Monthly System Peak Day | SCE | 1-in-2 | 2025 | 1 |  |  |  | 63.7922 | 1
| Zone | South Orange County | 5 | Monthly System Peak Day | SCE | 1-in-2 | 2025 | 2 |  |  |  | 62.7844 | 1
| Zone | South Orange County | 5 | Monthly System Peak Day | SCE | 1-in-2 | 2025 | 3 |  |  |  | 61.8978 | 1
| Zone | South Orange County | 5 | Monthly System Peak Day | SCE | 1-in-2 | 2025 | 4 |  |  |  | 61.2678 | 1
| Zone | South Orange County | 5 | Monthly System Peak Day | SCE | 1-in-2 | 2025 | 5 |  |  |  | 60.9811 | 1
| Zone | South Orange County | 5 | Monthly System Peak Day | SCE | 1-in-2 | 2025 | 6 |  |  |  | 60.2222 | 1
| Zone | South Orange County | 5 | Monthly System Peak Day | SCE | 1-in-2 | 2025 | 7 |  |  |  | 59.9489 | 1
| Zone | South Orange County | 5 | Monthly System Peak Day | SCE | 1-in-2 | 2025 | 8 |  |  |  | 60.4044 | 1
| Zone | South Orange County | 5 | Monthly System Peak Day | SCE | 1-in-2 | 2025 | 9 |  |  |  | 63.1456 | 1
| Zone | South Orange County | 5 | Monthly System Peak Day | SCE | 1-in-2 | 2025 | 10 |  |  |  | 67.3444 | 1
| Zone | South Orange County | 5 | Monthly System Peak Day | SCE | 1-in-2 | 2025 | 11 |  |  |  | 72.2256 | 1
| Zone | South Orange County | 5 | Monthly System Peak Day | SCE | 1-in-2 | 2025 | 12 |  |  |  | 75.9911 | 1
| Zone | South Orange County | 5 | Monthly System Peak Day | SCE | 1-in-2 | 2025 | 13 |  |  |  | 77.6889 | 1
| Zone | South Orange County | 5 | Monthly System Peak Day | SCE | 1-in-2 | 2025 | 14 |  |  |  | 78.3444 | 1
| Zone | South Orange County | 5 | Monthly System Peak Day | SCE | 1-in-2 | 2025 | 15 |  |  |  | 77.7489 | 1
| Zone | South Orange County | 5 | Monthly System Peak Day | SCE | 1-in-2 | 2025 | 16 |  |  |  | 78.6467 | 1
| Zone | South Orange County | 5 | Monthly System Peak Day | SCE | 1-in-2 | 2025 | 17 |  |  |  | 78.7111 | 1
| Zone | South Orange County | 5 | Monthly System Peak Day | SCE | 1-in-2 | 2025 | 18 |  |  |  | 77.9222 | 1
| Zone | South Orange County | 5 | Monthly System Peak Day | SCE | 1-in-2 | 2025 | 19 |  |  |  | 76.0111 | 1
| Zone | South Orange County | 5 | Monthly System Peak Day | SCE | 1-in-2 | 2025 | 20 |  |  |  | 73.9678 | 1
| Zone | South Orange County | 5 | Monthly System Peak Day | SCE | 1-in-2 | 2025 | 21 |  |  |  | 70.8633 | 1
| Zone | South Orange County | 5 | Monthly System Peak Day | SCE | 1-in-2 | 2025 | 22 |  |  |  | 67.1622 | 1
| Zone | South Orange County | 5 | Monthly System Peak Day | SCE | 1-in-2 | 2025 | 23 |  |  |  | 65.5611 | 1
| Zone | South Orange County | 5 | Monthly System Peak Day | SCE | 1-in-2 | 2025 | 24 |  |  |  | 64.4989 | 1
| Zone | South Orange County | 6 | Average Weekday | SCE | 1-in-2 | 2025 | 1 |  |  |  | 63.2201 | 1
| Zone | South Orange County | 6 | Average Weekday | SCE | 1-in-2 | 2025 | 2 |  |  |  | 62.9028 | 1
| Zone | South Orange County | 6 | Average Weekday | SCE | 1-in-2 | 2025 | 3 |  |  |  | 62.638 | 1
| Zone | South Orange County | 6 | Average Weekday | SCE | 1-in-2 | 2025 | 4 |  |  |  | 62.3707 | 1
| Zone | South Orange County | 6 | Average Weekday | SCE | 1-in-2 | 2025 | 5 |  |  |  | 62.2104 | 1
| Zone | South Orange County | 6 | Average Weekday | SCE | 1-in-2 | 2025 | 6 |  |  |  | 62.0573 | 1
| Zone | South Orange County | 6 | Average Weekday | SCE | 1-in-2 | 2025 | 7 |  |  |  | 61.9467 | 1
| Zone | South Orange County | 6 | Average Weekday | SCE | 1-in-2 | 2025 | 8 |  |  |  | 62.2274 | 1
| Zone | South Orange County | 6 | Average Weekday | SCE | 1-in-2 | 2025 | 9 |  |  |  | 63.2907 | 1
| Zone | South Orange County | 6 | Average Weekday | SCE | 1-in-2 | 2025 | 10 |  |  |  | 64.8738 | 1
| Zone | South Orange County | 6 | Average Weekday | SCE | 1-in-2 | 2025 | 11 |  |  |  | 66.8967 | 1
| Zone | South Orange County | 6 | Average Weekday | SCE | 1-in-2 | 2025 | 12 |  |  |  | 68.6847 | 1
| Zone | South Orange County | 6 | Average Weekday | SCE | 1-in-2 | 2025 | 13 |  |  |  | 69.7499 | 1
| Zone | South Orange County | 6 | Average Weekday | SCE | 1-in-2 | 2025 | 14 |  |  |  | 70.2175 | 1
| Zone | South Orange County | 6 | Average Weekday | SCE | 1-in-2 | 2025 | 15 |  |  |  | 70.7634 | 1
| Zone | South Orange County | 6 | Average Weekday | SCE | 1-in-2 | 2025 | 16 |  |  |  | 71.3779 | 1
| Zone | South Orange County | 6 | Average Weekday | SCE | 1-in-2 | 2025 | 17 |  |  |  | 71.6339 | 1
| Zone | South Orange County | 6 | Average Weekday | SCE | 1-in-2 | 2025 | 18 |  |  |  | 71.201 | 1
| Zone | South Orange County | 6 | Average Weekday | SCE | 1-in-2 | 2025 | 19 |  |  |  | 70.3962 | 1
| Zone | South Orange County | 6 | Average Weekday | SCE | 1-in-2 | 2025 | 20 |  |  |  | 68.8645 | 1
| Zone | South Orange County | 6 | Average Weekday | SCE | 1-in-2 | 2025 | 21 |  |  |  | 66.8008 | 1
| Zone | South Orange County | 6 | Average Weekday | SCE | 1-in-2 | 2025 | 22 |  |  |  | 64.8621 | 1
| Zone | South Orange County | 6 | Average Weekday | SCE | 1-in-2 | 2025 | 23 |  |  |  | 64.1087 | 1
| Zone | South Orange County | 6 | Average Weekday | SCE | 1-in-2 | 2025 | 24 |  |  |  | 63.6586 | 1
| Zone | South Orange County | 6 | Monthly System Peak Day | SCE | 1-in-2 | 2025 | 1 |  |  |  | 63.0833 | 1
| Zone | South Orange County | 6 | Monthly System Peak Day | SCE | 1-in-2 | 2025 | 2 |  |  |  | 62.8911 | 1
| Zone | South Orange County | 6 | Monthly System Peak Day | SCE | 1-in-2 | 2025 | 3 |  |  |  | 62.3167 | 1
| Zone | South Orange County | 6 | Monthly System Peak Day | SCE | 1-in-2 | 2025 | 4 |  |  |  | 61.93 | 1
| Zone | South Orange County | 6 | Monthly System Peak Day | SCE | 1-in-2 | 2025 | 5 |  |  |  | 61.6378 | 1
| Zone | South Orange County | 6 | Monthly System Peak Day | SCE | 1-in-2 | 2025 | 6 |  |  |  | 61.1333 | 1
| Zone | South Orange County | 6 | Monthly System Peak Day | SCE | 1-in-2 | 2025 | 7 |  |  |  | 60.9756 | 1
| Zone | South Orange County | 6 | Monthly System Peak Day | SCE | 1-in-2 | 2025 | 8 |  |  |  | 61.5322 | 1
| Zone | South Orange County | 6 | Monthly System Peak Day | SCE | 1-in-2 | 2025 | 9 |  |  |  | 63.2822 | 1
| Zone | South Orange County | 6 | Monthly System Peak Day | SCE | 1-in-2 | 2025 | 10 |  |  |  | 66.1411 | 1
| Zone | South Orange County | 6 | Monthly System Peak Day | SCE | 1-in-2 | 2025 | 11 |  |  |  | 68.5956 | 1
| Zone | South Orange County | 6 | Monthly System Peak Day | SCE | 1-in-2 | 2025 | 12 |  |  |  | 70.4067 | 1
| Zone | South Orange County | 6 | Monthly System Peak Day | SCE | 1-in-2 | 2025 | 13 |  |  |  | 70.6011 | 1
| Zone | South Orange County | 6 | Monthly System Peak Day | SCE | 1-in-2 | 2025 | 14 |  |  |  | 71.5422 | 1
| Zone | South Orange County | 6 | Monthly System Peak Day | SCE | 1-in-2 | 2025 | 15 |  |  |  | 73.7222 | 1
| Zone | South Orange County | 6 | Monthly System Peak Day | SCE | 1-in-2 | 2025 | 16 |  |  |  | 75.8533 | 1
| Zone | South Orange County | 6 | Monthly System Peak Day | SCE | 1-in-2 | 2025 | 17 |  |  |  | 76.4556 | 1
| Zone | South Orange County | 6 | Monthly System Peak Day | SCE | 1-in-2 | 2025 | 18 |  |  |  | 75.6667 | 1
| Zone | South Orange County | 6 | Monthly System Peak Day | SCE | 1-in-2 | 2025 | 19 |  |  |  | 72.9222 | 1
| Zone | South Orange County | 6 | Monthly System Peak Day | SCE | 1-in-2 | 2025 | 20 |  |  |  | 71.1267 | 1
| Zone | South Orange County | 6 | Monthly System Peak Day | SCE | 1-in-2 | 2025 | 21 |  |  |  | 69.3 | 1
| Zone | South Orange County | 6 | Monthly System Peak Day | SCE | 1-in-2 | 2025 | 22 |  |  |  | 67.5322 | 1
| Zone | South Orange County | 6 | Monthly System Peak Day | SCE | 1-in-2 | 2025 | 23 |  |  |  | 66.7211 | 1
| Zone | South Orange County | 6 | Monthly System Peak Day | SCE | 1-in-2 | 2025 | 24 |  |  |  | 65.1489 | 1
| Zone | South Orange County | 7 | Average Weekday | SCE | 1-in-2 | 2025 | 1 |  |  |  | 66.4002 | 1
| Zone | South Orange County | 7 | Average Weekday | SCE | 1-in-2 | 2025 | 2 |  |  |  | 66.1068 | 1
| Zone | South Orange County | 7 | Average Weekday | SCE | 1-in-2 | 2025 | 3 |  |  |  | 65.8268 | 1
| Zone | South Orange County | 7 | Average Weekday | SCE | 1-in-2 | 2025 | 4 |  |  |  | 65.5226 | 1
| Zone | South Orange County | 7 | Average Weekday | SCE | 1-in-2 | 2025 | 5 |  |  |  | 65.3042 | 1
| Zone | South Orange County | 7 | Average Weekday | SCE | 1-in-2 | 2025 | 6 |  |  |  | 65.0663 | 1
| Zone | South Orange County | 7 | Average Weekday | SCE | 1-in-2 | 2025 | 7 |  |  |  | 64.9529 | 1
| Zone | South Orange County | 7 | Average Weekday | SCE | 1-in-2 | 2025 | 8 |  |  |  | 65.3477 | 1
| Zone | South Orange County | 7 | Average Weekday | SCE | 1-in-2 | 2025 | 9 |  |  |  | 66.7598 | 1
| Zone | South Orange County | 7 | Average Weekday | SCE | 1-in-2 | 2025 | 10 |  |  |  | 68.6621 | 1
| Zone | South Orange County | 7 | Average Weekday | SCE | 1-in-2 | 2025 | 11 |  |  |  | 70.82 | 1
| Zone | South Orange County | 7 | Average Weekday | SCE | 1-in-2 | 2025 | 12 |  |  |  | 72.7892 | 1
| Zone | South Orange County | 7 | Average Weekday | SCE | 1-in-2 | 2025 | 13 |  |  |  | 73.936 | 1
| Zone | South Orange County | 7 | Average Weekday | SCE | 1-in-2 | 2025 | 14 |  |  |  | 74.2985 | 1
| Zone | South Orange County | 7 | Average Weekday | SCE | 1-in-2 | 2025 | 15 |  |  |  | 75.1656 | 1
| Zone | South Orange County | 7 | Average Weekday | SCE | 1-in-2 | 2025 | 16 |  |  |  | 75.3757 | 1
| Zone | South Orange County | 7 | Average Weekday | SCE | 1-in-2 | 2025 | 17 |  |  |  | 75.5332 | 1
| Zone | South Orange County | 7 | Average Weekday | SCE | 1-in-2 | 2025 | 18 |  |  |  | 75.0031 | 1
| Zone | South Orange County | 7 | Average Weekday | SCE | 1-in-2 | 2025 | 19 |  |  |  | 73.9945 | 1
| Zone | South Orange County | 7 | Average Weekday | SCE | 1-in-2 | 2025 | 20 |  |  |  | 72.6964 | 1
| Zone | South Orange County | 7 | Average Weekday | SCE | 1-in-2 | 2025 | 21 |  |  |  | 70.461 | 1
| Zone | South Orange County | 7 | Average Weekday | SCE | 1-in-2 | 2025 | 22 |  |  |  | 68.3221 | 1
| Zone | South Orange County | 7 | Average Weekday | SCE | 1-in-2 | 2025 | 23 |  |  |  | 67.3934 | 1
| Zone | South Orange County | 7 | Average Weekday | SCE | 1-in-2 | 2025 | 24 |  |  |  | 66.8977 | 1
| Zone | South Orange County | 7 | Monthly System Peak Day | SCE | 1-in-2 | 2025 | 1 |  |  |  | 67.6667 | 1
| Zone | South Orange County | 7 | Monthly System Peak Day | SCE | 1-in-2 | 2025 | 2 |  |  |  | 67.2378 | 1
| Zone | South Orange County | 7 | Monthly System Peak Day | SCE | 1-in-2 | 2025 | 3 |  |  |  | 66.6256 | 1
| Zone | South Orange County | 7 | Monthly System Peak Day | SCE | 1-in-2 | 2025 | 4 |  |  |  | 66.4067 | 1
| Zone | South Orange County | 7 | Monthly System Peak Day | SCE | 1-in-2 | 2025 | 5 |  |  |  | 66.3189 | 1
| Zone | South Orange County | 7 | Monthly System Peak Day | SCE | 1-in-2 | 2025 | 6 |  |  |  | 66.2333 | 1
| Zone | South Orange County | 7 | Monthly System Peak Day | SCE | 1-in-2 | 2025 | 7 |  |  |  | 65.8556 | 1
| Zone | South Orange County | 7 | Monthly System Peak Day | SCE | 1-in-2 | 2025 | 8 |  |  |  | 66.3544 | 1
| Zone | South Orange County | 7 | Monthly System Peak Day | SCE | 1-in-2 | 2025 | 9 |  |  |  | 68.31 | 1
| Zone | South Orange County | 7 | Monthly System Peak Day | SCE | 1-in-2 | 2025 | 10 |  |  |  | 71.2022 | 1
| Zone | South Orange County | 7 | Monthly System Peak Day | SCE | 1-in-2 | 2025 | 11 |  |  |  | 74.3444 | 1
| Zone | South Orange County | 7 | Monthly System Peak Day | SCE | 1-in-2 | 2025 | 12 |  |  |  | 77.1111 | 1
| Zone | South Orange County | 7 | Monthly System Peak Day | SCE | 1-in-2 | 2025 | 13 |  |  |  | 78.7833 | 1
| Zone | South Orange County | 7 | Monthly System Peak Day | SCE | 1-in-2 | 2025 | 14 |  |  |  | 79.2778 | 1
| Zone | South Orange County | 7 | Monthly System Peak Day | SCE | 1-in-2 | 2025 | 15 |  |  |  | 80.7444 | 1
| Zone | South Orange County | 7 | Monthly System Peak Day | SCE | 1-in-2 | 2025 | 16 |  |  |  | 80.7556 | 1
| Zone | South Orange County | 7 | Monthly System Peak Day | SCE | 1-in-2 | 2025 | 17 |  |  |  | 82.2667 | 1
| Zone | South Orange County | 7 | Monthly System Peak Day | SCE | 1-in-2 | 2025 | 18 |  |  |  | 81.2889 | 1
| Zone | South Orange County | 7 | Monthly System Peak Day | SCE | 1-in-2 | 2025 | 19 |  |  |  | 78.7444 | 1
| Zone | South Orange County | 7 | Monthly System Peak Day | SCE | 1-in-2 | 2025 | 20 |  |  |  | 76.9889 | 1
| Zone | South Orange County | 7 | Monthly System Peak Day | SCE | 1-in-2 | 2025 | 21 |  |  |  | 75.0667 | 1
| Zone | South Orange County | 7 | Monthly System Peak Day | SCE | 1-in-2 | 2025 | 22 |  |  |  | 72.0311 | 1
| Zone | South Orange County | 7 | Monthly System Peak Day | SCE | 1-in-2 | 2025 | 23 |  |  |  | 70.24 | 1
| Zone | South Orange County | 7 | Monthly System Peak Day | SCE | 1-in-2 | 2025 | 24 |  |  |  | 69.3089 | 1
| Zone | South Orange County | 8 | Average Weekday | SCE | 1-in-2 | 2025 | 1 |  |  |  | 67.8148 | 1
| Zone | South Orange County | 8 | Average Weekday | SCE | 1-in-2 | 2025 | 2 |  |  |  | 67.3859 | 1
| Zone | South Orange County | 8 | Average Weekday | SCE | 1-in-2 | 2025 | 3 |  |  |  | 67.0598 | 1
| Zone | South Orange County | 8 | Average Weekday | SCE | 1-in-2 | 2025 | 4 |  |  |  | 66.7292 | 1
| Zone | South Orange County | 8 | Average Weekday | SCE | 1-in-2 | 2025 | 5 |  |  |  | 66.3823 | 1
| Zone | South Orange County | 8 | Average Weekday | SCE | 1-in-2 | 2025 | 6 |  |  |  | 66.1019 | 1
| Zone | South Orange County | 8 | Average Weekday | SCE | 1-in-2 | 2025 | 7 |  |  |  | 65.9604 | 1
| Zone | South Orange County | 8 | Average Weekday | SCE | 1-in-2 | 2025 | 8 |  |  |  | 66.1177 | 1
| Zone | South Orange County | 8 | Average Weekday | SCE | 1-in-2 | 2025 | 9 |  |  |  | 67.3343 | 1
| Zone | South Orange County | 8 | Average Weekday | SCE | 1-in-2 | 2025 | 10 |  |  |  | 69.3146 | 1
| Zone | South Orange County | 8 | Average Weekday | SCE | 1-in-2 | 2025 | 11 |  |  |  | 72.0113 | 1
| Zone | South Orange County | 8 | Average Weekday | SCE | 1-in-2 | 2025 | 12 |  |  |  | 74.6335 | 1
| Zone | South Orange County | 8 | Average Weekday | SCE | 1-in-2 | 2025 | 13 |  |  |  | 75.7629 | 1
| Zone | South Orange County | 8 | Average Weekday | SCE | 1-in-2 | 2025 | 14 |  |  |  | 76.6644 | 1
| Zone | South Orange County | 8 | Average Weekday | SCE | 1-in-2 | 2025 | 15 |  |  |  | 77.4824 | 1
| Zone | South Orange County | 8 | Average Weekday | SCE | 1-in-2 | 2025 | 16 |  |  |  | 77.8866 | 1
| Zone | South Orange County | 8 | Average Weekday | SCE | 1-in-2 | 2025 | 17 |  |  |  | 78.0986 | 1
| Zone | South Orange County | 8 | Average Weekday | SCE | 1-in-2 | 2025 | 18 |  |  |  | 77.5193 | 1
| Zone | South Orange County | 8 | Average Weekday | SCE | 1-in-2 | 2025 | 19 |  |  |  | 76.4611 | 1
| Zone | South Orange County | 8 | Average Weekday | SCE | 1-in-2 | 2025 | 20 |  |  |  | 74.6475 | 1
| Zone | South Orange County | 8 | Average Weekday | SCE | 1-in-2 | 2025 | 21 |  |  |  | 71.7865 | 1
| Zone | South Orange County | 8 | Average Weekday | SCE | 1-in-2 | 2025 | 22 |  |  |  | 69.784 | 1
| Zone | South Orange County | 8 | Average Weekday | SCE | 1-in-2 | 2025 | 23 |  |  |  | 68.9044 | 1
| Zone | South Orange County | 8 | Average Weekday | SCE | 1-in-2 | 2025 | 24 |  |  |  | 68.3345 | 1
| Zone | South Orange County | 8 | Monthly System Peak Day | SCE | 1-in-2 | 2025 | 1 |  |  |  | 72.3222 | 1
| Zone | South Orange County | 8 | Monthly System Peak Day | SCE | 1-in-2 | 2025 | 2 |  |  |  | 71.6711 | 1
| Zone | South Orange County | 8 | Monthly System Peak Day | SCE | 1-in-2 | 2025 | 3 |  |  |  | 71.3533 | 1
| Zone | South Orange County | 8 | Monthly System Peak Day | SCE | 1-in-2 | 2025 | 4 |  |  |  | 70.8778 | 1
| Zone | South Orange County | 8 | Monthly System Peak Day | SCE | 1-in-2 | 2025 | 5 |  |  |  | 70.9267 | 1
| Zone | South Orange County | 8 | Monthly System Peak Day | SCE | 1-in-2 | 2025 | 6 |  |  |  | 70.8844 | 1
| Zone | South Orange County | 8 | Monthly System Peak Day | SCE | 1-in-2 | 2025 | 7 |  |  |  | 70.8222 | 1
| Zone | South Orange County | 8 | Monthly System Peak Day | SCE | 1-in-2 | 2025 | 8 |  |  |  | 70.8578 | 1
| Zone | South Orange County | 8 | Monthly System Peak Day | SCE | 1-in-2 | 2025 | 9 |  |  |  | 72.3711 | 1
| Zone | South Orange County | 8 | Monthly System Peak Day | SCE | 1-in-2 | 2025 | 10 |  |  |  | 75.7 | 1
| Zone | South Orange County | 8 | Monthly System Peak Day | SCE | 1-in-2 | 2025 | 11 |  |  |  | 79.5889 | 1
| Zone | South Orange County | 8 | Monthly System Peak Day | SCE | 1-in-2 | 2025 | 12 |  |  |  | 82.6222 | 1
| Zone | South Orange County | 8 | Monthly System Peak Day | SCE | 1-in-2 | 2025 | 13 |  |  |  | 83.5 | 1
| Zone | South Orange County | 8 | Monthly System Peak Day | SCE | 1-in-2 | 2025 | 14 |  |  |  | 84.7556 | 1
| Zone | South Orange County | 8 | Monthly System Peak Day | SCE | 1-in-2 | 2025 | 15 |  |  |  | 85.5889 | 1
| Zone | South Orange County | 8 | Monthly System Peak Day | SCE | 1-in-2 | 2025 | 16 |  |  |  | 85.0667 | 1
| Zone | South Orange County | 8 | Monthly System Peak Day | SCE | 1-in-2 | 2025 | 17 |  |  |  | 85.0889 | 1
| Zone | South Orange County | 8 | Monthly System Peak Day | SCE | 1-in-2 | 2025 | 18 |  |  |  | 84.5667 | 1
| Zone | South Orange County | 8 | Monthly System Peak Day | SCE | 1-in-2 | 2025 | 19 |  |  |  | 84.4667 | 1
| Zone | South Orange County | 8 | Monthly System Peak Day | SCE | 1-in-2 | 2025 | 20 |  |  |  | 82.4111 | 1
| Zone | South Orange County | 8 | Monthly System Peak Day | SCE | 1-in-2 | 2025 | 21 |  |  |  | 78.1778 | 1
| Zone | South Orange County | 8 | Monthly System Peak Day | SCE | 1-in-2 | 2025 | 22 |  |  |  | 75.1222 | 1
| Zone | South Orange County | 8 | Monthly System Peak Day | SCE | 1-in-2 | 2025 | 23 |  |  |  | 74.0444 | 1
| Zone | South Orange County | 8 | Monthly System Peak Day | SCE | 1-in-2 | 2025 | 24 |  |  |  | 73.2733 | 1
| Zone | South Orange County | 8 | Typical Event Day | SCE | 1-in-2 | 2025 | 1 |  |  |  | 68.5747 | 1
| Zone | South Orange County | 8 | Typical Event Day | SCE | 1-in-2 | 2025 | 2 |  |  |  | 68.0547 | 1
| Zone | South Orange County | 8 | Typical Event Day | SCE | 1-in-2 | 2025 | 3 |  |  |  | 67.6256 | 1
| Zone | South Orange County | 8 | Typical Event Day | SCE | 1-in-2 | 2025 | 4 |  |  |  | 67.2572 | 1
| Zone | South Orange County | 8 | Typical Event Day | SCE | 1-in-2 | 2025 | 5 |  |  |  | 67.0617 | 1
| Zone | South Orange County | 8 | Typical Event Day | SCE | 1-in-2 | 2025 | 6 |  |  |  | 66.8347 | 1
| Zone | South Orange County | 8 | Typical Event Day | SCE | 1-in-2 | 2025 | 7 |  |  |  | 66.6636 | 1
| Zone | South Orange County | 8 | Typical Event Day | SCE | 1-in-2 | 2025 | 8 |  |  |  | 66.8472 | 1
| Zone | South Orange County | 8 | Typical Event Day | SCE | 1-in-2 | 2025 | 9 |  |  |  | 68.6117 | 1
| Zone | South Orange County | 8 | Typical Event Day | SCE | 1-in-2 | 2025 | 10 |  |  |  | 71.9747 | 1
| Zone | South Orange County | 8 | Typical Event Day | SCE | 1-in-2 | 2025 | 11 |  |  |  | 75.5239 | 1
| Zone | South Orange County | 8 | Typical Event Day | SCE | 1-in-2 | 2025 | 12 |  |  |  | 78.5044 | 1
| Zone | South Orange County | 8 | Typical Event Day | SCE | 1-in-2 | 2025 | 13 |  |  |  | 79.8989 | 1
| Zone | South Orange County | 8 | Typical Event Day | SCE | 1-in-2 | 2025 | 14 |  |  |  | 80.9911 | 1
| Zone | South Orange County | 8 | Typical Event Day | SCE | 1-in-2 | 2025 | 15 |  |  |  | 82.4944 | 1
| Zone | South Orange County | 8 | Typical Event Day | SCE | 1-in-2 | 2025 | 16 |  |  |  | 82.8494 | 1
| Zone | South Orange County | 8 | Typical Event Day | SCE | 1-in-2 | 2025 | 17 |  |  |  | 83.5472 | 1
| Zone | South Orange County | 8 | Typical Event Day | SCE | 1-in-2 | 2025 | 18 |  |  |  | 82.95 | 1
| Zone | South Orange County | 8 | Typical Event Day | SCE | 1-in-2 | 2025 | 19 |  |  |  | 81.3389 | 1
| Zone | South Orange County | 8 | Typical Event Day | SCE | 1-in-2 | 2025 | 20 |  |  |  | 79.6344 | 1
| Zone | South Orange County | 8 | Typical Event Day | SCE | 1-in-2 | 2025 | 21 |  |  |  | 76.9333 | 1
| Zone | South Orange County | 8 | Typical Event Day | SCE | 1-in-2 | 2025 | 22 |  |  |  | 74.3158 | 1
| Zone | South Orange County | 8 | Typical Event Day | SCE | 1-in-2 | 2025 | 23 |  |  |  | 72.8681 | 1
| Zone | South Orange County | 8 | Typical Event Day | SCE | 1-in-2 | 2025 | 24 |  |  |  | 71.255 | 1
| Zone | South Orange County | 9 | Average Weekday | SCE | 1-in-2 | 2025 | 1 |  |  |  | 67.9294 | 1
| Zone | South Orange County | 9 | Average Weekday | SCE | 1-in-2 | 2025 | 2 |  |  |  | 67.3565 | 1
| Zone | South Orange County | 9 | Average Weekday | SCE | 1-in-2 | 2025 | 3 |  |  |  | 66.8845 | 1
| Zone | South Orange County | 9 | Average Weekday | SCE | 1-in-2 | 2025 | 4 |  |  |  | 66.4876 | 1
| Zone | South Orange County | 9 | Average Weekday | SCE | 1-in-2 | 2025 | 5 |  |  |  | 66.134 | 1
| Zone | South Orange County | 9 | Average Weekday | SCE | 1-in-2 | 2025 | 6 |  |  |  | 65.817 | 1
| Zone | South Orange County | 9 | Average Weekday | SCE | 1-in-2 | 2025 | 7 |  |  |  | 65.6568 | 1
| Zone | South Orange County | 9 | Average Weekday | SCE | 1-in-2 | 2025 | 8 |  |  |  | 65.6593 | 1
| Zone | South Orange County | 9 | Average Weekday | SCE | 1-in-2 | 2025 | 9 |  |  |  | 66.389 | 1
| Zone | South Orange County | 9 | Average Weekday | SCE | 1-in-2 | 2025 | 10 |  |  |  | 68.449 | 1
| Zone | South Orange County | 9 | Average Weekday | SCE | 1-in-2 | 2025 | 11 |  |  |  | 71.1643 | 1
| Zone | South Orange County | 9 | Average Weekday | SCE | 1-in-2 | 2025 | 12 |  |  |  | 73.7869 | 1
| Zone | South Orange County | 9 | Average Weekday | SCE | 1-in-2 | 2025 | 13 |  |  |  | 75.2473 | 1
| Zone | South Orange County | 9 | Average Weekday | SCE | 1-in-2 | 2025 | 14 |  |  |  | 76.2986 | 1
| Zone | South Orange County | 9 | Average Weekday | SCE | 1-in-2 | 2025 | 15 |  |  |  | 76.8973 | 1
| Zone | South Orange County | 9 | Average Weekday | SCE | 1-in-2 | 2025 | 16 |  |  |  | 76.9567 | 1
| Zone | South Orange County | 9 | Average Weekday | SCE | 1-in-2 | 2025 | 17 |  |  |  | 76.742 | 1
| Zone | South Orange County | 9 | Average Weekday | SCE | 1-in-2 | 2025 | 18 |  |  |  | 76.0147 | 1
| Zone | South Orange County | 9 | Average Weekday | SCE | 1-in-2 | 2025 | 19 |  |  |  | 74.7419 | 1
| Zone | South Orange County | 9 | Average Weekday | SCE | 1-in-2 | 2025 | 20 |  |  |  | 72.6114 | 1
| Zone | South Orange County | 9 | Average Weekday | SCE | 1-in-2 | 2025 | 21 |  |  |  | 70.6106 | 1
| Zone | South Orange County | 9 | Average Weekday | SCE | 1-in-2 | 2025 | 22 |  |  |  | 69.76 | 1
| Zone | South Orange County | 9 | Average Weekday | SCE | 1-in-2 | 2025 | 23 |  |  |  | 69.1248 | 1
| Zone | South Orange County | 9 | Average Weekday | SCE | 1-in-2 | 2025 | 24 |  |  |  | 68.4062 | 1
| Zone | South Orange County | 9 | Monthly System Peak Day | SCE | 1-in-2 | 2025 | 1 |  |  |  | 71.2267 | 1
| Zone | South Orange County | 9 | Monthly System Peak Day | SCE | 1-in-2 | 2025 | 2 |  |  |  | 70.4189 | 1
| Zone | South Orange County | 9 | Monthly System Peak Day | SCE | 1-in-2 | 2025 | 3 |  |  |  | 70.2067 | 1
| Zone | South Orange County | 9 | Monthly System Peak Day | SCE | 1-in-2 | 2025 | 4 |  |  |  | 69.8144 | 1
| Zone | South Orange County | 9 | Monthly System Peak Day | SCE | 1-in-2 | 2025 | 5 |  |  |  | 69.3633 | 1
| Zone | South Orange County | 9 | Monthly System Peak Day | SCE | 1-in-2 | 2025 | 6 |  |  |  | 69.0878 | 1
| Zone | South Orange County | 9 | Monthly System Peak Day | SCE | 1-in-2 | 2025 | 7 |  |  |  | 69.0011 | 1
| Zone | South Orange County | 9 | Monthly System Peak Day | SCE | 1-in-2 | 2025 | 8 |  |  |  | 68.6444 | 1
| Zone | South Orange County | 9 | Monthly System Peak Day | SCE | 1-in-2 | 2025 | 9 |  |  |  | 70.4833 | 1
| Zone | South Orange County | 9 | Monthly System Peak Day | SCE | 1-in-2 | 2025 | 10 |  |  |  | 74.8556 | 1
| Zone | South Orange County | 9 | Monthly System Peak Day | SCE | 1-in-2 | 2025 | 11 |  |  |  | 79.5667 | 1
| Zone | South Orange County | 9 | Monthly System Peak Day | SCE | 1-in-2 | 2025 | 12 |  |  |  | 83.8778 | 1
| Zone | South Orange County | 9 | Monthly System Peak Day | SCE | 1-in-2 | 2025 | 13 |  |  |  | 86.7111 | 1
| Zone | South Orange County | 9 | Monthly System Peak Day | SCE | 1-in-2 | 2025 | 14 |  |  |  | 88.3889 | 1
| Zone | South Orange County | 9 | Monthly System Peak Day | SCE | 1-in-2 | 2025 | 15 |  |  |  | 89.9222 | 1
| Zone | South Orange County | 9 | Monthly System Peak Day | SCE | 1-in-2 | 2025 | 16 |  |  |  | 89.7222 | 1
| Zone | South Orange County | 9 | Monthly System Peak Day | SCE | 1-in-2 | 2025 | 17 |  |  |  | 90.3778 | 1
| Zone | South Orange County | 9 | Monthly System Peak Day | SCE | 1-in-2 | 2025 | 18 |  |  |  | 90.2778 | 1
| Zone | South Orange County | 9 | Monthly System Peak Day | SCE | 1-in-2 | 2025 | 19 |  |  |  | 89.2222 | 1
| Zone | South Orange County | 9 | Monthly System Peak Day | SCE | 1-in-2 | 2025 | 20 |  |  |  | 88.0111 | 1
| Zone | South Orange County | 9 | Monthly System Peak Day | SCE | 1-in-2 | 2025 | 21 |  |  |  | 85.1889 | 1
| Zone | South Orange County | 9 | Monthly System Peak Day | SCE | 1-in-2 | 2025 | 22 |  |  |  | 82.5778 | 1
| Zone | South Orange County | 9 | Monthly System Peak Day | SCE | 1-in-2 | 2025 | 23 |  |  |  | 80.4667 | 1
| Zone | South Orange County | 9 | Monthly System Peak Day | SCE | 1-in-2 | 2025 | 24 |  |  |  | 77.2889 | 1
| Zone | South Orange County | 10 | Average Weekday | SCE | 1-in-2 | 2025 | 1 |  |  |  | 63.9844 | 1
| Zone | South Orange County | 10 | Average Weekday | SCE | 1-in-2 | 2025 | 2 |  |  |  | 63.2554 | 1
| Zone | South Orange County | 10 | Average Weekday | SCE | 1-in-2 | 2025 | 3 |  |  |  | 62.5135 | 1
| Zone | South Orange County | 10 | Average Weekday | SCE | 1-in-2 | 2025 | 4 |  |  |  | 61.9402 | 1
| Zone | South Orange County | 10 | Average Weekday | SCE | 1-in-2 | 2025 | 5 |  |  |  | 61.352 | 1
| Zone | South Orange County | 10 | Average Weekday | SCE | 1-in-2 | 2025 | 6 |  |  |  | 61.0596 | 1
| Zone | South Orange County | 10 | Average Weekday | SCE | 1-in-2 | 2025 | 7 |  |  |  | 60.878 | 1
| Zone | South Orange County | 10 | Average Weekday | SCE | 1-in-2 | 2025 | 8 |  |  |  | 60.7845 | 1
| Zone | South Orange County | 10 | Average Weekday | SCE | 1-in-2 | 2025 | 9 |  |  |  | 61.1327 | 1
| Zone | South Orange County | 10 | Average Weekday | SCE | 1-in-2 | 2025 | 10 |  |  |  | 63.2855 | 1
| Zone | South Orange County | 10 | Average Weekday | SCE | 1-in-2 | 2025 | 11 |  |  |  | 66.1247 | 1
| Zone | South Orange County | 10 | Average Weekday | SCE | 1-in-2 | 2025 | 12 |  |  |  | 68.6962 | 1
| Zone | South Orange County | 10 | Average Weekday | SCE | 1-in-2 | 2025 | 13 |  |  |  | 71.0626 | 1
| Zone | South Orange County | 10 | Average Weekday | SCE | 1-in-2 | 2025 | 14 |  |  |  | 72.4527 | 1
| Zone | South Orange County | 10 | Average Weekday | SCE | 1-in-2 | 2025 | 15 |  |  |  | 73.3673 | 1
| Zone | South Orange County | 10 | Average Weekday | SCE | 1-in-2 | 2025 | 16 |  |  |  | 73.5557 | 1
| Zone | South Orange County | 10 | Average Weekday | SCE | 1-in-2 | 2025 | 17 |  |  |  | 72.9948 | 1
| Zone | South Orange County | 10 | Average Weekday | SCE | 1-in-2 | 2025 | 18 |  |  |  | 72.2091 | 1
| Zone | South Orange County | 10 | Average Weekday | SCE | 1-in-2 | 2025 | 19 |  |  |  | 70.827 | 1
| Zone | South Orange County | 10 | Average Weekday | SCE | 1-in-2 | 2025 | 20 |  |  |  | 68.6842 | 1
| Zone | South Orange County | 10 | Average Weekday | SCE | 1-in-2 | 2025 | 21 |  |  |  | 67.4867 | 1
| Zone | South Orange County | 10 | Average Weekday | SCE | 1-in-2 | 2025 | 22 |  |  |  | 66.5315 | 1
| Zone | South Orange County | 10 | Average Weekday | SCE | 1-in-2 | 2025 | 23 |  |  |  | 65.6579 | 1
| Zone | South Orange County | 10 | Average Weekday | SCE | 1-in-2 | 2025 | 24 |  |  |  | 64.716 | 1
| Zone | South Orange County | 10 | Monthly System Peak Day | SCE | 1-in-2 | 2025 | 1 |  |  |  | 72.5944 | 1
| Zone | South Orange County | 10 | Monthly System Peak Day | SCE | 1-in-2 | 2025 | 2 |  |  |  | 70.3256 | 1
| Zone | South Orange County | 10 | Monthly System Peak Day | SCE | 1-in-2 | 2025 | 3 |  |  |  | 67.7222 | 1
| Zone | South Orange County | 10 | Monthly System Peak Day | SCE | 1-in-2 | 2025 | 4 |  |  |  | 66.7278 | 1
| Zone | South Orange County | 10 | Monthly System Peak Day | SCE | 1-in-2 | 2025 | 5 |  |  |  | 65.9078 | 1
| Zone | South Orange County | 10 | Monthly System Peak Day | SCE | 1-in-2 | 2025 | 6 |  |  |  | 65.4256 | 1
| Zone | South Orange County | 10 | Monthly System Peak Day | SCE | 1-in-2 | 2025 | 7 |  |  |  | 64.9611 | 1
| Zone | South Orange County | 10 | Monthly System Peak Day | SCE | 1-in-2 | 2025 | 8 |  |  |  | 64.9033 | 1
| Zone | South Orange County | 10 | Monthly System Peak Day | SCE | 1-in-2 | 2025 | 9 |  |  |  | 66.1911 | 1
| Zone | South Orange County | 10 | Monthly System Peak Day | SCE | 1-in-2 | 2025 | 10 |  |  |  | 70.9667 | 1
| Zone | South Orange County | 10 | Monthly System Peak Day | SCE | 1-in-2 | 2025 | 11 |  |  |  | 77.1556 | 1
| Zone | South Orange County | 10 | Monthly System Peak Day | SCE | 1-in-2 | 2025 | 12 |  |  |  | 84.0444 | 1
| Zone | South Orange County | 10 | Monthly System Peak Day | SCE | 1-in-2 | 2025 | 13 |  |  |  | 88.1333 | 1
| Zone | South Orange County | 10 | Monthly System Peak Day | SCE | 1-in-2 | 2025 | 14 |  |  |  | 91.2222 | 1
| Zone | South Orange County | 10 | Monthly System Peak Day | SCE | 1-in-2 | 2025 | 15 |  |  |  | 91.7667 | 1
| Zone | South Orange County | 10 | Monthly System Peak Day | SCE | 1-in-2 | 2025 | 16 |  |  |  | 90.8889 | 1
| Zone | South Orange County | 10 | Monthly System Peak Day | SCE | 1-in-2 | 2025 | 17 |  |  |  | 89.7778 | 1
| Zone | South Orange County | 10 | Monthly System Peak Day | SCE | 1-in-2 | 2025 | 18 |  |  |  | 89.4778 | 1
| Zone | South Orange County | 10 | Monthly System Peak Day | SCE | 1-in-2 | 2025 | 19 |  |  |  | 88.1556 | 1
| Zone | South Orange County | 10 | Monthly System Peak Day | SCE | 1-in-2 | 2025 | 20 |  |  |  | 83.8889 | 1
| Zone | South Orange County | 10 | Monthly System Peak Day | SCE | 1-in-2 | 2025 | 21 |  |  |  | 81.7667 | 1
| Zone | South Orange County | 10 | Monthly System Peak Day | SCE | 1-in-2 | 2025 | 22 |  |  |  | 79.5667 | 1
| Zone | South Orange County | 10 | Monthly System Peak Day | SCE | 1-in-2 | 2025 | 23 |  |  |  | 77.1556 | 1
| Zone | South Orange County | 10 | Monthly System Peak Day | SCE | 1-in-2 | 2025 | 24 |  |  |  | 75.1222 | 1
| Zone | South Orange County | 11 | Average Weekday | SCE | 1-in-2 | 2025 | 1 |  |  |  | 59.4519 | 1
| Zone | South Orange County | 11 | Average Weekday | SCE | 1-in-2 | 2025 | 2 |  |  |  | 58.7153 | 1
| Zone | South Orange County | 11 | Average Weekday | SCE | 1-in-2 | 2025 | 3 |  |  |  | 58.0665 | 1
| Zone | South Orange County | 11 | Average Weekday | SCE | 1-in-2 | 2025 | 4 |  |  |  | 57.4587 | 1
| Zone | South Orange County | 11 | Average Weekday | SCE | 1-in-2 | 2025 | 5 |  |  |  | 56.9065 | 1
| Zone | South Orange County | 11 | Average Weekday | SCE | 1-in-2 | 2025 | 6 |  |  |  | 56.6175 | 1
| Zone | South Orange County | 11 | Average Weekday | SCE | 1-in-2 | 2025 | 7 |  |  |  | 56.3543 | 1
| Zone | South Orange County | 11 | Average Weekday | SCE | 1-in-2 | 2025 | 8 |  |  |  | 56.5264 | 1
| Zone | South Orange County | 11 | Average Weekday | SCE | 1-in-2 | 2025 | 9 |  |  |  | 57.9307 | 1
| Zone | South Orange County | 11 | Average Weekday | SCE | 1-in-2 | 2025 | 10 |  |  |  | 61.0544 | 1
| Zone | South Orange County | 11 | Average Weekday | SCE | 1-in-2 | 2025 | 11 |  |  |  | 64.2326 | 1
| Zone | South Orange County | 11 | Average Weekday | SCE | 1-in-2 | 2025 | 12 |  |  |  | 67.0165 | 1
| Zone | South Orange County | 11 | Average Weekday | SCE | 1-in-2 | 2025 | 13 |  |  |  | 69.027 | 1
| Zone | South Orange County | 11 | Average Weekday | SCE | 1-in-2 | 2025 | 14 |  |  |  | 69.9835 | 1
| Zone | South Orange County | 11 | Average Weekday | SCE | 1-in-2 | 2025 | 15 |  |  |  | 70.1055 | 1
| Zone | South Orange County | 11 | Average Weekday | SCE | 1-in-2 | 2025 | 16 |  |  |  | 69.6706 | 1
| Zone | South Orange County | 11 | Average Weekday | SCE | 1-in-2 | 2025 | 17 |  |  |  | 68.7246 | 1
| Zone | South Orange County | 11 | Average Weekday | SCE | 1-in-2 | 2025 | 18 |  |  |  | 66.9267 | 1
| Zone | South Orange County | 11 | Average Weekday | SCE | 1-in-2 | 2025 | 19 |  |  |  | 65.1492 | 1
| Zone | South Orange County | 11 | Average Weekday | SCE | 1-in-2 | 2025 | 20 |  |  |  | 64.0634 | 1
| Zone | South Orange County | 11 | Average Weekday | SCE | 1-in-2 | 2025 | 21 |  |  |  | 63.0126 | 1
| Zone | South Orange County | 11 | Average Weekday | SCE | 1-in-2 | 2025 | 22 |  |  |  | 62.0379 | 1
| Zone | South Orange County | 11 | Average Weekday | SCE | 1-in-2 | 2025 | 23 |  |  |  | 61.0313 | 1
| Zone | South Orange County | 11 | Average Weekday | SCE | 1-in-2 | 2025 | 24 |  |  |  | 60.109 | 1
| Zone | South Orange County | 11 | Monthly System Peak Day | SCE | 1-in-2 | 2025 | 1 |  |  |  | 63.1511 | 1
| Zone | South Orange County | 11 | Monthly System Peak Day | SCE | 1-in-2 | 2025 | 2 |  |  |  | 61.7556 | 1
| Zone | South Orange County | 11 | Monthly System Peak Day | SCE | 1-in-2 | 2025 | 3 |  |  |  | 60.7956 | 1
| Zone | South Orange County | 11 | Monthly System Peak Day | SCE | 1-in-2 | 2025 | 4 |  |  |  | 59.7011 | 1
| Zone | South Orange County | 11 | Monthly System Peak Day | SCE | 1-in-2 | 2025 | 5 |  |  |  | 58.6256 | 1
| Zone | South Orange County | 11 | Monthly System Peak Day | SCE | 1-in-2 | 2025 | 6 |  |  |  | 57.4356 | 1
| Zone | South Orange County | 11 | Monthly System Peak Day | SCE | 1-in-2 | 2025 | 7 |  |  |  | 56.8811 | 1
| Zone | South Orange County | 11 | Monthly System Peak Day | SCE | 1-in-2 | 2025 | 8 |  |  |  | 57.2111 | 1
| Zone | South Orange County | 11 | Monthly System Peak Day | SCE | 1-in-2 | 2025 | 9 |  |  |  | 60.4744 | 1
| Zone | South Orange County | 11 | Monthly System Peak Day | SCE | 1-in-2 | 2025 | 10 |  |  |  | 65.9156 | 1
| Zone | South Orange County | 11 | Monthly System Peak Day | SCE | 1-in-2 | 2025 | 11 |  |  |  | 72.2267 | 1
| Zone | South Orange County | 11 | Monthly System Peak Day | SCE | 1-in-2 | 2025 | 12 |  |  |  | 78.2222 | 1
| Zone | South Orange County | 11 | Monthly System Peak Day | SCE | 1-in-2 | 2025 | 13 |  |  |  | 83.2222 | 1
| Zone | South Orange County | 11 | Monthly System Peak Day | SCE | 1-in-2 | 2025 | 14 |  |  |  | 85.8667 | 1
| Zone | South Orange County | 11 | Monthly System Peak Day | SCE | 1-in-2 | 2025 | 15 |  |  |  | 85.8444 | 1
| Zone | South Orange County | 11 | Monthly System Peak Day | SCE | 1-in-2 | 2025 | 16 |  |  |  | 84.4889 | 1
| Zone | South Orange County | 11 | Monthly System Peak Day | SCE | 1-in-2 | 2025 | 17 |  |  |  | 83.0889 | 1
| Zone | South Orange County | 11 | Monthly System Peak Day | SCE | 1-in-2 | 2025 | 18 |  |  |  | 79.4444 | 1
| Zone | South Orange County | 11 | Monthly System Peak Day | SCE | 1-in-2 | 2025 | 19 |  |  |  | 76.5 | 1
| Zone | South Orange County | 11 | Monthly System Peak Day | SCE | 1-in-2 | 2025 | 20 |  |  |  | 74.3333 | 1
| Zone | South Orange County | 11 | Monthly System Peak Day | SCE | 1-in-2 | 2025 | 21 |  |  |  | 72.5133 | 1
| Zone | South Orange County | 11 | Monthly System Peak Day | SCE | 1-in-2 | 2025 | 22 |  |  |  | 70.4044 | 1
| Zone | South Orange County | 11 | Monthly System Peak Day | SCE | 1-in-2 | 2025 | 23 |  |  |  | 68.8122 | 1
| Zone | South Orange County | 11 | Monthly System Peak Day | SCE | 1-in-2 | 2025 | 24 |  |  |  | 67.2444 | 1
| Zone | South Orange County | 12 | Average Weekday | SCE | 1-in-2 | 2025 | 1 |  |  |  | 54.0608 | 1
| Zone | South Orange County | 12 | Average Weekday | SCE | 1-in-2 | 2025 | 2 |  |  |  | 53.4401 | 1
| Zone | South Orange County | 12 | Average Weekday | SCE | 1-in-2 | 2025 | 3 |  |  |  | 52.8948 | 1
| Zone | South Orange County | 12 | Average Weekday | SCE | 1-in-2 | 2025 | 4 |  |  |  | 52.3482 | 1
| Zone | South Orange County | 12 | Average Weekday | SCE | 1-in-2 | 2025 | 5 |  |  |  | 51.8615 | 1
| Zone | South Orange County | 12 | Average Weekday | SCE | 1-in-2 | 2025 | 6 |  |  |  | 51.3658 | 1
| Zone | South Orange County | 12 | Average Weekday | SCE | 1-in-2 | 2025 | 7 |  |  |  | 51.0159 | 1
| Zone | South Orange County | 12 | Average Weekday | SCE | 1-in-2 | 2025 | 8 |  |  |  | 50.8932 | 1
| Zone | South Orange County | 12 | Average Weekday | SCE | 1-in-2 | 2025 | 9 |  |  |  | 51.5791 | 1
| Zone | South Orange County | 12 | Average Weekday | SCE | 1-in-2 | 2025 | 10 |  |  |  | 53.7416 | 1
| Zone | South Orange County | 12 | Average Weekday | SCE | 1-in-2 | 2025 | 11 |  |  |  | 56.621 | 1
| Zone | South Orange County | 12 | Average Weekday | SCE | 1-in-2 | 2025 | 12 |  |  |  | 59.2355 | 1
| Zone | South Orange County | 12 | Average Weekday | SCE | 1-in-2 | 2025 | 13 |  |  |  | 61.2844 | 1
| Zone | South Orange County | 12 | Average Weekday | SCE | 1-in-2 | 2025 | 14 |  |  |  | 62.6466 | 1
| Zone | South Orange County | 12 | Average Weekday | SCE | 1-in-2 | 2025 | 15 |  |  |  | 62.7982 | 1
| Zone | South Orange County | 12 | Average Weekday | SCE | 1-in-2 | 2025 | 16 |  |  |  | 62.6015 | 1
| Zone | South Orange County | 12 | Average Weekday | SCE | 1-in-2 | 2025 | 17 |  |  |  | 61.6713 | 1
| Zone | South Orange County | 12 | Average Weekday | SCE | 1-in-2 | 2025 | 18 |  |  |  | 60.0319 | 1
| Zone | South Orange County | 12 | Average Weekday | SCE | 1-in-2 | 2025 | 19 |  |  |  | 58.5867 | 1
| Zone | South Orange County | 12 | Average Weekday | SCE | 1-in-2 | 2025 | 20 |  |  |  | 57.6711 | 1
| Zone | South Orange County | 12 | Average Weekday | SCE | 1-in-2 | 2025 | 21 |  |  |  | 56.7956 | 1
| Zone | South Orange County | 12 | Average Weekday | SCE | 1-in-2 | 2025 | 22 |  |  |  | 55.8991 | 1
| Zone | South Orange County | 12 | Average Weekday | SCE | 1-in-2 | 2025 | 23 |  |  |  | 55.1389 | 1
| Zone | South Orange County | 12 | Average Weekday | SCE | 1-in-2 | 2025 | 24 |  |  |  | 54.3793 | 1
| Zone | South Orange County | 12 | Monthly System Peak Day | SCE | 1-in-2 | 2025 | 1 |  |  |  | 48.1411 | 1
| Zone | South Orange County | 12 | Monthly System Peak Day | SCE | 1-in-2 | 2025 | 2 |  |  |  | 47.8678 | 1
| Zone | South Orange County | 12 | Monthly System Peak Day | SCE | 1-in-2 | 2025 | 3 |  |  |  | 47.4289 | 1
| Zone | South Orange County | 12 | Monthly System Peak Day | SCE | 1-in-2 | 2025 | 4 |  |  |  | 47.7744 | 1
| Zone | South Orange County | 12 | Monthly System Peak Day | SCE | 1-in-2 | 2025 | 5 |  |  |  | 47.6456 | 1
| Zone | South Orange County | 12 | Monthly System Peak Day | SCE | 1-in-2 | 2025 | 6 |  |  |  | 47.87 | 1
| Zone | South Orange County | 12 | Monthly System Peak Day | SCE | 1-in-2 | 2025 | 7 |  |  |  | 48.2433 | 1
| Zone | South Orange County | 12 | Monthly System Peak Day | SCE | 1-in-2 | 2025 | 8 |  |  |  | 48.1489 | 1
| Zone | South Orange County | 12 | Monthly System Peak Day | SCE | 1-in-2 | 2025 | 9 |  |  |  | 48.1322 | 1
| Zone | South Orange County | 12 | Monthly System Peak Day | SCE | 1-in-2 | 2025 | 10 |  |  |  | 51.7589 | 1
| Zone | South Orange County | 12 | Monthly System Peak Day | SCE | 1-in-2 | 2025 | 11 |  |  |  | 55.8633 | 1
| Zone | South Orange County | 12 | Monthly System Peak Day | SCE | 1-in-2 | 2025 | 12 |  |  |  | 58.79 | 1
| Zone | South Orange County | 12 | Monthly System Peak Day | SCE | 1-in-2 | 2025 | 13 |  |  |  | 60.8144 | 1
| Zone | South Orange County | 12 | Monthly System Peak Day | SCE | 1-in-2 | 2025 | 14 |  |  |  | 61.6778 | 1
| Zone | South Orange County | 12 | Monthly System Peak Day | SCE | 1-in-2 | 2025 | 15 |  |  |  | 62.05 | 1
| Zone | South Orange County | 12 | Monthly System Peak Day | SCE | 1-in-2 | 2025 | 16 |  |  |  | 62.3733 | 1
| Zone | South Orange County | 12 | Monthly System Peak Day | SCE | 1-in-2 | 2025 | 17 |  |  |  | 61.9011 | 1
| Zone | South Orange County | 12 | Monthly System Peak Day | SCE | 1-in-2 | 2025 | 18 |  |  |  | 60.0033 | 1
| Zone | South Orange County | 12 | Monthly System Peak Day | SCE | 1-in-2 | 2025 | 19 |  |  |  | 58.02 | 1
| Zone | South Orange County | 12 | Monthly System Peak Day | SCE | 1-in-2 | 2025 | 20 |  |  |  | 56.7433 | 1
| Zone | South Orange County | 12 | Monthly System Peak Day | SCE | 1-in-2 | 2025 | 21 |  |  |  | 55.5411 | 1
| Zone | South Orange County | 12 | Monthly System Peak Day | SCE | 1-in-2 | 2025 | 22 |  |  |  | 54.4633 | 1
| Zone | South Orange County | 12 | Monthly System Peak Day | SCE | 1-in-2 | 2025 | 23 |  |  |  | 52.9978 | 1
| Zone | South Orange County | 12 | Monthly System Peak Day | SCE | 1-in-2 | 2025 | 24 |  |  |  | 51.0956 | 1
| Zone | South Orange County | 1 | Average Weekday | SCE | 1-in-2 | 2026 | 1 |  |  |  | 54.662 | 1
| Zone | South Orange County | 1 | Average Weekday | SCE | 1-in-2 | 2026 | 2 |  |  |  | 53.4948 | 1
| Zone | South Orange County | 1 | Average Weekday | SCE | 1-in-2 | 2026 | 3 |  |  |  | 52.5967 | 1
| Zone | South Orange County | 1 | Average Weekday | SCE | 1-in-2 | 2026 | 4 |  |  |  | 51.8098 | 1
| Zone | South Orange County | 1 | Average Weekday | SCE | 1-in-2 | 2026 | 5 |  |  |  | 50.8538 | 1
| Zone | South Orange County | 1 | Average Weekday | SCE | 1-in-2 | 2026 | 6 |  |  |  | 50.5846 | 1
| Zone | South Orange County | 1 | Average Weekday | SCE | 1-in-2 | 2026 | 7 |  |  |  | 50.309 | 1
| Zone | South Orange County | 1 | Average Weekday | SCE | 1-in-2 | 2026 | 8 |  |  |  | 50.4253 | 1
| Zone | South Orange County | 1 | Average Weekday | SCE | 1-in-2 | 2026 | 9 |  |  |  | 51.0391 | 1
| Zone | South Orange County | 1 | Average Weekday | SCE | 1-in-2 | 2026 | 10 |  |  |  | 54.4605 | 1
| Zone | South Orange County | 1 | Average Weekday | SCE | 1-in-2 | 2026 | 11 |  |  |  | 58.9545 | 1
| Zone | South Orange County | 1 | Average Weekday | SCE | 1-in-2 | 2026 | 12 |  |  |  | 62.7349 | 1
| Zone | South Orange County | 1 | Average Weekday | SCE | 1-in-2 | 2026 | 13 |  |  |  | 65.5105 | 1
| Zone | South Orange County | 1 | Average Weekday | SCE | 1-in-2 | 2026 | 14 |  |  |  | 67.4434 | 1
| Zone | South Orange County | 1 | Average Weekday | SCE | 1-in-2 | 2026 | 15 |  |  |  | 68.2248 | 1
| Zone | South Orange County | 1 | Average Weekday | SCE | 1-in-2 | 2026 | 16 |  |  |  | 68.2278 | 1
| Zone | South Orange County | 1 | Average Weekday | SCE | 1-in-2 | 2026 | 17 |  |  |  | 67.1061 | 1
| Zone | South Orange County | 1 | Average Weekday | SCE | 1-in-2 | 2026 | 18 |  |  |  | 65.1802 | 1
| Zone | South Orange County | 1 | Average Weekday | SCE | 1-in-2 | 2026 | 19 |  |  |  | 62.5922 | 1
| Zone | South Orange County | 1 | Average Weekday | SCE | 1-in-2 | 2026 | 20 |  |  |  | 60.9761 | 1
| Zone | South Orange County | 1 | Average Weekday | SCE | 1-in-2 | 2026 | 21 |  |  |  | 59.7741 | 1
| Zone | South Orange County | 1 | Average Weekday | SCE | 1-in-2 | 2026 | 22 |  |  |  | 58.5336 | 1
| Zone | South Orange County | 1 | Average Weekday | SCE | 1-in-2 | 2026 | 23 |  |  |  | 57.524 | 1
| Zone | South Orange County | 1 | Average Weekday | SCE | 1-in-2 | 2026 | 24 |  |  |  | 56.4265 | 1
| Zone | South Orange County | 1 | Monthly System Peak Day | SCE | 1-in-2 | 2026 | 1 |  |  |  | 49.35 | 1
| Zone | South Orange County | 1 | Monthly System Peak Day | SCE | 1-in-2 | 2026 | 2 |  |  |  | 48.7167 | 1
| Zone | South Orange County | 1 | Monthly System Peak Day | SCE | 1-in-2 | 2026 | 3 |  |  |  | 47.3467 | 1
| Zone | South Orange County | 1 | Monthly System Peak Day | SCE | 1-in-2 | 2026 | 4 |  |  |  | 46.4689 | 1
| Zone | South Orange County | 1 | Monthly System Peak Day | SCE | 1-in-2 | 2026 | 5 |  |  |  | 45.3333 | 1
| Zone | South Orange County | 1 | Monthly System Peak Day | SCE | 1-in-2 | 2026 | 6 |  |  |  | 44.8956 | 1
| Zone | South Orange County | 1 | Monthly System Peak Day | SCE | 1-in-2 | 2026 | 7 |  |  |  | 44.8944 | 1
| Zone | South Orange County | 1 | Monthly System Peak Day | SCE | 1-in-2 | 2026 | 8 |  |  |  | 45.2267 | 1
| Zone | South Orange County | 1 | Monthly System Peak Day | SCE | 1-in-2 | 2026 | 9 |  |  |  | 46.1144 | 1
| Zone | South Orange County | 1 | Monthly System Peak Day | SCE | 1-in-2 | 2026 | 10 |  |  |  | 48.8811 | 1
| Zone | South Orange County | 1 | Monthly System Peak Day | SCE | 1-in-2 | 2026 | 11 |  |  |  | 52.8111 | 1
| Zone | South Orange County | 1 | Monthly System Peak Day | SCE | 1-in-2 | 2026 | 12 |  |  |  | 55.2022 | 1
| Zone | South Orange County | 1 | Monthly System Peak Day | SCE | 1-in-2 | 2026 | 13 |  |  |  | 56.2878 | 1
| Zone | South Orange County | 1 | Monthly System Peak Day | SCE | 1-in-2 | 2026 | 14 |  |  |  | 55.6478 | 1
| Zone | South Orange County | 1 | Monthly System Peak Day | SCE | 1-in-2 | 2026 | 15 |  |  |  | 55.4756 | 1
| Zone | South Orange County | 1 | Monthly System Peak Day | SCE | 1-in-2 | 2026 | 16 |  |  |  | 56.2167 | 1
| Zone | South Orange County | 1 | Monthly System Peak Day | SCE | 1-in-2 | 2026 | 17 |  |  |  | 56.8744 | 1
| Zone | South Orange County | 1 | Monthly System Peak Day | SCE | 1-in-2 | 2026 | 18 |  |  |  | 56.1267 | 1
| Zone | South Orange County | 1 | Monthly System Peak Day | SCE | 1-in-2 | 2026 | 19 |  |  |  | 54.7333 | 1
| Zone | South Orange County | 1 | Monthly System Peak Day | SCE | 1-in-2 | 2026 | 20 |  |  |  | 53.8189 | 1
| Zone | South Orange County | 1 | Monthly System Peak Day | SCE | 1-in-2 | 2026 | 21 |  |  |  | 53.2444 | 1
| Zone | South Orange County | 1 | Monthly System Peak Day | SCE | 1-in-2 | 2026 | 22 |  |  |  | 52.1089 | 1
| Zone | South Orange County | 1 | Monthly System Peak Day | SCE | 1-in-2 | 2026 | 23 |  |  |  | 50.9433 | 1
| Zone | South Orange County | 1 | Monthly System Peak Day | SCE | 1-in-2 | 2026 | 24 |  |  |  | 49.9844 | 1
| Zone | South Orange County | 2 | Average Weekday | SCE | 1-in-2 | 2026 | 1 |  |  |  | 54.6901 | 1
| Zone | South Orange County | 2 | Average Weekday | SCE | 1-in-2 | 2026 | 2 |  |  |  | 53.9377 | 1
| Zone | South Orange County | 2 | Average Weekday | SCE | 1-in-2 | 2026 | 3 |  |  |  | 53.2236 | 1
| Zone | South Orange County | 2 | Average Weekday | SCE | 1-in-2 | 2026 | 4 |  |  |  | 52.4923 | 1
| Zone | South Orange County | 2 | Average Weekday | SCE | 1-in-2 | 2026 | 5 |  |  |  | 51.8844 | 1
| Zone | South Orange County | 2 | Average Weekday | SCE | 1-in-2 | 2026 | 6 |  |  |  | 51.3397 | 1
| Zone | South Orange County | 2 | Average Weekday | SCE | 1-in-2 | 2026 | 7 |  |  |  | 51.0943 | 1
| Zone | South Orange County | 2 | Average Weekday | SCE | 1-in-2 | 2026 | 8 |  |  |  | 51.0683 | 1
| Zone | South Orange County | 2 | Average Weekday | SCE | 1-in-2 | 2026 | 9 |  |  |  | 52.4426 | 1
| Zone | South Orange County | 2 | Average Weekday | SCE | 1-in-2 | 2026 | 10 |  |  |  | 55.7153 | 1
| Zone | South Orange County | 2 | Average Weekday | SCE | 1-in-2 | 2026 | 11 |  |  |  | 58.9495 | 1
| Zone | South Orange County | 2 | Average Weekday | SCE | 1-in-2 | 2026 | 12 |  |  |  | 61.8131 | 1
| Zone | South Orange County | 2 | Average Weekday | SCE | 1-in-2 | 2026 | 13 |  |  |  | 63.9924 | 1
| Zone | South Orange County | 2 | Average Weekday | SCE | 1-in-2 | 2026 | 14 |  |  |  | 65.2151 | 1
| Zone | South Orange County | 2 | Average Weekday | SCE | 1-in-2 | 2026 | 15 |  |  |  | 65.3369 | 1
| Zone | South Orange County | 2 | Average Weekday | SCE | 1-in-2 | 2026 | 16 |  |  |  | 64.8269 | 1
| Zone | South Orange County | 2 | Average Weekday | SCE | 1-in-2 | 2026 | 17 |  |  |  | 64.2344 | 1
| Zone | South Orange County | 2 | Average Weekday | SCE | 1-in-2 | 2026 | 18 |  |  |  | 62.9428 | 1
| Zone | South Orange County | 2 | Average Weekday | SCE | 1-in-2 | 2026 | 19 |  |  |  | 60.8499 | 1
| Zone | South Orange County | 2 | Average Weekday | SCE | 1-in-2 | 2026 | 20 |  |  |  | 59.3436 | 1
| Zone | South Orange County | 2 | Average Weekday | SCE | 1-in-2 | 2026 | 21 |  |  |  | 58.3393 | 1
| Zone | South Orange County | 2 | Average Weekday | SCE | 1-in-2 | 2026 | 22 |  |  |  | 57.5002 | 1
| Zone | South Orange County | 2 | Average Weekday | SCE | 1-in-2 | 2026 | 23 |  |  |  | 56.5876 | 1
| Zone | South Orange County | 2 | Average Weekday | SCE | 1-in-2 | 2026 | 24 |  |  |  | 55.7785 | 1
| Zone | South Orange County | 2 | Monthly System Peak Day | SCE | 1-in-2 | 2026 | 1 |  |  |  | 47.2478 | 1
| Zone | South Orange County | 2 | Monthly System Peak Day | SCE | 1-in-2 | 2026 | 2 |  |  |  | 46.9311 | 1
| Zone | South Orange County | 2 | Monthly System Peak Day | SCE | 1-in-2 | 2026 | 3 |  |  |  | 46.3533 | 1
| Zone | South Orange County | 2 | Monthly System Peak Day | SCE | 1-in-2 | 2026 | 4 |  |  |  | 45.6078 | 1
| Zone | South Orange County | 2 | Monthly System Peak Day | SCE | 1-in-2 | 2026 | 5 |  |  |  | 44.6556 | 1
| Zone | South Orange County | 2 | Monthly System Peak Day | SCE | 1-in-2 | 2026 | 6 |  |  |  | 43.6544 | 1
| Zone | South Orange County | 2 | Monthly System Peak Day | SCE | 1-in-2 | 2026 | 7 |  |  |  | 42.9833 | 1
| Zone | South Orange County | 2 | Monthly System Peak Day | SCE | 1-in-2 | 2026 | 8 |  |  |  | 43.0622 | 1
| Zone | South Orange County | 2 | Monthly System Peak Day | SCE | 1-in-2 | 2026 | 9 |  |  |  | 44.6044 | 1
| Zone | South Orange County | 2 | Monthly System Peak Day | SCE | 1-in-2 | 2026 | 10 |  |  |  | 47.8667 | 1
| Zone | South Orange County | 2 | Monthly System Peak Day | SCE | 1-in-2 | 2026 | 11 |  |  |  | 50.9233 | 1
| Zone | South Orange County | 2 | Monthly System Peak Day | SCE | 1-in-2 | 2026 | 12 |  |  |  | 53.2144 | 1
| Zone | South Orange County | 2 | Monthly System Peak Day | SCE | 1-in-2 | 2026 | 13 |  |  |  | 54.67 | 1
| Zone | South Orange County | 2 | Monthly System Peak Day | SCE | 1-in-2 | 2026 | 14 |  |  |  | 55.9689 | 1
| Zone | South Orange County | 2 | Monthly System Peak Day | SCE | 1-in-2 | 2026 | 15 |  |  |  | 56.9189 | 1
| Zone | South Orange County | 2 | Monthly System Peak Day | SCE | 1-in-2 | 2026 | 16 |  |  |  | 57.4333 | 1
| Zone | South Orange County | 2 | Monthly System Peak Day | SCE | 1-in-2 | 2026 | 17 |  |  |  | 56.9844 | 1
| Zone | South Orange County | 2 | Monthly System Peak Day | SCE | 1-in-2 | 2026 | 18 |  |  |  | 56.46 | 1
| Zone | South Orange County | 2 | Monthly System Peak Day | SCE | 1-in-2 | 2026 | 19 |  |  |  | 54.6711 | 1
| Zone | South Orange County | 2 | Monthly System Peak Day | SCE | 1-in-2 | 2026 | 20 |  |  |  | 53.4833 | 1
| Zone | South Orange County | 2 | Monthly System Peak Day | SCE | 1-in-2 | 2026 | 21 |  |  |  | 52.6922 | 1
| Zone | South Orange County | 2 | Monthly System Peak Day | SCE | 1-in-2 | 2026 | 22 |  |  |  | 51.7511 | 1
| Zone | South Orange County | 2 | Monthly System Peak Day | SCE | 1-in-2 | 2026 | 23 |  |  |  | 50.6333 | 1
| Zone | South Orange County | 2 | Monthly System Peak Day | SCE | 1-in-2 | 2026 | 24 |  |  |  | 49.3278 | 1
| Zone | South Orange County | 3 | Average Weekday | SCE | 1-in-2 | 2026 | 1 |  |  |  | 56.6172 | 1
| Zone | South Orange County | 3 | Average Weekday | SCE | 1-in-2 | 2026 | 2 |  |  |  | 55.8013 | 1
| Zone | South Orange County | 3 | Average Weekday | SCE | 1-in-2 | 2026 | 3 |  |  |  | 55.1097 | 1
| Zone | South Orange County | 3 | Average Weekday | SCE | 1-in-2 | 2026 | 4 |  |  |  | 54.5835 | 1
| Zone | South Orange County | 3 | Average Weekday | SCE | 1-in-2 | 2026 | 5 |  |  |  | 54.1136 | 1
| Zone | South Orange County | 3 | Average Weekday | SCE | 1-in-2 | 2026 | 6 |  |  |  | 53.7129 | 1
| Zone | South Orange County | 3 | Average Weekday | SCE | 1-in-2 | 2026 | 7 |  |  |  | 53.4053 | 1
| Zone | South Orange County | 3 | Average Weekday | SCE | 1-in-2 | 2026 | 8 |  |  |  | 53.3662 | 1
| Zone | South Orange County | 3 | Average Weekday | SCE | 1-in-2 | 2026 | 9 |  |  |  | 54.3881 | 1
| Zone | South Orange County | 3 | Average Weekday | SCE | 1-in-2 | 2026 | 10 |  |  |  | 56.8323 | 1
| Zone | South Orange County | 3 | Average Weekday | SCE | 1-in-2 | 2026 | 11 |  |  |  | 59.6678 | 1
| Zone | South Orange County | 3 | Average Weekday | SCE | 1-in-2 | 2026 | 12 |  |  |  | 62.3309 | 1
| Zone | South Orange County | 3 | Average Weekday | SCE | 1-in-2 | 2026 | 13 |  |  |  | 63.8855 | 1
| Zone | South Orange County | 3 | Average Weekday | SCE | 1-in-2 | 2026 | 14 |  |  |  | 64.6413 | 1
| Zone | South Orange County | 3 | Average Weekday | SCE | 1-in-2 | 2026 | 15 |  |  |  | 65.1252 | 1
| Zone | South Orange County | 3 | Average Weekday | SCE | 1-in-2 | 2026 | 16 |  |  |  | 65.3877 | 1
| Zone | South Orange County | 3 | Average Weekday | SCE | 1-in-2 | 2026 | 17 |  |  |  | 65.2091 | 1
| Zone | South Orange County | 3 | Average Weekday | SCE | 1-in-2 | 2026 | 18 |  |  |  | 64.3728 | 1
| Zone | South Orange County | 3 | Average Weekday | SCE | 1-in-2 | 2026 | 19 |  |  |  | 63.1342 | 1
| Zone | South Orange County | 3 | Average Weekday | SCE | 1-in-2 | 2026 | 20 |  |  |  | 61.3696 | 1
| Zone | South Orange County | 3 | Average Weekday | SCE | 1-in-2 | 2026 | 21 |  |  |  | 59.8507 | 1
| Zone | South Orange County | 3 | Average Weekday | SCE | 1-in-2 | 2026 | 22 |  |  |  | 59.0283 | 1
| Zone | South Orange County | 3 | Average Weekday | SCE | 1-in-2 | 2026 | 23 |  |  |  | 58.364 | 1
| Zone | South Orange County | 3 | Average Weekday | SCE | 1-in-2 | 2026 | 24 |  |  |  | 57.6474 | 1
| Zone | South Orange County | 3 | Monthly System Peak Day | SCE | 1-in-2 | 2026 | 1 |  |  |  | 59.8322 | 1
| Zone | South Orange County | 3 | Monthly System Peak Day | SCE | 1-in-2 | 2026 | 2 |  |  |  | 58.1289 | 1
| Zone | South Orange County | 3 | Monthly System Peak Day | SCE | 1-in-2 | 2026 | 3 |  |  |  | 56.7222 | 1
| Zone | South Orange County | 3 | Monthly System Peak Day | SCE | 1-in-2 | 2026 | 4 |  |  |  | 55.9189 | 1
| Zone | South Orange County | 3 | Monthly System Peak Day | SCE | 1-in-2 | 2026 | 5 |  |  |  | 55.86 | 1
| Zone | South Orange County | 3 | Monthly System Peak Day | SCE | 1-in-2 | 2026 | 6 |  |  |  | 55.9678 | 1
| Zone | South Orange County | 3 | Monthly System Peak Day | SCE | 1-in-2 | 2026 | 7 |  |  |  | 54.5467 | 1
| Zone | South Orange County | 3 | Monthly System Peak Day | SCE | 1-in-2 | 2026 | 8 |  |  |  | 54.1511 | 1
| Zone | South Orange County | 3 | Monthly System Peak Day | SCE | 1-in-2 | 2026 | 9 |  |  |  | 55.0822 | 1
| Zone | South Orange County | 3 | Monthly System Peak Day | SCE | 1-in-2 | 2026 | 10 |  |  |  | 58.7367 | 1
| Zone | South Orange County | 3 | Monthly System Peak Day | SCE | 1-in-2 | 2026 | 11 |  |  |  | 63.2567 | 1
| Zone | South Orange County | 3 | Monthly System Peak Day | SCE | 1-in-2 | 2026 | 12 |  |  |  | 67.3078 | 1
| Zone | South Orange County | 3 | Monthly System Peak Day | SCE | 1-in-2 | 2026 | 13 |  |  |  | 69.1044 | 1
| Zone | South Orange County | 3 | Monthly System Peak Day | SCE | 1-in-2 | 2026 | 14 |  |  |  | 69.4867 | 1
| Zone | South Orange County | 3 | Monthly System Peak Day | SCE | 1-in-2 | 2026 | 15 |  |  |  | 70.4467 | 1
| Zone | South Orange County | 3 | Monthly System Peak Day | SCE | 1-in-2 | 2026 | 16 |  |  |  | 70.4978 | 1
| Zone | South Orange County | 3 | Monthly System Peak Day | SCE | 1-in-2 | 2026 | 17 |  |  |  | 69.3444 | 1
| Zone | South Orange County | 3 | Monthly System Peak Day | SCE | 1-in-2 | 2026 | 18 |  |  |  | 68.2589 | 1
| Zone | South Orange County | 3 | Monthly System Peak Day | SCE | 1-in-2 | 2026 | 19 |  |  |  | 66.64 | 1
| Zone | South Orange County | 3 | Monthly System Peak Day | SCE | 1-in-2 | 2026 | 20 |  |  |  | 64.3044 | 1
| Zone | South Orange County | 3 | Monthly System Peak Day | SCE | 1-in-2 | 2026 | 21 |  |  |  | 62.69 | 1
| Zone | South Orange County | 3 | Monthly System Peak Day | SCE | 1-in-2 | 2026 | 22 |  |  |  | 61.9778 | 1
| Zone | South Orange County | 3 | Monthly System Peak Day | SCE | 1-in-2 | 2026 | 23 |  |  |  | 60.8089 | 1
| Zone | South Orange County | 3 | Monthly System Peak Day | SCE | 1-in-2 | 2026 | 24 |  |  |  | 59.7333 | 1
| Zone | South Orange County | 4 | Average Weekday | SCE | 1-in-2 | 2026 | 1 |  |  |  | 58.073 | 1
| Zone | South Orange County | 4 | Average Weekday | SCE | 1-in-2 | 2026 | 2 |  |  |  | 57.561 | 1
| Zone | South Orange County | 4 | Average Weekday | SCE | 1-in-2 | 2026 | 3 |  |  |  | 56.9132 | 1
| Zone | South Orange County | 4 | Average Weekday | SCE | 1-in-2 | 2026 | 4 |  |  |  | 56.3681 | 1
| Zone | South Orange County | 4 | Average Weekday | SCE | 1-in-2 | 2026 | 5 |  |  |  | 55.9471 | 1
| Zone | South Orange County | 4 | Average Weekday | SCE | 1-in-2 | 2026 | 6 |  |  |  | 55.5731 | 1
| Zone | South Orange County | 4 | Average Weekday | SCE | 1-in-2 | 2026 | 7 |  |  |  | 55.3919 | 1
| Zone | South Orange County | 4 | Average Weekday | SCE | 1-in-2 | 2026 | 8 |  |  |  | 55.4289 | 1
| Zone | South Orange County | 4 | Average Weekday | SCE | 1-in-2 | 2026 | 9 |  |  |  | 56.7051 | 1
| Zone | South Orange County | 4 | Average Weekday | SCE | 1-in-2 | 2026 | 10 |  |  |  | 58.9486 | 1
| Zone | South Orange County | 4 | Average Weekday | SCE | 1-in-2 | 2026 | 11 |  |  |  | 61.3682 | 1
| Zone | South Orange County | 4 | Average Weekday | SCE | 1-in-2 | 2026 | 12 |  |  |  | 63.6571 | 1
| Zone | South Orange County | 4 | Average Weekday | SCE | 1-in-2 | 2026 | 13 |  |  |  | 64.9915 | 1
| Zone | South Orange County | 4 | Average Weekday | SCE | 1-in-2 | 2026 | 14 |  |  |  | 65.909 | 1
| Zone | South Orange County | 4 | Average Weekday | SCE | 1-in-2 | 2026 | 15 |  |  |  | 66.7237 | 1
| Zone | South Orange County | 4 | Average Weekday | SCE | 1-in-2 | 2026 | 16 |  |  |  | 66.9521 | 1
| Zone | South Orange County | 4 | Average Weekday | SCE | 1-in-2 | 2026 | 17 |  |  |  | 66.763 | 1
| Zone | South Orange County | 4 | Average Weekday | SCE | 1-in-2 | 2026 | 18 |  |  |  | 66.251 | 1
| Zone | South Orange County | 4 | Average Weekday | SCE | 1-in-2 | 2026 | 19 |  |  |  | 65.3409 | 1
| Zone | South Orange County | 4 | Average Weekday | SCE | 1-in-2 | 2026 | 20 |  |  |  | 63.5632 | 1
| Zone | South Orange County | 4 | Average Weekday | SCE | 1-in-2 | 2026 | 21 |  |  |  | 61.2356 | 1
| Zone | South Orange County | 4 | Average Weekday | SCE | 1-in-2 | 2026 | 22 |  |  |  | 59.7451 | 1
| Zone | South Orange County | 4 | Average Weekday | SCE | 1-in-2 | 2026 | 23 |  |  |  | 59.0311 | 1
| Zone | South Orange County | 4 | Average Weekday | SCE | 1-in-2 | 2026 | 24 |  |  |  | 58.3683 | 1
| Zone | South Orange County | 4 | Monthly System Peak Day | SCE | 1-in-2 | 2026 | 1 |  |  |  | 63.08 | 1
| Zone | South Orange County | 4 | Monthly System Peak Day | SCE | 1-in-2 | 2026 | 2 |  |  |  | 62.4322 | 1
| Zone | South Orange County | 4 | Monthly System Peak Day | SCE | 1-in-2 | 2026 | 3 |  |  |  | 61.7433 | 1
| Zone | South Orange County | 4 | Monthly System Peak Day | SCE | 1-in-2 | 2026 | 4 |  |  |  | 61.3144 | 1
| Zone | South Orange County | 4 | Monthly System Peak Day | SCE | 1-in-2 | 2026 | 5 |  |  |  | 60.4389 | 1
| Zone | South Orange County | 4 | Monthly System Peak Day | SCE | 1-in-2 | 2026 | 6 |  |  |  | 59.6778 | 1
| Zone | South Orange County | 4 | Monthly System Peak Day | SCE | 1-in-2 | 2026 | 7 |  |  |  | 59.5567 | 1
| Zone | South Orange County | 4 | Monthly System Peak Day | SCE | 1-in-2 | 2026 | 8 |  |  |  | 59.51 | 1
| Zone | South Orange County | 4 | Monthly System Peak Day | SCE | 1-in-2 | 2026 | 9 |  |  |  | 61.0967 | 1
| Zone | South Orange County | 4 | Monthly System Peak Day | SCE | 1-in-2 | 2026 | 10 |  |  |  | 65.5467 | 1
| Zone | South Orange County | 4 | Monthly System Peak Day | SCE | 1-in-2 | 2026 | 11 |  |  |  | 70.4511 | 1
| Zone | South Orange County | 4 | Monthly System Peak Day | SCE | 1-in-2 | 2026 | 12 |  |  |  | 74.9333 | 1
| Zone | South Orange County | 4 | Monthly System Peak Day | SCE | 1-in-2 | 2026 | 13 |  |  |  | 77.8 | 1
| Zone | South Orange County | 4 | Monthly System Peak Day | SCE | 1-in-2 | 2026 | 14 |  |  |  | 79.0667 | 1
| Zone | South Orange County | 4 | Monthly System Peak Day | SCE | 1-in-2 | 2026 | 15 |  |  |  | 79.9222 | 1
| Zone | South Orange County | 4 | Monthly System Peak Day | SCE | 1-in-2 | 2026 | 16 |  |  |  | 78.4111 | 1
| Zone | South Orange County | 4 | Monthly System Peak Day | SCE | 1-in-2 | 2026 | 17 |  |  |  | 76.7889 | 1
| Zone | South Orange County | 4 | Monthly System Peak Day | SCE | 1-in-2 | 2026 | 18 |  |  |  | 77.5889 | 1
| Zone | South Orange County | 4 | Monthly System Peak Day | SCE | 1-in-2 | 2026 | 19 |  |  |  | 77.6 | 1
| Zone | South Orange County | 4 | Monthly System Peak Day | SCE | 1-in-2 | 2026 | 20 |  |  |  | 75.2289 | 1
| Zone | South Orange County | 4 | Monthly System Peak Day | SCE | 1-in-2 | 2026 | 21 |  |  |  | 71.5378 | 1
| Zone | South Orange County | 4 | Monthly System Peak Day | SCE | 1-in-2 | 2026 | 22 |  |  |  | 68.83 | 1
| Zone | South Orange County | 4 | Monthly System Peak Day | SCE | 1-in-2 | 2026 | 23 |  |  |  | 67.2 | 1
| Zone | South Orange County | 4 | Monthly System Peak Day | SCE | 1-in-2 | 2026 | 24 |  |  |  | 64.42 | 1
| Zone | South Orange County | 5 | Average Weekday | SCE | 1-in-2 | 2026 | 1 |  |  |  | 60.4714 | 1
| Zone | South Orange County | 5 | Average Weekday | SCE | 1-in-2 | 2026 | 2 |  |  |  | 60.1578 | 1
| Zone | South Orange County | 5 | Average Weekday | SCE | 1-in-2 | 2026 | 3 |  |  |  | 59.9098 | 1
| Zone | South Orange County | 5 | Average Weekday | SCE | 1-in-2 | 2026 | 4 |  |  |  | 59.6602 | 1
| Zone | South Orange County | 5 | Average Weekday | SCE | 1-in-2 | 2026 | 5 |  |  |  | 59.4343 | 1
| Zone | South Orange County | 5 | Average Weekday | SCE | 1-in-2 | 2026 | 6 |  |  |  | 59.2257 | 1
| Zone | South Orange County | 5 | Average Weekday | SCE | 1-in-2 | 2026 | 7 |  |  |  | 59.0737 | 1
| Zone | South Orange County | 5 | Average Weekday | SCE | 1-in-2 | 2026 | 8 |  |  |  | 59.2193 | 1
| Zone | South Orange County | 5 | Average Weekday | SCE | 1-in-2 | 2026 | 9 |  |  |  | 60.1784 | 1
| Zone | South Orange County | 5 | Average Weekday | SCE | 1-in-2 | 2026 | 10 |  |  |  | 61.5476 | 1
| Zone | South Orange County | 5 | Average Weekday | SCE | 1-in-2 | 2026 | 11 |  |  |  | 63.2339 | 1
| Zone | South Orange County | 5 | Average Weekday | SCE | 1-in-2 | 2026 | 12 |  |  |  | 64.809 | 1
| Zone | South Orange County | 5 | Average Weekday | SCE | 1-in-2 | 2026 | 13 |  |  |  | 65.8807 | 1
| Zone | South Orange County | 5 | Average Weekday | SCE | 1-in-2 | 2026 | 14 |  |  |  | 66.6581 | 1
| Zone | South Orange County | 5 | Average Weekday | SCE | 1-in-2 | 2026 | 15 |  |  |  | 67.4139 | 1
| Zone | South Orange County | 5 | Average Weekday | SCE | 1-in-2 | 2026 | 16 |  |  |  | 67.7208 | 1
| Zone | South Orange County | 5 | Average Weekday | SCE | 1-in-2 | 2026 | 17 |  |  |  | 67.6767 | 1
| Zone | South Orange County | 5 | Average Weekday | SCE | 1-in-2 | 2026 | 18 |  |  |  | 67.1896 | 1
| Zone | South Orange County | 5 | Average Weekday | SCE | 1-in-2 | 2026 | 19 |  |  |  | 66.193 | 1
| Zone | South Orange County | 5 | Average Weekday | SCE | 1-in-2 | 2026 | 20 |  |  |  | 64.6476 | 1
| Zone | South Orange County | 5 | Average Weekday | SCE | 1-in-2 | 2026 | 21 |  |  |  | 62.7824 | 1
| Zone | South Orange County | 5 | Average Weekday | SCE | 1-in-2 | 2026 | 22 |  |  |  | 61.6101 | 1
| Zone | South Orange County | 5 | Average Weekday | SCE | 1-in-2 | 2026 | 23 |  |  |  | 61.087 | 1
| Zone | South Orange County | 5 | Average Weekday | SCE | 1-in-2 | 2026 | 24 |  |  |  | 60.8122 | 1
| Zone | South Orange County | 5 | Monthly System Peak Day | SCE | 1-in-2 | 2026 | 1 |  |  |  | 63.7922 | 1
| Zone | South Orange County | 5 | Monthly System Peak Day | SCE | 1-in-2 | 2026 | 2 |  |  |  | 62.7844 | 1
| Zone | South Orange County | 5 | Monthly System Peak Day | SCE | 1-in-2 | 2026 | 3 |  |  |  | 61.8978 | 1
| Zone | South Orange County | 5 | Monthly System Peak Day | SCE | 1-in-2 | 2026 | 4 |  |  |  | 61.2678 | 1
| Zone | South Orange County | 5 | Monthly System Peak Day | SCE | 1-in-2 | 2026 | 5 |  |  |  | 60.9811 | 1
| Zone | South Orange County | 5 | Monthly System Peak Day | SCE | 1-in-2 | 2026 | 6 |  |  |  | 60.2222 | 1
| Zone | South Orange County | 5 | Monthly System Peak Day | SCE | 1-in-2 | 2026 | 7 |  |  |  | 59.9489 | 1
| Zone | South Orange County | 5 | Monthly System Peak Day | SCE | 1-in-2 | 2026 | 8 |  |  |  | 60.4044 | 1
| Zone | South Orange County | 5 | Monthly System Peak Day | SCE | 1-in-2 | 2026 | 9 |  |  |  | 63.1456 | 1
| Zone | South Orange County | 5 | Monthly System Peak Day | SCE | 1-in-2 | 2026 | 10 |  |  |  | 67.3444 | 1
| Zone | South Orange County | 5 | Monthly System Peak Day | SCE | 1-in-2 | 2026 | 11 |  |  |  | 72.2256 | 1
| Zone | South Orange County | 5 | Monthly System Peak Day | SCE | 1-in-2 | 2026 | 12 |  |  |  | 75.9911 | 1
| Zone | South Orange County | 5 | Monthly System Peak Day | SCE | 1-in-2 | 2026 | 13 |  |  |  | 77.6889 | 1
| Zone | South Orange County | 5 | Monthly System Peak Day | SCE | 1-in-2 | 2026 | 14 |  |  |  | 78.3444 | 1
| Zone | South Orange County | 5 | Monthly System Peak Day | SCE | 1-in-2 | 2026 | 15 |  |  |  | 77.7489 | 1
| Zone | South Orange County | 5 | Monthly System Peak Day | SCE | 1-in-2 | 2026 | 16 |  |  |  | 78.6467 | 1
| Zone | South Orange County | 5 | Monthly System Peak Day | SCE | 1-in-2 | 2026 | 17 |  |  |  | 78.7111 | 1
| Zone | South Orange County | 5 | Monthly System Peak Day | SCE | 1-in-2 | 2026 | 18 |  |  |  | 77.9222 | 1
| Zone | South Orange County | 5 | Monthly System Peak Day | SCE | 1-in-2 | 2026 | 19 |  |  |  | 76.0111 | 1
| Zone | South Orange County | 5 | Monthly System Peak Day | SCE | 1-in-2 | 2026 | 20 |  |  |  | 73.9678 | 1
| Zone | South Orange County | 5 | Monthly System Peak Day | SCE | 1-in-2 | 2026 | 21 |  |  |  | 70.8633 | 1
| Zone | South Orange County | 5 | Monthly System Peak Day | SCE | 1-in-2 | 2026 | 22 |  |  |  | 67.1622 | 1
| Zone | South Orange County | 5 | Monthly System Peak Day | SCE | 1-in-2 | 2026 | 23 |  |  |  | 65.5611 | 1
| Zone | South Orange County | 5 | Monthly System Peak Day | SCE | 1-in-2 | 2026 | 24 |  |  |  | 64.4989 | 1
| Zone | South Orange County | 6 | Average Weekday | SCE | 1-in-2 | 2026 | 1 |  |  |  | 63.2201 | 1
| Zone | South Orange County | 6 | Average Weekday | SCE | 1-in-2 | 2026 | 2 |  |  |  | 62.9028 | 1
| Zone | South Orange County | 6 | Average Weekday | SCE | 1-in-2 | 2026 | 3 |  |  |  | 62.638 | 1
| Zone | South Orange County | 6 | Average Weekday | SCE | 1-in-2 | 2026 | 4 |  |  |  | 62.3707 | 1
| Zone | South Orange County | 6 | Average Weekday | SCE | 1-in-2 | 2026 | 5 |  |  |  | 62.2104 | 1
| Zone | South Orange County | 6 | Average Weekday | SCE | 1-in-2 | 2026 | 6 |  |  |  | 62.0573 | 1
| Zone | South Orange County | 6 | Average Weekday | SCE | 1-in-2 | 2026 | 7 |  |  |  | 61.9467 | 1
| Zone | South Orange County | 6 | Average Weekday | SCE | 1-in-2 | 2026 | 8 |  |  |  | 62.2274 | 1
| Zone | South Orange County | 6 | Average Weekday | SCE | 1-in-2 | 2026 | 9 |  |  |  | 63.2907 | 1
| Zone | South Orange County | 6 | Average Weekday | SCE | 1-in-2 | 2026 | 10 |  |  |  | 64.8738 | 1
| Zone | South Orange County | 6 | Average Weekday | SCE | 1-in-2 | 2026 | 11 |  |  |  | 66.8967 | 1
| Zone | South Orange County | 6 | Average Weekday | SCE | 1-in-2 | 2026 | 12 |  |  |  | 68.6847 | 1
| Zone | South Orange County | 6 | Average Weekday | SCE | 1-in-2 | 2026 | 13 |  |  |  | 69.7499 | 1
| Zone | South Orange County | 6 | Average Weekday | SCE | 1-in-2 | 2026 | 14 |  |  |  | 70.2175 | 1
| Zone | South Orange County | 6 | Average Weekday | SCE | 1-in-2 | 2026 | 15 |  |  |  | 70.7634 | 1
| Zone | South Orange County | 6 | Average Weekday | SCE | 1-in-2 | 2026 | 16 |  |  |  | 71.3779 | 1
| Zone | South Orange County | 6 | Average Weekday | SCE | 1-in-2 | 2026 | 17 |  |  |  | 71.6339 | 1
| Zone | South Orange County | 6 | Average Weekday | SCE | 1-in-2 | 2026 | 18 |  |  |  | 71.201 | 1
| Zone | South Orange County | 6 | Average Weekday | SCE | 1-in-2 | 2026 | 19 |  |  |  | 70.3962 | 1
| Zone | South Orange County | 6 | Average Weekday | SCE | 1-in-2 | 2026 | 20 |  |  |  | 68.8645 | 1
| Zone | South Orange County | 6 | Average Weekday | SCE | 1-in-2 | 2026 | 21 |  |  |  | 66.8008 | 1
| Zone | South Orange County | 6 | Average Weekday | SCE | 1-in-2 | 2026 | 22 |  |  |  | 64.8621 | 1
| Zone | South Orange County | 6 | Average Weekday | SCE | 1-in-2 | 2026 | 23 |  |  |  | 64.1087 | 1
| Zone | South Orange County | 6 | Average Weekday | SCE | 1-in-2 | 2026 | 24 |  |  |  | 63.6586 | 1
| Zone | South Orange County | 6 | Monthly System Peak Day | SCE | 1-in-2 | 2026 | 1 |  |  |  | 63.0833 | 1
| Zone | South Orange County | 6 | Monthly System Peak Day | SCE | 1-in-2 | 2026 | 2 |  |  |  | 62.8911 | 1
| Zone | South Orange County | 6 | Monthly System Peak Day | SCE | 1-in-2 | 2026 | 3 |  |  |  | 62.3167 | 1
| Zone | South Orange County | 6 | Monthly System Peak Day | SCE | 1-in-2 | 2026 | 4 |  |  |  | 61.93 | 1
| Zone | South Orange County | 6 | Monthly System Peak Day | SCE | 1-in-2 | 2026 | 5 |  |  |  | 61.6378 | 1
| Zone | South Orange County | 6 | Monthly System Peak Day | SCE | 1-in-2 | 2026 | 6 |  |  |  | 61.1333 | 1
| Zone | South Orange County | 6 | Monthly System Peak Day | SCE | 1-in-2 | 2026 | 7 |  |  |  | 60.9756 | 1
| Zone | South Orange County | 6 | Monthly System Peak Day | SCE | 1-in-2 | 2026 | 8 |  |  |  | 61.5322 | 1
| Zone | South Orange County | 6 | Monthly System Peak Day | SCE | 1-in-2 | 2026 | 9 |  |  |  | 63.2822 | 1
| Zone | South Orange County | 6 | Monthly System Peak Day | SCE | 1-in-2 | 2026 | 10 |  |  |  | 66.1411 | 1
| Zone | South Orange County | 6 | Monthly System Peak Day | SCE | 1-in-2 | 2026 | 11 |  |  |  | 68.5956 | 1
| Zone | South Orange County | 6 | Monthly System Peak Day | SCE | 1-in-2 | 2026 | 12 |  |  |  | 70.4067 | 1
| Zone | South Orange County | 6 | Monthly System Peak Day | SCE | 1-in-2 | 2026 | 13 |  |  |  | 70.6011 | 1
| Zone | South Orange County | 6 | Monthly System Peak Day | SCE | 1-in-2 | 2026 | 14 |  |  |  | 71.5422 | 1
| Zone | South Orange County | 6 | Monthly System Peak Day | SCE | 1-in-2 | 2026 | 15 |  |  |  | 73.7222 | 1
| Zone | South Orange County | 6 | Monthly System Peak Day | SCE | 1-in-2 | 2026 | 16 |  |  |  | 75.8533 | 1
| Zone | South Orange County | 6 | Monthly System Peak Day | SCE | 1-in-2 | 2026 | 17 |  |  |  | 76.4556 | 1
| Zone | South Orange County | 6 | Monthly System Peak Day | SCE | 1-in-2 | 2026 | 18 |  |  |  | 75.6667 | 1
| Zone | South Orange County | 6 | Monthly System Peak Day | SCE | 1-in-2 | 2026 | 19 |  |  |  | 72.9222 | 1
| Zone | South Orange County | 6 | Monthly System Peak Day | SCE | 1-in-2 | 2026 | 20 |  |  |  | 71.1267 | 1
| Zone | South Orange County | 6 | Monthly System Peak Day | SCE | 1-in-2 | 2026 | 21 |  |  |  | 69.3 | 1
| Zone | South Orange County | 6 | Monthly System Peak Day | SCE | 1-in-2 | 2026 | 22 |  |  |  | 67.5322 | 1
| Zone | South Orange County | 6 | Monthly System Peak Day | SCE | 1-in-2 | 2026 | 23 |  |  |  | 66.7211 | 1
| Zone | South Orange County | 6 | Monthly System Peak Day | SCE | 1-in-2 | 2026 | 24 |  |  |  | 65.1489 | 1
| Zone | South Orange County | 7 | Average Weekday | SCE | 1-in-2 | 2026 | 1 |  |  |  | 66.4002 | 1
| Zone | South Orange County | 7 | Average Weekday | SCE | 1-in-2 | 2026 | 2 |  |  |  | 66.1068 | 1
| Zone | South Orange County | 7 | Average Weekday | SCE | 1-in-2 | 2026 | 3 |  |  |  | 65.8268 | 1
| Zone | South Orange County | 7 | Average Weekday | SCE | 1-in-2 | 2026 | 4 |  |  |  | 65.5226 | 1
| Zone | South Orange County | 7 | Average Weekday | SCE | 1-in-2 | 2026 | 5 |  |  |  | 65.3042 | 1
| Zone | South Orange County | 7 | Average Weekday | SCE | 1-in-2 | 2026 | 6 |  |  |  | 65.0663 | 1
| Zone | South Orange County | 7 | Average Weekday | SCE | 1-in-2 | 2026 | 7 |  |  |  | 64.9529 | 1
| Zone | South Orange County | 7 | Average Weekday | SCE | 1-in-2 | 2026 | 8 |  |  |  | 65.3477 | 1
| Zone | South Orange County | 7 | Average Weekday | SCE | 1-in-2 | 2026 | 9 |  |  |  | 66.7598 | 1
| Zone | South Orange County | 7 | Average Weekday | SCE | 1-in-2 | 2026 | 10 |  |  |  | 68.6621 | 1
| Zone | South Orange County | 7 | Average Weekday | SCE | 1-in-2 | 2026 | 11 |  |  |  | 70.82 | 1
| Zone | South Orange County | 7 | Average Weekday | SCE | 1-in-2 | 2026 | 12 |  |  |  | 72.7892 | 1
| Zone | South Orange County | 7 | Average Weekday | SCE | 1-in-2 | 2026 | 13 |  |  |  | 73.936 | 1
| Zone | South Orange County | 7 | Average Weekday | SCE | 1-in-2 | 2026 | 14 |  |  |  | 74.2985 | 1
| Zone | South Orange County | 7 | Average Weekday | SCE | 1-in-2 | 2026 | 15 |  |  |  | 75.1656 | 1
| Zone | South Orange County | 7 | Average Weekday | SCE | 1-in-2 | 2026 | 16 |  |  |  | 75.3757 | 1
| Zone | South Orange County | 7 | Average Weekday | SCE | 1-in-2 | 2026 | 17 |  |  |  | 75.5332 | 1
| Zone | South Orange County | 7 | Average Weekday | SCE | 1-in-2 | 2026 | 18 |  |  |  | 75.0031 | 1
| Zone | South Orange County | 7 | Average Weekday | SCE | 1-in-2 | 2026 | 19 |  |  |  | 73.9945 | 1
| Zone | South Orange County | 7 | Average Weekday | SCE | 1-in-2 | 2026 | 20 |  |  |  | 72.6964 | 1
| Zone | South Orange County | 7 | Average Weekday | SCE | 1-in-2 | 2026 | 21 |  |  |  | 70.461 | 1
| Zone | South Orange County | 7 | Average Weekday | SCE | 1-in-2 | 2026 | 22 |  |  |  | 68.3221 | 1
| Zone | South Orange County | 7 | Average Weekday | SCE | 1-in-2 | 2026 | 23 |  |  |  | 67.3934 | 1
| Zone | South Orange County | 7 | Average Weekday | SCE | 1-in-2 | 2026 | 24 |  |  |  | 66.8977 | 1
| Zone | South Orange County | 7 | Monthly System Peak Day | SCE | 1-in-2 | 2026 | 1 |  |  |  | 67.6667 | 1
| Zone | South Orange County | 7 | Monthly System Peak Day | SCE | 1-in-2 | 2026 | 2 |  |  |  | 67.2378 | 1
| Zone | South Orange County | 7 | Monthly System Peak Day | SCE | 1-in-2 | 2026 | 3 |  |  |  | 66.6256 | 1
| Zone | South Orange County | 7 | Monthly System Peak Day | SCE | 1-in-2 | 2026 | 4 |  |  |  | 66.4067 | 1
| Zone | South Orange County | 7 | Monthly System Peak Day | SCE | 1-in-2 | 2026 | 5 |  |  |  | 66.3189 | 1
| Zone | South Orange County | 7 | Monthly System Peak Day | SCE | 1-in-2 | 2026 | 6 |  |  |  | 66.2333 | 1
| Zone | South Orange County | 7 | Monthly System Peak Day | SCE | 1-in-2 | 2026 | 7 |  |  |  | 65.8556 | 1
| Zone | South Orange County | 7 | Monthly System Peak Day | SCE | 1-in-2 | 2026 | 8 |  |  |  | 66.3544 | 1
| Zone | South Orange County | 7 | Monthly System Peak Day | SCE | 1-in-2 | 2026 | 9 |  |  |  | 68.31 | 1
| Zone | South Orange County | 7 | Monthly System Peak Day | SCE | 1-in-2 | 2026 | 10 |  |  |  | 71.2022 | 1
| Zone | South Orange County | 7 | Monthly System Peak Day | SCE | 1-in-2 | 2026 | 11 |  |  |  | 74.3444 | 1
| Zone | South Orange County | 7 | Monthly System Peak Day | SCE | 1-in-2 | 2026 | 12 |  |  |  | 77.1111 | 1
| Zone | South Orange County | 7 | Monthly System Peak Day | SCE | 1-in-2 | 2026 | 13 |  |  |  | 78.7833 | 1
| Zone | South Orange County | 7 | Monthly System Peak Day | SCE | 1-in-2 | 2026 | 14 |  |  |  | 79.2778 | 1
| Zone | South Orange County | 7 | Monthly System Peak Day | SCE | 1-in-2 | 2026 | 15 |  |  |  | 80.7444 | 1
| Zone | South Orange County | 7 | Monthly System Peak Day | SCE | 1-in-2 | 2026 | 16 |  |  |  | 80.7556 | 1
| Zone | South Orange County | 7 | Monthly System Peak Day | SCE | 1-in-2 | 2026 | 17 |  |  |  | 82.2667 | 1
| Zone | South Orange County | 7 | Monthly System Peak Day | SCE | 1-in-2 | 2026 | 18 |  |  |  | 81.2889 | 1
| Zone | South Orange County | 7 | Monthly System Peak Day | SCE | 1-in-2 | 2026 | 19 |  |  |  | 78.7444 | 1
| Zone | South Orange County | 7 | Monthly System Peak Day | SCE | 1-in-2 | 2026 | 20 |  |  |  | 76.9889 | 1
| Zone | South Orange County | 7 | Monthly System Peak Day | SCE | 1-in-2 | 2026 | 21 |  |  |  | 75.0667 | 1
| Zone | South Orange County | 7 | Monthly System Peak Day | SCE | 1-in-2 | 2026 | 22 |  |  |  | 72.0311 | 1
| Zone | South Orange County | 7 | Monthly System Peak Day | SCE | 1-in-2 | 2026 | 23 |  |  |  | 70.24 | 1
| Zone | South Orange County | 7 | Monthly System Peak Day | SCE | 1-in-2 | 2026 | 24 |  |  |  | 69.3089 | 1
| Zone | South Orange County | 8 | Average Weekday | SCE | 1-in-2 | 2026 | 1 |  |  |  | 67.8148 | 1
| Zone | South Orange County | 8 | Average Weekday | SCE | 1-in-2 | 2026 | 2 |  |  |  | 67.3859 | 1
| Zone | South Orange County | 8 | Average Weekday | SCE | 1-in-2 | 2026 | 3 |  |  |  | 67.0598 | 1
| Zone | South Orange County | 8 | Average Weekday | SCE | 1-in-2 | 2026 | 4 |  |  |  | 66.7292 | 1
| Zone | South Orange County | 8 | Average Weekday | SCE | 1-in-2 | 2026 | 5 |  |  |  | 66.3823 | 1
| Zone | South Orange County | 8 | Average Weekday | SCE | 1-in-2 | 2026 | 6 |  |  |  | 66.1019 | 1
| Zone | South Orange County | 8 | Average Weekday | SCE | 1-in-2 | 2026 | 7 |  |  |  | 65.9604 | 1
| Zone | South Orange County | 8 | Average Weekday | SCE | 1-in-2 | 2026 | 8 |  |  |  | 66.1177 | 1
| Zone | South Orange County | 8 | Average Weekday | SCE | 1-in-2 | 2026 | 9 |  |  |  | 67.3343 | 1
| Zone | South Orange County | 8 | Average Weekday | SCE | 1-in-2 | 2026 | 10 |  |  |  | 69.3146 | 1
| Zone | South Orange County | 8 | Average Weekday | SCE | 1-in-2 | 2026 | 11 |  |  |  | 72.0113 | 1
| Zone | South Orange County | 8 | Average Weekday | SCE | 1-in-2 | 2026 | 12 |  |  |  | 74.6335 | 1
| Zone | South Orange County | 8 | Average Weekday | SCE | 1-in-2 | 2026 | 13 |  |  |  | 75.7629 | 1
| Zone | South Orange County | 8 | Average Weekday | SCE | 1-in-2 | 2026 | 14 |  |  |  | 76.6644 | 1
| Zone | South Orange County | 8 | Average Weekday | SCE | 1-in-2 | 2026 | 15 |  |  |  | 77.4824 | 1
| Zone | South Orange County | 8 | Average Weekday | SCE | 1-in-2 | 2026 | 16 |  |  |  | 77.8866 | 1
| Zone | South Orange County | 8 | Average Weekday | SCE | 1-in-2 | 2026 | 17 |  |  |  | 78.0986 | 1
| Zone | South Orange County | 8 | Average Weekday | SCE | 1-in-2 | 2026 | 18 |  |  |  | 77.5193 | 1
| Zone | South Orange County | 8 | Average Weekday | SCE | 1-in-2 | 2026 | 19 |  |  |  | 76.4611 | 1
| Zone | South Orange County | 8 | Average Weekday | SCE | 1-in-2 | 2026 | 20 |  |  |  | 74.6475 | 1
| Zone | South Orange County | 8 | Average Weekday | SCE | 1-in-2 | 2026 | 21 |  |  |  | 71.7865 | 1
| Zone | South Orange County | 8 | Average Weekday | SCE | 1-in-2 | 2026 | 22 |  |  |  | 69.784 | 1
| Zone | South Orange County | 8 | Average Weekday | SCE | 1-in-2 | 2026 | 23 |  |  |  | 68.9044 | 1
| Zone | South Orange County | 8 | Average Weekday | SCE | 1-in-2 | 2026 | 24 |  |  |  | 68.3345 | 1
| Zone | South Orange County | 8 | Monthly System Peak Day | SCE | 1-in-2 | 2026 | 1 |  |  |  | 72.3222 | 1
| Zone | South Orange County | 8 | Monthly System Peak Day | SCE | 1-in-2 | 2026 | 2 |  |  |  | 71.6711 | 1
| Zone | South Orange County | 8 | Monthly System Peak Day | SCE | 1-in-2 | 2026 | 3 |  |  |  | 71.3533 | 1
| Zone | South Orange County | 8 | Monthly System Peak Day | SCE | 1-in-2 | 2026 | 4 |  |  |  | 70.8778 | 1
| Zone | South Orange County | 8 | Monthly System Peak Day | SCE | 1-in-2 | 2026 | 5 |  |  |  | 70.9267 | 1
| Zone | South Orange County | 8 | Monthly System Peak Day | SCE | 1-in-2 | 2026 | 6 |  |  |  | 70.8844 | 1
| Zone | South Orange County | 8 | Monthly System Peak Day | SCE | 1-in-2 | 2026 | 7 |  |  |  | 70.8222 | 1
| Zone | South Orange County | 8 | Monthly System Peak Day | SCE | 1-in-2 | 2026 | 8 |  |  |  | 70.8578 | 1
| Zone | South Orange County | 8 | Monthly System Peak Day | SCE | 1-in-2 | 2026 | 9 |  |  |  | 72.3711 | 1
| Zone | South Orange County | 8 | Monthly System Peak Day | SCE | 1-in-2 | 2026 | 10 |  |  |  | 75.7 | 1
| Zone | South Orange County | 8 | Monthly System Peak Day | SCE | 1-in-2 | 2026 | 11 |  |  |  | 79.5889 | 1
| Zone | South Orange County | 8 | Monthly System Peak Day | SCE | 1-in-2 | 2026 | 12 |  |  |  | 82.6222 | 1
| Zone | South Orange County | 8 | Monthly System Peak Day | SCE | 1-in-2 | 2026 | 13 |  |  |  | 83.5 | 1
| Zone | South Orange County | 8 | Monthly System Peak Day | SCE | 1-in-2 | 2026 | 14 |  |  |  | 84.7556 | 1
| Zone | South Orange County | 8 | Monthly System Peak Day | SCE | 1-in-2 | 2026 | 15 |  |  |  | 85.5889 | 1
| Zone | South Orange County | 8 | Monthly System Peak Day | SCE | 1-in-2 | 2026 | 16 |  |  |  | 85.0667 | 1
| Zone | South Orange County | 8 | Monthly System Peak Day | SCE | 1-in-2 | 2026 | 17 |  |  |  | 85.0889 | 1
| Zone | South Orange County | 8 | Monthly System Peak Day | SCE | 1-in-2 | 2026 | 18 |  |  |  | 84.5667 | 1
| Zone | South Orange County | 8 | Monthly System Peak Day | SCE | 1-in-2 | 2026 | 19 |  |  |  | 84.4667 | 1
| Zone | South Orange County | 8 | Monthly System Peak Day | SCE | 1-in-2 | 2026 | 20 |  |  |  | 82.4111 | 1
| Zone | South Orange County | 8 | Monthly System Peak Day | SCE | 1-in-2 | 2026 | 21 |  |  |  | 78.1778 | 1
| Zone | South Orange County | 8 | Monthly System Peak Day | SCE | 1-in-2 | 2026 | 22 |  |  |  | 75.1222 | 1
| Zone | South Orange County | 8 | Monthly System Peak Day | SCE | 1-in-2 | 2026 | 23 |  |  |  | 74.0444 | 1
| Zone | South Orange County | 8 | Monthly System Peak Day | SCE | 1-in-2 | 2026 | 24 |  |  |  | 73.2733 | 1
| Zone | South Orange County | 8 | Typical Event Day | SCE | 1-in-2 | 2026 | 1 |  |  |  | 68.5747 | 1
| Zone | South Orange County | 8 | Typical Event Day | SCE | 1-in-2 | 2026 | 2 |  |  |  | 68.0547 | 1
| Zone | South Orange County | 8 | Typical Event Day | SCE | 1-in-2 | 2026 | 3 |  |  |  | 67.6256 | 1
| Zone | South Orange County | 8 | Typical Event Day | SCE | 1-in-2 | 2026 | 4 |  |  |  | 67.2572 | 1
| Zone | South Orange County | 8 | Typical Event Day | SCE | 1-in-2 | 2026 | 5 |  |  |  | 67.0617 | 1
| Zone | South Orange County | 8 | Typical Event Day | SCE | 1-in-2 | 2026 | 6 |  |  |  | 66.8347 | 1
| Zone | South Orange County | 8 | Typical Event Day | SCE | 1-in-2 | 2026 | 7 |  |  |  | 66.6636 | 1
| Zone | South Orange County | 8 | Typical Event Day | SCE | 1-in-2 | 2026 | 8 |  |  |  | 66.8472 | 1
| Zone | South Orange County | 8 | Typical Event Day | SCE | 1-in-2 | 2026 | 9 |  |  |  | 68.6117 | 1
| Zone | South Orange County | 8 | Typical Event Day | SCE | 1-in-2 | 2026 | 10 |  |  |  | 71.9747 | 1
| Zone | South Orange County | 8 | Typical Event Day | SCE | 1-in-2 | 2026 | 11 |  |  |  | 75.5239 | 1
| Zone | South Orange County | 8 | Typical Event Day | SCE | 1-in-2 | 2026 | 12 |  |  |  | 78.5044 | 1
| Zone | South Orange County | 8 | Typical Event Day | SCE | 1-in-2 | 2026 | 13 |  |  |  | 79.8989 | 1
| Zone | South Orange County | 8 | Typical Event Day | SCE | 1-in-2 | 2026 | 14 |  |  |  | 80.9911 | 1
| Zone | South Orange County | 8 | Typical Event Day | SCE | 1-in-2 | 2026 | 15 |  |  |  | 82.4944 | 1
| Zone | South Orange County | 8 | Typical Event Day | SCE | 1-in-2 | 2026 | 16 |  |  |  | 82.8494 | 1
| Zone | South Orange County | 8 | Typical Event Day | SCE | 1-in-2 | 2026 | 17 |  |  |  | 83.5472 | 1
| Zone | South Orange County | 8 | Typical Event Day | SCE | 1-in-2 | 2026 | 18 |  |  |  | 82.95 | 1
| Zone | South Orange County | 8 | Typical Event Day | SCE | 1-in-2 | 2026 | 19 |  |  |  | 81.3389 | 1
| Zone | South Orange County | 8 | Typical Event Day | SCE | 1-in-2 | 2026 | 20 |  |  |  | 79.6344 | 1
| Zone | South Orange County | 8 | Typical Event Day | SCE | 1-in-2 | 2026 | 21 |  |  |  | 76.9333 | 1
| Zone | South Orange County | 8 | Typical Event Day | SCE | 1-in-2 | 2026 | 22 |  |  |  | 74.3158 | 1
| Zone | South Orange County | 8 | Typical Event Day | SCE | 1-in-2 | 2026 | 23 |  |  |  | 72.8681 | 1
| Zone | South Orange County | 8 | Typical Event Day | SCE | 1-in-2 | 2026 | 24 |  |  |  | 71.255 | 1
| Zone | South Orange County | 9 | Average Weekday | SCE | 1-in-2 | 2026 | 1 |  |  |  | 67.9294 | 1
| Zone | South Orange County | 9 | Average Weekday | SCE | 1-in-2 | 2026 | 2 |  |  |  | 67.3565 | 1
| Zone | South Orange County | 9 | Average Weekday | SCE | 1-in-2 | 2026 | 3 |  |  |  | 66.8845 | 1
| Zone | South Orange County | 9 | Average Weekday | SCE | 1-in-2 | 2026 | 4 |  |  |  | 66.4876 | 1
| Zone | South Orange County | 9 | Average Weekday | SCE | 1-in-2 | 2026 | 5 |  |  |  | 66.134 | 1
| Zone | South Orange County | 9 | Average Weekday | SCE | 1-in-2 | 2026 | 6 |  |  |  | 65.817 | 1
| Zone | South Orange County | 9 | Average Weekday | SCE | 1-in-2 | 2026 | 7 |  |  |  | 65.6568 | 1
| Zone | South Orange County | 9 | Average Weekday | SCE | 1-in-2 | 2026 | 8 |  |  |  | 65.6593 | 1
| Zone | South Orange County | 9 | Average Weekday | SCE | 1-in-2 | 2026 | 9 |  |  |  | 66.389 | 1
| Zone | South Orange County | 9 | Average Weekday | SCE | 1-in-2 | 2026 | 10 |  |  |  | 68.449 | 1
| Zone | South Orange County | 9 | Average Weekday | SCE | 1-in-2 | 2026 | 11 |  |  |  | 71.1643 | 1
| Zone | South Orange County | 9 | Average Weekday | SCE | 1-in-2 | 2026 | 12 |  |  |  | 73.7869 | 1
| Zone | South Orange County | 9 | Average Weekday | SCE | 1-in-2 | 2026 | 13 |  |  |  | 75.2473 | 1
| Zone | South Orange County | 9 | Average Weekday | SCE | 1-in-2 | 2026 | 14 |  |  |  | 76.2986 | 1
| Zone | South Orange County | 9 | Average Weekday | SCE | 1-in-2 | 2026 | 15 |  |  |  | 76.8973 | 1
| Zone | South Orange County | 9 | Average Weekday | SCE | 1-in-2 | 2026 | 16 |  |  |  | 76.9567 | 1
| Zone | South Orange County | 9 | Average Weekday | SCE | 1-in-2 | 2026 | 17 |  |  |  | 76.742 | 1
| Zone | South Orange County | 9 | Average Weekday | SCE | 1-in-2 | 2026 | 18 |  |  |  | 76.0147 | 1
| Zone | South Orange County | 9 | Average Weekday | SCE | 1-in-2 | 2026 | 19 |  |  |  | 74.7419 | 1
| Zone | South Orange County | 9 | Average Weekday | SCE | 1-in-2 | 2026 | 20 |  |  |  | 72.6114 | 1
| Zone | South Orange County | 9 | Average Weekday | SCE | 1-in-2 | 2026 | 21 |  |  |  | 70.6106 | 1
| Zone | South Orange County | 9 | Average Weekday | SCE | 1-in-2 | 2026 | 22 |  |  |  | 69.76 | 1
| Zone | South Orange County | 9 | Average Weekday | SCE | 1-in-2 | 2026 | 23 |  |  |  | 69.1248 | 1
| Zone | South Orange County | 9 | Average Weekday | SCE | 1-in-2 | 2026 | 24 |  |  |  | 68.4062 | 1
| Zone | South Orange County | 9 | Monthly System Peak Day | SCE | 1-in-2 | 2026 | 1 |  |  |  | 71.2267 | 1
| Zone | South Orange County | 9 | Monthly System Peak Day | SCE | 1-in-2 | 2026 | 2 |  |  |  | 70.4189 | 1
| Zone | South Orange County | 9 | Monthly System Peak Day | SCE | 1-in-2 | 2026 | 3 |  |  |  | 70.2067 | 1
| Zone | South Orange County | 9 | Monthly System Peak Day | SCE | 1-in-2 | 2026 | 4 |  |  |  | 69.8144 | 1
| Zone | South Orange County | 9 | Monthly System Peak Day | SCE | 1-in-2 | 2026 | 5 |  |  |  | 69.3633 | 1
| Zone | South Orange County | 9 | Monthly System Peak Day | SCE | 1-in-2 | 2026 | 6 |  |  |  | 69.0878 | 1
| Zone | South Orange County | 9 | Monthly System Peak Day | SCE | 1-in-2 | 2026 | 7 |  |  |  | 69.0011 | 1
| Zone | South Orange County | 9 | Monthly System Peak Day | SCE | 1-in-2 | 2026 | 8 |  |  |  | 68.6444 | 1
| Zone | South Orange County | 9 | Monthly System Peak Day | SCE | 1-in-2 | 2026 | 9 |  |  |  | 70.4833 | 1
| Zone | South Orange County | 9 | Monthly System Peak Day | SCE | 1-in-2 | 2026 | 10 |  |  |  | 74.8556 | 1
| Zone | South Orange County | 9 | Monthly System Peak Day | SCE | 1-in-2 | 2026 | 11 |  |  |  | 79.5667 | 1
| Zone | South Orange County | 9 | Monthly System Peak Day | SCE | 1-in-2 | 2026 | 12 |  |  |  | 83.8778 | 1
| Zone | South Orange County | 9 | Monthly System Peak Day | SCE | 1-in-2 | 2026 | 13 |  |  |  | 86.7111 | 1
| Zone | South Orange County | 9 | Monthly System Peak Day | SCE | 1-in-2 | 2026 | 14 |  |  |  | 88.3889 | 1
| Zone | South Orange County | 9 | Monthly System Peak Day | SCE | 1-in-2 | 2026 | 15 |  |  |  | 89.9222 | 1
| Zone | South Orange County | 9 | Monthly System Peak Day | SCE | 1-in-2 | 2026 | 16 |  |  |  | 89.7222 | 1
| Zone | South Orange County | 9 | Monthly System Peak Day | SCE | 1-in-2 | 2026 | 17 |  |  |  | 90.3778 | 1
| Zone | South Orange County | 9 | Monthly System Peak Day | SCE | 1-in-2 | 2026 | 18 |  |  |  | 90.2778 | 1
| Zone | South Orange County | 9 | Monthly System Peak Day | SCE | 1-in-2 | 2026 | 19 |  |  |  | 89.2222 | 1
| Zone | South Orange County | 9 | Monthly System Peak Day | SCE | 1-in-2 | 2026 | 20 |  |  |  | 88.0111 | 1
| Zone | South Orange County | 9 | Monthly System Peak Day | SCE | 1-in-2 | 2026 | 21 |  |  |  | 85.1889 | 1
| Zone | South Orange County | 9 | Monthly System Peak Day | SCE | 1-in-2 | 2026 | 22 |  |  |  | 82.5778 | 1
| Zone | South Orange County | 9 | Monthly System Peak Day | SCE | 1-in-2 | 2026 | 23 |  |  |  | 80.4667 | 1
| Zone | South Orange County | 9 | Monthly System Peak Day | SCE | 1-in-2 | 2026 | 24 |  |  |  | 77.2889 | 1
| Zone | South Orange County | 10 | Average Weekday | SCE | 1-in-2 | 2026 | 1 |  |  |  | 63.9844 | 1
| Zone | South Orange County | 10 | Average Weekday | SCE | 1-in-2 | 2026 | 2 |  |  |  | 63.2554 | 1
| Zone | South Orange County | 10 | Average Weekday | SCE | 1-in-2 | 2026 | 3 |  |  |  | 62.5135 | 1
| Zone | South Orange County | 10 | Average Weekday | SCE | 1-in-2 | 2026 | 4 |  |  |  | 61.9402 | 1
| Zone | South Orange County | 10 | Average Weekday | SCE | 1-in-2 | 2026 | 5 |  |  |  | 61.352 | 1
| Zone | South Orange County | 10 | Average Weekday | SCE | 1-in-2 | 2026 | 6 |  |  |  | 61.0596 | 1
| Zone | South Orange County | 10 | Average Weekday | SCE | 1-in-2 | 2026 | 7 |  |  |  | 60.878 | 1
| Zone | South Orange County | 10 | Average Weekday | SCE | 1-in-2 | 2026 | 8 |  |  |  | 60.7845 | 1
| Zone | South Orange County | 10 | Average Weekday | SCE | 1-in-2 | 2026 | 9 |  |  |  | 61.1327 | 1
| Zone | South Orange County | 10 | Average Weekday | SCE | 1-in-2 | 2026 | 10 |  |  |  | 63.2855 | 1
| Zone | South Orange County | 10 | Average Weekday | SCE | 1-in-2 | 2026 | 11 |  |  |  | 66.1247 | 1
| Zone | South Orange County | 10 | Average Weekday | SCE | 1-in-2 | 2026 | 12 |  |  |  | 68.6962 | 1
| Zone | South Orange County | 10 | Average Weekday | SCE | 1-in-2 | 2026 | 13 |  |  |  | 71.0626 | 1
| Zone | South Orange County | 10 | Average Weekday | SCE | 1-in-2 | 2026 | 14 |  |  |  | 72.4527 | 1
| Zone | South Orange County | 10 | Average Weekday | SCE | 1-in-2 | 2026 | 15 |  |  |  | 73.3673 | 1
| Zone | South Orange County | 10 | Average Weekday | SCE | 1-in-2 | 2026 | 16 |  |  |  | 73.5557 | 1
| Zone | South Orange County | 10 | Average Weekday | SCE | 1-in-2 | 2026 | 17 |  |  |  | 72.9948 | 1
| Zone | South Orange County | 10 | Average Weekday | SCE | 1-in-2 | 2026 | 18 |  |  |  | 72.2091 | 1
| Zone | South Orange County | 10 | Average Weekday | SCE | 1-in-2 | 2026 | 19 |  |  |  | 70.827 | 1
| Zone | South Orange County | 10 | Average Weekday | SCE | 1-in-2 | 2026 | 20 |  |  |  | 68.6842 | 1
| Zone | South Orange County | 10 | Average Weekday | SCE | 1-in-2 | 2026 | 21 |  |  |  | 67.4867 | 1
| Zone | South Orange County | 10 | Average Weekday | SCE | 1-in-2 | 2026 | 22 |  |  |  | 66.5315 | 1
| Zone | South Orange County | 10 | Average Weekday | SCE | 1-in-2 | 2026 | 23 |  |  |  | 65.6579 | 1
| Zone | South Orange County | 10 | Average Weekday | SCE | 1-in-2 | 2026 | 24 |  |  |  | 64.716 | 1
| Zone | South Orange County | 10 | Monthly System Peak Day | SCE | 1-in-2 | 2026 | 1 |  |  |  | 72.5944 | 1
| Zone | South Orange County | 10 | Monthly System Peak Day | SCE | 1-in-2 | 2026 | 2 |  |  |  | 70.3256 | 1
| Zone | South Orange County | 10 | Monthly System Peak Day | SCE | 1-in-2 | 2026 | 3 |  |  |  | 67.7222 | 1
| Zone | South Orange County | 10 | Monthly System Peak Day | SCE | 1-in-2 | 2026 | 4 |  |  |  | 66.7278 | 1
| Zone | South Orange County | 10 | Monthly System Peak Day | SCE | 1-in-2 | 2026 | 5 |  |  |  | 65.9078 | 1
| Zone | South Orange County | 10 | Monthly System Peak Day | SCE | 1-in-2 | 2026 | 6 |  |  |  | 65.4256 | 1
| Zone | South Orange County | 10 | Monthly System Peak Day | SCE | 1-in-2 | 2026 | 7 |  |  |  | 64.9611 | 1
| Zone | South Orange County | 10 | Monthly System Peak Day | SCE | 1-in-2 | 2026 | 8 |  |  |  | 64.9033 | 1
| Zone | South Orange County | 10 | Monthly System Peak Day | SCE | 1-in-2 | 2026 | 9 |  |  |  | 66.1911 | 1
| Zone | South Orange County | 10 | Monthly System Peak Day | SCE | 1-in-2 | 2026 | 10 |  |  |  | 70.9667 | 1
| Zone | South Orange County | 10 | Monthly System Peak Day | SCE | 1-in-2 | 2026 | 11 |  |  |  | 77.1556 | 1
| Zone | South Orange County | 10 | Monthly System Peak Day | SCE | 1-in-2 | 2026 | 12 |  |  |  | 84.0444 | 1
| Zone | South Orange County | 10 | Monthly System Peak Day | SCE | 1-in-2 | 2026 | 13 |  |  |  | 88.1333 | 1
| Zone | South Orange County | 10 | Monthly System Peak Day | SCE | 1-in-2 | 2026 | 14 |  |  |  | 91.2222 | 1
| Zone | South Orange County | 10 | Monthly System Peak Day | SCE | 1-in-2 | 2026 | 15 |  |  |  | 91.7667 | 1
| Zone | South Orange County | 10 | Monthly System Peak Day | SCE | 1-in-2 | 2026 | 16 |  |  |  | 90.8889 | 1
| Zone | South Orange County | 10 | Monthly System Peak Day | SCE | 1-in-2 | 2026 | 17 |  |  |  | 89.7778 | 1
| Zone | South Orange County | 10 | Monthly System Peak Day | SCE | 1-in-2 | 2026 | 18 |  |  |  | 89.4778 | 1
| Zone | South Orange County | 10 | Monthly System Peak Day | SCE | 1-in-2 | 2026 | 19 |  |  |  | 88.1556 | 1
| Zone | South Orange County | 10 | Monthly System Peak Day | SCE | 1-in-2 | 2026 | 20 |  |  |  | 83.8889 | 1
| Zone | South Orange County | 10 | Monthly System Peak Day | SCE | 1-in-2 | 2026 | 21 |  |  |  | 81.7667 | 1
| Zone | South Orange County | 10 | Monthly System Peak Day | SCE | 1-in-2 | 2026 | 22 |  |  |  | 79.5667 | 1
| Zone | South Orange County | 10 | Monthly System Peak Day | SCE | 1-in-2 | 2026 | 23 |  |  |  | 77.1556 | 1
| Zone | South Orange County | 10 | Monthly System Peak Day | SCE | 1-in-2 | 2026 | 24 |  |  |  | 75.1222 | 1
| Zone | South Orange County | 11 | Average Weekday | SCE | 1-in-2 | 2026 | 1 |  |  |  | 59.4519 | 1
| Zone | South Orange County | 11 | Average Weekday | SCE | 1-in-2 | 2026 | 2 |  |  |  | 58.7153 | 1
| Zone | South Orange County | 11 | Average Weekday | SCE | 1-in-2 | 2026 | 3 |  |  |  | 58.0665 | 1
| Zone | South Orange County | 11 | Average Weekday | SCE | 1-in-2 | 2026 | 4 |  |  |  | 57.4587 | 1
| Zone | South Orange County | 11 | Average Weekday | SCE | 1-in-2 | 2026 | 5 |  |  |  | 56.9065 | 1
| Zone | South Orange County | 11 | Average Weekday | SCE | 1-in-2 | 2026 | 6 |  |  |  | 56.6175 | 1
| Zone | South Orange County | 11 | Average Weekday | SCE | 1-in-2 | 2026 | 7 |  |  |  | 56.3543 | 1
| Zone | South Orange County | 11 | Average Weekday | SCE | 1-in-2 | 2026 | 8 |  |  |  | 56.5264 | 1
| Zone | South Orange County | 11 | Average Weekday | SCE | 1-in-2 | 2026 | 9 |  |  |  | 57.9307 | 1
| Zone | South Orange County | 11 | Average Weekday | SCE | 1-in-2 | 2026 | 10 |  |  |  | 61.0544 | 1
| Zone | South Orange County | 11 | Average Weekday | SCE | 1-in-2 | 2026 | 11 |  |  |  | 64.2326 | 1
| Zone | South Orange County | 11 | Average Weekday | SCE | 1-in-2 | 2026 | 12 |  |  |  | 67.0165 | 1
| Zone | South Orange County | 11 | Average Weekday | SCE | 1-in-2 | 2026 | 13 |  |  |  | 69.027 | 1
| Zone | South Orange County | 11 | Average Weekday | SCE | 1-in-2 | 2026 | 14 |  |  |  | 69.9835 | 1
| Zone | South Orange County | 11 | Average Weekday | SCE | 1-in-2 | 2026 | 15 |  |  |  | 70.1055 | 1
| Zone | South Orange County | 11 | Average Weekday | SCE | 1-in-2 | 2026 | 16 |  |  |  | 69.6706 | 1
| Zone | South Orange County | 11 | Average Weekday | SCE | 1-in-2 | 2026 | 17 |  |  |  | 68.7246 | 1
| Zone | South Orange County | 11 | Average Weekday | SCE | 1-in-2 | 2026 | 18 |  |  |  | 66.9267 | 1
| Zone | South Orange County | 11 | Average Weekday | SCE | 1-in-2 | 2026 | 19 |  |  |  | 65.1492 | 1
| Zone | South Orange County | 11 | Average Weekday | SCE | 1-in-2 | 2026 | 20 |  |  |  | 64.0634 | 1
| Zone | South Orange County | 11 | Average Weekday | SCE | 1-in-2 | 2026 | 21 |  |  |  | 63.0126 | 1
| Zone | South Orange County | 11 | Average Weekday | SCE | 1-in-2 | 2026 | 22 |  |  |  | 62.0379 | 1
| Zone | South Orange County | 11 | Average Weekday | SCE | 1-in-2 | 2026 | 23 |  |  |  | 61.0313 | 1
| Zone | South Orange County | 11 | Average Weekday | SCE | 1-in-2 | 2026 | 24 |  |  |  | 60.109 | 1
| Zone | South Orange County | 11 | Monthly System Peak Day | SCE | 1-in-2 | 2026 | 1 |  |  |  | 63.1511 | 1
| Zone | South Orange County | 11 | Monthly System Peak Day | SCE | 1-in-2 | 2026 | 2 |  |  |  | 61.7556 | 1
| Zone | South Orange County | 11 | Monthly System Peak Day | SCE | 1-in-2 | 2026 | 3 |  |  |  | 60.7956 | 1
| Zone | South Orange County | 11 | Monthly System Peak Day | SCE | 1-in-2 | 2026 | 4 |  |  |  | 59.7011 | 1
| Zone | South Orange County | 11 | Monthly System Peak Day | SCE | 1-in-2 | 2026 | 5 |  |  |  | 58.6256 | 1
| Zone | South Orange County | 11 | Monthly System Peak Day | SCE | 1-in-2 | 2026 | 6 |  |  |  | 57.4356 | 1
| Zone | South Orange County | 11 | Monthly System Peak Day | SCE | 1-in-2 | 2026 | 7 |  |  |  | 56.8811 | 1
| Zone | South Orange County | 11 | Monthly System Peak Day | SCE | 1-in-2 | 2026 | 8 |  |  |  | 57.2111 | 1
| Zone | South Orange County | 11 | Monthly System Peak Day | SCE | 1-in-2 | 2026 | 9 |  |  |  | 60.4744 | 1
| Zone | South Orange County | 11 | Monthly System Peak Day | SCE | 1-in-2 | 2026 | 10 |  |  |  | 65.9156 | 1
| Zone | South Orange County | 11 | Monthly System Peak Day | SCE | 1-in-2 | 2026 | 11 |  |  |  | 72.2267 | 1
| Zone | South Orange County | 11 | Monthly System Peak Day | SCE | 1-in-2 | 2026 | 12 |  |  |  | 78.2222 | 1
| Zone | South Orange County | 11 | Monthly System Peak Day | SCE | 1-in-2 | 2026 | 13 |  |  |  | 83.2222 | 1
| Zone | South Orange County | 11 | Monthly System Peak Day | SCE | 1-in-2 | 2026 | 14 |  |  |  | 85.8667 | 1
| Zone | South Orange County | 11 | Monthly System Peak Day | SCE | 1-in-2 | 2026 | 15 |  |  |  | 85.8444 | 1
| Zone | South Orange County | 11 | Monthly System Peak Day | SCE | 1-in-2 | 2026 | 16 |  |  |  | 84.4889 | 1
| Zone | South Orange County | 11 | Monthly System Peak Day | SCE | 1-in-2 | 2026 | 17 |  |  |  | 83.0889 | 1
| Zone | South Orange County | 11 | Monthly System Peak Day | SCE | 1-in-2 | 2026 | 18 |  |  |  | 79.4444 | 1
| Zone | South Orange County | 11 | Monthly System Peak Day | SCE | 1-in-2 | 2026 | 19 |  |  |  | 76.5 | 1
| Zone | South Orange County | 11 | Monthly System Peak Day | SCE | 1-in-2 | 2026 | 20 |  |  |  | 74.3333 | 1
| Zone | South Orange County | 11 | Monthly System Peak Day | SCE | 1-in-2 | 2026 | 21 |  |  |  | 72.5133 | 1
| Zone | South Orange County | 11 | Monthly System Peak Day | SCE | 1-in-2 | 2026 | 22 |  |  |  | 70.4044 | 1
| Zone | South Orange County | 11 | Monthly System Peak Day | SCE | 1-in-2 | 2026 | 23 |  |  |  | 68.8122 | 1
| Zone | South Orange County | 11 | Monthly System Peak Day | SCE | 1-in-2 | 2026 | 24 |  |  |  | 67.2444 | 1
| Zone | South Orange County | 12 | Average Weekday | SCE | 1-in-2 | 2026 | 1 |  |  |  | 54.0608 | 1
| Zone | South Orange County | 12 | Average Weekday | SCE | 1-in-2 | 2026 | 2 |  |  |  | 53.4401 | 1
| Zone | South Orange County | 12 | Average Weekday | SCE | 1-in-2 | 2026 | 3 |  |  |  | 52.8948 | 1
| Zone | South Orange County | 12 | Average Weekday | SCE | 1-in-2 | 2026 | 4 |  |  |  | 52.3482 | 1
| Zone | South Orange County | 12 | Average Weekday | SCE | 1-in-2 | 2026 | 5 |  |  |  | 51.8615 | 1
| Zone | South Orange County | 12 | Average Weekday | SCE | 1-in-2 | 2026 | 6 |  |  |  | 51.3658 | 1
| Zone | South Orange County | 12 | Average Weekday | SCE | 1-in-2 | 2026 | 7 |  |  |  | 51.0159 | 1
| Zone | South Orange County | 12 | Average Weekday | SCE | 1-in-2 | 2026 | 8 |  |  |  | 50.8932 | 1
| Zone | South Orange County | 12 | Average Weekday | SCE | 1-in-2 | 2026 | 9 |  |  |  | 51.5791 | 1
| Zone | South Orange County | 12 | Average Weekday | SCE | 1-in-2 | 2026 | 10 |  |  |  | 53.7416 | 1
| Zone | South Orange County | 12 | Average Weekday | SCE | 1-in-2 | 2026 | 11 |  |  |  | 56.621 | 1
| Zone | South Orange County | 12 | Average Weekday | SCE | 1-in-2 | 2026 | 12 |  |  |  | 59.2355 | 1
| Zone | South Orange County | 12 | Average Weekday | SCE | 1-in-2 | 2026 | 13 |  |  |  | 61.2844 | 1
| Zone | South Orange County | 12 | Average Weekday | SCE | 1-in-2 | 2026 | 14 |  |  |  | 62.6466 | 1
| Zone | South Orange County | 12 | Average Weekday | SCE | 1-in-2 | 2026 | 15 |  |  |  | 62.7982 | 1
| Zone | South Orange County | 12 | Average Weekday | SCE | 1-in-2 | 2026 | 16 |  |  |  | 62.6015 | 1
| Zone | South Orange County | 12 | Average Weekday | SCE | 1-in-2 | 2026 | 17 |  |  |  | 61.6713 | 1
| Zone | South Orange County | 12 | Average Weekday | SCE | 1-in-2 | 2026 | 18 |  |  |  | 60.0319 | 1
| Zone | South Orange County | 12 | Average Weekday | SCE | 1-in-2 | 2026 | 19 |  |  |  | 58.5867 | 1
| Zone | South Orange County | 12 | Average Weekday | SCE | 1-in-2 | 2026 | 20 |  |  |  | 57.6711 | 1
| Zone | South Orange County | 12 | Average Weekday | SCE | 1-in-2 | 2026 | 21 |  |  |  | 56.7956 | 1
| Zone | South Orange County | 12 | Average Weekday | SCE | 1-in-2 | 2026 | 22 |  |  |  | 55.8991 | 1
| Zone | South Orange County | 12 | Average Weekday | SCE | 1-in-2 | 2026 | 23 |  |  |  | 55.1389 | 1
| Zone | South Orange County | 12 | Average Weekday | SCE | 1-in-2 | 2026 | 24 |  |  |  | 54.3793 | 1
| Zone | South Orange County | 12 | Monthly System Peak Day | SCE | 1-in-2 | 2026 | 1 |  |  |  | 48.1411 | 1
| Zone | South Orange County | 12 | Monthly System Peak Day | SCE | 1-in-2 | 2026 | 2 |  |  |  | 47.8678 | 1
| Zone | South Orange County | 12 | Monthly System Peak Day | SCE | 1-in-2 | 2026 | 3 |  |  |  | 47.4289 | 1
| Zone | South Orange County | 12 | Monthly System Peak Day | SCE | 1-in-2 | 2026 | 4 |  |  |  | 47.7744 | 1
| Zone | South Orange County | 12 | Monthly System Peak Day | SCE | 1-in-2 | 2026 | 5 |  |  |  | 47.6456 | 1
| Zone | South Orange County | 12 | Monthly System Peak Day | SCE | 1-in-2 | 2026 | 6 |  |  |  | 47.87 | 1
| Zone | South Orange County | 12 | Monthly System Peak Day | SCE | 1-in-2 | 2026 | 7 |  |  |  | 48.2433 | 1
| Zone | South Orange County | 12 | Monthly System Peak Day | SCE | 1-in-2 | 2026 | 8 |  |  |  | 48.1489 | 1
| Zone | South Orange County | 12 | Monthly System Peak Day | SCE | 1-in-2 | 2026 | 9 |  |  |  | 48.1322 | 1
| Zone | South Orange County | 12 | Monthly System Peak Day | SCE | 1-in-2 | 2026 | 10 |  |  |  | 51.7589 | 1
| Zone | South Orange County | 12 | Monthly System Peak Day | SCE | 1-in-2 | 2026 | 11 |  |  |  | 55.8633 | 1
| Zone | South Orange County | 12 | Monthly System Peak Day | SCE | 1-in-2 | 2026 | 12 |  |  |  | 58.79 | 1
| Zone | South Orange County | 12 | Monthly System Peak Day | SCE | 1-in-2 | 2026 | 13 |  |  |  | 60.8144 | 1
| Zone | South Orange County | 12 | Monthly System Peak Day | SCE | 1-in-2 | 2026 | 14 |  |  |  | 61.6778 | 1
| Zone | South Orange County | 12 | Monthly System Peak Day | SCE | 1-in-2 | 2026 | 15 |  |  |  | 62.05 | 1
| Zone | South Orange County | 12 | Monthly System Peak Day | SCE | 1-in-2 | 2026 | 16 |  |  |  | 62.3733 | 1
| Zone | South Orange County | 12 | Monthly System Peak Day | SCE | 1-in-2 | 2026 | 17 |  |  |  | 61.9011 | 1
| Zone | South Orange County | 12 | Monthly System Peak Day | SCE | 1-in-2 | 2026 | 18 |  |  |  | 60.0033 | 1
| Zone | South Orange County | 12 | Monthly System Peak Day | SCE | 1-in-2 | 2026 | 19 |  |  |  | 58.02 | 1
| Zone | South Orange County | 12 | Monthly System Peak Day | SCE | 1-in-2 | 2026 | 20 |  |  |  | 56.7433 | 1
| Zone | South Orange County | 12 | Monthly System Peak Day | SCE | 1-in-2 | 2026 | 21 |  |  |  | 55.5411 | 1
| Zone | South Orange County | 12 | Monthly System Peak Day | SCE | 1-in-2 | 2026 | 22 |  |  |  | 54.4633 | 1
| Zone | South Orange County | 12 | Monthly System Peak Day | SCE | 1-in-2 | 2026 | 23 |  |  |  | 52.9978 | 1
| Zone | South Orange County | 12 | Monthly System Peak Day | SCE | 1-in-2 | 2026 | 24 |  |  |  | 51.0956 | 1
| Zone | South Orange County | 1 | Average Weekday | SCE | 1-in-2 | 2027 | 1 |  |  |  | 54.662 | 1
| Zone | South Orange County | 1 | Average Weekday | SCE | 1-in-2 | 2027 | 2 |  |  |  | 53.4948 | 1
| Zone | South Orange County | 1 | Average Weekday | SCE | 1-in-2 | 2027 | 3 |  |  |  | 52.5967 | 1
| Zone | South Orange County | 1 | Average Weekday | SCE | 1-in-2 | 2027 | 4 |  |  |  | 51.8098 | 1
| Zone | South Orange County | 1 | Average Weekday | SCE | 1-in-2 | 2027 | 5 |  |  |  | 50.8538 | 1
| Zone | South Orange County | 1 | Average Weekday | SCE | 1-in-2 | 2027 | 6 |  |  |  | 50.5846 | 1
| Zone | South Orange County | 1 | Average Weekday | SCE | 1-in-2 | 2027 | 7 |  |  |  | 50.309 | 1
| Zone | South Orange County | 1 | Average Weekday | SCE | 1-in-2 | 2027 | 8 |  |  |  | 50.4253 | 1
| Zone | South Orange County | 1 | Average Weekday | SCE | 1-in-2 | 2027 | 9 |  |  |  | 51.0391 | 1
| Zone | South Orange County | 1 | Average Weekday | SCE | 1-in-2 | 2027 | 10 |  |  |  | 54.4605 | 1
| Zone | South Orange County | 1 | Average Weekday | SCE | 1-in-2 | 2027 | 11 |  |  |  | 58.9545 | 1
| Zone | South Orange County | 1 | Average Weekday | SCE | 1-in-2 | 2027 | 12 |  |  |  | 62.7349 | 1
| Zone | South Orange County | 1 | Average Weekday | SCE | 1-in-2 | 2027 | 13 |  |  |  | 65.5105 | 1
| Zone | South Orange County | 1 | Average Weekday | SCE | 1-in-2 | 2027 | 14 |  |  |  | 67.4434 | 1
| Zone | South Orange County | 1 | Average Weekday | SCE | 1-in-2 | 2027 | 15 |  |  |  | 68.2248 | 1
| Zone | South Orange County | 1 | Average Weekday | SCE | 1-in-2 | 2027 | 16 |  |  |  | 68.2278 | 1
| Zone | South Orange County | 1 | Average Weekday | SCE | 1-in-2 | 2027 | 17 |  |  |  | 67.1061 | 1
| Zone | South Orange County | 1 | Average Weekday | SCE | 1-in-2 | 2027 | 18 |  |  |  | 65.1802 | 1
| Zone | South Orange County | 1 | Average Weekday | SCE | 1-in-2 | 2027 | 19 |  |  |  | 62.5922 | 1
| Zone | South Orange County | 1 | Average Weekday | SCE | 1-in-2 | 2027 | 20 |  |  |  | 60.9761 | 1
| Zone | South Orange County | 1 | Average Weekday | SCE | 1-in-2 | 2027 | 21 |  |  |  | 59.7741 | 1
| Zone | South Orange County | 1 | Average Weekday | SCE | 1-in-2 | 2027 | 22 |  |  |  | 58.5336 | 1
| Zone | South Orange County | 1 | Average Weekday | SCE | 1-in-2 | 2027 | 23 |  |  |  | 57.524 | 1
| Zone | South Orange County | 1 | Average Weekday | SCE | 1-in-2 | 2027 | 24 |  |  |  | 56.4265 | 1
| Zone | South Orange County | 1 | Monthly System Peak Day | SCE | 1-in-2 | 2027 | 1 |  |  |  | 49.35 | 1
| Zone | South Orange County | 1 | Monthly System Peak Day | SCE | 1-in-2 | 2027 | 2 |  |  |  | 48.7167 | 1
| Zone | South Orange County | 1 | Monthly System Peak Day | SCE | 1-in-2 | 2027 | 3 |  |  |  | 47.3467 | 1
| Zone | South Orange County | 1 | Monthly System Peak Day | SCE | 1-in-2 | 2027 | 4 |  |  |  | 46.4689 | 1
| Zone | South Orange County | 1 | Monthly System Peak Day | SCE | 1-in-2 | 2027 | 5 |  |  |  | 45.3333 | 1
| Zone | South Orange County | 1 | Monthly System Peak Day | SCE | 1-in-2 | 2027 | 6 |  |  |  | 44.8956 | 1
| Zone | South Orange County | 1 | Monthly System Peak Day | SCE | 1-in-2 | 2027 | 7 |  |  |  | 44.8944 | 1
| Zone | South Orange County | 1 | Monthly System Peak Day | SCE | 1-in-2 | 2027 | 8 |  |  |  | 45.2267 | 1
| Zone | South Orange County | 1 | Monthly System Peak Day | SCE | 1-in-2 | 2027 | 9 |  |  |  | 46.1144 | 1
| Zone | South Orange County | 1 | Monthly System Peak Day | SCE | 1-in-2 | 2027 | 10 |  |  |  | 48.8811 | 1
| Zone | South Orange County | 1 | Monthly System Peak Day | SCE | 1-in-2 | 2027 | 11 |  |  |  | 52.8111 | 1
| Zone | South Orange County | 1 | Monthly System Peak Day | SCE | 1-in-2 | 2027 | 12 |  |  |  | 55.2022 | 1
| Zone | South Orange County | 1 | Monthly System Peak Day | SCE | 1-in-2 | 2027 | 13 |  |  |  | 56.2878 | 1
| Zone | South Orange County | 1 | Monthly System Peak Day | SCE | 1-in-2 | 2027 | 14 |  |  |  | 55.6478 | 1
| Zone | South Orange County | 1 | Monthly System Peak Day | SCE | 1-in-2 | 2027 | 15 |  |  |  | 55.4756 | 1
| Zone | South Orange County | 1 | Monthly System Peak Day | SCE | 1-in-2 | 2027 | 16 |  |  |  | 56.2167 | 1
| Zone | South Orange County | 1 | Monthly System Peak Day | SCE | 1-in-2 | 2027 | 17 |  |  |  | 56.8744 | 1
| Zone | South Orange County | 1 | Monthly System Peak Day | SCE | 1-in-2 | 2027 | 18 |  |  |  | 56.1267 | 1
| Zone | South Orange County | 1 | Monthly System Peak Day | SCE | 1-in-2 | 2027 | 19 |  |  |  | 54.7333 | 1
| Zone | South Orange County | 1 | Monthly System Peak Day | SCE | 1-in-2 | 2027 | 20 |  |  |  | 53.8189 | 1
| Zone | South Orange County | 1 | Monthly System Peak Day | SCE | 1-in-2 | 2027 | 21 |  |  |  | 53.2444 | 1
| Zone | South Orange County | 1 | Monthly System Peak Day | SCE | 1-in-2 | 2027 | 22 |  |  |  | 52.1089 | 1
| Zone | South Orange County | 1 | Monthly System Peak Day | SCE | 1-in-2 | 2027 | 23 |  |  |  | 50.9433 | 1
| Zone | South Orange County | 1 | Monthly System Peak Day | SCE | 1-in-2 | 2027 | 24 |  |  |  | 49.9844 | 1
| Zone | South Orange County | 2 | Average Weekday | SCE | 1-in-2 | 2027 | 1 |  |  |  | 54.6901 | 1
| Zone | South Orange County | 2 | Average Weekday | SCE | 1-in-2 | 2027 | 2 |  |  |  | 53.9377 | 1
| Zone | South Orange County | 2 | Average Weekday | SCE | 1-in-2 | 2027 | 3 |  |  |  | 53.2236 | 1
| Zone | South Orange County | 2 | Average Weekday | SCE | 1-in-2 | 2027 | 4 |  |  |  | 52.4923 | 1
| Zone | South Orange County | 2 | Average Weekday | SCE | 1-in-2 | 2027 | 5 |  |  |  | 51.8844 | 1
| Zone | South Orange County | 2 | Average Weekday | SCE | 1-in-2 | 2027 | 6 |  |  |  | 51.3397 | 1
| Zone | South Orange County | 2 | Average Weekday | SCE | 1-in-2 | 2027 | 7 |  |  |  | 51.0943 | 1
| Zone | South Orange County | 2 | Average Weekday | SCE | 1-in-2 | 2027 | 8 |  |  |  | 51.0683 | 1
| Zone | South Orange County | 2 | Average Weekday | SCE | 1-in-2 | 2027 | 9 |  |  |  | 52.4426 | 1
| Zone | South Orange County | 2 | Average Weekday | SCE | 1-in-2 | 2027 | 10 |  |  |  | 55.7153 | 1
| Zone | South Orange County | 2 | Average Weekday | SCE | 1-in-2 | 2027 | 11 |  |  |  | 58.9495 | 1
| Zone | South Orange County | 2 | Average Weekday | SCE | 1-in-2 | 2027 | 12 |  |  |  | 61.8131 | 1
| Zone | South Orange County | 2 | Average Weekday | SCE | 1-in-2 | 2027 | 13 |  |  |  | 63.9924 | 1
| Zone | South Orange County | 2 | Average Weekday | SCE | 1-in-2 | 2027 | 14 |  |  |  | 65.2151 | 1
| Zone | South Orange County | 2 | Average Weekday | SCE | 1-in-2 | 2027 | 15 |  |  |  | 65.3369 | 1
| Zone | South Orange County | 2 | Average Weekday | SCE | 1-in-2 | 2027 | 16 |  |  |  | 64.8269 | 1
| Zone | South Orange County | 2 | Average Weekday | SCE | 1-in-2 | 2027 | 17 |  |  |  | 64.2344 | 1
| Zone | South Orange County | 2 | Average Weekday | SCE | 1-in-2 | 2027 | 18 |  |  |  | 62.9428 | 1
| Zone | South Orange County | 2 | Average Weekday | SCE | 1-in-2 | 2027 | 19 |  |  |  | 60.8499 | 1
| Zone | South Orange County | 2 | Average Weekday | SCE | 1-in-2 | 2027 | 20 |  |  |  | 59.3436 | 1
| Zone | South Orange County | 2 | Average Weekday | SCE | 1-in-2 | 2027 | 21 |  |  |  | 58.3393 | 1
| Zone | South Orange County | 2 | Average Weekday | SCE | 1-in-2 | 2027 | 22 |  |  |  | 57.5002 | 1
| Zone | South Orange County | 2 | Average Weekday | SCE | 1-in-2 | 2027 | 23 |  |  |  | 56.5876 | 1
| Zone | South Orange County | 2 | Average Weekday | SCE | 1-in-2 | 2027 | 24 |  |  |  | 55.7785 | 1
| Zone | South Orange County | 2 | Monthly System Peak Day | SCE | 1-in-2 | 2027 | 1 |  |  |  | 47.2478 | 1
| Zone | South Orange County | 2 | Monthly System Peak Day | SCE | 1-in-2 | 2027 | 2 |  |  |  | 46.9311 | 1
| Zone | South Orange County | 2 | Monthly System Peak Day | SCE | 1-in-2 | 2027 | 3 |  |  |  | 46.3533 | 1
| Zone | South Orange County | 2 | Monthly System Peak Day | SCE | 1-in-2 | 2027 | 4 |  |  |  | 45.6078 | 1
| Zone | South Orange County | 2 | Monthly System Peak Day | SCE | 1-in-2 | 2027 | 5 |  |  |  | 44.6556 | 1
| Zone | South Orange County | 2 | Monthly System Peak Day | SCE | 1-in-2 | 2027 | 6 |  |  |  | 43.6544 | 1
| Zone | South Orange County | 2 | Monthly System Peak Day | SCE | 1-in-2 | 2027 | 7 |  |  |  | 42.9833 | 1
| Zone | South Orange County | 2 | Monthly System Peak Day | SCE | 1-in-2 | 2027 | 8 |  |  |  | 43.0622 | 1
| Zone | South Orange County | 2 | Monthly System Peak Day | SCE | 1-in-2 | 2027 | 9 |  |  |  | 44.6044 | 1
| Zone | South Orange County | 2 | Monthly System Peak Day | SCE | 1-in-2 | 2027 | 10 |  |  |  | 47.8667 | 1
| Zone | South Orange County | 2 | Monthly System Peak Day | SCE | 1-in-2 | 2027 | 11 |  |  |  | 50.9233 | 1
| Zone | South Orange County | 2 | Monthly System Peak Day | SCE | 1-in-2 | 2027 | 12 |  |  |  | 53.2144 | 1
| Zone | South Orange County | 2 | Monthly System Peak Day | SCE | 1-in-2 | 2027 | 13 |  |  |  | 54.67 | 1
| Zone | South Orange County | 2 | Monthly System Peak Day | SCE | 1-in-2 | 2027 | 14 |  |  |  | 55.9689 | 1
| Zone | South Orange County | 2 | Monthly System Peak Day | SCE | 1-in-2 | 2027 | 15 |  |  |  | 56.9189 | 1
| Zone | South Orange County | 2 | Monthly System Peak Day | SCE | 1-in-2 | 2027 | 16 |  |  |  | 57.4333 | 1
| Zone | South Orange County | 2 | Monthly System Peak Day | SCE | 1-in-2 | 2027 | 17 |  |  |  | 56.9844 | 1
| Zone | South Orange County | 2 | Monthly System Peak Day | SCE | 1-in-2 | 2027 | 18 |  |  |  | 56.46 | 1
| Zone | South Orange County | 2 | Monthly System Peak Day | SCE | 1-in-2 | 2027 | 19 |  |  |  | 54.6711 | 1
| Zone | South Orange County | 2 | Monthly System Peak Day | SCE | 1-in-2 | 2027 | 20 |  |  |  | 53.4833 | 1
| Zone | South Orange County | 2 | Monthly System Peak Day | SCE | 1-in-2 | 2027 | 21 |  |  |  | 52.6922 | 1
| Zone | South Orange County | 2 | Monthly System Peak Day | SCE | 1-in-2 | 2027 | 22 |  |  |  | 51.7511 | 1
| Zone | South Orange County | 2 | Monthly System Peak Day | SCE | 1-in-2 | 2027 | 23 |  |  |  | 50.6333 | 1
| Zone | South Orange County | 2 | Monthly System Peak Day | SCE | 1-in-2 | 2027 | 24 |  |  |  | 49.3278 | 1
| Zone | South Orange County | 3 | Average Weekday | SCE | 1-in-2 | 2027 | 1 |  |  |  | 56.6172 | 1
| Zone | South Orange County | 3 | Average Weekday | SCE | 1-in-2 | 2027 | 2 |  |  |  | 55.8013 | 1
| Zone | South Orange County | 3 | Average Weekday | SCE | 1-in-2 | 2027 | 3 |  |  |  | 55.1097 | 1
| Zone | South Orange County | 3 | Average Weekday | SCE | 1-in-2 | 2027 | 4 |  |  |  | 54.5835 | 1
| Zone | South Orange County | 3 | Average Weekday | SCE | 1-in-2 | 2027 | 5 |  |  |  | 54.1136 | 1
| Zone | South Orange County | 3 | Average Weekday | SCE | 1-in-2 | 2027 | 6 |  |  |  | 53.7129 | 1
| Zone | South Orange County | 3 | Average Weekday | SCE | 1-in-2 | 2027 | 7 |  |  |  | 53.4053 | 1
| Zone | South Orange County | 3 | Average Weekday | SCE | 1-in-2 | 2027 | 8 |  |  |  | 53.3662 | 1
| Zone | South Orange County | 3 | Average Weekday | SCE | 1-in-2 | 2027 | 9 |  |  |  | 54.3881 | 1
| Zone | South Orange County | 3 | Average Weekday | SCE | 1-in-2 | 2027 | 10 |  |  |  | 56.8323 | 1
| Zone | South Orange County | 3 | Average Weekday | SCE | 1-in-2 | 2027 | 11 |  |  |  | 59.6678 | 1
| Zone | South Orange County | 3 | Average Weekday | SCE | 1-in-2 | 2027 | 12 |  |  |  | 62.3309 | 1
| Zone | South Orange County | 3 | Average Weekday | SCE | 1-in-2 | 2027 | 13 |  |  |  | 63.8855 | 1
| Zone | South Orange County | 3 | Average Weekday | SCE | 1-in-2 | 2027 | 14 |  |  |  | 64.6413 | 1
| Zone | South Orange County | 3 | Average Weekday | SCE | 1-in-2 | 2027 | 15 |  |  |  | 65.1252 | 1
| Zone | South Orange County | 3 | Average Weekday | SCE | 1-in-2 | 2027 | 16 |  |  |  | 65.3877 | 1
| Zone | South Orange County | 3 | Average Weekday | SCE | 1-in-2 | 2027 | 17 |  |  |  | 65.2091 | 1
| Zone | South Orange County | 3 | Average Weekday | SCE | 1-in-2 | 2027 | 18 |  |  |  | 64.3728 | 1
| Zone | South Orange County | 3 | Average Weekday | SCE | 1-in-2 | 2027 | 19 |  |  |  | 63.1342 | 1
| Zone | South Orange County | 3 | Average Weekday | SCE | 1-in-2 | 2027 | 20 |  |  |  | 61.3696 | 1
| Zone | South Orange County | 3 | Average Weekday | SCE | 1-in-2 | 2027 | 21 |  |  |  | 59.8507 | 1
| Zone | South Orange County | 3 | Average Weekday | SCE | 1-in-2 | 2027 | 22 |  |  |  | 59.0283 | 1
| Zone | South Orange County | 3 | Average Weekday | SCE | 1-in-2 | 2027 | 23 |  |  |  | 58.364 | 1
| Zone | South Orange County | 3 | Average Weekday | SCE | 1-in-2 | 2027 | 24 |  |  |  | 57.6474 | 1
| Zone | South Orange County | 3 | Monthly System Peak Day | SCE | 1-in-2 | 2027 | 1 |  |  |  | 59.8322 | 1
| Zone | South Orange County | 3 | Monthly System Peak Day | SCE | 1-in-2 | 2027 | 2 |  |  |  | 58.1289 | 1
| Zone | South Orange County | 3 | Monthly System Peak Day | SCE | 1-in-2 | 2027 | 3 |  |  |  | 56.7222 | 1
| Zone | South Orange County | 3 | Monthly System Peak Day | SCE | 1-in-2 | 2027 | 4 |  |  |  | 55.9189 | 1
| Zone | South Orange County | 3 | Monthly System Peak Day | SCE | 1-in-2 | 2027 | 5 |  |  |  | 55.86 | 1
| Zone | South Orange County | 3 | Monthly System Peak Day | SCE | 1-in-2 | 2027 | 6 |  |  |  | 55.9678 | 1
| Zone | South Orange County | 3 | Monthly System Peak Day | SCE | 1-in-2 | 2027 | 7 |  |  |  | 54.5467 | 1
| Zone | South Orange County | 3 | Monthly System Peak Day | SCE | 1-in-2 | 2027 | 8 |  |  |  | 54.1511 | 1
| Zone | South Orange County | 3 | Monthly System Peak Day | SCE | 1-in-2 | 2027 | 9 |  |  |  | 55.0822 | 1
| Zone | South Orange County | 3 | Monthly System Peak Day | SCE | 1-in-2 | 2027 | 10 |  |  |  | 58.7367 | 1
| Zone | South Orange County | 3 | Monthly System Peak Day | SCE | 1-in-2 | 2027 | 11 |  |  |  | 63.2567 | 1
| Zone | South Orange County | 3 | Monthly System Peak Day | SCE | 1-in-2 | 2027 | 12 |  |  |  | 67.3078 | 1
| Zone | South Orange County | 3 | Monthly System Peak Day | SCE | 1-in-2 | 2027 | 13 |  |  |  | 69.1044 | 1
| Zone | South Orange County | 3 | Monthly System Peak Day | SCE | 1-in-2 | 2027 | 14 |  |  |  | 69.4867 | 1
| Zone | South Orange County | 3 | Monthly System Peak Day | SCE | 1-in-2 | 2027 | 15 |  |  |  | 70.4467 | 1
| Zone | South Orange County | 3 | Monthly System Peak Day | SCE | 1-in-2 | 2027 | 16 |  |  |  | 70.4978 | 1
| Zone | South Orange County | 3 | Monthly System Peak Day | SCE | 1-in-2 | 2027 | 17 |  |  |  | 69.3444 | 1
| Zone | South Orange County | 3 | Monthly System Peak Day | SCE | 1-in-2 | 2027 | 18 |  |  |  | 68.2589 | 1
| Zone | South Orange County | 3 | Monthly System Peak Day | SCE | 1-in-2 | 2027 | 19 |  |  |  | 66.64 | 1
| Zone | South Orange County | 3 | Monthly System Peak Day | SCE | 1-in-2 | 2027 | 20 |  |  |  | 64.3044 | 1
| Zone | South Orange County | 3 | Monthly System Peak Day | SCE | 1-in-2 | 2027 | 21 |  |  |  | 62.69 | 1
| Zone | South Orange County | 3 | Monthly System Peak Day | SCE | 1-in-2 | 2027 | 22 |  |  |  | 61.9778 | 1
| Zone | South Orange County | 3 | Monthly System Peak Day | SCE | 1-in-2 | 2027 | 23 |  |  |  | 60.8089 | 1
| Zone | South Orange County | 3 | Monthly System Peak Day | SCE | 1-in-2 | 2027 | 24 |  |  |  | 59.7333 | 1
| Zone | South Orange County | 4 | Average Weekday | SCE | 1-in-2 | 2027 | 1 |  |  |  | 58.073 | 1
| Zone | South Orange County | 4 | Average Weekday | SCE | 1-in-2 | 2027 | 2 |  |  |  | 57.561 | 1
| Zone | South Orange County | 4 | Average Weekday | SCE | 1-in-2 | 2027 | 3 |  |  |  | 56.9132 | 1
| Zone | South Orange County | 4 | Average Weekday | SCE | 1-in-2 | 2027 | 4 |  |  |  | 56.3681 | 1
| Zone | South Orange County | 4 | Average Weekday | SCE | 1-in-2 | 2027 | 5 |  |  |  | 55.9471 | 1
| Zone | South Orange County | 4 | Average Weekday | SCE | 1-in-2 | 2027 | 6 |  |  |  | 55.5731 | 1
| Zone | South Orange County | 4 | Average Weekday | SCE | 1-in-2 | 2027 | 7 |  |  |  | 55.3919 | 1
| Zone | South Orange County | 4 | Average Weekday | SCE | 1-in-2 | 2027 | 8 |  |  |  | 55.4289 | 1
| Zone | South Orange County | 4 | Average Weekday | SCE | 1-in-2 | 2027 | 9 |  |  |  | 56.7051 | 1
| Zone | South Orange County | 4 | Average Weekday | SCE | 1-in-2 | 2027 | 10 |  |  |  | 58.9486 | 1
| Zone | South Orange County | 4 | Average Weekday | SCE | 1-in-2 | 2027 | 11 |  |  |  | 61.3682 | 1
| Zone | South Orange County | 4 | Average Weekday | SCE | 1-in-2 | 2027 | 12 |  |  |  | 63.6571 | 1
| Zone | South Orange County | 4 | Average Weekday | SCE | 1-in-2 | 2027 | 13 |  |  |  | 64.9915 | 1
| Zone | South Orange County | 4 | Average Weekday | SCE | 1-in-2 | 2027 | 14 |  |  |  | 65.909 | 1
| Zone | South Orange County | 4 | Average Weekday | SCE | 1-in-2 | 2027 | 15 |  |  |  | 66.7237 | 1
| Zone | South Orange County | 4 | Average Weekday | SCE | 1-in-2 | 2027 | 16 |  |  |  | 66.9521 | 1
| Zone | South Orange County | 4 | Average Weekday | SCE | 1-in-2 | 2027 | 17 |  |  |  | 66.763 | 1
| Zone | South Orange County | 4 | Average Weekday | SCE | 1-in-2 | 2027 | 18 |  |  |  | 66.251 | 1
| Zone | South Orange County | 4 | Average Weekday | SCE | 1-in-2 | 2027 | 19 |  |  |  | 65.3409 | 1
| Zone | South Orange County | 4 | Average Weekday | SCE | 1-in-2 | 2027 | 20 |  |  |  | 63.5632 | 1
| Zone | South Orange County | 4 | Average Weekday | SCE | 1-in-2 | 2027 | 21 |  |  |  | 61.2356 | 1
| Zone | South Orange County | 4 | Average Weekday | SCE | 1-in-2 | 2027 | 22 |  |  |  | 59.7451 | 1
| Zone | South Orange County | 4 | Average Weekday | SCE | 1-in-2 | 2027 | 23 |  |  |  | 59.0311 | 1
| Zone | South Orange County | 4 | Average Weekday | SCE | 1-in-2 | 2027 | 24 |  |  |  | 58.3683 | 1
| Zone | South Orange County | 4 | Monthly System Peak Day | SCE | 1-in-2 | 2027 | 1 |  |  |  | 63.08 | 1
| Zone | South Orange County | 4 | Monthly System Peak Day | SCE | 1-in-2 | 2027 | 2 |  |  |  | 62.4322 | 1
| Zone | South Orange County | 4 | Monthly System Peak Day | SCE | 1-in-2 | 2027 | 3 |  |  |  | 61.7433 | 1
| Zone | South Orange County | 4 | Monthly System Peak Day | SCE | 1-in-2 | 2027 | 4 |  |  |  | 61.3144 | 1
| Zone | South Orange County | 4 | Monthly System Peak Day | SCE | 1-in-2 | 2027 | 5 |  |  |  | 60.4389 | 1
| Zone | South Orange County | 4 | Monthly System Peak Day | SCE | 1-in-2 | 2027 | 6 |  |  |  | 59.6778 | 1
| Zone | South Orange County | 4 | Monthly System Peak Day | SCE | 1-in-2 | 2027 | 7 |  |  |  | 59.5567 | 1
| Zone | South Orange County | 4 | Monthly System Peak Day | SCE | 1-in-2 | 2027 | 8 |  |  |  | 59.51 | 1
| Zone | South Orange County | 4 | Monthly System Peak Day | SCE | 1-in-2 | 2027 | 9 |  |  |  | 61.0967 | 1
| Zone | South Orange County | 4 | Monthly System Peak Day | SCE | 1-in-2 | 2027 | 10 |  |  |  | 65.5467 | 1
| Zone | South Orange County | 4 | Monthly System Peak Day | SCE | 1-in-2 | 2027 | 11 |  |  |  | 70.4511 | 1
| Zone | South Orange County | 4 | Monthly System Peak Day | SCE | 1-in-2 | 2027 | 12 |  |  |  | 74.9333 | 1
| Zone | South Orange County | 4 | Monthly System Peak Day | SCE | 1-in-2 | 2027 | 13 |  |  |  | 77.8 | 1
| Zone | South Orange County | 4 | Monthly System Peak Day | SCE | 1-in-2 | 2027 | 14 |  |  |  | 79.0667 | 1
| Zone | South Orange County | 4 | Monthly System Peak Day | SCE | 1-in-2 | 2027 | 15 |  |  |  | 79.9222 | 1
| Zone | South Orange County | 4 | Monthly System Peak Day | SCE | 1-in-2 | 2027 | 16 |  |  |  | 78.4111 | 1
| Zone | South Orange County | 4 | Monthly System Peak Day | SCE | 1-in-2 | 2027 | 17 |  |  |  | 76.7889 | 1
| Zone | South Orange County | 4 | Monthly System Peak Day | SCE | 1-in-2 | 2027 | 18 |  |  |  | 77.5889 | 1
| Zone | South Orange County | 4 | Monthly System Peak Day | SCE | 1-in-2 | 2027 | 19 |  |  |  | 77.6 | 1
| Zone | South Orange County | 4 | Monthly System Peak Day | SCE | 1-in-2 | 2027 | 20 |  |  |  | 75.2289 | 1
| Zone | South Orange County | 4 | Monthly System Peak Day | SCE | 1-in-2 | 2027 | 21 |  |  |  | 71.5378 | 1
| Zone | South Orange County | 4 | Monthly System Peak Day | SCE | 1-in-2 | 2027 | 22 |  |  |  | 68.83 | 1
| Zone | South Orange County | 4 | Monthly System Peak Day | SCE | 1-in-2 | 2027 | 23 |  |  |  | 67.2 | 1
| Zone | South Orange County | 4 | Monthly System Peak Day | SCE | 1-in-2 | 2027 | 24 |  |  |  | 64.42 | 1
| Zone | South Orange County | 5 | Average Weekday | SCE | 1-in-2 | 2027 | 1 |  |  |  | 60.4714 | 1
| Zone | South Orange County | 5 | Average Weekday | SCE | 1-in-2 | 2027 | 2 |  |  |  | 60.1578 | 1
| Zone | South Orange County | 5 | Average Weekday | SCE | 1-in-2 | 2027 | 3 |  |  |  | 59.9098 | 1
| Zone | South Orange County | 5 | Average Weekday | SCE | 1-in-2 | 2027 | 4 |  |  |  | 59.6602 | 1
| Zone | South Orange County | 5 | Average Weekday | SCE | 1-in-2 | 2027 | 5 |  |  |  | 59.4343 | 1
| Zone | South Orange County | 5 | Average Weekday | SCE | 1-in-2 | 2027 | 6 |  |  |  | 59.2257 | 1
| Zone | South Orange County | 5 | Average Weekday | SCE | 1-in-2 | 2027 | 7 |  |  |  | 59.0737 | 1
| Zone | South Orange County | 5 | Average Weekday | SCE | 1-in-2 | 2027 | 8 |  |  |  | 59.2193 | 1
| Zone | South Orange County | 5 | Average Weekday | SCE | 1-in-2 | 2027 | 9 |  |  |  | 60.1784 | 1
| Zone | South Orange County | 5 | Average Weekday | SCE | 1-in-2 | 2027 | 10 |  |  |  | 61.5476 | 1
| Zone | South Orange County | 5 | Average Weekday | SCE | 1-in-2 | 2027 | 11 |  |  |  | 63.2339 | 1
| Zone | South Orange County | 5 | Average Weekday | SCE | 1-in-2 | 2027 | 12 |  |  |  | 64.809 | 1
| Zone | South Orange County | 5 | Average Weekday | SCE | 1-in-2 | 2027 | 13 |  |  |  | 65.8807 | 1
| Zone | South Orange County | 5 | Average Weekday | SCE | 1-in-2 | 2027 | 14 |  |  |  | 66.6581 | 1
| Zone | South Orange County | 5 | Average Weekday | SCE | 1-in-2 | 2027 | 15 |  |  |  | 67.4139 | 1
| Zone | South Orange County | 5 | Average Weekday | SCE | 1-in-2 | 2027 | 16 |  |  |  | 67.7208 | 1
| Zone | South Orange County | 5 | Average Weekday | SCE | 1-in-2 | 2027 | 17 |  |  |  | 67.6767 | 1
| Zone | South Orange County | 5 | Average Weekday | SCE | 1-in-2 | 2027 | 18 |  |  |  | 67.1896 | 1
| Zone | South Orange County | 5 | Average Weekday | SCE | 1-in-2 | 2027 | 19 |  |  |  | 66.193 | 1
| Zone | South Orange County | 5 | Average Weekday | SCE | 1-in-2 | 2027 | 20 |  |  |  | 64.6476 | 1
| Zone | South Orange County | 5 | Average Weekday | SCE | 1-in-2 | 2027 | 21 |  |  |  | 62.7824 | 1
| Zone | South Orange County | 5 | Average Weekday | SCE | 1-in-2 | 2027 | 22 |  |  |  | 61.6101 | 1
| Zone | South Orange County | 5 | Average Weekday | SCE | 1-in-2 | 2027 | 23 |  |  |  | 61.087 | 1
| Zone | South Orange County | 5 | Average Weekday | SCE | 1-in-2 | 2027 | 24 |  |  |  | 60.8122 | 1
| Zone | South Orange County | 5 | Monthly System Peak Day | SCE | 1-in-2 | 2027 | 1 |  |  |  | 63.7922 | 1
| Zone | South Orange County | 5 | Monthly System Peak Day | SCE | 1-in-2 | 2027 | 2 |  |  |  | 62.7844 | 1
| Zone | South Orange County | 5 | Monthly System Peak Day | SCE | 1-in-2 | 2027 | 3 |  |  |  | 61.8978 | 1
| Zone | South Orange County | 5 | Monthly System Peak Day | SCE | 1-in-2 | 2027 | 4 |  |  |  | 61.2678 | 1
| Zone | South Orange County | 5 | Monthly System Peak Day | SCE | 1-in-2 | 2027 | 5 |  |  |  | 60.9811 | 1
| Zone | South Orange County | 5 | Monthly System Peak Day | SCE | 1-in-2 | 2027 | 6 |  |  |  | 60.2222 | 1
| Zone | South Orange County | 5 | Monthly System Peak Day | SCE | 1-in-2 | 2027 | 7 |  |  |  | 59.9489 | 1
| Zone | South Orange County | 5 | Monthly System Peak Day | SCE | 1-in-2 | 2027 | 8 |  |  |  | 60.4044 | 1
| Zone | South Orange County | 5 | Monthly System Peak Day | SCE | 1-in-2 | 2027 | 9 |  |  |  | 63.1456 | 1
| Zone | South Orange County | 5 | Monthly System Peak Day | SCE | 1-in-2 | 2027 | 10 |  |  |  | 67.3444 | 1
| Zone | South Orange County | 5 | Monthly System Peak Day | SCE | 1-in-2 | 2027 | 11 |  |  |  | 72.2256 | 1
| Zone | South Orange County | 5 | Monthly System Peak Day | SCE | 1-in-2 | 2027 | 12 |  |  |  | 75.9911 | 1
| Zone | South Orange County | 5 | Monthly System Peak Day | SCE | 1-in-2 | 2027 | 13 |  |  |  | 77.6889 | 1
| Zone | South Orange County | 5 | Monthly System Peak Day | SCE | 1-in-2 | 2027 | 14 |  |  |  | 78.3444 | 1
| Zone | South Orange County | 5 | Monthly System Peak Day | SCE | 1-in-2 | 2027 | 15 |  |  |  | 77.7489 | 1
| Zone | South Orange County | 5 | Monthly System Peak Day | SCE | 1-in-2 | 2027 | 16 |  |  |  | 78.6467 | 1
| Zone | South Orange County | 5 | Monthly System Peak Day | SCE | 1-in-2 | 2027 | 17 |  |  |  | 78.7111 | 1
| Zone | South Orange County | 5 | Monthly System Peak Day | SCE | 1-in-2 | 2027 | 18 |  |  |  | 77.9222 | 1
| Zone | South Orange County | 5 | Monthly System Peak Day | SCE | 1-in-2 | 2027 | 19 |  |  |  | 76.0111 | 1
| Zone | South Orange County | 5 | Monthly System Peak Day | SCE | 1-in-2 | 2027 | 20 |  |  |  | 73.9678 | 1
| Zone | South Orange County | 5 | Monthly System Peak Day | SCE | 1-in-2 | 2027 | 21 |  |  |  | 70.8633 | 1
| Zone | South Orange County | 5 | Monthly System Peak Day | SCE | 1-in-2 | 2027 | 22 |  |  |  | 67.1622 | 1
| Zone | South Orange County | 5 | Monthly System Peak Day | SCE | 1-in-2 | 2027 | 23 |  |  |  | 65.5611 | 1
| Zone | South Orange County | 5 | Monthly System Peak Day | SCE | 1-in-2 | 2027 | 24 |  |  |  | 64.4989 | 1
| Zone | South Orange County | 6 | Average Weekday | SCE | 1-in-2 | 2027 | 1 |  |  |  | 63.2201 | 1
| Zone | South Orange County | 6 | Average Weekday | SCE | 1-in-2 | 2027 | 2 |  |  |  | 62.9028 | 1
| Zone | South Orange County | 6 | Average Weekday | SCE | 1-in-2 | 2027 | 3 |  |  |  | 62.638 | 1
| Zone | South Orange County | 6 | Average Weekday | SCE | 1-in-2 | 2027 | 4 |  |  |  | 62.3707 | 1
| Zone | South Orange County | 6 | Average Weekday | SCE | 1-in-2 | 2027 | 5 |  |  |  | 62.2104 | 1
| Zone | South Orange County | 6 | Average Weekday | SCE | 1-in-2 | 2027 | 6 |  |  |  | 62.0573 | 1
| Zone | South Orange County | 6 | Average Weekday | SCE | 1-in-2 | 2027 | 7 |  |  |  | 61.9467 | 1
| Zone | South Orange County | 6 | Average Weekday | SCE | 1-in-2 | 2027 | 8 |  |  |  | 62.2274 | 1
| Zone | South Orange County | 6 | Average Weekday | SCE | 1-in-2 | 2027 | 9 |  |  |  | 63.2907 | 1
| Zone | South Orange County | 6 | Average Weekday | SCE | 1-in-2 | 2027 | 10 |  |  |  | 64.8738 | 1
| Zone | South Orange County | 6 | Average Weekday | SCE | 1-in-2 | 2027 | 11 |  |  |  | 66.8967 | 1
| Zone | South Orange County | 6 | Average Weekday | SCE | 1-in-2 | 2027 | 12 |  |  |  | 68.6847 | 1
| Zone | South Orange County | 6 | Average Weekday | SCE | 1-in-2 | 2027 | 13 |  |  |  | 69.7499 | 1
| Zone | South Orange County | 6 | Average Weekday | SCE | 1-in-2 | 2027 | 14 |  |  |  | 70.2175 | 1
| Zone | South Orange County | 6 | Average Weekday | SCE | 1-in-2 | 2027 | 15 |  |  |  | 70.7634 | 1
| Zone | South Orange County | 6 | Average Weekday | SCE | 1-in-2 | 2027 | 16 |  |  |  | 71.3779 | 1
| Zone | South Orange County | 6 | Average Weekday | SCE | 1-in-2 | 2027 | 17 |  |  |  | 71.6339 | 1
| Zone | South Orange County | 6 | Average Weekday | SCE | 1-in-2 | 2027 | 18 |  |  |  | 71.201 | 1
| Zone | South Orange County | 6 | Average Weekday | SCE | 1-in-2 | 2027 | 19 |  |  |  | 70.3962 | 1
| Zone | South Orange County | 6 | Average Weekday | SCE | 1-in-2 | 2027 | 20 |  |  |  | 68.8645 | 1
| Zone | South Orange County | 6 | Average Weekday | SCE | 1-in-2 | 2027 | 21 |  |  |  | 66.8008 | 1
| Zone | South Orange County | 6 | Average Weekday | SCE | 1-in-2 | 2027 | 22 |  |  |  | 64.8621 | 1
| Zone | South Orange County | 6 | Average Weekday | SCE | 1-in-2 | 2027 | 23 |  |  |  | 64.1087 | 1
| Zone | South Orange County | 6 | Average Weekday | SCE | 1-in-2 | 2027 | 24 |  |  |  | 63.6586 | 1
| Zone | South Orange County | 6 | Monthly System Peak Day | SCE | 1-in-2 | 2027 | 1 |  |  |  | 63.0833 | 1
| Zone | South Orange County | 6 | Monthly System Peak Day | SCE | 1-in-2 | 2027 | 2 |  |  |  | 62.8911 | 1
| Zone | South Orange County | 6 | Monthly System Peak Day | SCE | 1-in-2 | 2027 | 3 |  |  |  | 62.3167 | 1
| Zone | South Orange County | 6 | Monthly System Peak Day | SCE | 1-in-2 | 2027 | 4 |  |  |  | 61.93 | 1
| Zone | South Orange County | 6 | Monthly System Peak Day | SCE | 1-in-2 | 2027 | 5 |  |  |  | 61.6378 | 1
| Zone | South Orange County | 6 | Monthly System Peak Day | SCE | 1-in-2 | 2027 | 6 |  |  |  | 61.1333 | 1
| Zone | South Orange County | 6 | Monthly System Peak Day | SCE | 1-in-2 | 2027 | 7 |  |  |  | 60.9756 | 1
| Zone | South Orange County | 6 | Monthly System Peak Day | SCE | 1-in-2 | 2027 | 8 |  |  |  | 61.5322 | 1
| Zone | South Orange County | 6 | Monthly System Peak Day | SCE | 1-in-2 | 2027 | 9 |  |  |  | 63.2822 | 1
| Zone | South Orange County | 6 | Monthly System Peak Day | SCE | 1-in-2 | 2027 | 10 |  |  |  | 66.1411 | 1
| Zone | South Orange County | 6 | Monthly System Peak Day | SCE | 1-in-2 | 2027 | 11 |  |  |  | 68.5956 | 1
| Zone | South Orange County | 6 | Monthly System Peak Day | SCE | 1-in-2 | 2027 | 12 |  |  |  | 70.4067 | 1
| Zone | South Orange County | 6 | Monthly System Peak Day | SCE | 1-in-2 | 2027 | 13 |  |  |  | 70.6011 | 1
| Zone | South Orange County | 6 | Monthly System Peak Day | SCE | 1-in-2 | 2027 | 14 |  |  |  | 71.5422 | 1
| Zone | South Orange County | 6 | Monthly System Peak Day | SCE | 1-in-2 | 2027 | 15 |  |  |  | 73.7222 | 1
| Zone | South Orange County | 6 | Monthly System Peak Day | SCE | 1-in-2 | 2027 | 16 |  |  |  | 75.8533 | 1
| Zone | South Orange County | 6 | Monthly System Peak Day | SCE | 1-in-2 | 2027 | 17 |  |  |  | 76.4556 | 1
| Zone | South Orange County | 6 | Monthly System Peak Day | SCE | 1-in-2 | 2027 | 18 |  |  |  | 75.6667 | 1
| Zone | South Orange County | 6 | Monthly System Peak Day | SCE | 1-in-2 | 2027 | 19 |  |  |  | 72.9222 | 1
| Zone | South Orange County | 6 | Monthly System Peak Day | SCE | 1-in-2 | 2027 | 20 |  |  |  | 71.1267 | 1
| Zone | South Orange County | 6 | Monthly System Peak Day | SCE | 1-in-2 | 2027 | 21 |  |  |  | 69.3 | 1
| Zone | South Orange County | 6 | Monthly System Peak Day | SCE | 1-in-2 | 2027 | 22 |  |  |  | 67.5322 | 1
| Zone | South Orange County | 6 | Monthly System Peak Day | SCE | 1-in-2 | 2027 | 23 |  |  |  | 66.7211 | 1
| Zone | South Orange County | 6 | Monthly System Peak Day | SCE | 1-in-2 | 2027 | 24 |  |  |  | 65.1489 | 1
| Zone | South Orange County | 7 | Average Weekday | SCE | 1-in-2 | 2027 | 1 |  |  |  | 66.4002 | 1
| Zone | South Orange County | 7 | Average Weekday | SCE | 1-in-2 | 2027 | 2 |  |  |  | 66.1068 | 1
| Zone | South Orange County | 7 | Average Weekday | SCE | 1-in-2 | 2027 | 3 |  |  |  | 65.8268 | 1
| Zone | South Orange County | 7 | Average Weekday | SCE | 1-in-2 | 2027 | 4 |  |  |  | 65.5226 | 1
| Zone | South Orange County | 7 | Average Weekday | SCE | 1-in-2 | 2027 | 5 |  |  |  | 65.3042 | 1
| Zone | South Orange County | 7 | Average Weekday | SCE | 1-in-2 | 2027 | 6 |  |  |  | 65.0663 | 1
| Zone | South Orange County | 7 | Average Weekday | SCE | 1-in-2 | 2027 | 7 |  |  |  | 64.9529 | 1
| Zone | South Orange County | 7 | Average Weekday | SCE | 1-in-2 | 2027 | 8 |  |  |  | 65.3477 | 1
| Zone | South Orange County | 7 | Average Weekday | SCE | 1-in-2 | 2027 | 9 |  |  |  | 66.7598 | 1
| Zone | South Orange County | 7 | Average Weekday | SCE | 1-in-2 | 2027 | 10 |  |  |  | 68.6621 | 1
| Zone | South Orange County | 7 | Average Weekday | SCE | 1-in-2 | 2027 | 11 |  |  |  | 70.82 | 1
| Zone | South Orange County | 7 | Average Weekday | SCE | 1-in-2 | 2027 | 12 |  |  |  | 72.7892 | 1
| Zone | South Orange County | 7 | Average Weekday | SCE | 1-in-2 | 2027 | 13 |  |  |  | 73.936 | 1
| Zone | South Orange County | 7 | Average Weekday | SCE | 1-in-2 | 2027 | 14 |  |  |  | 74.2985 | 1
| Zone | South Orange County | 7 | Average Weekday | SCE | 1-in-2 | 2027 | 15 |  |  |  | 75.1656 | 1
| Zone | South Orange County | 7 | Average Weekday | SCE | 1-in-2 | 2027 | 16 |  |  |  | 75.3757 | 1
| Zone | South Orange County | 7 | Average Weekday | SCE | 1-in-2 | 2027 | 17 |  |  |  | 75.5332 | 1
| Zone | South Orange County | 7 | Average Weekday | SCE | 1-in-2 | 2027 | 18 |  |  |  | 75.0031 | 1
| Zone | South Orange County | 7 | Average Weekday | SCE | 1-in-2 | 2027 | 19 |  |  |  | 73.9945 | 1
| Zone | South Orange County | 7 | Average Weekday | SCE | 1-in-2 | 2027 | 20 |  |  |  | 72.6964 | 1
| Zone | South Orange County | 7 | Average Weekday | SCE | 1-in-2 | 2027 | 21 |  |  |  | 70.461 | 1
| Zone | South Orange County | 7 | Average Weekday | SCE | 1-in-2 | 2027 | 22 |  |  |  | 68.3221 | 1
| Zone | South Orange County | 7 | Average Weekday | SCE | 1-in-2 | 2027 | 23 |  |  |  | 67.3934 | 1
| Zone | South Orange County | 7 | Average Weekday | SCE | 1-in-2 | 2027 | 24 |  |  |  | 66.8977 | 1
| Zone | South Orange County | 7 | Monthly System Peak Day | SCE | 1-in-2 | 2027 | 1 |  |  |  | 67.6667 | 1
| Zone | South Orange County | 7 | Monthly System Peak Day | SCE | 1-in-2 | 2027 | 2 |  |  |  | 67.2378 | 1
| Zone | South Orange County | 7 | Monthly System Peak Day | SCE | 1-in-2 | 2027 | 3 |  |  |  | 66.6256 | 1
| Zone | South Orange County | 7 | Monthly System Peak Day | SCE | 1-in-2 | 2027 | 4 |  |  |  | 66.4067 | 1
| Zone | South Orange County | 7 | Monthly System Peak Day | SCE | 1-in-2 | 2027 | 5 |  |  |  | 66.3189 | 1
| Zone | South Orange County | 7 | Monthly System Peak Day | SCE | 1-in-2 | 2027 | 6 |  |  |  | 66.2333 | 1
| Zone | South Orange County | 7 | Monthly System Peak Day | SCE | 1-in-2 | 2027 | 7 |  |  |  | 65.8556 | 1
| Zone | South Orange County | 7 | Monthly System Peak Day | SCE | 1-in-2 | 2027 | 8 |  |  |  | 66.3544 | 1
| Zone | South Orange County | 7 | Monthly System Peak Day | SCE | 1-in-2 | 2027 | 9 |  |  |  | 68.31 | 1
| Zone | South Orange County | 7 | Monthly System Peak Day | SCE | 1-in-2 | 2027 | 10 |  |  |  | 71.2022 | 1
| Zone | South Orange County | 7 | Monthly System Peak Day | SCE | 1-in-2 | 2027 | 11 |  |  |  | 74.3444 | 1
| Zone | South Orange County | 7 | Monthly System Peak Day | SCE | 1-in-2 | 2027 | 12 |  |  |  | 77.1111 | 1
| Zone | South Orange County | 7 | Monthly System Peak Day | SCE | 1-in-2 | 2027 | 13 |  |  |  | 78.7833 | 1
| Zone | South Orange County | 7 | Monthly System Peak Day | SCE | 1-in-2 | 2027 | 14 |  |  |  | 79.2778 | 1
| Zone | South Orange County | 7 | Monthly System Peak Day | SCE | 1-in-2 | 2027 | 15 |  |  |  | 80.7444 | 1
| Zone | South Orange County | 7 | Monthly System Peak Day | SCE | 1-in-2 | 2027 | 16 |  |  |  | 80.7556 | 1
| Zone | South Orange County | 7 | Monthly System Peak Day | SCE | 1-in-2 | 2027 | 17 |  |  |  | 82.2667 | 1
| Zone | South Orange County | 7 | Monthly System Peak Day | SCE | 1-in-2 | 2027 | 18 |  |  |  | 81.2889 | 1
| Zone | South Orange County | 7 | Monthly System Peak Day | SCE | 1-in-2 | 2027 | 19 |  |  |  | 78.7444 | 1
| Zone | South Orange County | 7 | Monthly System Peak Day | SCE | 1-in-2 | 2027 | 20 |  |  |  | 76.9889 | 1
| Zone | South Orange County | 7 | Monthly System Peak Day | SCE | 1-in-2 | 2027 | 21 |  |  |  | 75.0667 | 1
| Zone | South Orange County | 7 | Monthly System Peak Day | SCE | 1-in-2 | 2027 | 22 |  |  |  | 72.0311 | 1
| Zone | South Orange County | 7 | Monthly System Peak Day | SCE | 1-in-2 | 2027 | 23 |  |  |  | 70.24 | 1
| Zone | South Orange County | 7 | Monthly System Peak Day | SCE | 1-in-2 | 2027 | 24 |  |  |  | 69.3089 | 1
| Zone | South Orange County | 8 | Average Weekday | SCE | 1-in-2 | 2027 | 1 |  |  |  | 67.8148 | 1
| Zone | South Orange County | 8 | Average Weekday | SCE | 1-in-2 | 2027 | 2 |  |  |  | 67.3859 | 1
| Zone | South Orange County | 8 | Average Weekday | SCE | 1-in-2 | 2027 | 3 |  |  |  | 67.0598 | 1
| Zone | South Orange County | 8 | Average Weekday | SCE | 1-in-2 | 2027 | 4 |  |  |  | 66.7292 | 1
| Zone | South Orange County | 8 | Average Weekday | SCE | 1-in-2 | 2027 | 5 |  |  |  | 66.3823 | 1
| Zone | South Orange County | 8 | Average Weekday | SCE | 1-in-2 | 2027 | 6 |  |  |  | 66.1019 | 1
| Zone | South Orange County | 8 | Average Weekday | SCE | 1-in-2 | 2027 | 7 |  |  |  | 65.9604 | 1
| Zone | South Orange County | 8 | Average Weekday | SCE | 1-in-2 | 2027 | 8 |  |  |  | 66.1177 | 1
| Zone | South Orange County | 8 | Average Weekday | SCE | 1-in-2 | 2027 | 9 |  |  |  | 67.3343 | 1
| Zone | South Orange County | 8 | Average Weekday | SCE | 1-in-2 | 2027 | 10 |  |  |  | 69.3146 | 1
| Zone | South Orange County | 8 | Average Weekday | SCE | 1-in-2 | 2027 | 11 |  |  |  | 72.0113 | 1
| Zone | South Orange County | 8 | Average Weekday | SCE | 1-in-2 | 2027 | 12 |  |  |  | 74.6335 | 1
| Zone | South Orange County | 8 | Average Weekday | SCE | 1-in-2 | 2027 | 13 |  |  |  | 75.7629 | 1
| Zone | South Orange County | 8 | Average Weekday | SCE | 1-in-2 | 2027 | 14 |  |  |  | 76.6644 | 1
| Zone | South Orange County | 8 | Average Weekday | SCE | 1-in-2 | 2027 | 15 |  |  |  | 77.4824 | 1
| Zone | South Orange County | 8 | Average Weekday | SCE | 1-in-2 | 2027 | 16 |  |  |  | 77.8866 | 1
| Zone | South Orange County | 8 | Average Weekday | SCE | 1-in-2 | 2027 | 17 |  |  |  | 78.0986 | 1
| Zone | South Orange County | 8 | Average Weekday | SCE | 1-in-2 | 2027 | 18 |  |  |  | 77.5193 | 1
| Zone | South Orange County | 8 | Average Weekday | SCE | 1-in-2 | 2027 | 19 |  |  |  | 76.4611 | 1
| Zone | South Orange County | 8 | Average Weekday | SCE | 1-in-2 | 2027 | 20 |  |  |  | 74.6475 | 1
| Zone | South Orange County | 8 | Average Weekday | SCE | 1-in-2 | 2027 | 21 |  |  |  | 71.7865 | 1
| Zone | South Orange County | 8 | Average Weekday | SCE | 1-in-2 | 2027 | 22 |  |  |  | 69.784 | 1
| Zone | South Orange County | 8 | Average Weekday | SCE | 1-in-2 | 2027 | 23 |  |  |  | 68.9044 | 1
| Zone | South Orange County | 8 | Average Weekday | SCE | 1-in-2 | 2027 | 24 |  |  |  | 68.3345 | 1
| Zone | South Orange County | 8 | Monthly System Peak Day | SCE | 1-in-2 | 2027 | 1 |  |  |  | 72.3222 | 1
| Zone | South Orange County | 8 | Monthly System Peak Day | SCE | 1-in-2 | 2027 | 2 |  |  |  | 71.6711 | 1
| Zone | South Orange County | 8 | Monthly System Peak Day | SCE | 1-in-2 | 2027 | 3 |  |  |  | 71.3533 | 1
| Zone | South Orange County | 8 | Monthly System Peak Day | SCE | 1-in-2 | 2027 | 4 |  |  |  | 70.8778 | 1
| Zone | South Orange County | 8 | Monthly System Peak Day | SCE | 1-in-2 | 2027 | 5 |  |  |  | 70.9267 | 1
| Zone | South Orange County | 8 | Monthly System Peak Day | SCE | 1-in-2 | 2027 | 6 |  |  |  | 70.8844 | 1
| Zone | South Orange County | 8 | Monthly System Peak Day | SCE | 1-in-2 | 2027 | 7 |  |  |  | 70.8222 | 1
| Zone | South Orange County | 8 | Monthly System Peak Day | SCE | 1-in-2 | 2027 | 8 |  |  |  | 70.8578 | 1
| Zone | South Orange County | 8 | Monthly System Peak Day | SCE | 1-in-2 | 2027 | 9 |  |  |  | 72.3711 | 1
| Zone | South Orange County | 8 | Monthly System Peak Day | SCE | 1-in-2 | 2027 | 10 |  |  |  | 75.7 | 1
| Zone | South Orange County | 8 | Monthly System Peak Day | SCE | 1-in-2 | 2027 | 11 |  |  |  | 79.5889 | 1
| Zone | South Orange County | 8 | Monthly System Peak Day | SCE | 1-in-2 | 2027 | 12 |  |  |  | 82.6222 | 1
| Zone | South Orange County | 8 | Monthly System Peak Day | SCE | 1-in-2 | 2027 | 13 |  |  |  | 83.5 | 1
| Zone | South Orange County | 8 | Monthly System Peak Day | SCE | 1-in-2 | 2027 | 14 |  |  |  | 84.7556 | 1
| Zone | South Orange County | 8 | Monthly System Peak Day | SCE | 1-in-2 | 2027 | 15 |  |  |  | 85.5889 | 1
| Zone | South Orange County | 8 | Monthly System Peak Day | SCE | 1-in-2 | 2027 | 16 |  |  |  | 85.0667 | 1
| Zone | South Orange County | 8 | Monthly System Peak Day | SCE | 1-in-2 | 2027 | 17 |  |  |  | 85.0889 | 1
| Zone | South Orange County | 8 | Monthly System Peak Day | SCE | 1-in-2 | 2027 | 18 |  |  |  | 84.5667 | 1
| Zone | South Orange County | 8 | Monthly System Peak Day | SCE | 1-in-2 | 2027 | 19 |  |  |  | 84.4667 | 1
| Zone | South Orange County | 8 | Monthly System Peak Day | SCE | 1-in-2 | 2027 | 20 |  |  |  | 82.4111 | 1
| Zone | South Orange County | 8 | Monthly System Peak Day | SCE | 1-in-2 | 2027 | 21 |  |  |  | 78.1778 | 1
| Zone | South Orange County | 8 | Monthly System Peak Day | SCE | 1-in-2 | 2027 | 22 |  |  |  | 75.1222 | 1
| Zone | South Orange County | 8 | Monthly System Peak Day | SCE | 1-in-2 | 2027 | 23 |  |  |  | 74.0444 | 1
| Zone | South Orange County | 8 | Monthly System Peak Day | SCE | 1-in-2 | 2027 | 24 |  |  |  | 73.2733 | 1
| Zone | South Orange County | 8 | Typical Event Day | SCE | 1-in-2 | 2027 | 1 |  |  |  | 68.5747 | 1
| Zone | South Orange County | 8 | Typical Event Day | SCE | 1-in-2 | 2027 | 2 |  |  |  | 68.0547 | 1
| Zone | South Orange County | 8 | Typical Event Day | SCE | 1-in-2 | 2027 | 3 |  |  |  | 67.6256 | 1
| Zone | South Orange County | 8 | Typical Event Day | SCE | 1-in-2 | 2027 | 4 |  |  |  | 67.2572 | 1
| Zone | South Orange County | 8 | Typical Event Day | SCE | 1-in-2 | 2027 | 5 |  |  |  | 67.0617 | 1
| Zone | South Orange County | 8 | Typical Event Day | SCE | 1-in-2 | 2027 | 6 |  |  |  | 66.8347 | 1
| Zone | South Orange County | 8 | Typical Event Day | SCE | 1-in-2 | 2027 | 7 |  |  |  | 66.6636 | 1
| Zone | South Orange County | 8 | Typical Event Day | SCE | 1-in-2 | 2027 | 8 |  |  |  | 66.8472 | 1
| Zone | South Orange County | 8 | Typical Event Day | SCE | 1-in-2 | 2027 | 9 |  |  |  | 68.6117 | 1
| Zone | South Orange County | 8 | Typical Event Day | SCE | 1-in-2 | 2027 | 10 |  |  |  | 71.9747 | 1
| Zone | South Orange County | 8 | Typical Event Day | SCE | 1-in-2 | 2027 | 11 |  |  |  | 75.5239 | 1
| Zone | South Orange County | 8 | Typical Event Day | SCE | 1-in-2 | 2027 | 12 |  |  |  | 78.5044 | 1
| Zone | South Orange County | 8 | Typical Event Day | SCE | 1-in-2 | 2027 | 13 |  |  |  | 79.8989 | 1
| Zone | South Orange County | 8 | Typical Event Day | SCE | 1-in-2 | 2027 | 14 |  |  |  | 80.9911 | 1
| Zone | South Orange County | 8 | Typical Event Day | SCE | 1-in-2 | 2027 | 15 |  |  |  | 82.4944 | 1
| Zone | South Orange County | 8 | Typical Event Day | SCE | 1-in-2 | 2027 | 16 |  |  |  | 82.8494 | 1
| Zone | South Orange County | 8 | Typical Event Day | SCE | 1-in-2 | 2027 | 17 |  |  |  | 83.5472 | 1
| Zone | South Orange County | 8 | Typical Event Day | SCE | 1-in-2 | 2027 | 18 |  |  |  | 82.95 | 1
| Zone | South Orange County | 8 | Typical Event Day | SCE | 1-in-2 | 2027 | 19 |  |  |  | 81.3389 | 1
| Zone | South Orange County | 8 | Typical Event Day | SCE | 1-in-2 | 2027 | 20 |  |  |  | 79.6344 | 1
| Zone | South Orange County | 8 | Typical Event Day | SCE | 1-in-2 | 2027 | 21 |  |  |  | 76.9333 | 1
| Zone | South Orange County | 8 | Typical Event Day | SCE | 1-in-2 | 2027 | 22 |  |  |  | 74.3158 | 1
| Zone | South Orange County | 8 | Typical Event Day | SCE | 1-in-2 | 2027 | 23 |  |  |  | 72.8681 | 1
| Zone | South Orange County | 8 | Typical Event Day | SCE | 1-in-2 | 2027 | 24 |  |  |  | 71.255 | 1
| Zone | South Orange County | 9 | Average Weekday | SCE | 1-in-2 | 2027 | 1 |  |  |  | 67.9294 | 1
| Zone | South Orange County | 9 | Average Weekday | SCE | 1-in-2 | 2027 | 2 |  |  |  | 67.3565 | 1
| Zone | South Orange County | 9 | Average Weekday | SCE | 1-in-2 | 2027 | 3 |  |  |  | 66.8845 | 1
| Zone | South Orange County | 9 | Average Weekday | SCE | 1-in-2 | 2027 | 4 |  |  |  | 66.4876 | 1
| Zone | South Orange County | 9 | Average Weekday | SCE | 1-in-2 | 2027 | 5 |  |  |  | 66.134 | 1
| Zone | South Orange County | 9 | Average Weekday | SCE | 1-in-2 | 2027 | 6 |  |  |  | 65.817 | 1
| Zone | South Orange County | 9 | Average Weekday | SCE | 1-in-2 | 2027 | 7 |  |  |  | 65.6568 | 1
| Zone | South Orange County | 9 | Average Weekday | SCE | 1-in-2 | 2027 | 8 |  |  |  | 65.6593 | 1
| Zone | South Orange County | 9 | Average Weekday | SCE | 1-in-2 | 2027 | 9 |  |  |  | 66.389 | 1
| Zone | South Orange County | 9 | Average Weekday | SCE | 1-in-2 | 2027 | 10 |  |  |  | 68.449 | 1
| Zone | South Orange County | 9 | Average Weekday | SCE | 1-in-2 | 2027 | 11 |  |  |  | 71.1643 | 1
| Zone | South Orange County | 9 | Average Weekday | SCE | 1-in-2 | 2027 | 12 |  |  |  | 73.7869 | 1
| Zone | South Orange County | 9 | Average Weekday | SCE | 1-in-2 | 2027 | 13 |  |  |  | 75.2473 | 1
| Zone | South Orange County | 9 | Average Weekday | SCE | 1-in-2 | 2027 | 14 |  |  |  | 76.2986 | 1
| Zone | South Orange County | 9 | Average Weekday | SCE | 1-in-2 | 2027 | 15 |  |  |  | 76.8973 | 1
| Zone | South Orange County | 9 | Average Weekday | SCE | 1-in-2 | 2027 | 16 |  |  |  | 76.9567 | 1
| Zone | South Orange County | 9 | Average Weekday | SCE | 1-in-2 | 2027 | 17 |  |  |  | 76.742 | 1
| Zone | South Orange County | 9 | Average Weekday | SCE | 1-in-2 | 2027 | 18 |  |  |  | 76.0147 | 1
| Zone | South Orange County | 9 | Average Weekday | SCE | 1-in-2 | 2027 | 19 |  |  |  | 74.7419 | 1
| Zone | South Orange County | 9 | Average Weekday | SCE | 1-in-2 | 2027 | 20 |  |  |  | 72.6114 | 1
| Zone | South Orange County | 9 | Average Weekday | SCE | 1-in-2 | 2027 | 21 |  |  |  | 70.6106 | 1
| Zone | South Orange County | 9 | Average Weekday | SCE | 1-in-2 | 2027 | 22 |  |  |  | 69.76 | 1
| Zone | South Orange County | 9 | Average Weekday | SCE | 1-in-2 | 2027 | 23 |  |  |  | 69.1248 | 1
| Zone | South Orange County | 9 | Average Weekday | SCE | 1-in-2 | 2027 | 24 |  |  |  | 68.4062 | 1
| Zone | South Orange County | 9 | Monthly System Peak Day | SCE | 1-in-2 | 2027 | 1 |  |  |  | 71.2267 | 1
| Zone | South Orange County | 9 | Monthly System Peak Day | SCE | 1-in-2 | 2027 | 2 |  |  |  | 70.4189 | 1
| Zone | South Orange County | 9 | Monthly System Peak Day | SCE | 1-in-2 | 2027 | 3 |  |  |  | 70.2067 | 1
| Zone | South Orange County | 9 | Monthly System Peak Day | SCE | 1-in-2 | 2027 | 4 |  |  |  | 69.8144 | 1
| Zone | South Orange County | 9 | Monthly System Peak Day | SCE | 1-in-2 | 2027 | 5 |  |  |  | 69.3633 | 1
| Zone | South Orange County | 9 | Monthly System Peak Day | SCE | 1-in-2 | 2027 | 6 |  |  |  | 69.0878 | 1
| Zone | South Orange County | 9 | Monthly System Peak Day | SCE | 1-in-2 | 2027 | 7 |  |  |  | 69.0011 | 1
| Zone | South Orange County | 9 | Monthly System Peak Day | SCE | 1-in-2 | 2027 | 8 |  |  |  | 68.6444 | 1
| Zone | South Orange County | 9 | Monthly System Peak Day | SCE | 1-in-2 | 2027 | 9 |  |  |  | 70.4833 | 1
| Zone | South Orange County | 9 | Monthly System Peak Day | SCE | 1-in-2 | 2027 | 10 |  |  |  | 74.8556 | 1
| Zone | South Orange County | 9 | Monthly System Peak Day | SCE | 1-in-2 | 2027 | 11 |  |  |  | 79.5667 | 1
| Zone | South Orange County | 9 | Monthly System Peak Day | SCE | 1-in-2 | 2027 | 12 |  |  |  | 83.8778 | 1
| Zone | South Orange County | 9 | Monthly System Peak Day | SCE | 1-in-2 | 2027 | 13 |  |  |  | 86.7111 | 1
| Zone | South Orange County | 9 | Monthly System Peak Day | SCE | 1-in-2 | 2027 | 14 |  |  |  | 88.3889 | 1
| Zone | South Orange County | 9 | Monthly System Peak Day | SCE | 1-in-2 | 2027 | 15 |  |  |  | 89.9222 | 1
| Zone | South Orange County | 9 | Monthly System Peak Day | SCE | 1-in-2 | 2027 | 16 |  |  |  | 89.7222 | 1
| Zone | South Orange County | 9 | Monthly System Peak Day | SCE | 1-in-2 | 2027 | 17 |  |  |  | 90.3778 | 1
| Zone | South Orange County | 9 | Monthly System Peak Day | SCE | 1-in-2 | 2027 | 18 |  |  |  | 90.2778 | 1
| Zone | South Orange County | 9 | Monthly System Peak Day | SCE | 1-in-2 | 2027 | 19 |  |  |  | 89.2222 | 1
| Zone | South Orange County | 9 | Monthly System Peak Day | SCE | 1-in-2 | 2027 | 20 |  |  |  | 88.0111 | 1
| Zone | South Orange County | 9 | Monthly System Peak Day | SCE | 1-in-2 | 2027 | 21 |  |  |  | 85.1889 | 1
| Zone | South Orange County | 9 | Monthly System Peak Day | SCE | 1-in-2 | 2027 | 22 |  |  |  | 82.5778 | 1
| Zone | South Orange County | 9 | Monthly System Peak Day | SCE | 1-in-2 | 2027 | 23 |  |  |  | 80.4667 | 1
| Zone | South Orange County | 9 | Monthly System Peak Day | SCE | 1-in-2 | 2027 | 24 |  |  |  | 77.2889 | 1
| Zone | South Orange County | 10 | Average Weekday | SCE | 1-in-2 | 2027 | 1 |  |  |  | 63.9844 | 1
| Zone | South Orange County | 10 | Average Weekday | SCE | 1-in-2 | 2027 | 2 |  |  |  | 63.2554 | 1
| Zone | South Orange County | 10 | Average Weekday | SCE | 1-in-2 | 2027 | 3 |  |  |  | 62.5135 | 1
| Zone | South Orange County | 10 | Average Weekday | SCE | 1-in-2 | 2027 | 4 |  |  |  | 61.9402 | 1
| Zone | South Orange County | 10 | Average Weekday | SCE | 1-in-2 | 2027 | 5 |  |  |  | 61.352 | 1
| Zone | South Orange County | 10 | Average Weekday | SCE | 1-in-2 | 2027 | 6 |  |  |  | 61.0596 | 1
| Zone | South Orange County | 10 | Average Weekday | SCE | 1-in-2 | 2027 | 7 |  |  |  | 60.878 | 1
| Zone | South Orange County | 10 | Average Weekday | SCE | 1-in-2 | 2027 | 8 |  |  |  | 60.7845 | 1
| Zone | South Orange County | 10 | Average Weekday | SCE | 1-in-2 | 2027 | 9 |  |  |  | 61.1327 | 1
| Zone | South Orange County | 10 | Average Weekday | SCE | 1-in-2 | 2027 | 10 |  |  |  | 63.2855 | 1
| Zone | South Orange County | 10 | Average Weekday | SCE | 1-in-2 | 2027 | 11 |  |  |  | 66.1247 | 1
| Zone | South Orange County | 10 | Average Weekday | SCE | 1-in-2 | 2027 | 12 |  |  |  | 68.6962 | 1
| Zone | South Orange County | 10 | Average Weekday | SCE | 1-in-2 | 2027 | 13 |  |  |  | 71.0626 | 1
| Zone | South Orange County | 10 | Average Weekday | SCE | 1-in-2 | 2027 | 14 |  |  |  | 72.4527 | 1
| Zone | South Orange County | 10 | Average Weekday | SCE | 1-in-2 | 2027 | 15 |  |  |  | 73.3673 | 1
| Zone | South Orange County | 10 | Average Weekday | SCE | 1-in-2 | 2027 | 16 |  |  |  | 73.5557 | 1
| Zone | South Orange County | 10 | Average Weekday | SCE | 1-in-2 | 2027 | 17 |  |  |  | 72.9948 | 1
| Zone | South Orange County | 10 | Average Weekday | SCE | 1-in-2 | 2027 | 18 |  |  |  | 72.2091 | 1
| Zone | South Orange County | 10 | Average Weekday | SCE | 1-in-2 | 2027 | 19 |  |  |  | 70.827 | 1
| Zone | South Orange County | 10 | Average Weekday | SCE | 1-in-2 | 2027 | 20 |  |  |  | 68.6842 | 1
| Zone | South Orange County | 10 | Average Weekday | SCE | 1-in-2 | 2027 | 21 |  |  |  | 67.4867 | 1
| Zone | South Orange County | 10 | Average Weekday | SCE | 1-in-2 | 2027 | 22 |  |  |  | 66.5315 | 1
| Zone | South Orange County | 10 | Average Weekday | SCE | 1-in-2 | 2027 | 23 |  |  |  | 65.6579 | 1
| Zone | South Orange County | 10 | Average Weekday | SCE | 1-in-2 | 2027 | 24 |  |  |  | 64.716 | 1
| Zone | South Orange County | 10 | Monthly System Peak Day | SCE | 1-in-2 | 2027 | 1 |  |  |  | 72.5944 | 1
| Zone | South Orange County | 10 | Monthly System Peak Day | SCE | 1-in-2 | 2027 | 2 |  |  |  | 70.3256 | 1
| Zone | South Orange County | 10 | Monthly System Peak Day | SCE | 1-in-2 | 2027 | 3 |  |  |  | 67.7222 | 1
| Zone | South Orange County | 10 | Monthly System Peak Day | SCE | 1-in-2 | 2027 | 4 |  |  |  | 66.7278 | 1
| Zone | South Orange County | 10 | Monthly System Peak Day | SCE | 1-in-2 | 2027 | 5 |  |  |  | 65.9078 | 1
| Zone | South Orange County | 10 | Monthly System Peak Day | SCE | 1-in-2 | 2027 | 6 |  |  |  | 65.4256 | 1
| Zone | South Orange County | 10 | Monthly System Peak Day | SCE | 1-in-2 | 2027 | 7 |  |  |  | 64.9611 | 1
| Zone | South Orange County | 10 | Monthly System Peak Day | SCE | 1-in-2 | 2027 | 8 |  |  |  | 64.9033 | 1
| Zone | South Orange County | 10 | Monthly System Peak Day | SCE | 1-in-2 | 2027 | 9 |  |  |  | 66.1911 | 1
| Zone | South Orange County | 10 | Monthly System Peak Day | SCE | 1-in-2 | 2027 | 10 |  |  |  | 70.9667 | 1
| Zone | South Orange County | 10 | Monthly System Peak Day | SCE | 1-in-2 | 2027 | 11 |  |  |  | 77.1556 | 1
| Zone | South Orange County | 10 | Monthly System Peak Day | SCE | 1-in-2 | 2027 | 12 |  |  |  | 84.0444 | 1
| Zone | South Orange County | 10 | Monthly System Peak Day | SCE | 1-in-2 | 2027 | 13 |  |  |  | 88.1333 | 1
| Zone | South Orange County | 10 | Monthly System Peak Day | SCE | 1-in-2 | 2027 | 14 |  |  |  | 91.2222 | 1
| Zone | South Orange County | 10 | Monthly System Peak Day | SCE | 1-in-2 | 2027 | 15 |  |  |  | 91.7667 | 1
| Zone | South Orange County | 10 | Monthly System Peak Day | SCE | 1-in-2 | 2027 | 16 |  |  |  | 90.8889 | 1
| Zone | South Orange County | 10 | Monthly System Peak Day | SCE | 1-in-2 | 2027 | 17 |  |  |  | 89.7778 | 1
| Zone | South Orange County | 10 | Monthly System Peak Day | SCE | 1-in-2 | 2027 | 18 |  |  |  | 89.4778 | 1
| Zone | South Orange County | 10 | Monthly System Peak Day | SCE | 1-in-2 | 2027 | 19 |  |  |  | 88.1556 | 1
| Zone | South Orange County | 10 | Monthly System Peak Day | SCE | 1-in-2 | 2027 | 20 |  |  |  | 83.8889 | 1
| Zone | South Orange County | 10 | Monthly System Peak Day | SCE | 1-in-2 | 2027 | 21 |  |  |  | 81.7667 | 1
| Zone | South Orange County | 10 | Monthly System Peak Day | SCE | 1-in-2 | 2027 | 22 |  |  |  | 79.5667 | 1
| Zone | South Orange County | 10 | Monthly System Peak Day | SCE | 1-in-2 | 2027 | 23 |  |  |  | 77.1556 | 1
| Zone | South Orange County | 10 | Monthly System Peak Day | SCE | 1-in-2 | 2027 | 24 |  |  |  | 75.1222 | 1
| Zone | South Orange County | 11 | Average Weekday | SCE | 1-in-2 | 2027 | 1 |  |  |  | 59.4519 | 1
| Zone | South Orange County | 11 | Average Weekday | SCE | 1-in-2 | 2027 | 2 |  |  |  | 58.7153 | 1
| Zone | South Orange County | 11 | Average Weekday | SCE | 1-in-2 | 2027 | 3 |  |  |  | 58.0665 | 1
| Zone | South Orange County | 11 | Average Weekday | SCE | 1-in-2 | 2027 | 4 |  |  |  | 57.4587 | 1
| Zone | South Orange County | 11 | Average Weekday | SCE | 1-in-2 | 2027 | 5 |  |  |  | 56.9065 | 1
| Zone | South Orange County | 11 | Average Weekday | SCE | 1-in-2 | 2027 | 6 |  |  |  | 56.6175 | 1
| Zone | South Orange County | 11 | Average Weekday | SCE | 1-in-2 | 2027 | 7 |  |  |  | 56.3543 | 1
| Zone | South Orange County | 11 | Average Weekday | SCE | 1-in-2 | 2027 | 8 |  |  |  | 56.5264 | 1
| Zone | South Orange County | 11 | Average Weekday | SCE | 1-in-2 | 2027 | 9 |  |  |  | 57.9307 | 1
| Zone | South Orange County | 11 | Average Weekday | SCE | 1-in-2 | 2027 | 10 |  |  |  | 61.0544 | 1
| Zone | South Orange County | 11 | Average Weekday | SCE | 1-in-2 | 2027 | 11 |  |  |  | 64.2326 | 1
| Zone | South Orange County | 11 | Average Weekday | SCE | 1-in-2 | 2027 | 12 |  |  |  | 67.0165 | 1
| Zone | South Orange County | 11 | Average Weekday | SCE | 1-in-2 | 2027 | 13 |  |  |  | 69.027 | 1
| Zone | South Orange County | 11 | Average Weekday | SCE | 1-in-2 | 2027 | 14 |  |  |  | 69.9835 | 1
| Zone | South Orange County | 11 | Average Weekday | SCE | 1-in-2 | 2027 | 15 |  |  |  | 70.1055 | 1
| Zone | South Orange County | 11 | Average Weekday | SCE | 1-in-2 | 2027 | 16 |  |  |  | 69.6706 | 1
| Zone | South Orange County | 11 | Average Weekday | SCE | 1-in-2 | 2027 | 17 |  |  |  | 68.7246 | 1
| Zone | South Orange County | 11 | Average Weekday | SCE | 1-in-2 | 2027 | 18 |  |  |  | 66.9267 | 1
| Zone | South Orange County | 11 | Average Weekday | SCE | 1-in-2 | 2027 | 19 |  |  |  | 65.1492 | 1
| Zone | South Orange County | 11 | Average Weekday | SCE | 1-in-2 | 2027 | 20 |  |  |  | 64.0634 | 1
| Zone | South Orange County | 11 | Average Weekday | SCE | 1-in-2 | 2027 | 21 |  |  |  | 63.0126 | 1
| Zone | South Orange County | 11 | Average Weekday | SCE | 1-in-2 | 2027 | 22 |  |  |  | 62.0379 | 1
| Zone | South Orange County | 11 | Average Weekday | SCE | 1-in-2 | 2027 | 23 |  |  |  | 61.0313 | 1
| Zone | South Orange County | 11 | Average Weekday | SCE | 1-in-2 | 2027 | 24 |  |  |  | 60.109 | 1
| Zone | South Orange County | 11 | Monthly System Peak Day | SCE | 1-in-2 | 2027 | 1 |  |  |  | 63.1511 | 1
| Zone | South Orange County | 11 | Monthly System Peak Day | SCE | 1-in-2 | 2027 | 2 |  |  |  | 61.7556 | 1
| Zone | South Orange County | 11 | Monthly System Peak Day | SCE | 1-in-2 | 2027 | 3 |  |  |  | 60.7956 | 1
| Zone | South Orange County | 11 | Monthly System Peak Day | SCE | 1-in-2 | 2027 | 4 |  |  |  | 59.7011 | 1
| Zone | South Orange County | 11 | Monthly System Peak Day | SCE | 1-in-2 | 2027 | 5 |  |  |  | 58.6256 | 1
| Zone | South Orange County | 11 | Monthly System Peak Day | SCE | 1-in-2 | 2027 | 6 |  |  |  | 57.4356 | 1
| Zone | South Orange County | 11 | Monthly System Peak Day | SCE | 1-in-2 | 2027 | 7 |  |  |  | 56.8811 | 1
| Zone | South Orange County | 11 | Monthly System Peak Day | SCE | 1-in-2 | 2027 | 8 |  |  |  | 57.2111 | 1
| Zone | South Orange County | 11 | Monthly System Peak Day | SCE | 1-in-2 | 2027 | 9 |  |  |  | 60.4744 | 1
| Zone | South Orange County | 11 | Monthly System Peak Day | SCE | 1-in-2 | 2027 | 10 |  |  |  | 65.9156 | 1
| Zone | South Orange County | 11 | Monthly System Peak Day | SCE | 1-in-2 | 2027 | 11 |  |  |  | 72.2267 | 1
| Zone | South Orange County | 11 | Monthly System Peak Day | SCE | 1-in-2 | 2027 | 12 |  |  |  | 78.2222 | 1
| Zone | South Orange County | 11 | Monthly System Peak Day | SCE | 1-in-2 | 2027 | 13 |  |  |  | 83.2222 | 1
| Zone | South Orange County | 11 | Monthly System Peak Day | SCE | 1-in-2 | 2027 | 14 |  |  |  | 85.8667 | 1
| Zone | South Orange County | 11 | Monthly System Peak Day | SCE | 1-in-2 | 2027 | 15 |  |  |  | 85.8444 | 1
| Zone | South Orange County | 11 | Monthly System Peak Day | SCE | 1-in-2 | 2027 | 16 |  |  |  | 84.4889 | 1
| Zone | South Orange County | 11 | Monthly System Peak Day | SCE | 1-in-2 | 2027 | 17 |  |  |  | 83.0889 | 1
| Zone | South Orange County | 11 | Monthly System Peak Day | SCE | 1-in-2 | 2027 | 18 |  |  |  | 79.4444 | 1
| Zone | South Orange County | 11 | Monthly System Peak Day | SCE | 1-in-2 | 2027 | 19 |  |  |  | 76.5 | 1
| Zone | South Orange County | 11 | Monthly System Peak Day | SCE | 1-in-2 | 2027 | 20 |  |  |  | 74.3333 | 1
| Zone | South Orange County | 11 | Monthly System Peak Day | SCE | 1-in-2 | 2027 | 21 |  |  |  | 72.5133 | 1
| Zone | South Orange County | 11 | Monthly System Peak Day | SCE | 1-in-2 | 2027 | 22 |  |  |  | 70.4044 | 1
| Zone | South Orange County | 11 | Monthly System Peak Day | SCE | 1-in-2 | 2027 | 23 |  |  |  | 68.8122 | 1
| Zone | South Orange County | 11 | Monthly System Peak Day | SCE | 1-in-2 | 2027 | 24 |  |  |  | 67.2444 | 1
| Zone | South Orange County | 12 | Average Weekday | SCE | 1-in-2 | 2027 | 1 |  |  |  | 54.0608 | 1
| Zone | South Orange County | 12 | Average Weekday | SCE | 1-in-2 | 2027 | 2 |  |  |  | 53.4401 | 1
| Zone | South Orange County | 12 | Average Weekday | SCE | 1-in-2 | 2027 | 3 |  |  |  | 52.8948 | 1
| Zone | South Orange County | 12 | Average Weekday | SCE | 1-in-2 | 2027 | 4 |  |  |  | 52.3482 | 1
| Zone | South Orange County | 12 | Average Weekday | SCE | 1-in-2 | 2027 | 5 |  |  |  | 51.8615 | 1
| Zone | South Orange County | 12 | Average Weekday | SCE | 1-in-2 | 2027 | 6 |  |  |  | 51.3658 | 1
| Zone | South Orange County | 12 | Average Weekday | SCE | 1-in-2 | 2027 | 7 |  |  |  | 51.0159 | 1
| Zone | South Orange County | 12 | Average Weekday | SCE | 1-in-2 | 2027 | 8 |  |  |  | 50.8932 | 1
| Zone | South Orange County | 12 | Average Weekday | SCE | 1-in-2 | 2027 | 9 |  |  |  | 51.5791 | 1
| Zone | South Orange County | 12 | Average Weekday | SCE | 1-in-2 | 2027 | 10 |  |  |  | 53.7416 | 1
| Zone | South Orange County | 12 | Average Weekday | SCE | 1-in-2 | 2027 | 11 |  |  |  | 56.621 | 1
| Zone | South Orange County | 12 | Average Weekday | SCE | 1-in-2 | 2027 | 12 |  |  |  | 59.2355 | 1
| Zone | South Orange County | 12 | Average Weekday | SCE | 1-in-2 | 2027 | 13 |  |  |  | 61.2844 | 1
| Zone | South Orange County | 12 | Average Weekday | SCE | 1-in-2 | 2027 | 14 |  |  |  | 62.6466 | 1
| Zone | South Orange County | 12 | Average Weekday | SCE | 1-in-2 | 2027 | 15 |  |  |  | 62.7982 | 1
| Zone | South Orange County | 12 | Average Weekday | SCE | 1-in-2 | 2027 | 16 |  |  |  | 62.6015 | 1
| Zone | South Orange County | 12 | Average Weekday | SCE | 1-in-2 | 2027 | 17 |  |  |  | 61.6713 | 1
| Zone | South Orange County | 12 | Average Weekday | SCE | 1-in-2 | 2027 | 18 |  |  |  | 60.0319 | 1
| Zone | South Orange County | 12 | Average Weekday | SCE | 1-in-2 | 2027 | 19 |  |  |  | 58.5867 | 1
| Zone | South Orange County | 12 | Average Weekday | SCE | 1-in-2 | 2027 | 20 |  |  |  | 57.6711 | 1
| Zone | South Orange County | 12 | Average Weekday | SCE | 1-in-2 | 2027 | 21 |  |  |  | 56.7956 | 1
| Zone | South Orange County | 12 | Average Weekday | SCE | 1-in-2 | 2027 | 22 |  |  |  | 55.8991 | 1
| Zone | South Orange County | 12 | Average Weekday | SCE | 1-in-2 | 2027 | 23 |  |  |  | 55.1389 | 1
| Zone | South Orange County | 12 | Average Weekday | SCE | 1-in-2 | 2027 | 24 |  |  |  | 54.3793 | 1
| Zone | South Orange County | 12 | Monthly System Peak Day | SCE | 1-in-2 | 2027 | 1 |  |  |  | 48.1411 | 1
| Zone | South Orange County | 12 | Monthly System Peak Day | SCE | 1-in-2 | 2027 | 2 |  |  |  | 47.8678 | 1
| Zone | South Orange County | 12 | Monthly System Peak Day | SCE | 1-in-2 | 2027 | 3 |  |  |  | 47.4289 | 1
| Zone | South Orange County | 12 | Monthly System Peak Day | SCE | 1-in-2 | 2027 | 4 |  |  |  | 47.7744 | 1
| Zone | South Orange County | 12 | Monthly System Peak Day | SCE | 1-in-2 | 2027 | 5 |  |  |  | 47.6456 | 1
| Zone | South Orange County | 12 | Monthly System Peak Day | SCE | 1-in-2 | 2027 | 6 |  |  |  | 47.87 | 1
| Zone | South Orange County | 12 | Monthly System Peak Day | SCE | 1-in-2 | 2027 | 7 |  |  |  | 48.2433 | 1
| Zone | South Orange County | 12 | Monthly System Peak Day | SCE | 1-in-2 | 2027 | 8 |  |  |  | 48.1489 | 1
| Zone | South Orange County | 12 | Monthly System Peak Day | SCE | 1-in-2 | 2027 | 9 |  |  |  | 48.1322 | 1
| Zone | South Orange County | 12 | Monthly System Peak Day | SCE | 1-in-2 | 2027 | 10 |  |  |  | 51.7589 | 1
| Zone | South Orange County | 12 | Monthly System Peak Day | SCE | 1-in-2 | 2027 | 11 |  |  |  | 55.8633 | 1
| Zone | South Orange County | 12 | Monthly System Peak Day | SCE | 1-in-2 | 2027 | 12 |  |  |  | 58.79 | 1
| Zone | South Orange County | 12 | Monthly System Peak Day | SCE | 1-in-2 | 2027 | 13 |  |  |  | 60.8144 | 1
| Zone | South Orange County | 12 | Monthly System Peak Day | SCE | 1-in-2 | 2027 | 14 |  |  |  | 61.6778 | 1
| Zone | South Orange County | 12 | Monthly System Peak Day | SCE | 1-in-2 | 2027 | 15 |  |  |  | 62.05 | 1
| Zone | South Orange County | 12 | Monthly System Peak Day | SCE | 1-in-2 | 2027 | 16 |  |  |  | 62.3733 | 1
| Zone | South Orange County | 12 | Monthly System Peak Day | SCE | 1-in-2 | 2027 | 17 |  |  |  | 61.9011 | 1
| Zone | South Orange County | 12 | Monthly System Peak Day | SCE | 1-in-2 | 2027 | 18 |  |  |  | 60.0033 | 1
| Zone | South Orange County | 12 | Monthly System Peak Day | SCE | 1-in-2 | 2027 | 19 |  |  |  | 58.02 | 1
| Zone | South Orange County | 12 | Monthly System Peak Day | SCE | 1-in-2 | 2027 | 20 |  |  |  | 56.7433 | 1
| Zone | South Orange County | 12 | Monthly System Peak Day | SCE | 1-in-2 | 2027 | 21 |  |  |  | 55.5411 | 1
| Zone | South Orange County | 12 | Monthly System Peak Day | SCE | 1-in-2 | 2027 | 22 |  |  |  | 54.4633 | 1
| Zone | South Orange County | 12 | Monthly System Peak Day | SCE | 1-in-2 | 2027 | 23 |  |  |  | 52.9978 | 1
| Zone | South Orange County | 12 | Monthly System Peak Day | SCE | 1-in-2 | 2027 | 24 |  |  |  | 51.0956 | 1
| Zone | South Orange County | 1 | Average Weekday | SCE | 1-in-2 | 2028 | 1 |  |  |  | 54.662 | 1
| Zone | South Orange County | 1 | Average Weekday | SCE | 1-in-2 | 2028 | 2 |  |  |  | 53.4948 | 1
| Zone | South Orange County | 1 | Average Weekday | SCE | 1-in-2 | 2028 | 3 |  |  |  | 52.5967 | 1
| Zone | South Orange County | 1 | Average Weekday | SCE | 1-in-2 | 2028 | 4 |  |  |  | 51.8098 | 1
| Zone | South Orange County | 1 | Average Weekday | SCE | 1-in-2 | 2028 | 5 |  |  |  | 50.8538 | 1
| Zone | South Orange County | 1 | Average Weekday | SCE | 1-in-2 | 2028 | 6 |  |  |  | 50.5846 | 1
| Zone | South Orange County | 1 | Average Weekday | SCE | 1-in-2 | 2028 | 7 |  |  |  | 50.309 | 1
| Zone | South Orange County | 1 | Average Weekday | SCE | 1-in-2 | 2028 | 8 |  |  |  | 50.4253 | 1
| Zone | South Orange County | 1 | Average Weekday | SCE | 1-in-2 | 2028 | 9 |  |  |  | 51.0391 | 1
| Zone | South Orange County | 1 | Average Weekday | SCE | 1-in-2 | 2028 | 10 |  |  |  | 54.4605 | 1
| Zone | South Orange County | 1 | Average Weekday | SCE | 1-in-2 | 2028 | 11 |  |  |  | 58.9545 | 1
| Zone | South Orange County | 1 | Average Weekday | SCE | 1-in-2 | 2028 | 12 |  |  |  | 62.7349 | 1
| Zone | South Orange County | 1 | Average Weekday | SCE | 1-in-2 | 2028 | 13 |  |  |  | 65.5105 | 1
| Zone | South Orange County | 1 | Average Weekday | SCE | 1-in-2 | 2028 | 14 |  |  |  | 67.4434 | 1
| Zone | South Orange County | 1 | Average Weekday | SCE | 1-in-2 | 2028 | 15 |  |  |  | 68.2248 | 1
| Zone | South Orange County | 1 | Average Weekday | SCE | 1-in-2 | 2028 | 16 |  |  |  | 68.2278 | 1
| Zone | South Orange County | 1 | Average Weekday | SCE | 1-in-2 | 2028 | 17 |  |  |  | 67.1061 | 1
| Zone | South Orange County | 1 | Average Weekday | SCE | 1-in-2 | 2028 | 18 |  |  |  | 65.1802 | 1
| Zone | South Orange County | 1 | Average Weekday | SCE | 1-in-2 | 2028 | 19 |  |  |  | 62.5922 | 1
| Zone | South Orange County | 1 | Average Weekday | SCE | 1-in-2 | 2028 | 20 |  |  |  | 60.9761 | 1
| Zone | South Orange County | 1 | Average Weekday | SCE | 1-in-2 | 2028 | 21 |  |  |  | 59.7741 | 1
| Zone | South Orange County | 1 | Average Weekday | SCE | 1-in-2 | 2028 | 22 |  |  |  | 58.5336 | 1
| Zone | South Orange County | 1 | Average Weekday | SCE | 1-in-2 | 2028 | 23 |  |  |  | 57.524 | 1
| Zone | South Orange County | 1 | Average Weekday | SCE | 1-in-2 | 2028 | 24 |  |  |  | 56.4265 | 1
| Zone | South Orange County | 1 | Monthly System Peak Day | SCE | 1-in-2 | 2028 | 1 |  |  |  | 49.35 | 1
| Zone | South Orange County | 1 | Monthly System Peak Day | SCE | 1-in-2 | 2028 | 2 |  |  |  | 48.7167 | 1
| Zone | South Orange County | 1 | Monthly System Peak Day | SCE | 1-in-2 | 2028 | 3 |  |  |  | 47.3467 | 1
| Zone | South Orange County | 1 | Monthly System Peak Day | SCE | 1-in-2 | 2028 | 4 |  |  |  | 46.4689 | 1
| Zone | South Orange County | 1 | Monthly System Peak Day | SCE | 1-in-2 | 2028 | 5 |  |  |  | 45.3333 | 1
| Zone | South Orange County | 1 | Monthly System Peak Day | SCE | 1-in-2 | 2028 | 6 |  |  |  | 44.8956 | 1
| Zone | South Orange County | 1 | Monthly System Peak Day | SCE | 1-in-2 | 2028 | 7 |  |  |  | 44.8944 | 1
| Zone | South Orange County | 1 | Monthly System Peak Day | SCE | 1-in-2 | 2028 | 8 |  |  |  | 45.2267 | 1
| Zone | South Orange County | 1 | Monthly System Peak Day | SCE | 1-in-2 | 2028 | 9 |  |  |  | 46.1144 | 1
| Zone | South Orange County | 1 | Monthly System Peak Day | SCE | 1-in-2 | 2028 | 10 |  |  |  | 48.8811 | 1
| Zone | South Orange County | 1 | Monthly System Peak Day | SCE | 1-in-2 | 2028 | 11 |  |  |  | 52.8111 | 1
| Zone | South Orange County | 1 | Monthly System Peak Day | SCE | 1-in-2 | 2028 | 12 |  |  |  | 55.2022 | 1
| Zone | South Orange County | 1 | Monthly System Peak Day | SCE | 1-in-2 | 2028 | 13 |  |  |  | 56.2878 | 1
| Zone | South Orange County | 1 | Monthly System Peak Day | SCE | 1-in-2 | 2028 | 14 |  |  |  | 55.6478 | 1
| Zone | South Orange County | 1 | Monthly System Peak Day | SCE | 1-in-2 | 2028 | 15 |  |  |  | 55.4756 | 1
| Zone | South Orange County | 1 | Monthly System Peak Day | SCE | 1-in-2 | 2028 | 16 |  |  |  | 56.2167 | 1
| Zone | South Orange County | 1 | Monthly System Peak Day | SCE | 1-in-2 | 2028 | 17 |  |  |  | 56.8744 | 1
| Zone | South Orange County | 1 | Monthly System Peak Day | SCE | 1-in-2 | 2028 | 18 |  |  |  | 56.1267 | 1
| Zone | South Orange County | 1 | Monthly System Peak Day | SCE | 1-in-2 | 2028 | 19 |  |  |  | 54.7333 | 1
| Zone | South Orange County | 1 | Monthly System Peak Day | SCE | 1-in-2 | 2028 | 20 |  |  |  | 53.8189 | 1
| Zone | South Orange County | 1 | Monthly System Peak Day | SCE | 1-in-2 | 2028 | 21 |  |  |  | 53.2444 | 1
| Zone | South Orange County | 1 | Monthly System Peak Day | SCE | 1-in-2 | 2028 | 22 |  |  |  | 52.1089 | 1
| Zone | South Orange County | 1 | Monthly System Peak Day | SCE | 1-in-2 | 2028 | 23 |  |  |  | 50.9433 | 1
| Zone | South Orange County | 1 | Monthly System Peak Day | SCE | 1-in-2 | 2028 | 24 |  |  |  | 49.9844 | 1
| Zone | South Orange County | 2 | Average Weekday | SCE | 1-in-2 | 2028 | 1 |  |  |  | 54.6901 | 1
| Zone | South Orange County | 2 | Average Weekday | SCE | 1-in-2 | 2028 | 2 |  |  |  | 53.9377 | 1
| Zone | South Orange County | 2 | Average Weekday | SCE | 1-in-2 | 2028 | 3 |  |  |  | 53.2236 | 1
| Zone | South Orange County | 2 | Average Weekday | SCE | 1-in-2 | 2028 | 4 |  |  |  | 52.4923 | 1
| Zone | South Orange County | 2 | Average Weekday | SCE | 1-in-2 | 2028 | 5 |  |  |  | 51.8844 | 1
| Zone | South Orange County | 2 | Average Weekday | SCE | 1-in-2 | 2028 | 6 |  |  |  | 51.3397 | 1
| Zone | South Orange County | 2 | Average Weekday | SCE | 1-in-2 | 2028 | 7 |  |  |  | 51.0943 | 1
| Zone | South Orange County | 2 | Average Weekday | SCE | 1-in-2 | 2028 | 8 |  |  |  | 51.0683 | 1
| Zone | South Orange County | 2 | Average Weekday | SCE | 1-in-2 | 2028 | 9 |  |  |  | 52.4426 | 1
| Zone | South Orange County | 2 | Average Weekday | SCE | 1-in-2 | 2028 | 10 |  |  |  | 55.7153 | 1
| Zone | South Orange County | 2 | Average Weekday | SCE | 1-in-2 | 2028 | 11 |  |  |  | 58.9495 | 1
| Zone | South Orange County | 2 | Average Weekday | SCE | 1-in-2 | 2028 | 12 |  |  |  | 61.8131 | 1
| Zone | South Orange County | 2 | Average Weekday | SCE | 1-in-2 | 2028 | 13 |  |  |  | 63.9924 | 1
| Zone | South Orange County | 2 | Average Weekday | SCE | 1-in-2 | 2028 | 14 |  |  |  | 65.2151 | 1
| Zone | South Orange County | 2 | Average Weekday | SCE | 1-in-2 | 2028 | 15 |  |  |  | 65.3369 | 1
| Zone | South Orange County | 2 | Average Weekday | SCE | 1-in-2 | 2028 | 16 |  |  |  | 64.8269 | 1
| Zone | South Orange County | 2 | Average Weekday | SCE | 1-in-2 | 2028 | 17 |  |  |  | 64.2344 | 1
| Zone | South Orange County | 2 | Average Weekday | SCE | 1-in-2 | 2028 | 18 |  |  |  | 62.9428 | 1
| Zone | South Orange County | 2 | Average Weekday | SCE | 1-in-2 | 2028 | 19 |  |  |  | 60.8499 | 1
| Zone | South Orange County | 2 | Average Weekday | SCE | 1-in-2 | 2028 | 20 |  |  |  | 59.3436 | 1
| Zone | South Orange County | 2 | Average Weekday | SCE | 1-in-2 | 2028 | 21 |  |  |  | 58.3393 | 1
| Zone | South Orange County | 2 | Average Weekday | SCE | 1-in-2 | 2028 | 22 |  |  |  | 57.5002 | 1
| Zone | South Orange County | 2 | Average Weekday | SCE | 1-in-2 | 2028 | 23 |  |  |  | 56.5876 | 1
| Zone | South Orange County | 2 | Average Weekday | SCE | 1-in-2 | 2028 | 24 |  |  |  | 55.7785 | 1
| Zone | South Orange County | 2 | Monthly System Peak Day | SCE | 1-in-2 | 2028 | 1 |  |  |  | 47.2478 | 1
| Zone | South Orange County | 2 | Monthly System Peak Day | SCE | 1-in-2 | 2028 | 2 |  |  |  | 46.9311 | 1
| Zone | South Orange County | 2 | Monthly System Peak Day | SCE | 1-in-2 | 2028 | 3 |  |  |  | 46.3533 | 1
| Zone | South Orange County | 2 | Monthly System Peak Day | SCE | 1-in-2 | 2028 | 4 |  |  |  | 45.6078 | 1
| Zone | South Orange County | 2 | Monthly System Peak Day | SCE | 1-in-2 | 2028 | 5 |  |  |  | 44.6556 | 1
| Zone | South Orange County | 2 | Monthly System Peak Day | SCE | 1-in-2 | 2028 | 6 |  |  |  | 43.6544 | 1
| Zone | South Orange County | 2 | Monthly System Peak Day | SCE | 1-in-2 | 2028 | 7 |  |  |  | 42.9833 | 1
| Zone | South Orange County | 2 | Monthly System Peak Day | SCE | 1-in-2 | 2028 | 8 |  |  |  | 43.0622 | 1
| Zone | South Orange County | 2 | Monthly System Peak Day | SCE | 1-in-2 | 2028 | 9 |  |  |  | 44.6044 | 1
| Zone | South Orange County | 2 | Monthly System Peak Day | SCE | 1-in-2 | 2028 | 10 |  |  |  | 47.8667 | 1
| Zone | South Orange County | 2 | Monthly System Peak Day | SCE | 1-in-2 | 2028 | 11 |  |  |  | 50.9233 | 1
| Zone | South Orange County | 2 | Monthly System Peak Day | SCE | 1-in-2 | 2028 | 12 |  |  |  | 53.2144 | 1
| Zone | South Orange County | 2 | Monthly System Peak Day | SCE | 1-in-2 | 2028 | 13 |  |  |  | 54.67 | 1
| Zone | South Orange County | 2 | Monthly System Peak Day | SCE | 1-in-2 | 2028 | 14 |  |  |  | 55.9689 | 1
| Zone | South Orange County | 2 | Monthly System Peak Day | SCE | 1-in-2 | 2028 | 15 |  |  |  | 56.9189 | 1
| Zone | South Orange County | 2 | Monthly System Peak Day | SCE | 1-in-2 | 2028 | 16 |  |  |  | 57.4333 | 1
| Zone | South Orange County | 2 | Monthly System Peak Day | SCE | 1-in-2 | 2028 | 17 |  |  |  | 56.9844 | 1
| Zone | South Orange County | 2 | Monthly System Peak Day | SCE | 1-in-2 | 2028 | 18 |  |  |  | 56.46 | 1
| Zone | South Orange County | 2 | Monthly System Peak Day | SCE | 1-in-2 | 2028 | 19 |  |  |  | 54.6711 | 1
| Zone | South Orange County | 2 | Monthly System Peak Day | SCE | 1-in-2 | 2028 | 20 |  |  |  | 53.4833 | 1
| Zone | South Orange County | 2 | Monthly System Peak Day | SCE | 1-in-2 | 2028 | 21 |  |  |  | 52.6922 | 1
| Zone | South Orange County | 2 | Monthly System Peak Day | SCE | 1-in-2 | 2028 | 22 |  |  |  | 51.7511 | 1
| Zone | South Orange County | 2 | Monthly System Peak Day | SCE | 1-in-2 | 2028 | 23 |  |  |  | 50.6333 | 1
| Zone | South Orange County | 2 | Monthly System Peak Day | SCE | 1-in-2 | 2028 | 24 |  |  |  | 49.3278 | 1
| Zone | South Orange County | 3 | Average Weekday | SCE | 1-in-2 | 2028 | 1 |  |  |  | 56.6172 | 1
| Zone | South Orange County | 3 | Average Weekday | SCE | 1-in-2 | 2028 | 2 |  |  |  | 55.8013 | 1
| Zone | South Orange County | 3 | Average Weekday | SCE | 1-in-2 | 2028 | 3 |  |  |  | 55.1097 | 1
| Zone | South Orange County | 3 | Average Weekday | SCE | 1-in-2 | 2028 | 4 |  |  |  | 54.5835 | 1
| Zone | South Orange County | 3 | Average Weekday | SCE | 1-in-2 | 2028 | 5 |  |  |  | 54.1136 | 1
| Zone | South Orange County | 3 | Average Weekday | SCE | 1-in-2 | 2028 | 6 |  |  |  | 53.7129 | 1
| Zone | South Orange County | 3 | Average Weekday | SCE | 1-in-2 | 2028 | 7 |  |  |  | 53.4053 | 1
| Zone | South Orange County | 3 | Average Weekday | SCE | 1-in-2 | 2028 | 8 |  |  |  | 53.3662 | 1
| Zone | South Orange County | 3 | Average Weekday | SCE | 1-in-2 | 2028 | 9 |  |  |  | 54.3881 | 1
| Zone | South Orange County | 3 | Average Weekday | SCE | 1-in-2 | 2028 | 10 |  |  |  | 56.8323 | 1
| Zone | South Orange County | 3 | Average Weekday | SCE | 1-in-2 | 2028 | 11 |  |  |  | 59.6678 | 1
| Zone | South Orange County | 3 | Average Weekday | SCE | 1-in-2 | 2028 | 12 |  |  |  | 62.3309 | 1
| Zone | South Orange County | 3 | Average Weekday | SCE | 1-in-2 | 2028 | 13 |  |  |  | 63.8855 | 1
| Zone | South Orange County | 3 | Average Weekday | SCE | 1-in-2 | 2028 | 14 |  |  |  | 64.6413 | 1
| Zone | South Orange County | 3 | Average Weekday | SCE | 1-in-2 | 2028 | 15 |  |  |  | 65.1252 | 1
| Zone | South Orange County | 3 | Average Weekday | SCE | 1-in-2 | 2028 | 16 |  |  |  | 65.3877 | 1
| Zone | South Orange County | 3 | Average Weekday | SCE | 1-in-2 | 2028 | 17 |  |  |  | 65.2091 | 1
| Zone | South Orange County | 3 | Average Weekday | SCE | 1-in-2 | 2028 | 18 |  |  |  | 64.3728 | 1
| Zone | South Orange County | 3 | Average Weekday | SCE | 1-in-2 | 2028 | 19 |  |  |  | 63.1342 | 1
| Zone | South Orange County | 3 | Average Weekday | SCE | 1-in-2 | 2028 | 20 |  |  |  | 61.3696 | 1
| Zone | South Orange County | 3 | Average Weekday | SCE | 1-in-2 | 2028 | 21 |  |  |  | 59.8507 | 1
| Zone | South Orange County | 3 | Average Weekday | SCE | 1-in-2 | 2028 | 22 |  |  |  | 59.0283 | 1
| Zone | South Orange County | 3 | Average Weekday | SCE | 1-in-2 | 2028 | 23 |  |  |  | 58.364 | 1
| Zone | South Orange County | 3 | Average Weekday | SCE | 1-in-2 | 2028 | 24 |  |  |  | 57.6474 | 1
| Zone | South Orange County | 3 | Monthly System Peak Day | SCE | 1-in-2 | 2028 | 1 |  |  |  | 59.8322 | 1
| Zone | South Orange County | 3 | Monthly System Peak Day | SCE | 1-in-2 | 2028 | 2 |  |  |  | 58.1289 | 1
| Zone | South Orange County | 3 | Monthly System Peak Day | SCE | 1-in-2 | 2028 | 3 |  |  |  | 56.7222 | 1
| Zone | South Orange County | 3 | Monthly System Peak Day | SCE | 1-in-2 | 2028 | 4 |  |  |  | 55.9189 | 1
| Zone | South Orange County | 3 | Monthly System Peak Day | SCE | 1-in-2 | 2028 | 5 |  |  |  | 55.86 | 1
| Zone | South Orange County | 3 | Monthly System Peak Day | SCE | 1-in-2 | 2028 | 6 |  |  |  | 55.9678 | 1
| Zone | South Orange County | 3 | Monthly System Peak Day | SCE | 1-in-2 | 2028 | 7 |  |  |  | 54.5467 | 1
| Zone | South Orange County | 3 | Monthly System Peak Day | SCE | 1-in-2 | 2028 | 8 |  |  |  | 54.1511 | 1
| Zone | South Orange County | 3 | Monthly System Peak Day | SCE | 1-in-2 | 2028 | 9 |  |  |  | 55.0822 | 1
| Zone | South Orange County | 3 | Monthly System Peak Day | SCE | 1-in-2 | 2028 | 10 |  |  |  | 58.7367 | 1
| Zone | South Orange County | 3 | Monthly System Peak Day | SCE | 1-in-2 | 2028 | 11 |  |  |  | 63.2567 | 1
| Zone | South Orange County | 3 | Monthly System Peak Day | SCE | 1-in-2 | 2028 | 12 |  |  |  | 67.3078 | 1
| Zone | South Orange County | 3 | Monthly System Peak Day | SCE | 1-in-2 | 2028 | 13 |  |  |  | 69.1044 | 1
| Zone | South Orange County | 3 | Monthly System Peak Day | SCE | 1-in-2 | 2028 | 14 |  |  |  | 69.4867 | 1
| Zone | South Orange County | 3 | Monthly System Peak Day | SCE | 1-in-2 | 2028 | 15 |  |  |  | 70.4467 | 1
| Zone | South Orange County | 3 | Monthly System Peak Day | SCE | 1-in-2 | 2028 | 16 |  |  |  | 70.4978 | 1
| Zone | South Orange County | 3 | Monthly System Peak Day | SCE | 1-in-2 | 2028 | 17 |  |  |  | 69.3444 | 1
| Zone | South Orange County | 3 | Monthly System Peak Day | SCE | 1-in-2 | 2028 | 18 |  |  |  | 68.2589 | 1
| Zone | South Orange County | 3 | Monthly System Peak Day | SCE | 1-in-2 | 2028 | 19 |  |  |  | 66.64 | 1
| Zone | South Orange County | 3 | Monthly System Peak Day | SCE | 1-in-2 | 2028 | 20 |  |  |  | 64.3044 | 1
| Zone | South Orange County | 3 | Monthly System Peak Day | SCE | 1-in-2 | 2028 | 21 |  |  |  | 62.69 | 1
| Zone | South Orange County | 3 | Monthly System Peak Day | SCE | 1-in-2 | 2028 | 22 |  |  |  | 61.9778 | 1
| Zone | South Orange County | 3 | Monthly System Peak Day | SCE | 1-in-2 | 2028 | 23 |  |  |  | 60.8089 | 1
| Zone | South Orange County | 3 | Monthly System Peak Day | SCE | 1-in-2 | 2028 | 24 |  |  |  | 59.7333 | 1
| Zone | South Orange County | 4 | Average Weekday | SCE | 1-in-2 | 2028 | 1 |  |  |  | 58.073 | 1
| Zone | South Orange County | 4 | Average Weekday | SCE | 1-in-2 | 2028 | 2 |  |  |  | 57.561 | 1
| Zone | South Orange County | 4 | Average Weekday | SCE | 1-in-2 | 2028 | 3 |  |  |  | 56.9132 | 1
| Zone | South Orange County | 4 | Average Weekday | SCE | 1-in-2 | 2028 | 4 |  |  |  | 56.3681 | 1
| Zone | South Orange County | 4 | Average Weekday | SCE | 1-in-2 | 2028 | 5 |  |  |  | 55.9471 | 1
| Zone | South Orange County | 4 | Average Weekday | SCE | 1-in-2 | 2028 | 6 |  |  |  | 55.5731 | 1
| Zone | South Orange County | 4 | Average Weekday | SCE | 1-in-2 | 2028 | 7 |  |  |  | 55.3919 | 1
| Zone | South Orange County | 4 | Average Weekday | SCE | 1-in-2 | 2028 | 8 |  |  |  | 55.4289 | 1
| Zone | South Orange County | 4 | Average Weekday | SCE | 1-in-2 | 2028 | 9 |  |  |  | 56.7051 | 1
| Zone | South Orange County | 4 | Average Weekday | SCE | 1-in-2 | 2028 | 10 |  |  |  | 58.9486 | 1
| Zone | South Orange County | 4 | Average Weekday | SCE | 1-in-2 | 2028 | 11 |  |  |  | 61.3682 | 1
| Zone | South Orange County | 4 | Average Weekday | SCE | 1-in-2 | 2028 | 12 |  |  |  | 63.6571 | 1
| Zone | South Orange County | 4 | Average Weekday | SCE | 1-in-2 | 2028 | 13 |  |  |  | 64.9915 | 1
| Zone | South Orange County | 4 | Average Weekday | SCE | 1-in-2 | 2028 | 14 |  |  |  | 65.909 | 1
| Zone | South Orange County | 4 | Average Weekday | SCE | 1-in-2 | 2028 | 15 |  |  |  | 66.7237 | 1
| Zone | South Orange County | 4 | Average Weekday | SCE | 1-in-2 | 2028 | 16 |  |  |  | 66.9521 | 1
| Zone | South Orange County | 4 | Average Weekday | SCE | 1-in-2 | 2028 | 17 |  |  |  | 66.763 | 1
| Zone | South Orange County | 4 | Average Weekday | SCE | 1-in-2 | 2028 | 18 |  |  |  | 66.251 | 1
| Zone | South Orange County | 4 | Average Weekday | SCE | 1-in-2 | 2028 | 19 |  |  |  | 65.3409 | 1
| Zone | South Orange County | 4 | Average Weekday | SCE | 1-in-2 | 2028 | 20 |  |  |  | 63.5632 | 1
| Zone | South Orange County | 4 | Average Weekday | SCE | 1-in-2 | 2028 | 21 |  |  |  | 61.2356 | 1
| Zone | South Orange County | 4 | Average Weekday | SCE | 1-in-2 | 2028 | 22 |  |  |  | 59.7451 | 1
| Zone | South Orange County | 4 | Average Weekday | SCE | 1-in-2 | 2028 | 23 |  |  |  | 59.0311 | 1
| Zone | South Orange County | 4 | Average Weekday | SCE | 1-in-2 | 2028 | 24 |  |  |  | 58.3683 | 1
| Zone | South Orange County | 4 | Monthly System Peak Day | SCE | 1-in-2 | 2028 | 1 |  |  |  | 63.08 | 1
| Zone | South Orange County | 4 | Monthly System Peak Day | SCE | 1-in-2 | 2028 | 2 |  |  |  | 62.4322 | 1
| Zone | South Orange County | 4 | Monthly System Peak Day | SCE | 1-in-2 | 2028 | 3 |  |  |  | 61.7433 | 1
| Zone | South Orange County | 4 | Monthly System Peak Day | SCE | 1-in-2 | 2028 | 4 |  |  |  | 61.3144 | 1
| Zone | South Orange County | 4 | Monthly System Peak Day | SCE | 1-in-2 | 2028 | 5 |  |  |  | 60.4389 | 1
| Zone | South Orange County | 4 | Monthly System Peak Day | SCE | 1-in-2 | 2028 | 6 |  |  |  | 59.6778 | 1
| Zone | South Orange County | 4 | Monthly System Peak Day | SCE | 1-in-2 | 2028 | 7 |  |  |  | 59.5567 | 1
| Zone | South Orange County | 4 | Monthly System Peak Day | SCE | 1-in-2 | 2028 | 8 |  |  |  | 59.51 | 1
| Zone | South Orange County | 4 | Monthly System Peak Day | SCE | 1-in-2 | 2028 | 9 |  |  |  | 61.0967 | 1
| Zone | South Orange County | 4 | Monthly System Peak Day | SCE | 1-in-2 | 2028 | 10 |  |  |  | 65.5467 | 1
| Zone | South Orange County | 4 | Monthly System Peak Day | SCE | 1-in-2 | 2028 | 11 |  |  |  | 70.4511 | 1
| Zone | South Orange County | 4 | Monthly System Peak Day | SCE | 1-in-2 | 2028 | 12 |  |  |  | 74.9333 | 1
| Zone | South Orange County | 4 | Monthly System Peak Day | SCE | 1-in-2 | 2028 | 13 |  |  |  | 77.8 | 1
| Zone | South Orange County | 4 | Monthly System Peak Day | SCE | 1-in-2 | 2028 | 14 |  |  |  | 79.0667 | 1
| Zone | South Orange County | 4 | Monthly System Peak Day | SCE | 1-in-2 | 2028 | 15 |  |  |  | 79.9222 | 1
| Zone | South Orange County | 4 | Monthly System Peak Day | SCE | 1-in-2 | 2028 | 16 |  |  |  | 78.4111 | 1
| Zone | South Orange County | 4 | Monthly System Peak Day | SCE | 1-in-2 | 2028 | 17 |  |  |  | 76.7889 | 1
| Zone | South Orange County | 4 | Monthly System Peak Day | SCE | 1-in-2 | 2028 | 18 |  |  |  | 77.5889 | 1
| Zone | South Orange County | 4 | Monthly System Peak Day | SCE | 1-in-2 | 2028 | 19 |  |  |  | 77.6 | 1
| Zone | South Orange County | 4 | Monthly System Peak Day | SCE | 1-in-2 | 2028 | 20 |  |  |  | 75.2289 | 1
| Zone | South Orange County | 4 | Monthly System Peak Day | SCE | 1-in-2 | 2028 | 21 |  |  |  | 71.5378 | 1
| Zone | South Orange County | 4 | Monthly System Peak Day | SCE | 1-in-2 | 2028 | 22 |  |  |  | 68.83 | 1
| Zone | South Orange County | 4 | Monthly System Peak Day | SCE | 1-in-2 | 2028 | 23 |  |  |  | 67.2 | 1
| Zone | South Orange County | 4 | Monthly System Peak Day | SCE | 1-in-2 | 2028 | 24 |  |  |  | 64.42 | 1
| Zone | South Orange County | 5 | Average Weekday | SCE | 1-in-2 | 2028 | 1 |  |  |  | 60.4714 | 1
| Zone | South Orange County | 5 | Average Weekday | SCE | 1-in-2 | 2028 | 2 |  |  |  | 60.1578 | 1
| Zone | South Orange County | 5 | Average Weekday | SCE | 1-in-2 | 2028 | 3 |  |  |  | 59.9098 | 1
| Zone | South Orange County | 5 | Average Weekday | SCE | 1-in-2 | 2028 | 4 |  |  |  | 59.6602 | 1
| Zone | South Orange County | 5 | Average Weekday | SCE | 1-in-2 | 2028 | 5 |  |  |  | 59.4343 | 1
| Zone | South Orange County | 5 | Average Weekday | SCE | 1-in-2 | 2028 | 6 |  |  |  | 59.2257 | 1
| Zone | South Orange County | 5 | Average Weekday | SCE | 1-in-2 | 2028 | 7 |  |  |  | 59.0737 | 1
| Zone | South Orange County | 5 | Average Weekday | SCE | 1-in-2 | 2028 | 8 |  |  |  | 59.2193 | 1
| Zone | South Orange County | 5 | Average Weekday | SCE | 1-in-2 | 2028 | 9 |  |  |  | 60.1784 | 1
| Zone | South Orange County | 5 | Average Weekday | SCE | 1-in-2 | 2028 | 10 |  |  |  | 61.5476 | 1
| Zone | South Orange County | 5 | Average Weekday | SCE | 1-in-2 | 2028 | 11 |  |  |  | 63.2339 | 1
| Zone | South Orange County | 5 | Average Weekday | SCE | 1-in-2 | 2028 | 12 |  |  |  | 64.809 | 1
| Zone | South Orange County | 5 | Average Weekday | SCE | 1-in-2 | 2028 | 13 |  |  |  | 65.8807 | 1
| Zone | South Orange County | 5 | Average Weekday | SCE | 1-in-2 | 2028 | 14 |  |  |  | 66.6581 | 1
| Zone | South Orange County | 5 | Average Weekday | SCE | 1-in-2 | 2028 | 15 |  |  |  | 67.4139 | 1
| Zone | South Orange County | 5 | Average Weekday | SCE | 1-in-2 | 2028 | 16 |  |  |  | 67.7208 | 1
| Zone | South Orange County | 5 | Average Weekday | SCE | 1-in-2 | 2028 | 17 |  |  |  | 67.6767 | 1
| Zone | South Orange County | 5 | Average Weekday | SCE | 1-in-2 | 2028 | 18 |  |  |  | 67.1896 | 1
| Zone | South Orange County | 5 | Average Weekday | SCE | 1-in-2 | 2028 | 19 |  |  |  | 66.193 | 1
| Zone | South Orange County | 5 | Average Weekday | SCE | 1-in-2 | 2028 | 20 |  |  |  | 64.6476 | 1
| Zone | South Orange County | 5 | Average Weekday | SCE | 1-in-2 | 2028 | 21 |  |  |  | 62.7824 | 1
| Zone | South Orange County | 5 | Average Weekday | SCE | 1-in-2 | 2028 | 22 |  |  |  | 61.6101 | 1
| Zone | South Orange County | 5 | Average Weekday | SCE | 1-in-2 | 2028 | 23 |  |  |  | 61.087 | 1
| Zone | South Orange County | 5 | Average Weekday | SCE | 1-in-2 | 2028 | 24 |  |  |  | 60.8122 | 1
| Zone | South Orange County | 5 | Monthly System Peak Day | SCE | 1-in-2 | 2028 | 1 |  |  |  | 63.7922 | 1
| Zone | South Orange County | 5 | Monthly System Peak Day | SCE | 1-in-2 | 2028 | 2 |  |  |  | 62.7844 | 1
| Zone | South Orange County | 5 | Monthly System Peak Day | SCE | 1-in-2 | 2028 | 3 |  |  |  | 61.8978 | 1
| Zone | South Orange County | 5 | Monthly System Peak Day | SCE | 1-in-2 | 2028 | 4 |  |  |  | 61.2678 | 1
| Zone | South Orange County | 5 | Monthly System Peak Day | SCE | 1-in-2 | 2028 | 5 |  |  |  | 60.9811 | 1
| Zone | South Orange County | 5 | Monthly System Peak Day | SCE | 1-in-2 | 2028 | 6 |  |  |  | 60.2222 | 1
| Zone | South Orange County | 5 | Monthly System Peak Day | SCE | 1-in-2 | 2028 | 7 |  |  |  | 59.9489 | 1
| Zone | South Orange County | 5 | Monthly System Peak Day | SCE | 1-in-2 | 2028 | 8 |  |  |  | 60.4044 | 1
| Zone | South Orange County | 5 | Monthly System Peak Day | SCE | 1-in-2 | 2028 | 9 |  |  |  | 63.1456 | 1
| Zone | South Orange County | 5 | Monthly System Peak Day | SCE | 1-in-2 | 2028 | 10 |  |  |  | 67.3444 | 1
| Zone | South Orange County | 5 | Monthly System Peak Day | SCE | 1-in-2 | 2028 | 11 |  |  |  | 72.2256 | 1
| Zone | South Orange County | 5 | Monthly System Peak Day | SCE | 1-in-2 | 2028 | 12 |  |  |  | 75.9911 | 1
| Zone | South Orange County | 5 | Monthly System Peak Day | SCE | 1-in-2 | 2028 | 13 |  |  |  | 77.6889 | 1
| Zone | South Orange County | 5 | Monthly System Peak Day | SCE | 1-in-2 | 2028 | 14 |  |  |  | 78.3444 | 1
| Zone | South Orange County | 5 | Monthly System Peak Day | SCE | 1-in-2 | 2028 | 15 |  |  |  | 77.7489 | 1
| Zone | South Orange County | 5 | Monthly System Peak Day | SCE | 1-in-2 | 2028 | 16 |  |  |  | 78.6467 | 1
| Zone | South Orange County | 5 | Monthly System Peak Day | SCE | 1-in-2 | 2028 | 17 |  |  |  | 78.7111 | 1
| Zone | South Orange County | 5 | Monthly System Peak Day | SCE | 1-in-2 | 2028 | 18 |  |  |  | 77.9222 | 1
| Zone | South Orange County | 5 | Monthly System Peak Day | SCE | 1-in-2 | 2028 | 19 |  |  |  | 76.0111 | 1
| Zone | South Orange County | 5 | Monthly System Peak Day | SCE | 1-in-2 | 2028 | 20 |  |  |  | 73.9678 | 1
| Zone | South Orange County | 5 | Monthly System Peak Day | SCE | 1-in-2 | 2028 | 21 |  |  |  | 70.8633 | 1
| Zone | South Orange County | 5 | Monthly System Peak Day | SCE | 1-in-2 | 2028 | 22 |  |  |  | 67.1622 | 1
| Zone | South Orange County | 5 | Monthly System Peak Day | SCE | 1-in-2 | 2028 | 23 |  |  |  | 65.5611 | 1
| Zone | South Orange County | 5 | Monthly System Peak Day | SCE | 1-in-2 | 2028 | 24 |  |  |  | 64.4989 | 1
| Zone | South Orange County | 6 | Average Weekday | SCE | 1-in-2 | 2028 | 1 |  |  |  | 63.2201 | 1
| Zone | South Orange County | 6 | Average Weekday | SCE | 1-in-2 | 2028 | 2 |  |  |  | 62.9028 | 1
| Zone | South Orange County | 6 | Average Weekday | SCE | 1-in-2 | 2028 | 3 |  |  |  | 62.638 | 1
| Zone | South Orange County | 6 | Average Weekday | SCE | 1-in-2 | 2028 | 4 |  |  |  | 62.3707 | 1
| Zone | South Orange County | 6 | Average Weekday | SCE | 1-in-2 | 2028 | 5 |  |  |  | 62.2104 | 1
| Zone | South Orange County | 6 | Average Weekday | SCE | 1-in-2 | 2028 | 6 |  |  |  | 62.0573 | 1
| Zone | South Orange County | 6 | Average Weekday | SCE | 1-in-2 | 2028 | 7 |  |  |  | 61.9467 | 1
| Zone | South Orange County | 6 | Average Weekday | SCE | 1-in-2 | 2028 | 8 |  |  |  | 62.2274 | 1
| Zone | South Orange County | 6 | Average Weekday | SCE | 1-in-2 | 2028 | 9 |  |  |  | 63.2907 | 1
| Zone | South Orange County | 6 | Average Weekday | SCE | 1-in-2 | 2028 | 10 |  |  |  | 64.8738 | 1
| Zone | South Orange County | 6 | Average Weekday | SCE | 1-in-2 | 2028 | 11 |  |  |  | 66.8967 | 1
| Zone | South Orange County | 6 | Average Weekday | SCE | 1-in-2 | 2028 | 12 |  |  |  | 68.6847 | 1
| Zone | South Orange County | 6 | Average Weekday | SCE | 1-in-2 | 2028 | 13 |  |  |  | 69.7499 | 1
| Zone | South Orange County | 6 | Average Weekday | SCE | 1-in-2 | 2028 | 14 |  |  |  | 70.2175 | 1
| Zone | South Orange County | 6 | Average Weekday | SCE | 1-in-2 | 2028 | 15 |  |  |  | 70.7634 | 1
| Zone | South Orange County | 6 | Average Weekday | SCE | 1-in-2 | 2028 | 16 |  |  |  | 71.3779 | 1
| Zone | South Orange County | 6 | Average Weekday | SCE | 1-in-2 | 2028 | 17 |  |  |  | 71.6339 | 1
| Zone | South Orange County | 6 | Average Weekday | SCE | 1-in-2 | 2028 | 18 |  |  |  | 71.201 | 1
| Zone | South Orange County | 6 | Average Weekday | SCE | 1-in-2 | 2028 | 19 |  |  |  | 70.3962 | 1
| Zone | South Orange County | 6 | Average Weekday | SCE | 1-in-2 | 2028 | 20 |  |  |  | 68.8645 | 1
| Zone | South Orange County | 6 | Average Weekday | SCE | 1-in-2 | 2028 | 21 |  |  |  | 66.8008 | 1
| Zone | South Orange County | 6 | Average Weekday | SCE | 1-in-2 | 2028 | 22 |  |  |  | 64.8621 | 1
| Zone | South Orange County | 6 | Average Weekday | SCE | 1-in-2 | 2028 | 23 |  |  |  | 64.1087 | 1
| Zone | South Orange County | 6 | Average Weekday | SCE | 1-in-2 | 2028 | 24 |  |  |  | 63.6586 | 1
| Zone | South Orange County | 6 | Monthly System Peak Day | SCE | 1-in-2 | 2028 | 1 |  |  |  | 63.0833 | 1
| Zone | South Orange County | 6 | Monthly System Peak Day | SCE | 1-in-2 | 2028 | 2 |  |  |  | 62.8911 | 1
| Zone | South Orange County | 6 | Monthly System Peak Day | SCE | 1-in-2 | 2028 | 3 |  |  |  | 62.3167 | 1
| Zone | South Orange County | 6 | Monthly System Peak Day | SCE | 1-in-2 | 2028 | 4 |  |  |  | 61.93 | 1
| Zone | South Orange County | 6 | Monthly System Peak Day | SCE | 1-in-2 | 2028 | 5 |  |  |  | 61.6378 | 1
| Zone | South Orange County | 6 | Monthly System Peak Day | SCE | 1-in-2 | 2028 | 6 |  |  |  | 61.1333 | 1
| Zone | South Orange County | 6 | Monthly System Peak Day | SCE | 1-in-2 | 2028 | 7 |  |  |  | 60.9756 | 1
| Zone | South Orange County | 6 | Monthly System Peak Day | SCE | 1-in-2 | 2028 | 8 |  |  |  | 61.5322 | 1
| Zone | South Orange County | 6 | Monthly System Peak Day | SCE | 1-in-2 | 2028 | 9 |  |  |  | 63.2822 | 1
| Zone | South Orange County | 6 | Monthly System Peak Day | SCE | 1-in-2 | 2028 | 10 |  |  |  | 66.1411 | 1
| Zone | South Orange County | 6 | Monthly System Peak Day | SCE | 1-in-2 | 2028 | 11 |  |  |  | 68.5956 | 1
| Zone | South Orange County | 6 | Monthly System Peak Day | SCE | 1-in-2 | 2028 | 12 |  |  |  | 70.4067 | 1
| Zone | South Orange County | 6 | Monthly System Peak Day | SCE | 1-in-2 | 2028 | 13 |  |  |  | 70.6011 | 1
| Zone | South Orange County | 6 | Monthly System Peak Day | SCE | 1-in-2 | 2028 | 14 |  |  |  | 71.5422 | 1
| Zone | South Orange County | 6 | Monthly System Peak Day | SCE | 1-in-2 | 2028 | 15 |  |  |  | 73.7222 | 1
| Zone | South Orange County | 6 | Monthly System Peak Day | SCE | 1-in-2 | 2028 | 16 |  |  |  | 75.8533 | 1
| Zone | South Orange County | 6 | Monthly System Peak Day | SCE | 1-in-2 | 2028 | 17 |  |  |  | 76.4556 | 1
| Zone | South Orange County | 6 | Monthly System Peak Day | SCE | 1-in-2 | 2028 | 18 |  |  |  | 75.6667 | 1
| Zone | South Orange County | 6 | Monthly System Peak Day | SCE | 1-in-2 | 2028 | 19 |  |  |  | 72.9222 | 1
| Zone | South Orange County | 6 | Monthly System Peak Day | SCE | 1-in-2 | 2028 | 20 |  |  |  | 71.1267 | 1
| Zone | South Orange County | 6 | Monthly System Peak Day | SCE | 1-in-2 | 2028 | 21 |  |  |  | 69.3 | 1
| Zone | South Orange County | 6 | Monthly System Peak Day | SCE | 1-in-2 | 2028 | 22 |  |  |  | 67.5322 | 1
| Zone | South Orange County | 6 | Monthly System Peak Day | SCE | 1-in-2 | 2028 | 23 |  |  |  | 66.7211 | 1
| Zone | South Orange County | 6 | Monthly System Peak Day | SCE | 1-in-2 | 2028 | 24 |  |  |  | 65.1489 | 1
| Zone | South Orange County | 7 | Average Weekday | SCE | 1-in-2 | 2028 | 1 |  |  |  | 66.4002 | 1
| Zone | South Orange County | 7 | Average Weekday | SCE | 1-in-2 | 2028 | 2 |  |  |  | 66.1068 | 1
| Zone | South Orange County | 7 | Average Weekday | SCE | 1-in-2 | 2028 | 3 |  |  |  | 65.8268 | 1
| Zone | South Orange County | 7 | Average Weekday | SCE | 1-in-2 | 2028 | 4 |  |  |  | 65.5226 | 1
| Zone | South Orange County | 7 | Average Weekday | SCE | 1-in-2 | 2028 | 5 |  |  |  | 65.3042 | 1
| Zone | South Orange County | 7 | Average Weekday | SCE | 1-in-2 | 2028 | 6 |  |  |  | 65.0663 | 1
| Zone | South Orange County | 7 | Average Weekday | SCE | 1-in-2 | 2028 | 7 |  |  |  | 64.9529 | 1
| Zone | South Orange County | 7 | Average Weekday | SCE | 1-in-2 | 2028 | 8 |  |  |  | 65.3477 | 1
| Zone | South Orange County | 7 | Average Weekday | SCE | 1-in-2 | 2028 | 9 |  |  |  | 66.7598 | 1
| Zone | South Orange County | 7 | Average Weekday | SCE | 1-in-2 | 2028 | 10 |  |  |  | 68.6621 | 1
| Zone | South Orange County | 7 | Average Weekday | SCE | 1-in-2 | 2028 | 11 |  |  |  | 70.82 | 1
| Zone | South Orange County | 7 | Average Weekday | SCE | 1-in-2 | 2028 | 12 |  |  |  | 72.7892 | 1
| Zone | South Orange County | 7 | Average Weekday | SCE | 1-in-2 | 2028 | 13 |  |  |  | 73.936 | 1
| Zone | South Orange County | 7 | Average Weekday | SCE | 1-in-2 | 2028 | 14 |  |  |  | 74.2985 | 1
| Zone | South Orange County | 7 | Average Weekday | SCE | 1-in-2 | 2028 | 15 |  |  |  | 75.1656 | 1
| Zone | South Orange County | 7 | Average Weekday | SCE | 1-in-2 | 2028 | 16 |  |  |  | 75.3757 | 1
| Zone | South Orange County | 7 | Average Weekday | SCE | 1-in-2 | 2028 | 17 |  |  |  | 75.5332 | 1
| Zone | South Orange County | 7 | Average Weekday | SCE | 1-in-2 | 2028 | 18 |  |  |  | 75.0031 | 1
| Zone | South Orange County | 7 | Average Weekday | SCE | 1-in-2 | 2028 | 19 |  |  |  | 73.9945 | 1
| Zone | South Orange County | 7 | Average Weekday | SCE | 1-in-2 | 2028 | 20 |  |  |  | 72.6964 | 1
| Zone | South Orange County | 7 | Average Weekday | SCE | 1-in-2 | 2028 | 21 |  |  |  | 70.461 | 1
| Zone | South Orange County | 7 | Average Weekday | SCE | 1-in-2 | 2028 | 22 |  |  |  | 68.3221 | 1
| Zone | South Orange County | 7 | Average Weekday | SCE | 1-in-2 | 2028 | 23 |  |  |  | 67.3934 | 1
| Zone | South Orange County | 7 | Average Weekday | SCE | 1-in-2 | 2028 | 24 |  |  |  | 66.8977 | 1
| Zone | South Orange County | 7 | Monthly System Peak Day | SCE | 1-in-2 | 2028 | 1 |  |  |  | 67.6667 | 1
| Zone | South Orange County | 7 | Monthly System Peak Day | SCE | 1-in-2 | 2028 | 2 |  |  |  | 67.2378 | 1
| Zone | South Orange County | 7 | Monthly System Peak Day | SCE | 1-in-2 | 2028 | 3 |  |  |  | 66.6256 | 1
| Zone | South Orange County | 7 | Monthly System Peak Day | SCE | 1-in-2 | 2028 | 4 |  |  |  | 66.4067 | 1
| Zone | South Orange County | 7 | Monthly System Peak Day | SCE | 1-in-2 | 2028 | 5 |  |  |  | 66.3189 | 1
| Zone | South Orange County | 7 | Monthly System Peak Day | SCE | 1-in-2 | 2028 | 6 |  |  |  | 66.2333 | 1
| Zone | South Orange County | 7 | Monthly System Peak Day | SCE | 1-in-2 | 2028 | 7 |  |  |  | 65.8556 | 1
| Zone | South Orange County | 7 | Monthly System Peak Day | SCE | 1-in-2 | 2028 | 8 |  |  |  | 66.3544 | 1
| Zone | South Orange County | 7 | Monthly System Peak Day | SCE | 1-in-2 | 2028 | 9 |  |  |  | 68.31 | 1
| Zone | South Orange County | 7 | Monthly System Peak Day | SCE | 1-in-2 | 2028 | 10 |  |  |  | 71.2022 | 1
| Zone | South Orange County | 7 | Monthly System Peak Day | SCE | 1-in-2 | 2028 | 11 |  |  |  | 74.3444 | 1
| Zone | South Orange County | 7 | Monthly System Peak Day | SCE | 1-in-2 | 2028 | 12 |  |  |  | 77.1111 | 1
| Zone | South Orange County | 7 | Monthly System Peak Day | SCE | 1-in-2 | 2028 | 13 |  |  |  | 78.7833 | 1
| Zone | South Orange County | 7 | Monthly System Peak Day | SCE | 1-in-2 | 2028 | 14 |  |  |  | 79.2778 | 1
| Zone | South Orange County | 7 | Monthly System Peak Day | SCE | 1-in-2 | 2028 | 15 |  |  |  | 80.7444 | 1
| Zone | South Orange County | 7 | Monthly System Peak Day | SCE | 1-in-2 | 2028 | 16 |  |  |  | 80.7556 | 1
| Zone | South Orange County | 7 | Monthly System Peak Day | SCE | 1-in-2 | 2028 | 17 |  |  |  | 82.2667 | 1
| Zone | South Orange County | 7 | Monthly System Peak Day | SCE | 1-in-2 | 2028 | 18 |  |  |  | 81.2889 | 1
| Zone | South Orange County | 7 | Monthly System Peak Day | SCE | 1-in-2 | 2028 | 19 |  |  |  | 78.7444 | 1
| Zone | South Orange County | 7 | Monthly System Peak Day | SCE | 1-in-2 | 2028 | 20 |  |  |  | 76.9889 | 1
| Zone | South Orange County | 7 | Monthly System Peak Day | SCE | 1-in-2 | 2028 | 21 |  |  |  | 75.0667 | 1
| Zone | South Orange County | 7 | Monthly System Peak Day | SCE | 1-in-2 | 2028 | 22 |  |  |  | 72.0311 | 1
| Zone | South Orange County | 7 | Monthly System Peak Day | SCE | 1-in-2 | 2028 | 23 |  |  |  | 70.24 | 1
| Zone | South Orange County | 7 | Monthly System Peak Day | SCE | 1-in-2 | 2028 | 24 |  |  |  | 69.3089 | 1
| Zone | South Orange County | 8 | Average Weekday | SCE | 1-in-2 | 2028 | 1 |  |  |  | 67.8148 | 1
| Zone | South Orange County | 8 | Average Weekday | SCE | 1-in-2 | 2028 | 2 |  |  |  | 67.3859 | 1
| Zone | South Orange County | 8 | Average Weekday | SCE | 1-in-2 | 2028 | 3 |  |  |  | 67.0598 | 1
| Zone | South Orange County | 8 | Average Weekday | SCE | 1-in-2 | 2028 | 4 |  |  |  | 66.7292 | 1
| Zone | South Orange County | 8 | Average Weekday | SCE | 1-in-2 | 2028 | 5 |  |  |  | 66.3823 | 1
| Zone | South Orange County | 8 | Average Weekday | SCE | 1-in-2 | 2028 | 6 |  |  |  | 66.1019 | 1
| Zone | South Orange County | 8 | Average Weekday | SCE | 1-in-2 | 2028 | 7 |  |  |  | 65.9604 | 1
| Zone | South Orange County | 8 | Average Weekday | SCE | 1-in-2 | 2028 | 8 |  |  |  | 66.1177 | 1
| Zone | South Orange County | 8 | Average Weekday | SCE | 1-in-2 | 2028 | 9 |  |  |  | 67.3343 | 1
| Zone | South Orange County | 8 | Average Weekday | SCE | 1-in-2 | 2028 | 10 |  |  |  | 69.3146 | 1
| Zone | South Orange County | 8 | Average Weekday | SCE | 1-in-2 | 2028 | 11 |  |  |  | 72.0113 | 1
| Zone | South Orange County | 8 | Average Weekday | SCE | 1-in-2 | 2028 | 12 |  |  |  | 74.6335 | 1
| Zone | South Orange County | 8 | Average Weekday | SCE | 1-in-2 | 2028 | 13 |  |  |  | 75.7629 | 1
| Zone | South Orange County | 8 | Average Weekday | SCE | 1-in-2 | 2028 | 14 |  |  |  | 76.6644 | 1
| Zone | South Orange County | 8 | Average Weekday | SCE | 1-in-2 | 2028 | 15 |  |  |  | 77.4824 | 1
| Zone | South Orange County | 8 | Average Weekday | SCE | 1-in-2 | 2028 | 16 |  |  |  | 77.8866 | 1
| Zone | South Orange County | 8 | Average Weekday | SCE | 1-in-2 | 2028 | 17 |  |  |  | 78.0986 | 1
| Zone | South Orange County | 8 | Average Weekday | SCE | 1-in-2 | 2028 | 18 |  |  |  | 77.5193 | 1
| Zone | South Orange County | 8 | Average Weekday | SCE | 1-in-2 | 2028 | 19 |  |  |  | 76.4611 | 1
| Zone | South Orange County | 8 | Average Weekday | SCE | 1-in-2 | 2028 | 20 |  |  |  | 74.6475 | 1
| Zone | South Orange County | 8 | Average Weekday | SCE | 1-in-2 | 2028 | 21 |  |  |  | 71.7865 | 1
| Zone | South Orange County | 8 | Average Weekday | SCE | 1-in-2 | 2028 | 22 |  |  |  | 69.784 | 1
| Zone | South Orange County | 8 | Average Weekday | SCE | 1-in-2 | 2028 | 23 |  |  |  | 68.9044 | 1
| Zone | South Orange County | 8 | Average Weekday | SCE | 1-in-2 | 2028 | 24 |  |  |  | 68.3345 | 1
| Zone | South Orange County | 8 | Monthly System Peak Day | SCE | 1-in-2 | 2028 | 1 |  |  |  | 72.3222 | 1
| Zone | South Orange County | 8 | Monthly System Peak Day | SCE | 1-in-2 | 2028 | 2 |  |  |  | 71.6711 | 1
| Zone | South Orange County | 8 | Monthly System Peak Day | SCE | 1-in-2 | 2028 | 3 |  |  |  | 71.3533 | 1
| Zone | South Orange County | 8 | Monthly System Peak Day | SCE | 1-in-2 | 2028 | 4 |  |  |  | 70.8778 | 1
| Zone | South Orange County | 8 | Monthly System Peak Day | SCE | 1-in-2 | 2028 | 5 |  |  |  | 70.9267 | 1
| Zone | South Orange County | 8 | Monthly System Peak Day | SCE | 1-in-2 | 2028 | 6 |  |  |  | 70.8844 | 1
| Zone | South Orange County | 8 | Monthly System Peak Day | SCE | 1-in-2 | 2028 | 7 |  |  |  | 70.8222 | 1
| Zone | South Orange County | 8 | Monthly System Peak Day | SCE | 1-in-2 | 2028 | 8 |  |  |  | 70.8578 | 1
| Zone | South Orange County | 8 | Monthly System Peak Day | SCE | 1-in-2 | 2028 | 9 |  |  |  | 72.3711 | 1
| Zone | South Orange County | 8 | Monthly System Peak Day | SCE | 1-in-2 | 2028 | 10 |  |  |  | 75.7 | 1
| Zone | South Orange County | 8 | Monthly System Peak Day | SCE | 1-in-2 | 2028 | 11 |  |  |  | 79.5889 | 1
| Zone | South Orange County | 8 | Monthly System Peak Day | SCE | 1-in-2 | 2028 | 12 |  |  |  | 82.6222 | 1
| Zone | South Orange County | 8 | Monthly System Peak Day | SCE | 1-in-2 | 2028 | 13 |  |  |  | 83.5 | 1
| Zone | South Orange County | 8 | Monthly System Peak Day | SCE | 1-in-2 | 2028 | 14 |  |  |  | 84.7556 | 1
| Zone | South Orange County | 8 | Monthly System Peak Day | SCE | 1-in-2 | 2028 | 15 |  |  |  | 85.5889 | 1
| Zone | South Orange County | 8 | Monthly System Peak Day | SCE | 1-in-2 | 2028 | 16 |  |  |  | 85.0667 | 1
| Zone | South Orange County | 8 | Monthly System Peak Day | SCE | 1-in-2 | 2028 | 17 |  |  |  | 85.0889 | 1
| Zone | South Orange County | 8 | Monthly System Peak Day | SCE | 1-in-2 | 2028 | 18 |  |  |  | 84.5667 | 1
| Zone | South Orange County | 8 | Monthly System Peak Day | SCE | 1-in-2 | 2028 | 19 |  |  |  | 84.4667 | 1
| Zone | South Orange County | 8 | Monthly System Peak Day | SCE | 1-in-2 | 2028 | 20 |  |  |  | 82.4111 | 1
| Zone | South Orange County | 8 | Monthly System Peak Day | SCE | 1-in-2 | 2028 | 21 |  |  |  | 78.1778 | 1
| Zone | South Orange County | 8 | Monthly System Peak Day | SCE | 1-in-2 | 2028 | 22 |  |  |  | 75.1222 | 1
| Zone | South Orange County | 8 | Monthly System Peak Day | SCE | 1-in-2 | 2028 | 23 |  |  |  | 74.0444 | 1
| Zone | South Orange County | 8 | Monthly System Peak Day | SCE | 1-in-2 | 2028 | 24 |  |  |  | 73.2733 | 1
| Zone | South Orange County | 8 | Typical Event Day | SCE | 1-in-2 | 2028 | 1 |  |  |  | 68.5747 | 1
| Zone | South Orange County | 8 | Typical Event Day | SCE | 1-in-2 | 2028 | 2 |  |  |  | 68.0547 | 1
| Zone | South Orange County | 8 | Typical Event Day | SCE | 1-in-2 | 2028 | 3 |  |  |  | 67.6256 | 1
| Zone | South Orange County | 8 | Typical Event Day | SCE | 1-in-2 | 2028 | 4 |  |  |  | 67.2572 | 1
| Zone | South Orange County | 8 | Typical Event Day | SCE | 1-in-2 | 2028 | 5 |  |  |  | 67.0617 | 1
| Zone | South Orange County | 8 | Typical Event Day | SCE | 1-in-2 | 2028 | 6 |  |  |  | 66.8347 | 1
| Zone | South Orange County | 8 | Typical Event Day | SCE | 1-in-2 | 2028 | 7 |  |  |  | 66.6636 | 1
| Zone | South Orange County | 8 | Typical Event Day | SCE | 1-in-2 | 2028 | 8 |  |  |  | 66.8472 | 1
| Zone | South Orange County | 8 | Typical Event Day | SCE | 1-in-2 | 2028 | 9 |  |  |  | 68.6117 | 1
| Zone | South Orange County | 8 | Typical Event Day | SCE | 1-in-2 | 2028 | 10 |  |  |  | 71.9747 | 1
| Zone | South Orange County | 8 | Typical Event Day | SCE | 1-in-2 | 2028 | 11 |  |  |  | 75.5239 | 1
| Zone | South Orange County | 8 | Typical Event Day | SCE | 1-in-2 | 2028 | 12 |  |  |  | 78.5044 | 1
| Zone | South Orange County | 8 | Typical Event Day | SCE | 1-in-2 | 2028 | 13 |  |  |  | 79.8989 | 1
| Zone | South Orange County | 8 | Typical Event Day | SCE | 1-in-2 | 2028 | 14 |  |  |  | 80.9911 | 1
| Zone | South Orange County | 8 | Typical Event Day | SCE | 1-in-2 | 2028 | 15 |  |  |  | 82.4944 | 1
| Zone | South Orange County | 8 | Typical Event Day | SCE | 1-in-2 | 2028 | 16 |  |  |  | 82.8494 | 1
| Zone | South Orange County | 8 | Typical Event Day | SCE | 1-in-2 | 2028 | 17 |  |  |  | 83.5472 | 1
| Zone | South Orange County | 8 | Typical Event Day | SCE | 1-in-2 | 2028 | 18 |  |  |  | 82.95 | 1
| Zone | South Orange County | 8 | Typical Event Day | SCE | 1-in-2 | 2028 | 19 |  |  |  | 81.3389 | 1
| Zone | South Orange County | 8 | Typical Event Day | SCE | 1-in-2 | 2028 | 20 |  |  |  | 79.6344 | 1
| Zone | South Orange County | 8 | Typical Event Day | SCE | 1-in-2 | 2028 | 21 |  |  |  | 76.9333 | 1
| Zone | South Orange County | 8 | Typical Event Day | SCE | 1-in-2 | 2028 | 22 |  |  |  | 74.3158 | 1
| Zone | South Orange County | 8 | Typical Event Day | SCE | 1-in-2 | 2028 | 23 |  |  |  | 72.8681 | 1
| Zone | South Orange County | 8 | Typical Event Day | SCE | 1-in-2 | 2028 | 24 |  |  |  | 71.255 | 1
| Zone | South Orange County | 9 | Average Weekday | SCE | 1-in-2 | 2028 | 1 |  |  |  | 67.9294 | 1
| Zone | South Orange County | 9 | Average Weekday | SCE | 1-in-2 | 2028 | 2 |  |  |  | 67.3565 | 1
| Zone | South Orange County | 9 | Average Weekday | SCE | 1-in-2 | 2028 | 3 |  |  |  | 66.8845 | 1
| Zone | South Orange County | 9 | Average Weekday | SCE | 1-in-2 | 2028 | 4 |  |  |  | 66.4876 | 1
| Zone | South Orange County | 9 | Average Weekday | SCE | 1-in-2 | 2028 | 5 |  |  |  | 66.134 | 1
| Zone | South Orange County | 9 | Average Weekday | SCE | 1-in-2 | 2028 | 6 |  |  |  | 65.817 | 1
| Zone | South Orange County | 9 | Average Weekday | SCE | 1-in-2 | 2028 | 7 |  |  |  | 65.6568 | 1
| Zone | South Orange County | 9 | Average Weekday | SCE | 1-in-2 | 2028 | 8 |  |  |  | 65.6593 | 1
| Zone | South Orange County | 9 | Average Weekday | SCE | 1-in-2 | 2028 | 9 |  |  |  | 66.389 | 1
| Zone | South Orange County | 9 | Average Weekday | SCE | 1-in-2 | 2028 | 10 |  |  |  | 68.449 | 1
| Zone | South Orange County | 9 | Average Weekday | SCE | 1-in-2 | 2028 | 11 |  |  |  | 71.1643 | 1
| Zone | South Orange County | 9 | Average Weekday | SCE | 1-in-2 | 2028 | 12 |  |  |  | 73.7869 | 1
| Zone | South Orange County | 9 | Average Weekday | SCE | 1-in-2 | 2028 | 13 |  |  |  | 75.2473 | 1
| Zone | South Orange County | 9 | Average Weekday | SCE | 1-in-2 | 2028 | 14 |  |  |  | 76.2986 | 1
| Zone | South Orange County | 9 | Average Weekday | SCE | 1-in-2 | 2028 | 15 |  |  |  | 76.8973 | 1
| Zone | South Orange County | 9 | Average Weekday | SCE | 1-in-2 | 2028 | 16 |  |  |  | 76.9567 | 1
| Zone | South Orange County | 9 | Average Weekday | SCE | 1-in-2 | 2028 | 17 |  |  |  | 76.742 | 1
| Zone | South Orange County | 9 | Average Weekday | SCE | 1-in-2 | 2028 | 18 |  |  |  | 76.0147 | 1
| Zone | South Orange County | 9 | Average Weekday | SCE | 1-in-2 | 2028 | 19 |  |  |  | 74.7419 | 1
| Zone | South Orange County | 9 | Average Weekday | SCE | 1-in-2 | 2028 | 20 |  |  |  | 72.6114 | 1
| Zone | South Orange County | 9 | Average Weekday | SCE | 1-in-2 | 2028 | 21 |  |  |  | 70.6106 | 1
| Zone | South Orange County | 9 | Average Weekday | SCE | 1-in-2 | 2028 | 22 |  |  |  | 69.76 | 1
| Zone | South Orange County | 9 | Average Weekday | SCE | 1-in-2 | 2028 | 23 |  |  |  | 69.1248 | 1
| Zone | South Orange County | 9 | Average Weekday | SCE | 1-in-2 | 2028 | 24 |  |  |  | 68.4062 | 1
| Zone | South Orange County | 9 | Monthly System Peak Day | SCE | 1-in-2 | 2028 | 1 |  |  |  | 71.2267 | 1
| Zone | South Orange County | 9 | Monthly System Peak Day | SCE | 1-in-2 | 2028 | 2 |  |  |  | 70.4189 | 1
| Zone | South Orange County | 9 | Monthly System Peak Day | SCE | 1-in-2 | 2028 | 3 |  |  |  | 70.2067 | 1
| Zone | South Orange County | 9 | Monthly System Peak Day | SCE | 1-in-2 | 2028 | 4 |  |  |  | 69.8144 | 1
| Zone | South Orange County | 9 | Monthly System Peak Day | SCE | 1-in-2 | 2028 | 5 |  |  |  | 69.3633 | 1
| Zone | South Orange County | 9 | Monthly System Peak Day | SCE | 1-in-2 | 2028 | 6 |  |  |  | 69.0878 | 1
| Zone | South Orange County | 9 | Monthly System Peak Day | SCE | 1-in-2 | 2028 | 7 |  |  |  | 69.0011 | 1
| Zone | South Orange County | 9 | Monthly System Peak Day | SCE | 1-in-2 | 2028 | 8 |  |  |  | 68.6444 | 1
| Zone | South Orange County | 9 | Monthly System Peak Day | SCE | 1-in-2 | 2028 | 9 |  |  |  | 70.4833 | 1
| Zone | South Orange County | 9 | Monthly System Peak Day | SCE | 1-in-2 | 2028 | 10 |  |  |  | 74.8556 | 1
| Zone | South Orange County | 9 | Monthly System Peak Day | SCE | 1-in-2 | 2028 | 11 |  |  |  | 79.5667 | 1
| Zone | South Orange County | 9 | Monthly System Peak Day | SCE | 1-in-2 | 2028 | 12 |  |  |  | 83.8778 | 1
| Zone | South Orange County | 9 | Monthly System Peak Day | SCE | 1-in-2 | 2028 | 13 |  |  |  | 86.7111 | 1
| Zone | South Orange County | 9 | Monthly System Peak Day | SCE | 1-in-2 | 2028 | 14 |  |  |  | 88.3889 | 1
| Zone | South Orange County | 9 | Monthly System Peak Day | SCE | 1-in-2 | 2028 | 15 |  |  |  | 89.9222 | 1
| Zone | South Orange County | 9 | Monthly System Peak Day | SCE | 1-in-2 | 2028 | 16 |  |  |  | 89.7222 | 1
| Zone | South Orange County | 9 | Monthly System Peak Day | SCE | 1-in-2 | 2028 | 17 |  |  |  | 90.3778 | 1
| Zone | South Orange County | 9 | Monthly System Peak Day | SCE | 1-in-2 | 2028 | 18 |  |  |  | 90.2778 | 1
| Zone | South Orange County | 9 | Monthly System Peak Day | SCE | 1-in-2 | 2028 | 19 |  |  |  | 89.2222 | 1
| Zone | South Orange County | 9 | Monthly System Peak Day | SCE | 1-in-2 | 2028 | 20 |  |  |  | 88.0111 | 1
| Zone | South Orange County | 9 | Monthly System Peak Day | SCE | 1-in-2 | 2028 | 21 |  |  |  | 85.1889 | 1
| Zone | South Orange County | 9 | Monthly System Peak Day | SCE | 1-in-2 | 2028 | 22 |  |  |  | 82.5778 | 1
| Zone | South Orange County | 9 | Monthly System Peak Day | SCE | 1-in-2 | 2028 | 23 |  |  |  | 80.4667 | 1
| Zone | South Orange County | 9 | Monthly System Peak Day | SCE | 1-in-2 | 2028 | 24 |  |  |  | 77.2889 | 1
| Zone | South Orange County | 10 | Average Weekday | SCE | 1-in-2 | 2028 | 1 |  |  |  | 63.9844 | 1
| Zone | South Orange County | 10 | Average Weekday | SCE | 1-in-2 | 2028 | 2 |  |  |  | 63.2554 | 1
| Zone | South Orange County | 10 | Average Weekday | SCE | 1-in-2 | 2028 | 3 |  |  |  | 62.5135 | 1
| Zone | South Orange County | 10 | Average Weekday | SCE | 1-in-2 | 2028 | 4 |  |  |  | 61.9402 | 1
| Zone | South Orange County | 10 | Average Weekday | SCE | 1-in-2 | 2028 | 5 |  |  |  | 61.352 | 1
| Zone | South Orange County | 10 | Average Weekday | SCE | 1-in-2 | 2028 | 6 |  |  |  | 61.0596 | 1
| Zone | South Orange County | 10 | Average Weekday | SCE | 1-in-2 | 2028 | 7 |  |  |  | 60.878 | 1
| Zone | South Orange County | 10 | Average Weekday | SCE | 1-in-2 | 2028 | 8 |  |  |  | 60.7845 | 1
| Zone | South Orange County | 10 | Average Weekday | SCE | 1-in-2 | 2028 | 9 |  |  |  | 61.1327 | 1
| Zone | South Orange County | 10 | Average Weekday | SCE | 1-in-2 | 2028 | 10 |  |  |  | 63.2855 | 1
| Zone | South Orange County | 10 | Average Weekday | SCE | 1-in-2 | 2028 | 11 |  |  |  | 66.1247 | 1
| Zone | South Orange County | 10 | Average Weekday | SCE | 1-in-2 | 2028 | 12 |  |  |  | 68.6962 | 1
| Zone | South Orange County | 10 | Average Weekday | SCE | 1-in-2 | 2028 | 13 |  |  |  | 71.0626 | 1
| Zone | South Orange County | 10 | Average Weekday | SCE | 1-in-2 | 2028 | 14 |  |  |  | 72.4527 | 1
| Zone | South Orange County | 10 | Average Weekday | SCE | 1-in-2 | 2028 | 15 |  |  |  | 73.3673 | 1
| Zone | South Orange County | 10 | Average Weekday | SCE | 1-in-2 | 2028 | 16 |  |  |  | 73.5557 | 1
| Zone | South Orange County | 10 | Average Weekday | SCE | 1-in-2 | 2028 | 17 |  |  |  | 72.9948 | 1
| Zone | South Orange County | 10 | Average Weekday | SCE | 1-in-2 | 2028 | 18 |  |  |  | 72.2091 | 1
| Zone | South Orange County | 10 | Average Weekday | SCE | 1-in-2 | 2028 | 19 |  |  |  | 70.827 | 1
| Zone | South Orange County | 10 | Average Weekday | SCE | 1-in-2 | 2028 | 20 |  |  |  | 68.6842 | 1
| Zone | South Orange County | 10 | Average Weekday | SCE | 1-in-2 | 2028 | 21 |  |  |  | 67.4867 | 1
| Zone | South Orange County | 10 | Average Weekday | SCE | 1-in-2 | 2028 | 22 |  |  |  | 66.5315 | 1
| Zone | South Orange County | 10 | Average Weekday | SCE | 1-in-2 | 2028 | 23 |  |  |  | 65.6579 | 1
| Zone | South Orange County | 10 | Average Weekday | SCE | 1-in-2 | 2028 | 24 |  |  |  | 64.716 | 1
| Zone | South Orange County | 10 | Monthly System Peak Day | SCE | 1-in-2 | 2028 | 1 |  |  |  | 72.5944 | 1
| Zone | South Orange County | 10 | Monthly System Peak Day | SCE | 1-in-2 | 2028 | 2 |  |  |  | 70.3256 | 1
| Zone | South Orange County | 10 | Monthly System Peak Day | SCE | 1-in-2 | 2028 | 3 |  |  |  | 67.7222 | 1
| Zone | South Orange County | 10 | Monthly System Peak Day | SCE | 1-in-2 | 2028 | 4 |  |  |  | 66.7278 | 1
| Zone | South Orange County | 10 | Monthly System Peak Day | SCE | 1-in-2 | 2028 | 5 |  |  |  | 65.9078 | 1
| Zone | South Orange County | 10 | Monthly System Peak Day | SCE | 1-in-2 | 2028 | 6 |  |  |  | 65.4256 | 1
| Zone | South Orange County | 10 | Monthly System Peak Day | SCE | 1-in-2 | 2028 | 7 |  |  |  | 64.9611 | 1
| Zone | South Orange County | 10 | Monthly System Peak Day | SCE | 1-in-2 | 2028 | 8 |  |  |  | 64.9033 | 1
| Zone | South Orange County | 10 | Monthly System Peak Day | SCE | 1-in-2 | 2028 | 9 |  |  |  | 66.1911 | 1
| Zone | South Orange County | 10 | Monthly System Peak Day | SCE | 1-in-2 | 2028 | 10 |  |  |  | 70.9667 | 1
| Zone | South Orange County | 10 | Monthly System Peak Day | SCE | 1-in-2 | 2028 | 11 |  |  |  | 77.1556 | 1
| Zone | South Orange County | 10 | Monthly System Peak Day | SCE | 1-in-2 | 2028 | 12 |  |  |  | 84.0444 | 1
| Zone | South Orange County | 10 | Monthly System Peak Day | SCE | 1-in-2 | 2028 | 13 |  |  |  | 88.1333 | 1
| Zone | South Orange County | 10 | Monthly System Peak Day | SCE | 1-in-2 | 2028 | 14 |  |  |  | 91.2222 | 1
| Zone | South Orange County | 10 | Monthly System Peak Day | SCE | 1-in-2 | 2028 | 15 |  |  |  | 91.7667 | 1
| Zone | South Orange County | 10 | Monthly System Peak Day | SCE | 1-in-2 | 2028 | 16 |  |  |  | 90.8889 | 1
| Zone | South Orange County | 10 | Monthly System Peak Day | SCE | 1-in-2 | 2028 | 17 |  |  |  | 89.7778 | 1
| Zone | South Orange County | 10 | Monthly System Peak Day | SCE | 1-in-2 | 2028 | 18 |  |  |  | 89.4778 | 1
| Zone | South Orange County | 10 | Monthly System Peak Day | SCE | 1-in-2 | 2028 | 19 |  |  |  | 88.1556 | 1
| Zone | South Orange County | 10 | Monthly System Peak Day | SCE | 1-in-2 | 2028 | 20 |  |  |  | 83.8889 | 1
| Zone | South Orange County | 10 | Monthly System Peak Day | SCE | 1-in-2 | 2028 | 21 |  |  |  | 81.7667 | 1
| Zone | South Orange County | 10 | Monthly System Peak Day | SCE | 1-in-2 | 2028 | 22 |  |  |  | 79.5667 | 1
| Zone | South Orange County | 10 | Monthly System Peak Day | SCE | 1-in-2 | 2028 | 23 |  |  |  | 77.1556 | 1
| Zone | South Orange County | 10 | Monthly System Peak Day | SCE | 1-in-2 | 2028 | 24 |  |  |  | 75.1222 | 1
| Zone | South Orange County | 11 | Average Weekday | SCE | 1-in-2 | 2028 | 1 |  |  |  | 59.4519 | 1
| Zone | South Orange County | 11 | Average Weekday | SCE | 1-in-2 | 2028 | 2 |  |  |  | 58.7153 | 1
| Zone | South Orange County | 11 | Average Weekday | SCE | 1-in-2 | 2028 | 3 |  |  |  | 58.0665 | 1
| Zone | South Orange County | 11 | Average Weekday | SCE | 1-in-2 | 2028 | 4 |  |  |  | 57.4587 | 1
| Zone | South Orange County | 11 | Average Weekday | SCE | 1-in-2 | 2028 | 5 |  |  |  | 56.9065 | 1
| Zone | South Orange County | 11 | Average Weekday | SCE | 1-in-2 | 2028 | 6 |  |  |  | 56.6175 | 1
| Zone | South Orange County | 11 | Average Weekday | SCE | 1-in-2 | 2028 | 7 |  |  |  | 56.3543 | 1
| Zone | South Orange County | 11 | Average Weekday | SCE | 1-in-2 | 2028 | 8 |  |  |  | 56.5264 | 1
| Zone | South Orange County | 11 | Average Weekday | SCE | 1-in-2 | 2028 | 9 |  |  |  | 57.9307 | 1
| Zone | South Orange County | 11 | Average Weekday | SCE | 1-in-2 | 2028 | 10 |  |  |  | 61.0544 | 1
| Zone | South Orange County | 11 | Average Weekday | SCE | 1-in-2 | 2028 | 11 |  |  |  | 64.2326 | 1
| Zone | South Orange County | 11 | Average Weekday | SCE | 1-in-2 | 2028 | 12 |  |  |  | 67.0165 | 1
| Zone | South Orange County | 11 | Average Weekday | SCE | 1-in-2 | 2028 | 13 |  |  |  | 69.027 | 1
| Zone | South Orange County | 11 | Average Weekday | SCE | 1-in-2 | 2028 | 14 |  |  |  | 69.9835 | 1
| Zone | South Orange County | 11 | Average Weekday | SCE | 1-in-2 | 2028 | 15 |  |  |  | 70.1055 | 1
| Zone | South Orange County | 11 | Average Weekday | SCE | 1-in-2 | 2028 | 16 |  |  |  | 69.6706 | 1
| Zone | South Orange County | 11 | Average Weekday | SCE | 1-in-2 | 2028 | 17 |  |  |  | 68.7246 | 1
| Zone | South Orange County | 11 | Average Weekday | SCE | 1-in-2 | 2028 | 18 |  |  |  | 66.9267 | 1
| Zone | South Orange County | 11 | Average Weekday | SCE | 1-in-2 | 2028 | 19 |  |  |  | 65.1492 | 1
| Zone | South Orange County | 11 | Average Weekday | SCE | 1-in-2 | 2028 | 20 |  |  |  | 64.0634 | 1
| Zone | South Orange County | 11 | Average Weekday | SCE | 1-in-2 | 2028 | 21 |  |  |  | 63.0126 | 1
| Zone | South Orange County | 11 | Average Weekday | SCE | 1-in-2 | 2028 | 22 |  |  |  | 62.0379 | 1
| Zone | South Orange County | 11 | Average Weekday | SCE | 1-in-2 | 2028 | 23 |  |  |  | 61.0313 | 1
| Zone | South Orange County | 11 | Average Weekday | SCE | 1-in-2 | 2028 | 24 |  |  |  | 60.109 | 1
| Zone | South Orange County | 11 | Monthly System Peak Day | SCE | 1-in-2 | 2028 | 1 |  |  |  | 63.1511 | 1
| Zone | South Orange County | 11 | Monthly System Peak Day | SCE | 1-in-2 | 2028 | 2 |  |  |  | 61.7556 | 1
| Zone | South Orange County | 11 | Monthly System Peak Day | SCE | 1-in-2 | 2028 | 3 |  |  |  | 60.7956 | 1
| Zone | South Orange County | 11 | Monthly System Peak Day | SCE | 1-in-2 | 2028 | 4 |  |  |  | 59.7011 | 1
| Zone | South Orange County | 11 | Monthly System Peak Day | SCE | 1-in-2 | 2028 | 5 |  |  |  | 58.6256 | 1
| Zone | South Orange County | 11 | Monthly System Peak Day | SCE | 1-in-2 | 2028 | 6 |  |  |  | 57.4356 | 1
| Zone | South Orange County | 11 | Monthly System Peak Day | SCE | 1-in-2 | 2028 | 7 |  |  |  | 56.8811 | 1
| Zone | South Orange County | 11 | Monthly System Peak Day | SCE | 1-in-2 | 2028 | 8 |  |  |  | 57.2111 | 1
| Zone | South Orange County | 11 | Monthly System Peak Day | SCE | 1-in-2 | 2028 | 9 |  |  |  | 60.4744 | 1
| Zone | South Orange County | 11 | Monthly System Peak Day | SCE | 1-in-2 | 2028 | 10 |  |  |  | 65.9156 | 1
| Zone | South Orange County | 11 | Monthly System Peak Day | SCE | 1-in-2 | 2028 | 11 |  |  |  | 72.2267 | 1
| Zone | South Orange County | 11 | Monthly System Peak Day | SCE | 1-in-2 | 2028 | 12 |  |  |  | 78.2222 | 1
| Zone | South Orange County | 11 | Monthly System Peak Day | SCE | 1-in-2 | 2028 | 13 |  |  |  | 83.2222 | 1
| Zone | South Orange County | 11 | Monthly System Peak Day | SCE | 1-in-2 | 2028 | 14 |  |  |  | 85.8667 | 1
| Zone | South Orange County | 11 | Monthly System Peak Day | SCE | 1-in-2 | 2028 | 15 |  |  |  | 85.8444 | 1
| Zone | South Orange County | 11 | Monthly System Peak Day | SCE | 1-in-2 | 2028 | 16 |  |  |  | 84.4889 | 1
| Zone | South Orange County | 11 | Monthly System Peak Day | SCE | 1-in-2 | 2028 | 17 |  |  |  | 83.0889 | 1
| Zone | South Orange County | 11 | Monthly System Peak Day | SCE | 1-in-2 | 2028 | 18 |  |  |  | 79.4444 | 1
| Zone | South Orange County | 11 | Monthly System Peak Day | SCE | 1-in-2 | 2028 | 19 |  |  |  | 76.5 | 1
| Zone | South Orange County | 11 | Monthly System Peak Day | SCE | 1-in-2 | 2028 | 20 |  |  |  | 74.3333 | 1
| Zone | South Orange County | 11 | Monthly System Peak Day | SCE | 1-in-2 | 2028 | 21 |  |  |  | 72.5133 | 1
| Zone | South Orange County | 11 | Monthly System Peak Day | SCE | 1-in-2 | 2028 | 22 |  |  |  | 70.4044 | 1
| Zone | South Orange County | 11 | Monthly System Peak Day | SCE | 1-in-2 | 2028 | 23 |  |  |  | 68.8122 | 1
| Zone | South Orange County | 11 | Monthly System Peak Day | SCE | 1-in-2 | 2028 | 24 |  |  |  | 67.2444 | 1
| Zone | South Orange County | 12 | Average Weekday | SCE | 1-in-2 | 2028 | 1 |  |  |  | 54.0608 | 1
| Zone | South Orange County | 12 | Average Weekday | SCE | 1-in-2 | 2028 | 2 |  |  |  | 53.4401 | 1
| Zone | South Orange County | 12 | Average Weekday | SCE | 1-in-2 | 2028 | 3 |  |  |  | 52.8948 | 1
| Zone | South Orange County | 12 | Average Weekday | SCE | 1-in-2 | 2028 | 4 |  |  |  | 52.3482 | 1
| Zone | South Orange County | 12 | Average Weekday | SCE | 1-in-2 | 2028 | 5 |  |  |  | 51.8615 | 1
| Zone | South Orange County | 12 | Average Weekday | SCE | 1-in-2 | 2028 | 6 |  |  |  | 51.3658 | 1
| Zone | South Orange County | 12 | Average Weekday | SCE | 1-in-2 | 2028 | 7 |  |  |  | 51.0159 | 1
| Zone | South Orange County | 12 | Average Weekday | SCE | 1-in-2 | 2028 | 8 |  |  |  | 50.8932 | 1
| Zone | South Orange County | 12 | Average Weekday | SCE | 1-in-2 | 2028 | 9 |  |  |  | 51.5791 | 1
| Zone | South Orange County | 12 | Average Weekday | SCE | 1-in-2 | 2028 | 10 |  |  |  | 53.7416 | 1
| Zone | South Orange County | 12 | Average Weekday | SCE | 1-in-2 | 2028 | 11 |  |  |  | 56.621 | 1
| Zone | South Orange County | 12 | Average Weekday | SCE | 1-in-2 | 2028 | 12 |  |  |  | 59.2355 | 1
| Zone | South Orange County | 12 | Average Weekday | SCE | 1-in-2 | 2028 | 13 |  |  |  | 61.2844 | 1
| Zone | South Orange County | 12 | Average Weekday | SCE | 1-in-2 | 2028 | 14 |  |  |  | 62.6466 | 1
| Zone | South Orange County | 12 | Average Weekday | SCE | 1-in-2 | 2028 | 15 |  |  |  | 62.7982 | 1
| Zone | South Orange County | 12 | Average Weekday | SCE | 1-in-2 | 2028 | 16 |  |  |  | 62.6015 | 1
| Zone | South Orange County | 12 | Average Weekday | SCE | 1-in-2 | 2028 | 17 |  |  |  | 61.6713 | 1
| Zone | South Orange County | 12 | Average Weekday | SCE | 1-in-2 | 2028 | 18 |  |  |  | 60.0319 | 1
| Zone | South Orange County | 12 | Average Weekday | SCE | 1-in-2 | 2028 | 19 |  |  |  | 58.5867 | 1
| Zone | South Orange County | 12 | Average Weekday | SCE | 1-in-2 | 2028 | 20 |  |  |  | 57.6711 | 1
| Zone | South Orange County | 12 | Average Weekday | SCE | 1-in-2 | 2028 | 21 |  |  |  | 56.7956 | 1
| Zone | South Orange County | 12 | Average Weekday | SCE | 1-in-2 | 2028 | 22 |  |  |  | 55.8991 | 1
| Zone | South Orange County | 12 | Average Weekday | SCE | 1-in-2 | 2028 | 23 |  |  |  | 55.1389 | 1
| Zone | South Orange County | 12 | Average Weekday | SCE | 1-in-2 | 2028 | 24 |  |  |  | 54.3793 | 1
| Zone | South Orange County | 12 | Monthly System Peak Day | SCE | 1-in-2 | 2028 | 1 |  |  |  | 48.1411 | 1
| Zone | South Orange County | 12 | Monthly System Peak Day | SCE | 1-in-2 | 2028 | 2 |  |  |  | 47.8678 | 1
| Zone | South Orange County | 12 | Monthly System Peak Day | SCE | 1-in-2 | 2028 | 3 |  |  |  | 47.4289 | 1
| Zone | South Orange County | 12 | Monthly System Peak Day | SCE | 1-in-2 | 2028 | 4 |  |  |  | 47.7744 | 1
| Zone | South Orange County | 12 | Monthly System Peak Day | SCE | 1-in-2 | 2028 | 5 |  |  |  | 47.6456 | 1
| Zone | South Orange County | 12 | Monthly System Peak Day | SCE | 1-in-2 | 2028 | 6 |  |  |  | 47.87 | 1
| Zone | South Orange County | 12 | Monthly System Peak Day | SCE | 1-in-2 | 2028 | 7 |  |  |  | 48.2433 | 1
| Zone | South Orange County | 12 | Monthly System Peak Day | SCE | 1-in-2 | 2028 | 8 |  |  |  | 48.1489 | 1
| Zone | South Orange County | 12 | Monthly System Peak Day | SCE | 1-in-2 | 2028 | 9 |  |  |  | 48.1322 | 1
| Zone | South Orange County | 12 | Monthly System Peak Day | SCE | 1-in-2 | 2028 | 10 |  |  |  | 51.7589 | 1
| Zone | South Orange County | 12 | Monthly System Peak Day | SCE | 1-in-2 | 2028 | 11 |  |  |  | 55.8633 | 1
| Zone | South Orange County | 12 | Monthly System Peak Day | SCE | 1-in-2 | 2028 | 12 |  |  |  | 58.79 | 1
| Zone | South Orange County | 12 | Monthly System Peak Day | SCE | 1-in-2 | 2028 | 13 |  |  |  | 60.8144 | 1
| Zone | South Orange County | 12 | Monthly System Peak Day | SCE | 1-in-2 | 2028 | 14 |  |  |  | 61.6778 | 1
| Zone | South Orange County | 12 | Monthly System Peak Day | SCE | 1-in-2 | 2028 | 15 |  |  |  | 62.05 | 1
| Zone | South Orange County | 12 | Monthly System Peak Day | SCE | 1-in-2 | 2028 | 16 |  |  |  | 62.3733 | 1
| Zone | South Orange County | 12 | Monthly System Peak Day | SCE | 1-in-2 | 2028 | 17 |  |  |  | 61.9011 | 1
| Zone | South Orange County | 12 | Monthly System Peak Day | SCE | 1-in-2 | 2028 | 18 |  |  |  | 60.0033 | 1
| Zone | South Orange County | 12 | Monthly System Peak Day | SCE | 1-in-2 | 2028 | 19 |  |  |  | 58.02 | 1
| Zone | South Orange County | 12 | Monthly System Peak Day | SCE | 1-in-2 | 2028 | 20 |  |  |  | 56.7433 | 1
| Zone | South Orange County | 12 | Monthly System Peak Day | SCE | 1-in-2 | 2028 | 21 |  |  |  | 55.5411 | 1
| Zone | South Orange County | 12 | Monthly System Peak Day | SCE | 1-in-2 | 2028 | 22 |  |  |  | 54.4633 | 1
| Zone | South Orange County | 12 | Monthly System Peak Day | SCE | 1-in-2 | 2028 | 23 |  |  |  | 52.9978 | 1
| Zone | South Orange County | 12 | Monthly System Peak Day | SCE | 1-in-2 | 2028 | 24 |  |  |  | 51.0956 | 1
| Zone | South Orange County | 1 | Average Weekday | SCE | 1-in-2 | 2029 | 1 |  |  |  | 54.662 | 1
| Zone | South Orange County | 1 | Average Weekday | SCE | 1-in-2 | 2029 | 2 |  |  |  | 53.4948 | 1
| Zone | South Orange County | 1 | Average Weekday | SCE | 1-in-2 | 2029 | 3 |  |  |  | 52.5967 | 1
| Zone | South Orange County | 1 | Average Weekday | SCE | 1-in-2 | 2029 | 4 |  |  |  | 51.8098 | 1
| Zone | South Orange County | 1 | Average Weekday | SCE | 1-in-2 | 2029 | 5 |  |  |  | 50.8538 | 1
| Zone | South Orange County | 1 | Average Weekday | SCE | 1-in-2 | 2029 | 6 |  |  |  | 50.5846 | 1
| Zone | South Orange County | 1 | Average Weekday | SCE | 1-in-2 | 2029 | 7 |  |  |  | 50.309 | 1
| Zone | South Orange County | 1 | Average Weekday | SCE | 1-in-2 | 2029 | 8 |  |  |  | 50.4253 | 1
| Zone | South Orange County | 1 | Average Weekday | SCE | 1-in-2 | 2029 | 9 |  |  |  | 51.0391 | 1
| Zone | South Orange County | 1 | Average Weekday | SCE | 1-in-2 | 2029 | 10 |  |  |  | 54.4605 | 1
| Zone | South Orange County | 1 | Average Weekday | SCE | 1-in-2 | 2029 | 11 |  |  |  | 58.9545 | 1
| Zone | South Orange County | 1 | Average Weekday | SCE | 1-in-2 | 2029 | 12 |  |  |  | 62.7349 | 1
| Zone | South Orange County | 1 | Average Weekday | SCE | 1-in-2 | 2029 | 13 |  |  |  | 65.5105 | 1
| Zone | South Orange County | 1 | Average Weekday | SCE | 1-in-2 | 2029 | 14 |  |  |  | 67.4434 | 1
| Zone | South Orange County | 1 | Average Weekday | SCE | 1-in-2 | 2029 | 15 |  |  |  | 68.2248 | 1
| Zone | South Orange County | 1 | Average Weekday | SCE | 1-in-2 | 2029 | 16 |  |  |  | 68.2278 | 1
| Zone | South Orange County | 1 | Average Weekday | SCE | 1-in-2 | 2029 | 17 |  |  |  | 67.1061 | 1
| Zone | South Orange County | 1 | Average Weekday | SCE | 1-in-2 | 2029 | 18 |  |  |  | 65.1802 | 1
| Zone | South Orange County | 1 | Average Weekday | SCE | 1-in-2 | 2029 | 19 |  |  |  | 62.5922 | 1
| Zone | South Orange County | 1 | Average Weekday | SCE | 1-in-2 | 2029 | 20 |  |  |  | 60.9761 | 1
| Zone | South Orange County | 1 | Average Weekday | SCE | 1-in-2 | 2029 | 21 |  |  |  | 59.7741 | 1
| Zone | South Orange County | 1 | Average Weekday | SCE | 1-in-2 | 2029 | 22 |  |  |  | 58.5336 | 1
| Zone | South Orange County | 1 | Average Weekday | SCE | 1-in-2 | 2029 | 23 |  |  |  | 57.524 | 1
| Zone | South Orange County | 1 | Average Weekday | SCE | 1-in-2 | 2029 | 24 |  |  |  | 56.4265 | 1
| Zone | South Orange County | 1 | Monthly System Peak Day | SCE | 1-in-2 | 2029 | 1 |  |  |  | 49.35 | 1
| Zone | South Orange County | 1 | Monthly System Peak Day | SCE | 1-in-2 | 2029 | 2 |  |  |  | 48.7167 | 1
| Zone | South Orange County | 1 | Monthly System Peak Day | SCE | 1-in-2 | 2029 | 3 |  |  |  | 47.3467 | 1
| Zone | South Orange County | 1 | Monthly System Peak Day | SCE | 1-in-2 | 2029 | 4 |  |  |  | 46.4689 | 1
| Zone | South Orange County | 1 | Monthly System Peak Day | SCE | 1-in-2 | 2029 | 5 |  |  |  | 45.3333 | 1
| Zone | South Orange County | 1 | Monthly System Peak Day | SCE | 1-in-2 | 2029 | 6 |  |  |  | 44.8956 | 1
| Zone | South Orange County | 1 | Monthly System Peak Day | SCE | 1-in-2 | 2029 | 7 |  |  |  | 44.8944 | 1
| Zone | South Orange County | 1 | Monthly System Peak Day | SCE | 1-in-2 | 2029 | 8 |  |  |  | 45.2267 | 1
| Zone | South Orange County | 1 | Monthly System Peak Day | SCE | 1-in-2 | 2029 | 9 |  |  |  | 46.1144 | 1
| Zone | South Orange County | 1 | Monthly System Peak Day | SCE | 1-in-2 | 2029 | 10 |  |  |  | 48.8811 | 1
| Zone | South Orange County | 1 | Monthly System Peak Day | SCE | 1-in-2 | 2029 | 11 |  |  |  | 52.8111 | 1
| Zone | South Orange County | 1 | Monthly System Peak Day | SCE | 1-in-2 | 2029 | 12 |  |  |  | 55.2022 | 1
| Zone | South Orange County | 1 | Monthly System Peak Day | SCE | 1-in-2 | 2029 | 13 |  |  |  | 56.2878 | 1
| Zone | South Orange County | 1 | Monthly System Peak Day | SCE | 1-in-2 | 2029 | 14 |  |  |  | 55.6478 | 1
| Zone | South Orange County | 1 | Monthly System Peak Day | SCE | 1-in-2 | 2029 | 15 |  |  |  | 55.4756 | 1
| Zone | South Orange County | 1 | Monthly System Peak Day | SCE | 1-in-2 | 2029 | 16 |  |  |  | 56.2167 | 1
| Zone | South Orange County | 1 | Monthly System Peak Day | SCE | 1-in-2 | 2029 | 17 |  |  |  | 56.8744 | 1
| Zone | South Orange County | 1 | Monthly System Peak Day | SCE | 1-in-2 | 2029 | 18 |  |  |  | 56.1267 | 1
| Zone | South Orange County | 1 | Monthly System Peak Day | SCE | 1-in-2 | 2029 | 19 |  |  |  | 54.7333 | 1
| Zone | South Orange County | 1 | Monthly System Peak Day | SCE | 1-in-2 | 2029 | 20 |  |  |  | 53.8189 | 1
| Zone | South Orange County | 1 | Monthly System Peak Day | SCE | 1-in-2 | 2029 | 21 |  |  |  | 53.2444 | 1
| Zone | South Orange County | 1 | Monthly System Peak Day | SCE | 1-in-2 | 2029 | 22 |  |  |  | 52.1089 | 1
| Zone | South Orange County | 1 | Monthly System Peak Day | SCE | 1-in-2 | 2029 | 23 |  |  |  | 50.9433 | 1
| Zone | South Orange County | 1 | Monthly System Peak Day | SCE | 1-in-2 | 2029 | 24 |  |  |  | 49.9844 | 1
| Zone | South Orange County | 2 | Average Weekday | SCE | 1-in-2 | 2029 | 1 |  |  |  | 54.6901 | 1
| Zone | South Orange County | 2 | Average Weekday | SCE | 1-in-2 | 2029 | 2 |  |  |  | 53.9377 | 1
| Zone | South Orange County | 2 | Average Weekday | SCE | 1-in-2 | 2029 | 3 |  |  |  | 53.2236 | 1
| Zone | South Orange County | 2 | Average Weekday | SCE | 1-in-2 | 2029 | 4 |  |  |  | 52.4923 | 1
| Zone | South Orange County | 2 | Average Weekday | SCE | 1-in-2 | 2029 | 5 |  |  |  | 51.8844 | 1
| Zone | South Orange County | 2 | Average Weekday | SCE | 1-in-2 | 2029 | 6 |  |  |  | 51.3397 | 1
| Zone | South Orange County | 2 | Average Weekday | SCE | 1-in-2 | 2029 | 7 |  |  |  | 51.0943 | 1
| Zone | South Orange County | 2 | Average Weekday | SCE | 1-in-2 | 2029 | 8 |  |  |  | 51.0683 | 1
| Zone | South Orange County | 2 | Average Weekday | SCE | 1-in-2 | 2029 | 9 |  |  |  | 52.4426 | 1
| Zone | South Orange County | 2 | Average Weekday | SCE | 1-in-2 | 2029 | 10 |  |  |  | 55.7153 | 1
| Zone | South Orange County | 2 | Average Weekday | SCE | 1-in-2 | 2029 | 11 |  |  |  | 58.9495 | 1
| Zone | South Orange County | 2 | Average Weekday | SCE | 1-in-2 | 2029 | 12 |  |  |  | 61.8131 | 1
| Zone | South Orange County | 2 | Average Weekday | SCE | 1-in-2 | 2029 | 13 |  |  |  | 63.9924 | 1
| Zone | South Orange County | 2 | Average Weekday | SCE | 1-in-2 | 2029 | 14 |  |  |  | 65.2151 | 1
| Zone | South Orange County | 2 | Average Weekday | SCE | 1-in-2 | 2029 | 15 |  |  |  | 65.3369 | 1
| Zone | South Orange County | 2 | Average Weekday | SCE | 1-in-2 | 2029 | 16 |  |  |  | 64.8269 | 1
| Zone | South Orange County | 2 | Average Weekday | SCE | 1-in-2 | 2029 | 17 |  |  |  | 64.2344 | 1
| Zone | South Orange County | 2 | Average Weekday | SCE | 1-in-2 | 2029 | 18 |  |  |  | 62.9428 | 1
| Zone | South Orange County | 2 | Average Weekday | SCE | 1-in-2 | 2029 | 19 |  |  |  | 60.8499 | 1
| Zone | South Orange County | 2 | Average Weekday | SCE | 1-in-2 | 2029 | 20 |  |  |  | 59.3436 | 1
| Zone | South Orange County | 2 | Average Weekday | SCE | 1-in-2 | 2029 | 21 |  |  |  | 58.3393 | 1
| Zone | South Orange County | 2 | Average Weekday | SCE | 1-in-2 | 2029 | 22 |  |  |  | 57.5002 | 1
| Zone | South Orange County | 2 | Average Weekday | SCE | 1-in-2 | 2029 | 23 |  |  |  | 56.5876 | 1
| Zone | South Orange County | 2 | Average Weekday | SCE | 1-in-2 | 2029 | 24 |  |  |  | 55.7785 | 1
| Zone | South Orange County | 2 | Monthly System Peak Day | SCE | 1-in-2 | 2029 | 1 |  |  |  | 47.2478 | 1
| Zone | South Orange County | 2 | Monthly System Peak Day | SCE | 1-in-2 | 2029 | 2 |  |  |  | 46.9311 | 1
| Zone | South Orange County | 2 | Monthly System Peak Day | SCE | 1-in-2 | 2029 | 3 |  |  |  | 46.3533 | 1
| Zone | South Orange County | 2 | Monthly System Peak Day | SCE | 1-in-2 | 2029 | 4 |  |  |  | 45.6078 | 1
| Zone | South Orange County | 2 | Monthly System Peak Day | SCE | 1-in-2 | 2029 | 5 |  |  |  | 44.6556 | 1
| Zone | South Orange County | 2 | Monthly System Peak Day | SCE | 1-in-2 | 2029 | 6 |  |  |  | 43.6544 | 1
| Zone | South Orange County | 2 | Monthly System Peak Day | SCE | 1-in-2 | 2029 | 7 |  |  |  | 42.9833 | 1
| Zone | South Orange County | 2 | Monthly System Peak Day | SCE | 1-in-2 | 2029 | 8 |  |  |  | 43.0622 | 1
| Zone | South Orange County | 2 | Monthly System Peak Day | SCE | 1-in-2 | 2029 | 9 |  |  |  | 44.6044 | 1
| Zone | South Orange County | 2 | Monthly System Peak Day | SCE | 1-in-2 | 2029 | 10 |  |  |  | 47.8667 | 1
| Zone | South Orange County | 2 | Monthly System Peak Day | SCE | 1-in-2 | 2029 | 11 |  |  |  | 50.9233 | 1
| Zone | South Orange County | 2 | Monthly System Peak Day | SCE | 1-in-2 | 2029 | 12 |  |  |  | 53.2144 | 1
| Zone | South Orange County | 2 | Monthly System Peak Day | SCE | 1-in-2 | 2029 | 13 |  |  |  | 54.67 | 1
| Zone | South Orange County | 2 | Monthly System Peak Day | SCE | 1-in-2 | 2029 | 14 |  |  |  | 55.9689 | 1
| Zone | South Orange County | 2 | Monthly System Peak Day | SCE | 1-in-2 | 2029 | 15 |  |  |  | 56.9189 | 1
| Zone | South Orange County | 2 | Monthly System Peak Day | SCE | 1-in-2 | 2029 | 16 |  |  |  | 57.4333 | 1
| Zone | South Orange County | 2 | Monthly System Peak Day | SCE | 1-in-2 | 2029 | 17 |  |  |  | 56.9844 | 1
| Zone | South Orange County | 2 | Monthly System Peak Day | SCE | 1-in-2 | 2029 | 18 |  |  |  | 56.46 | 1
| Zone | South Orange County | 2 | Monthly System Peak Day | SCE | 1-in-2 | 2029 | 19 |  |  |  | 54.6711 | 1
| Zone | South Orange County | 2 | Monthly System Peak Day | SCE | 1-in-2 | 2029 | 20 |  |  |  | 53.4833 | 1
| Zone | South Orange County | 2 | Monthly System Peak Day | SCE | 1-in-2 | 2029 | 21 |  |  |  | 52.6922 | 1
| Zone | South Orange County | 2 | Monthly System Peak Day | SCE | 1-in-2 | 2029 | 22 |  |  |  | 51.7511 | 1
| Zone | South Orange County | 2 | Monthly System Peak Day | SCE | 1-in-2 | 2029 | 23 |  |  |  | 50.6333 | 1
| Zone | South Orange County | 2 | Monthly System Peak Day | SCE | 1-in-2 | 2029 | 24 |  |  |  | 49.3278 | 1
| Zone | South Orange County | 3 | Average Weekday | SCE | 1-in-2 | 2029 | 1 |  |  |  | 56.6172 | 1
| Zone | South Orange County | 3 | Average Weekday | SCE | 1-in-2 | 2029 | 2 |  |  |  | 55.8013 | 1
| Zone | South Orange County | 3 | Average Weekday | SCE | 1-in-2 | 2029 | 3 |  |  |  | 55.1097 | 1
| Zone | South Orange County | 3 | Average Weekday | SCE | 1-in-2 | 2029 | 4 |  |  |  | 54.5835 | 1
| Zone | South Orange County | 3 | Average Weekday | SCE | 1-in-2 | 2029 | 5 |  |  |  | 54.1136 | 1
| Zone | South Orange County | 3 | Average Weekday | SCE | 1-in-2 | 2029 | 6 |  |  |  | 53.7129 | 1
| Zone | South Orange County | 3 | Average Weekday | SCE | 1-in-2 | 2029 | 7 |  |  |  | 53.4053 | 1
| Zone | South Orange County | 3 | Average Weekday | SCE | 1-in-2 | 2029 | 8 |  |  |  | 53.3662 | 1
| Zone | South Orange County | 3 | Average Weekday | SCE | 1-in-2 | 2029 | 9 |  |  |  | 54.3881 | 1
| Zone | South Orange County | 3 | Average Weekday | SCE | 1-in-2 | 2029 | 10 |  |  |  | 56.8323 | 1
| Zone | South Orange County | 3 | Average Weekday | SCE | 1-in-2 | 2029 | 11 |  |  |  | 59.6678 | 1
| Zone | South Orange County | 3 | Average Weekday | SCE | 1-in-2 | 2029 | 12 |  |  |  | 62.3309 | 1
| Zone | South Orange County | 3 | Average Weekday | SCE | 1-in-2 | 2029 | 13 |  |  |  | 63.8855 | 1
| Zone | South Orange County | 3 | Average Weekday | SCE | 1-in-2 | 2029 | 14 |  |  |  | 64.6413 | 1
| Zone | South Orange County | 3 | Average Weekday | SCE | 1-in-2 | 2029 | 15 |  |  |  | 65.1252 | 1
| Zone | South Orange County | 3 | Average Weekday | SCE | 1-in-2 | 2029 | 16 |  |  |  | 65.3877 | 1
| Zone | South Orange County | 3 | Average Weekday | SCE | 1-in-2 | 2029 | 17 |  |  |  | 65.2091 | 1
| Zone | South Orange County | 3 | Average Weekday | SCE | 1-in-2 | 2029 | 18 |  |  |  | 64.3728 | 1
| Zone | South Orange County | 3 | Average Weekday | SCE | 1-in-2 | 2029 | 19 |  |  |  | 63.1342 | 1
| Zone | South Orange County | 3 | Average Weekday | SCE | 1-in-2 | 2029 | 20 |  |  |  | 61.3696 | 1
| Zone | South Orange County | 3 | Average Weekday | SCE | 1-in-2 | 2029 | 21 |  |  |  | 59.8507 | 1
| Zone | South Orange County | 3 | Average Weekday | SCE | 1-in-2 | 2029 | 22 |  |  |  | 59.0283 | 1
| Zone | South Orange County | 3 | Average Weekday | SCE | 1-in-2 | 2029 | 23 |  |  |  | 58.364 | 1
| Zone | South Orange County | 3 | Average Weekday | SCE | 1-in-2 | 2029 | 24 |  |  |  | 57.6474 | 1
| Zone | South Orange County | 3 | Monthly System Peak Day | SCE | 1-in-2 | 2029 | 1 |  |  |  | 59.8322 | 1
| Zone | South Orange County | 3 | Monthly System Peak Day | SCE | 1-in-2 | 2029 | 2 |  |  |  | 58.1289 | 1
| Zone | South Orange County | 3 | Monthly System Peak Day | SCE | 1-in-2 | 2029 | 3 |  |  |  | 56.7222 | 1
| Zone | South Orange County | 3 | Monthly System Peak Day | SCE | 1-in-2 | 2029 | 4 |  |  |  | 55.9189 | 1
| Zone | South Orange County | 3 | Monthly System Peak Day | SCE | 1-in-2 | 2029 | 5 |  |  |  | 55.86 | 1
| Zone | South Orange County | 3 | Monthly System Peak Day | SCE | 1-in-2 | 2029 | 6 |  |  |  | 55.9678 | 1
| Zone | South Orange County | 3 | Monthly System Peak Day | SCE | 1-in-2 | 2029 | 7 |  |  |  | 54.5467 | 1
| Zone | South Orange County | 3 | Monthly System Peak Day | SCE | 1-in-2 | 2029 | 8 |  |  |  | 54.1511 | 1
| Zone | South Orange County | 3 | Monthly System Peak Day | SCE | 1-in-2 | 2029 | 9 |  |  |  | 55.0822 | 1
| Zone | South Orange County | 3 | Monthly System Peak Day | SCE | 1-in-2 | 2029 | 10 |  |  |  | 58.7367 | 1
| Zone | South Orange County | 3 | Monthly System Peak Day | SCE | 1-in-2 | 2029 | 11 |  |  |  | 63.2567 | 1
| Zone | South Orange County | 3 | Monthly System Peak Day | SCE | 1-in-2 | 2029 | 12 |  |  |  | 67.3078 | 1
| Zone | South Orange County | 3 | Monthly System Peak Day | SCE | 1-in-2 | 2029 | 13 |  |  |  | 69.1044 | 1
| Zone | South Orange County | 3 | Monthly System Peak Day | SCE | 1-in-2 | 2029 | 14 |  |  |  | 69.4867 | 1
| Zone | South Orange County | 3 | Monthly System Peak Day | SCE | 1-in-2 | 2029 | 15 |  |  |  | 70.4467 | 1
| Zone | South Orange County | 3 | Monthly System Peak Day | SCE | 1-in-2 | 2029 | 16 |  |  |  | 70.4978 | 1
| Zone | South Orange County | 3 | Monthly System Peak Day | SCE | 1-in-2 | 2029 | 17 |  |  |  | 69.3444 | 1
| Zone | South Orange County | 3 | Monthly System Peak Day | SCE | 1-in-2 | 2029 | 18 |  |  |  | 68.2589 | 1
| Zone | South Orange County | 3 | Monthly System Peak Day | SCE | 1-in-2 | 2029 | 19 |  |  |  | 66.64 | 1
| Zone | South Orange County | 3 | Monthly System Peak Day | SCE | 1-in-2 | 2029 | 20 |  |  |  | 64.3044 | 1
| Zone | South Orange County | 3 | Monthly System Peak Day | SCE | 1-in-2 | 2029 | 21 |  |  |  | 62.69 | 1
| Zone | South Orange County | 3 | Monthly System Peak Day | SCE | 1-in-2 | 2029 | 22 |  |  |  | 61.9778 | 1
| Zone | South Orange County | 3 | Monthly System Peak Day | SCE | 1-in-2 | 2029 | 23 |  |  |  | 60.8089 | 1
| Zone | South Orange County | 3 | Monthly System Peak Day | SCE | 1-in-2 | 2029 | 24 |  |  |  | 59.7333 | 1
| Zone | South Orange County | 4 | Average Weekday | SCE | 1-in-2 | 2029 | 1 |  |  |  | 58.073 | 1
| Zone | South Orange County | 4 | Average Weekday | SCE | 1-in-2 | 2029 | 2 |  |  |  | 57.561 | 1
| Zone | South Orange County | 4 | Average Weekday | SCE | 1-in-2 | 2029 | 3 |  |  |  | 56.9132 | 1
| Zone | South Orange County | 4 | Average Weekday | SCE | 1-in-2 | 2029 | 4 |  |  |  | 56.3681 | 1
| Zone | South Orange County | 4 | Average Weekday | SCE | 1-in-2 | 2029 | 5 |  |  |  | 55.9471 | 1
| Zone | South Orange County | 4 | Average Weekday | SCE | 1-in-2 | 2029 | 6 |  |  |  | 55.5731 | 1
| Zone | South Orange County | 4 | Average Weekday | SCE | 1-in-2 | 2029 | 7 |  |  |  | 55.3919 | 1
| Zone | South Orange County | 4 | Average Weekday | SCE | 1-in-2 | 2029 | 8 |  |  |  | 55.4289 | 1
| Zone | South Orange County | 4 | Average Weekday | SCE | 1-in-2 | 2029 | 9 |  |  |  | 56.7051 | 1
| Zone | South Orange County | 4 | Average Weekday | SCE | 1-in-2 | 2029 | 10 |  |  |  | 58.9486 | 1
| Zone | South Orange County | 4 | Average Weekday | SCE | 1-in-2 | 2029 | 11 |  |  |  | 61.3682 | 1
| Zone | South Orange County | 4 | Average Weekday | SCE | 1-in-2 | 2029 | 12 |  |  |  | 63.6571 | 1
| Zone | South Orange County | 4 | Average Weekday | SCE | 1-in-2 | 2029 | 13 |  |  |  | 64.9915 | 1
| Zone | South Orange County | 4 | Average Weekday | SCE | 1-in-2 | 2029 | 14 |  |  |  | 65.909 | 1
| Zone | South Orange County | 4 | Average Weekday | SCE | 1-in-2 | 2029 | 15 |  |  |  | 66.7237 | 1
| Zone | South Orange County | 4 | Average Weekday | SCE | 1-in-2 | 2029 | 16 |  |  |  | 66.9521 | 1
| Zone | South Orange County | 4 | Average Weekday | SCE | 1-in-2 | 2029 | 17 |  |  |  | 66.763 | 1
| Zone | South Orange County | 4 | Average Weekday | SCE | 1-in-2 | 2029 | 18 |  |  |  | 66.251 | 1
| Zone | South Orange County | 4 | Average Weekday | SCE | 1-in-2 | 2029 | 19 |  |  |  | 65.3409 | 1
| Zone | South Orange County | 4 | Average Weekday | SCE | 1-in-2 | 2029 | 20 |  |  |  | 63.5632 | 1
| Zone | South Orange County | 4 | Average Weekday | SCE | 1-in-2 | 2029 | 21 |  |  |  | 61.2356 | 1
| Zone | South Orange County | 4 | Average Weekday | SCE | 1-in-2 | 2029 | 22 |  |  |  | 59.7451 | 1
| Zone | South Orange County | 4 | Average Weekday | SCE | 1-in-2 | 2029 | 23 |  |  |  | 59.0311 | 1
| Zone | South Orange County | 4 | Average Weekday | SCE | 1-in-2 | 2029 | 24 |  |  |  | 58.3683 | 1
| Zone | South Orange County | 4 | Monthly System Peak Day | SCE | 1-in-2 | 2029 | 1 |  |  |  | 63.08 | 1
| Zone | South Orange County | 4 | Monthly System Peak Day | SCE | 1-in-2 | 2029 | 2 |  |  |  | 62.4322 | 1
| Zone | South Orange County | 4 | Monthly System Peak Day | SCE | 1-in-2 | 2029 | 3 |  |  |  | 61.7433 | 1
| Zone | South Orange County | 4 | Monthly System Peak Day | SCE | 1-in-2 | 2029 | 4 |  |  |  | 61.3144 | 1
| Zone | South Orange County | 4 | Monthly System Peak Day | SCE | 1-in-2 | 2029 | 5 |  |  |  | 60.4389 | 1
| Zone | South Orange County | 4 | Monthly System Peak Day | SCE | 1-in-2 | 2029 | 6 |  |  |  | 59.6778 | 1
| Zone | South Orange County | 4 | Monthly System Peak Day | SCE | 1-in-2 | 2029 | 7 |  |  |  | 59.5567 | 1
| Zone | South Orange County | 4 | Monthly System Peak Day | SCE | 1-in-2 | 2029 | 8 |  |  |  | 59.51 | 1
| Zone | South Orange County | 4 | Monthly System Peak Day | SCE | 1-in-2 | 2029 | 9 |  |  |  | 61.0967 | 1
| Zone | South Orange County | 4 | Monthly System Peak Day | SCE | 1-in-2 | 2029 | 10 |  |  |  | 65.5467 | 1
| Zone | South Orange County | 4 | Monthly System Peak Day | SCE | 1-in-2 | 2029 | 11 |  |  |  | 70.4511 | 1
| Zone | South Orange County | 4 | Monthly System Peak Day | SCE | 1-in-2 | 2029 | 12 |  |  |  | 74.9333 | 1
| Zone | South Orange County | 4 | Monthly System Peak Day | SCE | 1-in-2 | 2029 | 13 |  |  |  | 77.8 | 1
| Zone | South Orange County | 4 | Monthly System Peak Day | SCE | 1-in-2 | 2029 | 14 |  |  |  | 79.0667 | 1
| Zone | South Orange County | 4 | Monthly System Peak Day | SCE | 1-in-2 | 2029 | 15 |  |  |  | 79.9222 | 1
| Zone | South Orange County | 4 | Monthly System Peak Day | SCE | 1-in-2 | 2029 | 16 |  |  |  | 78.4111 | 1
| Zone | South Orange County | 4 | Monthly System Peak Day | SCE | 1-in-2 | 2029 | 17 |  |  |  | 76.7889 | 1
| Zone | South Orange County | 4 | Monthly System Peak Day | SCE | 1-in-2 | 2029 | 18 |  |  |  | 77.5889 | 1
| Zone | South Orange County | 4 | Monthly System Peak Day | SCE | 1-in-2 | 2029 | 19 |  |  |  | 77.6 | 1
| Zone | South Orange County | 4 | Monthly System Peak Day | SCE | 1-in-2 | 2029 | 20 |  |  |  | 75.2289 | 1
| Zone | South Orange County | 4 | Monthly System Peak Day | SCE | 1-in-2 | 2029 | 21 |  |  |  | 71.5378 | 1
| Zone | South Orange County | 4 | Monthly System Peak Day | SCE | 1-in-2 | 2029 | 22 |  |  |  | 68.83 | 1
| Zone | South Orange County | 4 | Monthly System Peak Day | SCE | 1-in-2 | 2029 | 23 |  |  |  | 67.2 | 1
| Zone | South Orange County | 4 | Monthly System Peak Day | SCE | 1-in-2 | 2029 | 24 |  |  |  | 64.42 | 1
| Zone | South Orange County | 5 | Average Weekday | SCE | 1-in-2 | 2029 | 1 |  |  |  | 60.4714 | 1
| Zone | South Orange County | 5 | Average Weekday | SCE | 1-in-2 | 2029 | 2 |  |  |  | 60.1578 | 1
| Zone | South Orange County | 5 | Average Weekday | SCE | 1-in-2 | 2029 | 3 |  |  |  | 59.9098 | 1
| Zone | South Orange County | 5 | Average Weekday | SCE | 1-in-2 | 2029 | 4 |  |  |  | 59.6602 | 1
| Zone | South Orange County | 5 | Average Weekday | SCE | 1-in-2 | 2029 | 5 |  |  |  | 59.4343 | 1
| Zone | South Orange County | 5 | Average Weekday | SCE | 1-in-2 | 2029 | 6 |  |  |  | 59.2257 | 1
| Zone | South Orange County | 5 | Average Weekday | SCE | 1-in-2 | 2029 | 7 |  |  |  | 59.0737 | 1
| Zone | South Orange County | 5 | Average Weekday | SCE | 1-in-2 | 2029 | 8 |  |  |  | 59.2193 | 1
| Zone | South Orange County | 5 | Average Weekday | SCE | 1-in-2 | 2029 | 9 |  |  |  | 60.1784 | 1
| Zone | South Orange County | 5 | Average Weekday | SCE | 1-in-2 | 2029 | 10 |  |  |  | 61.5476 | 1
| Zone | South Orange County | 5 | Average Weekday | SCE | 1-in-2 | 2029 | 11 |  |  |  | 63.2339 | 1
| Zone | South Orange County | 5 | Average Weekday | SCE | 1-in-2 | 2029 | 12 |  |  |  | 64.809 | 1
| Zone | South Orange County | 5 | Average Weekday | SCE | 1-in-2 | 2029 | 13 |  |  |  | 65.8807 | 1
| Zone | South Orange County | 5 | Average Weekday | SCE | 1-in-2 | 2029 | 14 |  |  |  | 66.6581 | 1
| Zone | South Orange County | 5 | Average Weekday | SCE | 1-in-2 | 2029 | 15 |  |  |  | 67.4139 | 1
| Zone | South Orange County | 5 | Average Weekday | SCE | 1-in-2 | 2029 | 16 |  |  |  | 67.7208 | 1
| Zone | South Orange County | 5 | Average Weekday | SCE | 1-in-2 | 2029 | 17 |  |  |  | 67.6767 | 1
| Zone | South Orange County | 5 | Average Weekday | SCE | 1-in-2 | 2029 | 18 |  |  |  | 67.1896 | 1
| Zone | South Orange County | 5 | Average Weekday | SCE | 1-in-2 | 2029 | 19 |  |  |  | 66.193 | 1
| Zone | South Orange County | 5 | Average Weekday | SCE | 1-in-2 | 2029 | 20 |  |  |  | 64.6476 | 1
| Zone | South Orange County | 5 | Average Weekday | SCE | 1-in-2 | 2029 | 21 |  |  |  | 62.7824 | 1
| Zone | South Orange County | 5 | Average Weekday | SCE | 1-in-2 | 2029 | 22 |  |  |  | 61.6101 | 1
| Zone | South Orange County | 5 | Average Weekday | SCE | 1-in-2 | 2029 | 23 |  |  |  | 61.087 | 1
| Zone | South Orange County | 5 | Average Weekday | SCE | 1-in-2 | 2029 | 24 |  |  |  | 60.8122 | 1
| Zone | South Orange County | 5 | Monthly System Peak Day | SCE | 1-in-2 | 2029 | 1 |  |  |  | 63.7922 | 1
| Zone | South Orange County | 5 | Monthly System Peak Day | SCE | 1-in-2 | 2029 | 2 |  |  |  | 62.7844 | 1
| Zone | South Orange County | 5 | Monthly System Peak Day | SCE | 1-in-2 | 2029 | 3 |  |  |  | 61.8978 | 1
| Zone | South Orange County | 5 | Monthly System Peak Day | SCE | 1-in-2 | 2029 | 4 |  |  |  | 61.2678 | 1
| Zone | South Orange County | 5 | Monthly System Peak Day | SCE | 1-in-2 | 2029 | 5 |  |  |  | 60.9811 | 1
| Zone | South Orange County | 5 | Monthly System Peak Day | SCE | 1-in-2 | 2029 | 6 |  |  |  | 60.2222 | 1
| Zone | South Orange County | 5 | Monthly System Peak Day | SCE | 1-in-2 | 2029 | 7 |  |  |  | 59.9489 | 1
| Zone | South Orange County | 5 | Monthly System Peak Day | SCE | 1-in-2 | 2029 | 8 |  |  |  | 60.4044 | 1
| Zone | South Orange County | 5 | Monthly System Peak Day | SCE | 1-in-2 | 2029 | 9 |  |  |  | 63.1456 | 1
| Zone | South Orange County | 5 | Monthly System Peak Day | SCE | 1-in-2 | 2029 | 10 |  |  |  | 67.3444 | 1
| Zone | South Orange County | 5 | Monthly System Peak Day | SCE | 1-in-2 | 2029 | 11 |  |  |  | 72.2256 | 1
| Zone | South Orange County | 5 | Monthly System Peak Day | SCE | 1-in-2 | 2029 | 12 |  |  |  | 75.9911 | 1
| Zone | South Orange County | 5 | Monthly System Peak Day | SCE | 1-in-2 | 2029 | 13 |  |  |  | 77.6889 | 1
| Zone | South Orange County | 5 | Monthly System Peak Day | SCE | 1-in-2 | 2029 | 14 |  |  |  | 78.3444 | 1
| Zone | South Orange County | 5 | Monthly System Peak Day | SCE | 1-in-2 | 2029 | 15 |  |  |  | 77.7489 | 1
| Zone | South Orange County | 5 | Monthly System Peak Day | SCE | 1-in-2 | 2029 | 16 |  |  |  | 78.6467 | 1
| Zone | South Orange County | 5 | Monthly System Peak Day | SCE | 1-in-2 | 2029 | 17 |  |  |  | 78.7111 | 1
| Zone | South Orange County | 5 | Monthly System Peak Day | SCE | 1-in-2 | 2029 | 18 |  |  |  | 77.9222 | 1
| Zone | South Orange County | 5 | Monthly System Peak Day | SCE | 1-in-2 | 2029 | 19 |  |  |  | 76.0111 | 1
| Zone | South Orange County | 5 | Monthly System Peak Day | SCE | 1-in-2 | 2029 | 20 |  |  |  | 73.9678 | 1
| Zone | South Orange County | 5 | Monthly System Peak Day | SCE | 1-in-2 | 2029 | 21 |  |  |  | 70.8633 | 1
| Zone | South Orange County | 5 | Monthly System Peak Day | SCE | 1-in-2 | 2029 | 22 |  |  |  | 67.1622 | 1
| Zone | South Orange County | 5 | Monthly System Peak Day | SCE | 1-in-2 | 2029 | 23 |  |  |  | 65.5611 | 1
| Zone | South Orange County | 5 | Monthly System Peak Day | SCE | 1-in-2 | 2029 | 24 |  |  |  | 64.4989 | 1
| Zone | South Orange County | 6 | Average Weekday | SCE | 1-in-2 | 2029 | 1 |  |  |  | 63.2201 | 1
| Zone | South Orange County | 6 | Average Weekday | SCE | 1-in-2 | 2029 | 2 |  |  |  | 62.9028 | 1
| Zone | South Orange County | 6 | Average Weekday | SCE | 1-in-2 | 2029 | 3 |  |  |  | 62.638 | 1
| Zone | South Orange County | 6 | Average Weekday | SCE | 1-in-2 | 2029 | 4 |  |  |  | 62.3707 | 1
| Zone | South Orange County | 6 | Average Weekday | SCE | 1-in-2 | 2029 | 5 |  |  |  | 62.2104 | 1
| Zone | South Orange County | 6 | Average Weekday | SCE | 1-in-2 | 2029 | 6 |  |  |  | 62.0573 | 1
| Zone | South Orange County | 6 | Average Weekday | SCE | 1-in-2 | 2029 | 7 |  |  |  | 61.9467 | 1
| Zone | South Orange County | 6 | Average Weekday | SCE | 1-in-2 | 2029 | 8 |  |  |  | 62.2274 | 1
| Zone | South Orange County | 6 | Average Weekday | SCE | 1-in-2 | 2029 | 9 |  |  |  | 63.2907 | 1
| Zone | South Orange County | 6 | Average Weekday | SCE | 1-in-2 | 2029 | 10 |  |  |  | 64.8738 | 1
| Zone | South Orange County | 6 | Average Weekday | SCE | 1-in-2 | 2029 | 11 |  |  |  | 66.8967 | 1
| Zone | South Orange County | 6 | Average Weekday | SCE | 1-in-2 | 2029 | 12 |  |  |  | 68.6847 | 1
| Zone | South Orange County | 6 | Average Weekday | SCE | 1-in-2 | 2029 | 13 |  |  |  | 69.7499 | 1
| Zone | South Orange County | 6 | Average Weekday | SCE | 1-in-2 | 2029 | 14 |  |  |  | 70.2175 | 1
| Zone | South Orange County | 6 | Average Weekday | SCE | 1-in-2 | 2029 | 15 |  |  |  | 70.7634 | 1
| Zone | South Orange County | 6 | Average Weekday | SCE | 1-in-2 | 2029 | 16 |  |  |  | 71.3779 | 1
| Zone | South Orange County | 6 | Average Weekday | SCE | 1-in-2 | 2029 | 17 |  |  |  | 71.6339 | 1
| Zone | South Orange County | 6 | Average Weekday | SCE | 1-in-2 | 2029 | 18 |  |  |  | 71.201 | 1
| Zone | South Orange County | 6 | Average Weekday | SCE | 1-in-2 | 2029 | 19 |  |  |  | 70.3962 | 1
| Zone | South Orange County | 6 | Average Weekday | SCE | 1-in-2 | 2029 | 20 |  |  |  | 68.8645 | 1
| Zone | South Orange County | 6 | Average Weekday | SCE | 1-in-2 | 2029 | 21 |  |  |  | 66.8008 | 1
| Zone | South Orange County | 6 | Average Weekday | SCE | 1-in-2 | 2029 | 22 |  |  |  | 64.8621 | 1
| Zone | South Orange County | 6 | Average Weekday | SCE | 1-in-2 | 2029 | 23 |  |  |  | 64.1087 | 1
| Zone | South Orange County | 6 | Average Weekday | SCE | 1-in-2 | 2029 | 24 |  |  |  | 63.6586 | 1
| Zone | South Orange County | 6 | Monthly System Peak Day | SCE | 1-in-2 | 2029 | 1 |  |  |  | 63.0833 | 1
| Zone | South Orange County | 6 | Monthly System Peak Day | SCE | 1-in-2 | 2029 | 2 |  |  |  | 62.8911 | 1
| Zone | South Orange County | 6 | Monthly System Peak Day | SCE | 1-in-2 | 2029 | 3 |  |  |  | 62.3167 | 1
| Zone | South Orange County | 6 | Monthly System Peak Day | SCE | 1-in-2 | 2029 | 4 |  |  |  | 61.93 | 1
| Zone | South Orange County | 6 | Monthly System Peak Day | SCE | 1-in-2 | 2029 | 5 |  |  |  | 61.6378 | 1
| Zone | South Orange County | 6 | Monthly System Peak Day | SCE | 1-in-2 | 2029 | 6 |  |  |  | 61.1333 | 1
| Zone | South Orange County | 6 | Monthly System Peak Day | SCE | 1-in-2 | 2029 | 7 |  |  |  | 60.9756 | 1
| Zone | South Orange County | 6 | Monthly System Peak Day | SCE | 1-in-2 | 2029 | 8 |  |  |  | 61.5322 | 1
| Zone | South Orange County | 6 | Monthly System Peak Day | SCE | 1-in-2 | 2029 | 9 |  |  |  | 63.2822 | 1
| Zone | South Orange County | 6 | Monthly System Peak Day | SCE | 1-in-2 | 2029 | 10 |  |  |  | 66.1411 | 1
| Zone | South Orange County | 6 | Monthly System Peak Day | SCE | 1-in-2 | 2029 | 11 |  |  |  | 68.5956 | 1
| Zone | South Orange County | 6 | Monthly System Peak Day | SCE | 1-in-2 | 2029 | 12 |  |  |  | 70.4067 | 1
| Zone | South Orange County | 6 | Monthly System Peak Day | SCE | 1-in-2 | 2029 | 13 |  |  |  | 70.6011 | 1
| Zone | South Orange County | 6 | Monthly System Peak Day | SCE | 1-in-2 | 2029 | 14 |  |  |  | 71.5422 | 1
| Zone | South Orange County | 6 | Monthly System Peak Day | SCE | 1-in-2 | 2029 | 15 |  |  |  | 73.7222 | 1
| Zone | South Orange County | 6 | Monthly System Peak Day | SCE | 1-in-2 | 2029 | 16 |  |  |  | 75.8533 | 1
| Zone | South Orange County | 6 | Monthly System Peak Day | SCE | 1-in-2 | 2029 | 17 |  |  |  | 76.4556 | 1
| Zone | South Orange County | 6 | Monthly System Peak Day | SCE | 1-in-2 | 2029 | 18 |  |  |  | 75.6667 | 1
| Zone | South Orange County | 6 | Monthly System Peak Day | SCE | 1-in-2 | 2029 | 19 |  |  |  | 72.9222 | 1
| Zone | South Orange County | 6 | Monthly System Peak Day | SCE | 1-in-2 | 2029 | 20 |  |  |  | 71.1267 | 1
| Zone | South Orange County | 6 | Monthly System Peak Day | SCE | 1-in-2 | 2029 | 21 |  |  |  | 69.3 | 1
| Zone | South Orange County | 6 | Monthly System Peak Day | SCE | 1-in-2 | 2029 | 22 |  |  |  | 67.5322 | 1
| Zone | South Orange County | 6 | Monthly System Peak Day | SCE | 1-in-2 | 2029 | 23 |  |  |  | 66.7211 | 1
| Zone | South Orange County | 6 | Monthly System Peak Day | SCE | 1-in-2 | 2029 | 24 |  |  |  | 65.1489 | 1
| Zone | South Orange County | 7 | Average Weekday | SCE | 1-in-2 | 2029 | 1 |  |  |  | 66.4002 | 1
| Zone | South Orange County | 7 | Average Weekday | SCE | 1-in-2 | 2029 | 2 |  |  |  | 66.1068 | 1
| Zone | South Orange County | 7 | Average Weekday | SCE | 1-in-2 | 2029 | 3 |  |  |  | 65.8268 | 1
| Zone | South Orange County | 7 | Average Weekday | SCE | 1-in-2 | 2029 | 4 |  |  |  | 65.5226 | 1
| Zone | South Orange County | 7 | Average Weekday | SCE | 1-in-2 | 2029 | 5 |  |  |  | 65.3042 | 1
| Zone | South Orange County | 7 | Average Weekday | SCE | 1-in-2 | 2029 | 6 |  |  |  | 65.0663 | 1
| Zone | South Orange County | 7 | Average Weekday | SCE | 1-in-2 | 2029 | 7 |  |  |  | 64.9529 | 1
| Zone | South Orange County | 7 | Average Weekday | SCE | 1-in-2 | 2029 | 8 |  |  |  | 65.3477 | 1
| Zone | South Orange County | 7 | Average Weekday | SCE | 1-in-2 | 2029 | 9 |  |  |  | 66.7598 | 1
| Zone | South Orange County | 7 | Average Weekday | SCE | 1-in-2 | 2029 | 10 |  |  |  | 68.6621 | 1
| Zone | South Orange County | 7 | Average Weekday | SCE | 1-in-2 | 2029 | 11 |  |  |  | 70.82 | 1
| Zone | South Orange County | 7 | Average Weekday | SCE | 1-in-2 | 2029 | 12 |  |  |  | 72.7892 | 1
| Zone | South Orange County | 7 | Average Weekday | SCE | 1-in-2 | 2029 | 13 |  |  |  | 73.936 | 1
| Zone | South Orange County | 7 | Average Weekday | SCE | 1-in-2 | 2029 | 14 |  |  |  | 74.2985 | 1
| Zone | South Orange County | 7 | Average Weekday | SCE | 1-in-2 | 2029 | 15 |  |  |  | 75.1656 | 1
| Zone | South Orange County | 7 | Average Weekday | SCE | 1-in-2 | 2029 | 16 |  |  |  | 75.3757 | 1
| Zone | South Orange County | 7 | Average Weekday | SCE | 1-in-2 | 2029 | 17 |  |  |  | 75.5332 | 1
| Zone | South Orange County | 7 | Average Weekday | SCE | 1-in-2 | 2029 | 18 |  |  |  | 75.0031 | 1
| Zone | South Orange County | 7 | Average Weekday | SCE | 1-in-2 | 2029 | 19 |  |  |  | 73.9945 | 1
| Zone | South Orange County | 7 | Average Weekday | SCE | 1-in-2 | 2029 | 20 |  |  |  | 72.6964 | 1
| Zone | South Orange County | 7 | Average Weekday | SCE | 1-in-2 | 2029 | 21 |  |  |  | 70.461 | 1
| Zone | South Orange County | 7 | Average Weekday | SCE | 1-in-2 | 2029 | 22 |  |  |  | 68.3221 | 1
| Zone | South Orange County | 7 | Average Weekday | SCE | 1-in-2 | 2029 | 23 |  |  |  | 67.3934 | 1
| Zone | South Orange County | 7 | Average Weekday | SCE | 1-in-2 | 2029 | 24 |  |  |  | 66.8977 | 1
| Zone | South Orange County | 7 | Monthly System Peak Day | SCE | 1-in-2 | 2029 | 1 |  |  |  | 67.6667 | 1
| Zone | South Orange County | 7 | Monthly System Peak Day | SCE | 1-in-2 | 2029 | 2 |  |  |  | 67.2378 | 1
| Zone | South Orange County | 7 | Monthly System Peak Day | SCE | 1-in-2 | 2029 | 3 |  |  |  | 66.6256 | 1
| Zone | South Orange County | 7 | Monthly System Peak Day | SCE | 1-in-2 | 2029 | 4 |  |  |  | 66.4067 | 1
| Zone | South Orange County | 7 | Monthly System Peak Day | SCE | 1-in-2 | 2029 | 5 |  |  |  | 66.3189 | 1
| Zone | South Orange County | 7 | Monthly System Peak Day | SCE | 1-in-2 | 2029 | 6 |  |  |  | 66.2333 | 1
| Zone | South Orange County | 7 | Monthly System Peak Day | SCE | 1-in-2 | 2029 | 7 |  |  |  | 65.8556 | 1
| Zone | South Orange County | 7 | Monthly System Peak Day | SCE | 1-in-2 | 2029 | 8 |  |  |  | 66.3544 | 1
| Zone | South Orange County | 7 | Monthly System Peak Day | SCE | 1-in-2 | 2029 | 9 |  |  |  | 68.31 | 1
| Zone | South Orange County | 7 | Monthly System Peak Day | SCE | 1-in-2 | 2029 | 10 |  |  |  | 71.2022 | 1
| Zone | South Orange County | 7 | Monthly System Peak Day | SCE | 1-in-2 | 2029 | 11 |  |  |  | 74.3444 | 1
| Zone | South Orange County | 7 | Monthly System Peak Day | SCE | 1-in-2 | 2029 | 12 |  |  |  | 77.1111 | 1
| Zone | South Orange County | 7 | Monthly System Peak Day | SCE | 1-in-2 | 2029 | 13 |  |  |  | 78.7833 | 1
| Zone | South Orange County | 7 | Monthly System Peak Day | SCE | 1-in-2 | 2029 | 14 |  |  |  | 79.2778 | 1
| Zone | South Orange County | 7 | Monthly System Peak Day | SCE | 1-in-2 | 2029 | 15 |  |  |  | 80.7444 | 1
| Zone | South Orange County | 7 | Monthly System Peak Day | SCE | 1-in-2 | 2029 | 16 |  |  |  | 80.7556 | 1
| Zone | South Orange County | 7 | Monthly System Peak Day | SCE | 1-in-2 | 2029 | 17 |  |  |  | 82.2667 | 1
| Zone | South Orange County | 7 | Monthly System Peak Day | SCE | 1-in-2 | 2029 | 18 |  |  |  | 81.2889 | 1
| Zone | South Orange County | 7 | Monthly System Peak Day | SCE | 1-in-2 | 2029 | 19 |  |  |  | 78.7444 | 1
| Zone | South Orange County | 7 | Monthly System Peak Day | SCE | 1-in-2 | 2029 | 20 |  |  |  | 76.9889 | 1
| Zone | South Orange County | 7 | Monthly System Peak Day | SCE | 1-in-2 | 2029 | 21 |  |  |  | 75.0667 | 1
| Zone | South Orange County | 7 | Monthly System Peak Day | SCE | 1-in-2 | 2029 | 22 |  |  |  | 72.0311 | 1
| Zone | South Orange County | 7 | Monthly System Peak Day | SCE | 1-in-2 | 2029 | 23 |  |  |  | 70.24 | 1
| Zone | South Orange County | 7 | Monthly System Peak Day | SCE | 1-in-2 | 2029 | 24 |  |  |  | 69.3089 | 1
| Zone | South Orange County | 8 | Average Weekday | SCE | 1-in-2 | 2029 | 1 |  |  |  | 67.8148 | 1
| Zone | South Orange County | 8 | Average Weekday | SCE | 1-in-2 | 2029 | 2 |  |  |  | 67.3859 | 1
| Zone | South Orange County | 8 | Average Weekday | SCE | 1-in-2 | 2029 | 3 |  |  |  | 67.0598 | 1
| Zone | South Orange County | 8 | Average Weekday | SCE | 1-in-2 | 2029 | 4 |  |  |  | 66.7292 | 1
| Zone | South Orange County | 8 | Average Weekday | SCE | 1-in-2 | 2029 | 5 |  |  |  | 66.3823 | 1
| Zone | South Orange County | 8 | Average Weekday | SCE | 1-in-2 | 2029 | 6 |  |  |  | 66.1019 | 1
| Zone | South Orange County | 8 | Average Weekday | SCE | 1-in-2 | 2029 | 7 |  |  |  | 65.9604 | 1
| Zone | South Orange County | 8 | Average Weekday | SCE | 1-in-2 | 2029 | 8 |  |  |  | 66.1177 | 1
| Zone | South Orange County | 8 | Average Weekday | SCE | 1-in-2 | 2029 | 9 |  |  |  | 67.3343 | 1
| Zone | South Orange County | 8 | Average Weekday | SCE | 1-in-2 | 2029 | 10 |  |  |  | 69.3146 | 1
| Zone | South Orange County | 8 | Average Weekday | SCE | 1-in-2 | 2029 | 11 |  |  |  | 72.0113 | 1
| Zone | South Orange County | 8 | Average Weekday | SCE | 1-in-2 | 2029 | 12 |  |  |  | 74.6335 | 1
| Zone | South Orange County | 8 | Average Weekday | SCE | 1-in-2 | 2029 | 13 |  |  |  | 75.7629 | 1
| Zone | South Orange County | 8 | Average Weekday | SCE | 1-in-2 | 2029 | 14 |  |  |  | 76.6644 | 1
| Zone | South Orange County | 8 | Average Weekday | SCE | 1-in-2 | 2029 | 15 |  |  |  | 77.4824 | 1
| Zone | South Orange County | 8 | Average Weekday | SCE | 1-in-2 | 2029 | 16 |  |  |  | 77.8866 | 1
| Zone | South Orange County | 8 | Average Weekday | SCE | 1-in-2 | 2029 | 17 |  |  |  | 78.0986 | 1
| Zone | South Orange County | 8 | Average Weekday | SCE | 1-in-2 | 2029 | 18 |  |  |  | 77.5193 | 1
| Zone | South Orange County | 8 | Average Weekday | SCE | 1-in-2 | 2029 | 19 |  |  |  | 76.4611 | 1
| Zone | South Orange County | 8 | Average Weekday | SCE | 1-in-2 | 2029 | 20 |  |  |  | 74.6475 | 1
| Zone | South Orange County | 8 | Average Weekday | SCE | 1-in-2 | 2029 | 21 |  |  |  | 71.7865 | 1
| Zone | South Orange County | 8 | Average Weekday | SCE | 1-in-2 | 2029 | 22 |  |  |  | 69.784 | 1
| Zone | South Orange County | 8 | Average Weekday | SCE | 1-in-2 | 2029 | 23 |  |  |  | 68.9044 | 1
| Zone | South Orange County | 8 | Average Weekday | SCE | 1-in-2 | 2029 | 24 |  |  |  | 68.3345 | 1
| Zone | South Orange County | 8 | Monthly System Peak Day | SCE | 1-in-2 | 2029 | 1 |  |  |  | 72.3222 | 1
| Zone | South Orange County | 8 | Monthly System Peak Day | SCE | 1-in-2 | 2029 | 2 |  |  |  | 71.6711 | 1
| Zone | South Orange County | 8 | Monthly System Peak Day | SCE | 1-in-2 | 2029 | 3 |  |  |  | 71.3533 | 1
| Zone | South Orange County | 8 | Monthly System Peak Day | SCE | 1-in-2 | 2029 | 4 |  |  |  | 70.8778 | 1
| Zone | South Orange County | 8 | Monthly System Peak Day | SCE | 1-in-2 | 2029 | 5 |  |  |  | 70.9267 | 1
| Zone | South Orange County | 8 | Monthly System Peak Day | SCE | 1-in-2 | 2029 | 6 |  |  |  | 70.8844 | 1
| Zone | South Orange County | 8 | Monthly System Peak Day | SCE | 1-in-2 | 2029 | 7 |  |  |  | 70.8222 | 1
| Zone | South Orange County | 8 | Monthly System Peak Day | SCE | 1-in-2 | 2029 | 8 |  |  |  | 70.8578 | 1
| Zone | South Orange County | 8 | Monthly System Peak Day | SCE | 1-in-2 | 2029 | 9 |  |  |  | 72.3711 | 1
| Zone | South Orange County | 8 | Monthly System Peak Day | SCE | 1-in-2 | 2029 | 10 |  |  |  | 75.7 | 1
| Zone | South Orange County | 8 | Monthly System Peak Day | SCE | 1-in-2 | 2029 | 11 |  |  |  | 79.5889 | 1
| Zone | South Orange County | 8 | Monthly System Peak Day | SCE | 1-in-2 | 2029 | 12 |  |  |  | 82.6222 | 1
| Zone | South Orange County | 8 | Monthly System Peak Day | SCE | 1-in-2 | 2029 | 13 |  |  |  | 83.5 | 1
| Zone | South Orange County | 8 | Monthly System Peak Day | SCE | 1-in-2 | 2029 | 14 |  |  |  | 84.7556 | 1
| Zone | South Orange County | 8 | Monthly System Peak Day | SCE | 1-in-2 | 2029 | 15 |  |  |  | 85.5889 | 1
| Zone | South Orange County | 8 | Monthly System Peak Day | SCE | 1-in-2 | 2029 | 16 |  |  |  | 85.0667 | 1
| Zone | South Orange County | 8 | Monthly System Peak Day | SCE | 1-in-2 | 2029 | 17 |  |  |  | 85.0889 | 1
| Zone | South Orange County | 8 | Monthly System Peak Day | SCE | 1-in-2 | 2029 | 18 |  |  |  | 84.5667 | 1
| Zone | South Orange County | 8 | Monthly System Peak Day | SCE | 1-in-2 | 2029 | 19 |  |  |  | 84.4667 | 1
| Zone | South Orange County | 8 | Monthly System Peak Day | SCE | 1-in-2 | 2029 | 20 |  |  |  | 82.4111 | 1
| Zone | South Orange County | 8 | Monthly System Peak Day | SCE | 1-in-2 | 2029 | 21 |  |  |  | 78.1778 | 1
| Zone | South Orange County | 8 | Monthly System Peak Day | SCE | 1-in-2 | 2029 | 22 |  |  |  | 75.1222 | 1
| Zone | South Orange County | 8 | Monthly System Peak Day | SCE | 1-in-2 | 2029 | 23 |  |  |  | 74.0444 | 1
| Zone | South Orange County | 8 | Monthly System Peak Day | SCE | 1-in-2 | 2029 | 24 |  |  |  | 73.2733 | 1
| Zone | South Orange County | 8 | Typical Event Day | SCE | 1-in-2 | 2029 | 1 |  |  |  | 68.5747 | 1
| Zone | South Orange County | 8 | Typical Event Day | SCE | 1-in-2 | 2029 | 2 |  |  |  | 68.0547 | 1
| Zone | South Orange County | 8 | Typical Event Day | SCE | 1-in-2 | 2029 | 3 |  |  |  | 67.6256 | 1
| Zone | South Orange County | 8 | Typical Event Day | SCE | 1-in-2 | 2029 | 4 |  |  |  | 67.2572 | 1
| Zone | South Orange County | 8 | Typical Event Day | SCE | 1-in-2 | 2029 | 5 |  |  |  | 67.0617 | 1
| Zone | South Orange County | 8 | Typical Event Day | SCE | 1-in-2 | 2029 | 6 |  |  |  | 66.8347 | 1
| Zone | South Orange County | 8 | Typical Event Day | SCE | 1-in-2 | 2029 | 7 |  |  |  | 66.6636 | 1
| Zone | South Orange County | 8 | Typical Event Day | SCE | 1-in-2 | 2029 | 8 |  |  |  | 66.8472 | 1
| Zone | South Orange County | 8 | Typical Event Day | SCE | 1-in-2 | 2029 | 9 |  |  |  | 68.6117 | 1
| Zone | South Orange County | 8 | Typical Event Day | SCE | 1-in-2 | 2029 | 10 |  |  |  | 71.9747 | 1
| Zone | South Orange County | 8 | Typical Event Day | SCE | 1-in-2 | 2029 | 11 |  |  |  | 75.5239 | 1
| Zone | South Orange County | 8 | Typical Event Day | SCE | 1-in-2 | 2029 | 12 |  |  |  | 78.5044 | 1
| Zone | South Orange County | 8 | Typical Event Day | SCE | 1-in-2 | 2029 | 13 |  |  |  | 79.8989 | 1
| Zone | South Orange County | 8 | Typical Event Day | SCE | 1-in-2 | 2029 | 14 |  |  |  | 80.9911 | 1
| Zone | South Orange County | 8 | Typical Event Day | SCE | 1-in-2 | 2029 | 15 |  |  |  | 82.4944 | 1
| Zone | South Orange County | 8 | Typical Event Day | SCE | 1-in-2 | 2029 | 16 |  |  |  | 82.8494 | 1
| Zone | South Orange County | 8 | Typical Event Day | SCE | 1-in-2 | 2029 | 17 |  |  |  | 83.5472 | 1
| Zone | South Orange County | 8 | Typical Event Day | SCE | 1-in-2 | 2029 | 18 |  |  |  | 82.95 | 1
| Zone | South Orange County | 8 | Typical Event Day | SCE | 1-in-2 | 2029 | 19 |  |  |  | 81.3389 | 1
| Zone | South Orange County | 8 | Typical Event Day | SCE | 1-in-2 | 2029 | 20 |  |  |  | 79.6344 | 1
| Zone | South Orange County | 8 | Typical Event Day | SCE | 1-in-2 | 2029 | 21 |  |  |  | 76.9333 | 1
| Zone | South Orange County | 8 | Typical Event Day | SCE | 1-in-2 | 2029 | 22 |  |  |  | 74.3158 | 1
| Zone | South Orange County | 8 | Typical Event Day | SCE | 1-in-2 | 2029 | 23 |  |  |  | 72.8681 | 1
| Zone | South Orange County | 8 | Typical Event Day | SCE | 1-in-2 | 2029 | 24 |  |  |  | 71.255 | 1
| Zone | South Orange County | 9 | Average Weekday | SCE | 1-in-2 | 2029 | 1 |  |  |  | 67.9294 | 1
| Zone | South Orange County | 9 | Average Weekday | SCE | 1-in-2 | 2029 | 2 |  |  |  | 67.3565 | 1
| Zone | South Orange County | 9 | Average Weekday | SCE | 1-in-2 | 2029 | 3 |  |  |  | 66.8845 | 1
| Zone | South Orange County | 9 | Average Weekday | SCE | 1-in-2 | 2029 | 4 |  |  |  | 66.4876 | 1
| Zone | South Orange County | 9 | Average Weekday | SCE | 1-in-2 | 2029 | 5 |  |  |  | 66.134 | 1
| Zone | South Orange County | 9 | Average Weekday | SCE | 1-in-2 | 2029 | 6 |  |  |  | 65.817 | 1
| Zone | South Orange County | 9 | Average Weekday | SCE | 1-in-2 | 2029 | 7 |  |  |  | 65.6568 | 1
| Zone | South Orange County | 9 | Average Weekday | SCE | 1-in-2 | 2029 | 8 |  |  |  | 65.6593 | 1
| Zone | South Orange County | 9 | Average Weekday | SCE | 1-in-2 | 2029 | 9 |  |  |  | 66.389 | 1
| Zone | South Orange County | 9 | Average Weekday | SCE | 1-in-2 | 2029 | 10 |  |  |  | 68.449 | 1
| Zone | South Orange County | 9 | Average Weekday | SCE | 1-in-2 | 2029 | 11 |  |  |  | 71.1643 | 1
| Zone | South Orange County | 9 | Average Weekday | SCE | 1-in-2 | 2029 | 12 |  |  |  | 73.7869 | 1
| Zone | South Orange County | 9 | Average Weekday | SCE | 1-in-2 | 2029 | 13 |  |  |  | 75.2473 | 1
| Zone | South Orange County | 9 | Average Weekday | SCE | 1-in-2 | 2029 | 14 |  |  |  | 76.2986 | 1
| Zone | South Orange County | 9 | Average Weekday | SCE | 1-in-2 | 2029 | 15 |  |  |  | 76.8973 | 1
| Zone | South Orange County | 9 | Average Weekday | SCE | 1-in-2 | 2029 | 16 |  |  |  | 76.9567 | 1
| Zone | South Orange County | 9 | Average Weekday | SCE | 1-in-2 | 2029 | 17 |  |  |  | 76.742 | 1
| Zone | South Orange County | 9 | Average Weekday | SCE | 1-in-2 | 2029 | 18 |  |  |  | 76.0147 | 1
| Zone | South Orange County | 9 | Average Weekday | SCE | 1-in-2 | 2029 | 19 |  |  |  | 74.7419 | 1
| Zone | South Orange County | 9 | Average Weekday | SCE | 1-in-2 | 2029 | 20 |  |  |  | 72.6114 | 1
| Zone | South Orange County | 9 | Average Weekday | SCE | 1-in-2 | 2029 | 21 |  |  |  | 70.6106 | 1
| Zone | South Orange County | 9 | Average Weekday | SCE | 1-in-2 | 2029 | 22 |  |  |  | 69.76 | 1
| Zone | South Orange County | 9 | Average Weekday | SCE | 1-in-2 | 2029 | 23 |  |  |  | 69.1248 | 1
| Zone | South Orange County | 9 | Average Weekday | SCE | 1-in-2 | 2029 | 24 |  |  |  | 68.4062 | 1
| Zone | South Orange County | 9 | Monthly System Peak Day | SCE | 1-in-2 | 2029 | 1 |  |  |  | 71.2267 | 1
| Zone | South Orange County | 9 | Monthly System Peak Day | SCE | 1-in-2 | 2029 | 2 |  |  |  | 70.4189 | 1
| Zone | South Orange County | 9 | Monthly System Peak Day | SCE | 1-in-2 | 2029 | 3 |  |  |  | 70.2067 | 1
| Zone | South Orange County | 9 | Monthly System Peak Day | SCE | 1-in-2 | 2029 | 4 |  |  |  | 69.8144 | 1
| Zone | South Orange County | 9 | Monthly System Peak Day | SCE | 1-in-2 | 2029 | 5 |  |  |  | 69.3633 | 1
| Zone | South Orange County | 9 | Monthly System Peak Day | SCE | 1-in-2 | 2029 | 6 |  |  |  | 69.0878 | 1
| Zone | South Orange County | 9 | Monthly System Peak Day | SCE | 1-in-2 | 2029 | 7 |  |  |  | 69.0011 | 1
| Zone | South Orange County | 9 | Monthly System Peak Day | SCE | 1-in-2 | 2029 | 8 |  |  |  | 68.6444 | 1
| Zone | South Orange County | 9 | Monthly System Peak Day | SCE | 1-in-2 | 2029 | 9 |  |  |  | 70.4833 | 1
| Zone | South Orange County | 9 | Monthly System Peak Day | SCE | 1-in-2 | 2029 | 10 |  |  |  | 74.8556 | 1
| Zone | South Orange County | 9 | Monthly System Peak Day | SCE | 1-in-2 | 2029 | 11 |  |  |  | 79.5667 | 1
| Zone | South Orange County | 9 | Monthly System Peak Day | SCE | 1-in-2 | 2029 | 12 |  |  |  | 83.8778 | 1
| Zone | South Orange County | 9 | Monthly System Peak Day | SCE | 1-in-2 | 2029 | 13 |  |  |  | 86.7111 | 1
| Zone | South Orange County | 9 | Monthly System Peak Day | SCE | 1-in-2 | 2029 | 14 |  |  |  | 88.3889 | 1
| Zone | South Orange County | 9 | Monthly System Peak Day | SCE | 1-in-2 | 2029 | 15 |  |  |  | 89.9222 | 1
| Zone | South Orange County | 9 | Monthly System Peak Day | SCE | 1-in-2 | 2029 | 16 |  |  |  | 89.7222 | 1
| Zone | South Orange County | 9 | Monthly System Peak Day | SCE | 1-in-2 | 2029 | 17 |  |  |  | 90.3778 | 1
| Zone | South Orange County | 9 | Monthly System Peak Day | SCE | 1-in-2 | 2029 | 18 |  |  |  | 90.2778 | 1
| Zone | South Orange County | 9 | Monthly System Peak Day | SCE | 1-in-2 | 2029 | 19 |  |  |  | 89.2222 | 1
| Zone | South Orange County | 9 | Monthly System Peak Day | SCE | 1-in-2 | 2029 | 20 |  |  |  | 88.0111 | 1
| Zone | South Orange County | 9 | Monthly System Peak Day | SCE | 1-in-2 | 2029 | 21 |  |  |  | 85.1889 | 1
| Zone | South Orange County | 9 | Monthly System Peak Day | SCE | 1-in-2 | 2029 | 22 |  |  |  | 82.5778 | 1
| Zone | South Orange County | 9 | Monthly System Peak Day | SCE | 1-in-2 | 2029 | 23 |  |  |  | 80.4667 | 1
| Zone | South Orange County | 9 | Monthly System Peak Day | SCE | 1-in-2 | 2029 | 24 |  |  |  | 77.2889 | 1
| Zone | South Orange County | 10 | Average Weekday | SCE | 1-in-2 | 2029 | 1 |  |  |  | 63.9844 | 1
| Zone | South Orange County | 10 | Average Weekday | SCE | 1-in-2 | 2029 | 2 |  |  |  | 63.2554 | 1
| Zone | South Orange County | 10 | Average Weekday | SCE | 1-in-2 | 2029 | 3 |  |  |  | 62.5135 | 1
| Zone | South Orange County | 10 | Average Weekday | SCE | 1-in-2 | 2029 | 4 |  |  |  | 61.9402 | 1
| Zone | South Orange County | 10 | Average Weekday | SCE | 1-in-2 | 2029 | 5 |  |  |  | 61.352 | 1
| Zone | South Orange County | 10 | Average Weekday | SCE | 1-in-2 | 2029 | 6 |  |  |  | 61.0596 | 1
| Zone | South Orange County | 10 | Average Weekday | SCE | 1-in-2 | 2029 | 7 |  |  |  | 60.878 | 1
| Zone | South Orange County | 10 | Average Weekday | SCE | 1-in-2 | 2029 | 8 |  |  |  | 60.7845 | 1
| Zone | South Orange County | 10 | Average Weekday | SCE | 1-in-2 | 2029 | 9 |  |  |  | 61.1327 | 1
| Zone | South Orange County | 10 | Average Weekday | SCE | 1-in-2 | 2029 | 10 |  |  |  | 63.2855 | 1
| Zone | South Orange County | 10 | Average Weekday | SCE | 1-in-2 | 2029 | 11 |  |  |  | 66.1247 | 1
| Zone | South Orange County | 10 | Average Weekday | SCE | 1-in-2 | 2029 | 12 |  |  |  | 68.6962 | 1
| Zone | South Orange County | 10 | Average Weekday | SCE | 1-in-2 | 2029 | 13 |  |  |  | 71.0626 | 1
| Zone | South Orange County | 10 | Average Weekday | SCE | 1-in-2 | 2029 | 14 |  |  |  | 72.4527 | 1
| Zone | South Orange County | 10 | Average Weekday | SCE | 1-in-2 | 2029 | 15 |  |  |  | 73.3673 | 1
| Zone | South Orange County | 10 | Average Weekday | SCE | 1-in-2 | 2029 | 16 |  |  |  | 73.5557 | 1
| Zone | South Orange County | 10 | Average Weekday | SCE | 1-in-2 | 2029 | 17 |  |  |  | 72.9948 | 1
| Zone | South Orange County | 10 | Average Weekday | SCE | 1-in-2 | 2029 | 18 |  |  |  | 72.2091 | 1
| Zone | South Orange County | 10 | Average Weekday | SCE | 1-in-2 | 2029 | 19 |  |  |  | 70.827 | 1
| Zone | South Orange County | 10 | Average Weekday | SCE | 1-in-2 | 2029 | 20 |  |  |  | 68.6842 | 1
| Zone | South Orange County | 10 | Average Weekday | SCE | 1-in-2 | 2029 | 21 |  |  |  | 67.4867 | 1
| Zone | South Orange County | 10 | Average Weekday | SCE | 1-in-2 | 2029 | 22 |  |  |  | 66.5315 | 1
| Zone | South Orange County | 10 | Average Weekday | SCE | 1-in-2 | 2029 | 23 |  |  |  | 65.6579 | 1
| Zone | South Orange County | 10 | Average Weekday | SCE | 1-in-2 | 2029 | 24 |  |  |  | 64.716 | 1
| Zone | South Orange County | 10 | Monthly System Peak Day | SCE | 1-in-2 | 2029 | 1 |  |  |  | 72.5944 | 1
| Zone | South Orange County | 10 | Monthly System Peak Day | SCE | 1-in-2 | 2029 | 2 |  |  |  | 70.3256 | 1
| Zone | South Orange County | 10 | Monthly System Peak Day | SCE | 1-in-2 | 2029 | 3 |  |  |  | 67.7222 | 1
| Zone | South Orange County | 10 | Monthly System Peak Day | SCE | 1-in-2 | 2029 | 4 |  |  |  | 66.7278 | 1
| Zone | South Orange County | 10 | Monthly System Peak Day | SCE | 1-in-2 | 2029 | 5 |  |  |  | 65.9078 | 1
| Zone | South Orange County | 10 | Monthly System Peak Day | SCE | 1-in-2 | 2029 | 6 |  |  |  | 65.4256 | 1
| Zone | South Orange County | 10 | Monthly System Peak Day | SCE | 1-in-2 | 2029 | 7 |  |  |  | 64.9611 | 1
| Zone | South Orange County | 10 | Monthly System Peak Day | SCE | 1-in-2 | 2029 | 8 |  |  |  | 64.9033 | 1
| Zone | South Orange County | 10 | Monthly System Peak Day | SCE | 1-in-2 | 2029 | 9 |  |  |  | 66.1911 | 1
| Zone | South Orange County | 10 | Monthly System Peak Day | SCE | 1-in-2 | 2029 | 10 |  |  |  | 70.9667 | 1
| Zone | South Orange County | 10 | Monthly System Peak Day | SCE | 1-in-2 | 2029 | 11 |  |  |  | 77.1556 | 1
| Zone | South Orange County | 10 | Monthly System Peak Day | SCE | 1-in-2 | 2029 | 12 |  |  |  | 84.0444 | 1
| Zone | South Orange County | 10 | Monthly System Peak Day | SCE | 1-in-2 | 2029 | 13 |  |  |  | 88.1333 | 1
| Zone | South Orange County | 10 | Monthly System Peak Day | SCE | 1-in-2 | 2029 | 14 |  |  |  | 91.2222 | 1
| Zone | South Orange County | 10 | Monthly System Peak Day | SCE | 1-in-2 | 2029 | 15 |  |  |  | 91.7667 | 1
| Zone | South Orange County | 10 | Monthly System Peak Day | SCE | 1-in-2 | 2029 | 16 |  |  |  | 90.8889 | 1
| Zone | South Orange County | 10 | Monthly System Peak Day | SCE | 1-in-2 | 2029 | 17 |  |  |  | 89.7778 | 1
| Zone | South Orange County | 10 | Monthly System Peak Day | SCE | 1-in-2 | 2029 | 18 |  |  |  | 89.4778 | 1
| Zone | South Orange County | 10 | Monthly System Peak Day | SCE | 1-in-2 | 2029 | 19 |  |  |  | 88.1556 | 1
| Zone | South Orange County | 10 | Monthly System Peak Day | SCE | 1-in-2 | 2029 | 20 |  |  |  | 83.8889 | 1
| Zone | South Orange County | 10 | Monthly System Peak Day | SCE | 1-in-2 | 2029 | 21 |  |  |  | 81.7667 | 1
| Zone | South Orange County | 10 | Monthly System Peak Day | SCE | 1-in-2 | 2029 | 22 |  |  |  | 79.5667 | 1
| Zone | South Orange County | 10 | Monthly System Peak Day | SCE | 1-in-2 | 2029 | 23 |  |  |  | 77.1556 | 1
| Zone | South Orange County | 10 | Monthly System Peak Day | SCE | 1-in-2 | 2029 | 24 |  |  |  | 75.1222 | 1
| Zone | South Orange County | 11 | Average Weekday | SCE | 1-in-2 | 2029 | 1 |  |  |  | 59.4519 | 1
| Zone | South Orange County | 11 | Average Weekday | SCE | 1-in-2 | 2029 | 2 |  |  |  | 58.7153 | 1
| Zone | South Orange County | 11 | Average Weekday | SCE | 1-in-2 | 2029 | 3 |  |  |  | 58.0665 | 1
| Zone | South Orange County | 11 | Average Weekday | SCE | 1-in-2 | 2029 | 4 |  |  |  | 57.4587 | 1
| Zone | South Orange County | 11 | Average Weekday | SCE | 1-in-2 | 2029 | 5 |  |  |  | 56.9065 | 1
| Zone | South Orange County | 11 | Average Weekday | SCE | 1-in-2 | 2029 | 6 |  |  |  | 56.6175 | 1
| Zone | South Orange County | 11 | Average Weekday | SCE | 1-in-2 | 2029 | 7 |  |  |  | 56.3543 | 1
| Zone | South Orange County | 11 | Average Weekday | SCE | 1-in-2 | 2029 | 8 |  |  |  | 56.5264 | 1
| Zone | South Orange County | 11 | Average Weekday | SCE | 1-in-2 | 2029 | 9 |  |  |  | 57.9307 | 1
| Zone | South Orange County | 11 | Average Weekday | SCE | 1-in-2 | 2029 | 10 |  |  |  | 61.0544 | 1
| Zone | South Orange County | 11 | Average Weekday | SCE | 1-in-2 | 2029 | 11 |  |  |  | 64.2326 | 1
| Zone | South Orange County | 11 | Average Weekday | SCE | 1-in-2 | 2029 | 12 |  |  |  | 67.0165 | 1
| Zone | South Orange County | 11 | Average Weekday | SCE | 1-in-2 | 2029 | 13 |  |  |  | 69.027 | 1
| Zone | South Orange County | 11 | Average Weekday | SCE | 1-in-2 | 2029 | 14 |  |  |  | 69.9835 | 1
| Zone | South Orange County | 11 | Average Weekday | SCE | 1-in-2 | 2029 | 15 |  |  |  | 70.1055 | 1
| Zone | South Orange County | 11 | Average Weekday | SCE | 1-in-2 | 2029 | 16 |  |  |  | 69.6706 | 1
| Zone | South Orange County | 11 | Average Weekday | SCE | 1-in-2 | 2029 | 17 |  |  |  | 68.7246 | 1
| Zone | South Orange County | 11 | Average Weekday | SCE | 1-in-2 | 2029 | 18 |  |  |  | 66.9267 | 1
| Zone | South Orange County | 11 | Average Weekday | SCE | 1-in-2 | 2029 | 19 |  |  |  | 65.1492 | 1
| Zone | South Orange County | 11 | Average Weekday | SCE | 1-in-2 | 2029 | 20 |  |  |  | 64.0634 | 1
| Zone | South Orange County | 11 | Average Weekday | SCE | 1-in-2 | 2029 | 21 |  |  |  | 63.0126 | 1
| Zone | South Orange County | 11 | Average Weekday | SCE | 1-in-2 | 2029 | 22 |  |  |  | 62.0379 | 1
| Zone | South Orange County | 11 | Average Weekday | SCE | 1-in-2 | 2029 | 23 |  |  |  | 61.0313 | 1
| Zone | South Orange County | 11 | Average Weekday | SCE | 1-in-2 | 2029 | 24 |  |  |  | 60.109 | 1
| Zone | South Orange County | 11 | Monthly System Peak Day | SCE | 1-in-2 | 2029 | 1 |  |  |  | 63.1511 | 1
| Zone | South Orange County | 11 | Monthly System Peak Day | SCE | 1-in-2 | 2029 | 2 |  |  |  | 61.7556 | 1
| Zone | South Orange County | 11 | Monthly System Peak Day | SCE | 1-in-2 | 2029 | 3 |  |  |  | 60.7956 | 1
| Zone | South Orange County | 11 | Monthly System Peak Day | SCE | 1-in-2 | 2029 | 4 |  |  |  | 59.7011 | 1
| Zone | South Orange County | 11 | Monthly System Peak Day | SCE | 1-in-2 | 2029 | 5 |  |  |  | 58.6256 | 1
| Zone | South Orange County | 11 | Monthly System Peak Day | SCE | 1-in-2 | 2029 | 6 |  |  |  | 57.4356 | 1
| Zone | South Orange County | 11 | Monthly System Peak Day | SCE | 1-in-2 | 2029 | 7 |  |  |  | 56.8811 | 1
| Zone | South Orange County | 11 | Monthly System Peak Day | SCE | 1-in-2 | 2029 | 8 |  |  |  | 57.2111 | 1
| Zone | South Orange County | 11 | Monthly System Peak Day | SCE | 1-in-2 | 2029 | 9 |  |  |  | 60.4744 | 1
| Zone | South Orange County | 11 | Monthly System Peak Day | SCE | 1-in-2 | 2029 | 10 |  |  |  | 65.9156 | 1
| Zone | South Orange County | 11 | Monthly System Peak Day | SCE | 1-in-2 | 2029 | 11 |  |  |  | 72.2267 | 1
| Zone | South Orange County | 11 | Monthly System Peak Day | SCE | 1-in-2 | 2029 | 12 |  |  |  | 78.2222 | 1
| Zone | South Orange County | 11 | Monthly System Peak Day | SCE | 1-in-2 | 2029 | 13 |  |  |  | 83.2222 | 1
| Zone | South Orange County | 11 | Monthly System Peak Day | SCE | 1-in-2 | 2029 | 14 |  |  |  | 85.8667 | 1
| Zone | South Orange County | 11 | Monthly System Peak Day | SCE | 1-in-2 | 2029 | 15 |  |  |  | 85.8444 | 1
| Zone | South Orange County | 11 | Monthly System Peak Day | SCE | 1-in-2 | 2029 | 16 |  |  |  | 84.4889 | 1
| Zone | South Orange County | 11 | Monthly System Peak Day | SCE | 1-in-2 | 2029 | 17 |  |  |  | 83.0889 | 1
| Zone | South Orange County | 11 | Monthly System Peak Day | SCE | 1-in-2 | 2029 | 18 |  |  |  | 79.4444 | 1
| Zone | South Orange County | 11 | Monthly System Peak Day | SCE | 1-in-2 | 2029 | 19 |  |  |  | 76.5 | 1
| Zone | South Orange County | 11 | Monthly System Peak Day | SCE | 1-in-2 | 2029 | 20 |  |  |  | 74.3333 | 1
| Zone | South Orange County | 11 | Monthly System Peak Day | SCE | 1-in-2 | 2029 | 21 |  |  |  | 72.5133 | 1
| Zone | South Orange County | 11 | Monthly System Peak Day | SCE | 1-in-2 | 2029 | 22 |  |  |  | 70.4044 | 1
| Zone | South Orange County | 11 | Monthly System Peak Day | SCE | 1-in-2 | 2029 | 23 |  |  |  | 68.8122 | 1
| Zone | South Orange County | 11 | Monthly System Peak Day | SCE | 1-in-2 | 2029 | 24 |  |  |  | 67.2444 | 1
| Zone | South Orange County | 12 | Average Weekday | SCE | 1-in-2 | 2029 | 1 |  |  |  | 54.0608 | 1
| Zone | South Orange County | 12 | Average Weekday | SCE | 1-in-2 | 2029 | 2 |  |  |  | 53.4401 | 1
| Zone | South Orange County | 12 | Average Weekday | SCE | 1-in-2 | 2029 | 3 |  |  |  | 52.8948 | 1
| Zone | South Orange County | 12 | Average Weekday | SCE | 1-in-2 | 2029 | 4 |  |  |  | 52.3482 | 1
| Zone | South Orange County | 12 | Average Weekday | SCE | 1-in-2 | 2029 | 5 |  |  |  | 51.8615 | 1
| Zone | South Orange County | 12 | Average Weekday | SCE | 1-in-2 | 2029 | 6 |  |  |  | 51.3658 | 1
| Zone | South Orange County | 12 | Average Weekday | SCE | 1-in-2 | 2029 | 7 |  |  |  | 51.0159 | 1
| Zone | South Orange County | 12 | Average Weekday | SCE | 1-in-2 | 2029 | 8 |  |  |  | 50.8932 | 1
| Zone | South Orange County | 12 | Average Weekday | SCE | 1-in-2 | 2029 | 9 |  |  |  | 51.5791 | 1
| Zone | South Orange County | 12 | Average Weekday | SCE | 1-in-2 | 2029 | 10 |  |  |  | 53.7416 | 1
| Zone | South Orange County | 12 | Average Weekday | SCE | 1-in-2 | 2029 | 11 |  |  |  | 56.621 | 1
| Zone | South Orange County | 12 | Average Weekday | SCE | 1-in-2 | 2029 | 12 |  |  |  | 59.2355 | 1
| Zone | South Orange County | 12 | Average Weekday | SCE | 1-in-2 | 2029 | 13 |  |  |  | 61.2844 | 1
| Zone | South Orange County | 12 | Average Weekday | SCE | 1-in-2 | 2029 | 14 |  |  |  | 62.6466 | 1
| Zone | South Orange County | 12 | Average Weekday | SCE | 1-in-2 | 2029 | 15 |  |  |  | 62.7982 | 1
| Zone | South Orange County | 12 | Average Weekday | SCE | 1-in-2 | 2029 | 16 |  |  |  | 62.6015 | 1
| Zone | South Orange County | 12 | Average Weekday | SCE | 1-in-2 | 2029 | 17 |  |  |  | 61.6713 | 1
| Zone | South Orange County | 12 | Average Weekday | SCE | 1-in-2 | 2029 | 18 |  |  |  | 60.0319 | 1
| Zone | South Orange County | 12 | Average Weekday | SCE | 1-in-2 | 2029 | 19 |  |  |  | 58.5867 | 1
| Zone | South Orange County | 12 | Average Weekday | SCE | 1-in-2 | 2029 | 20 |  |  |  | 57.6711 | 1
| Zone | South Orange County | 12 | Average Weekday | SCE | 1-in-2 | 2029 | 21 |  |  |  | 56.7956 | 1
| Zone | South Orange County | 12 | Average Weekday | SCE | 1-in-2 | 2029 | 22 |  |  |  | 55.8991 | 1
| Zone | South Orange County | 12 | Average Weekday | SCE | 1-in-2 | 2029 | 23 |  |  |  | 55.1389 | 1
| Zone | South Orange County | 12 | Average Weekday | SCE | 1-in-2 | 2029 | 24 |  |  |  | 54.3793 | 1
| Zone | South Orange County | 12 | Monthly System Peak Day | SCE | 1-in-2 | 2029 | 1 |  |  |  | 48.1411 | 1
| Zone | South Orange County | 12 | Monthly System Peak Day | SCE | 1-in-2 | 2029 | 2 |  |  |  | 47.8678 | 1
| Zone | South Orange County | 12 | Monthly System Peak Day | SCE | 1-in-2 | 2029 | 3 |  |  |  | 47.4289 | 1
| Zone | South Orange County | 12 | Monthly System Peak Day | SCE | 1-in-2 | 2029 | 4 |  |  |  | 47.7744 | 1
| Zone | South Orange County | 12 | Monthly System Peak Day | SCE | 1-in-2 | 2029 | 5 |  |  |  | 47.6456 | 1
| Zone | South Orange County | 12 | Monthly System Peak Day | SCE | 1-in-2 | 2029 | 6 |  |  |  | 47.87 | 1
| Zone | South Orange County | 12 | Monthly System Peak Day | SCE | 1-in-2 | 2029 | 7 |  |  |  | 48.2433 | 1
| Zone | South Orange County | 12 | Monthly System Peak Day | SCE | 1-in-2 | 2029 | 8 |  |  |  | 48.1489 | 1
| Zone | South Orange County | 12 | Monthly System Peak Day | SCE | 1-in-2 | 2029 | 9 |  |  |  | 48.1322 | 1
| Zone | South Orange County | 12 | Monthly System Peak Day | SCE | 1-in-2 | 2029 | 10 |  |  |  | 51.7589 | 1
| Zone | South Orange County | 12 | Monthly System Peak Day | SCE | 1-in-2 | 2029 | 11 |  |  |  | 55.8633 | 1
| Zone | South Orange County | 12 | Monthly System Peak Day | SCE | 1-in-2 | 2029 | 12 |  |  |  | 58.79 | 1
| Zone | South Orange County | 12 | Monthly System Peak Day | SCE | 1-in-2 | 2029 | 13 |  |  |  | 60.8144 | 1
| Zone | South Orange County | 12 | Monthly System Peak Day | SCE | 1-in-2 | 2029 | 14 |  |  |  | 61.6778 | 1
| Zone | South Orange County | 12 | Monthly System Peak Day | SCE | 1-in-2 | 2029 | 15 |  |  |  | 62.05 | 1
| Zone | South Orange County | 12 | Monthly System Peak Day | SCE | 1-in-2 | 2029 | 16 |  |  |  | 62.3733 | 1
| Zone | South Orange County | 12 | Monthly System Peak Day | SCE | 1-in-2 | 2029 | 17 |  |  |  | 61.9011 | 1
| Zone | South Orange County | 12 | Monthly System Peak Day | SCE | 1-in-2 | 2029 | 18 |  |  |  | 60.0033 | 1
| Zone | South Orange County | 12 | Monthly System Peak Day | SCE | 1-in-2 | 2029 | 19 |  |  |  | 58.02 | 1
| Zone | South Orange County | 12 | Monthly System Peak Day | SCE | 1-in-2 | 2029 | 20 |  |  |  | 56.7433 | 1
| Zone | South Orange County | 12 | Monthly System Peak Day | SCE | 1-in-2 | 2029 | 21 |  |  |  | 55.5411 | 1
| Zone | South Orange County | 12 | Monthly System Peak Day | SCE | 1-in-2 | 2029 | 22 |  |  |  | 54.4633 | 1
| Zone | South Orange County | 12 | Monthly System Peak Day | SCE | 1-in-2 | 2029 | 23 |  |  |  | 52.9978 | 1
| Zone | South Orange County | 12 | Monthly System Peak Day | SCE | 1-in-2 | 2029 | 24 |  |  |  | 51.0956 | 1
| Zone | South Orange County | 1 | Average Weekday | SCE | 1-in-2 | 2030 | 1 |  |  |  | 54.662 | 1
| Zone | South Orange County | 1 | Average Weekday | SCE | 1-in-2 | 2030 | 2 |  |  |  | 53.4948 | 1
| Zone | South Orange County | 1 | Average Weekday | SCE | 1-in-2 | 2030 | 3 |  |  |  | 52.5967 | 1
| Zone | South Orange County | 1 | Average Weekday | SCE | 1-in-2 | 2030 | 4 |  |  |  | 51.8098 | 1
| Zone | South Orange County | 1 | Average Weekday | SCE | 1-in-2 | 2030 | 5 |  |  |  | 50.8538 | 1
| Zone | South Orange County | 1 | Average Weekday | SCE | 1-in-2 | 2030 | 6 |  |  |  | 50.5846 | 1
| Zone | South Orange County | 1 | Average Weekday | SCE | 1-in-2 | 2030 | 7 |  |  |  | 50.309 | 1
| Zone | South Orange County | 1 | Average Weekday | SCE | 1-in-2 | 2030 | 8 |  |  |  | 50.4253 | 1
| Zone | South Orange County | 1 | Average Weekday | SCE | 1-in-2 | 2030 | 9 |  |  |  | 51.0391 | 1
| Zone | South Orange County | 1 | Average Weekday | SCE | 1-in-2 | 2030 | 10 |  |  |  | 54.4605 | 1
| Zone | South Orange County | 1 | Average Weekday | SCE | 1-in-2 | 2030 | 11 |  |  |  | 58.9545 | 1
| Zone | South Orange County | 1 | Average Weekday | SCE | 1-in-2 | 2030 | 12 |  |  |  | 62.7349 | 1
| Zone | South Orange County | 1 | Average Weekday | SCE | 1-in-2 | 2030 | 13 |  |  |  | 65.5105 | 1
| Zone | South Orange County | 1 | Average Weekday | SCE | 1-in-2 | 2030 | 14 |  |  |  | 67.4434 | 1
| Zone | South Orange County | 1 | Average Weekday | SCE | 1-in-2 | 2030 | 15 |  |  |  | 68.2248 | 1
| Zone | South Orange County | 1 | Average Weekday | SCE | 1-in-2 | 2030 | 16 |  |  |  | 68.2278 | 1
| Zone | South Orange County | 1 | Average Weekday | SCE | 1-in-2 | 2030 | 17 |  |  |  | 67.1061 | 1
| Zone | South Orange County | 1 | Average Weekday | SCE | 1-in-2 | 2030 | 18 |  |  |  | 65.1802 | 1
| Zone | South Orange County | 1 | Average Weekday | SCE | 1-in-2 | 2030 | 19 |  |  |  | 62.5922 | 1
| Zone | South Orange County | 1 | Average Weekday | SCE | 1-in-2 | 2030 | 20 |  |  |  | 60.9761 | 1
| Zone | South Orange County | 1 | Average Weekday | SCE | 1-in-2 | 2030 | 21 |  |  |  | 59.7741 | 1
| Zone | South Orange County | 1 | Average Weekday | SCE | 1-in-2 | 2030 | 22 |  |  |  | 58.5336 | 1
| Zone | South Orange County | 1 | Average Weekday | SCE | 1-in-2 | 2030 | 23 |  |  |  | 57.524 | 1
| Zone | South Orange County | 1 | Average Weekday | SCE | 1-in-2 | 2030 | 24 |  |  |  | 56.4265 | 1
| Zone | South Orange County | 1 | Monthly System Peak Day | SCE | 1-in-2 | 2030 | 1 |  |  |  | 49.35 | 1
| Zone | South Orange County | 1 | Monthly System Peak Day | SCE | 1-in-2 | 2030 | 2 |  |  |  | 48.7167 | 1
| Zone | South Orange County | 1 | Monthly System Peak Day | SCE | 1-in-2 | 2030 | 3 |  |  |  | 47.3467 | 1
| Zone | South Orange County | 1 | Monthly System Peak Day | SCE | 1-in-2 | 2030 | 4 |  |  |  | 46.4689 | 1
| Zone | South Orange County | 1 | Monthly System Peak Day | SCE | 1-in-2 | 2030 | 5 |  |  |  | 45.3333 | 1
| Zone | South Orange County | 1 | Monthly System Peak Day | SCE | 1-in-2 | 2030 | 6 |  |  |  | 44.8956 | 1
| Zone | South Orange County | 1 | Monthly System Peak Day | SCE | 1-in-2 | 2030 | 7 |  |  |  | 44.8944 | 1
| Zone | South Orange County | 1 | Monthly System Peak Day | SCE | 1-in-2 | 2030 | 8 |  |  |  | 45.2267 | 1
| Zone | South Orange County | 1 | Monthly System Peak Day | SCE | 1-in-2 | 2030 | 9 |  |  |  | 46.1144 | 1
| Zone | South Orange County | 1 | Monthly System Peak Day | SCE | 1-in-2 | 2030 | 10 |  |  |  | 48.8811 | 1
| Zone | South Orange County | 1 | Monthly System Peak Day | SCE | 1-in-2 | 2030 | 11 |  |  |  | 52.8111 | 1
| Zone | South Orange County | 1 | Monthly System Peak Day | SCE | 1-in-2 | 2030 | 12 |  |  |  | 55.2022 | 1
| Zone | South Orange County | 1 | Monthly System Peak Day | SCE | 1-in-2 | 2030 | 13 |  |  |  | 56.2878 | 1
| Zone | South Orange County | 1 | Monthly System Peak Day | SCE | 1-in-2 | 2030 | 14 |  |  |  | 55.6478 | 1
| Zone | South Orange County | 1 | Monthly System Peak Day | SCE | 1-in-2 | 2030 | 15 |  |  |  | 55.4756 | 1
| Zone | South Orange County | 1 | Monthly System Peak Day | SCE | 1-in-2 | 2030 | 16 |  |  |  | 56.2167 | 1
| Zone | South Orange County | 1 | Monthly System Peak Day | SCE | 1-in-2 | 2030 | 17 |  |  |  | 56.8744 | 1
| Zone | South Orange County | 1 | Monthly System Peak Day | SCE | 1-in-2 | 2030 | 18 |  |  |  | 56.1267 | 1
| Zone | South Orange County | 1 | Monthly System Peak Day | SCE | 1-in-2 | 2030 | 19 |  |  |  | 54.7333 | 1
| Zone | South Orange County | 1 | Monthly System Peak Day | SCE | 1-in-2 | 2030 | 20 |  |  |  | 53.8189 | 1
| Zone | South Orange County | 1 | Monthly System Peak Day | SCE | 1-in-2 | 2030 | 21 |  |  |  | 53.2444 | 1
| Zone | South Orange County | 1 | Monthly System Peak Day | SCE | 1-in-2 | 2030 | 22 |  |  |  | 52.1089 | 1
| Zone | South Orange County | 1 | Monthly System Peak Day | SCE | 1-in-2 | 2030 | 23 |  |  |  | 50.9433 | 1
| Zone | South Orange County | 1 | Monthly System Peak Day | SCE | 1-in-2 | 2030 | 24 |  |  |  | 49.9844 | 1
| Zone | South Orange County | 2 | Average Weekday | SCE | 1-in-2 | 2030 | 1 |  |  |  | 54.6901 | 1
| Zone | South Orange County | 2 | Average Weekday | SCE | 1-in-2 | 2030 | 2 |  |  |  | 53.9377 | 1
| Zone | South Orange County | 2 | Average Weekday | SCE | 1-in-2 | 2030 | 3 |  |  |  | 53.2236 | 1
| Zone | South Orange County | 2 | Average Weekday | SCE | 1-in-2 | 2030 | 4 |  |  |  | 52.4923 | 1
| Zone | South Orange County | 2 | Average Weekday | SCE | 1-in-2 | 2030 | 5 |  |  |  | 51.8844 | 1
| Zone | South Orange County | 2 | Average Weekday | SCE | 1-in-2 | 2030 | 6 |  |  |  | 51.3397 | 1
| Zone | South Orange County | 2 | Average Weekday | SCE | 1-in-2 | 2030 | 7 |  |  |  | 51.0943 | 1
| Zone | South Orange County | 2 | Average Weekday | SCE | 1-in-2 | 2030 | 8 |  |  |  | 51.0683 | 1
| Zone | South Orange County | 2 | Average Weekday | SCE | 1-in-2 | 2030 | 9 |  |  |  | 52.4426 | 1
| Zone | South Orange County | 2 | Average Weekday | SCE | 1-in-2 | 2030 | 10 |  |  |  | 55.7153 | 1
| Zone | South Orange County | 2 | Average Weekday | SCE | 1-in-2 | 2030 | 11 |  |  |  | 58.9495 | 1
| Zone | South Orange County | 2 | Average Weekday | SCE | 1-in-2 | 2030 | 12 |  |  |  | 61.8131 | 1
| Zone | South Orange County | 2 | Average Weekday | SCE | 1-in-2 | 2030 | 13 |  |  |  | 63.9924 | 1
| Zone | South Orange County | 2 | Average Weekday | SCE | 1-in-2 | 2030 | 14 |  |  |  | 65.2151 | 1
| Zone | South Orange County | 2 | Average Weekday | SCE | 1-in-2 | 2030 | 15 |  |  |  | 65.3369 | 1
| Zone | South Orange County | 2 | Average Weekday | SCE | 1-in-2 | 2030 | 16 |  |  |  | 64.8269 | 1
| Zone | South Orange County | 2 | Average Weekday | SCE | 1-in-2 | 2030 | 17 |  |  |  | 64.2344 | 1
| Zone | South Orange County | 2 | Average Weekday | SCE | 1-in-2 | 2030 | 18 |  |  |  | 62.9428 | 1
| Zone | South Orange County | 2 | Average Weekday | SCE | 1-in-2 | 2030 | 19 |  |  |  | 60.8499 | 1
| Zone | South Orange County | 2 | Average Weekday | SCE | 1-in-2 | 2030 | 20 |  |  |  | 59.3436 | 1
| Zone | South Orange County | 2 | Average Weekday | SCE | 1-in-2 | 2030 | 21 |  |  |  | 58.3393 | 1
| Zone | South Orange County | 2 | Average Weekday | SCE | 1-in-2 | 2030 | 22 |  |  |  | 57.5002 | 1
| Zone | South Orange County | 2 | Average Weekday | SCE | 1-in-2 | 2030 | 23 |  |  |  | 56.5876 | 1
| Zone | South Orange County | 2 | Average Weekday | SCE | 1-in-2 | 2030 | 24 |  |  |  | 55.7785 | 1
| Zone | South Orange County | 2 | Monthly System Peak Day | SCE | 1-in-2 | 2030 | 1 |  |  |  | 47.2478 | 1
| Zone | South Orange County | 2 | Monthly System Peak Day | SCE | 1-in-2 | 2030 | 2 |  |  |  | 46.9311 | 1
| Zone | South Orange County | 2 | Monthly System Peak Day | SCE | 1-in-2 | 2030 | 3 |  |  |  | 46.3533 | 1
| Zone | South Orange County | 2 | Monthly System Peak Day | SCE | 1-in-2 | 2030 | 4 |  |  |  | 45.6078 | 1
| Zone | South Orange County | 2 | Monthly System Peak Day | SCE | 1-in-2 | 2030 | 5 |  |  |  | 44.6556 | 1
| Zone | South Orange County | 2 | Monthly System Peak Day | SCE | 1-in-2 | 2030 | 6 |  |  |  | 43.6544 | 1
| Zone | South Orange County | 2 | Monthly System Peak Day | SCE | 1-in-2 | 2030 | 7 |  |  |  | 42.9833 | 1
| Zone | South Orange County | 2 | Monthly System Peak Day | SCE | 1-in-2 | 2030 | 8 |  |  |  | 43.0622 | 1
| Zone | South Orange County | 2 | Monthly System Peak Day | SCE | 1-in-2 | 2030 | 9 |  |  |  | 44.6044 | 1
| Zone | South Orange County | 2 | Monthly System Peak Day | SCE | 1-in-2 | 2030 | 10 |  |  |  | 47.8667 | 1
| Zone | South Orange County | 2 | Monthly System Peak Day | SCE | 1-in-2 | 2030 | 11 |  |  |  | 50.9233 | 1
| Zone | South Orange County | 2 | Monthly System Peak Day | SCE | 1-in-2 | 2030 | 12 |  |  |  | 53.2144 | 1
| Zone | South Orange County | 2 | Monthly System Peak Day | SCE | 1-in-2 | 2030 | 13 |  |  |  | 54.67 | 1
| Zone | South Orange County | 2 | Monthly System Peak Day | SCE | 1-in-2 | 2030 | 14 |  |  |  | 55.9689 | 1
| Zone | South Orange County | 2 | Monthly System Peak Day | SCE | 1-in-2 | 2030 | 15 |  |  |  | 56.9189 | 1
| Zone | South Orange County | 2 | Monthly System Peak Day | SCE | 1-in-2 | 2030 | 16 |  |  |  | 57.4333 | 1
| Zone | South Orange County | 2 | Monthly System Peak Day | SCE | 1-in-2 | 2030 | 17 |  |  |  | 56.9844 | 1
| Zone | South Orange County | 2 | Monthly System Peak Day | SCE | 1-in-2 | 2030 | 18 |  |  |  | 56.46 | 1
| Zone | South Orange County | 2 | Monthly System Peak Day | SCE | 1-in-2 | 2030 | 19 |  |  |  | 54.6711 | 1
| Zone | South Orange County | 2 | Monthly System Peak Day | SCE | 1-in-2 | 2030 | 20 |  |  |  | 53.4833 | 1
| Zone | South Orange County | 2 | Monthly System Peak Day | SCE | 1-in-2 | 2030 | 21 |  |  |  | 52.6922 | 1
| Zone | South Orange County | 2 | Monthly System Peak Day | SCE | 1-in-2 | 2030 | 22 |  |  |  | 51.7511 | 1
| Zone | South Orange County | 2 | Monthly System Peak Day | SCE | 1-in-2 | 2030 | 23 |  |  |  | 50.6333 | 1
| Zone | South Orange County | 2 | Monthly System Peak Day | SCE | 1-in-2 | 2030 | 24 |  |  |  | 49.3278 | 1
| Zone | South Orange County | 3 | Average Weekday | SCE | 1-in-2 | 2030 | 1 |  |  |  | 56.6172 | 1
| Zone | South Orange County | 3 | Average Weekday | SCE | 1-in-2 | 2030 | 2 |  |  |  | 55.8013 | 1
| Zone | South Orange County | 3 | Average Weekday | SCE | 1-in-2 | 2030 | 3 |  |  |  | 55.1097 | 1
| Zone | South Orange County | 3 | Average Weekday | SCE | 1-in-2 | 2030 | 4 |  |  |  | 54.5835 | 1
| Zone | South Orange County | 3 | Average Weekday | SCE | 1-in-2 | 2030 | 5 |  |  |  | 54.1136 | 1
| Zone | South Orange County | 3 | Average Weekday | SCE | 1-in-2 | 2030 | 6 |  |  |  | 53.7129 | 1
| Zone | South Orange County | 3 | Average Weekday | SCE | 1-in-2 | 2030 | 7 |  |  |  | 53.4053 | 1
| Zone | South Orange County | 3 | Average Weekday | SCE | 1-in-2 | 2030 | 8 |  |  |  | 53.3662 | 1
| Zone | South Orange County | 3 | Average Weekday | SCE | 1-in-2 | 2030 | 9 |  |  |  | 54.3881 | 1
| Zone | South Orange County | 3 | Average Weekday | SCE | 1-in-2 | 2030 | 10 |  |  |  | 56.8323 | 1
| Zone | South Orange County | 3 | Average Weekday | SCE | 1-in-2 | 2030 | 11 |  |  |  | 59.6678 | 1
| Zone | South Orange County | 3 | Average Weekday | SCE | 1-in-2 | 2030 | 12 |  |  |  | 62.3309 | 1
| Zone | South Orange County | 3 | Average Weekday | SCE | 1-in-2 | 2030 | 13 |  |  |  | 63.8855 | 1
| Zone | South Orange County | 3 | Average Weekday | SCE | 1-in-2 | 2030 | 14 |  |  |  | 64.6413 | 1
| Zone | South Orange County | 3 | Average Weekday | SCE | 1-in-2 | 2030 | 15 |  |  |  | 65.1252 | 1
| Zone | South Orange County | 3 | Average Weekday | SCE | 1-in-2 | 2030 | 16 |  |  |  | 65.3877 | 1
| Zone | South Orange County | 3 | Average Weekday | SCE | 1-in-2 | 2030 | 17 |  |  |  | 65.2091 | 1
| Zone | South Orange County | 3 | Average Weekday | SCE | 1-in-2 | 2030 | 18 |  |  |  | 64.3728 | 1
| Zone | South Orange County | 3 | Average Weekday | SCE | 1-in-2 | 2030 | 19 |  |  |  | 63.1342 | 1
| Zone | South Orange County | 3 | Average Weekday | SCE | 1-in-2 | 2030 | 20 |  |  |  | 61.3696 | 1
| Zone | South Orange County | 3 | Average Weekday | SCE | 1-in-2 | 2030 | 21 |  |  |  | 59.8507 | 1
| Zone | South Orange County | 3 | Average Weekday | SCE | 1-in-2 | 2030 | 22 |  |  |  | 59.0283 | 1
| Zone | South Orange County | 3 | Average Weekday | SCE | 1-in-2 | 2030 | 23 |  |  |  | 58.364 | 1
| Zone | South Orange County | 3 | Average Weekday | SCE | 1-in-2 | 2030 | 24 |  |  |  | 57.6474 | 1
| Zone | South Orange County | 3 | Monthly System Peak Day | SCE | 1-in-2 | 2030 | 1 |  |  |  | 59.8322 | 1
| Zone | South Orange County | 3 | Monthly System Peak Day | SCE | 1-in-2 | 2030 | 2 |  |  |  | 58.1289 | 1
| Zone | South Orange County | 3 | Monthly System Peak Day | SCE | 1-in-2 | 2030 | 3 |  |  |  | 56.7222 | 1
| Zone | South Orange County | 3 | Monthly System Peak Day | SCE | 1-in-2 | 2030 | 4 |  |  |  | 55.9189 | 1
| Zone | South Orange County | 3 | Monthly System Peak Day | SCE | 1-in-2 | 2030 | 5 |  |  |  | 55.86 | 1
| Zone | South Orange County | 3 | Monthly System Peak Day | SCE | 1-in-2 | 2030 | 6 |  |  |  | 55.9678 | 1
| Zone | South Orange County | 3 | Monthly System Peak Day | SCE | 1-in-2 | 2030 | 7 |  |  |  | 54.5467 | 1
| Zone | South Orange County | 3 | Monthly System Peak Day | SCE | 1-in-2 | 2030 | 8 |  |  |  | 54.1511 | 1
| Zone | South Orange County | 3 | Monthly System Peak Day | SCE | 1-in-2 | 2030 | 9 |  |  |  | 55.0822 | 1
| Zone | South Orange County | 3 | Monthly System Peak Day | SCE | 1-in-2 | 2030 | 10 |  |  |  | 58.7367 | 1
| Zone | South Orange County | 3 | Monthly System Peak Day | SCE | 1-in-2 | 2030 | 11 |  |  |  | 63.2567 | 1
| Zone | South Orange County | 3 | Monthly System Peak Day | SCE | 1-in-2 | 2030 | 12 |  |  |  | 67.3078 | 1
| Zone | South Orange County | 3 | Monthly System Peak Day | SCE | 1-in-2 | 2030 | 13 |  |  |  | 69.1044 | 1
| Zone | South Orange County | 3 | Monthly System Peak Day | SCE | 1-in-2 | 2030 | 14 |  |  |  | 69.4867 | 1
| Zone | South Orange County | 3 | Monthly System Peak Day | SCE | 1-in-2 | 2030 | 15 |  |  |  | 70.4467 | 1
| Zone | South Orange County | 3 | Monthly System Peak Day | SCE | 1-in-2 | 2030 | 16 |  |  |  | 70.4978 | 1
| Zone | South Orange County | 3 | Monthly System Peak Day | SCE | 1-in-2 | 2030 | 17 |  |  |  | 69.3444 | 1
| Zone | South Orange County | 3 | Monthly System Peak Day | SCE | 1-in-2 | 2030 | 18 |  |  |  | 68.2589 | 1
| Zone | South Orange County | 3 | Monthly System Peak Day | SCE | 1-in-2 | 2030 | 19 |  |  |  | 66.64 | 1
| Zone | South Orange County | 3 | Monthly System Peak Day | SCE | 1-in-2 | 2030 | 20 |  |  |  | 64.3044 | 1
| Zone | South Orange County | 3 | Monthly System Peak Day | SCE | 1-in-2 | 2030 | 21 |  |  |  | 62.69 | 1
| Zone | South Orange County | 3 | Monthly System Peak Day | SCE | 1-in-2 | 2030 | 22 |  |  |  | 61.9778 | 1
| Zone | South Orange County | 3 | Monthly System Peak Day | SCE | 1-in-2 | 2030 | 23 |  |  |  | 60.8089 | 1
| Zone | South Orange County | 3 | Monthly System Peak Day | SCE | 1-in-2 | 2030 | 24 |  |  |  | 59.7333 | 1
| Zone | South Orange County | 4 | Average Weekday | SCE | 1-in-2 | 2030 | 1 |  |  |  | 58.073 | 1
| Zone | South Orange County | 4 | Average Weekday | SCE | 1-in-2 | 2030 | 2 |  |  |  | 57.561 | 1
| Zone | South Orange County | 4 | Average Weekday | SCE | 1-in-2 | 2030 | 3 |  |  |  | 56.9132 | 1
| Zone | South Orange County | 4 | Average Weekday | SCE | 1-in-2 | 2030 | 4 |  |  |  | 56.3681 | 1
| Zone | South Orange County | 4 | Average Weekday | SCE | 1-in-2 | 2030 | 5 |  |  |  | 55.9471 | 1
| Zone | South Orange County | 4 | Average Weekday | SCE | 1-in-2 | 2030 | 6 |  |  |  | 55.5731 | 1
| Zone | South Orange County | 4 | Average Weekday | SCE | 1-in-2 | 2030 | 7 |  |  |  | 55.3919 | 1
| Zone | South Orange County | 4 | Average Weekday | SCE | 1-in-2 | 2030 | 8 |  |  |  | 55.4289 | 1
| Zone | South Orange County | 4 | Average Weekday | SCE | 1-in-2 | 2030 | 9 |  |  |  | 56.7051 | 1
| Zone | South Orange County | 4 | Average Weekday | SCE | 1-in-2 | 2030 | 10 |  |  |  | 58.9486 | 1
| Zone | South Orange County | 4 | Average Weekday | SCE | 1-in-2 | 2030 | 11 |  |  |  | 61.3682 | 1
| Zone | South Orange County | 4 | Average Weekday | SCE | 1-in-2 | 2030 | 12 |  |  |  | 63.6571 | 1
| Zone | South Orange County | 4 | Average Weekday | SCE | 1-in-2 | 2030 | 13 |  |  |  | 64.9915 | 1
| Zone | South Orange County | 4 | Average Weekday | SCE | 1-in-2 | 2030 | 14 |  |  |  | 65.909 | 1
| Zone | South Orange County | 4 | Average Weekday | SCE | 1-in-2 | 2030 | 15 |  |  |  | 66.7237 | 1
| Zone | South Orange County | 4 | Average Weekday | SCE | 1-in-2 | 2030 | 16 |  |  |  | 66.9521 | 1
| Zone | South Orange County | 4 | Average Weekday | SCE | 1-in-2 | 2030 | 17 |  |  |  | 66.763 | 1
| Zone | South Orange County | 4 | Average Weekday | SCE | 1-in-2 | 2030 | 18 |  |  |  | 66.251 | 1
| Zone | South Orange County | 4 | Average Weekday | SCE | 1-in-2 | 2030 | 19 |  |  |  | 65.3409 | 1
| Zone | South Orange County | 4 | Average Weekday | SCE | 1-in-2 | 2030 | 20 |  |  |  | 63.5632 | 1
| Zone | South Orange County | 4 | Average Weekday | SCE | 1-in-2 | 2030 | 21 |  |  |  | 61.2356 | 1
| Zone | South Orange County | 4 | Average Weekday | SCE | 1-in-2 | 2030 | 22 |  |  |  | 59.7451 | 1
| Zone | South Orange County | 4 | Average Weekday | SCE | 1-in-2 | 2030 | 23 |  |  |  | 59.0311 | 1
| Zone | South Orange County | 4 | Average Weekday | SCE | 1-in-2 | 2030 | 24 |  |  |  | 58.3683 | 1
| Zone | South Orange County | 4 | Monthly System Peak Day | SCE | 1-in-2 | 2030 | 1 |  |  |  | 63.08 | 1
| Zone | South Orange County | 4 | Monthly System Peak Day | SCE | 1-in-2 | 2030 | 2 |  |  |  | 62.4322 | 1
| Zone | South Orange County | 4 | Monthly System Peak Day | SCE | 1-in-2 | 2030 | 3 |  |  |  | 61.7433 | 1
| Zone | South Orange County | 4 | Monthly System Peak Day | SCE | 1-in-2 | 2030 | 4 |  |  |  | 61.3144 | 1
| Zone | South Orange County | 4 | Monthly System Peak Day | SCE | 1-in-2 | 2030 | 5 |  |  |  | 60.4389 | 1
| Zone | South Orange County | 4 | Monthly System Peak Day | SCE | 1-in-2 | 2030 | 6 |  |  |  | 59.6778 | 1
| Zone | South Orange County | 4 | Monthly System Peak Day | SCE | 1-in-2 | 2030 | 7 |  |  |  | 59.5567 | 1
| Zone | South Orange County | 4 | Monthly System Peak Day | SCE | 1-in-2 | 2030 | 8 |  |  |  | 59.51 | 1
| Zone | South Orange County | 4 | Monthly System Peak Day | SCE | 1-in-2 | 2030 | 9 |  |  |  | 61.0967 | 1
| Zone | South Orange County | 4 | Monthly System Peak Day | SCE | 1-in-2 | 2030 | 10 |  |  |  | 65.5467 | 1
| Zone | South Orange County | 4 | Monthly System Peak Day | SCE | 1-in-2 | 2030 | 11 |  |  |  | 70.4511 | 1
| Zone | South Orange County | 4 | Monthly System Peak Day | SCE | 1-in-2 | 2030 | 12 |  |  |  | 74.9333 | 1
| Zone | South Orange County | 4 | Monthly System Peak Day | SCE | 1-in-2 | 2030 | 13 |  |  |  | 77.8 | 1
| Zone | South Orange County | 4 | Monthly System Peak Day | SCE | 1-in-2 | 2030 | 14 |  |  |  | 79.0667 | 1
| Zone | South Orange County | 4 | Monthly System Peak Day | SCE | 1-in-2 | 2030 | 15 |  |  |  | 79.9222 | 1
| Zone | South Orange County | 4 | Monthly System Peak Day | SCE | 1-in-2 | 2030 | 16 |  |  |  | 78.4111 | 1
| Zone | South Orange County | 4 | Monthly System Peak Day | SCE | 1-in-2 | 2030 | 17 |  |  |  | 76.7889 | 1
| Zone | South Orange County | 4 | Monthly System Peak Day | SCE | 1-in-2 | 2030 | 18 |  |  |  | 77.5889 | 1
| Zone | South Orange County | 4 | Monthly System Peak Day | SCE | 1-in-2 | 2030 | 19 |  |  |  | 77.6 | 1
| Zone | South Orange County | 4 | Monthly System Peak Day | SCE | 1-in-2 | 2030 | 20 |  |  |  | 75.2289 | 1
| Zone | South Orange County | 4 | Monthly System Peak Day | SCE | 1-in-2 | 2030 | 21 |  |  |  | 71.5378 | 1
| Zone | South Orange County | 4 | Monthly System Peak Day | SCE | 1-in-2 | 2030 | 22 |  |  |  | 68.83 | 1
| Zone | South Orange County | 4 | Monthly System Peak Day | SCE | 1-in-2 | 2030 | 23 |  |  |  | 67.2 | 1
| Zone | South Orange County | 4 | Monthly System Peak Day | SCE | 1-in-2 | 2030 | 24 |  |  |  | 64.42 | 1
| Zone | South Orange County | 5 | Average Weekday | SCE | 1-in-2 | 2030 | 1 |  |  |  | 60.4714 | 1
| Zone | South Orange County | 5 | Average Weekday | SCE | 1-in-2 | 2030 | 2 |  |  |  | 60.1578 | 1
| Zone | South Orange County | 5 | Average Weekday | SCE | 1-in-2 | 2030 | 3 |  |  |  | 59.9098 | 1
| Zone | South Orange County | 5 | Average Weekday | SCE | 1-in-2 | 2030 | 4 |  |  |  | 59.6602 | 1
| Zone | South Orange County | 5 | Average Weekday | SCE | 1-in-2 | 2030 | 5 |  |  |  | 59.4343 | 1
| Zone | South Orange County | 5 | Average Weekday | SCE | 1-in-2 | 2030 | 6 |  |  |  | 59.2257 | 1
| Zone | South Orange County | 5 | Average Weekday | SCE | 1-in-2 | 2030 | 7 |  |  |  | 59.0737 | 1
| Zone | South Orange County | 5 | Average Weekday | SCE | 1-in-2 | 2030 | 8 |  |  |  | 59.2193 | 1
| Zone | South Orange County | 5 | Average Weekday | SCE | 1-in-2 | 2030 | 9 |  |  |  | 60.1784 | 1
| Zone | South Orange County | 5 | Average Weekday | SCE | 1-in-2 | 2030 | 10 |  |  |  | 61.5476 | 1
| Zone | South Orange County | 5 | Average Weekday | SCE | 1-in-2 | 2030 | 11 |  |  |  | 63.2339 | 1
| Zone | South Orange County | 5 | Average Weekday | SCE | 1-in-2 | 2030 | 12 |  |  |  | 64.809 | 1
| Zone | South Orange County | 5 | Average Weekday | SCE | 1-in-2 | 2030 | 13 |  |  |  | 65.8807 | 1
| Zone | South Orange County | 5 | Average Weekday | SCE | 1-in-2 | 2030 | 14 |  |  |  | 66.6581 | 1
| Zone | South Orange County | 5 | Average Weekday | SCE | 1-in-2 | 2030 | 15 |  |  |  | 67.4139 | 1
| Zone | South Orange County | 5 | Average Weekday | SCE | 1-in-2 | 2030 | 16 |  |  |  | 67.7208 | 1
| Zone | South Orange County | 5 | Average Weekday | SCE | 1-in-2 | 2030 | 17 |  |  |  | 67.6767 | 1
| Zone | South Orange County | 5 | Average Weekday | SCE | 1-in-2 | 2030 | 18 |  |  |  | 67.1896 | 1
| Zone | South Orange County | 5 | Average Weekday | SCE | 1-in-2 | 2030 | 19 |  |  |  | 66.193 | 1
| Zone | South Orange County | 5 | Average Weekday | SCE | 1-in-2 | 2030 | 20 |  |  |  | 64.6476 | 1
| Zone | South Orange County | 5 | Average Weekday | SCE | 1-in-2 | 2030 | 21 |  |  |  | 62.7824 | 1
| Zone | South Orange County | 5 | Average Weekday | SCE | 1-in-2 | 2030 | 22 |  |  |  | 61.6101 | 1
| Zone | South Orange County | 5 | Average Weekday | SCE | 1-in-2 | 2030 | 23 |  |  |  | 61.087 | 1
| Zone | South Orange County | 5 | Average Weekday | SCE | 1-in-2 | 2030 | 24 |  |  |  | 60.8122 | 1
| Zone | South Orange County | 5 | Monthly System Peak Day | SCE | 1-in-2 | 2030 | 1 |  |  |  | 63.7922 | 1
| Zone | South Orange County | 5 | Monthly System Peak Day | SCE | 1-in-2 | 2030 | 2 |  |  |  | 62.7844 | 1
| Zone | South Orange County | 5 | Monthly System Peak Day | SCE | 1-in-2 | 2030 | 3 |  |  |  | 61.8978 | 1
| Zone | South Orange County | 5 | Monthly System Peak Day | SCE | 1-in-2 | 2030 | 4 |  |  |  | 61.2678 | 1
| Zone | South Orange County | 5 | Monthly System Peak Day | SCE | 1-in-2 | 2030 | 5 |  |  |  | 60.9811 | 1
| Zone | South Orange County | 5 | Monthly System Peak Day | SCE | 1-in-2 | 2030 | 6 |  |  |  | 60.2222 | 1
| Zone | South Orange County | 5 | Monthly System Peak Day | SCE | 1-in-2 | 2030 | 7 |  |  |  | 59.9489 | 1
| Zone | South Orange County | 5 | Monthly System Peak Day | SCE | 1-in-2 | 2030 | 8 |  |  |  | 60.4044 | 1
| Zone | South Orange County | 5 | Monthly System Peak Day | SCE | 1-in-2 | 2030 | 9 |  |  |  | 63.1456 | 1
| Zone | South Orange County | 5 | Monthly System Peak Day | SCE | 1-in-2 | 2030 | 10 |  |  |  | 67.3444 | 1
| Zone | South Orange County | 5 | Monthly System Peak Day | SCE | 1-in-2 | 2030 | 11 |  |  |  | 72.2256 | 1
| Zone | South Orange County | 5 | Monthly System Peak Day | SCE | 1-in-2 | 2030 | 12 |  |  |  | 75.9911 | 1
| Zone | South Orange County | 5 | Monthly System Peak Day | SCE | 1-in-2 | 2030 | 13 |  |  |  | 77.6889 | 1
| Zone | South Orange County | 5 | Monthly System Peak Day | SCE | 1-in-2 | 2030 | 14 |  |  |  | 78.3444 | 1
| Zone | South Orange County | 5 | Monthly System Peak Day | SCE | 1-in-2 | 2030 | 15 |  |  |  | 77.7489 | 1
| Zone | South Orange County | 5 | Monthly System Peak Day | SCE | 1-in-2 | 2030 | 16 |  |  |  | 78.6467 | 1
| Zone | South Orange County | 5 | Monthly System Peak Day | SCE | 1-in-2 | 2030 | 17 |  |  |  | 78.7111 | 1
| Zone | South Orange County | 5 | Monthly System Peak Day | SCE | 1-in-2 | 2030 | 18 |  |  |  | 77.9222 | 1
| Zone | South Orange County | 5 | Monthly System Peak Day | SCE | 1-in-2 | 2030 | 19 |  |  |  | 76.0111 | 1
| Zone | South Orange County | 5 | Monthly System Peak Day | SCE | 1-in-2 | 2030 | 20 |  |  |  | 73.9678 | 1
| Zone | South Orange County | 5 | Monthly System Peak Day | SCE | 1-in-2 | 2030 | 21 |  |  |  | 70.8633 | 1
| Zone | South Orange County | 5 | Monthly System Peak Day | SCE | 1-in-2 | 2030 | 22 |  |  |  | 67.1622 | 1
| Zone | South Orange County | 5 | Monthly System Peak Day | SCE | 1-in-2 | 2030 | 23 |  |  |  | 65.5611 | 1
| Zone | South Orange County | 5 | Monthly System Peak Day | SCE | 1-in-2 | 2030 | 24 |  |  |  | 64.4989 | 1
| Zone | South Orange County | 6 | Average Weekday | SCE | 1-in-2 | 2030 | 1 |  |  |  | 63.2201 | 1
| Zone | South Orange County | 6 | Average Weekday | SCE | 1-in-2 | 2030 | 2 |  |  |  | 62.9028 | 1
| Zone | South Orange County | 6 | Average Weekday | SCE | 1-in-2 | 2030 | 3 |  |  |  | 62.638 | 1
| Zone | South Orange County | 6 | Average Weekday | SCE | 1-in-2 | 2030 | 4 |  |  |  | 62.3707 | 1
| Zone | South Orange County | 6 | Average Weekday | SCE | 1-in-2 | 2030 | 5 |  |  |  | 62.2104 | 1
| Zone | South Orange County | 6 | Average Weekday | SCE | 1-in-2 | 2030 | 6 |  |  |  | 62.0573 | 1
| Zone | South Orange County | 6 | Average Weekday | SCE | 1-in-2 | 2030 | 7 |  |  |  | 61.9467 | 1
| Zone | South Orange County | 6 | Average Weekday | SCE | 1-in-2 | 2030 | 8 |  |  |  | 62.2274 | 1
| Zone | South Orange County | 6 | Average Weekday | SCE | 1-in-2 | 2030 | 9 |  |  |  | 63.2907 | 1
| Zone | South Orange County | 6 | Average Weekday | SCE | 1-in-2 | 2030 | 10 |  |  |  | 64.8738 | 1
| Zone | South Orange County | 6 | Average Weekday | SCE | 1-in-2 | 2030 | 11 |  |  |  | 66.8967 | 1
| Zone | South Orange County | 6 | Average Weekday | SCE | 1-in-2 | 2030 | 12 |  |  |  | 68.6847 | 1
| Zone | South Orange County | 6 | Average Weekday | SCE | 1-in-2 | 2030 | 13 |  |  |  | 69.7499 | 1
| Zone | South Orange County | 6 | Average Weekday | SCE | 1-in-2 | 2030 | 14 |  |  |  | 70.2175 | 1
| Zone | South Orange County | 6 | Average Weekday | SCE | 1-in-2 | 2030 | 15 |  |  |  | 70.7634 | 1
| Zone | South Orange County | 6 | Average Weekday | SCE | 1-in-2 | 2030 | 16 |  |  |  | 71.3779 | 1
| Zone | South Orange County | 6 | Average Weekday | SCE | 1-in-2 | 2030 | 17 |  |  |  | 71.6339 | 1
| Zone | South Orange County | 6 | Average Weekday | SCE | 1-in-2 | 2030 | 18 |  |  |  | 71.201 | 1
| Zone | South Orange County | 6 | Average Weekday | SCE | 1-in-2 | 2030 | 19 |  |  |  | 70.3962 | 1
| Zone | South Orange County | 6 | Average Weekday | SCE | 1-in-2 | 2030 | 20 |  |  |  | 68.8645 | 1
| Zone | South Orange County | 6 | Average Weekday | SCE | 1-in-2 | 2030 | 21 |  |  |  | 66.8008 | 1
| Zone | South Orange County | 6 | Average Weekday | SCE | 1-in-2 | 2030 | 22 |  |  |  | 64.8621 | 1
| Zone | South Orange County | 6 | Average Weekday | SCE | 1-in-2 | 2030 | 23 |  |  |  | 64.1087 | 1
| Zone | South Orange County | 6 | Average Weekday | SCE | 1-in-2 | 2030 | 24 |  |  |  | 63.6586 | 1
| Zone | South Orange County | 6 | Monthly System Peak Day | SCE | 1-in-2 | 2030 | 1 |  |  |  | 63.0833 | 1
| Zone | South Orange County | 6 | Monthly System Peak Day | SCE | 1-in-2 | 2030 | 2 |  |  |  | 62.8911 | 1
| Zone | South Orange County | 6 | Monthly System Peak Day | SCE | 1-in-2 | 2030 | 3 |  |  |  | 62.3167 | 1
| Zone | South Orange County | 6 | Monthly System Peak Day | SCE | 1-in-2 | 2030 | 4 |  |  |  | 61.93 | 1
| Zone | South Orange County | 6 | Monthly System Peak Day | SCE | 1-in-2 | 2030 | 5 |  |  |  | 61.6378 | 1
| Zone | South Orange County | 6 | Monthly System Peak Day | SCE | 1-in-2 | 2030 | 6 |  |  |  | 61.1333 | 1
| Zone | South Orange County | 6 | Monthly System Peak Day | SCE | 1-in-2 | 2030 | 7 |  |  |  | 60.9756 | 1
| Zone | South Orange County | 6 | Monthly System Peak Day | SCE | 1-in-2 | 2030 | 8 |  |  |  | 61.5322 | 1
| Zone | South Orange County | 6 | Monthly System Peak Day | SCE | 1-in-2 | 2030 | 9 |  |  |  | 63.2822 | 1
| Zone | South Orange County | 6 | Monthly System Peak Day | SCE | 1-in-2 | 2030 | 10 |  |  |  | 66.1411 | 1
| Zone | South Orange County | 6 | Monthly System Peak Day | SCE | 1-in-2 | 2030 | 11 |  |  |  | 68.5956 | 1
| Zone | South Orange County | 6 | Monthly System Peak Day | SCE | 1-in-2 | 2030 | 12 |  |  |  | 70.4067 | 1
| Zone | South Orange County | 6 | Monthly System Peak Day | SCE | 1-in-2 | 2030 | 13 |  |  |  | 70.6011 | 1
| Zone | South Orange County | 6 | Monthly System Peak Day | SCE | 1-in-2 | 2030 | 14 |  |  |  | 71.5422 | 1
| Zone | South Orange County | 6 | Monthly System Peak Day | SCE | 1-in-2 | 2030 | 15 |  |  |  | 73.7222 | 1
| Zone | South Orange County | 6 | Monthly System Peak Day | SCE | 1-in-2 | 2030 | 16 |  |  |  | 75.8533 | 1
| Zone | South Orange County | 6 | Monthly System Peak Day | SCE | 1-in-2 | 2030 | 17 |  |  |  | 76.4556 | 1
| Zone | South Orange County | 6 | Monthly System Peak Day | SCE | 1-in-2 | 2030 | 18 |  |  |  | 75.6667 | 1
| Zone | South Orange County | 6 | Monthly System Peak Day | SCE | 1-in-2 | 2030 | 19 |  |  |  | 72.9222 | 1
| Zone | South Orange County | 6 | Monthly System Peak Day | SCE | 1-in-2 | 2030 | 20 |  |  |  | 71.1267 | 1
| Zone | South Orange County | 6 | Monthly System Peak Day | SCE | 1-in-2 | 2030 | 21 |  |  |  | 69.3 | 1
| Zone | South Orange County | 6 | Monthly System Peak Day | SCE | 1-in-2 | 2030 | 22 |  |  |  | 67.5322 | 1
| Zone | South Orange County | 6 | Monthly System Peak Day | SCE | 1-in-2 | 2030 | 23 |  |  |  | 66.7211 | 1
| Zone | South Orange County | 6 | Monthly System Peak Day | SCE | 1-in-2 | 2030 | 24 |  |  |  | 65.1489 | 1
| Zone | South Orange County | 7 | Average Weekday | SCE | 1-in-2 | 2030 | 1 |  |  |  | 66.4002 | 1
| Zone | South Orange County | 7 | Average Weekday | SCE | 1-in-2 | 2030 | 2 |  |  |  | 66.1068 | 1
| Zone | South Orange County | 7 | Average Weekday | SCE | 1-in-2 | 2030 | 3 |  |  |  | 65.8268 | 1
| Zone | South Orange County | 7 | Average Weekday | SCE | 1-in-2 | 2030 | 4 |  |  |  | 65.5226 | 1
| Zone | South Orange County | 7 | Average Weekday | SCE | 1-in-2 | 2030 | 5 |  |  |  | 65.3042 | 1
| Zone | South Orange County | 7 | Average Weekday | SCE | 1-in-2 | 2030 | 6 |  |  |  | 65.0663 | 1
| Zone | South Orange County | 7 | Average Weekday | SCE | 1-in-2 | 2030 | 7 |  |  |  | 64.9529 | 1
| Zone | South Orange County | 7 | Average Weekday | SCE | 1-in-2 | 2030 | 8 |  |  |  | 65.3477 | 1
| Zone | South Orange County | 7 | Average Weekday | SCE | 1-in-2 | 2030 | 9 |  |  |  | 66.7598 | 1
| Zone | South Orange County | 7 | Average Weekday | SCE | 1-in-2 | 2030 | 10 |  |  |  | 68.6621 | 1
| Zone | South Orange County | 7 | Average Weekday | SCE | 1-in-2 | 2030 | 11 |  |  |  | 70.82 | 1
| Zone | South Orange County | 7 | Average Weekday | SCE | 1-in-2 | 2030 | 12 |  |  |  | 72.7892 | 1
| Zone | South Orange County | 7 | Average Weekday | SCE | 1-in-2 | 2030 | 13 |  |  |  | 73.936 | 1
| Zone | South Orange County | 7 | Average Weekday | SCE | 1-in-2 | 2030 | 14 |  |  |  | 74.2985 | 1
| Zone | South Orange County | 7 | Average Weekday | SCE | 1-in-2 | 2030 | 15 |  |  |  | 75.1656 | 1
| Zone | South Orange County | 7 | Average Weekday | SCE | 1-in-2 | 2030 | 16 |  |  |  | 75.3757 | 1
| Zone | South Orange County | 7 | Average Weekday | SCE | 1-in-2 | 2030 | 17 |  |  |  | 75.5332 | 1
| Zone | South Orange County | 7 | Average Weekday | SCE | 1-in-2 | 2030 | 18 |  |  |  | 75.0031 | 1
| Zone | South Orange County | 7 | Average Weekday | SCE | 1-in-2 | 2030 | 19 |  |  |  | 73.9945 | 1
| Zone | South Orange County | 7 | Average Weekday | SCE | 1-in-2 | 2030 | 20 |  |  |  | 72.6964 | 1
| Zone | South Orange County | 7 | Average Weekday | SCE | 1-in-2 | 2030 | 21 |  |  |  | 70.461 | 1
| Zone | South Orange County | 7 | Average Weekday | SCE | 1-in-2 | 2030 | 22 |  |  |  | 68.3221 | 1
| Zone | South Orange County | 7 | Average Weekday | SCE | 1-in-2 | 2030 | 23 |  |  |  | 67.3934 | 1
| Zone | South Orange County | 7 | Average Weekday | SCE | 1-in-2 | 2030 | 24 |  |  |  | 66.8977 | 1
| Zone | South Orange County | 7 | Monthly System Peak Day | SCE | 1-in-2 | 2030 | 1 |  |  |  | 67.6667 | 1
| Zone | South Orange County | 7 | Monthly System Peak Day | SCE | 1-in-2 | 2030 | 2 |  |  |  | 67.2378 | 1
| Zone | South Orange County | 7 | Monthly System Peak Day | SCE | 1-in-2 | 2030 | 3 |  |  |  | 66.6256 | 1
| Zone | South Orange County | 7 | Monthly System Peak Day | SCE | 1-in-2 | 2030 | 4 |  |  |  | 66.4067 | 1
| Zone | South Orange County | 7 | Monthly System Peak Day | SCE | 1-in-2 | 2030 | 5 |  |  |  | 66.3189 | 1
| Zone | South Orange County | 7 | Monthly System Peak Day | SCE | 1-in-2 | 2030 | 6 |  |  |  | 66.2333 | 1
| Zone | South Orange County | 7 | Monthly System Peak Day | SCE | 1-in-2 | 2030 | 7 |  |  |  | 65.8556 | 1
| Zone | South Orange County | 7 | Monthly System Peak Day | SCE | 1-in-2 | 2030 | 8 |  |  |  | 66.3544 | 1
| Zone | South Orange County | 7 | Monthly System Peak Day | SCE | 1-in-2 | 2030 | 9 |  |  |  | 68.31 | 1
| Zone | South Orange County | 7 | Monthly System Peak Day | SCE | 1-in-2 | 2030 | 10 |  |  |  | 71.2022 | 1
| Zone | South Orange County | 7 | Monthly System Peak Day | SCE | 1-in-2 | 2030 | 11 |  |  |  | 74.3444 | 1
| Zone | South Orange County | 7 | Monthly System Peak Day | SCE | 1-in-2 | 2030 | 12 |  |  |  | 77.1111 | 1
| Zone | South Orange County | 7 | Monthly System Peak Day | SCE | 1-in-2 | 2030 | 13 |  |  |  | 78.7833 | 1
| Zone | South Orange County | 7 | Monthly System Peak Day | SCE | 1-in-2 | 2030 | 14 |  |  |  | 79.2778 | 1
| Zone | South Orange County | 7 | Monthly System Peak Day | SCE | 1-in-2 | 2030 | 15 |  |  |  | 80.7444 | 1
| Zone | South Orange County | 7 | Monthly System Peak Day | SCE | 1-in-2 | 2030 | 16 |  |  |  | 80.7556 | 1
| Zone | South Orange County | 7 | Monthly System Peak Day | SCE | 1-in-2 | 2030 | 17 |  |  |  | 82.2667 | 1
| Zone | South Orange County | 7 | Monthly System Peak Day | SCE | 1-in-2 | 2030 | 18 |  |  |  | 81.2889 | 1
| Zone | South Orange County | 7 | Monthly System Peak Day | SCE | 1-in-2 | 2030 | 19 |  |  |  | 78.7444 | 1
| Zone | South Orange County | 7 | Monthly System Peak Day | SCE | 1-in-2 | 2030 | 20 |  |  |  | 76.9889 | 1
| Zone | South Orange County | 7 | Monthly System Peak Day | SCE | 1-in-2 | 2030 | 21 |  |  |  | 75.0667 | 1
| Zone | South Orange County | 7 | Monthly System Peak Day | SCE | 1-in-2 | 2030 | 22 |  |  |  | 72.0311 | 1
| Zone | South Orange County | 7 | Monthly System Peak Day | SCE | 1-in-2 | 2030 | 23 |  |  |  | 70.24 | 1
| Zone | South Orange County | 7 | Monthly System Peak Day | SCE | 1-in-2 | 2030 | 24 |  |  |  | 69.3089 | 1
| Zone | South Orange County | 8 | Average Weekday | SCE | 1-in-2 | 2030 | 1 |  |  |  | 67.8148 | 1
| Zone | South Orange County | 8 | Average Weekday | SCE | 1-in-2 | 2030 | 2 |  |  |  | 67.3859 | 1
| Zone | South Orange County | 8 | Average Weekday | SCE | 1-in-2 | 2030 | 3 |  |  |  | 67.0598 | 1
| Zone | South Orange County | 8 | Average Weekday | SCE | 1-in-2 | 2030 | 4 |  |  |  | 66.7292 | 1
| Zone | South Orange County | 8 | Average Weekday | SCE | 1-in-2 | 2030 | 5 |  |  |  | 66.3823 | 1
| Zone | South Orange County | 8 | Average Weekday | SCE | 1-in-2 | 2030 | 6 |  |  |  | 66.1019 | 1
| Zone | South Orange County | 8 | Average Weekday | SCE | 1-in-2 | 2030 | 7 |  |  |  | 65.9604 | 1
| Zone | South Orange County | 8 | Average Weekday | SCE | 1-in-2 | 2030 | 8 |  |  |  | 66.1177 | 1
| Zone | South Orange County | 8 | Average Weekday | SCE | 1-in-2 | 2030 | 9 |  |  |  | 67.3343 | 1
| Zone | South Orange County | 8 | Average Weekday | SCE | 1-in-2 | 2030 | 10 |  |  |  | 69.3146 | 1
| Zone | South Orange County | 8 | Average Weekday | SCE | 1-in-2 | 2030 | 11 |  |  |  | 72.0113 | 1
| Zone | South Orange County | 8 | Average Weekday | SCE | 1-in-2 | 2030 | 12 |  |  |  | 74.6335 | 1
| Zone | South Orange County | 8 | Average Weekday | SCE | 1-in-2 | 2030 | 13 |  |  |  | 75.7629 | 1
| Zone | South Orange County | 8 | Average Weekday | SCE | 1-in-2 | 2030 | 14 |  |  |  | 76.6644 | 1
| Zone | South Orange County | 8 | Average Weekday | SCE | 1-in-2 | 2030 | 15 |  |  |  | 77.4824 | 1
| Zone | South Orange County | 8 | Average Weekday | SCE | 1-in-2 | 2030 | 16 |  |  |  | 77.8866 | 1
| Zone | South Orange County | 8 | Average Weekday | SCE | 1-in-2 | 2030 | 17 |  |  |  | 78.0986 | 1
| Zone | South Orange County | 8 | Average Weekday | SCE | 1-in-2 | 2030 | 18 |  |  |  | 77.5193 | 1
| Zone | South Orange County | 8 | Average Weekday | SCE | 1-in-2 | 2030 | 19 |  |  |  | 76.4611 | 1
| Zone | South Orange County | 8 | Average Weekday | SCE | 1-in-2 | 2030 | 20 |  |  |  | 74.6475 | 1
| Zone | South Orange County | 8 | Average Weekday | SCE | 1-in-2 | 2030 | 21 |  |  |  | 71.7865 | 1
| Zone | South Orange County | 8 | Average Weekday | SCE | 1-in-2 | 2030 | 22 |  |  |  | 69.784 | 1
| Zone | South Orange County | 8 | Average Weekday | SCE | 1-in-2 | 2030 | 23 |  |  |  | 68.9044 | 1
| Zone | South Orange County | 8 | Average Weekday | SCE | 1-in-2 | 2030 | 24 |  |  |  | 68.3345 | 1
| Zone | South Orange County | 8 | Monthly System Peak Day | SCE | 1-in-2 | 2030 | 1 |  |  |  | 72.3222 | 1
| Zone | South Orange County | 8 | Monthly System Peak Day | SCE | 1-in-2 | 2030 | 2 |  |  |  | 71.6711 | 1
| Zone | South Orange County | 8 | Monthly System Peak Day | SCE | 1-in-2 | 2030 | 3 |  |  |  | 71.3533 | 1
| Zone | South Orange County | 8 | Monthly System Peak Day | SCE | 1-in-2 | 2030 | 4 |  |  |  | 70.8778 | 1
| Zone | South Orange County | 8 | Monthly System Peak Day | SCE | 1-in-2 | 2030 | 5 |  |  |  | 70.9267 | 1
| Zone | South Orange County | 8 | Monthly System Peak Day | SCE | 1-in-2 | 2030 | 6 |  |  |  | 70.8844 | 1
| Zone | South Orange County | 8 | Monthly System Peak Day | SCE | 1-in-2 | 2030 | 7 |  |  |  | 70.8222 | 1
| Zone | South Orange County | 8 | Monthly System Peak Day | SCE | 1-in-2 | 2030 | 8 |  |  |  | 70.8578 | 1
| Zone | South Orange County | 8 | Monthly System Peak Day | SCE | 1-in-2 | 2030 | 9 |  |  |  | 72.3711 | 1
| Zone | South Orange County | 8 | Monthly System Peak Day | SCE | 1-in-2 | 2030 | 10 |  |  |  | 75.7 | 1
| Zone | South Orange County | 8 | Monthly System Peak Day | SCE | 1-in-2 | 2030 | 11 |  |  |  | 79.5889 | 1
| Zone | South Orange County | 8 | Monthly System Peak Day | SCE | 1-in-2 | 2030 | 12 |  |  |  | 82.6222 | 1
| Zone | South Orange County | 8 | Monthly System Peak Day | SCE | 1-in-2 | 2030 | 13 |  |  |  | 83.5 | 1
| Zone | South Orange County | 8 | Monthly System Peak Day | SCE | 1-in-2 | 2030 | 14 |  |  |  | 84.7556 | 1
| Zone | South Orange County | 8 | Monthly System Peak Day | SCE | 1-in-2 | 2030 | 15 |  |  |  | 85.5889 | 1
| Zone | South Orange County | 8 | Monthly System Peak Day | SCE | 1-in-2 | 2030 | 16 |  |  |  | 85.0667 | 1
| Zone | South Orange County | 8 | Monthly System Peak Day | SCE | 1-in-2 | 2030 | 17 |  |  |  | 85.0889 | 1
| Zone | South Orange County | 8 | Monthly System Peak Day | SCE | 1-in-2 | 2030 | 18 |  |  |  | 84.5667 | 1
| Zone | South Orange County | 8 | Monthly System Peak Day | SCE | 1-in-2 | 2030 | 19 |  |  |  | 84.4667 | 1
| Zone | South Orange County | 8 | Monthly System Peak Day | SCE | 1-in-2 | 2030 | 20 |  |  |  | 82.4111 | 1
| Zone | South Orange County | 8 | Monthly System Peak Day | SCE | 1-in-2 | 2030 | 21 |  |  |  | 78.1778 | 1
| Zone | South Orange County | 8 | Monthly System Peak Day | SCE | 1-in-2 | 2030 | 22 |  |  |  | 75.1222 | 1
| Zone | South Orange County | 8 | Monthly System Peak Day | SCE | 1-in-2 | 2030 | 23 |  |  |  | 74.0444 | 1
| Zone | South Orange County | 8 | Monthly System Peak Day | SCE | 1-in-2 | 2030 | 24 |  |  |  | 73.2733 | 1
| Zone | South Orange County | 8 | Typical Event Day | SCE | 1-in-2 | 2030 | 1 |  |  |  | 68.5747 | 1
| Zone | South Orange County | 8 | Typical Event Day | SCE | 1-in-2 | 2030 | 2 |  |  |  | 68.0547 | 1
| Zone | South Orange County | 8 | Typical Event Day | SCE | 1-in-2 | 2030 | 3 |  |  |  | 67.6256 | 1
| Zone | South Orange County | 8 | Typical Event Day | SCE | 1-in-2 | 2030 | 4 |  |  |  | 67.2572 | 1
| Zone | South Orange County | 8 | Typical Event Day | SCE | 1-in-2 | 2030 | 5 |  |  |  | 67.0617 | 1
| Zone | South Orange County | 8 | Typical Event Day | SCE | 1-in-2 | 2030 | 6 |  |  |  | 66.8347 | 1
| Zone | South Orange County | 8 | Typical Event Day | SCE | 1-in-2 | 2030 | 7 |  |  |  | 66.6636 | 1
| Zone | South Orange County | 8 | Typical Event Day | SCE | 1-in-2 | 2030 | 8 |  |  |  | 66.8472 | 1
| Zone | South Orange County | 8 | Typical Event Day | SCE | 1-in-2 | 2030 | 9 |  |  |  | 68.6117 | 1
| Zone | South Orange County | 8 | Typical Event Day | SCE | 1-in-2 | 2030 | 10 |  |  |  | 71.9747 | 1
| Zone | South Orange County | 8 | Typical Event Day | SCE | 1-in-2 | 2030 | 11 |  |  |  | 75.5239 | 1
| Zone | South Orange County | 8 | Typical Event Day | SCE | 1-in-2 | 2030 | 12 |  |  |  | 78.5044 | 1
| Zone | South Orange County | 8 | Typical Event Day | SCE | 1-in-2 | 2030 | 13 |  |  |  | 79.8989 | 1
| Zone | South Orange County | 8 | Typical Event Day | SCE | 1-in-2 | 2030 | 14 |  |  |  | 80.9911 | 1
| Zone | South Orange County | 8 | Typical Event Day | SCE | 1-in-2 | 2030 | 15 |  |  |  | 82.4944 | 1
| Zone | South Orange County | 8 | Typical Event Day | SCE | 1-in-2 | 2030 | 16 |  |  |  | 82.8494 | 1
| Zone | South Orange County | 8 | Typical Event Day | SCE | 1-in-2 | 2030 | 17 |  |  |  | 83.5472 | 1
| Zone | South Orange County | 8 | Typical Event Day | SCE | 1-in-2 | 2030 | 18 |  |  |  | 82.95 | 1
| Zone | South Orange County | 8 | Typical Event Day | SCE | 1-in-2 | 2030 | 19 |  |  |  | 81.3389 | 1
| Zone | South Orange County | 8 | Typical Event Day | SCE | 1-in-2 | 2030 | 20 |  |  |  | 79.6344 | 1
| Zone | South Orange County | 8 | Typical Event Day | SCE | 1-in-2 | 2030 | 21 |  |  |  | 76.9333 | 1
| Zone | South Orange County | 8 | Typical Event Day | SCE | 1-in-2 | 2030 | 22 |  |  |  | 74.3158 | 1
| Zone | South Orange County | 8 | Typical Event Day | SCE | 1-in-2 | 2030 | 23 |  |  |  | 72.8681 | 1
| Zone | South Orange County | 8 | Typical Event Day | SCE | 1-in-2 | 2030 | 24 |  |  |  | 71.255 | 1
| Zone | South Orange County | 9 | Average Weekday | SCE | 1-in-2 | 2030 | 1 |  |  |  | 67.9294 | 1
| Zone | South Orange County | 9 | Average Weekday | SCE | 1-in-2 | 2030 | 2 |  |  |  | 67.3565 | 1
| Zone | South Orange County | 9 | Average Weekday | SCE | 1-in-2 | 2030 | 3 |  |  |  | 66.8845 | 1
| Zone | South Orange County | 9 | Average Weekday | SCE | 1-in-2 | 2030 | 4 |  |  |  | 66.4876 | 1
| Zone | South Orange County | 9 | Average Weekday | SCE | 1-in-2 | 2030 | 5 |  |  |  | 66.134 | 1
| Zone | South Orange County | 9 | Average Weekday | SCE | 1-in-2 | 2030 | 6 |  |  |  | 65.817 | 1
| Zone | South Orange County | 9 | Average Weekday | SCE | 1-in-2 | 2030 | 7 |  |  |  | 65.6568 | 1
| Zone | South Orange County | 9 | Average Weekday | SCE | 1-in-2 | 2030 | 8 |  |  |  | 65.6593 | 1
| Zone | South Orange County | 9 | Average Weekday | SCE | 1-in-2 | 2030 | 9 |  |  |  | 66.389 | 1
| Zone | South Orange County | 9 | Average Weekday | SCE | 1-in-2 | 2030 | 10 |  |  |  | 68.449 | 1
| Zone | South Orange County | 9 | Average Weekday | SCE | 1-in-2 | 2030 | 11 |  |  |  | 71.1643 | 1
| Zone | South Orange County | 9 | Average Weekday | SCE | 1-in-2 | 2030 | 12 |  |  |  | 73.7869 | 1
| Zone | South Orange County | 9 | Average Weekday | SCE | 1-in-2 | 2030 | 13 |  |  |  | 75.2473 | 1
| Zone | South Orange County | 9 | Average Weekday | SCE | 1-in-2 | 2030 | 14 |  |  |  | 76.2986 | 1
| Zone | South Orange County | 9 | Average Weekday | SCE | 1-in-2 | 2030 | 15 |  |  |  | 76.8973 | 1
| Zone | South Orange County | 9 | Average Weekday | SCE | 1-in-2 | 2030 | 16 |  |  |  | 76.9567 | 1
| Zone | South Orange County | 9 | Average Weekday | SCE | 1-in-2 | 2030 | 17 |  |  |  | 76.742 | 1
| Zone | South Orange County | 9 | Average Weekday | SCE | 1-in-2 | 2030 | 18 |  |  |  | 76.0147 | 1
| Zone | South Orange County | 9 | Average Weekday | SCE | 1-in-2 | 2030 | 19 |  |  |  | 74.7419 | 1
| Zone | South Orange County | 9 | Average Weekday | SCE | 1-in-2 | 2030 | 20 |  |  |  | 72.6114 | 1
| Zone | South Orange County | 9 | Average Weekday | SCE | 1-in-2 | 2030 | 21 |  |  |  | 70.6106 | 1
| Zone | South Orange County | 9 | Average Weekday | SCE | 1-in-2 | 2030 | 22 |  |  |  | 69.76 | 1
| Zone | South Orange County | 9 | Average Weekday | SCE | 1-in-2 | 2030 | 23 |  |  |  | 69.1248 | 1
| Zone | South Orange County | 9 | Average Weekday | SCE | 1-in-2 | 2030 | 24 |  |  |  | 68.4062 | 1
| Zone | South Orange County | 9 | Monthly System Peak Day | SCE | 1-in-2 | 2030 | 1 |  |  |  | 71.2267 | 1
| Zone | South Orange County | 9 | Monthly System Peak Day | SCE | 1-in-2 | 2030 | 2 |  |  |  | 70.4189 | 1
| Zone | South Orange County | 9 | Monthly System Peak Day | SCE | 1-in-2 | 2030 | 3 |  |  |  | 70.2067 | 1
| Zone | South Orange County | 9 | Monthly System Peak Day | SCE | 1-in-2 | 2030 | 4 |  |  |  | 69.8144 | 1
| Zone | South Orange County | 9 | Monthly System Peak Day | SCE | 1-in-2 | 2030 | 5 |  |  |  | 69.3633 | 1
| Zone | South Orange County | 9 | Monthly System Peak Day | SCE | 1-in-2 | 2030 | 6 |  |  |  | 69.0878 | 1
| Zone | South Orange County | 9 | Monthly System Peak Day | SCE | 1-in-2 | 2030 | 7 |  |  |  | 69.0011 | 1
| Zone | South Orange County | 9 | Monthly System Peak Day | SCE | 1-in-2 | 2030 | 8 |  |  |  | 68.6444 | 1
| Zone | South Orange County | 9 | Monthly System Peak Day | SCE | 1-in-2 | 2030 | 9 |  |  |  | 70.4833 | 1
| Zone | South Orange County | 9 | Monthly System Peak Day | SCE | 1-in-2 | 2030 | 10 |  |  |  | 74.8556 | 1
| Zone | South Orange County | 9 | Monthly System Peak Day | SCE | 1-in-2 | 2030 | 11 |  |  |  | 79.5667 | 1
| Zone | South Orange County | 9 | Monthly System Peak Day | SCE | 1-in-2 | 2030 | 12 |  |  |  | 83.8778 | 1
| Zone | South Orange County | 9 | Monthly System Peak Day | SCE | 1-in-2 | 2030 | 13 |  |  |  | 86.7111 | 1
| Zone | South Orange County | 9 | Monthly System Peak Day | SCE | 1-in-2 | 2030 | 14 |  |  |  | 88.3889 | 1
| Zone | South Orange County | 9 | Monthly System Peak Day | SCE | 1-in-2 | 2030 | 15 |  |  |  | 89.9222 | 1
| Zone | South Orange County | 9 | Monthly System Peak Day | SCE | 1-in-2 | 2030 | 16 |  |  |  | 89.7222 | 1
| Zone | South Orange County | 9 | Monthly System Peak Day | SCE | 1-in-2 | 2030 | 17 |  |  |  | 90.3778 | 1
| Zone | South Orange County | 9 | Monthly System Peak Day | SCE | 1-in-2 | 2030 | 18 |  |  |  | 90.2778 | 1
| Zone | South Orange County | 9 | Monthly System Peak Day | SCE | 1-in-2 | 2030 | 19 |  |  |  | 89.2222 | 1
| Zone | South Orange County | 9 | Monthly System Peak Day | SCE | 1-in-2 | 2030 | 20 |  |  |  | 88.0111 | 1
| Zone | South Orange County | 9 | Monthly System Peak Day | SCE | 1-in-2 | 2030 | 21 |  |  |  | 85.1889 | 1
| Zone | South Orange County | 9 | Monthly System Peak Day | SCE | 1-in-2 | 2030 | 22 |  |  |  | 82.5778 | 1
| Zone | South Orange County | 9 | Monthly System Peak Day | SCE | 1-in-2 | 2030 | 23 |  |  |  | 80.4667 | 1
| Zone | South Orange County | 9 | Monthly System Peak Day | SCE | 1-in-2 | 2030 | 24 |  |  |  | 77.2889 | 1
| Zone | South Orange County | 10 | Average Weekday | SCE | 1-in-2 | 2030 | 1 |  |  |  | 63.9844 | 1
| Zone | South Orange County | 10 | Average Weekday | SCE | 1-in-2 | 2030 | 2 |  |  |  | 63.2554 | 1
| Zone | South Orange County | 10 | Average Weekday | SCE | 1-in-2 | 2030 | 3 |  |  |  | 62.5135 | 1
| Zone | South Orange County | 10 | Average Weekday | SCE | 1-in-2 | 2030 | 4 |  |  |  | 61.9402 | 1
| Zone | South Orange County | 10 | Average Weekday | SCE | 1-in-2 | 2030 | 5 |  |  |  | 61.352 | 1
| Zone | South Orange County | 10 | Average Weekday | SCE | 1-in-2 | 2030 | 6 |  |  |  | 61.0596 | 1
| Zone | South Orange County | 10 | Average Weekday | SCE | 1-in-2 | 2030 | 7 |  |  |  | 60.878 | 1
| Zone | South Orange County | 10 | Average Weekday | SCE | 1-in-2 | 2030 | 8 |  |  |  | 60.7845 | 1
| Zone | South Orange County | 10 | Average Weekday | SCE | 1-in-2 | 2030 | 9 |  |  |  | 61.1327 | 1
| Zone | South Orange County | 10 | Average Weekday | SCE | 1-in-2 | 2030 | 10 |  |  |  | 63.2855 | 1
| Zone | South Orange County | 10 | Average Weekday | SCE | 1-in-2 | 2030 | 11 |  |  |  | 66.1247 | 1
| Zone | South Orange County | 10 | Average Weekday | SCE | 1-in-2 | 2030 | 12 |  |  |  | 68.6962 | 1
| Zone | South Orange County | 10 | Average Weekday | SCE | 1-in-2 | 2030 | 13 |  |  |  | 71.0626 | 1
| Zone | South Orange County | 10 | Average Weekday | SCE | 1-in-2 | 2030 | 14 |  |  |  | 72.4527 | 1
| Zone | South Orange County | 10 | Average Weekday | SCE | 1-in-2 | 2030 | 15 |  |  |  | 73.3673 | 1
| Zone | South Orange County | 10 | Average Weekday | SCE | 1-in-2 | 2030 | 16 |  |  |  | 73.5557 | 1
| Zone | South Orange County | 10 | Average Weekday | SCE | 1-in-2 | 2030 | 17 |  |  |  | 72.9948 | 1
| Zone | South Orange County | 10 | Average Weekday | SCE | 1-in-2 | 2030 | 18 |  |  |  | 72.2091 | 1
| Zone | South Orange County | 10 | Average Weekday | SCE | 1-in-2 | 2030 | 19 |  |  |  | 70.827 | 1
| Zone | South Orange County | 10 | Average Weekday | SCE | 1-in-2 | 2030 | 20 |  |  |  | 68.6842 | 1
| Zone | South Orange County | 10 | Average Weekday | SCE | 1-in-2 | 2030 | 21 |  |  |  | 67.4867 | 1
| Zone | South Orange County | 10 | Average Weekday | SCE | 1-in-2 | 2030 | 22 |  |  |  | 66.5315 | 1
| Zone | South Orange County | 10 | Average Weekday | SCE | 1-in-2 | 2030 | 23 |  |  |  | 65.6579 | 1
| Zone | South Orange County | 10 | Average Weekday | SCE | 1-in-2 | 2030 | 24 |  |  |  | 64.716 | 1
| Zone | South Orange County | 10 | Monthly System Peak Day | SCE | 1-in-2 | 2030 | 1 |  |  |  | 72.5944 | 1
| Zone | South Orange County | 10 | Monthly System Peak Day | SCE | 1-in-2 | 2030 | 2 |  |  |  | 70.3256 | 1
| Zone | South Orange County | 10 | Monthly System Peak Day | SCE | 1-in-2 | 2030 | 3 |  |  |  | 67.7222 | 1
| Zone | South Orange County | 10 | Monthly System Peak Day | SCE | 1-in-2 | 2030 | 4 |  |  |  | 66.7278 | 1
| Zone | South Orange County | 10 | Monthly System Peak Day | SCE | 1-in-2 | 2030 | 5 |  |  |  | 65.9078 | 1
| Zone | South Orange County | 10 | Monthly System Peak Day | SCE | 1-in-2 | 2030 | 6 |  |  |  | 65.4256 | 1
| Zone | South Orange County | 10 | Monthly System Peak Day | SCE | 1-in-2 | 2030 | 7 |  |  |  | 64.9611 | 1
| Zone | South Orange County | 10 | Monthly System Peak Day | SCE | 1-in-2 | 2030 | 8 |  |  |  | 64.9033 | 1
| Zone | South Orange County | 10 | Monthly System Peak Day | SCE | 1-in-2 | 2030 | 9 |  |  |  | 66.1911 | 1
| Zone | South Orange County | 10 | Monthly System Peak Day | SCE | 1-in-2 | 2030 | 10 |  |  |  | 70.9667 | 1
| Zone | South Orange County | 10 | Monthly System Peak Day | SCE | 1-in-2 | 2030 | 11 |  |  |  | 77.1556 | 1
| Zone | South Orange County | 10 | Monthly System Peak Day | SCE | 1-in-2 | 2030 | 12 |  |  |  | 84.0444 | 1
| Zone | South Orange County | 10 | Monthly System Peak Day | SCE | 1-in-2 | 2030 | 13 |  |  |  | 88.1333 | 1
| Zone | South Orange County | 10 | Monthly System Peak Day | SCE | 1-in-2 | 2030 | 14 |  |  |  | 91.2222 | 1
| Zone | South Orange County | 10 | Monthly System Peak Day | SCE | 1-in-2 | 2030 | 15 |  |  |  | 91.7667 | 1
| Zone | South Orange County | 10 | Monthly System Peak Day | SCE | 1-in-2 | 2030 | 16 |  |  |  | 90.8889 | 1
| Zone | South Orange County | 10 | Monthly System Peak Day | SCE | 1-in-2 | 2030 | 17 |  |  |  | 89.7778 | 1
| Zone | South Orange County | 10 | Monthly System Peak Day | SCE | 1-in-2 | 2030 | 18 |  |  |  | 89.4778 | 1
| Zone | South Orange County | 10 | Monthly System Peak Day | SCE | 1-in-2 | 2030 | 19 |  |  |  | 88.1556 | 1
| Zone | South Orange County | 10 | Monthly System Peak Day | SCE | 1-in-2 | 2030 | 20 |  |  |  | 83.8889 | 1
| Zone | South Orange County | 10 | Monthly System Peak Day | SCE | 1-in-2 | 2030 | 21 |  |  |  | 81.7667 | 1
| Zone | South Orange County | 10 | Monthly System Peak Day | SCE | 1-in-2 | 2030 | 22 |  |  |  | 79.5667 | 1
| Zone | South Orange County | 10 | Monthly System Peak Day | SCE | 1-in-2 | 2030 | 23 |  |  |  | 77.1556 | 1
| Zone | South Orange County | 10 | Monthly System Peak Day | SCE | 1-in-2 | 2030 | 24 |  |  |  | 75.1222 | 1
| Zone | South Orange County | 11 | Average Weekday | SCE | 1-in-2 | 2030 | 1 |  |  |  | 59.4519 | 1
| Zone | South Orange County | 11 | Average Weekday | SCE | 1-in-2 | 2030 | 2 |  |  |  | 58.7153 | 1
| Zone | South Orange County | 11 | Average Weekday | SCE | 1-in-2 | 2030 | 3 |  |  |  | 58.0665 | 1
| Zone | South Orange County | 11 | Average Weekday | SCE | 1-in-2 | 2030 | 4 |  |  |  | 57.4587 | 1
| Zone | South Orange County | 11 | Average Weekday | SCE | 1-in-2 | 2030 | 5 |  |  |  | 56.9065 | 1
| Zone | South Orange County | 11 | Average Weekday | SCE | 1-in-2 | 2030 | 6 |  |  |  | 56.6175 | 1
| Zone | South Orange County | 11 | Average Weekday | SCE | 1-in-2 | 2030 | 7 |  |  |  | 56.3543 | 1
| Zone | South Orange County | 11 | Average Weekday | SCE | 1-in-2 | 2030 | 8 |  |  |  | 56.5264 | 1
| Zone | South Orange County | 11 | Average Weekday | SCE | 1-in-2 | 2030 | 9 |  |  |  | 57.9307 | 1
| Zone | South Orange County | 11 | Average Weekday | SCE | 1-in-2 | 2030 | 10 |  |  |  | 61.0544 | 1
| Zone | South Orange County | 11 | Average Weekday | SCE | 1-in-2 | 2030 | 11 |  |  |  | 64.2326 | 1
| Zone | South Orange County | 11 | Average Weekday | SCE | 1-in-2 | 2030 | 12 |  |  |  | 67.0165 | 1
| Zone | South Orange County | 11 | Average Weekday | SCE | 1-in-2 | 2030 | 13 |  |  |  | 69.027 | 1
| Zone | South Orange County | 11 | Average Weekday | SCE | 1-in-2 | 2030 | 14 |  |  |  | 69.9835 | 1
| Zone | South Orange County | 11 | Average Weekday | SCE | 1-in-2 | 2030 | 15 |  |  |  | 70.1055 | 1
| Zone | South Orange County | 11 | Average Weekday | SCE | 1-in-2 | 2030 | 16 |  |  |  | 69.6706 | 1
| Zone | South Orange County | 11 | Average Weekday | SCE | 1-in-2 | 2030 | 17 |  |  |  | 68.7246 | 1
| Zone | South Orange County | 11 | Average Weekday | SCE | 1-in-2 | 2030 | 18 |  |  |  | 66.9267 | 1
| Zone | South Orange County | 11 | Average Weekday | SCE | 1-in-2 | 2030 | 19 |  |  |  | 65.1492 | 1
| Zone | South Orange County | 11 | Average Weekday | SCE | 1-in-2 | 2030 | 20 |  |  |  | 64.0634 | 1
| Zone | South Orange County | 11 | Average Weekday | SCE | 1-in-2 | 2030 | 21 |  |  |  | 63.0126 | 1
| Zone | South Orange County | 11 | Average Weekday | SCE | 1-in-2 | 2030 | 22 |  |  |  | 62.0379 | 1
| Zone | South Orange County | 11 | Average Weekday | SCE | 1-in-2 | 2030 | 23 |  |  |  | 61.0313 | 1
| Zone | South Orange County | 11 | Average Weekday | SCE | 1-in-2 | 2030 | 24 |  |  |  | 60.109 | 1
| Zone | South Orange County | 11 | Monthly System Peak Day | SCE | 1-in-2 | 2030 | 1 |  |  |  | 63.1511 | 1
| Zone | South Orange County | 11 | Monthly System Peak Day | SCE | 1-in-2 | 2030 | 2 |  |  |  | 61.7556 | 1
| Zone | South Orange County | 11 | Monthly System Peak Day | SCE | 1-in-2 | 2030 | 3 |  |  |  | 60.7956 | 1
| Zone | South Orange County | 11 | Monthly System Peak Day | SCE | 1-in-2 | 2030 | 4 |  |  |  | 59.7011 | 1
| Zone | South Orange County | 11 | Monthly System Peak Day | SCE | 1-in-2 | 2030 | 5 |  |  |  | 58.6256 | 1
| Zone | South Orange County | 11 | Monthly System Peak Day | SCE | 1-in-2 | 2030 | 6 |  |  |  | 57.4356 | 1
| Zone | South Orange County | 11 | Monthly System Peak Day | SCE | 1-in-2 | 2030 | 7 |  |  |  | 56.8811 | 1
| Zone | South Orange County | 11 | Monthly System Peak Day | SCE | 1-in-2 | 2030 | 8 |  |  |  | 57.2111 | 1
| Zone | South Orange County | 11 | Monthly System Peak Day | SCE | 1-in-2 | 2030 | 9 |  |  |  | 60.4744 | 1
| Zone | South Orange County | 11 | Monthly System Peak Day | SCE | 1-in-2 | 2030 | 10 |  |  |  | 65.9156 | 1
| Zone | South Orange County | 11 | Monthly System Peak Day | SCE | 1-in-2 | 2030 | 11 |  |  |  | 72.2267 | 1
| Zone | South Orange County | 11 | Monthly System Peak Day | SCE | 1-in-2 | 2030 | 12 |  |  |  | 78.2222 | 1
| Zone | South Orange County | 11 | Monthly System Peak Day | SCE | 1-in-2 | 2030 | 13 |  |  |  | 83.2222 | 1
| Zone | South Orange County | 11 | Monthly System Peak Day | SCE | 1-in-2 | 2030 | 14 |  |  |  | 85.8667 | 1
| Zone | South Orange County | 11 | Monthly System Peak Day | SCE | 1-in-2 | 2030 | 15 |  |  |  | 85.8444 | 1
| Zone | South Orange County | 11 | Monthly System Peak Day | SCE | 1-in-2 | 2030 | 16 |  |  |  | 84.4889 | 1
| Zone | South Orange County | 11 | Monthly System Peak Day | SCE | 1-in-2 | 2030 | 17 |  |  |  | 83.0889 | 1
| Zone | South Orange County | 11 | Monthly System Peak Day | SCE | 1-in-2 | 2030 | 18 |  |  |  | 79.4444 | 1
| Zone | South Orange County | 11 | Monthly System Peak Day | SCE | 1-in-2 | 2030 | 19 |  |  |  | 76.5 | 1
| Zone | South Orange County | 11 | Monthly System Peak Day | SCE | 1-in-2 | 2030 | 20 |  |  |  | 74.3333 | 1
| Zone | South Orange County | 11 | Monthly System Peak Day | SCE | 1-in-2 | 2030 | 21 |  |  |  | 72.5133 | 1
| Zone | South Orange County | 11 | Monthly System Peak Day | SCE | 1-in-2 | 2030 | 22 |  |  |  | 70.4044 | 1
| Zone | South Orange County | 11 | Monthly System Peak Day | SCE | 1-in-2 | 2030 | 23 |  |  |  | 68.8122 | 1
| Zone | South Orange County | 11 | Monthly System Peak Day | SCE | 1-in-2 | 2030 | 24 |  |  |  | 67.2444 | 1
| Zone | South Orange County | 12 | Average Weekday | SCE | 1-in-2 | 2030 | 1 |  |  |  | 54.0608 | 1
| Zone | South Orange County | 12 | Average Weekday | SCE | 1-in-2 | 2030 | 2 |  |  |  | 53.4401 | 1
| Zone | South Orange County | 12 | Average Weekday | SCE | 1-in-2 | 2030 | 3 |  |  |  | 52.8948 | 1
| Zone | South Orange County | 12 | Average Weekday | SCE | 1-in-2 | 2030 | 4 |  |  |  | 52.3482 | 1
| Zone | South Orange County | 12 | Average Weekday | SCE | 1-in-2 | 2030 | 5 |  |  |  | 51.8615 | 1
| Zone | South Orange County | 12 | Average Weekday | SCE | 1-in-2 | 2030 | 6 |  |  |  | 51.3658 | 1
| Zone | South Orange County | 12 | Average Weekday | SCE | 1-in-2 | 2030 | 7 |  |  |  | 51.0159 | 1
| Zone | South Orange County | 12 | Average Weekday | SCE | 1-in-2 | 2030 | 8 |  |  |  | 50.8932 | 1
| Zone | South Orange County | 12 | Average Weekday | SCE | 1-in-2 | 2030 | 9 |  |  |  | 51.5791 | 1
| Zone | South Orange County | 12 | Average Weekday | SCE | 1-in-2 | 2030 | 10 |  |  |  | 53.7416 | 1
| Zone | South Orange County | 12 | Average Weekday | SCE | 1-in-2 | 2030 | 11 |  |  |  | 56.621 | 1
| Zone | South Orange County | 12 | Average Weekday | SCE | 1-in-2 | 2030 | 12 |  |  |  | 59.2355 | 1
| Zone | South Orange County | 12 | Average Weekday | SCE | 1-in-2 | 2030 | 13 |  |  |  | 61.2844 | 1
| Zone | South Orange County | 12 | Average Weekday | SCE | 1-in-2 | 2030 | 14 |  |  |  | 62.6466 | 1
| Zone | South Orange County | 12 | Average Weekday | SCE | 1-in-2 | 2030 | 15 |  |  |  | 62.7982 | 1
| Zone | South Orange County | 12 | Average Weekday | SCE | 1-in-2 | 2030 | 16 |  |  |  | 62.6015 | 1
| Zone | South Orange County | 12 | Average Weekday | SCE | 1-in-2 | 2030 | 17 |  |  |  | 61.6713 | 1
| Zone | South Orange County | 12 | Average Weekday | SCE | 1-in-2 | 2030 | 18 |  |  |  | 60.0319 | 1
| Zone | South Orange County | 12 | Average Weekday | SCE | 1-in-2 | 2030 | 19 |  |  |  | 58.5867 | 1
| Zone | South Orange County | 12 | Average Weekday | SCE | 1-in-2 | 2030 | 20 |  |  |  | 57.6711 | 1
| Zone | South Orange County | 12 | Average Weekday | SCE | 1-in-2 | 2030 | 21 |  |  |  | 56.7956 | 1
| Zone | South Orange County | 12 | Average Weekday | SCE | 1-in-2 | 2030 | 22 |  |  |  | 55.8991 | 1
| Zone | South Orange County | 12 | Average Weekday | SCE | 1-in-2 | 2030 | 23 |  |  |  | 55.1389 | 1
| Zone | South Orange County | 12 | Average Weekday | SCE | 1-in-2 | 2030 | 24 |  |  |  | 54.3793 | 1
| Zone | South Orange County | 12 | Monthly System Peak Day | SCE | 1-in-2 | 2030 | 1 |  |  |  | 48.1411 | 1
| Zone | South Orange County | 12 | Monthly System Peak Day | SCE | 1-in-2 | 2030 | 2 |  |  |  | 47.8678 | 1
| Zone | South Orange County | 12 | Monthly System Peak Day | SCE | 1-in-2 | 2030 | 3 |  |  |  | 47.4289 | 1
| Zone | South Orange County | 12 | Monthly System Peak Day | SCE | 1-in-2 | 2030 | 4 |  |  |  | 47.7744 | 1
| Zone | South Orange County | 12 | Monthly System Peak Day | SCE | 1-in-2 | 2030 | 5 |  |  |  | 47.6456 | 1
| Zone | South Orange County | 12 | Monthly System Peak Day | SCE | 1-in-2 | 2030 | 6 |  |  |  | 47.87 | 1
| Zone | South Orange County | 12 | Monthly System Peak Day | SCE | 1-in-2 | 2030 | 7 |  |  |  | 48.2433 | 1
| Zone | South Orange County | 12 | Monthly System Peak Day | SCE | 1-in-2 | 2030 | 8 |  |  |  | 48.1489 | 1
| Zone | South Orange County | 12 | Monthly System Peak Day | SCE | 1-in-2 | 2030 | 9 |  |  |  | 48.1322 | 1
| Zone | South Orange County | 12 | Monthly System Peak Day | SCE | 1-in-2 | 2030 | 10 |  |  |  | 51.7589 | 1
| Zone | South Orange County | 12 | Monthly System Peak Day | SCE | 1-in-2 | 2030 | 11 |  |  |  | 55.8633 | 1
| Zone | South Orange County | 12 | Monthly System Peak Day | SCE | 1-in-2 | 2030 | 12 |  |  |  | 58.79 | 1
| Zone | South Orange County | 12 | Monthly System Peak Day | SCE | 1-in-2 | 2030 | 13 |  |  |  | 60.8144 | 1
| Zone | South Orange County | 12 | Monthly System Peak Day | SCE | 1-in-2 | 2030 | 14 |  |  |  | 61.6778 | 1
| Zone | South Orange County | 12 | Monthly System Peak Day | SCE | 1-in-2 | 2030 | 15 |  |  |  | 62.05 | 1
| Zone | South Orange County | 12 | Monthly System Peak Day | SCE | 1-in-2 | 2030 | 16 |  |  |  | 62.3733 | 1
| Zone | South Orange County | 12 | Monthly System Peak Day | SCE | 1-in-2 | 2030 | 17 |  |  |  | 61.9011 | 1
| Zone | South Orange County | 12 | Monthly System Peak Day | SCE | 1-in-2 | 2030 | 18 |  |  |  | 60.0033 | 1
| Zone | South Orange County | 12 | Monthly System Peak Day | SCE | 1-in-2 | 2030 | 19 |  |  |  | 58.02 | 1
| Zone | South Orange County | 12 | Monthly System Peak Day | SCE | 1-in-2 | 2030 | 20 |  |  |  | 56.7433 | 1
| Zone | South Orange County | 12 | Monthly System Peak Day | SCE | 1-in-2 | 2030 | 21 |  |  |  | 55.5411 | 1
| Zone | South Orange County | 12 | Monthly System Peak Day | SCE | 1-in-2 | 2030 | 22 |  |  |  | 54.4633 | 1
| Zone | South Orange County | 12 | Monthly System Peak Day | SCE | 1-in-2 | 2030 | 23 |  |  |  | 52.9978 | 1
| Zone | South Orange County | 12 | Monthly System Peak Day | SCE | 1-in-2 | 2030 | 24 |  |  |  | 51.0956 | 1
| Zone | South Orange County | 1 | Average Weekday | SCE | 1-in-2 | 2031 | 1 |  |  |  | 54.662 | 1
| Zone | South Orange County | 1 | Average Weekday | SCE | 1-in-2 | 2031 | 2 |  |  |  | 53.4948 | 1
| Zone | South Orange County | 1 | Average Weekday | SCE | 1-in-2 | 2031 | 3 |  |  |  | 52.5967 | 1
| Zone | South Orange County | 1 | Average Weekday | SCE | 1-in-2 | 2031 | 4 |  |  |  | 51.8098 | 1
| Zone | South Orange County | 1 | Average Weekday | SCE | 1-in-2 | 2031 | 5 |  |  |  | 50.8538 | 1
| Zone | South Orange County | 1 | Average Weekday | SCE | 1-in-2 | 2031 | 6 |  |  |  | 50.5846 | 1
| Zone | South Orange County | 1 | Average Weekday | SCE | 1-in-2 | 2031 | 7 |  |  |  | 50.309 | 1
| Zone | South Orange County | 1 | Average Weekday | SCE | 1-in-2 | 2031 | 8 |  |  |  | 50.4253 | 1
| Zone | South Orange County | 1 | Average Weekday | SCE | 1-in-2 | 2031 | 9 |  |  |  | 51.0391 | 1
| Zone | South Orange County | 1 | Average Weekday | SCE | 1-in-2 | 2031 | 10 |  |  |  | 54.4605 | 1
| Zone | South Orange County | 1 | Average Weekday | SCE | 1-in-2 | 2031 | 11 |  |  |  | 58.9545 | 1
| Zone | South Orange County | 1 | Average Weekday | SCE | 1-in-2 | 2031 | 12 |  |  |  | 62.7349 | 1
| Zone | South Orange County | 1 | Average Weekday | SCE | 1-in-2 | 2031 | 13 |  |  |  | 65.5105 | 1
| Zone | South Orange County | 1 | Average Weekday | SCE | 1-in-2 | 2031 | 14 |  |  |  | 67.4434 | 1
| Zone | South Orange County | 1 | Average Weekday | SCE | 1-in-2 | 2031 | 15 |  |  |  | 68.2248 | 1
| Zone | South Orange County | 1 | Average Weekday | SCE | 1-in-2 | 2031 | 16 |  |  |  | 68.2278 | 1
| Zone | South Orange County | 1 | Average Weekday | SCE | 1-in-2 | 2031 | 17 |  |  |  | 67.1061 | 1
| Zone | South Orange County | 1 | Average Weekday | SCE | 1-in-2 | 2031 | 18 |  |  |  | 65.1802 | 1
| Zone | South Orange County | 1 | Average Weekday | SCE | 1-in-2 | 2031 | 19 |  |  |  | 62.5922 | 1
| Zone | South Orange County | 1 | Average Weekday | SCE | 1-in-2 | 2031 | 20 |  |  |  | 60.9761 | 1
| Zone | South Orange County | 1 | Average Weekday | SCE | 1-in-2 | 2031 | 21 |  |  |  | 59.7741 | 1
| Zone | South Orange County | 1 | Average Weekday | SCE | 1-in-2 | 2031 | 22 |  |  |  | 58.5336 | 1
| Zone | South Orange County | 1 | Average Weekday | SCE | 1-in-2 | 2031 | 23 |  |  |  | 57.524 | 1
| Zone | South Orange County | 1 | Average Weekday | SCE | 1-in-2 | 2031 | 24 |  |  |  | 56.4265 | 1
| Zone | South Orange County | 1 | Monthly System Peak Day | SCE | 1-in-2 | 2031 | 1 |  |  |  | 49.35 | 1
| Zone | South Orange County | 1 | Monthly System Peak Day | SCE | 1-in-2 | 2031 | 2 |  |  |  | 48.7167 | 1
| Zone | South Orange County | 1 | Monthly System Peak Day | SCE | 1-in-2 | 2031 | 3 |  |  |  | 47.3467 | 1
| Zone | South Orange County | 1 | Monthly System Peak Day | SCE | 1-in-2 | 2031 | 4 |  |  |  | 46.4689 | 1
| Zone | South Orange County | 1 | Monthly System Peak Day | SCE | 1-in-2 | 2031 | 5 |  |  |  | 45.3333 | 1
| Zone | South Orange County | 1 | Monthly System Peak Day | SCE | 1-in-2 | 2031 | 6 |  |  |  | 44.8956 | 1
| Zone | South Orange County | 1 | Monthly System Peak Day | SCE | 1-in-2 | 2031 | 7 |  |  |  | 44.8944 | 1
| Zone | South Orange County | 1 | Monthly System Peak Day | SCE | 1-in-2 | 2031 | 8 |  |  |  | 45.2267 | 1
| Zone | South Orange County | 1 | Monthly System Peak Day | SCE | 1-in-2 | 2031 | 9 |  |  |  | 46.1144 | 1
| Zone | South Orange County | 1 | Monthly System Peak Day | SCE | 1-in-2 | 2031 | 10 |  |  |  | 48.8811 | 1
| Zone | South Orange County | 1 | Monthly System Peak Day | SCE | 1-in-2 | 2031 | 11 |  |  |  | 52.8111 | 1
| Zone | South Orange County | 1 | Monthly System Peak Day | SCE | 1-in-2 | 2031 | 12 |  |  |  | 55.2022 | 1
| Zone | South Orange County | 1 | Monthly System Peak Day | SCE | 1-in-2 | 2031 | 13 |  |  |  | 56.2878 | 1
| Zone | South Orange County | 1 | Monthly System Peak Day | SCE | 1-in-2 | 2031 | 14 |  |  |  | 55.6478 | 1
| Zone | South Orange County | 1 | Monthly System Peak Day | SCE | 1-in-2 | 2031 | 15 |  |  |  | 55.4756 | 1
| Zone | South Orange County | 1 | Monthly System Peak Day | SCE | 1-in-2 | 2031 | 16 |  |  |  | 56.2167 | 1
| Zone | South Orange County | 1 | Monthly System Peak Day | SCE | 1-in-2 | 2031 | 17 |  |  |  | 56.8744 | 1
| Zone | South Orange County | 1 | Monthly System Peak Day | SCE | 1-in-2 | 2031 | 18 |  |  |  | 56.1267 | 1
| Zone | South Orange County | 1 | Monthly System Peak Day | SCE | 1-in-2 | 2031 | 19 |  |  |  | 54.7333 | 1
| Zone | South Orange County | 1 | Monthly System Peak Day | SCE | 1-in-2 | 2031 | 20 |  |  |  | 53.8189 | 1
| Zone | South Orange County | 1 | Monthly System Peak Day | SCE | 1-in-2 | 2031 | 21 |  |  |  | 53.2444 | 1
| Zone | South Orange County | 1 | Monthly System Peak Day | SCE | 1-in-2 | 2031 | 22 |  |  |  | 52.1089 | 1
| Zone | South Orange County | 1 | Monthly System Peak Day | SCE | 1-in-2 | 2031 | 23 |  |  |  | 50.9433 | 1
| Zone | South Orange County | 1 | Monthly System Peak Day | SCE | 1-in-2 | 2031 | 24 |  |  |  | 49.9844 | 1
| Zone | South Orange County | 2 | Average Weekday | SCE | 1-in-2 | 2031 | 1 |  |  |  | 54.6901 | 1
| Zone | South Orange County | 2 | Average Weekday | SCE | 1-in-2 | 2031 | 2 |  |  |  | 53.9377 | 1
| Zone | South Orange County | 2 | Average Weekday | SCE | 1-in-2 | 2031 | 3 |  |  |  | 53.2236 | 1
| Zone | South Orange County | 2 | Average Weekday | SCE | 1-in-2 | 2031 | 4 |  |  |  | 52.4923 | 1
| Zone | South Orange County | 2 | Average Weekday | SCE | 1-in-2 | 2031 | 5 |  |  |  | 51.8844 | 1
| Zone | South Orange County | 2 | Average Weekday | SCE | 1-in-2 | 2031 | 6 |  |  |  | 51.3397 | 1
| Zone | South Orange County | 2 | Average Weekday | SCE | 1-in-2 | 2031 | 7 |  |  |  | 51.0943 | 1
| Zone | South Orange County | 2 | Average Weekday | SCE | 1-in-2 | 2031 | 8 |  |  |  | 51.0683 | 1
| Zone | South Orange County | 2 | Average Weekday | SCE | 1-in-2 | 2031 | 9 |  |  |  | 52.4426 | 1
| Zone | South Orange County | 2 | Average Weekday | SCE | 1-in-2 | 2031 | 10 |  |  |  | 55.7153 | 1
| Zone | South Orange County | 2 | Average Weekday | SCE | 1-in-2 | 2031 | 11 |  |  |  | 58.9495 | 1
| Zone | South Orange County | 2 | Average Weekday | SCE | 1-in-2 | 2031 | 12 |  |  |  | 61.8131 | 1
| Zone | South Orange County | 2 | Average Weekday | SCE | 1-in-2 | 2031 | 13 |  |  |  | 63.9924 | 1
| Zone | South Orange County | 2 | Average Weekday | SCE | 1-in-2 | 2031 | 14 |  |  |  | 65.2151 | 1
| Zone | South Orange County | 2 | Average Weekday | SCE | 1-in-2 | 2031 | 15 |  |  |  | 65.3369 | 1
| Zone | South Orange County | 2 | Average Weekday | SCE | 1-in-2 | 2031 | 16 |  |  |  | 64.8269 | 1
| Zone | South Orange County | 2 | Average Weekday | SCE | 1-in-2 | 2031 | 17 |  |  |  | 64.2344 | 1
| Zone | South Orange County | 2 | Average Weekday | SCE | 1-in-2 | 2031 | 18 |  |  |  | 62.9428 | 1
| Zone | South Orange County | 2 | Average Weekday | SCE | 1-in-2 | 2031 | 19 |  |  |  | 60.8499 | 1
| Zone | South Orange County | 2 | Average Weekday | SCE | 1-in-2 | 2031 | 20 |  |  |  | 59.3436 | 1
| Zone | South Orange County | 2 | Average Weekday | SCE | 1-in-2 | 2031 | 21 |  |  |  | 58.3393 | 1
| Zone | South Orange County | 2 | Average Weekday | SCE | 1-in-2 | 2031 | 22 |  |  |  | 57.5002 | 1
| Zone | South Orange County | 2 | Average Weekday | SCE | 1-in-2 | 2031 | 23 |  |  |  | 56.5876 | 1
| Zone | South Orange County | 2 | Average Weekday | SCE | 1-in-2 | 2031 | 24 |  |  |  | 55.7785 | 1
| Zone | South Orange County | 2 | Monthly System Peak Day | SCE | 1-in-2 | 2031 | 1 |  |  |  | 47.2478 | 1
| Zone | South Orange County | 2 | Monthly System Peak Day | SCE | 1-in-2 | 2031 | 2 |  |  |  | 46.9311 | 1
| Zone | South Orange County | 2 | Monthly System Peak Day | SCE | 1-in-2 | 2031 | 3 |  |  |  | 46.3533 | 1
| Zone | South Orange County | 2 | Monthly System Peak Day | SCE | 1-in-2 | 2031 | 4 |  |  |  | 45.6078 | 1
| Zone | South Orange County | 2 | Monthly System Peak Day | SCE | 1-in-2 | 2031 | 5 |  |  |  | 44.6556 | 1
| Zone | South Orange County | 2 | Monthly System Peak Day | SCE | 1-in-2 | 2031 | 6 |  |  |  | 43.6544 | 1
| Zone | South Orange County | 2 | Monthly System Peak Day | SCE | 1-in-2 | 2031 | 7 |  |  |  | 42.9833 | 1
| Zone | South Orange County | 2 | Monthly System Peak Day | SCE | 1-in-2 | 2031 | 8 |  |  |  | 43.0622 | 1
| Zone | South Orange County | 2 | Monthly System Peak Day | SCE | 1-in-2 | 2031 | 9 |  |  |  | 44.6044 | 1
| Zone | South Orange County | 2 | Monthly System Peak Day | SCE | 1-in-2 | 2031 | 10 |  |  |  | 47.8667 | 1
| Zone | South Orange County | 2 | Monthly System Peak Day | SCE | 1-in-2 | 2031 | 11 |  |  |  | 50.9233 | 1
| Zone | South Orange County | 2 | Monthly System Peak Day | SCE | 1-in-2 | 2031 | 12 |  |  |  | 53.2144 | 1
| Zone | South Orange County | 2 | Monthly System Peak Day | SCE | 1-in-2 | 2031 | 13 |  |  |  | 54.67 | 1
| Zone | South Orange County | 2 | Monthly System Peak Day | SCE | 1-in-2 | 2031 | 14 |  |  |  | 55.9689 | 1
| Zone | South Orange County | 2 | Monthly System Peak Day | SCE | 1-in-2 | 2031 | 15 |  |  |  | 56.9189 | 1
| Zone | South Orange County | 2 | Monthly System Peak Day | SCE | 1-in-2 | 2031 | 16 |  |  |  | 57.4333 | 1
| Zone | South Orange County | 2 | Monthly System Peak Day | SCE | 1-in-2 | 2031 | 17 |  |  |  | 56.9844 | 1
| Zone | South Orange County | 2 | Monthly System Peak Day | SCE | 1-in-2 | 2031 | 18 |  |  |  | 56.46 | 1
| Zone | South Orange County | 2 | Monthly System Peak Day | SCE | 1-in-2 | 2031 | 19 |  |  |  | 54.6711 | 1
| Zone | South Orange County | 2 | Monthly System Peak Day | SCE | 1-in-2 | 2031 | 20 |  |  |  | 53.4833 | 1
| Zone | South Orange County | 2 | Monthly System Peak Day | SCE | 1-in-2 | 2031 | 21 |  |  |  | 52.6922 | 1
| Zone | South Orange County | 2 | Monthly System Peak Day | SCE | 1-in-2 | 2031 | 22 |  |  |  | 51.7511 | 1
| Zone | South Orange County | 2 | Monthly System Peak Day | SCE | 1-in-2 | 2031 | 23 |  |  |  | 50.6333 | 1
| Zone | South Orange County | 2 | Monthly System Peak Day | SCE | 1-in-2 | 2031 | 24 |  |  |  | 49.3278 | 1
| Zone | South Orange County | 3 | Average Weekday | SCE | 1-in-2 | 2031 | 1 |  |  |  | 56.6172 | 1
| Zone | South Orange County | 3 | Average Weekday | SCE | 1-in-2 | 2031 | 2 |  |  |  | 55.8013 | 1
| Zone | South Orange County | 3 | Average Weekday | SCE | 1-in-2 | 2031 | 3 |  |  |  | 55.1097 | 1
| Zone | South Orange County | 3 | Average Weekday | SCE | 1-in-2 | 2031 | 4 |  |  |  | 54.5835 | 1
| Zone | South Orange County | 3 | Average Weekday | SCE | 1-in-2 | 2031 | 5 |  |  |  | 54.1136 | 1
| Zone | South Orange County | 3 | Average Weekday | SCE | 1-in-2 | 2031 | 6 |  |  |  | 53.7129 | 1
| Zone | South Orange County | 3 | Average Weekday | SCE | 1-in-2 | 2031 | 7 |  |  |  | 53.4053 | 1
| Zone | South Orange County | 3 | Average Weekday | SCE | 1-in-2 | 2031 | 8 |  |  |  | 53.3662 | 1
| Zone | South Orange County | 3 | Average Weekday | SCE | 1-in-2 | 2031 | 9 |  |  |  | 54.3881 | 1
| Zone | South Orange County | 3 | Average Weekday | SCE | 1-in-2 | 2031 | 10 |  |  |  | 56.8323 | 1
| Zone | South Orange County | 3 | Average Weekday | SCE | 1-in-2 | 2031 | 11 |  |  |  | 59.6678 | 1
| Zone | South Orange County | 3 | Average Weekday | SCE | 1-in-2 | 2031 | 12 |  |  |  | 62.3309 | 1
| Zone | South Orange County | 3 | Average Weekday | SCE | 1-in-2 | 2031 | 13 |  |  |  | 63.8855 | 1
| Zone | South Orange County | 3 | Average Weekday | SCE | 1-in-2 | 2031 | 14 |  |  |  | 64.6413 | 1
| Zone | South Orange County | 3 | Average Weekday | SCE | 1-in-2 | 2031 | 15 |  |  |  | 65.1252 | 1
| Zone | South Orange County | 3 | Average Weekday | SCE | 1-in-2 | 2031 | 16 |  |  |  | 65.3877 | 1
| Zone | South Orange County | 3 | Average Weekday | SCE | 1-in-2 | 2031 | 17 |  |  |  | 65.2091 | 1
| Zone | South Orange County | 3 | Average Weekday | SCE | 1-in-2 | 2031 | 18 |  |  |  | 64.3728 | 1
| Zone | South Orange County | 3 | Average Weekday | SCE | 1-in-2 | 2031 | 19 |  |  |  | 63.1342 | 1
| Zone | South Orange County | 3 | Average Weekday | SCE | 1-in-2 | 2031 | 20 |  |  |  | 61.3696 | 1
| Zone | South Orange County | 3 | Average Weekday | SCE | 1-in-2 | 2031 | 21 |  |  |  | 59.8507 | 1
| Zone | South Orange County | 3 | Average Weekday | SCE | 1-in-2 | 2031 | 22 |  |  |  | 59.0283 | 1
| Zone | South Orange County | 3 | Average Weekday | SCE | 1-in-2 | 2031 | 23 |  |  |  | 58.364 | 1
| Zone | South Orange County | 3 | Average Weekday | SCE | 1-in-2 | 2031 | 24 |  |  |  | 57.6474 | 1
| Zone | South Orange County | 3 | Monthly System Peak Day | SCE | 1-in-2 | 2031 | 1 |  |  |  | 59.8322 | 1
| Zone | South Orange County | 3 | Monthly System Peak Day | SCE | 1-in-2 | 2031 | 2 |  |  |  | 58.1289 | 1
| Zone | South Orange County | 3 | Monthly System Peak Day | SCE | 1-in-2 | 2031 | 3 |  |  |  | 56.7222 | 1
| Zone | South Orange County | 3 | Monthly System Peak Day | SCE | 1-in-2 | 2031 | 4 |  |  |  | 55.9189 | 1
| Zone | South Orange County | 3 | Monthly System Peak Day | SCE | 1-in-2 | 2031 | 5 |  |  |  | 55.86 | 1
| Zone | South Orange County | 3 | Monthly System Peak Day | SCE | 1-in-2 | 2031 | 6 |  |  |  | 55.9678 | 1
| Zone | South Orange County | 3 | Monthly System Peak Day | SCE | 1-in-2 | 2031 | 7 |  |  |  | 54.5467 | 1
| Zone | South Orange County | 3 | Monthly System Peak Day | SCE | 1-in-2 | 2031 | 8 |  |  |  | 54.1511 | 1
| Zone | South Orange County | 3 | Monthly System Peak Day | SCE | 1-in-2 | 2031 | 9 |  |  |  | 55.0822 | 1
| Zone | South Orange County | 3 | Monthly System Peak Day | SCE | 1-in-2 | 2031 | 10 |  |  |  | 58.7367 | 1
| Zone | South Orange County | 3 | Monthly System Peak Day | SCE | 1-in-2 | 2031 | 11 |  |  |  | 63.2567 | 1
| Zone | South Orange County | 3 | Monthly System Peak Day | SCE | 1-in-2 | 2031 | 12 |  |  |  | 67.3078 | 1
| Zone | South Orange County | 3 | Monthly System Peak Day | SCE | 1-in-2 | 2031 | 13 |  |  |  | 69.1044 | 1
| Zone | South Orange County | 3 | Monthly System Peak Day | SCE | 1-in-2 | 2031 | 14 |  |  |  | 69.4867 | 1
| Zone | South Orange County | 3 | Monthly System Peak Day | SCE | 1-in-2 | 2031 | 15 |  |  |  | 70.4467 | 1
| Zone | South Orange County | 3 | Monthly System Peak Day | SCE | 1-in-2 | 2031 | 16 |  |  |  | 70.4978 | 1
| Zone | South Orange County | 3 | Monthly System Peak Day | SCE | 1-in-2 | 2031 | 17 |  |  |  | 69.3444 | 1
| Zone | South Orange County | 3 | Monthly System Peak Day | SCE | 1-in-2 | 2031 | 18 |  |  |  | 68.2589 | 1
| Zone | South Orange County | 3 | Monthly System Peak Day | SCE | 1-in-2 | 2031 | 19 |  |  |  | 66.64 | 1
| Zone | South Orange County | 3 | Monthly System Peak Day | SCE | 1-in-2 | 2031 | 20 |  |  |  | 64.3044 | 1
| Zone | South Orange County | 3 | Monthly System Peak Day | SCE | 1-in-2 | 2031 | 21 |  |  |  | 62.69 | 1
| Zone | South Orange County | 3 | Monthly System Peak Day | SCE | 1-in-2 | 2031 | 22 |  |  |  | 61.9778 | 1
| Zone | South Orange County | 3 | Monthly System Peak Day | SCE | 1-in-2 | 2031 | 23 |  |  |  | 60.8089 | 1
| Zone | South Orange County | 3 | Monthly System Peak Day | SCE | 1-in-2 | 2031 | 24 |  |  |  | 59.7333 | 1
| Zone | South Orange County | 4 | Average Weekday | SCE | 1-in-2 | 2031 | 1 |  |  |  | 58.073 | 1
| Zone | South Orange County | 4 | Average Weekday | SCE | 1-in-2 | 2031 | 2 |  |  |  | 57.561 | 1
| Zone | South Orange County | 4 | Average Weekday | SCE | 1-in-2 | 2031 | 3 |  |  |  | 56.9132 | 1
| Zone | South Orange County | 4 | Average Weekday | SCE | 1-in-2 | 2031 | 4 |  |  |  | 56.3681 | 1
| Zone | South Orange County | 4 | Average Weekday | SCE | 1-in-2 | 2031 | 5 |  |  |  | 55.9471 | 1
| Zone | South Orange County | 4 | Average Weekday | SCE | 1-in-2 | 2031 | 6 |  |  |  | 55.5731 | 1
| Zone | South Orange County | 4 | Average Weekday | SCE | 1-in-2 | 2031 | 7 |  |  |  | 55.3919 | 1
| Zone | South Orange County | 4 | Average Weekday | SCE | 1-in-2 | 2031 | 8 |  |  |  | 55.4289 | 1
| Zone | South Orange County | 4 | Average Weekday | SCE | 1-in-2 | 2031 | 9 |  |  |  | 56.7051 | 1
| Zone | South Orange County | 4 | Average Weekday | SCE | 1-in-2 | 2031 | 10 |  |  |  | 58.9486 | 1
| Zone | South Orange County | 4 | Average Weekday | SCE | 1-in-2 | 2031 | 11 |  |  |  | 61.3682 | 1
| Zone | South Orange County | 4 | Average Weekday | SCE | 1-in-2 | 2031 | 12 |  |  |  | 63.6571 | 1
| Zone | South Orange County | 4 | Average Weekday | SCE | 1-in-2 | 2031 | 13 |  |  |  | 64.9915 | 1
| Zone | South Orange County | 4 | Average Weekday | SCE | 1-in-2 | 2031 | 14 |  |  |  | 65.909 | 1
| Zone | South Orange County | 4 | Average Weekday | SCE | 1-in-2 | 2031 | 15 |  |  |  | 66.7237 | 1
| Zone | South Orange County | 4 | Average Weekday | SCE | 1-in-2 | 2031 | 16 |  |  |  | 66.9521 | 1
| Zone | South Orange County | 4 | Average Weekday | SCE | 1-in-2 | 2031 | 17 |  |  |  | 66.763 | 1
| Zone | South Orange County | 4 | Average Weekday | SCE | 1-in-2 | 2031 | 18 |  |  |  | 66.251 | 1
| Zone | South Orange County | 4 | Average Weekday | SCE | 1-in-2 | 2031 | 19 |  |  |  | 65.3409 | 1
| Zone | South Orange County | 4 | Average Weekday | SCE | 1-in-2 | 2031 | 20 |  |  |  | 63.5632 | 1
| Zone | South Orange County | 4 | Average Weekday | SCE | 1-in-2 | 2031 | 21 |  |  |  | 61.2356 | 1
| Zone | South Orange County | 4 | Average Weekday | SCE | 1-in-2 | 2031 | 22 |  |  |  | 59.7451 | 1
| Zone | South Orange County | 4 | Average Weekday | SCE | 1-in-2 | 2031 | 23 |  |  |  | 59.0311 | 1
| Zone | South Orange County | 4 | Average Weekday | SCE | 1-in-2 | 2031 | 24 |  |  |  | 58.3683 | 1
| Zone | South Orange County | 4 | Monthly System Peak Day | SCE | 1-in-2 | 2031 | 1 |  |  |  | 63.08 | 1
| Zone | South Orange County | 4 | Monthly System Peak Day | SCE | 1-in-2 | 2031 | 2 |  |  |  | 62.4322 | 1
| Zone | South Orange County | 4 | Monthly System Peak Day | SCE | 1-in-2 | 2031 | 3 |  |  |  | 61.7433 | 1
| Zone | South Orange County | 4 | Monthly System Peak Day | SCE | 1-in-2 | 2031 | 4 |  |  |  | 61.3144 | 1
| Zone | South Orange County | 4 | Monthly System Peak Day | SCE | 1-in-2 | 2031 | 5 |  |  |  | 60.4389 | 1
| Zone | South Orange County | 4 | Monthly System Peak Day | SCE | 1-in-2 | 2031 | 6 |  |  |  | 59.6778 | 1
| Zone | South Orange County | 4 | Monthly System Peak Day | SCE | 1-in-2 | 2031 | 7 |  |  |  | 59.5567 | 1
| Zone | South Orange County | 4 | Monthly System Peak Day | SCE | 1-in-2 | 2031 | 8 |  |  |  | 59.51 | 1
| Zone | South Orange County | 4 | Monthly System Peak Day | SCE | 1-in-2 | 2031 | 9 |  |  |  | 61.0967 | 1
| Zone | South Orange County | 4 | Monthly System Peak Day | SCE | 1-in-2 | 2031 | 10 |  |  |  | 65.5467 | 1
| Zone | South Orange County | 4 | Monthly System Peak Day | SCE | 1-in-2 | 2031 | 11 |  |  |  | 70.4511 | 1
| Zone | South Orange County | 4 | Monthly System Peak Day | SCE | 1-in-2 | 2031 | 12 |  |  |  | 74.9333 | 1
| Zone | South Orange County | 4 | Monthly System Peak Day | SCE | 1-in-2 | 2031 | 13 |  |  |  | 77.8 | 1
| Zone | South Orange County | 4 | Monthly System Peak Day | SCE | 1-in-2 | 2031 | 14 |  |  |  | 79.0667 | 1
| Zone | South Orange County | 4 | Monthly System Peak Day | SCE | 1-in-2 | 2031 | 15 |  |  |  | 79.9222 | 1
| Zone | South Orange County | 4 | Monthly System Peak Day | SCE | 1-in-2 | 2031 | 16 |  |  |  | 78.4111 | 1
| Zone | South Orange County | 4 | Monthly System Peak Day | SCE | 1-in-2 | 2031 | 17 |  |  |  | 76.7889 | 1
| Zone | South Orange County | 4 | Monthly System Peak Day | SCE | 1-in-2 | 2031 | 18 |  |  |  | 77.5889 | 1
| Zone | South Orange County | 4 | Monthly System Peak Day | SCE | 1-in-2 | 2031 | 19 |  |  |  | 77.6 | 1
| Zone | South Orange County | 4 | Monthly System Peak Day | SCE | 1-in-2 | 2031 | 20 |  |  |  | 75.2289 | 1
| Zone | South Orange County | 4 | Monthly System Peak Day | SCE | 1-in-2 | 2031 | 21 |  |  |  | 71.5378 | 1
| Zone | South Orange County | 4 | Monthly System Peak Day | SCE | 1-in-2 | 2031 | 22 |  |  |  | 68.83 | 1
| Zone | South Orange County | 4 | Monthly System Peak Day | SCE | 1-in-2 | 2031 | 23 |  |  |  | 67.2 | 1
| Zone | South Orange County | 4 | Monthly System Peak Day | SCE | 1-in-2 | 2031 | 24 |  |  |  | 64.42 | 1
| Zone | South Orange County | 5 | Average Weekday | SCE | 1-in-2 | 2031 | 1 |  |  |  | 60.4714 | 1
| Zone | South Orange County | 5 | Average Weekday | SCE | 1-in-2 | 2031 | 2 |  |  |  | 60.1578 | 1
| Zone | South Orange County | 5 | Average Weekday | SCE | 1-in-2 | 2031 | 3 |  |  |  | 59.9098 | 1
| Zone | South Orange County | 5 | Average Weekday | SCE | 1-in-2 | 2031 | 4 |  |  |  | 59.6602 | 1
| Zone | South Orange County | 5 | Average Weekday | SCE | 1-in-2 | 2031 | 5 |  |  |  | 59.4343 | 1
| Zone | South Orange County | 5 | Average Weekday | SCE | 1-in-2 | 2031 | 6 |  |  |  | 59.2257 | 1
| Zone | South Orange County | 5 | Average Weekday | SCE | 1-in-2 | 2031 | 7 |  |  |  | 59.0737 | 1
| Zone | South Orange County | 5 | Average Weekday | SCE | 1-in-2 | 2031 | 8 |  |  |  | 59.2193 | 1
| Zone | South Orange County | 5 | Average Weekday | SCE | 1-in-2 | 2031 | 9 |  |  |  | 60.1784 | 1
| Zone | South Orange County | 5 | Average Weekday | SCE | 1-in-2 | 2031 | 10 |  |  |  | 61.5476 | 1
| Zone | South Orange County | 5 | Average Weekday | SCE | 1-in-2 | 2031 | 11 |  |  |  | 63.2339 | 1
| Zone | South Orange County | 5 | Average Weekday | SCE | 1-in-2 | 2031 | 12 |  |  |  | 64.809 | 1
| Zone | South Orange County | 5 | Average Weekday | SCE | 1-in-2 | 2031 | 13 |  |  |  | 65.8807 | 1
| Zone | South Orange County | 5 | Average Weekday | SCE | 1-in-2 | 2031 | 14 |  |  |  | 66.6581 | 1
| Zone | South Orange County | 5 | Average Weekday | SCE | 1-in-2 | 2031 | 15 |  |  |  | 67.4139 | 1
| Zone | South Orange County | 5 | Average Weekday | SCE | 1-in-2 | 2031 | 16 |  |  |  | 67.7208 | 1
| Zone | South Orange County | 5 | Average Weekday | SCE | 1-in-2 | 2031 | 17 |  |  |  | 67.6767 | 1
| Zone | South Orange County | 5 | Average Weekday | SCE | 1-in-2 | 2031 | 18 |  |  |  | 67.1896 | 1
| Zone | South Orange County | 5 | Average Weekday | SCE | 1-in-2 | 2031 | 19 |  |  |  | 66.193 | 1
| Zone | South Orange County | 5 | Average Weekday | SCE | 1-in-2 | 2031 | 20 |  |  |  | 64.6476 | 1
| Zone | South Orange County | 5 | Average Weekday | SCE | 1-in-2 | 2031 | 21 |  |  |  | 62.7824 | 1
| Zone | South Orange County | 5 | Average Weekday | SCE | 1-in-2 | 2031 | 22 |  |  |  | 61.6101 | 1
| Zone | South Orange County | 5 | Average Weekday | SCE | 1-in-2 | 2031 | 23 |  |  |  | 61.087 | 1
| Zone | South Orange County | 5 | Average Weekday | SCE | 1-in-2 | 2031 | 24 |  |  |  | 60.8122 | 1
| Zone | South Orange County | 5 | Monthly System Peak Day | SCE | 1-in-2 | 2031 | 1 |  |  |  | 63.7922 | 1
| Zone | South Orange County | 5 | Monthly System Peak Day | SCE | 1-in-2 | 2031 | 2 |  |  |  | 62.7844 | 1
| Zone | South Orange County | 5 | Monthly System Peak Day | SCE | 1-in-2 | 2031 | 3 |  |  |  | 61.8978 | 1
| Zone | South Orange County | 5 | Monthly System Peak Day | SCE | 1-in-2 | 2031 | 4 |  |  |  | 61.2678 | 1
| Zone | South Orange County | 5 | Monthly System Peak Day | SCE | 1-in-2 | 2031 | 5 |  |  |  | 60.9811 | 1
| Zone | South Orange County | 5 | Monthly System Peak Day | SCE | 1-in-2 | 2031 | 6 |  |  |  | 60.2222 | 1
| Zone | South Orange County | 5 | Monthly System Peak Day | SCE | 1-in-2 | 2031 | 7 |  |  |  | 59.9489 | 1
| Zone | South Orange County | 5 | Monthly System Peak Day | SCE | 1-in-2 | 2031 | 8 |  |  |  | 60.4044 | 1
| Zone | South Orange County | 5 | Monthly System Peak Day | SCE | 1-in-2 | 2031 | 9 |  |  |  | 63.1456 | 1
| Zone | South Orange County | 5 | Monthly System Peak Day | SCE | 1-in-2 | 2031 | 10 |  |  |  | 67.3444 | 1
| Zone | South Orange County | 5 | Monthly System Peak Day | SCE | 1-in-2 | 2031 | 11 |  |  |  | 72.2256 | 1
| Zone | South Orange County | 5 | Monthly System Peak Day | SCE | 1-in-2 | 2031 | 12 |  |  |  | 75.9911 | 1
| Zone | South Orange County | 5 | Monthly System Peak Day | SCE | 1-in-2 | 2031 | 13 |  |  |  | 77.6889 | 1
| Zone | South Orange County | 5 | Monthly System Peak Day | SCE | 1-in-2 | 2031 | 14 |  |  |  | 78.3444 | 1
| Zone | South Orange County | 5 | Monthly System Peak Day | SCE | 1-in-2 | 2031 | 15 |  |  |  | 77.7489 | 1
| Zone | South Orange County | 5 | Monthly System Peak Day | SCE | 1-in-2 | 2031 | 16 |  |  |  | 78.6467 | 1
| Zone | South Orange County | 5 | Monthly System Peak Day | SCE | 1-in-2 | 2031 | 17 |  |  |  | 78.7111 | 1
| Zone | South Orange County | 5 | Monthly System Peak Day | SCE | 1-in-2 | 2031 | 18 |  |  |  | 77.9222 | 1
| Zone | South Orange County | 5 | Monthly System Peak Day | SCE | 1-in-2 | 2031 | 19 |  |  |  | 76.0111 | 1
| Zone | South Orange County | 5 | Monthly System Peak Day | SCE | 1-in-2 | 2031 | 20 |  |  |  | 73.9678 | 1
| Zone | South Orange County | 5 | Monthly System Peak Day | SCE | 1-in-2 | 2031 | 21 |  |  |  | 70.8633 | 1
| Zone | South Orange County | 5 | Monthly System Peak Day | SCE | 1-in-2 | 2031 | 22 |  |  |  | 67.1622 | 1
| Zone | South Orange County | 5 | Monthly System Peak Day | SCE | 1-in-2 | 2031 | 23 |  |  |  | 65.5611 | 1
| Zone | South Orange County | 5 | Monthly System Peak Day | SCE | 1-in-2 | 2031 | 24 |  |  |  | 64.4989 | 1
| Zone | South Orange County | 6 | Average Weekday | SCE | 1-in-2 | 2031 | 1 |  |  |  | 63.2201 | 1
| Zone | South Orange County | 6 | Average Weekday | SCE | 1-in-2 | 2031 | 2 |  |  |  | 62.9028 | 1
| Zone | South Orange County | 6 | Average Weekday | SCE | 1-in-2 | 2031 | 3 |  |  |  | 62.638 | 1
| Zone | South Orange County | 6 | Average Weekday | SCE | 1-in-2 | 2031 | 4 |  |  |  | 62.3707 | 1
| Zone | South Orange County | 6 | Average Weekday | SCE | 1-in-2 | 2031 | 5 |  |  |  | 62.2104 | 1
| Zone | South Orange County | 6 | Average Weekday | SCE | 1-in-2 | 2031 | 6 |  |  |  | 62.0573 | 1
| Zone | South Orange County | 6 | Average Weekday | SCE | 1-in-2 | 2031 | 7 |  |  |  | 61.9467 | 1
| Zone | South Orange County | 6 | Average Weekday | SCE | 1-in-2 | 2031 | 8 |  |  |  | 62.2274 | 1
| Zone | South Orange County | 6 | Average Weekday | SCE | 1-in-2 | 2031 | 9 |  |  |  | 63.2907 | 1
| Zone | South Orange County | 6 | Average Weekday | SCE | 1-in-2 | 2031 | 10 |  |  |  | 64.8738 | 1
| Zone | South Orange County | 6 | Average Weekday | SCE | 1-in-2 | 2031 | 11 |  |  |  | 66.8967 | 1
| Zone | South Orange County | 6 | Average Weekday | SCE | 1-in-2 | 2031 | 12 |  |  |  | 68.6847 | 1
| Zone | South Orange County | 6 | Average Weekday | SCE | 1-in-2 | 2031 | 13 |  |  |  | 69.7499 | 1
| Zone | South Orange County | 6 | Average Weekday | SCE | 1-in-2 | 2031 | 14 |  |  |  | 70.2175 | 1
| Zone | South Orange County | 6 | Average Weekday | SCE | 1-in-2 | 2031 | 15 |  |  |  | 70.7634 | 1
| Zone | South Orange County | 6 | Average Weekday | SCE | 1-in-2 | 2031 | 16 |  |  |  | 71.3779 | 1
| Zone | South Orange County | 6 | Average Weekday | SCE | 1-in-2 | 2031 | 17 |  |  |  | 71.6339 | 1
| Zone | South Orange County | 6 | Average Weekday | SCE | 1-in-2 | 2031 | 18 |  |  |  | 71.201 | 1
| Zone | South Orange County | 6 | Average Weekday | SCE | 1-in-2 | 2031 | 19 |  |  |  | 70.3962 | 1
| Zone | South Orange County | 6 | Average Weekday | SCE | 1-in-2 | 2031 | 20 |  |  |  | 68.8645 | 1
| Zone | South Orange County | 6 | Average Weekday | SCE | 1-in-2 | 2031 | 21 |  |  |  | 66.8008 | 1
| Zone | South Orange County | 6 | Average Weekday | SCE | 1-in-2 | 2031 | 22 |  |  |  | 64.8621 | 1
| Zone | South Orange County | 6 | Average Weekday | SCE | 1-in-2 | 2031 | 23 |  |  |  | 64.1087 | 1
| Zone | South Orange County | 6 | Average Weekday | SCE | 1-in-2 | 2031 | 24 |  |  |  | 63.6586 | 1
| Zone | South Orange County | 6 | Monthly System Peak Day | SCE | 1-in-2 | 2031 | 1 |  |  |  | 63.0833 | 1
| Zone | South Orange County | 6 | Monthly System Peak Day | SCE | 1-in-2 | 2031 | 2 |  |  |  | 62.8911 | 1
| Zone | South Orange County | 6 | Monthly System Peak Day | SCE | 1-in-2 | 2031 | 3 |  |  |  | 62.3167 | 1
| Zone | South Orange County | 6 | Monthly System Peak Day | SCE | 1-in-2 | 2031 | 4 |  |  |  | 61.93 | 1
| Zone | South Orange County | 6 | Monthly System Peak Day | SCE | 1-in-2 | 2031 | 5 |  |  |  | 61.6378 | 1
| Zone | South Orange County | 6 | Monthly System Peak Day | SCE | 1-in-2 | 2031 | 6 |  |  |  | 61.1333 | 1
| Zone | South Orange County | 6 | Monthly System Peak Day | SCE | 1-in-2 | 2031 | 7 |  |  |  | 60.9756 | 1
| Zone | South Orange County | 6 | Monthly System Peak Day | SCE | 1-in-2 | 2031 | 8 |  |  |  | 61.5322 | 1
| Zone | South Orange County | 6 | Monthly System Peak Day | SCE | 1-in-2 | 2031 | 9 |  |  |  | 63.2822 | 1
| Zone | South Orange County | 6 | Monthly System Peak Day | SCE | 1-in-2 | 2031 | 10 |  |  |  | 66.1411 | 1
| Zone | South Orange County | 6 | Monthly System Peak Day | SCE | 1-in-2 | 2031 | 11 |  |  |  | 68.5956 | 1
| Zone | South Orange County | 6 | Monthly System Peak Day | SCE | 1-in-2 | 2031 | 12 |  |  |  | 70.4067 | 1
| Zone | South Orange County | 6 | Monthly System Peak Day | SCE | 1-in-2 | 2031 | 13 |  |  |  | 70.6011 | 1
| Zone | South Orange County | 6 | Monthly System Peak Day | SCE | 1-in-2 | 2031 | 14 |  |  |  | 71.5422 | 1
| Zone | South Orange County | 6 | Monthly System Peak Day | SCE | 1-in-2 | 2031 | 15 |  |  |  | 73.7222 | 1
| Zone | South Orange County | 6 | Monthly System Peak Day | SCE | 1-in-2 | 2031 | 16 |  |  |  | 75.8533 | 1
| Zone | South Orange County | 6 | Monthly System Peak Day | SCE | 1-in-2 | 2031 | 17 |  |  |  | 76.4556 | 1
| Zone | South Orange County | 6 | Monthly System Peak Day | SCE | 1-in-2 | 2031 | 18 |  |  |  | 75.6667 | 1
| Zone | South Orange County | 6 | Monthly System Peak Day | SCE | 1-in-2 | 2031 | 19 |  |  |  | 72.9222 | 1
| Zone | South Orange County | 6 | Monthly System Peak Day | SCE | 1-in-2 | 2031 | 20 |  |  |  | 71.1267 | 1
| Zone | South Orange County | 6 | Monthly System Peak Day | SCE | 1-in-2 | 2031 | 21 |  |  |  | 69.3 | 1
| Zone | South Orange County | 6 | Monthly System Peak Day | SCE | 1-in-2 | 2031 | 22 |  |  |  | 67.5322 | 1
| Zone | South Orange County | 6 | Monthly System Peak Day | SCE | 1-in-2 | 2031 | 23 |  |  |  | 66.7211 | 1
| Zone | South Orange County | 6 | Monthly System Peak Day | SCE | 1-in-2 | 2031 | 24 |  |  |  | 65.1489 | 1
| Zone | South Orange County | 7 | Average Weekday | SCE | 1-in-2 | 2031 | 1 |  |  |  | 66.4002 | 1
| Zone | South Orange County | 7 | Average Weekday | SCE | 1-in-2 | 2031 | 2 |  |  |  | 66.1068 | 1
| Zone | South Orange County | 7 | Average Weekday | SCE | 1-in-2 | 2031 | 3 |  |  |  | 65.8268 | 1
| Zone | South Orange County | 7 | Average Weekday | SCE | 1-in-2 | 2031 | 4 |  |  |  | 65.5226 | 1
| Zone | South Orange County | 7 | Average Weekday | SCE | 1-in-2 | 2031 | 5 |  |  |  | 65.3042 | 1
| Zone | South Orange County | 7 | Average Weekday | SCE | 1-in-2 | 2031 | 6 |  |  |  | 65.0663 | 1
| Zone | South Orange County | 7 | Average Weekday | SCE | 1-in-2 | 2031 | 7 |  |  |  | 64.9529 | 1
| Zone | South Orange County | 7 | Average Weekday | SCE | 1-in-2 | 2031 | 8 |  |  |  | 65.3477 | 1
| Zone | South Orange County | 7 | Average Weekday | SCE | 1-in-2 | 2031 | 9 |  |  |  | 66.7598 | 1
| Zone | South Orange County | 7 | Average Weekday | SCE | 1-in-2 | 2031 | 10 |  |  |  | 68.6621 | 1
| Zone | South Orange County | 7 | Average Weekday | SCE | 1-in-2 | 2031 | 11 |  |  |  | 70.82 | 1
| Zone | South Orange County | 7 | Average Weekday | SCE | 1-in-2 | 2031 | 12 |  |  |  | 72.7892 | 1
| Zone | South Orange County | 7 | Average Weekday | SCE | 1-in-2 | 2031 | 13 |  |  |  | 73.936 | 1
| Zone | South Orange County | 7 | Average Weekday | SCE | 1-in-2 | 2031 | 14 |  |  |  | 74.2985 | 1
| Zone | South Orange County | 7 | Average Weekday | SCE | 1-in-2 | 2031 | 15 |  |  |  | 75.1656 | 1
| Zone | South Orange County | 7 | Average Weekday | SCE | 1-in-2 | 2031 | 16 |  |  |  | 75.3757 | 1
| Zone | South Orange County | 7 | Average Weekday | SCE | 1-in-2 | 2031 | 17 |  |  |  | 75.5332 | 1
| Zone | South Orange County | 7 | Average Weekday | SCE | 1-in-2 | 2031 | 18 |  |  |  | 75.0031 | 1
| Zone | South Orange County | 7 | Average Weekday | SCE | 1-in-2 | 2031 | 19 |  |  |  | 73.9945 | 1
| Zone | South Orange County | 7 | Average Weekday | SCE | 1-in-2 | 2031 | 20 |  |  |  | 72.6964 | 1
| Zone | South Orange County | 7 | Average Weekday | SCE | 1-in-2 | 2031 | 21 |  |  |  | 70.461 | 1
| Zone | South Orange County | 7 | Average Weekday | SCE | 1-in-2 | 2031 | 22 |  |  |  | 68.3221 | 1
| Zone | South Orange County | 7 | Average Weekday | SCE | 1-in-2 | 2031 | 23 |  |  |  | 67.3934 | 1
| Zone | South Orange County | 7 | Average Weekday | SCE | 1-in-2 | 2031 | 24 |  |  |  | 66.8977 | 1
| Zone | South Orange County | 7 | Monthly System Peak Day | SCE | 1-in-2 | 2031 | 1 |  |  |  | 67.6667 | 1
| Zone | South Orange County | 7 | Monthly System Peak Day | SCE | 1-in-2 | 2031 | 2 |  |  |  | 67.2378 | 1
| Zone | South Orange County | 7 | Monthly System Peak Day | SCE | 1-in-2 | 2031 | 3 |  |  |  | 66.6256 | 1
| Zone | South Orange County | 7 | Monthly System Peak Day | SCE | 1-in-2 | 2031 | 4 |  |  |  | 66.4067 | 1
| Zone | South Orange County | 7 | Monthly System Peak Day | SCE | 1-in-2 | 2031 | 5 |  |  |  | 66.3189 | 1
| Zone | South Orange County | 7 | Monthly System Peak Day | SCE | 1-in-2 | 2031 | 6 |  |  |  | 66.2333 | 1
| Zone | South Orange County | 7 | Monthly System Peak Day | SCE | 1-in-2 | 2031 | 7 |  |  |  | 65.8556 | 1
| Zone | South Orange County | 7 | Monthly System Peak Day | SCE | 1-in-2 | 2031 | 8 |  |  |  | 66.3544 | 1
| Zone | South Orange County | 7 | Monthly System Peak Day | SCE | 1-in-2 | 2031 | 9 |  |  |  | 68.31 | 1
| Zone | South Orange County | 7 | Monthly System Peak Day | SCE | 1-in-2 | 2031 | 10 |  |  |  | 71.2022 | 1
| Zone | South Orange County | 7 | Monthly System Peak Day | SCE | 1-in-2 | 2031 | 11 |  |  |  | 74.3444 | 1
| Zone | South Orange County | 7 | Monthly System Peak Day | SCE | 1-in-2 | 2031 | 12 |  |  |  | 77.1111 | 1
| Zone | South Orange County | 7 | Monthly System Peak Day | SCE | 1-in-2 | 2031 | 13 |  |  |  | 78.7833 | 1
| Zone | South Orange County | 7 | Monthly System Peak Day | SCE | 1-in-2 | 2031 | 14 |  |  |  | 79.2778 | 1
| Zone | South Orange County | 7 | Monthly System Peak Day | SCE | 1-in-2 | 2031 | 15 |  |  |  | 80.7444 | 1
| Zone | South Orange County | 7 | Monthly System Peak Day | SCE | 1-in-2 | 2031 | 16 |  |  |  | 80.7556 | 1
| Zone | South Orange County | 7 | Monthly System Peak Day | SCE | 1-in-2 | 2031 | 17 |  |  |  | 82.2667 | 1
| Zone | South Orange County | 7 | Monthly System Peak Day | SCE | 1-in-2 | 2031 | 18 |  |  |  | 81.2889 | 1
| Zone | South Orange County | 7 | Monthly System Peak Day | SCE | 1-in-2 | 2031 | 19 |  |  |  | 78.7444 | 1
| Zone | South Orange County | 7 | Monthly System Peak Day | SCE | 1-in-2 | 2031 | 20 |  |  |  | 76.9889 | 1
| Zone | South Orange County | 7 | Monthly System Peak Day | SCE | 1-in-2 | 2031 | 21 |  |  |  | 75.0667 | 1
| Zone | South Orange County | 7 | Monthly System Peak Day | SCE | 1-in-2 | 2031 | 22 |  |  |  | 72.0311 | 1
| Zone | South Orange County | 7 | Monthly System Peak Day | SCE | 1-in-2 | 2031 | 23 |  |  |  | 70.24 | 1
| Zone | South Orange County | 7 | Monthly System Peak Day | SCE | 1-in-2 | 2031 | 24 |  |  |  | 69.3089 | 1
| Zone | South Orange County | 8 | Average Weekday | SCE | 1-in-2 | 2031 | 1 |  |  |  | 67.8148 | 1
| Zone | South Orange County | 8 | Average Weekday | SCE | 1-in-2 | 2031 | 2 |  |  |  | 67.3859 | 1
| Zone | South Orange County | 8 | Average Weekday | SCE | 1-in-2 | 2031 | 3 |  |  |  | 67.0598 | 1
| Zone | South Orange County | 8 | Average Weekday | SCE | 1-in-2 | 2031 | 4 |  |  |  | 66.7292 | 1
| Zone | South Orange County | 8 | Average Weekday | SCE | 1-in-2 | 2031 | 5 |  |  |  | 66.3823 | 1
| Zone | South Orange County | 8 | Average Weekday | SCE | 1-in-2 | 2031 | 6 |  |  |  | 66.1019 | 1
| Zone | South Orange County | 8 | Average Weekday | SCE | 1-in-2 | 2031 | 7 |  |  |  | 65.9604 | 1
| Zone | South Orange County | 8 | Average Weekday | SCE | 1-in-2 | 2031 | 8 |  |  |  | 66.1177 | 1
| Zone | South Orange County | 8 | Average Weekday | SCE | 1-in-2 | 2031 | 9 |  |  |  | 67.3343 | 1
| Zone | South Orange County | 8 | Average Weekday | SCE | 1-in-2 | 2031 | 10 |  |  |  | 69.3146 | 1
| Zone | South Orange County | 8 | Average Weekday | SCE | 1-in-2 | 2031 | 11 |  |  |  | 72.0113 | 1
| Zone | South Orange County | 8 | Average Weekday | SCE | 1-in-2 | 2031 | 12 |  |  |  | 74.6335 | 1
| Zone | South Orange County | 8 | Average Weekday | SCE | 1-in-2 | 2031 | 13 |  |  |  | 75.7629 | 1
| Zone | South Orange County | 8 | Average Weekday | SCE | 1-in-2 | 2031 | 14 |  |  |  | 76.6644 | 1
| Zone | South Orange County | 8 | Average Weekday | SCE | 1-in-2 | 2031 | 15 |  |  |  | 77.4824 | 1
| Zone | South Orange County | 8 | Average Weekday | SCE | 1-in-2 | 2031 | 16 |  |  |  | 77.8866 | 1
| Zone | South Orange County | 8 | Average Weekday | SCE | 1-in-2 | 2031 | 17 |  |  |  | 78.0986 | 1
| Zone | South Orange County | 8 | Average Weekday | SCE | 1-in-2 | 2031 | 18 |  |  |  | 77.5193 | 1
| Zone | South Orange County | 8 | Average Weekday | SCE | 1-in-2 | 2031 | 19 |  |  |  | 76.4611 | 1
| Zone | South Orange County | 8 | Average Weekday | SCE | 1-in-2 | 2031 | 20 |  |  |  | 74.6475 | 1
| Zone | South Orange County | 8 | Average Weekday | SCE | 1-in-2 | 2031 | 21 |  |  |  | 71.7865 | 1
| Zone | South Orange County | 8 | Average Weekday | SCE | 1-in-2 | 2031 | 22 |  |  |  | 69.784 | 1
| Zone | South Orange County | 8 | Average Weekday | SCE | 1-in-2 | 2031 | 23 |  |  |  | 68.9044 | 1
| Zone | South Orange County | 8 | Average Weekday | SCE | 1-in-2 | 2031 | 24 |  |  |  | 68.3345 | 1
| Zone | South Orange County | 8 | Monthly System Peak Day | SCE | 1-in-2 | 2031 | 1 |  |  |  | 72.3222 | 1
| Zone | South Orange County | 8 | Monthly System Peak Day | SCE | 1-in-2 | 2031 | 2 |  |  |  | 71.6711 | 1
| Zone | South Orange County | 8 | Monthly System Peak Day | SCE | 1-in-2 | 2031 | 3 |  |  |  | 71.3533 | 1
| Zone | South Orange County | 8 | Monthly System Peak Day | SCE | 1-in-2 | 2031 | 4 |  |  |  | 70.8778 | 1
| Zone | South Orange County | 8 | Monthly System Peak Day | SCE | 1-in-2 | 2031 | 5 |  |  |  | 70.9267 | 1
| Zone | South Orange County | 8 | Monthly System Peak Day | SCE | 1-in-2 | 2031 | 6 |  |  |  | 70.8844 | 1
| Zone | South Orange County | 8 | Monthly System Peak Day | SCE | 1-in-2 | 2031 | 7 |  |  |  | 70.8222 | 1
| Zone | South Orange County | 8 | Monthly System Peak Day | SCE | 1-in-2 | 2031 | 8 |  |  |  | 70.8578 | 1
| Zone | South Orange County | 8 | Monthly System Peak Day | SCE | 1-in-2 | 2031 | 9 |  |  |  | 72.3711 | 1
| Zone | South Orange County | 8 | Monthly System Peak Day | SCE | 1-in-2 | 2031 | 10 |  |  |  | 75.7 | 1
| Zone | South Orange County | 8 | Monthly System Peak Day | SCE | 1-in-2 | 2031 | 11 |  |  |  | 79.5889 | 1
| Zone | South Orange County | 8 | Monthly System Peak Day | SCE | 1-in-2 | 2031 | 12 |  |  |  | 82.6222 | 1
| Zone | South Orange County | 8 | Monthly System Peak Day | SCE | 1-in-2 | 2031 | 13 |  |  |  | 83.5 | 1
| Zone | South Orange County | 8 | Monthly System Peak Day | SCE | 1-in-2 | 2031 | 14 |  |  |  | 84.7556 | 1
| Zone | South Orange County | 8 | Monthly System Peak Day | SCE | 1-in-2 | 2031 | 15 |  |  |  | 85.5889 | 1
| Zone | South Orange County | 8 | Monthly System Peak Day | SCE | 1-in-2 | 2031 | 16 |  |  |  | 85.0667 | 1
| Zone | South Orange County | 8 | Monthly System Peak Day | SCE | 1-in-2 | 2031 | 17 |  |  |  | 85.0889 | 1
| Zone | South Orange County | 8 | Monthly System Peak Day | SCE | 1-in-2 | 2031 | 18 |  |  |  | 84.5667 | 1
| Zone | South Orange County | 8 | Monthly System Peak Day | SCE | 1-in-2 | 2031 | 19 |  |  |  | 84.4667 | 1
| Zone | South Orange County | 8 | Monthly System Peak Day | SCE | 1-in-2 | 2031 | 20 |  |  |  | 82.4111 | 1
| Zone | South Orange County | 8 | Monthly System Peak Day | SCE | 1-in-2 | 2031 | 21 |  |  |  | 78.1778 | 1
| Zone | South Orange County | 8 | Monthly System Peak Day | SCE | 1-in-2 | 2031 | 22 |  |  |  | 75.1222 | 1
| Zone | South Orange County | 8 | Monthly System Peak Day | SCE | 1-in-2 | 2031 | 23 |  |  |  | 74.0444 | 1
| Zone | South Orange County | 8 | Monthly System Peak Day | SCE | 1-in-2 | 2031 | 24 |  |  |  | 73.2733 | 1
| Zone | South Orange County | 8 | Typical Event Day | SCE | 1-in-2 | 2031 | 1 |  |  |  | 68.5747 | 1
| Zone | South Orange County | 8 | Typical Event Day | SCE | 1-in-2 | 2031 | 2 |  |  |  | 68.0547 | 1
| Zone | South Orange County | 8 | Typical Event Day | SCE | 1-in-2 | 2031 | 3 |  |  |  | 67.6256 | 1
| Zone | South Orange County | 8 | Typical Event Day | SCE | 1-in-2 | 2031 | 4 |  |  |  | 67.2572 | 1
| Zone | South Orange County | 8 | Typical Event Day | SCE | 1-in-2 | 2031 | 5 |  |  |  | 67.0617 | 1
| Zone | South Orange County | 8 | Typical Event Day | SCE | 1-in-2 | 2031 | 6 |  |  |  | 66.8347 | 1
| Zone | South Orange County | 8 | Typical Event Day | SCE | 1-in-2 | 2031 | 7 |  |  |  | 66.6636 | 1
| Zone | South Orange County | 8 | Typical Event Day | SCE | 1-in-2 | 2031 | 8 |  |  |  | 66.8472 | 1
| Zone | South Orange County | 8 | Typical Event Day | SCE | 1-in-2 | 2031 | 9 |  |  |  | 68.6117 | 1
| Zone | South Orange County | 8 | Typical Event Day | SCE | 1-in-2 | 2031 | 10 |  |  |  | 71.9747 | 1
| Zone | South Orange County | 8 | Typical Event Day | SCE | 1-in-2 | 2031 | 11 |  |  |  | 75.5239 | 1
| Zone | South Orange County | 8 | Typical Event Day | SCE | 1-in-2 | 2031 | 12 |  |  |  | 78.5044 | 1
| Zone | South Orange County | 8 | Typical Event Day | SCE | 1-in-2 | 2031 | 13 |  |  |  | 79.8989 | 1
| Zone | South Orange County | 8 | Typical Event Day | SCE | 1-in-2 | 2031 | 14 |  |  |  | 80.9911 | 1
| Zone | South Orange County | 8 | Typical Event Day | SCE | 1-in-2 | 2031 | 15 |  |  |  | 82.4944 | 1
| Zone | South Orange County | 8 | Typical Event Day | SCE | 1-in-2 | 2031 | 16 |  |  |  | 82.8494 | 1
| Zone | South Orange County | 8 | Typical Event Day | SCE | 1-in-2 | 2031 | 17 |  |  |  | 83.5472 | 1
| Zone | South Orange County | 8 | Typical Event Day | SCE | 1-in-2 | 2031 | 18 |  |  |  | 82.95 | 1
| Zone | South Orange County | 8 | Typical Event Day | SCE | 1-in-2 | 2031 | 19 |  |  |  | 81.3389 | 1
| Zone | South Orange County | 8 | Typical Event Day | SCE | 1-in-2 | 2031 | 20 |  |  |  | 79.6344 | 1
| Zone | South Orange County | 8 | Typical Event Day | SCE | 1-in-2 | 2031 | 21 |  |  |  | 76.9333 | 1
| Zone | South Orange County | 8 | Typical Event Day | SCE | 1-in-2 | 2031 | 22 |  |  |  | 74.3158 | 1
| Zone | South Orange County | 8 | Typical Event Day | SCE | 1-in-2 | 2031 | 23 |  |  |  | 72.8681 | 1
| Zone | South Orange County | 8 | Typical Event Day | SCE | 1-in-2 | 2031 | 24 |  |  |  | 71.255 | 1
| Zone | South Orange County | 9 | Average Weekday | SCE | 1-in-2 | 2031 | 1 |  |  |  | 67.9294 | 1
| Zone | South Orange County | 9 | Average Weekday | SCE | 1-in-2 | 2031 | 2 |  |  |  | 67.3565 | 1
| Zone | South Orange County | 9 | Average Weekday | SCE | 1-in-2 | 2031 | 3 |  |  |  | 66.8845 | 1
| Zone | South Orange County | 9 | Average Weekday | SCE | 1-in-2 | 2031 | 4 |  |  |  | 66.4876 | 1
| Zone | South Orange County | 9 | Average Weekday | SCE | 1-in-2 | 2031 | 5 |  |  |  | 66.134 | 1
| Zone | South Orange County | 9 | Average Weekday | SCE | 1-in-2 | 2031 | 6 |  |  |  | 65.817 | 1
| Zone | South Orange County | 9 | Average Weekday | SCE | 1-in-2 | 2031 | 7 |  |  |  | 65.6568 | 1
| Zone | South Orange County | 9 | Average Weekday | SCE | 1-in-2 | 2031 | 8 |  |  |  | 65.6593 | 1
| Zone | South Orange County | 9 | Average Weekday | SCE | 1-in-2 | 2031 | 9 |  |  |  | 66.389 | 1
| Zone | South Orange County | 9 | Average Weekday | SCE | 1-in-2 | 2031 | 10 |  |  |  | 68.449 | 1
| Zone | South Orange County | 9 | Average Weekday | SCE | 1-in-2 | 2031 | 11 |  |  |  | 71.1643 | 1
| Zone | South Orange County | 9 | Average Weekday | SCE | 1-in-2 | 2031 | 12 |  |  |  | 73.7869 | 1
| Zone | South Orange County | 9 | Average Weekday | SCE | 1-in-2 | 2031 | 13 |  |  |  | 75.2473 | 1
| Zone | South Orange County | 9 | Average Weekday | SCE | 1-in-2 | 2031 | 14 |  |  |  | 76.2986 | 1
| Zone | South Orange County | 9 | Average Weekday | SCE | 1-in-2 | 2031 | 15 |  |  |  | 76.8973 | 1
| Zone | South Orange County | 9 | Average Weekday | SCE | 1-in-2 | 2031 | 16 |  |  |  | 76.9567 | 1
| Zone | South Orange County | 9 | Average Weekday | SCE | 1-in-2 | 2031 | 17 |  |  |  | 76.742 | 1
| Zone | South Orange County | 9 | Average Weekday | SCE | 1-in-2 | 2031 | 18 |  |  |  | 76.0147 | 1
| Zone | South Orange County | 9 | Average Weekday | SCE | 1-in-2 | 2031 | 19 |  |  |  | 74.7419 | 1
| Zone | South Orange County | 9 | Average Weekday | SCE | 1-in-2 | 2031 | 20 |  |  |  | 72.6114 | 1
| Zone | South Orange County | 9 | Average Weekday | SCE | 1-in-2 | 2031 | 21 |  |  |  | 70.6106 | 1
| Zone | South Orange County | 9 | Average Weekday | SCE | 1-in-2 | 2031 | 22 |  |  |  | 69.76 | 1
| Zone | South Orange County | 9 | Average Weekday | SCE | 1-in-2 | 2031 | 23 |  |  |  | 69.1248 | 1
| Zone | South Orange County | 9 | Average Weekday | SCE | 1-in-2 | 2031 | 24 |  |  |  | 68.4062 | 1
| Zone | South Orange County | 9 | Monthly System Peak Day | SCE | 1-in-2 | 2031 | 1 |  |  |  | 71.2267 | 1
| Zone | South Orange County | 9 | Monthly System Peak Day | SCE | 1-in-2 | 2031 | 2 |  |  |  | 70.4189 | 1
| Zone | South Orange County | 9 | Monthly System Peak Day | SCE | 1-in-2 | 2031 | 3 |  |  |  | 70.2067 | 1
| Zone | South Orange County | 9 | Monthly System Peak Day | SCE | 1-in-2 | 2031 | 4 |  |  |  | 69.8144 | 1
| Zone | South Orange County | 9 | Monthly System Peak Day | SCE | 1-in-2 | 2031 | 5 |  |  |  | 69.3633 | 1
| Zone | South Orange County | 9 | Monthly System Peak Day | SCE | 1-in-2 | 2031 | 6 |  |  |  | 69.0878 | 1
| Zone | South Orange County | 9 | Monthly System Peak Day | SCE | 1-in-2 | 2031 | 7 |  |  |  | 69.0011 | 1
| Zone | South Orange County | 9 | Monthly System Peak Day | SCE | 1-in-2 | 2031 | 8 |  |  |  | 68.6444 | 1
| Zone | South Orange County | 9 | Monthly System Peak Day | SCE | 1-in-2 | 2031 | 9 |  |  |  | 70.4833 | 1
| Zone | South Orange County | 9 | Monthly System Peak Day | SCE | 1-in-2 | 2031 | 10 |  |  |  | 74.8556 | 1
| Zone | South Orange County | 9 | Monthly System Peak Day | SCE | 1-in-2 | 2031 | 11 |  |  |  | 79.5667 | 1
| Zone | South Orange County | 9 | Monthly System Peak Day | SCE | 1-in-2 | 2031 | 12 |  |  |  | 83.8778 | 1
| Zone | South Orange County | 9 | Monthly System Peak Day | SCE | 1-in-2 | 2031 | 13 |  |  |  | 86.7111 | 1
| Zone | South Orange County | 9 | Monthly System Peak Day | SCE | 1-in-2 | 2031 | 14 |  |  |  | 88.3889 | 1
| Zone | South Orange County | 9 | Monthly System Peak Day | SCE | 1-in-2 | 2031 | 15 |  |  |  | 89.9222 | 1
| Zone | South Orange County | 9 | Monthly System Peak Day | SCE | 1-in-2 | 2031 | 16 |  |  |  | 89.7222 | 1
| Zone | South Orange County | 9 | Monthly System Peak Day | SCE | 1-in-2 | 2031 | 17 |  |  |  | 90.3778 | 1
| Zone | South Orange County | 9 | Monthly System Peak Day | SCE | 1-in-2 | 2031 | 18 |  |  |  | 90.2778 | 1
| Zone | South Orange County | 9 | Monthly System Peak Day | SCE | 1-in-2 | 2031 | 19 |  |  |  | 89.2222 | 1
| Zone | South Orange County | 9 | Monthly System Peak Day | SCE | 1-in-2 | 2031 | 20 |  |  |  | 88.0111 | 1
| Zone | South Orange County | 9 | Monthly System Peak Day | SCE | 1-in-2 | 2031 | 21 |  |  |  | 85.1889 | 1
| Zone | South Orange County | 9 | Monthly System Peak Day | SCE | 1-in-2 | 2031 | 22 |  |  |  | 82.5778 | 1
| Zone | South Orange County | 9 | Monthly System Peak Day | SCE | 1-in-2 | 2031 | 23 |  |  |  | 80.4667 | 1
| Zone | South Orange County | 9 | Monthly System Peak Day | SCE | 1-in-2 | 2031 | 24 |  |  |  | 77.2889 | 1
| Zone | South Orange County | 10 | Average Weekday | SCE | 1-in-2 | 2031 | 1 |  |  |  | 63.9844 | 1
| Zone | South Orange County | 10 | Average Weekday | SCE | 1-in-2 | 2031 | 2 |  |  |  | 63.2554 | 1
| Zone | South Orange County | 10 | Average Weekday | SCE | 1-in-2 | 2031 | 3 |  |  |  | 62.5135 | 1
| Zone | South Orange County | 10 | Average Weekday | SCE | 1-in-2 | 2031 | 4 |  |  |  | 61.9402 | 1
| Zone | South Orange County | 10 | Average Weekday | SCE | 1-in-2 | 2031 | 5 |  |  |  | 61.352 | 1
| Zone | South Orange County | 10 | Average Weekday | SCE | 1-in-2 | 2031 | 6 |  |  |  | 61.0596 | 1
| Zone | South Orange County | 10 | Average Weekday | SCE | 1-in-2 | 2031 | 7 |  |  |  | 60.878 | 1
| Zone | South Orange County | 10 | Average Weekday | SCE | 1-in-2 | 2031 | 8 |  |  |  | 60.7845 | 1
| Zone | South Orange County | 10 | Average Weekday | SCE | 1-in-2 | 2031 | 9 |  |  |  | 61.1327 | 1
| Zone | South Orange County | 10 | Average Weekday | SCE | 1-in-2 | 2031 | 10 |  |  |  | 63.2855 | 1
| Zone | South Orange County | 10 | Average Weekday | SCE | 1-in-2 | 2031 | 11 |  |  |  | 66.1247 | 1
| Zone | South Orange County | 10 | Average Weekday | SCE | 1-in-2 | 2031 | 12 |  |  |  | 68.6962 | 1
| Zone | South Orange County | 10 | Average Weekday | SCE | 1-in-2 | 2031 | 13 |  |  |  | 71.0626 | 1
| Zone | South Orange County | 10 | Average Weekday | SCE | 1-in-2 | 2031 | 14 |  |  |  | 72.4527 | 1
| Zone | South Orange County | 10 | Average Weekday | SCE | 1-in-2 | 2031 | 15 |  |  |  | 73.3673 | 1
| Zone | South Orange County | 10 | Average Weekday | SCE | 1-in-2 | 2031 | 16 |  |  |  | 73.5557 | 1
| Zone | South Orange County | 10 | Average Weekday | SCE | 1-in-2 | 2031 | 17 |  |  |  | 72.9948 | 1
| Zone | South Orange County | 10 | Average Weekday | SCE | 1-in-2 | 2031 | 18 |  |  |  | 72.2091 | 1
| Zone | South Orange County | 10 | Average Weekday | SCE | 1-in-2 | 2031 | 19 |  |  |  | 70.827 | 1
| Zone | South Orange County | 10 | Average Weekday | SCE | 1-in-2 | 2031 | 20 |  |  |  | 68.6842 | 1
| Zone | South Orange County | 10 | Average Weekday | SCE | 1-in-2 | 2031 | 21 |  |  |  | 67.4867 | 1
| Zone | South Orange County | 10 | Average Weekday | SCE | 1-in-2 | 2031 | 22 |  |  |  | 66.5315 | 1
| Zone | South Orange County | 10 | Average Weekday | SCE | 1-in-2 | 2031 | 23 |  |  |  | 65.6579 | 1
| Zone | South Orange County | 10 | Average Weekday | SCE | 1-in-2 | 2031 | 24 |  |  |  | 64.716 | 1
| Zone | South Orange County | 10 | Monthly System Peak Day | SCE | 1-in-2 | 2031 | 1 |  |  |  | 72.5944 | 1
| Zone | South Orange County | 10 | Monthly System Peak Day | SCE | 1-in-2 | 2031 | 2 |  |  |  | 70.3256 | 1
| Zone | South Orange County | 10 | Monthly System Peak Day | SCE | 1-in-2 | 2031 | 3 |  |  |  | 67.7222 | 1
| Zone | South Orange County | 10 | Monthly System Peak Day | SCE | 1-in-2 | 2031 | 4 |  |  |  | 66.7278 | 1
| Zone | South Orange County | 10 | Monthly System Peak Day | SCE | 1-in-2 | 2031 | 5 |  |  |  | 65.9078 | 1
| Zone | South Orange County | 10 | Monthly System Peak Day | SCE | 1-in-2 | 2031 | 6 |  |  |  | 65.4256 | 1
| Zone | South Orange County | 10 | Monthly System Peak Day | SCE | 1-in-2 | 2031 | 7 |  |  |  | 64.9611 | 1
| Zone | South Orange County | 10 | Monthly System Peak Day | SCE | 1-in-2 | 2031 | 8 |  |  |  | 64.9033 | 1
| Zone | South Orange County | 10 | Monthly System Peak Day | SCE | 1-in-2 | 2031 | 9 |  |  |  | 66.1911 | 1
| Zone | South Orange County | 10 | Monthly System Peak Day | SCE | 1-in-2 | 2031 | 10 |  |  |  | 70.9667 | 1
| Zone | South Orange County | 10 | Monthly System Peak Day | SCE | 1-in-2 | 2031 | 11 |  |  |  | 77.1556 | 1
| Zone | South Orange County | 10 | Monthly System Peak Day | SCE | 1-in-2 | 2031 | 12 |  |  |  | 84.0444 | 1
| Zone | South Orange County | 10 | Monthly System Peak Day | SCE | 1-in-2 | 2031 | 13 |  |  |  | 88.1333 | 1
| Zone | South Orange County | 10 | Monthly System Peak Day | SCE | 1-in-2 | 2031 | 14 |  |  |  | 91.2222 | 1
| Zone | South Orange County | 10 | Monthly System Peak Day | SCE | 1-in-2 | 2031 | 15 |  |  |  | 91.7667 | 1
| Zone | South Orange County | 10 | Monthly System Peak Day | SCE | 1-in-2 | 2031 | 16 |  |  |  | 90.8889 | 1
| Zone | South Orange County | 10 | Monthly System Peak Day | SCE | 1-in-2 | 2031 | 17 |  |  |  | 89.7778 | 1
| Zone | South Orange County | 10 | Monthly System Peak Day | SCE | 1-in-2 | 2031 | 18 |  |  |  | 89.4778 | 1
| Zone | South Orange County | 10 | Monthly System Peak Day | SCE | 1-in-2 | 2031 | 19 |  |  |  | 88.1556 | 1
| Zone | South Orange County | 10 | Monthly System Peak Day | SCE | 1-in-2 | 2031 | 20 |  |  |  | 83.8889 | 1
| Zone | South Orange County | 10 | Monthly System Peak Day | SCE | 1-in-2 | 2031 | 21 |  |  |  | 81.7667 | 1
| Zone | South Orange County | 10 | Monthly System Peak Day | SCE | 1-in-2 | 2031 | 22 |  |  |  | 79.5667 | 1
| Zone | South Orange County | 10 | Monthly System Peak Day | SCE | 1-in-2 | 2031 | 23 |  |  |  | 77.1556 | 1
| Zone | South Orange County | 10 | Monthly System Peak Day | SCE | 1-in-2 | 2031 | 24 |  |  |  | 75.1222 | 1
| Zone | South Orange County | 11 | Average Weekday | SCE | 1-in-2 | 2031 | 1 |  |  |  | 59.4519 | 1
| Zone | South Orange County | 11 | Average Weekday | SCE | 1-in-2 | 2031 | 2 |  |  |  | 58.7153 | 1
| Zone | South Orange County | 11 | Average Weekday | SCE | 1-in-2 | 2031 | 3 |  |  |  | 58.0665 | 1
| Zone | South Orange County | 11 | Average Weekday | SCE | 1-in-2 | 2031 | 4 |  |  |  | 57.4587 | 1
| Zone | South Orange County | 11 | Average Weekday | SCE | 1-in-2 | 2031 | 5 |  |  |  | 56.9065 | 1
| Zone | South Orange County | 11 | Average Weekday | SCE | 1-in-2 | 2031 | 6 |  |  |  | 56.6175 | 1
| Zone | South Orange County | 11 | Average Weekday | SCE | 1-in-2 | 2031 | 7 |  |  |  | 56.3543 | 1
| Zone | South Orange County | 11 | Average Weekday | SCE | 1-in-2 | 2031 | 8 |  |  |  | 56.5264 | 1
| Zone | South Orange County | 11 | Average Weekday | SCE | 1-in-2 | 2031 | 9 |  |  |  | 57.9307 | 1
| Zone | South Orange County | 11 | Average Weekday | SCE | 1-in-2 | 2031 | 10 |  |  |  | 61.0544 | 1
| Zone | South Orange County | 11 | Average Weekday | SCE | 1-in-2 | 2031 | 11 |  |  |  | 64.2326 | 1
| Zone | South Orange County | 11 | Average Weekday | SCE | 1-in-2 | 2031 | 12 |  |  |  | 67.0165 | 1
| Zone | South Orange County | 11 | Average Weekday | SCE | 1-in-2 | 2031 | 13 |  |  |  | 69.027 | 1
| Zone | South Orange County | 11 | Average Weekday | SCE | 1-in-2 | 2031 | 14 |  |  |  | 69.9835 | 1
| Zone | South Orange County | 11 | Average Weekday | SCE | 1-in-2 | 2031 | 15 |  |  |  | 70.1055 | 1
| Zone | South Orange County | 11 | Average Weekday | SCE | 1-in-2 | 2031 | 16 |  |  |  | 69.6706 | 1
| Zone | South Orange County | 11 | Average Weekday | SCE | 1-in-2 | 2031 | 17 |  |  |  | 68.7246 | 1
| Zone | South Orange County | 11 | Average Weekday | SCE | 1-in-2 | 2031 | 18 |  |  |  | 66.9267 | 1
| Zone | South Orange County | 11 | Average Weekday | SCE | 1-in-2 | 2031 | 19 |  |  |  | 65.1492 | 1
| Zone | South Orange County | 11 | Average Weekday | SCE | 1-in-2 | 2031 | 20 |  |  |  | 64.0634 | 1
| Zone | South Orange County | 11 | Average Weekday | SCE | 1-in-2 | 2031 | 21 |  |  |  | 63.0126 | 1
| Zone | South Orange County | 11 | Average Weekday | SCE | 1-in-2 | 2031 | 22 |  |  |  | 62.0379 | 1
| Zone | South Orange County | 11 | Average Weekday | SCE | 1-in-2 | 2031 | 23 |  |  |  | 61.0313 | 1
| Zone | South Orange County | 11 | Average Weekday | SCE | 1-in-2 | 2031 | 24 |  |  |  | 60.109 | 1
| Zone | South Orange County | 11 | Monthly System Peak Day | SCE | 1-in-2 | 2031 | 1 |  |  |  | 63.1511 | 1
| Zone | South Orange County | 11 | Monthly System Peak Day | SCE | 1-in-2 | 2031 | 2 |  |  |  | 61.7556 | 1
| Zone | South Orange County | 11 | Monthly System Peak Day | SCE | 1-in-2 | 2031 | 3 |  |  |  | 60.7956 | 1
| Zone | South Orange County | 11 | Monthly System Peak Day | SCE | 1-in-2 | 2031 | 4 |  |  |  | 59.7011 | 1
| Zone | South Orange County | 11 | Monthly System Peak Day | SCE | 1-in-2 | 2031 | 5 |  |  |  | 58.6256 | 1
| Zone | South Orange County | 11 | Monthly System Peak Day | SCE | 1-in-2 | 2031 | 6 |  |  |  | 57.4356 | 1
| Zone | South Orange County | 11 | Monthly System Peak Day | SCE | 1-in-2 | 2031 | 7 |  |  |  | 56.8811 | 1
| Zone | South Orange County | 11 | Monthly System Peak Day | SCE | 1-in-2 | 2031 | 8 |  |  |  | 57.2111 | 1
| Zone | South Orange County | 11 | Monthly System Peak Day | SCE | 1-in-2 | 2031 | 9 |  |  |  | 60.4744 | 1
| Zone | South Orange County | 11 | Monthly System Peak Day | SCE | 1-in-2 | 2031 | 10 |  |  |  | 65.9156 | 1
| Zone | South Orange County | 11 | Monthly System Peak Day | SCE | 1-in-2 | 2031 | 11 |  |  |  | 72.2267 | 1
| Zone | South Orange County | 11 | Monthly System Peak Day | SCE | 1-in-2 | 2031 | 12 |  |  |  | 78.2222 | 1
| Zone | South Orange County | 11 | Monthly System Peak Day | SCE | 1-in-2 | 2031 | 13 |  |  |  | 83.2222 | 1
| Zone | South Orange County | 11 | Monthly System Peak Day | SCE | 1-in-2 | 2031 | 14 |  |  |  | 85.8667 | 1
| Zone | South Orange County | 11 | Monthly System Peak Day | SCE | 1-in-2 | 2031 | 15 |  |  |  | 85.8444 | 1
| Zone | South Orange County | 11 | Monthly System Peak Day | SCE | 1-in-2 | 2031 | 16 |  |  |  | 84.4889 | 1
| Zone | South Orange County | 11 | Monthly System Peak Day | SCE | 1-in-2 | 2031 | 17 |  |  |  | 83.0889 | 1
| Zone | South Orange County | 11 | Monthly System Peak Day | SCE | 1-in-2 | 2031 | 18 |  |  |  | 79.4444 | 1
| Zone | South Orange County | 11 | Monthly System Peak Day | SCE | 1-in-2 | 2031 | 19 |  |  |  | 76.5 | 1
| Zone | South Orange County | 11 | Monthly System Peak Day | SCE | 1-in-2 | 2031 | 20 |  |  |  | 74.3333 | 1
| Zone | South Orange County | 11 | Monthly System Peak Day | SCE | 1-in-2 | 2031 | 21 |  |  |  | 72.5133 | 1
| Zone | South Orange County | 11 | Monthly System Peak Day | SCE | 1-in-2 | 2031 | 22 |  |  |  | 70.4044 | 1
| Zone | South Orange County | 11 | Monthly System Peak Day | SCE | 1-in-2 | 2031 | 23 |  |  |  | 68.8122 | 1
| Zone | South Orange County | 11 | Monthly System Peak Day | SCE | 1-in-2 | 2031 | 24 |  |  |  | 67.2444 | 1
| Zone | South Orange County | 12 | Average Weekday | SCE | 1-in-2 | 2031 | 1 |  |  |  | 54.0608 | 1
| Zone | South Orange County | 12 | Average Weekday | SCE | 1-in-2 | 2031 | 2 |  |  |  | 53.4401 | 1
| Zone | South Orange County | 12 | Average Weekday | SCE | 1-in-2 | 2031 | 3 |  |  |  | 52.8948 | 1
| Zone | South Orange County | 12 | Average Weekday | SCE | 1-in-2 | 2031 | 4 |  |  |  | 52.3482 | 1
| Zone | South Orange County | 12 | Average Weekday | SCE | 1-in-2 | 2031 | 5 |  |  |  | 51.8615 | 1
| Zone | South Orange County | 12 | Average Weekday | SCE | 1-in-2 | 2031 | 6 |  |  |  | 51.3658 | 1
| Zone | South Orange County | 12 | Average Weekday | SCE | 1-in-2 | 2031 | 7 |  |  |  | 51.0159 | 1
| Zone | South Orange County | 12 | Average Weekday | SCE | 1-in-2 | 2031 | 8 |  |  |  | 50.8932 | 1
| Zone | South Orange County | 12 | Average Weekday | SCE | 1-in-2 | 2031 | 9 |  |  |  | 51.5791 | 1
| Zone | South Orange County | 12 | Average Weekday | SCE | 1-in-2 | 2031 | 10 |  |  |  | 53.7416 | 1
| Zone | South Orange County | 12 | Average Weekday | SCE | 1-in-2 | 2031 | 11 |  |  |  | 56.621 | 1
| Zone | South Orange County | 12 | Average Weekday | SCE | 1-in-2 | 2031 | 12 |  |  |  | 59.2355 | 1
| Zone | South Orange County | 12 | Average Weekday | SCE | 1-in-2 | 2031 | 13 |  |  |  | 61.2844 | 1
| Zone | South Orange County | 12 | Average Weekday | SCE | 1-in-2 | 2031 | 14 |  |  |  | 62.6466 | 1
| Zone | South Orange County | 12 | Average Weekday | SCE | 1-in-2 | 2031 | 15 |  |  |  | 62.7982 | 1
| Zone | South Orange County | 12 | Average Weekday | SCE | 1-in-2 | 2031 | 16 |  |  |  | 62.6015 | 1
| Zone | South Orange County | 12 | Average Weekday | SCE | 1-in-2 | 2031 | 17 |  |  |  | 61.6713 | 1
| Zone | South Orange County | 12 | Average Weekday | SCE | 1-in-2 | 2031 | 18 |  |  |  | 60.0319 | 1
| Zone | South Orange County | 12 | Average Weekday | SCE | 1-in-2 | 2031 | 19 |  |  |  | 58.5867 | 1
| Zone | South Orange County | 12 | Average Weekday | SCE | 1-in-2 | 2031 | 20 |  |  |  | 57.6711 | 1
| Zone | South Orange County | 12 | Average Weekday | SCE | 1-in-2 | 2031 | 21 |  |  |  | 56.7956 | 1
| Zone | South Orange County | 12 | Average Weekday | SCE | 1-in-2 | 2031 | 22 |  |  |  | 55.8991 | 1
| Zone | South Orange County | 12 | Average Weekday | SCE | 1-in-2 | 2031 | 23 |  |  |  | 55.1389 | 1
| Zone | South Orange County | 12 | Average Weekday | SCE | 1-in-2 | 2031 | 24 |  |  |  | 54.3793 | 1
| Zone | South Orange County | 12 | Monthly System Peak Day | SCE | 1-in-2 | 2031 | 1 |  |  |  | 48.1411 | 1
| Zone | South Orange County | 12 | Monthly System Peak Day | SCE | 1-in-2 | 2031 | 2 |  |  |  | 47.8678 | 1
| Zone | South Orange County | 12 | Monthly System Peak Day | SCE | 1-in-2 | 2031 | 3 |  |  |  | 47.4289 | 1
| Zone | South Orange County | 12 | Monthly System Peak Day | SCE | 1-in-2 | 2031 | 4 |  |  |  | 47.7744 | 1
| Zone | South Orange County | 12 | Monthly System Peak Day | SCE | 1-in-2 | 2031 | 5 |  |  |  | 47.6456 | 1
| Zone | South Orange County | 12 | Monthly System Peak Day | SCE | 1-in-2 | 2031 | 6 |  |  |  | 47.87 | 1
| Zone | South Orange County | 12 | Monthly System Peak Day | SCE | 1-in-2 | 2031 | 7 |  |  |  | 48.2433 | 1
| Zone | South Orange County | 12 | Monthly System Peak Day | SCE | 1-in-2 | 2031 | 8 |  |  |  | 48.1489 | 1
| Zone | South Orange County | 12 | Monthly System Peak Day | SCE | 1-in-2 | 2031 | 9 |  |  |  | 48.1322 | 1
| Zone | South Orange County | 12 | Monthly System Peak Day | SCE | 1-in-2 | 2031 | 10 |  |  |  | 51.7589 | 1
| Zone | South Orange County | 12 | Monthly System Peak Day | SCE | 1-in-2 | 2031 | 11 |  |  |  | 55.8633 | 1
| Zone | South Orange County | 12 | Monthly System Peak Day | SCE | 1-in-2 | 2031 | 12 |  |  |  | 58.79 | 1
| Zone | South Orange County | 12 | Monthly System Peak Day | SCE | 1-in-2 | 2031 | 13 |  |  |  | 60.8144 | 1
| Zone | South Orange County | 12 | Monthly System Peak Day | SCE | 1-in-2 | 2031 | 14 |  |  |  | 61.6778 | 1
| Zone | South Orange County | 12 | Monthly System Peak Day | SCE | 1-in-2 | 2031 | 15 |  |  |  | 62.05 | 1
| Zone | South Orange County | 12 | Monthly System Peak Day | SCE | 1-in-2 | 2031 | 16 |  |  |  | 62.3733 | 1
| Zone | South Orange County | 12 | Monthly System Peak Day | SCE | 1-in-2 | 2031 | 17 |  |  |  | 61.9011 | 1
| Zone | South Orange County | 12 | Monthly System Peak Day | SCE | 1-in-2 | 2031 | 18 |  |  |  | 60.0033 | 1
| Zone | South Orange County | 12 | Monthly System Peak Day | SCE | 1-in-2 | 2031 | 19 |  |  |  | 58.02 | 1
| Zone | South Orange County | 12 | Monthly System Peak Day | SCE | 1-in-2 | 2031 | 20 |  |  |  | 56.7433 | 1
| Zone | South Orange County | 12 | Monthly System Peak Day | SCE | 1-in-2 | 2031 | 21 |  |  |  | 55.5411 | 1
| Zone | South Orange County | 12 | Monthly System Peak Day | SCE | 1-in-2 | 2031 | 22 |  |  |  | 54.4633 | 1
| Zone | South Orange County | 12 | Monthly System Peak Day | SCE | 1-in-2 | 2031 | 23 |  |  |  | 52.9978 | 1
| Zone | South Orange County | 12 | Monthly System Peak Day | SCE | 1-in-2 | 2031 | 24 |  |  |  | 51.0956 | 1
| Zone | South of Lugo | 1 | Average Weekday | CAISO | 1-in-10 | 2021 | 1 |  |  |  | 51.1891 | 1
| Zone | South of Lugo | 1 | Average Weekday | CAISO | 1-in-10 | 2021 | 2 |  |  |  | 50.37 | 1
| Zone | South of Lugo | 1 | Average Weekday | CAISO | 1-in-10 | 2021 | 3 |  |  |  | 49.6858 | 1
| Zone | South of Lugo | 1 | Average Weekday | CAISO | 1-in-10 | 2021 | 4 |  |  |  | 49.0549 | 1
| Zone | South of Lugo | 1 | Average Weekday | CAISO | 1-in-10 | 2021 | 5 |  |  |  | 48.5029 | 1
| Zone | South of Lugo | 1 | Average Weekday | CAISO | 1-in-10 | 2021 | 6 |  |  |  | 47.9978 | 1
| Zone | South of Lugo | 1 | Average Weekday | CAISO | 1-in-10 | 2021 | 7 |  |  |  | 47.6065 | 1
| Zone | South of Lugo | 1 | Average Weekday | CAISO | 1-in-10 | 2021 | 8 |  |  |  | 47.4721 | 1
| Zone | South of Lugo | 1 | Average Weekday | CAISO | 1-in-10 | 2021 | 9 |  |  |  | 48.2241 | 1
| Zone | South of Lugo | 1 | Average Weekday | CAISO | 1-in-10 | 2021 | 10 |  |  |  | 51.032 | 1
| Zone | South of Lugo | 1 | Average Weekday | CAISO | 1-in-10 | 2021 | 11 |  |  |  | 54.3859 | 1
| Zone | South of Lugo | 1 | Average Weekday | CAISO | 1-in-10 | 2021 | 12 |  |  |  | 57.4064 | 1
| Zone | South of Lugo | 1 | Average Weekday | CAISO | 1-in-10 | 2021 | 13 |  |  |  | 59.4629 | 1
| Zone | South of Lugo | 1 | Average Weekday | CAISO | 1-in-10 | 2021 | 14 |  |  |  | 60.934 | 1
| Zone | South of Lugo | 1 | Average Weekday | CAISO | 1-in-10 | 2021 | 15 |  |  |  | 61.7444 | 1
| Zone | South of Lugo | 1 | Average Weekday | CAISO | 1-in-10 | 2021 | 16 |  |  |  | 62.0385 | 1
| Zone | South of Lugo | 1 | Average Weekday | CAISO | 1-in-10 | 2021 | 17 |  |  |  | 61.6365 | 1
| Zone | South of Lugo | 1 | Average Weekday | CAISO | 1-in-10 | 2021 | 18 |  |  |  | 60.219 | 1
| Zone | South of Lugo | 1 | Average Weekday | CAISO | 1-in-10 | 2021 | 19 |  |  |  | 58.0776 | 1
| Zone | South of Lugo | 1 | Average Weekday | CAISO | 1-in-10 | 2021 | 20 |  |  |  | 56.5312 | 1
| Zone | South of Lugo | 1 | Average Weekday | CAISO | 1-in-10 | 2021 | 21 |  |  |  | 55.3422 | 1
| Zone | South of Lugo | 1 | Average Weekday | CAISO | 1-in-10 | 2021 | 22 |  |  |  | 54.2523 | 1
| Zone | South of Lugo | 1 | Average Weekday | CAISO | 1-in-10 | 2021 | 23 |  |  |  | 53.0495 | 1
| Zone | South of Lugo | 1 | Average Weekday | CAISO | 1-in-10 | 2021 | 24 |  |  |  | 52.1198 | 1
| Zone | South of Lugo | 1 | Monthly System Peak Day | CAISO | 1-in-10 | 2021 | 1 |  |  |  | 48.2546 | 1
| Zone | South of Lugo | 1 | Monthly System Peak Day | CAISO | 1-in-10 | 2021 | 2 |  |  |  | 47.2242 | 1
| Zone | South of Lugo | 1 | Monthly System Peak Day | CAISO | 1-in-10 | 2021 | 3 |  |  |  | 47.0496 | 1
| Zone | South of Lugo | 1 | Monthly System Peak Day | CAISO | 1-in-10 | 2021 | 4 |  |  |  | 46.5954 | 1
| Zone | South of Lugo | 1 | Monthly System Peak Day | CAISO | 1-in-10 | 2021 | 5 |  |  |  | 45.9596 | 1
| Zone | South of Lugo | 1 | Monthly System Peak Day | CAISO | 1-in-10 | 2021 | 6 |  |  |  | 45.4304 | 1
| Zone | South of Lugo | 1 | Monthly System Peak Day | CAISO | 1-in-10 | 2021 | 7 |  |  |  | 44.9821 | 1
| Zone | South of Lugo | 1 | Monthly System Peak Day | CAISO | 1-in-10 | 2021 | 8 |  |  |  | 44.2646 | 1
| Zone | South of Lugo | 1 | Monthly System Peak Day | CAISO | 1-in-10 | 2021 | 9 |  |  |  | 43.9946 | 1
| Zone | South of Lugo | 1 | Monthly System Peak Day | CAISO | 1-in-10 | 2021 | 10 |  |  |  | 45.905 | 1
| Zone | South of Lugo | 1 | Monthly System Peak Day | CAISO | 1-in-10 | 2021 | 11 |  |  |  | 46.0083 | 1
| Zone | South of Lugo | 1 | Monthly System Peak Day | CAISO | 1-in-10 | 2021 | 12 |  |  |  | 47.8037 | 1
| Zone | South of Lugo | 1 | Monthly System Peak Day | CAISO | 1-in-10 | 2021 | 13 |  |  |  | 49.2283 | 1
| Zone | South of Lugo | 1 | Monthly System Peak Day | CAISO | 1-in-10 | 2021 | 14 |  |  |  | 49.265 | 1
| Zone | South of Lugo | 1 | Monthly System Peak Day | CAISO | 1-in-10 | 2021 | 15 |  |  |  | 49.7642 | 1
| Zone | South of Lugo | 1 | Monthly System Peak Day | CAISO | 1-in-10 | 2021 | 16 |  |  |  | 50.74 | 1
| Zone | South of Lugo | 1 | Monthly System Peak Day | CAISO | 1-in-10 | 2021 | 17 |  |  |  | 51.0629 | 1
| Zone | South of Lugo | 1 | Monthly System Peak Day | CAISO | 1-in-10 | 2021 | 18 |  |  |  | 49.9983 | 1
| Zone | South of Lugo | 1 | Monthly System Peak Day | CAISO | 1-in-10 | 2021 | 19 |  |  |  | 48.4096 | 1
| Zone | South of Lugo | 1 | Monthly System Peak Day | CAISO | 1-in-10 | 2021 | 20 |  |  |  | 47.8275 | 1
| Zone | South of Lugo | 1 | Monthly System Peak Day | CAISO | 1-in-10 | 2021 | 21 |  |  |  | 47.2671 | 1
| Zone | South of Lugo | 1 | Monthly System Peak Day | CAISO | 1-in-10 | 2021 | 22 |  |  |  | 47.0438 | 1
| Zone | South of Lugo | 1 | Monthly System Peak Day | CAISO | 1-in-10 | 2021 | 23 |  |  |  | 46.3488 | 1
| Zone | South of Lugo | 1 | Monthly System Peak Day | CAISO | 1-in-10 | 2021 | 24 |  |  |  | 45.2792 | 1
| Zone | South of Lugo | 2 | Average Weekday | CAISO | 1-in-10 | 2021 | 1 |  |  |  | 50.13 | 1
| Zone | South of Lugo | 2 | Average Weekday | CAISO | 1-in-10 | 2021 | 2 |  |  |  | 49.1665 | 1
| Zone | South of Lugo | 2 | Average Weekday | CAISO | 1-in-10 | 2021 | 3 |  |  |  | 48.3485 | 1
| Zone | South of Lugo | 2 | Average Weekday | CAISO | 1-in-10 | 2021 | 4 |  |  |  | 47.6706 | 1
| Zone | South of Lugo | 2 | Average Weekday | CAISO | 1-in-10 | 2021 | 5 |  |  |  | 47.1168 | 1
| Zone | South of Lugo | 2 | Average Weekday | CAISO | 1-in-10 | 2021 | 6 |  |  |  | 46.6007 | 1
| Zone | South of Lugo | 2 | Average Weekday | CAISO | 1-in-10 | 2021 | 7 |  |  |  | 46.3432 | 1
| Zone | South of Lugo | 2 | Average Weekday | CAISO | 1-in-10 | 2021 | 8 |  |  |  | 46.5046 | 1
| Zone | South of Lugo | 2 | Average Weekday | CAISO | 1-in-10 | 2021 | 9 |  |  |  | 48.1818 | 1
| Zone | South of Lugo | 2 | Average Weekday | CAISO | 1-in-10 | 2021 | 10 |  |  |  | 51.4916 | 1
| Zone | South of Lugo | 2 | Average Weekday | CAISO | 1-in-10 | 2021 | 11 |  |  |  | 54.8195 | 1
| Zone | South of Lugo | 2 | Average Weekday | CAISO | 1-in-10 | 2021 | 12 |  |  |  | 57.534 | 1
| Zone | South of Lugo | 2 | Average Weekday | CAISO | 1-in-10 | 2021 | 13 |  |  |  | 59.3894 | 1
| Zone | South of Lugo | 2 | Average Weekday | CAISO | 1-in-10 | 2021 | 14 |  |  |  | 60.8652 | 1
| Zone | South of Lugo | 2 | Average Weekday | CAISO | 1-in-10 | 2021 | 15 |  |  |  | 61.8626 | 1
| Zone | South of Lugo | 2 | Average Weekday | CAISO | 1-in-10 | 2021 | 16 |  |  |  | 62.3043 | 1
| Zone | South of Lugo | 2 | Average Weekday | CAISO | 1-in-10 | 2021 | 17 |  |  |  | 61.9535 | 1
| Zone | South of Lugo | 2 | Average Weekday | CAISO | 1-in-10 | 2021 | 18 |  |  |  | 60.687 | 1
| Zone | South of Lugo | 2 | Average Weekday | CAISO | 1-in-10 | 2021 | 19 |  |  |  | 58.4288 | 1
| Zone | South of Lugo | 2 | Average Weekday | CAISO | 1-in-10 | 2021 | 20 |  |  |  | 56.4787 | 1
| Zone | South of Lugo | 2 | Average Weekday | CAISO | 1-in-10 | 2021 | 21 |  |  |  | 55.0237 | 1
| Zone | South of Lugo | 2 | Average Weekday | CAISO | 1-in-10 | 2021 | 22 |  |  |  | 53.8691 | 1
| Zone | South of Lugo | 2 | Average Weekday | CAISO | 1-in-10 | 2021 | 23 |  |  |  | 52.692 | 1
| Zone | South of Lugo | 2 | Average Weekday | CAISO | 1-in-10 | 2021 | 24 |  |  |  | 51.4944 | 1
| Zone | South of Lugo | 2 | Monthly System Peak Day | CAISO | 1-in-10 | 2021 | 1 |  |  |  | 50.5583 | 1
| Zone | South of Lugo | 2 | Monthly System Peak Day | CAISO | 1-in-10 | 2021 | 2 |  |  |  | 50.3667 | 1
| Zone | South of Lugo | 2 | Monthly System Peak Day | CAISO | 1-in-10 | 2021 | 3 |  |  |  | 50.4675 | 1
| Zone | South of Lugo | 2 | Monthly System Peak Day | CAISO | 1-in-10 | 2021 | 4 |  |  |  | 49.9513 | 1
| Zone | South of Lugo | 2 | Monthly System Peak Day | CAISO | 1-in-10 | 2021 | 5 |  |  |  | 49.1213 | 1
| Zone | South of Lugo | 2 | Monthly System Peak Day | CAISO | 1-in-10 | 2021 | 6 |  |  |  | 48.0717 | 1
| Zone | South of Lugo | 2 | Monthly System Peak Day | CAISO | 1-in-10 | 2021 | 7 |  |  |  | 47.8104 | 1
| Zone | South of Lugo | 2 | Monthly System Peak Day | CAISO | 1-in-10 | 2021 | 8 |  |  |  | 47.5567 | 1
| Zone | South of Lugo | 2 | Monthly System Peak Day | CAISO | 1-in-10 | 2021 | 9 |  |  |  | 48.2592 | 1
| Zone | South of Lugo | 2 | Monthly System Peak Day | CAISO | 1-in-10 | 2021 | 10 |  |  |  | 50.1646 | 1
| Zone | South of Lugo | 2 | Monthly System Peak Day | CAISO | 1-in-10 | 2021 | 11 |  |  |  | 51.2163 | 1
| Zone | South of Lugo | 2 | Monthly System Peak Day | CAISO | 1-in-10 | 2021 | 12 |  |  |  | 52.3767 | 1
| Zone | South of Lugo | 2 | Monthly System Peak Day | CAISO | 1-in-10 | 2021 | 13 |  |  |  | 53.2642 | 1
| Zone | South of Lugo | 2 | Monthly System Peak Day | CAISO | 1-in-10 | 2021 | 14 |  |  |  | 54.6529 | 1
| Zone | South of Lugo | 2 | Monthly System Peak Day | CAISO | 1-in-10 | 2021 | 15 |  |  |  | 55.4296 | 1
| Zone | South of Lugo | 2 | Monthly System Peak Day | CAISO | 1-in-10 | 2021 | 16 |  |  |  | 55.7683 | 1
| Zone | South of Lugo | 2 | Monthly System Peak Day | CAISO | 1-in-10 | 2021 | 17 |  |  |  | 56.9792 | 1
| Zone | South of Lugo | 2 | Monthly System Peak Day | CAISO | 1-in-10 | 2021 | 18 |  |  |  | 56.9042 | 1
| Zone | South of Lugo | 2 | Monthly System Peak Day | CAISO | 1-in-10 | 2021 | 19 |  |  |  | 55.9379 | 1
| Zone | South of Lugo | 2 | Monthly System Peak Day | CAISO | 1-in-10 | 2021 | 20 |  |  |  | 54.5992 | 1
| Zone | South of Lugo | 2 | Monthly System Peak Day | CAISO | 1-in-10 | 2021 | 21 |  |  |  | 54.22 | 1
| Zone | South of Lugo | 2 | Monthly System Peak Day | CAISO | 1-in-10 | 2021 | 22 |  |  |  | 53.5638 | 1
| Zone | South of Lugo | 2 | Monthly System Peak Day | CAISO | 1-in-10 | 2021 | 23 |  |  |  | 52.9417 | 1
| Zone | South of Lugo | 2 | Monthly System Peak Day | CAISO | 1-in-10 | 2021 | 24 |  |  |  | 52.3658 | 1
| Zone | South of Lugo | 3 | Average Weekday | CAISO | 1-in-10 | 2021 | 1 |  |  |  | 60.2963 | 1
| Zone | South of Lugo | 3 | Average Weekday | CAISO | 1-in-10 | 2021 | 2 |  |  |  | 59.2613 | 1
| Zone | South of Lugo | 3 | Average Weekday | CAISO | 1-in-10 | 2021 | 3 |  |  |  | 58.2877 | 1
| Zone | South of Lugo | 3 | Average Weekday | CAISO | 1-in-10 | 2021 | 4 |  |  |  | 57.3831 | 1
| Zone | South of Lugo | 3 | Average Weekday | CAISO | 1-in-10 | 2021 | 5 |  |  |  | 56.6944 | 1
| Zone | South of Lugo | 3 | Average Weekday | CAISO | 1-in-10 | 2021 | 6 |  |  |  | 56.0616 | 1
| Zone | South of Lugo | 3 | Average Weekday | CAISO | 1-in-10 | 2021 | 7 |  |  |  | 55.7979 | 1
| Zone | South of Lugo | 3 | Average Weekday | CAISO | 1-in-10 | 2021 | 8 |  |  |  | 55.9064 | 1
| Zone | South of Lugo | 3 | Average Weekday | CAISO | 1-in-10 | 2021 | 9 |  |  |  | 57.5692 | 1
| Zone | South of Lugo | 3 | Average Weekday | CAISO | 1-in-10 | 2021 | 10 |  |  |  | 61.2746 | 1
| Zone | South of Lugo | 3 | Average Weekday | CAISO | 1-in-10 | 2021 | 11 |  |  |  | 65.6137 | 1
| Zone | South of Lugo | 3 | Average Weekday | CAISO | 1-in-10 | 2021 | 12 |  |  |  | 69.4158 | 1
| Zone | South of Lugo | 3 | Average Weekday | CAISO | 1-in-10 | 2021 | 13 |  |  |  | 72.2824 | 1
| Zone | South of Lugo | 3 | Average Weekday | CAISO | 1-in-10 | 2021 | 14 |  |  |  | 74.1994 | 1
| Zone | South of Lugo | 3 | Average Weekday | CAISO | 1-in-10 | 2021 | 15 |  |  |  | 75.3807 | 1
| Zone | South of Lugo | 3 | Average Weekday | CAISO | 1-in-10 | 2021 | 16 |  |  |  | 75.9072 | 1
| Zone | South of Lugo | 3 | Average Weekday | CAISO | 1-in-10 | 2021 | 17 |  |  |  | 75.6839 | 1
| Zone | South of Lugo | 3 | Average Weekday | CAISO | 1-in-10 | 2021 | 18 |  |  |  | 74.6285 | 1
| Zone | South of Lugo | 3 | Average Weekday | CAISO | 1-in-10 | 2021 | 19 |  |  |  | 72.6844 | 1
| Zone | South of Lugo | 3 | Average Weekday | CAISO | 1-in-10 | 2021 | 20 |  |  |  | 69.9169 | 1
| Zone | South of Lugo | 3 | Average Weekday | CAISO | 1-in-10 | 2021 | 21 |  |  |  | 67.2424 | 1
| Zone | South of Lugo | 3 | Average Weekday | CAISO | 1-in-10 | 2021 | 22 |  |  |  | 65.5237 | 1
| Zone | South of Lugo | 3 | Average Weekday | CAISO | 1-in-10 | 2021 | 23 |  |  |  | 64.1832 | 1
| Zone | South of Lugo | 3 | Average Weekday | CAISO | 1-in-10 | 2021 | 24 |  |  |  | 62.7782 | 1
| Zone | South of Lugo | 3 | Monthly System Peak Day | CAISO | 1-in-10 | 2021 | 1 |  |  |  | 68.5037 | 1
| Zone | South of Lugo | 3 | Monthly System Peak Day | CAISO | 1-in-10 | 2021 | 2 |  |  |  | 66.4238 | 1
| Zone | South of Lugo | 3 | Monthly System Peak Day | CAISO | 1-in-10 | 2021 | 3 |  |  |  | 64.0963 | 1
| Zone | South of Lugo | 3 | Monthly System Peak Day | CAISO | 1-in-10 | 2021 | 4 |  |  |  | 63.1083 | 1
| Zone | South of Lugo | 3 | Monthly System Peak Day | CAISO | 1-in-10 | 2021 | 5 |  |  |  | 62.7329 | 1
| Zone | South of Lugo | 3 | Monthly System Peak Day | CAISO | 1-in-10 | 2021 | 6 |  |  |  | 62.0687 | 1
| Zone | South of Lugo | 3 | Monthly System Peak Day | CAISO | 1-in-10 | 2021 | 7 |  |  |  | 62.6358 | 1
| Zone | South of Lugo | 3 | Monthly System Peak Day | CAISO | 1-in-10 | 2021 | 8 |  |  |  | 62.3296 | 1
| Zone | South of Lugo | 3 | Monthly System Peak Day | CAISO | 1-in-10 | 2021 | 9 |  |  |  | 63.6896 | 1
| Zone | South of Lugo | 3 | Monthly System Peak Day | CAISO | 1-in-10 | 2021 | 10 |  |  |  | 68.6396 | 1
| Zone | South of Lugo | 3 | Monthly System Peak Day | CAISO | 1-in-10 | 2021 | 11 |  |  |  | 73.7383 | 1
| Zone | South of Lugo | 3 | Monthly System Peak Day | CAISO | 1-in-10 | 2021 | 12 |  |  |  | 78.625 | 1
| Zone | South of Lugo | 3 | Monthly System Peak Day | CAISO | 1-in-10 | 2021 | 13 |  |  |  | 83.7042 | 1
| Zone | South of Lugo | 3 | Monthly System Peak Day | CAISO | 1-in-10 | 2021 | 14 |  |  |  | 86.0333 | 1
| Zone | South of Lugo | 3 | Monthly System Peak Day | CAISO | 1-in-10 | 2021 | 15 |  |  |  | 86.1917 | 1
| Zone | South of Lugo | 3 | Monthly System Peak Day | CAISO | 1-in-10 | 2021 | 16 |  |  |  | 86.85 | 1
| Zone | South of Lugo | 3 | Monthly System Peak Day | CAISO | 1-in-10 | 2021 | 17 |  |  |  | 87.7417 | 1
| Zone | South of Lugo | 3 | Monthly System Peak Day | CAISO | 1-in-10 | 2021 | 18 |  |  |  | 87.85 | 1
| Zone | South of Lugo | 3 | Monthly System Peak Day | CAISO | 1-in-10 | 2021 | 19 |  |  |  | 86.5292 | 1
| Zone | South of Lugo | 3 | Monthly System Peak Day | CAISO | 1-in-10 | 2021 | 20 |  |  |  | 83.8708 | 1
| Zone | South of Lugo | 3 | Monthly System Peak Day | CAISO | 1-in-10 | 2021 | 21 |  |  |  | 79.9542 | 1
| Zone | South of Lugo | 3 | Monthly System Peak Day | CAISO | 1-in-10 | 2021 | 22 |  |  |  | 77.2167 | 1
| Zone | South of Lugo | 3 | Monthly System Peak Day | CAISO | 1-in-10 | 2021 | 23 |  |  |  | 74.6879 | 1
| Zone | South of Lugo | 3 | Monthly System Peak Day | CAISO | 1-in-10 | 2021 | 24 |  |  |  | 71.3121 | 1
| Zone | South of Lugo | 4 | Average Weekday | CAISO | 1-in-10 | 2021 | 1 |  |  |  | 60.9105 | 1
| Zone | South of Lugo | 4 | Average Weekday | CAISO | 1-in-10 | 2021 | 2 |  |  |  | 59.8783 | 1
| Zone | South of Lugo | 4 | Average Weekday | CAISO | 1-in-10 | 2021 | 3 |  |  |  | 58.9176 | 1
| Zone | South of Lugo | 4 | Average Weekday | CAISO | 1-in-10 | 2021 | 4 |  |  |  | 58.0606 | 1
| Zone | South of Lugo | 4 | Average Weekday | CAISO | 1-in-10 | 2021 | 5 |  |  |  | 57.3193 | 1
| Zone | South of Lugo | 4 | Average Weekday | CAISO | 1-in-10 | 2021 | 6 |  |  |  | 56.7693 | 1
| Zone | South of Lugo | 4 | Average Weekday | CAISO | 1-in-10 | 2021 | 7 |  |  |  | 56.3674 | 1
| Zone | South of Lugo | 4 | Average Weekday | CAISO | 1-in-10 | 2021 | 8 |  |  |  | 56.449 | 1
| Zone | South of Lugo | 4 | Average Weekday | CAISO | 1-in-10 | 2021 | 9 |  |  |  | 58.5507 | 1
| Zone | South of Lugo | 4 | Average Weekday | CAISO | 1-in-10 | 2021 | 10 |  |  |  | 61.5935 | 1
| Zone | South of Lugo | 4 | Average Weekday | CAISO | 1-in-10 | 2021 | 11 |  |  |  | 65.1247 | 1
| Zone | South of Lugo | 4 | Average Weekday | CAISO | 1-in-10 | 2021 | 12 |  |  |  | 68.4544 | 1
| Zone | South of Lugo | 4 | Average Weekday | CAISO | 1-in-10 | 2021 | 13 |  |  |  | 70.7821 | 1
| Zone | South of Lugo | 4 | Average Weekday | CAISO | 1-in-10 | 2021 | 14 |  |  |  | 72.461 | 1
| Zone | South of Lugo | 4 | Average Weekday | CAISO | 1-in-10 | 2021 | 15 |  |  |  | 73.7676 | 1
| Zone | South of Lugo | 4 | Average Weekday | CAISO | 1-in-10 | 2021 | 16 |  |  |  | 74.4082 | 1
| Zone | South of Lugo | 4 | Average Weekday | CAISO | 1-in-10 | 2021 | 17 |  |  |  | 74.5491 | 1
| Zone | South of Lugo | 4 | Average Weekday | CAISO | 1-in-10 | 2021 | 18 |  |  |  | 73.8145 | 1
| Zone | South of Lugo | 4 | Average Weekday | CAISO | 1-in-10 | 2021 | 19 |  |  |  | 72.4343 | 1
| Zone | South of Lugo | 4 | Average Weekday | CAISO | 1-in-10 | 2021 | 20 |  |  |  | 70.1531 | 1
| Zone | South of Lugo | 4 | Average Weekday | CAISO | 1-in-10 | 2021 | 21 |  |  |  | 67.2656 | 1
| Zone | South of Lugo | 4 | Average Weekday | CAISO | 1-in-10 | 2021 | 22 |  |  |  | 65.1688 | 1
| Zone | South of Lugo | 4 | Average Weekday | CAISO | 1-in-10 | 2021 | 23 |  |  |  | 63.6692 | 1
| Zone | South of Lugo | 4 | Average Weekday | CAISO | 1-in-10 | 2021 | 24 |  |  |  | 62.3859 | 1
| Zone | South of Lugo | 4 | Monthly System Peak Day | CAISO | 1-in-10 | 2021 | 1 |  |  |  | 73.53 | 1
| Zone | South of Lugo | 4 | Monthly System Peak Day | CAISO | 1-in-10 | 2021 | 2 |  |  |  | 71.2246 | 1
| Zone | South of Lugo | 4 | Monthly System Peak Day | CAISO | 1-in-10 | 2021 | 3 |  |  |  | 69.5304 | 1
| Zone | South of Lugo | 4 | Monthly System Peak Day | CAISO | 1-in-10 | 2021 | 4 |  |  |  | 68.065 | 1
| Zone | South of Lugo | 4 | Monthly System Peak Day | CAISO | 1-in-10 | 2021 | 5 |  |  |  | 67.9058 | 1
| Zone | South of Lugo | 4 | Monthly System Peak Day | CAISO | 1-in-10 | 2021 | 6 |  |  |  | 68.3792 | 1
| Zone | South of Lugo | 4 | Monthly System Peak Day | CAISO | 1-in-10 | 2021 | 7 |  |  |  | 68.9758 | 1
| Zone | South of Lugo | 4 | Monthly System Peak Day | CAISO | 1-in-10 | 2021 | 8 |  |  |  | 69.4688 | 1
| Zone | South of Lugo | 4 | Monthly System Peak Day | CAISO | 1-in-10 | 2021 | 9 |  |  |  | 71.8479 | 1
| Zone | South of Lugo | 4 | Monthly System Peak Day | CAISO | 1-in-10 | 2021 | 10 |  |  |  | 75.5417 | 1
| Zone | South of Lugo | 4 | Monthly System Peak Day | CAISO | 1-in-10 | 2021 | 11 |  |  |  | 79.2292 | 1
| Zone | South of Lugo | 4 | Monthly System Peak Day | CAISO | 1-in-10 | 2021 | 12 |  |  |  | 83.0583 | 1
| Zone | South of Lugo | 4 | Monthly System Peak Day | CAISO | 1-in-10 | 2021 | 13 |  |  |  | 86.0375 | 1
| Zone | South of Lugo | 4 | Monthly System Peak Day | CAISO | 1-in-10 | 2021 | 14 |  |  |  | 87.9875 | 1
| Zone | South of Lugo | 4 | Monthly System Peak Day | CAISO | 1-in-10 | 2021 | 15 |  |  |  | 89.2875 | 1
| Zone | South of Lugo | 4 | Monthly System Peak Day | CAISO | 1-in-10 | 2021 | 16 |  |  |  | 90.6958 | 1
| Zone | South of Lugo | 4 | Monthly System Peak Day | CAISO | 1-in-10 | 2021 | 17 |  |  |  | 91.4333 | 1
| Zone | South of Lugo | 4 | Monthly System Peak Day | CAISO | 1-in-10 | 2021 | 18 |  |  |  | 91.6458 | 1
| Zone | South of Lugo | 4 | Monthly System Peak Day | CAISO | 1-in-10 | 2021 | 19 |  |  |  | 91.0833 | 1
| Zone | South of Lugo | 4 | Monthly System Peak Day | CAISO | 1-in-10 | 2021 | 20 |  |  |  | 89.3375 | 1
| Zone | South of Lugo | 4 | Monthly System Peak Day | CAISO | 1-in-10 | 2021 | 21 |  |  |  | 86.3208 | 1
| Zone | South of Lugo | 4 | Monthly System Peak Day | CAISO | 1-in-10 | 2021 | 22 |  |  |  | 83.8333 | 1
| Zone | South of Lugo | 4 | Monthly System Peak Day | CAISO | 1-in-10 | 2021 | 23 |  |  |  | 81.0917 | 1
| Zone | South of Lugo | 4 | Monthly System Peak Day | CAISO | 1-in-10 | 2021 | 24 |  |  |  | 78.1342 | 1
| Zone | South of Lugo | 5 | Average Weekday | CAISO | 1-in-10 | 2021 | 1 |  |  |  | 63.7261 | 1
| Zone | South of Lugo | 5 | Average Weekday | CAISO | 1-in-10 | 2021 | 2 |  |  |  | 62.7364 | 1
| Zone | South of Lugo | 5 | Average Weekday | CAISO | 1-in-10 | 2021 | 3 |  |  |  | 61.9172 | 1
| Zone | South of Lugo | 5 | Average Weekday | CAISO | 1-in-10 | 2021 | 4 |  |  |  | 61.2504 | 1
| Zone | South of Lugo | 5 | Average Weekday | CAISO | 1-in-10 | 2021 | 5 |  |  |  | 60.7132 | 1
| Zone | South of Lugo | 5 | Average Weekday | CAISO | 1-in-10 | 2021 | 6 |  |  |  | 60.3703 | 1
| Zone | South of Lugo | 5 | Average Weekday | CAISO | 1-in-10 | 2021 | 7 |  |  |  | 60.2288 | 1
| Zone | South of Lugo | 5 | Average Weekday | CAISO | 1-in-10 | 2021 | 8 |  |  |  | 60.9294 | 1
| Zone | South of Lugo | 5 | Average Weekday | CAISO | 1-in-10 | 2021 | 9 |  |  |  | 62.9482 | 1
| Zone | South of Lugo | 5 | Average Weekday | CAISO | 1-in-10 | 2021 | 10 |  |  |  | 65.7554 | 1
| Zone | South of Lugo | 5 | Average Weekday | CAISO | 1-in-10 | 2021 | 11 |  |  |  | 68.6938 | 1
| Zone | South of Lugo | 5 | Average Weekday | CAISO | 1-in-10 | 2021 | 12 |  |  |  | 71.3639 | 1
| Zone | South of Lugo | 5 | Average Weekday | CAISO | 1-in-10 | 2021 | 13 |  |  |  | 73.5492 | 1
| Zone | South of Lugo | 5 | Average Weekday | CAISO | 1-in-10 | 2021 | 14 |  |  |  | 75.3789 | 1
| Zone | South of Lugo | 5 | Average Weekday | CAISO | 1-in-10 | 2021 | 15 |  |  |  | 76.7811 | 1
| Zone | South of Lugo | 5 | Average Weekday | CAISO | 1-in-10 | 2021 | 16 |  |  |  | 77.6 | 1
| Zone | South of Lugo | 5 | Average Weekday | CAISO | 1-in-10 | 2021 | 17 |  |  |  | 77.8548 | 1
| Zone | South of Lugo | 5 | Average Weekday | CAISO | 1-in-10 | 2021 | 18 |  |  |  | 77.2107 | 1
| Zone | South of Lugo | 5 | Average Weekday | CAISO | 1-in-10 | 2021 | 19 |  |  |  | 75.8588 | 1
| Zone | South of Lugo | 5 | Average Weekday | CAISO | 1-in-10 | 2021 | 20 |  |  |  | 73.7457 | 1
| Zone | South of Lugo | 5 | Average Weekday | CAISO | 1-in-10 | 2021 | 21 |  |  |  | 70.633 | 1
| Zone | South of Lugo | 5 | Average Weekday | CAISO | 1-in-10 | 2021 | 22 |  |  |  | 67.8287 | 1
| Zone | South of Lugo | 5 | Average Weekday | CAISO | 1-in-10 | 2021 | 23 |  |  |  | 66.0136 | 1
| Zone | South of Lugo | 5 | Average Weekday | CAISO | 1-in-10 | 2021 | 24 |  |  |  | 64.7075 | 1
| Zone | South of Lugo | 5 | Monthly System Peak Day | CAISO | 1-in-10 | 2021 | 1 |  |  |  | 75.4321 | 1
| Zone | South of Lugo | 5 | Monthly System Peak Day | CAISO | 1-in-10 | 2021 | 2 |  |  |  | 73.9658 | 1
| Zone | South of Lugo | 5 | Monthly System Peak Day | CAISO | 1-in-10 | 2021 | 3 |  |  |  | 71.9892 | 1
| Zone | South of Lugo | 5 | Monthly System Peak Day | CAISO | 1-in-10 | 2021 | 4 |  |  |  | 70.9163 | 1
| Zone | South of Lugo | 5 | Monthly System Peak Day | CAISO | 1-in-10 | 2021 | 5 |  |  |  | 70.1583 | 1
| Zone | South of Lugo | 5 | Monthly System Peak Day | CAISO | 1-in-10 | 2021 | 6 |  |  |  | 68.9408 | 1
| Zone | South of Lugo | 5 | Monthly System Peak Day | CAISO | 1-in-10 | 2021 | 7 |  |  |  | 68.7504 | 1
| Zone | South of Lugo | 5 | Monthly System Peak Day | CAISO | 1-in-10 | 2021 | 8 |  |  |  | 69.4196 | 1
| Zone | South of Lugo | 5 | Monthly System Peak Day | CAISO | 1-in-10 | 2021 | 9 |  |  |  | 74.04 | 1
| Zone | South of Lugo | 5 | Monthly System Peak Day | CAISO | 1-in-10 | 2021 | 10 |  |  |  | 80.7083 | 1
| Zone | South of Lugo | 5 | Monthly System Peak Day | CAISO | 1-in-10 | 2021 | 11 |  |  |  | 86.8583 | 1
| Zone | South of Lugo | 5 | Monthly System Peak Day | CAISO | 1-in-10 | 2021 | 12 |  |  |  | 90.5875 | 1
| Zone | South of Lugo | 5 | Monthly System Peak Day | CAISO | 1-in-10 | 2021 | 13 |  |  |  | 93.1542 | 1
| Zone | South of Lugo | 5 | Monthly System Peak Day | CAISO | 1-in-10 | 2021 | 14 |  |  |  | 94.5167 | 1
| Zone | South of Lugo | 5 | Monthly System Peak Day | CAISO | 1-in-10 | 2021 | 15 |  |  |  | 96.05 | 1
| Zone | South of Lugo | 5 | Monthly System Peak Day | CAISO | 1-in-10 | 2021 | 16 |  |  |  | 96.5375 | 1
| Zone | South of Lugo | 5 | Monthly System Peak Day | CAISO | 1-in-10 | 2021 | 17 |  |  |  | 96.4417 | 1
| Zone | South of Lugo | 5 | Monthly System Peak Day | CAISO | 1-in-10 | 2021 | 18 |  |  |  | 95.3792 | 1
| Zone | South of Lugo | 5 | Monthly System Peak Day | CAISO | 1-in-10 | 2021 | 19 |  |  |  | 94.4625 | 1
| Zone | South of Lugo | 5 | Monthly System Peak Day | CAISO | 1-in-10 | 2021 | 20 |  |  |  | 91.6125 | 1
| Zone | South of Lugo | 5 | Monthly System Peak Day | CAISO | 1-in-10 | 2021 | 21 |  |  |  | 87.3083 | 1
| Zone | South of Lugo | 5 | Monthly System Peak Day | CAISO | 1-in-10 | 2021 | 22 |  |  |  | 83.1583 | 1
| Zone | South of Lugo | 5 | Monthly System Peak Day | CAISO | 1-in-10 | 2021 | 23 |  |  |  | 80.6958 | 1
| Zone | South of Lugo | 5 | Monthly System Peak Day | CAISO | 1-in-10 | 2021 | 24 |  |  |  | 78.2358 | 1
| Zone | South of Lugo | 6 | Average Weekday | CAISO | 1-in-10 | 2021 | 1 |  |  |  | 68.1974 | 1
| Zone | South of Lugo | 6 | Average Weekday | CAISO | 1-in-10 | 2021 | 2 |  |  |  | 67.4474 | 1
| Zone | South of Lugo | 6 | Average Weekday | CAISO | 1-in-10 | 2021 | 3 |  |  |  | 66.798 | 1
| Zone | South of Lugo | 6 | Average Weekday | CAISO | 1-in-10 | 2021 | 4 |  |  |  | 66.2248 | 1
| Zone | South of Lugo | 6 | Average Weekday | CAISO | 1-in-10 | 2021 | 5 |  |  |  | 65.7795 | 1
| Zone | South of Lugo | 6 | Average Weekday | CAISO | 1-in-10 | 2021 | 6 |  |  |  | 65.4266 | 1
| Zone | South of Lugo | 6 | Average Weekday | CAISO | 1-in-10 | 2021 | 7 |  |  |  | 65.2137 | 1
| Zone | South of Lugo | 6 | Average Weekday | CAISO | 1-in-10 | 2021 | 8 |  |  |  | 65.9904 | 1
| Zone | South of Lugo | 6 | Average Weekday | CAISO | 1-in-10 | 2021 | 9 |  |  |  | 67.8836 | 1
| Zone | South of Lugo | 6 | Average Weekday | CAISO | 1-in-10 | 2021 | 10 |  |  |  | 70.8703 | 1
| Zone | South of Lugo | 6 | Average Weekday | CAISO | 1-in-10 | 2021 | 11 |  |  |  | 74.0727 | 1
| Zone | South of Lugo | 6 | Average Weekday | CAISO | 1-in-10 | 2021 | 12 |  |  |  | 77.1926 | 1
| Zone | South of Lugo | 6 | Average Weekday | CAISO | 1-in-10 | 2021 | 13 |  |  |  | 79.5914 | 1
| Zone | South of Lugo | 6 | Average Weekday | CAISO | 1-in-10 | 2021 | 14 |  |  |  | 81.2857 | 1
| Zone | South of Lugo | 6 | Average Weekday | CAISO | 1-in-10 | 2021 | 15 |  |  |  | 82.4491 | 1
| Zone | South of Lugo | 6 | Average Weekday | CAISO | 1-in-10 | 2021 | 16 |  |  |  | 83.1785 | 1
| Zone | South of Lugo | 6 | Average Weekday | CAISO | 1-in-10 | 2021 | 17 |  |  |  | 83.0988 | 1
| Zone | South of Lugo | 6 | Average Weekday | CAISO | 1-in-10 | 2021 | 18 |  |  |  | 82.3115 | 1
| Zone | South of Lugo | 6 | Average Weekday | CAISO | 1-in-10 | 2021 | 19 |  |  |  | 80.9067 | 1
| Zone | South of Lugo | 6 | Average Weekday | CAISO | 1-in-10 | 2021 | 20 |  |  |  | 78.6574 | 1
| Zone | South of Lugo | 6 | Average Weekday | CAISO | 1-in-10 | 2021 | 21 |  |  |  | 75.6723 | 1
| Zone | South of Lugo | 6 | Average Weekday | CAISO | 1-in-10 | 2021 | 22 |  |  |  | 72.5495 | 1
| Zone | South of Lugo | 6 | Average Weekday | CAISO | 1-in-10 | 2021 | 23 |  |  |  | 70.5754 | 1
| Zone | South of Lugo | 6 | Average Weekday | CAISO | 1-in-10 | 2021 | 24 |  |  |  | 69.3238 | 1
| Zone | South of Lugo | 6 | Monthly System Peak Day | CAISO | 1-in-10 | 2021 | 1 |  |  |  | 76.1479 | 1
| Zone | South of Lugo | 6 | Monthly System Peak Day | CAISO | 1-in-10 | 2021 | 2 |  |  |  | 74.6371 | 1
| Zone | South of Lugo | 6 | Monthly System Peak Day | CAISO | 1-in-10 | 2021 | 3 |  |  |  | 73.4696 | 1
| Zone | South of Lugo | 6 | Monthly System Peak Day | CAISO | 1-in-10 | 2021 | 4 |  |  |  | 72.9638 | 1
| Zone | South of Lugo | 6 | Monthly System Peak Day | CAISO | 1-in-10 | 2021 | 5 |  |  |  | 71.9967 | 1
| Zone | South of Lugo | 6 | Monthly System Peak Day | CAISO | 1-in-10 | 2021 | 6 |  |  |  | 71.4208 | 1
| Zone | South of Lugo | 6 | Monthly System Peak Day | CAISO | 1-in-10 | 2021 | 7 |  |  |  | 70.8092 | 1
| Zone | South of Lugo | 6 | Monthly System Peak Day | CAISO | 1-in-10 | 2021 | 8 |  |  |  | 72.4 | 1
| Zone | South of Lugo | 6 | Monthly System Peak Day | CAISO | 1-in-10 | 2021 | 9 |  |  |  | 77.1679 | 1
| Zone | South of Lugo | 6 | Monthly System Peak Day | CAISO | 1-in-10 | 2021 | 10 |  |  |  | 83.4454 | 1
| Zone | South of Lugo | 6 | Monthly System Peak Day | CAISO | 1-in-10 | 2021 | 11 |  |  |  | 88.3342 | 1
| Zone | South of Lugo | 6 | Monthly System Peak Day | CAISO | 1-in-10 | 2021 | 12 |  |  |  | 92.0333 | 1
| Zone | South of Lugo | 6 | Monthly System Peak Day | CAISO | 1-in-10 | 2021 | 13 |  |  |  | 93.3167 | 1
| Zone | South of Lugo | 6 | Monthly System Peak Day | CAISO | 1-in-10 | 2021 | 14 |  |  |  | 94.8792 | 1
| Zone | South of Lugo | 6 | Monthly System Peak Day | CAISO | 1-in-10 | 2021 | 15 |  |  |  | 96.675 | 1
| Zone | South of Lugo | 6 | Monthly System Peak Day | CAISO | 1-in-10 | 2021 | 16 |  |  |  | 98.15 | 1
| Zone | South of Lugo | 6 | Monthly System Peak Day | CAISO | 1-in-10 | 2021 | 17 |  |  |  | 98.45 | 1
| Zone | South of Lugo | 6 | Monthly System Peak Day | CAISO | 1-in-10 | 2021 | 18 |  |  |  | 97.8292 | 1
| Zone | South of Lugo | 6 | Monthly System Peak Day | CAISO | 1-in-10 | 2021 | 19 |  |  |  | 95.9125 | 1
| Zone | South of Lugo | 6 | Monthly System Peak Day | CAISO | 1-in-10 | 2021 | 20 |  |  |  | 91.0208 | 1
| Zone | South of Lugo | 6 | Monthly System Peak Day | CAISO | 1-in-10 | 2021 | 21 |  |  |  | 87.25 | 1
| Zone | South of Lugo | 6 | Monthly System Peak Day | CAISO | 1-in-10 | 2021 | 22 |  |  |  | 83.8883 | 1
| Zone | South of Lugo | 6 | Monthly System Peak Day | CAISO | 1-in-10 | 2021 | 23 |  |  |  | 80.4692 | 1
| Zone | South of Lugo | 6 | Monthly System Peak Day | CAISO | 1-in-10 | 2021 | 24 |  |  |  | 77.9475 | 1
| Zone | South of Lugo | 7 | Average Weekday | CAISO | 1-in-10 | 2021 | 1 |  |  |  | 73.2748 | 1
| Zone | South of Lugo | 7 | Average Weekday | CAISO | 1-in-10 | 2021 | 2 |  |  |  | 72.448 | 1
| Zone | South of Lugo | 7 | Average Weekday | CAISO | 1-in-10 | 2021 | 3 |  |  |  | 71.6747 | 1
| Zone | South of Lugo | 7 | Average Weekday | CAISO | 1-in-10 | 2021 | 4 |  |  |  | 71.1028 | 1
| Zone | South of Lugo | 7 | Average Weekday | CAISO | 1-in-10 | 2021 | 5 |  |  |  | 70.6155 | 1
| Zone | South of Lugo | 7 | Average Weekday | CAISO | 1-in-10 | 2021 | 6 |  |  |  | 70.2457 | 1
| Zone | South of Lugo | 7 | Average Weekday | CAISO | 1-in-10 | 2021 | 7 |  |  |  | 70.057 | 1
| Zone | South of Lugo | 7 | Average Weekday | CAISO | 1-in-10 | 2021 | 8 |  |  |  | 70.6914 | 1
| Zone | South of Lugo | 7 | Average Weekday | CAISO | 1-in-10 | 2021 | 9 |  |  |  | 73.0913 | 1
| Zone | South of Lugo | 7 | Average Weekday | CAISO | 1-in-10 | 2021 | 10 |  |  |  | 76.3755 | 1
| Zone | South of Lugo | 7 | Average Weekday | CAISO | 1-in-10 | 2021 | 11 |  |  |  | 79.8781 | 1
| Zone | South of Lugo | 7 | Average Weekday | CAISO | 1-in-10 | 2021 | 12 |  |  |  | 83.1077 | 1
| Zone | South of Lugo | 7 | Average Weekday | CAISO | 1-in-10 | 2021 | 13 |  |  |  | 85.4249 | 1
| Zone | South of Lugo | 7 | Average Weekday | CAISO | 1-in-10 | 2021 | 14 |  |  |  | 87.0578 | 1
| Zone | South of Lugo | 7 | Average Weekday | CAISO | 1-in-10 | 2021 | 15 |  |  |  | 88.2055 | 1
| Zone | South of Lugo | 7 | Average Weekday | CAISO | 1-in-10 | 2021 | 16 |  |  |  | 88.8228 | 1
| Zone | South of Lugo | 7 | Average Weekday | CAISO | 1-in-10 | 2021 | 17 |  |  |  | 88.8724 | 1
| Zone | South of Lugo | 7 | Average Weekday | CAISO | 1-in-10 | 2021 | 18 |  |  |  | 88.0513 | 1
| Zone | South of Lugo | 7 | Average Weekday | CAISO | 1-in-10 | 2021 | 19 |  |  |  | 86.5336 | 1
| Zone | South of Lugo | 7 | Average Weekday | CAISO | 1-in-10 | 2021 | 20 |  |  |  | 84.1525 | 1
| Zone | South of Lugo | 7 | Average Weekday | CAISO | 1-in-10 | 2021 | 21 |  |  |  | 80.9126 | 1
| Zone | South of Lugo | 7 | Average Weekday | CAISO | 1-in-10 | 2021 | 22 |  |  |  | 77.7621 | 1
| Zone | South of Lugo | 7 | Average Weekday | CAISO | 1-in-10 | 2021 | 23 |  |  |  | 75.8771 | 1
| Zone | South of Lugo | 7 | Average Weekday | CAISO | 1-in-10 | 2021 | 24 |  |  |  | 74.689 | 1
| Zone | South of Lugo | 7 | Monthly System Peak Day | CAISO | 1-in-10 | 2021 | 1 |  |  |  | 78.0346 | 1
| Zone | South of Lugo | 7 | Monthly System Peak Day | CAISO | 1-in-10 | 2021 | 2 |  |  |  | 77.3 | 1
| Zone | South of Lugo | 7 | Monthly System Peak Day | CAISO | 1-in-10 | 2021 | 3 |  |  |  | 76.25 | 1
| Zone | South of Lugo | 7 | Monthly System Peak Day | CAISO | 1-in-10 | 2021 | 4 |  |  |  | 75.4923 | 1
| Zone | South of Lugo | 7 | Monthly System Peak Day | CAISO | 1-in-10 | 2021 | 5 |  |  |  | 74.9 | 1
| Zone | South of Lugo | 7 | Monthly System Peak Day | CAISO | 1-in-10 | 2021 | 6 |  |  |  | 74.5769 | 1
| Zone | South of Lugo | 7 | Monthly System Peak Day | CAISO | 1-in-10 | 2021 | 7 |  |  |  | 74.1154 | 1
| Zone | South of Lugo | 7 | Monthly System Peak Day | CAISO | 1-in-10 | 2021 | 8 |  |  |  | 74.5308 | 1
| Zone | South of Lugo | 7 | Monthly System Peak Day | CAISO | 1-in-10 | 2021 | 9 |  |  |  | 76.8808 | 1
| Zone | South of Lugo | 7 | Monthly System Peak Day | CAISO | 1-in-10 | 2021 | 10 |  |  |  | 80.3077 | 1
| Zone | South of Lugo | 7 | Monthly System Peak Day | CAISO | 1-in-10 | 2021 | 11 |  |  |  | 84.2154 | 1
| Zone | South of Lugo | 7 | Monthly System Peak Day | CAISO | 1-in-10 | 2021 | 12 |  |  |  | 87.6462 | 1
| Zone | South of Lugo | 7 | Monthly System Peak Day | CAISO | 1-in-10 | 2021 | 13 |  |  |  | 89.9615 | 1
| Zone | South of Lugo | 7 | Monthly System Peak Day | CAISO | 1-in-10 | 2021 | 14 |  |  |  | 91.9077 | 1
| Zone | South of Lugo | 7 | Monthly System Peak Day | CAISO | 1-in-10 | 2021 | 15 |  |  |  | 92.9538 | 1
| Zone | South of Lugo | 7 | Monthly System Peak Day | CAISO | 1-in-10 | 2021 | 16 |  |  |  | 93.35 | 1
| Zone | South of Lugo | 7 | Monthly System Peak Day | CAISO | 1-in-10 | 2021 | 17 |  |  |  | 92.4077 | 1
| Zone | South of Lugo | 7 | Monthly System Peak Day | CAISO | 1-in-10 | 2021 | 18 |  |  |  | 91.8615 | 1
| Zone | South of Lugo | 7 | Monthly System Peak Day | CAISO | 1-in-10 | 2021 | 19 |  |  |  | 90.0769 | 1
| Zone | South of Lugo | 7 | Monthly System Peak Day | CAISO | 1-in-10 | 2021 | 20 |  |  |  | 87.4385 | 1
| Zone | South of Lugo | 7 | Monthly System Peak Day | CAISO | 1-in-10 | 2021 | 21 |  |  |  | 84.0692 | 1
| Zone | South of Lugo | 7 | Monthly System Peak Day | CAISO | 1-in-10 | 2021 | 22 |  |  |  | 80.6692 | 1
| Zone | South of Lugo | 7 | Monthly System Peak Day | CAISO | 1-in-10 | 2021 | 23 |  |  |  | 79.05 | 1
| Zone | South of Lugo | 7 | Monthly System Peak Day | CAISO | 1-in-10 | 2021 | 24 |  |  |  | 78.0808 | 1
| Zone | South of Lugo | 8 | Average Weekday | CAISO | 1-in-10 | 2021 | 1 |  |  |  | 72.7156 | 1
| Zone | South of Lugo | 8 | Average Weekday | CAISO | 1-in-10 | 2021 | 2 |  |  |  | 71.9812 | 1
| Zone | South of Lugo | 8 | Average Weekday | CAISO | 1-in-10 | 2021 | 3 |  |  |  | 71.3497 | 1
| Zone | South of Lugo | 8 | Average Weekday | CAISO | 1-in-10 | 2021 | 4 |  |  |  | 70.8494 | 1
| Zone | South of Lugo | 8 | Average Weekday | CAISO | 1-in-10 | 2021 | 5 |  |  |  | 70.3368 | 1
| Zone | South of Lugo | 8 | Average Weekday | CAISO | 1-in-10 | 2021 | 6 |  |  |  | 70.0051 | 1
| Zone | South of Lugo | 8 | Average Weekday | CAISO | 1-in-10 | 2021 | 7 |  |  |  | 69.7096 | 1
| Zone | South of Lugo | 8 | Average Weekday | CAISO | 1-in-10 | 2021 | 8 |  |  |  | 69.8221 | 1
| Zone | South of Lugo | 8 | Average Weekday | CAISO | 1-in-10 | 2021 | 9 |  |  |  | 71.455 | 1
| Zone | South of Lugo | 8 | Average Weekday | CAISO | 1-in-10 | 2021 | 10 |  |  |  | 74.2379 | 1
| Zone | South of Lugo | 8 | Average Weekday | CAISO | 1-in-10 | 2021 | 11 |  |  |  | 77.4461 | 1
| Zone | South of Lugo | 8 | Average Weekday | CAISO | 1-in-10 | 2021 | 12 |  |  |  | 80.5549 | 1
| Zone | South of Lugo | 8 | Average Weekday | CAISO | 1-in-10 | 2021 | 13 |  |  |  | 83.149 | 1
| Zone | South of Lugo | 8 | Average Weekday | CAISO | 1-in-10 | 2021 | 14 |  |  |  | 85.1378 | 1
| Zone | South of Lugo | 8 | Average Weekday | CAISO | 1-in-10 | 2021 | 15 |  |  |  | 86.6323 | 1
| Zone | South of Lugo | 8 | Average Weekday | CAISO | 1-in-10 | 2021 | 16 |  |  |  | 87.3098 | 1
| Zone | South of Lugo | 8 | Average Weekday | CAISO | 1-in-10 | 2021 | 17 |  |  |  | 87.3765 | 1
| Zone | South of Lugo | 8 | Average Weekday | CAISO | 1-in-10 | 2021 | 18 |  |  |  | 86.429 | 1
| Zone | South of Lugo | 8 | Average Weekday | CAISO | 1-in-10 | 2021 | 19 |  |  |  | 84.8218 | 1
| Zone | South of Lugo | 8 | Average Weekday | CAISO | 1-in-10 | 2021 | 20 |  |  |  | 82.4445 | 1
| Zone | South of Lugo | 8 | Average Weekday | CAISO | 1-in-10 | 2021 | 21 |  |  |  | 79.065 | 1
| Zone | South of Lugo | 8 | Average Weekday | CAISO | 1-in-10 | 2021 | 22 |  |  |  | 76.5069 | 1
| Zone | South of Lugo | 8 | Average Weekday | CAISO | 1-in-10 | 2021 | 23 |  |  |  | 74.9988 | 1
| Zone | South of Lugo | 8 | Average Weekday | CAISO | 1-in-10 | 2021 | 24 |  |  |  | 73.8875 | 1
| Zone | South of Lugo | 8 | Monthly System Peak Day | CAISO | 1-in-10 | 2021 | 1 |  |  |  | 76.5865 | 1
| Zone | South of Lugo | 8 | Monthly System Peak Day | CAISO | 1-in-10 | 2021 | 2 |  |  |  | 75.6031 | 1
| Zone | South of Lugo | 8 | Monthly System Peak Day | CAISO | 1-in-10 | 2021 | 3 |  |  |  | 74.8508 | 1
| Zone | South of Lugo | 8 | Monthly System Peak Day | CAISO | 1-in-10 | 2021 | 4 |  |  |  | 74.2304 | 1
| Zone | South of Lugo | 8 | Monthly System Peak Day | CAISO | 1-in-10 | 2021 | 5 |  |  |  | 73.545 | 1
| Zone | South of Lugo | 8 | Monthly System Peak Day | CAISO | 1-in-10 | 2021 | 6 |  |  |  | 72.9512 | 1
| Zone | South of Lugo | 8 | Monthly System Peak Day | CAISO | 1-in-10 | 2021 | 7 |  |  |  | 72.6527 | 1
| Zone | South of Lugo | 8 | Monthly System Peak Day | CAISO | 1-in-10 | 2021 | 8 |  |  |  | 72.635 | 1
| Zone | South of Lugo | 8 | Monthly System Peak Day | CAISO | 1-in-10 | 2021 | 9 |  |  |  | 74.9908 | 1
| Zone | South of Lugo | 8 | Monthly System Peak Day | CAISO | 1-in-10 | 2021 | 10 |  |  |  | 79.5742 | 1
| Zone | South of Lugo | 8 | Monthly System Peak Day | CAISO | 1-in-10 | 2021 | 11 |  |  |  | 84.6231 | 1
| Zone | South of Lugo | 8 | Monthly System Peak Day | CAISO | 1-in-10 | 2021 | 12 |  |  |  | 89.3115 | 1
| Zone | South of Lugo | 8 | Monthly System Peak Day | CAISO | 1-in-10 | 2021 | 13 |  |  |  | 92.7423 | 1
| Zone | South of Lugo | 8 | Monthly System Peak Day | CAISO | 1-in-10 | 2021 | 14 |  |  |  | 95.65 | 1
| Zone | South of Lugo | 8 | Monthly System Peak Day | CAISO | 1-in-10 | 2021 | 15 |  |  |  | 96.65 | 1
| Zone | South of Lugo | 8 | Monthly System Peak Day | CAISO | 1-in-10 | 2021 | 16 |  |  |  | 96.5692 | 1
| Zone | South of Lugo | 8 | Monthly System Peak Day | CAISO | 1-in-10 | 2021 | 17 |  |  |  | 95.9769 | 1
| Zone | South of Lugo | 8 | Monthly System Peak Day | CAISO | 1-in-10 | 2021 | 18 |  |  |  | 95.2 | 1
| Zone | South of Lugo | 8 | Monthly System Peak Day | CAISO | 1-in-10 | 2021 | 19 |  |  |  | 93.7462 | 1
| Zone | South of Lugo | 8 | Monthly System Peak Day | CAISO | 1-in-10 | 2021 | 20 |  |  |  | 91.3885 | 1
| Zone | South of Lugo | 8 | Monthly System Peak Day | CAISO | 1-in-10 | 2021 | 21 |  |  |  | 87.0077 | 1
| Zone | South of Lugo | 8 | Monthly System Peak Day | CAISO | 1-in-10 | 2021 | 22 |  |  |  | 83.5154 | 1
| Zone | South of Lugo | 8 | Monthly System Peak Day | CAISO | 1-in-10 | 2021 | 23 |  |  |  | 81.9577 | 1
| Zone | South of Lugo | 8 | Monthly System Peak Day | CAISO | 1-in-10 | 2021 | 24 |  |  |  | 80.7146 | 1
| Zone | South of Lugo | 8 | Typical Event Day | CAISO | 1-in-10 | 2021 | 1 |  |  |  | 77.6788 | 1
| Zone | South of Lugo | 8 | Typical Event Day | CAISO | 1-in-10 | 2021 | 2 |  |  |  | 76.6273 | 1
| Zone | South of Lugo | 8 | Typical Event Day | CAISO | 1-in-10 | 2021 | 3 |  |  |  | 75.6454 | 1
| Zone | South of Lugo | 8 | Typical Event Day | CAISO | 1-in-10 | 2021 | 4 |  |  |  | 75.2181 | 1
| Zone | South of Lugo | 8 | Typical Event Day | CAISO | 1-in-10 | 2021 | 5 |  |  |  | 74.5275 | 1
| Zone | South of Lugo | 8 | Typical Event Day | CAISO | 1-in-10 | 2021 | 6 |  |  |  | 74.1489 | 1
| Zone | South of Lugo | 8 | Typical Event Day | CAISO | 1-in-10 | 2021 | 7 |  |  |  | 73.7937 | 1
| Zone | South of Lugo | 8 | Typical Event Day | CAISO | 1-in-10 | 2021 | 8 |  |  |  | 74.4358 | 1
| Zone | South of Lugo | 8 | Typical Event Day | CAISO | 1-in-10 | 2021 | 9 |  |  |  | 77.1125 | 1
| Zone | South of Lugo | 8 | Typical Event Day | CAISO | 1-in-10 | 2021 | 10 |  |  |  | 81.5061 | 1
| Zone | South of Lugo | 8 | Typical Event Day | CAISO | 1-in-10 | 2021 | 11 |  |  |  | 86.2935 | 1
| Zone | South of Lugo | 8 | Typical Event Day | CAISO | 1-in-10 | 2021 | 12 |  |  |  | 90.2077 | 1
| Zone | South of Lugo | 8 | Typical Event Day | CAISO | 1-in-10 | 2021 | 13 |  |  |  | 92.7231 | 1
| Zone | South of Lugo | 8 | Typical Event Day | CAISO | 1-in-10 | 2021 | 14 |  |  |  | 94.8365 | 1
| Zone | South of Lugo | 8 | Typical Event Day | CAISO | 1-in-10 | 2021 | 15 |  |  |  | 96.0702 | 1
| Zone | South of Lugo | 8 | Typical Event Day | CAISO | 1-in-10 | 2021 | 16 |  |  |  | 96.351 | 1
| Zone | South of Lugo | 8 | Typical Event Day | CAISO | 1-in-10 | 2021 | 17 |  |  |  | 96.1567 | 1
| Zone | South of Lugo | 8 | Typical Event Day | CAISO | 1-in-10 | 2021 | 18 |  |  |  | 95.3356 | 1
| Zone | South of Lugo | 8 | Typical Event Day | CAISO | 1-in-10 | 2021 | 19 |  |  |  | 93.6337 | 1
| Zone | South of Lugo | 8 | Typical Event Day | CAISO | 1-in-10 | 2021 | 20 |  |  |  | 90.574 | 1
| Zone | South of Lugo | 8 | Typical Event Day | CAISO | 1-in-10 | 2021 | 21 |  |  |  | 86.8538 | 1
| Zone | South of Lugo | 8 | Typical Event Day | CAISO | 1-in-10 | 2021 | 22 |  |  |  | 83.9704 | 1
| Zone | South of Lugo | 8 | Typical Event Day | CAISO | 1-in-10 | 2021 | 23 |  |  |  | 82.0871 | 1
| Zone | South of Lugo | 8 | Typical Event Day | CAISO | 1-in-10 | 2021 | 24 |  |  |  | 80.4009 | 1
| Zone | South of Lugo | 9 | Average Weekday | CAISO | 1-in-10 | 2021 | 1 |  |  |  | 73.2512 | 1
| Zone | South of Lugo | 9 | Average Weekday | CAISO | 1-in-10 | 2021 | 2 |  |  |  | 72.3685 | 1
| Zone | South of Lugo | 9 | Average Weekday | CAISO | 1-in-10 | 2021 | 3 |  |  |  | 71.6295 | 1
| Zone | South of Lugo | 9 | Average Weekday | CAISO | 1-in-10 | 2021 | 4 |  |  |  | 70.9846 | 1
| Zone | South of Lugo | 9 | Average Weekday | CAISO | 1-in-10 | 2021 | 5 |  |  |  | 70.4271 | 1
| Zone | South of Lugo | 9 | Average Weekday | CAISO | 1-in-10 | 2021 | 6 |  |  |  | 69.9244 | 1
| Zone | South of Lugo | 9 | Average Weekday | CAISO | 1-in-10 | 2021 | 7 |  |  |  | 69.5541 | 1
| Zone | South of Lugo | 9 | Average Weekday | CAISO | 1-in-10 | 2021 | 8 |  |  |  | 69.361 | 1
| Zone | South of Lugo | 9 | Average Weekday | CAISO | 1-in-10 | 2021 | 9 |  |  |  | 70.7113 | 1
| Zone | South of Lugo | 9 | Average Weekday | CAISO | 1-in-10 | 2021 | 10 |  |  |  | 73.6147 | 1
| Zone | South of Lugo | 9 | Average Weekday | CAISO | 1-in-10 | 2021 | 11 |  |  |  | 77.1101 | 1
| Zone | South of Lugo | 9 | Average Weekday | CAISO | 1-in-10 | 2021 | 12 |  |  |  | 80.43 | 1
| Zone | South of Lugo | 9 | Average Weekday | CAISO | 1-in-10 | 2021 | 13 |  |  |  | 83.0984 | 1
| Zone | South of Lugo | 9 | Average Weekday | CAISO | 1-in-10 | 2021 | 14 |  |  |  | 84.9046 | 1
| Zone | South of Lugo | 9 | Average Weekday | CAISO | 1-in-10 | 2021 | 15 |  |  |  | 86.2075 | 1
| Zone | South of Lugo | 9 | Average Weekday | CAISO | 1-in-10 | 2021 | 16 |  |  |  | 86.7527 | 1
| Zone | South of Lugo | 9 | Average Weekday | CAISO | 1-in-10 | 2021 | 17 |  |  |  | 86.7156 | 1
| Zone | South of Lugo | 9 | Average Weekday | CAISO | 1-in-10 | 2021 | 18 |  |  |  | 85.846 | 1
| Zone | South of Lugo | 9 | Average Weekday | CAISO | 1-in-10 | 2021 | 19 |  |  |  | 84.0648 | 1
| Zone | South of Lugo | 9 | Average Weekday | CAISO | 1-in-10 | 2021 | 20 |  |  |  | 81.1436 | 1
| Zone | South of Lugo | 9 | Average Weekday | CAISO | 1-in-10 | 2021 | 21 |  |  |  | 78.0516 | 1
| Zone | South of Lugo | 9 | Average Weekday | CAISO | 1-in-10 | 2021 | 22 |  |  |  | 76.2339 | 1
| Zone | South of Lugo | 9 | Average Weekday | CAISO | 1-in-10 | 2021 | 23 |  |  |  | 74.88 | 1
| Zone | South of Lugo | 9 | Average Weekday | CAISO | 1-in-10 | 2021 | 24 |  |  |  | 73.7799 | 1
| Zone | South of Lugo | 9 | Monthly System Peak Day | CAISO | 1-in-10 | 2021 | 1 |  |  |  | 80.4154 | 1
| Zone | South of Lugo | 9 | Monthly System Peak Day | CAISO | 1-in-10 | 2021 | 2 |  |  |  | 79.4231 | 1
| Zone | South of Lugo | 9 | Monthly System Peak Day | CAISO | 1-in-10 | 2021 | 3 |  |  |  | 78.4577 | 1
| Zone | South of Lugo | 9 | Monthly System Peak Day | CAISO | 1-in-10 | 2021 | 4 |  |  |  | 78.5885 | 1
| Zone | South of Lugo | 9 | Monthly System Peak Day | CAISO | 1-in-10 | 2021 | 5 |  |  |  | 78.0654 | 1
| Zone | South of Lugo | 9 | Monthly System Peak Day | CAISO | 1-in-10 | 2021 | 6 |  |  |  | 78.0231 | 1
| Zone | South of Lugo | 9 | Monthly System Peak Day | CAISO | 1-in-10 | 2021 | 7 |  |  |  | 77.9923 | 1
| Zone | South of Lugo | 9 | Monthly System Peak Day | CAISO | 1-in-10 | 2021 | 8 |  |  |  | 78.6615 | 1
| Zone | South of Lugo | 9 | Monthly System Peak Day | CAISO | 1-in-10 | 2021 | 9 |  |  |  | 80.0038 | 1
| Zone | South of Lugo | 9 | Monthly System Peak Day | CAISO | 1-in-10 | 2021 | 10 |  |  |  | 83.3539 | 1
| Zone | South of Lugo | 9 | Monthly System Peak Day | CAISO | 1-in-10 | 2021 | 11 |  |  |  | 88.6538 | 1
| Zone | South of Lugo | 9 | Monthly System Peak Day | CAISO | 1-in-10 | 2021 | 12 |  |  |  | 92.4654 | 1
| Zone | South of Lugo | 9 | Monthly System Peak Day | CAISO | 1-in-10 | 2021 | 13 |  |  |  | 95.6692 | 1
| Zone | South of Lugo | 9 | Monthly System Peak Day | CAISO | 1-in-10 | 2021 | 14 |  |  |  | 97.75 | 1
| Zone | South of Lugo | 9 | Monthly System Peak Day | CAISO | 1-in-10 | 2021 | 15 |  |  |  | 98.8462 | 1
| Zone | South of Lugo | 9 | Monthly System Peak Day | CAISO | 1-in-10 | 2021 | 16 |  |  |  | 98.1269 | 1
| Zone | South of Lugo | 9 | Monthly System Peak Day | CAISO | 1-in-10 | 2021 | 17 |  |  |  | 98.4923 | 1
| Zone | South of Lugo | 9 | Monthly System Peak Day | CAISO | 1-in-10 | 2021 | 18 |  |  |  | 97.0962 | 1
| Zone | South of Lugo | 9 | Monthly System Peak Day | CAISO | 1-in-10 | 2021 | 19 |  |  |  | 95.35 | 1
| Zone | South of Lugo | 9 | Monthly System Peak Day | CAISO | 1-in-10 | 2021 | 20 |  |  |  | 93.2 | 1
| Zone | South of Lugo | 9 | Monthly System Peak Day | CAISO | 1-in-10 | 2021 | 21 |  |  |  | 89.9038 | 1
| Zone | South of Lugo | 9 | Monthly System Peak Day | CAISO | 1-in-10 | 2021 | 22 |  |  |  | 88.5577 | 1
| Zone | South of Lugo | 9 | Monthly System Peak Day | CAISO | 1-in-10 | 2021 | 23 |  |  |  | 87.4885 | 1
| Zone | South of Lugo | 9 | Monthly System Peak Day | CAISO | 1-in-10 | 2021 | 24 |  |  |  | 85.3615 | 1
| Zone | South of Lugo | 10 | Average Weekday | CAISO | 1-in-10 | 2021 | 1 |  |  |  | 69.762 | 1
| Zone | South of Lugo | 10 | Average Weekday | CAISO | 1-in-10 | 2021 | 2 |  |  |  | 68.8745 | 1
| Zone | South of Lugo | 10 | Average Weekday | CAISO | 1-in-10 | 2021 | 3 |  |  |  | 68.1604 | 1
| Zone | South of Lugo | 10 | Average Weekday | CAISO | 1-in-10 | 2021 | 4 |  |  |  | 67.4921 | 1
| Zone | South of Lugo | 10 | Average Weekday | CAISO | 1-in-10 | 2021 | 5 |  |  |  | 66.8849 | 1
| Zone | South of Lugo | 10 | Average Weekday | CAISO | 1-in-10 | 2021 | 6 |  |  |  | 66.4737 | 1
| Zone | South of Lugo | 10 | Average Weekday | CAISO | 1-in-10 | 2021 | 7 |  |  |  | 66.0452 | 1
| Zone | South of Lugo | 10 | Average Weekday | CAISO | 1-in-10 | 2021 | 8 |  |  |  | 65.7944 | 1
| Zone | South of Lugo | 10 | Average Weekday | CAISO | 1-in-10 | 2021 | 9 |  |  |  | 66.4184 | 1
| Zone | South of Lugo | 10 | Average Weekday | CAISO | 1-in-10 | 2021 | 10 |  |  |  | 69.4546 | 1
| Zone | South of Lugo | 10 | Average Weekday | CAISO | 1-in-10 | 2021 | 11 |  |  |  | 73.0169 | 1
| Zone | South of Lugo | 10 | Average Weekday | CAISO | 1-in-10 | 2021 | 12 |  |  |  | 76.5501 | 1
| Zone | South of Lugo | 10 | Average Weekday | CAISO | 1-in-10 | 2021 | 13 |  |  |  | 79.3305 | 1
| Zone | South of Lugo | 10 | Average Weekday | CAISO | 1-in-10 | 2021 | 14 |  |  |  | 81.3196 | 1
| Zone | South of Lugo | 10 | Average Weekday | CAISO | 1-in-10 | 2021 | 15 |  |  |  | 82.45 | 1
| Zone | South of Lugo | 10 | Average Weekday | CAISO | 1-in-10 | 2021 | 16 |  |  |  | 82.92 | 1
| Zone | South of Lugo | 10 | Average Weekday | CAISO | 1-in-10 | 2021 | 17 |  |  |  | 82.7609 | 1
| Zone | South of Lugo | 10 | Average Weekday | CAISO | 1-in-10 | 2021 | 18 |  |  |  | 82.0538 | 1
| Zone | South of Lugo | 10 | Average Weekday | CAISO | 1-in-10 | 2021 | 19 |  |  |  | 80.0614 | 1
| Zone | South of Lugo | 10 | Average Weekday | CAISO | 1-in-10 | 2021 | 20 |  |  |  | 76.8669 | 1
| Zone | South of Lugo | 10 | Average Weekday | CAISO | 1-in-10 | 2021 | 21 |  |  |  | 74.5837 | 1
| Zone | South of Lugo | 10 | Average Weekday | CAISO | 1-in-10 | 2021 | 22 |  |  |  | 73.102 | 1
| Zone | South of Lugo | 10 | Average Weekday | CAISO | 1-in-10 | 2021 | 23 |  |  |  | 71.9026 | 1
| Zone | South of Lugo | 10 | Average Weekday | CAISO | 1-in-10 | 2021 | 24 |  |  |  | 70.842 | 1
| Zone | South of Lugo | 10 | Monthly System Peak Day | CAISO | 1-in-10 | 2021 | 1 |  |  |  | 78.9042 | 1
| Zone | South of Lugo | 10 | Monthly System Peak Day | CAISO | 1-in-10 | 2021 | 2 |  |  |  | 78.3579 | 1
| Zone | South of Lugo | 10 | Monthly System Peak Day | CAISO | 1-in-10 | 2021 | 3 |  |  |  | 77.6125 | 1
| Zone | South of Lugo | 10 | Monthly System Peak Day | CAISO | 1-in-10 | 2021 | 4 |  |  |  | 76.5121 | 1
| Zone | South of Lugo | 10 | Monthly System Peak Day | CAISO | 1-in-10 | 2021 | 5 |  |  |  | 76.4137 | 1
| Zone | South of Lugo | 10 | Monthly System Peak Day | CAISO | 1-in-10 | 2021 | 6 |  |  |  | 75.9492 | 1
| Zone | South of Lugo | 10 | Monthly System Peak Day | CAISO | 1-in-10 | 2021 | 7 |  |  |  | 75.1142 | 1
| Zone | South of Lugo | 10 | Monthly System Peak Day | CAISO | 1-in-10 | 2021 | 8 |  |  |  | 74.7821 | 1
| Zone | South of Lugo | 10 | Monthly System Peak Day | CAISO | 1-in-10 | 2021 | 9 |  |  |  | 75.8142 | 1
| Zone | South of Lugo | 10 | Monthly System Peak Day | CAISO | 1-in-10 | 2021 | 10 |  |  |  | 79.1917 | 1
| Zone | South of Lugo | 10 | Monthly System Peak Day | CAISO | 1-in-10 | 2021 | 11 |  |  |  | 83.05 | 1
| Zone | South of Lugo | 10 | Monthly System Peak Day | CAISO | 1-in-10 | 2021 | 12 |  |  |  | 86.3667 | 1
| Zone | South of Lugo | 10 | Monthly System Peak Day | CAISO | 1-in-10 | 2021 | 13 |  |  |  | 88.6333 | 1
| Zone | South of Lugo | 10 | Monthly System Peak Day | CAISO | 1-in-10 | 2021 | 14 |  |  |  | 90.0042 | 1
| Zone | South of Lugo | 10 | Monthly System Peak Day | CAISO | 1-in-10 | 2021 | 15 |  |  |  | 90.7042 | 1
| Zone | South of Lugo | 10 | Monthly System Peak Day | CAISO | 1-in-10 | 2021 | 16 |  |  |  | 91.5292 | 1
| Zone | South of Lugo | 10 | Monthly System Peak Day | CAISO | 1-in-10 | 2021 | 17 |  |  |  | 90.9167 | 1
| Zone | South of Lugo | 10 | Monthly System Peak Day | CAISO | 1-in-10 | 2021 | 18 |  |  |  | 89.5 | 1
| Zone | South of Lugo | 10 | Monthly System Peak Day | CAISO | 1-in-10 | 2021 | 19 |  |  |  | 85.9708 | 1
| Zone | South of Lugo | 10 | Monthly System Peak Day | CAISO | 1-in-10 | 2021 | 20 |  |  |  | 82.3375 | 1
| Zone | South of Lugo | 10 | Monthly System Peak Day | CAISO | 1-in-10 | 2021 | 21 |  |  |  | 79.3125 | 1
| Zone | South of Lugo | 10 | Monthly System Peak Day | CAISO | 1-in-10 | 2021 | 22 |  |  |  | 77.4458 | 1
| Zone | South of Lugo | 10 | Monthly System Peak Day | CAISO | 1-in-10 | 2021 | 23 |  |  |  | 76.4558 | 1
| Zone | South of Lugo | 10 | Monthly System Peak Day | CAISO | 1-in-10 | 2021 | 24 |  |  |  | 75.52 | 1
| Zone | South of Lugo | 11 | Average Weekday | CAISO | 1-in-10 | 2021 | 1 |  |  |  | 58.4899 | 1
| Zone | South of Lugo | 11 | Average Weekday | CAISO | 1-in-10 | 2021 | 2 |  |  |  | 57.4303 | 1
| Zone | South of Lugo | 11 | Average Weekday | CAISO | 1-in-10 | 2021 | 3 |  |  |  | 56.5965 | 1
| Zone | South of Lugo | 11 | Average Weekday | CAISO | 1-in-10 | 2021 | 4 |  |  |  | 55.7784 | 1
| Zone | South of Lugo | 11 | Average Weekday | CAISO | 1-in-10 | 2021 | 5 |  |  |  | 55.1225 | 1
| Zone | South of Lugo | 11 | Average Weekday | CAISO | 1-in-10 | 2021 | 6 |  |  |  | 54.5133 | 1
| Zone | South of Lugo | 11 | Average Weekday | CAISO | 1-in-10 | 2021 | 7 |  |  |  | 54.2276 | 1
| Zone | South of Lugo | 11 | Average Weekday | CAISO | 1-in-10 | 2021 | 8 |  |  |  | 54.2096 | 1
| Zone | South of Lugo | 11 | Average Weekday | CAISO | 1-in-10 | 2021 | 9 |  |  |  | 56.0514 | 1
| Zone | South of Lugo | 11 | Average Weekday | CAISO | 1-in-10 | 2021 | 10 |  |  |  | 60.0331 | 1
| Zone | South of Lugo | 11 | Average Weekday | CAISO | 1-in-10 | 2021 | 11 |  |  |  | 64.3807 | 1
| Zone | South of Lugo | 11 | Average Weekday | CAISO | 1-in-10 | 2021 | 12 |  |  |  | 67.9142 | 1
| Zone | South of Lugo | 11 | Average Weekday | CAISO | 1-in-10 | 2021 | 13 |  |  |  | 70.4422 | 1
| Zone | South of Lugo | 11 | Average Weekday | CAISO | 1-in-10 | 2021 | 14 |  |  |  | 72.0209 | 1
| Zone | South of Lugo | 11 | Average Weekday | CAISO | 1-in-10 | 2021 | 15 |  |  |  | 72.7246 | 1
| Zone | South of Lugo | 11 | Average Weekday | CAISO | 1-in-10 | 2021 | 16 |  |  |  | 72.8761 | 1
| Zone | South of Lugo | 11 | Average Weekday | CAISO | 1-in-10 | 2021 | 17 |  |  |  | 72.1405 | 1
| Zone | South of Lugo | 11 | Average Weekday | CAISO | 1-in-10 | 2021 | 18 |  |  |  | 70.1961 | 1
| Zone | South of Lugo | 11 | Average Weekday | CAISO | 1-in-10 | 2021 | 19 |  |  |  | 67.6438 | 1
| Zone | South of Lugo | 11 | Average Weekday | CAISO | 1-in-10 | 2021 | 20 |  |  |  | 65.549 | 1
| Zone | South of Lugo | 11 | Average Weekday | CAISO | 1-in-10 | 2021 | 21 |  |  |  | 63.8706 | 1
| Zone | South of Lugo | 11 | Average Weekday | CAISO | 1-in-10 | 2021 | 22 |  |  |  | 62.2114 | 1
| Zone | South of Lugo | 11 | Average Weekday | CAISO | 1-in-10 | 2021 | 23 |  |  |  | 60.8032 | 1
| Zone | South of Lugo | 11 | Average Weekday | CAISO | 1-in-10 | 2021 | 24 |  |  |  | 59.5623 | 1
| Zone | South of Lugo | 11 | Monthly System Peak Day | CAISO | 1-in-10 | 2021 | 1 |  |  |  | 72.1583 | 1
| Zone | South of Lugo | 11 | Monthly System Peak Day | CAISO | 1-in-10 | 2021 | 2 |  |  |  | 70.2483 | 1
| Zone | South of Lugo | 11 | Monthly System Peak Day | CAISO | 1-in-10 | 2021 | 3 |  |  |  | 69.6879 | 1
| Zone | South of Lugo | 11 | Monthly System Peak Day | CAISO | 1-in-10 | 2021 | 4 |  |  |  | 68.1242 | 1
| Zone | South of Lugo | 11 | Monthly System Peak Day | CAISO | 1-in-10 | 2021 | 5 |  |  |  | 67.2212 | 1
| Zone | South of Lugo | 11 | Monthly System Peak Day | CAISO | 1-in-10 | 2021 | 6 |  |  |  | 66.5896 | 1
| Zone | South of Lugo | 11 | Monthly System Peak Day | CAISO | 1-in-10 | 2021 | 7 |  |  |  | 66.7892 | 1
| Zone | South of Lugo | 11 | Monthly System Peak Day | CAISO | 1-in-10 | 2021 | 8 |  |  |  | 67.9879 | 1
| Zone | South of Lugo | 11 | Monthly System Peak Day | CAISO | 1-in-10 | 2021 | 9 |  |  |  | 69.6179 | 1
| Zone | South of Lugo | 11 | Monthly System Peak Day | CAISO | 1-in-10 | 2021 | 10 |  |  |  | 73.6738 | 1
| Zone | South of Lugo | 11 | Monthly System Peak Day | CAISO | 1-in-10 | 2021 | 11 |  |  |  | 80.8958 | 1
| Zone | South of Lugo | 11 | Monthly System Peak Day | CAISO | 1-in-10 | 2021 | 12 |  |  |  | 87.0333 | 1
| Zone | South of Lugo | 11 | Monthly System Peak Day | CAISO | 1-in-10 | 2021 | 13 |  |  |  | 90.2167 | 1
| Zone | South of Lugo | 11 | Monthly System Peak Day | CAISO | 1-in-10 | 2021 | 14 |  |  |  | 91.8417 | 1
| Zone | South of Lugo | 11 | Monthly System Peak Day | CAISO | 1-in-10 | 2021 | 15 |  |  |  | 92.325 | 1
| Zone | South of Lugo | 11 | Monthly System Peak Day | CAISO | 1-in-10 | 2021 | 16 |  |  |  | 92.3417 | 1
| Zone | South of Lugo | 11 | Monthly System Peak Day | CAISO | 1-in-10 | 2021 | 17 |  |  |  | 91.4417 | 1
| Zone | South of Lugo | 11 | Monthly System Peak Day | CAISO | 1-in-10 | 2021 | 18 |  |  |  | 89.6292 | 1
| Zone | South of Lugo | 11 | Monthly System Peak Day | CAISO | 1-in-10 | 2021 | 19 |  |  |  | 86.7167 | 1
| Zone | South of Lugo | 11 | Monthly System Peak Day | CAISO | 1-in-10 | 2021 | 20 |  |  |  | 83.3458 | 1
| Zone | South of Lugo | 11 | Monthly System Peak Day | CAISO | 1-in-10 | 2021 | 21 |  |  |  | 80.0625 | 1
| Zone | South of Lugo | 11 | Monthly System Peak Day | CAISO | 1-in-10 | 2021 | 22 |  |  |  | 77.0746 | 1
| Zone | South of Lugo | 11 | Monthly System Peak Day | CAISO | 1-in-10 | 2021 | 23 |  |  |  | 74.9146 | 1
| Zone | South of Lugo | 11 | Monthly System Peak Day | CAISO | 1-in-10 | 2021 | 24 |  |  |  | 72.6104 | 1
| Zone | South of Lugo | 12 | Average Weekday | CAISO | 1-in-10 | 2021 | 1 |  |  |  | 54.0147 | 1
| Zone | South of Lugo | 12 | Average Weekday | CAISO | 1-in-10 | 2021 | 2 |  |  |  | 53.2901 | 1
| Zone | South of Lugo | 12 | Average Weekday | CAISO | 1-in-10 | 2021 | 3 |  |  |  | 52.5871 | 1
| Zone | South of Lugo | 12 | Average Weekday | CAISO | 1-in-10 | 2021 | 4 |  |  |  | 52.1177 | 1
| Zone | South of Lugo | 12 | Average Weekday | CAISO | 1-in-10 | 2021 | 5 |  |  |  | 51.6393 | 1
| Zone | South of Lugo | 12 | Average Weekday | CAISO | 1-in-10 | 2021 | 6 |  |  |  | 51.2256 | 1
| Zone | South of Lugo | 12 | Average Weekday | CAISO | 1-in-10 | 2021 | 7 |  |  |  | 50.9149 | 1
| Zone | South of Lugo | 12 | Average Weekday | CAISO | 1-in-10 | 2021 | 8 |  |  |  | 50.9494 | 1
| Zone | South of Lugo | 12 | Average Weekday | CAISO | 1-in-10 | 2021 | 9 |  |  |  | 52.0114 | 1
| Zone | South of Lugo | 12 | Average Weekday | CAISO | 1-in-10 | 2021 | 10 |  |  |  | 54.7951 | 1
| Zone | South of Lugo | 12 | Average Weekday | CAISO | 1-in-10 | 2021 | 11 |  |  |  | 58.1077 | 1
| Zone | South of Lugo | 12 | Average Weekday | CAISO | 1-in-10 | 2021 | 12 |  |  |  | 61.0246 | 1
| Zone | South of Lugo | 12 | Average Weekday | CAISO | 1-in-10 | 2021 | 13 |  |  |  | 62.9836 | 1
| Zone | South of Lugo | 12 | Average Weekday | CAISO | 1-in-10 | 2021 | 14 |  |  |  | 64.2755 | 1
| Zone | South of Lugo | 12 | Average Weekday | CAISO | 1-in-10 | 2021 | 15 |  |  |  | 65.0072 | 1
| Zone | South of Lugo | 12 | Average Weekday | CAISO | 1-in-10 | 2021 | 16 |  |  |  | 65.0444 | 1
| Zone | South of Lugo | 12 | Average Weekday | CAISO | 1-in-10 | 2021 | 17 |  |  |  | 64.1948 | 1
| Zone | South of Lugo | 12 | Average Weekday | CAISO | 1-in-10 | 2021 | 18 |  |  |  | 62.2119 | 1
| Zone | South of Lugo | 12 | Average Weekday | CAISO | 1-in-10 | 2021 | 19 |  |  |  | 60.0996 | 1
| Zone | South of Lugo | 12 | Average Weekday | CAISO | 1-in-10 | 2021 | 20 |  |  |  | 58.7166 | 1
| Zone | South of Lugo | 12 | Average Weekday | CAISO | 1-in-10 | 2021 | 21 |  |  |  | 57.5832 | 1
| Zone | South of Lugo | 12 | Average Weekday | CAISO | 1-in-10 | 2021 | 22 |  |  |  | 56.4118 | 1
| Zone | South of Lugo | 12 | Average Weekday | CAISO | 1-in-10 | 2021 | 23 |  |  |  | 55.4977 | 1
| Zone | South of Lugo | 12 | Average Weekday | CAISO | 1-in-10 | 2021 | 24 |  |  |  | 54.7114 | 1
| Zone | South of Lugo | 12 | Monthly System Peak Day | CAISO | 1-in-10 | 2021 | 1 |  |  |  | 43.1621 | 1
| Zone | South of Lugo | 12 | Monthly System Peak Day | CAISO | 1-in-10 | 2021 | 2 |  |  |  | 42.165 | 1
| Zone | South of Lugo | 12 | Monthly System Peak Day | CAISO | 1-in-10 | 2021 | 3 |  |  |  | 41.1825 | 1
| Zone | South of Lugo | 12 | Monthly System Peak Day | CAISO | 1-in-10 | 2021 | 4 |  |  |  | 40.5287 | 1
| Zone | South of Lugo | 12 | Monthly System Peak Day | CAISO | 1-in-10 | 2021 | 5 |  |  |  | 39.7692 | 1
| Zone | South of Lugo | 12 | Monthly System Peak Day | CAISO | 1-in-10 | 2021 | 6 |  |  |  | 38.9567 | 1
| Zone | South of Lugo | 12 | Monthly System Peak Day | CAISO | 1-in-10 | 2021 | 7 |  |  |  | 38.7854 | 1
| Zone | South of Lugo | 12 | Monthly System Peak Day | CAISO | 1-in-10 | 2021 | 8 |  |  |  | 39.3121 | 1
| Zone | South of Lugo | 12 | Monthly System Peak Day | CAISO | 1-in-10 | 2021 | 9 |  |  |  | 40.7854 | 1
| Zone | South of Lugo | 12 | Monthly System Peak Day | CAISO | 1-in-10 | 2021 | 10 |  |  |  | 44.9875 | 1
| Zone | South of Lugo | 12 | Monthly System Peak Day | CAISO | 1-in-10 | 2021 | 11 |  |  |  | 49.3725 | 1
| Zone | South of Lugo | 12 | Monthly System Peak Day | CAISO | 1-in-10 | 2021 | 12 |  |  |  | 51.6942 | 1
| Zone | South of Lugo | 12 | Monthly System Peak Day | CAISO | 1-in-10 | 2021 | 13 |  |  |  | 52.3162 | 1
| Zone | South of Lugo | 12 | Monthly System Peak Day | CAISO | 1-in-10 | 2021 | 14 |  |  |  | 53.53 | 1
| Zone | South of Lugo | 12 | Monthly System Peak Day | CAISO | 1-in-10 | 2021 | 15 |  |  |  | 54.5529 | 1
| Zone | South of Lugo | 12 | Monthly System Peak Day | CAISO | 1-in-10 | 2021 | 16 |  |  |  | 54.8563 | 1
| Zone | South of Lugo | 12 | Monthly System Peak Day | CAISO | 1-in-10 | 2021 | 17 |  |  |  | 54.495 | 1
| Zone | South of Lugo | 12 | Monthly System Peak Day | CAISO | 1-in-10 | 2021 | 18 |  |  |  | 52.5233 | 1
| Zone | South of Lugo | 12 | Monthly System Peak Day | CAISO | 1-in-10 | 2021 | 19 |  |  |  | 50.0379 | 1
| Zone | South of Lugo | 12 | Monthly System Peak Day | CAISO | 1-in-10 | 2021 | 20 |  |  |  | 49.1488 | 1
| Zone | South of Lugo | 12 | Monthly System Peak Day | CAISO | 1-in-10 | 2021 | 21 |  |  |  | 47.8304 | 1
| Zone | South of Lugo | 12 | Monthly System Peak Day | CAISO | 1-in-10 | 2021 | 22 |  |  |  | 46.2667 | 1
| Zone | South of Lugo | 12 | Monthly System Peak Day | CAISO | 1-in-10 | 2021 | 23 |  |  |  | 45.6983 | 1
| Zone | South of Lugo | 12 | Monthly System Peak Day | CAISO | 1-in-10 | 2021 | 24 |  |  |  | 45.4512 | 1
| Zone | South of Lugo | 1 | Average Weekday | CAISO | 1-in-10 | 2022 | 1 |  |  |  | 51.1891 | 1
| Zone | South of Lugo | 1 | Average Weekday | CAISO | 1-in-10 | 2022 | 2 |  |  |  | 50.37 | 1
| Zone | South of Lugo | 1 | Average Weekday | CAISO | 1-in-10 | 2022 | 3 |  |  |  | 49.6858 | 1
| Zone | South of Lugo | 1 | Average Weekday | CAISO | 1-in-10 | 2022 | 4 |  |  |  | 49.0549 | 1
| Zone | South of Lugo | 1 | Average Weekday | CAISO | 1-in-10 | 2022 | 5 |  |  |  | 48.5029 | 1
| Zone | South of Lugo | 1 | Average Weekday | CAISO | 1-in-10 | 2022 | 6 |  |  |  | 47.9978 | 1
| Zone | South of Lugo | 1 | Average Weekday | CAISO | 1-in-10 | 2022 | 7 |  |  |  | 47.6065 | 1
| Zone | South of Lugo | 1 | Average Weekday | CAISO | 1-in-10 | 2022 | 8 |  |  |  | 47.4721 | 1
| Zone | South of Lugo | 1 | Average Weekday | CAISO | 1-in-10 | 2022 | 9 |  |  |  | 48.2241 | 1
| Zone | South of Lugo | 1 | Average Weekday | CAISO | 1-in-10 | 2022 | 10 |  |  |  | 51.032 | 1
| Zone | South of Lugo | 1 | Average Weekday | CAISO | 1-in-10 | 2022 | 11 |  |  |  | 54.3859 | 1
| Zone | South of Lugo | 1 | Average Weekday | CAISO | 1-in-10 | 2022 | 12 |  |  |  | 57.4064 | 1
| Zone | South of Lugo | 1 | Average Weekday | CAISO | 1-in-10 | 2022 | 13 |  |  |  | 59.4629 | 1
| Zone | South of Lugo | 1 | Average Weekday | CAISO | 1-in-10 | 2022 | 14 |  |  |  | 60.934 | 1
| Zone | South of Lugo | 1 | Average Weekday | CAISO | 1-in-10 | 2022 | 15 |  |  |  | 61.7444 | 1
| Zone | South of Lugo | 1 | Average Weekday | CAISO | 1-in-10 | 2022 | 16 |  |  |  | 62.0385 | 1
| Zone | South of Lugo | 1 | Average Weekday | CAISO | 1-in-10 | 2022 | 17 |  |  |  | 61.6365 | 1
| Zone | South of Lugo | 1 | Average Weekday | CAISO | 1-in-10 | 2022 | 18 |  |  |  | 60.219 | 1
| Zone | South of Lugo | 1 | Average Weekday | CAISO | 1-in-10 | 2022 | 19 |  |  |  | 58.0776 | 1
| Zone | South of Lugo | 1 | Average Weekday | CAISO | 1-in-10 | 2022 | 20 |  |  |  | 56.5312 | 1
| Zone | South of Lugo | 1 | Average Weekday | CAISO | 1-in-10 | 2022 | 21 |  |  |  | 55.3422 | 1
| Zone | South of Lugo | 1 | Average Weekday | CAISO | 1-in-10 | 2022 | 22 |  |  |  | 54.2523 | 1
| Zone | South of Lugo | 1 | Average Weekday | CAISO | 1-in-10 | 2022 | 23 |  |  |  | 53.0495 | 1
| Zone | South of Lugo | 1 | Average Weekday | CAISO | 1-in-10 | 2022 | 24 |  |  |  | 52.1198 | 1
| Zone | South of Lugo | 1 | Monthly System Peak Day | CAISO | 1-in-10 | 2022 | 1 |  |  |  | 48.2546 | 1
| Zone | South of Lugo | 1 | Monthly System Peak Day | CAISO | 1-in-10 | 2022 | 2 |  |  |  | 47.2242 | 1
| Zone | South of Lugo | 1 | Monthly System Peak Day | CAISO | 1-in-10 | 2022 | 3 |  |  |  | 47.0496 | 1
| Zone | South of Lugo | 1 | Monthly System Peak Day | CAISO | 1-in-10 | 2022 | 4 |  |  |  | 46.5954 | 1
| Zone | South of Lugo | 1 | Monthly System Peak Day | CAISO | 1-in-10 | 2022 | 5 |  |  |  | 45.9596 | 1
| Zone | South of Lugo | 1 | Monthly System Peak Day | CAISO | 1-in-10 | 2022 | 6 |  |  |  | 45.4304 | 1
| Zone | South of Lugo | 1 | Monthly System Peak Day | CAISO | 1-in-10 | 2022 | 7 |  |  |  | 44.9821 | 1
| Zone | South of Lugo | 1 | Monthly System Peak Day | CAISO | 1-in-10 | 2022 | 8 |  |  |  | 44.2646 | 1
| Zone | South of Lugo | 1 | Monthly System Peak Day | CAISO | 1-in-10 | 2022 | 9 |  |  |  | 43.9946 | 1
| Zone | South of Lugo | 1 | Monthly System Peak Day | CAISO | 1-in-10 | 2022 | 10 |  |  |  | 45.905 | 1
| Zone | South of Lugo | 1 | Monthly System Peak Day | CAISO | 1-in-10 | 2022 | 11 |  |  |  | 46.0083 | 1
| Zone | South of Lugo | 1 | Monthly System Peak Day | CAISO | 1-in-10 | 2022 | 12 |  |  |  | 47.8037 | 1
| Zone | South of Lugo | 1 | Monthly System Peak Day | CAISO | 1-in-10 | 2022 | 13 |  |  |  | 49.2283 | 1
| Zone | South of Lugo | 1 | Monthly System Peak Day | CAISO | 1-in-10 | 2022 | 14 |  |  |  | 49.265 | 1
| Zone | South of Lugo | 1 | Monthly System Peak Day | CAISO | 1-in-10 | 2022 | 15 |  |  |  | 49.7642 | 1
| Zone | South of Lugo | 1 | Monthly System Peak Day | CAISO | 1-in-10 | 2022 | 16 |  |  |  | 50.74 | 1
| Zone | South of Lugo | 1 | Monthly System Peak Day | CAISO | 1-in-10 | 2022 | 17 |  |  |  | 51.0629 | 1
| Zone | South of Lugo | 1 | Monthly System Peak Day | CAISO | 1-in-10 | 2022 | 18 |  |  |  | 49.9983 | 1
| Zone | South of Lugo | 1 | Monthly System Peak Day | CAISO | 1-in-10 | 2022 | 19 |  |  |  | 48.4096 | 1
| Zone | South of Lugo | 1 | Monthly System Peak Day | CAISO | 1-in-10 | 2022 | 20 |  |  |  | 47.8275 | 1
| Zone | South of Lugo | 1 | Monthly System Peak Day | CAISO | 1-in-10 | 2022 | 21 |  |  |  | 47.2671 | 1
| Zone | South of Lugo | 1 | Monthly System Peak Day | CAISO | 1-in-10 | 2022 | 22 |  |  |  | 47.0438 | 1
| Zone | South of Lugo | 1 | Monthly System Peak Day | CAISO | 1-in-10 | 2022 | 23 |  |  |  | 46.3488 | 1
| Zone | South of Lugo | 1 | Monthly System Peak Day | CAISO | 1-in-10 | 2022 | 24 |  |  |  | 45.2792 | 1
| Zone | South of Lugo | 2 | Average Weekday | CAISO | 1-in-10 | 2022 | 1 |  |  |  | 50.13 | 1
| Zone | South of Lugo | 2 | Average Weekday | CAISO | 1-in-10 | 2022 | 2 |  |  |  | 49.1665 | 1
| Zone | South of Lugo | 2 | Average Weekday | CAISO | 1-in-10 | 2022 | 3 |  |  |  | 48.3485 | 1
| Zone | South of Lugo | 2 | Average Weekday | CAISO | 1-in-10 | 2022 | 4 |  |  |  | 47.6706 | 1
| Zone | South of Lugo | 2 | Average Weekday | CAISO | 1-in-10 | 2022 | 5 |  |  |  | 47.1168 | 1
| Zone | South of Lugo | 2 | Average Weekday | CAISO | 1-in-10 | 2022 | 6 |  |  |  | 46.6007 | 1
| Zone | South of Lugo | 2 | Average Weekday | CAISO | 1-in-10 | 2022 | 7 |  |  |  | 46.3432 | 1
| Zone | South of Lugo | 2 | Average Weekday | CAISO | 1-in-10 | 2022 | 8 |  |  |  | 46.5046 | 1
| Zone | South of Lugo | 2 | Average Weekday | CAISO | 1-in-10 | 2022 | 9 |  |  |  | 48.1818 | 1
| Zone | South of Lugo | 2 | Average Weekday | CAISO | 1-in-10 | 2022 | 10 |  |  |  | 51.4916 | 1
| Zone | South of Lugo | 2 | Average Weekday | CAISO | 1-in-10 | 2022 | 11 |  |  |  | 54.8195 | 1
| Zone | South of Lugo | 2 | Average Weekday | CAISO | 1-in-10 | 2022 | 12 |  |  |  | 57.534 | 1
| Zone | South of Lugo | 2 | Average Weekday | CAISO | 1-in-10 | 2022 | 13 |  |  |  | 59.3894 | 1
| Zone | South of Lugo | 2 | Average Weekday | CAISO | 1-in-10 | 2022 | 14 |  |  |  | 60.8652 | 1
| Zone | South of Lugo | 2 | Average Weekday | CAISO | 1-in-10 | 2022 | 15 |  |  |  | 61.8626 | 1
| Zone | South of Lugo | 2 | Average Weekday | CAISO | 1-in-10 | 2022 | 16 |  |  |  | 62.3043 | 1
| Zone | South of Lugo | 2 | Average Weekday | CAISO | 1-in-10 | 2022 | 17 |  |  |  | 61.9535 | 1
| Zone | South of Lugo | 2 | Average Weekday | CAISO | 1-in-10 | 2022 | 18 |  |  |  | 60.687 | 1
| Zone | South of Lugo | 2 | Average Weekday | CAISO | 1-in-10 | 2022 | 19 |  |  |  | 58.4288 | 1
| Zone | South of Lugo | 2 | Average Weekday | CAISO | 1-in-10 | 2022 | 20 |  |  |  | 56.4787 | 1
| Zone | South of Lugo | 2 | Average Weekday | CAISO | 1-in-10 | 2022 | 21 |  |  |  | 55.0237 | 1
| Zone | South of Lugo | 2 | Average Weekday | CAISO | 1-in-10 | 2022 | 22 |  |  |  | 53.8691 | 1
| Zone | South of Lugo | 2 | Average Weekday | CAISO | 1-in-10 | 2022 | 23 |  |  |  | 52.692 | 1
| Zone | South of Lugo | 2 | Average Weekday | CAISO | 1-in-10 | 2022 | 24 |  |  |  | 51.4944 | 1
| Zone | South of Lugo | 2 | Monthly System Peak Day | CAISO | 1-in-10 | 2022 | 1 |  |  |  | 50.5583 | 1
| Zone | South of Lugo | 2 | Monthly System Peak Day | CAISO | 1-in-10 | 2022 | 2 |  |  |  | 50.3667 | 1
| Zone | South of Lugo | 2 | Monthly System Peak Day | CAISO | 1-in-10 | 2022 | 3 |  |  |  | 50.4675 | 1
| Zone | South of Lugo | 2 | Monthly System Peak Day | CAISO | 1-in-10 | 2022 | 4 |  |  |  | 49.9513 | 1
| Zone | South of Lugo | 2 | Monthly System Peak Day | CAISO | 1-in-10 | 2022 | 5 |  |  |  | 49.1213 | 1
| Zone | South of Lugo | 2 | Monthly System Peak Day | CAISO | 1-in-10 | 2022 | 6 |  |  |  | 48.0717 | 1
| Zone | South of Lugo | 2 | Monthly System Peak Day | CAISO | 1-in-10 | 2022 | 7 |  |  |  | 47.8104 | 1
| Zone | South of Lugo | 2 | Monthly System Peak Day | CAISO | 1-in-10 | 2022 | 8 |  |  |  | 47.5567 | 1
| Zone | South of Lugo | 2 | Monthly System Peak Day | CAISO | 1-in-10 | 2022 | 9 |  |  |  | 48.2592 | 1
| Zone | South of Lugo | 2 | Monthly System Peak Day | CAISO | 1-in-10 | 2022 | 10 |  |  |  | 50.1646 | 1
| Zone | South of Lugo | 2 | Monthly System Peak Day | CAISO | 1-in-10 | 2022 | 11 |  |  |  | 51.2163 | 1
| Zone | South of Lugo | 2 | Monthly System Peak Day | CAISO | 1-in-10 | 2022 | 12 |  |  |  | 52.3767 | 1
| Zone | South of Lugo | 2 | Monthly System Peak Day | CAISO | 1-in-10 | 2022 | 13 |  |  |  | 53.2642 | 1
| Zone | South of Lugo | 2 | Monthly System Peak Day | CAISO | 1-in-10 | 2022 | 14 |  |  |  | 54.6529 | 1
| Zone | South of Lugo | 2 | Monthly System Peak Day | CAISO | 1-in-10 | 2022 | 15 |  |  |  | 55.4296 | 1
| Zone | South of Lugo | 2 | Monthly System Peak Day | CAISO | 1-in-10 | 2022 | 16 |  |  |  | 55.7683 | 1
| Zone | South of Lugo | 2 | Monthly System Peak Day | CAISO | 1-in-10 | 2022 | 17 |  |  |  | 56.9792 | 1
| Zone | South of Lugo | 2 | Monthly System Peak Day | CAISO | 1-in-10 | 2022 | 18 |  |  |  | 56.9042 | 1
| Zone | South of Lugo | 2 | Monthly System Peak Day | CAISO | 1-in-10 | 2022 | 19 |  |  |  | 55.9379 | 1
| Zone | South of Lugo | 2 | Monthly System Peak Day | CAISO | 1-in-10 | 2022 | 20 |  |  |  | 54.5992 | 1
| Zone | South of Lugo | 2 | Monthly System Peak Day | CAISO | 1-in-10 | 2022 | 21 |  |  |  | 54.22 | 1
| Zone | South of Lugo | 2 | Monthly System Peak Day | CAISO | 1-in-10 | 2022 | 22 |  |  |  | 53.5638 | 1
| Zone | South of Lugo | 2 | Monthly System Peak Day | CAISO | 1-in-10 | 2022 | 23 |  |  |  | 52.9417 | 1
| Zone | South of Lugo | 2 | Monthly System Peak Day | CAISO | 1-in-10 | 2022 | 24 |  |  |  | 52.3658 | 1
| Zone | South of Lugo | 3 | Average Weekday | CAISO | 1-in-10 | 2022 | 1 |  |  |  | 60.2963 | 1
| Zone | South of Lugo | 3 | Average Weekday | CAISO | 1-in-10 | 2022 | 2 |  |  |  | 59.2613 | 1
| Zone | South of Lugo | 3 | Average Weekday | CAISO | 1-in-10 | 2022 | 3 |  |  |  | 58.2877 | 1
| Zone | South of Lugo | 3 | Average Weekday | CAISO | 1-in-10 | 2022 | 4 |  |  |  | 57.3831 | 1
| Zone | South of Lugo | 3 | Average Weekday | CAISO | 1-in-10 | 2022 | 5 |  |  |  | 56.6944 | 1
| Zone | South of Lugo | 3 | Average Weekday | CAISO | 1-in-10 | 2022 | 6 |  |  |  | 56.0616 | 1
| Zone | South of Lugo | 3 | Average Weekday | CAISO | 1-in-10 | 2022 | 7 |  |  |  | 55.7979 | 1
| Zone | South of Lugo | 3 | Average Weekday | CAISO | 1-in-10 | 2022 | 8 |  |  |  | 55.9064 | 1
| Zone | South of Lugo | 3 | Average Weekday | CAISO | 1-in-10 | 2022 | 9 |  |  |  | 57.5692 | 1
| Zone | South of Lugo | 3 | Average Weekday | CAISO | 1-in-10 | 2022 | 10 |  |  |  | 61.2746 | 1
| Zone | South of Lugo | 3 | Average Weekday | CAISO | 1-in-10 | 2022 | 11 |  |  |  | 65.6137 | 1
| Zone | South of Lugo | 3 | Average Weekday | CAISO | 1-in-10 | 2022 | 12 |  |  |  | 69.4158 | 1
| Zone | South of Lugo | 3 | Average Weekday | CAISO | 1-in-10 | 2022 | 13 |  |  |  | 72.2824 | 1
| Zone | South of Lugo | 3 | Average Weekday | CAISO | 1-in-10 | 2022 | 14 |  |  |  | 74.1994 | 1
| Zone | South of Lugo | 3 | Average Weekday | CAISO | 1-in-10 | 2022 | 15 |  |  |  | 75.3807 | 1
| Zone | South of Lugo | 3 | Average Weekday | CAISO | 1-in-10 | 2022 | 16 |  |  |  | 75.9072 | 1
| Zone | South of Lugo | 3 | Average Weekday | CAISO | 1-in-10 | 2022 | 17 |  |  |  | 75.6839 | 1
| Zone | South of Lugo | 3 | Average Weekday | CAISO | 1-in-10 | 2022 | 18 |  |  |  | 74.6285 | 1
| Zone | South of Lugo | 3 | Average Weekday | CAISO | 1-in-10 | 2022 | 19 |  |  |  | 72.6844 | 1
| Zone | South of Lugo | 3 | Average Weekday | CAISO | 1-in-10 | 2022 | 20 |  |  |  | 69.9169 | 1
| Zone | South of Lugo | 3 | Average Weekday | CAISO | 1-in-10 | 2022 | 21 |  |  |  | 67.2424 | 1
| Zone | South of Lugo | 3 | Average Weekday | CAISO | 1-in-10 | 2022 | 22 |  |  |  | 65.5237 | 1
| Zone | South of Lugo | 3 | Average Weekday | CAISO | 1-in-10 | 2022 | 23 |  |  |  | 64.1832 | 1
| Zone | South of Lugo | 3 | Average Weekday | CAISO | 1-in-10 | 2022 | 24 |  |  |  | 62.7782 | 1
| Zone | South of Lugo | 3 | Monthly System Peak Day | CAISO | 1-in-10 | 2022 | 1 |  |  |  | 68.5037 | 1
| Zone | South of Lugo | 3 | Monthly System Peak Day | CAISO | 1-in-10 | 2022 | 2 |  |  |  | 66.4238 | 1
| Zone | South of Lugo | 3 | Monthly System Peak Day | CAISO | 1-in-10 | 2022 | 3 |  |  |  | 64.0963 | 1
| Zone | South of Lugo | 3 | Monthly System Peak Day | CAISO | 1-in-10 | 2022 | 4 |  |  |  | 63.1083 | 1
| Zone | South of Lugo | 3 | Monthly System Peak Day | CAISO | 1-in-10 | 2022 | 5 |  |  |  | 62.7329 | 1
| Zone | South of Lugo | 3 | Monthly System Peak Day | CAISO | 1-in-10 | 2022 | 6 |  |  |  | 62.0687 | 1
| Zone | South of Lugo | 3 | Monthly System Peak Day | CAISO | 1-in-10 | 2022 | 7 |  |  |  | 62.6358 | 1
| Zone | South of Lugo | 3 | Monthly System Peak Day | CAISO | 1-in-10 | 2022 | 8 |  |  |  | 62.3296 | 1
| Zone | South of Lugo | 3 | Monthly System Peak Day | CAISO | 1-in-10 | 2022 | 9 |  |  |  | 63.6896 | 1
| Zone | South of Lugo | 3 | Monthly System Peak Day | CAISO | 1-in-10 | 2022 | 10 |  |  |  | 68.6396 | 1
| Zone | South of Lugo | 3 | Monthly System Peak Day | CAISO | 1-in-10 | 2022 | 11 |  |  |  | 73.7383 | 1
| Zone | South of Lugo | 3 | Monthly System Peak Day | CAISO | 1-in-10 | 2022 | 12 |  |  |  | 78.625 | 1
| Zone | South of Lugo | 3 | Monthly System Peak Day | CAISO | 1-in-10 | 2022 | 13 |  |  |  | 83.7042 | 1
| Zone | South of Lugo | 3 | Monthly System Peak Day | CAISO | 1-in-10 | 2022 | 14 |  |  |  | 86.0333 | 1
| Zone | South of Lugo | 3 | Monthly System Peak Day | CAISO | 1-in-10 | 2022 | 15 |  |  |  | 86.1917 | 1
| Zone | South of Lugo | 3 | Monthly System Peak Day | CAISO | 1-in-10 | 2022 | 16 |  |  |  | 86.85 | 1
| Zone | South of Lugo | 3 | Monthly System Peak Day | CAISO | 1-in-10 | 2022 | 17 |  |  |  | 87.7417 | 1
| Zone | South of Lugo | 3 | Monthly System Peak Day | CAISO | 1-in-10 | 2022 | 18 |  |  |  | 87.85 | 1
| Zone | South of Lugo | 3 | Monthly System Peak Day | CAISO | 1-in-10 | 2022 | 19 |  |  |  | 86.5292 | 1
| Zone | South of Lugo | 3 | Monthly System Peak Day | CAISO | 1-in-10 | 2022 | 20 |  |  |  | 83.8708 | 1
| Zone | South of Lugo | 3 | Monthly System Peak Day | CAISO | 1-in-10 | 2022 | 21 |  |  |  | 79.9542 | 1
| Zone | South of Lugo | 3 | Monthly System Peak Day | CAISO | 1-in-10 | 2022 | 22 |  |  |  | 77.2167 | 1
| Zone | South of Lugo | 3 | Monthly System Peak Day | CAISO | 1-in-10 | 2022 | 23 |  |  |  | 74.6879 | 1
| Zone | South of Lugo | 3 | Monthly System Peak Day | CAISO | 1-in-10 | 2022 | 24 |  |  |  | 71.3121 | 1
| Zone | South of Lugo | 4 | Average Weekday | CAISO | 1-in-10 | 2022 | 1 |  |  |  | 60.9105 | 1
| Zone | South of Lugo | 4 | Average Weekday | CAISO | 1-in-10 | 2022 | 2 |  |  |  | 59.8783 | 1
| Zone | South of Lugo | 4 | Average Weekday | CAISO | 1-in-10 | 2022 | 3 |  |  |  | 58.9176 | 1
| Zone | South of Lugo | 4 | Average Weekday | CAISO | 1-in-10 | 2022 | 4 |  |  |  | 58.0606 | 1
| Zone | South of Lugo | 4 | Average Weekday | CAISO | 1-in-10 | 2022 | 5 |  |  |  | 57.3193 | 1
| Zone | South of Lugo | 4 | Average Weekday | CAISO | 1-in-10 | 2022 | 6 |  |  |  | 56.7693 | 1
| Zone | South of Lugo | 4 | Average Weekday | CAISO | 1-in-10 | 2022 | 7 |  |  |  | 56.3674 | 1
| Zone | South of Lugo | 4 | Average Weekday | CAISO | 1-in-10 | 2022 | 8 |  |  |  | 56.449 | 1
| Zone | South of Lugo | 4 | Average Weekday | CAISO | 1-in-10 | 2022 | 9 |  |  |  | 58.5507 | 1
| Zone | South of Lugo | 4 | Average Weekday | CAISO | 1-in-10 | 2022 | 10 |  |  |  | 61.5935 | 1
| Zone | South of Lugo | 4 | Average Weekday | CAISO | 1-in-10 | 2022 | 11 |  |  |  | 65.1247 | 1
| Zone | South of Lugo | 4 | Average Weekday | CAISO | 1-in-10 | 2022 | 12 |  |  |  | 68.4544 | 1
| Zone | South of Lugo | 4 | Average Weekday | CAISO | 1-in-10 | 2022 | 13 |  |  |  | 70.7821 | 1
| Zone | South of Lugo | 4 | Average Weekday | CAISO | 1-in-10 | 2022 | 14 |  |  |  | 72.461 | 1
| Zone | South of Lugo | 4 | Average Weekday | CAISO | 1-in-10 | 2022 | 15 |  |  |  | 73.7676 | 1
| Zone | South of Lugo | 4 | Average Weekday | CAISO | 1-in-10 | 2022 | 16 |  |  |  | 74.4082 | 1
| Zone | South of Lugo | 4 | Average Weekday | CAISO | 1-in-10 | 2022 | 17 |  |  |  | 74.5491 | 1
| Zone | South of Lugo | 4 | Average Weekday | CAISO | 1-in-10 | 2022 | 18 |  |  |  | 73.8145 | 1
| Zone | South of Lugo | 4 | Average Weekday | CAISO | 1-in-10 | 2022 | 19 |  |  |  | 72.4343 | 1
| Zone | South of Lugo | 4 | Average Weekday | CAISO | 1-in-10 | 2022 | 20 |  |  |  | 70.1531 | 1
| Zone | South of Lugo | 4 | Average Weekday | CAISO | 1-in-10 | 2022 | 21 |  |  |  | 67.2656 | 1
| Zone | South of Lugo | 4 | Average Weekday | CAISO | 1-in-10 | 2022 | 22 |  |  |  | 65.1688 | 1
| Zone | South of Lugo | 4 | Average Weekday | CAISO | 1-in-10 | 2022 | 23 |  |  |  | 63.6692 | 1
| Zone | South of Lugo | 4 | Average Weekday | CAISO | 1-in-10 | 2022 | 24 |  |  |  | 62.3859 | 1
| Zone | South of Lugo | 4 | Monthly System Peak Day | CAISO | 1-in-10 | 2022 | 1 |  |  |  | 73.53 | 1
| Zone | South of Lugo | 4 | Monthly System Peak Day | CAISO | 1-in-10 | 2022 | 2 |  |  |  | 71.2246 | 1
| Zone | South of Lugo | 4 | Monthly System Peak Day | CAISO | 1-in-10 | 2022 | 3 |  |  |  | 69.5304 | 1
| Zone | South of Lugo | 4 | Monthly System Peak Day | CAISO | 1-in-10 | 2022 | 4 |  |  |  | 68.065 | 1
| Zone | South of Lugo | 4 | Monthly System Peak Day | CAISO | 1-in-10 | 2022 | 5 |  |  |  | 67.9058 | 1
| Zone | South of Lugo | 4 | Monthly System Peak Day | CAISO | 1-in-10 | 2022 | 6 |  |  |  | 68.3792 | 1
| Zone | South of Lugo | 4 | Monthly System Peak Day | CAISO | 1-in-10 | 2022 | 7 |  |  |  | 68.9758 | 1
| Zone | South of Lugo | 4 | Monthly System Peak Day | CAISO | 1-in-10 | 2022 | 8 |  |  |  | 69.4688 | 1
| Zone | South of Lugo | 4 | Monthly System Peak Day | CAISO | 1-in-10 | 2022 | 9 |  |  |  | 71.8479 | 1
| Zone | South of Lugo | 4 | Monthly System Peak Day | CAISO | 1-in-10 | 2022 | 10 |  |  |  | 75.5417 | 1
| Zone | South of Lugo | 4 | Monthly System Peak Day | CAISO | 1-in-10 | 2022 | 11 |  |  |  | 79.2292 | 1
| Zone | South of Lugo | 4 | Monthly System Peak Day | CAISO | 1-in-10 | 2022 | 12 |  |  |  | 83.0583 | 1
| Zone | South of Lugo | 4 | Monthly System Peak Day | CAISO | 1-in-10 | 2022 | 13 |  |  |  | 86.0375 | 1
| Zone | South of Lugo | 4 | Monthly System Peak Day | CAISO | 1-in-10 | 2022 | 14 |  |  |  | 87.9875 | 1
| Zone | South of Lugo | 4 | Monthly System Peak Day | CAISO | 1-in-10 | 2022 | 15 |  |  |  | 89.2875 | 1
| Zone | South of Lugo | 4 | Monthly System Peak Day | CAISO | 1-in-10 | 2022 | 16 |  |  |  | 90.6958 | 1
| Zone | South of Lugo | 4 | Monthly System Peak Day | CAISO | 1-in-10 | 2022 | 17 |  |  |  | 91.4333 | 1
| Zone | South of Lugo | 4 | Monthly System Peak Day | CAISO | 1-in-10 | 2022 | 18 |  |  |  | 91.6458 | 1
| Zone | South of Lugo | 4 | Monthly System Peak Day | CAISO | 1-in-10 | 2022 | 19 |  |  |  | 91.0833 | 1
| Zone | South of Lugo | 4 | Monthly System Peak Day | CAISO | 1-in-10 | 2022 | 20 |  |  |  | 89.3375 | 1
| Zone | South of Lugo | 4 | Monthly System Peak Day | CAISO | 1-in-10 | 2022 | 21 |  |  |  | 86.3208 | 1
| Zone | South of Lugo | 4 | Monthly System Peak Day | CAISO | 1-in-10 | 2022 | 22 |  |  |  | 83.8333 | 1
| Zone | South of Lugo | 4 | Monthly System Peak Day | CAISO | 1-in-10 | 2022 | 23 |  |  |  | 81.0917 | 1
| Zone | South of Lugo | 4 | Monthly System Peak Day | CAISO | 1-in-10 | 2022 | 24 |  |  |  | 78.1342 | 1
| Zone | South of Lugo | 5 | Average Weekday | CAISO | 1-in-10 | 2022 | 1 |  |  |  | 63.7261 | 1
| Zone | South of Lugo | 5 | Average Weekday | CAISO | 1-in-10 | 2022 | 2 |  |  |  | 62.7364 | 1
| Zone | South of Lugo | 5 | Average Weekday | CAISO | 1-in-10 | 2022 | 3 |  |  |  | 61.9172 | 1
| Zone | South of Lugo | 5 | Average Weekday | CAISO | 1-in-10 | 2022 | 4 |  |  |  | 61.2504 | 1
| Zone | South of Lugo | 5 | Average Weekday | CAISO | 1-in-10 | 2022 | 5 |  |  |  | 60.7132 | 1
| Zone | South of Lugo | 5 | Average Weekday | CAISO | 1-in-10 | 2022 | 6 |  |  |  | 60.3703 | 1
| Zone | South of Lugo | 5 | Average Weekday | CAISO | 1-in-10 | 2022 | 7 |  |  |  | 60.2288 | 1
| Zone | South of Lugo | 5 | Average Weekday | CAISO | 1-in-10 | 2022 | 8 |  |  |  | 60.9294 | 1
| Zone | South of Lugo | 5 | Average Weekday | CAISO | 1-in-10 | 2022 | 9 |  |  |  | 62.9482 | 1
| Zone | South of Lugo | 5 | Average Weekday | CAISO | 1-in-10 | 2022 | 10 |  |  |  | 65.7554 | 1
| Zone | South of Lugo | 5 | Average Weekday | CAISO | 1-in-10 | 2022 | 11 |  |  |  | 68.6938 | 1
| Zone | South of Lugo | 5 | Average Weekday | CAISO | 1-in-10 | 2022 | 12 |  |  |  | 71.3639 | 1
| Zone | South of Lugo | 5 | Average Weekday | CAISO | 1-in-10 | 2022 | 13 |  |  |  | 73.5492 | 1
| Zone | South of Lugo | 5 | Average Weekday | CAISO | 1-in-10 | 2022 | 14 |  |  |  | 75.3789 | 1
| Zone | South of Lugo | 5 | Average Weekday | CAISO | 1-in-10 | 2022 | 15 |  |  |  | 76.7811 | 1
| Zone | South of Lugo | 5 | Average Weekday | CAISO | 1-in-10 | 2022 | 16 |  |  |  | 77.6 | 1
| Zone | South of Lugo | 5 | Average Weekday | CAISO | 1-in-10 | 2022 | 17 |  |  |  | 77.8548 | 1
| Zone | South of Lugo | 5 | Average Weekday | CAISO | 1-in-10 | 2022 | 18 |  |  |  | 77.2107 | 1
| Zone | South of Lugo | 5 | Average Weekday | CAISO | 1-in-10 | 2022 | 19 |  |  |  | 75.8588 | 1
| Zone | South of Lugo | 5 | Average Weekday | CAISO | 1-in-10 | 2022 | 20 |  |  |  | 73.7457 | 1
| Zone | South of Lugo | 5 | Average Weekday | CAISO | 1-in-10 | 2022 | 21 |  |  |  | 70.633 | 1
| Zone | South of Lugo | 5 | Average Weekday | CAISO | 1-in-10 | 2022 | 22 |  |  |  | 67.8287 | 1
| Zone | South of Lugo | 5 | Average Weekday | CAISO | 1-in-10 | 2022 | 23 |  |  |  | 66.0136 | 1
| Zone | South of Lugo | 5 | Average Weekday | CAISO | 1-in-10 | 2022 | 24 |  |  |  | 64.7075 | 1
| Zone | South of Lugo | 5 | Monthly System Peak Day | CAISO | 1-in-10 | 2022 | 1 |  |  |  | 75.4321 | 1
| Zone | South of Lugo | 5 | Monthly System Peak Day | CAISO | 1-in-10 | 2022 | 2 |  |  |  | 73.9658 | 1
| Zone | South of Lugo | 5 | Monthly System Peak Day | CAISO | 1-in-10 | 2022 | 3 |  |  |  | 71.9892 | 1
| Zone | South of Lugo | 5 | Monthly System Peak Day | CAISO | 1-in-10 | 2022 | 4 |  |  |  | 70.9163 | 1
| Zone | South of Lugo | 5 | Monthly System Peak Day | CAISO | 1-in-10 | 2022 | 5 |  |  |  | 70.1583 | 1
| Zone | South of Lugo | 5 | Monthly System Peak Day | CAISO | 1-in-10 | 2022 | 6 |  |  |  | 68.9408 | 1
| Zone | South of Lugo | 5 | Monthly System Peak Day | CAISO | 1-in-10 | 2022 | 7 |  |  |  | 68.7504 | 1
| Zone | South of Lugo | 5 | Monthly System Peak Day | CAISO | 1-in-10 | 2022 | 8 |  |  |  | 69.4196 | 1
| Zone | South of Lugo | 5 | Monthly System Peak Day | CAISO | 1-in-10 | 2022 | 9 |  |  |  | 74.04 | 1
| Zone | South of Lugo | 5 | Monthly System Peak Day | CAISO | 1-in-10 | 2022 | 10 |  |  |  | 80.7083 | 1
| Zone | South of Lugo | 5 | Monthly System Peak Day | CAISO | 1-in-10 | 2022 | 11 |  |  |  | 86.8583 | 1
| Zone | South of Lugo | 5 | Monthly System Peak Day | CAISO | 1-in-10 | 2022 | 12 |  |  |  | 90.5875 | 1
| Zone | South of Lugo | 5 | Monthly System Peak Day | CAISO | 1-in-10 | 2022 | 13 |  |  |  | 93.1542 | 1
| Zone | South of Lugo | 5 | Monthly System Peak Day | CAISO | 1-in-10 | 2022 | 14 |  |  |  | 94.5167 | 1
| Zone | South of Lugo | 5 | Monthly System Peak Day | CAISO | 1-in-10 | 2022 | 15 |  |  |  | 96.05 | 1
| Zone | South of Lugo | 5 | Monthly System Peak Day | CAISO | 1-in-10 | 2022 | 16 |  |  |  | 96.5375 | 1
| Zone | South of Lugo | 5 | Monthly System Peak Day | CAISO | 1-in-10 | 2022 | 17 |  |  |  | 96.4417 | 1
| Zone | South of Lugo | 5 | Monthly System Peak Day | CAISO | 1-in-10 | 2022 | 18 |  |  |  | 95.3792 | 1
| Zone | South of Lugo | 5 | Monthly System Peak Day | CAISO | 1-in-10 | 2022 | 19 |  |  |  | 94.4625 | 1
| Zone | South of Lugo | 5 | Monthly System Peak Day | CAISO | 1-in-10 | 2022 | 20 |  |  |  | 91.6125 | 1
| Zone | South of Lugo | 5 | Monthly System Peak Day | CAISO | 1-in-10 | 2022 | 21 |  |  |  | 87.3083 | 1
| Zone | South of Lugo | 5 | Monthly System Peak Day | CAISO | 1-in-10 | 2022 | 22 |  |  |  | 83.1583 | 1
| Zone | South of Lugo | 5 | Monthly System Peak Day | CAISO | 1-in-10 | 2022 | 23 |  |  |  | 80.6958 | 1
| Zone | South of Lugo | 5 | Monthly System Peak Day | CAISO | 1-in-10 | 2022 | 24 |  |  |  | 78.2358 | 1
| Zone | South of Lugo | 6 | Average Weekday | CAISO | 1-in-10 | 2022 | 1 |  |  |  | 68.1974 | 1
| Zone | South of Lugo | 6 | Average Weekday | CAISO | 1-in-10 | 2022 | 2 |  |  |  | 67.4474 | 1
| Zone | South of Lugo | 6 | Average Weekday | CAISO | 1-in-10 | 2022 | 3 |  |  |  | 66.798 | 1
| Zone | South of Lugo | 6 | Average Weekday | CAISO | 1-in-10 | 2022 | 4 |  |  |  | 66.2248 | 1
| Zone | South of Lugo | 6 | Average Weekday | CAISO | 1-in-10 | 2022 | 5 |  |  |  | 65.7795 | 1
| Zone | South of Lugo | 6 | Average Weekday | CAISO | 1-in-10 | 2022 | 6 |  |  |  | 65.4266 | 1
| Zone | South of Lugo | 6 | Average Weekday | CAISO | 1-in-10 | 2022 | 7 |  |  |  | 65.2137 | 1
| Zone | South of Lugo | 6 | Average Weekday | CAISO | 1-in-10 | 2022 | 8 |  |  |  | 65.9904 | 1
| Zone | South of Lugo | 6 | Average Weekday | CAISO | 1-in-10 | 2022 | 9 |  |  |  | 67.8836 | 1
| Zone | South of Lugo | 6 | Average Weekday | CAISO | 1-in-10 | 2022 | 10 |  |  |  | 70.8703 | 1
| Zone | South of Lugo | 6 | Average Weekday | CAISO | 1-in-10 | 2022 | 11 |  |  |  | 74.0727 | 1
| Zone | South of Lugo | 6 | Average Weekday | CAISO | 1-in-10 | 2022 | 12 |  |  |  | 77.1926 | 1
| Zone | South of Lugo | 6 | Average Weekday | CAISO | 1-in-10 | 2022 | 13 |  |  |  | 79.5914 | 1
| Zone | South of Lugo | 6 | Average Weekday | CAISO | 1-in-10 | 2022 | 14 |  |  |  | 81.2857 | 1
| Zone | South of Lugo | 6 | Average Weekday | CAISO | 1-in-10 | 2022 | 15 |  |  |  | 82.4491 | 1
| Zone | South of Lugo | 6 | Average Weekday | CAISO | 1-in-10 | 2022 | 16 |  |  |  | 83.1785 | 1
| Zone | South of Lugo | 6 | Average Weekday | CAISO | 1-in-10 | 2022 | 17 |  |  |  | 83.0988 | 1
| Zone | South of Lugo | 6 | Average Weekday | CAISO | 1-in-10 | 2022 | 18 |  |  |  | 82.3115 | 1
| Zone | South of Lugo | 6 | Average Weekday | CAISO | 1-in-10 | 2022 | 19 |  |  |  | 80.9067 | 1
| Zone | South of Lugo | 6 | Average Weekday | CAISO | 1-in-10 | 2022 | 20 |  |  |  | 78.6574 | 1
| Zone | South of Lugo | 6 | Average Weekday | CAISO | 1-in-10 | 2022 | 21 |  |  |  | 75.6723 | 1
| Zone | South of Lugo | 6 | Average Weekday | CAISO | 1-in-10 | 2022 | 22 |  |  |  | 72.5495 | 1
| Zone | South of Lugo | 6 | Average Weekday | CAISO | 1-in-10 | 2022 | 23 |  |  |  | 70.5754 | 1
| Zone | South of Lugo | 6 | Average Weekday | CAISO | 1-in-10 | 2022 | 24 |  |  |  | 69.3238 | 1
| Zone | South of Lugo | 6 | Monthly System Peak Day | CAISO | 1-in-10 | 2022 | 1 |  |  |  | 76.1479 | 1
| Zone | South of Lugo | 6 | Monthly System Peak Day | CAISO | 1-in-10 | 2022 | 2 |  |  |  | 74.6371 | 1
| Zone | South of Lugo | 6 | Monthly System Peak Day | CAISO | 1-in-10 | 2022 | 3 |  |  |  | 73.4696 | 1
| Zone | South of Lugo | 6 | Monthly System Peak Day | CAISO | 1-in-10 | 2022 | 4 |  |  |  | 72.9638 | 1
| Zone | South of Lugo | 6 | Monthly System Peak Day | CAISO | 1-in-10 | 2022 | 5 |  |  |  | 71.9967 | 1
| Zone | South of Lugo | 6 | Monthly System Peak Day | CAISO | 1-in-10 | 2022 | 6 |  |  |  | 71.4208 | 1
| Zone | South of Lugo | 6 | Monthly System Peak Day | CAISO | 1-in-10 | 2022 | 7 |  |  |  | 70.8092 | 1
| Zone | South of Lugo | 6 | Monthly System Peak Day | CAISO | 1-in-10 | 2022 | 8 |  |  |  | 72.4 | 1
| Zone | South of Lugo | 6 | Monthly System Peak Day | CAISO | 1-in-10 | 2022 | 9 |  |  |  | 77.1679 | 1
| Zone | South of Lugo | 6 | Monthly System Peak Day | CAISO | 1-in-10 | 2022 | 10 |  |  |  | 83.4454 | 1
| Zone | South of Lugo | 6 | Monthly System Peak Day | CAISO | 1-in-10 | 2022 | 11 |  |  |  | 88.3342 | 1
| Zone | South of Lugo | 6 | Monthly System Peak Day | CAISO | 1-in-10 | 2022 | 12 |  |  |  | 92.0333 | 1
| Zone | South of Lugo | 6 | Monthly System Peak Day | CAISO | 1-in-10 | 2022 | 13 |  |  |  | 93.3167 | 1
| Zone | South of Lugo | 6 | Monthly System Peak Day | CAISO | 1-in-10 | 2022 | 14 |  |  |  | 94.8792 | 1
| Zone | South of Lugo | 6 | Monthly System Peak Day | CAISO | 1-in-10 | 2022 | 15 |  |  |  | 96.675 | 1
| Zone | South of Lugo | 6 | Monthly System Peak Day | CAISO | 1-in-10 | 2022 | 16 |  |  |  | 98.15 | 1
| Zone | South of Lugo | 6 | Monthly System Peak Day | CAISO | 1-in-10 | 2022 | 17 |  |  |  | 98.45 | 1
| Zone | South of Lugo | 6 | Monthly System Peak Day | CAISO | 1-in-10 | 2022 | 18 |  |  |  | 97.8292 | 1
| Zone | South of Lugo | 6 | Monthly System Peak Day | CAISO | 1-in-10 | 2022 | 19 |  |  |  | 95.9125 | 1
| Zone | South of Lugo | 6 | Monthly System Peak Day | CAISO | 1-in-10 | 2022 | 20 |  |  |  | 91.0208 | 1
| Zone | South of Lugo | 6 | Monthly System Peak Day | CAISO | 1-in-10 | 2022 | 21 |  |  |  | 87.25 | 1
| Zone | South of Lugo | 6 | Monthly System Peak Day | CAISO | 1-in-10 | 2022 | 22 |  |  |  | 83.8883 | 1
| Zone | South of Lugo | 6 | Monthly System Peak Day | CAISO | 1-in-10 | 2022 | 23 |  |  |  | 80.4692 | 1
| Zone | South of Lugo | 6 | Monthly System Peak Day | CAISO | 1-in-10 | 2022 | 24 |  |  |  | 77.9475 | 1
| Zone | South of Lugo | 7 | Average Weekday | CAISO | 1-in-10 | 2022 | 1 |  |  |  | 73.2748 | 1
| Zone | South of Lugo | 7 | Average Weekday | CAISO | 1-in-10 | 2022 | 2 |  |  |  | 72.448 | 1
| Zone | South of Lugo | 7 | Average Weekday | CAISO | 1-in-10 | 2022 | 3 |  |  |  | 71.6747 | 1
| Zone | South of Lugo | 7 | Average Weekday | CAISO | 1-in-10 | 2022 | 4 |  |  |  | 71.1028 | 1
| Zone | South of Lugo | 7 | Average Weekday | CAISO | 1-in-10 | 2022 | 5 |  |  |  | 70.6155 | 1
| Zone | South of Lugo | 7 | Average Weekday | CAISO | 1-in-10 | 2022 | 6 |  |  |  | 70.2457 | 1
| Zone | South of Lugo | 7 | Average Weekday | CAISO | 1-in-10 | 2022 | 7 |  |  |  | 70.057 | 1
| Zone | South of Lugo | 7 | Average Weekday | CAISO | 1-in-10 | 2022 | 8 |  |  |  | 70.6914 | 1
| Zone | South of Lugo | 7 | Average Weekday | CAISO | 1-in-10 | 2022 | 9 |  |  |  | 73.0913 | 1
| Zone | South of Lugo | 7 | Average Weekday | CAISO | 1-in-10 | 2022 | 10 |  |  |  | 76.3755 | 1
| Zone | South of Lugo | 7 | Average Weekday | CAISO | 1-in-10 | 2022 | 11 |  |  |  | 79.8781 | 1
| Zone | South of Lugo | 7 | Average Weekday | CAISO | 1-in-10 | 2022 | 12 |  |  |  | 83.1077 | 1
| Zone | South of Lugo | 7 | Average Weekday | CAISO | 1-in-10 | 2022 | 13 |  |  |  | 85.4249 | 1
| Zone | South of Lugo | 7 | Average Weekday | CAISO | 1-in-10 | 2022 | 14 |  |  |  | 87.0578 | 1
| Zone | South of Lugo | 7 | Average Weekday | CAISO | 1-in-10 | 2022 | 15 |  |  |  | 88.2055 | 1
| Zone | South of Lugo | 7 | Average Weekday | CAISO | 1-in-10 | 2022 | 16 |  |  |  | 88.8228 | 1
| Zone | South of Lugo | 7 | Average Weekday | CAISO | 1-in-10 | 2022 | 17 |  |  |  | 88.8724 | 1
| Zone | South of Lugo | 7 | Average Weekday | CAISO | 1-in-10 | 2022 | 18 |  |  |  | 88.0513 | 1
| Zone | South of Lugo | 7 | Average Weekday | CAISO | 1-in-10 | 2022 | 19 |  |  |  | 86.5336 | 1
| Zone | South of Lugo | 7 | Average Weekday | CAISO | 1-in-10 | 2022 | 20 |  |  |  | 84.1525 | 1
| Zone | South of Lugo | 7 | Average Weekday | CAISO | 1-in-10 | 2022 | 21 |  |  |  | 80.9126 | 1
| Zone | South of Lugo | 7 | Average Weekday | CAISO | 1-in-10 | 2022 | 22 |  |  |  | 77.7621 | 1
| Zone | South of Lugo | 7 | Average Weekday | CAISO | 1-in-10 | 2022 | 23 |  |  |  | 75.8771 | 1
| Zone | South of Lugo | 7 | Average Weekday | CAISO | 1-in-10 | 2022 | 24 |  |  |  | 74.689 | 1
| Zone | South of Lugo | 7 | Monthly System Peak Day | CAISO | 1-in-10 | 2022 | 1 |  |  |  | 78.0346 | 1
| Zone | South of Lugo | 7 | Monthly System Peak Day | CAISO | 1-in-10 | 2022 | 2 |  |  |  | 77.3 | 1
| Zone | South of Lugo | 7 | Monthly System Peak Day | CAISO | 1-in-10 | 2022 | 3 |  |  |  | 76.25 | 1
| Zone | South of Lugo | 7 | Monthly System Peak Day | CAISO | 1-in-10 | 2022 | 4 |  |  |  | 75.4923 | 1
| Zone | South of Lugo | 7 | Monthly System Peak Day | CAISO | 1-in-10 | 2022 | 5 |  |  |  | 74.9 | 1
| Zone | South of Lugo | 7 | Monthly System Peak Day | CAISO | 1-in-10 | 2022 | 6 |  |  |  | 74.5769 | 1
| Zone | South of Lugo | 7 | Monthly System Peak Day | CAISO | 1-in-10 | 2022 | 7 |  |  |  | 74.1154 | 1
| Zone | South of Lugo | 7 | Monthly System Peak Day | CAISO | 1-in-10 | 2022 | 8 |  |  |  | 74.5308 | 1
| Zone | South of Lugo | 7 | Monthly System Peak Day | CAISO | 1-in-10 | 2022 | 9 |  |  |  | 76.8808 | 1
| Zone | South of Lugo | 7 | Monthly System Peak Day | CAISO | 1-in-10 | 2022 | 10 |  |  |  | 80.3077 | 1
| Zone | South of Lugo | 7 | Monthly System Peak Day | CAISO | 1-in-10 | 2022 | 11 |  |  |  | 84.2154 | 1
| Zone | South of Lugo | 7 | Monthly System Peak Day | CAISO | 1-in-10 | 2022 | 12 |  |  |  | 87.6462 | 1
| Zone | South of Lugo | 7 | Monthly System Peak Day | CAISO | 1-in-10 | 2022 | 13 |  |  |  | 89.9615 | 1
| Zone | South of Lugo | 7 | Monthly System Peak Day | CAISO | 1-in-10 | 2022 | 14 |  |  |  | 91.9077 | 1
| Zone | South of Lugo | 7 | Monthly System Peak Day | CAISO | 1-in-10 | 2022 | 15 |  |  |  | 92.9538 | 1
| Zone | South of Lugo | 7 | Monthly System Peak Day | CAISO | 1-in-10 | 2022 | 16 |  |  |  | 93.35 | 1
| Zone | South of Lugo | 7 | Monthly System Peak Day | CAISO | 1-in-10 | 2022 | 17 |  |  |  | 92.4077 | 1
| Zone | South of Lugo | 7 | Monthly System Peak Day | CAISO | 1-in-10 | 2022 | 18 |  |  |  | 91.8615 | 1
| Zone | South of Lugo | 7 | Monthly System Peak Day | CAISO | 1-in-10 | 2022 | 19 |  |  |  | 90.0769 | 1
| Zone | South of Lugo | 7 | Monthly System Peak Day | CAISO | 1-in-10 | 2022 | 20 |  |  |  | 87.4385 | 1
| Zone | South of Lugo | 7 | Monthly System Peak Day | CAISO | 1-in-10 | 2022 | 21 |  |  |  | 84.0692 | 1
| Zone | South of Lugo | 7 | Monthly System Peak Day | CAISO | 1-in-10 | 2022 | 22 |  |  |  | 80.6692 | 1
| Zone | South of Lugo | 7 | Monthly System Peak Day | CAISO | 1-in-10 | 2022 | 23 |  |  |  | 79.05 | 1
| Zone | South of Lugo | 7 | Monthly System Peak Day | CAISO | 1-in-10 | 2022 | 24 |  |  |  | 78.0808 | 1
| Zone | South of Lugo | 8 | Average Weekday | CAISO | 1-in-10 | 2022 | 1 |  |  |  | 72.7156 | 1
| Zone | South of Lugo | 8 | Average Weekday | CAISO | 1-in-10 | 2022 | 2 |  |  |  | 71.9812 | 1
| Zone | South of Lugo | 8 | Average Weekday | CAISO | 1-in-10 | 2022 | 3 |  |  |  | 71.3497 | 1
| Zone | South of Lugo | 8 | Average Weekday | CAISO | 1-in-10 | 2022 | 4 |  |  |  | 70.8494 | 1
| Zone | South of Lugo | 8 | Average Weekday | CAISO | 1-in-10 | 2022 | 5 |  |  |  | 70.3368 | 1
| Zone | South of Lugo | 8 | Average Weekday | CAISO | 1-in-10 | 2022 | 6 |  |  |  | 70.0051 | 1
| Zone | South of Lugo | 8 | Average Weekday | CAISO | 1-in-10 | 2022 | 7 |  |  |  | 69.7096 | 1
| Zone | South of Lugo | 8 | Average Weekday | CAISO | 1-in-10 | 2022 | 8 |  |  |  | 69.8221 | 1
| Zone | South of Lugo | 8 | Average Weekday | CAISO | 1-in-10 | 2022 | 9 |  |  |  | 71.455 | 1
| Zone | South of Lugo | 8 | Average Weekday | CAISO | 1-in-10 | 2022 | 10 |  |  |  | 74.2379 | 1
| Zone | South of Lugo | 8 | Average Weekday | CAISO | 1-in-10 | 2022 | 11 |  |  |  | 77.4461 | 1
| Zone | South of Lugo | 8 | Average Weekday | CAISO | 1-in-10 | 2022 | 12 |  |  |  | 80.5549 | 1
| Zone | South of Lugo | 8 | Average Weekday | CAISO | 1-in-10 | 2022 | 13 |  |  |  | 83.149 | 1
| Zone | South of Lugo | 8 | Average Weekday | CAISO | 1-in-10 | 2022 | 14 |  |  |  | 85.1378 | 1
| Zone | South of Lugo | 8 | Average Weekday | CAISO | 1-in-10 | 2022 | 15 |  |  |  | 86.6323 | 1
| Zone | South of Lugo | 8 | Average Weekday | CAISO | 1-in-10 | 2022 | 16 |  |  |  | 87.3098 | 1
| Zone | South of Lugo | 8 | Average Weekday | CAISO | 1-in-10 | 2022 | 17 |  |  |  | 87.3765 | 1
| Zone | South of Lugo | 8 | Average Weekday | CAISO | 1-in-10 | 2022 | 18 |  |  |  | 86.429 | 1
| Zone | South of Lugo | 8 | Average Weekday | CAISO | 1-in-10 | 2022 | 19 |  |  |  | 84.8218 | 1
| Zone | South of Lugo | 8 | Average Weekday | CAISO | 1-in-10 | 2022 | 20 |  |  |  | 82.4445 | 1
| Zone | South of Lugo | 8 | Average Weekday | CAISO | 1-in-10 | 2022 | 21 |  |  |  | 79.065 | 1
| Zone | South of Lugo | 8 | Average Weekday | CAISO | 1-in-10 | 2022 | 22 |  |  |  | 76.5069 | 1
| Zone | South of Lugo | 8 | Average Weekday | CAISO | 1-in-10 | 2022 | 23 |  |  |  | 74.9988 | 1
| Zone | South of Lugo | 8 | Average Weekday | CAISO | 1-in-10 | 2022 | 24 |  |  |  | 73.8875 | 1
| Zone | South of Lugo | 8 | Monthly System Peak Day | CAISO | 1-in-10 | 2022 | 1 |  |  |  | 76.5865 | 1
| Zone | South of Lugo | 8 | Monthly System Peak Day | CAISO | 1-in-10 | 2022 | 2 |  |  |  | 75.6031 | 1
| Zone | South of Lugo | 8 | Monthly System Peak Day | CAISO | 1-in-10 | 2022 | 3 |  |  |  | 74.8508 | 1
| Zone | South of Lugo | 8 | Monthly System Peak Day | CAISO | 1-in-10 | 2022 | 4 |  |  |  | 74.2304 | 1
| Zone | South of Lugo | 8 | Monthly System Peak Day | CAISO | 1-in-10 | 2022 | 5 |  |  |  | 73.545 | 1
| Zone | South of Lugo | 8 | Monthly System Peak Day | CAISO | 1-in-10 | 2022 | 6 |  |  |  | 72.9512 | 1
| Zone | South of Lugo | 8 | Monthly System Peak Day | CAISO | 1-in-10 | 2022 | 7 |  |  |  | 72.6527 | 1
| Zone | South of Lugo | 8 | Monthly System Peak Day | CAISO | 1-in-10 | 2022 | 8 |  |  |  | 72.635 | 1
| Zone | South of Lugo | 8 | Monthly System Peak Day | CAISO | 1-in-10 | 2022 | 9 |  |  |  | 74.9908 | 1
| Zone | South of Lugo | 8 | Monthly System Peak Day | CAISO | 1-in-10 | 2022 | 10 |  |  |  | 79.5742 | 1
| Zone | South of Lugo | 8 | Monthly System Peak Day | CAISO | 1-in-10 | 2022 | 11 |  |  |  | 84.6231 | 1
| Zone | South of Lugo | 8 | Monthly System Peak Day | CAISO | 1-in-10 | 2022 | 12 |  |  |  | 89.3115 | 1
| Zone | South of Lugo | 8 | Monthly System Peak Day | CAISO | 1-in-10 | 2022 | 13 |  |  |  | 92.7423 | 1
| Zone | South of Lugo | 8 | Monthly System Peak Day | CAISO | 1-in-10 | 2022 | 14 |  |  |  | 95.65 | 1
| Zone | South of Lugo | 8 | Monthly System Peak Day | CAISO | 1-in-10 | 2022 | 15 |  |  |  | 96.65 | 1
| Zone | South of Lugo | 8 | Monthly System Peak Day | CAISO | 1-in-10 | 2022 | 16 |  |  |  | 96.5692 | 1
| Zone | South of Lugo | 8 | Monthly System Peak Day | CAISO | 1-in-10 | 2022 | 17 |  |  |  | 95.9769 | 1
| Zone | South of Lugo | 8 | Monthly System Peak Day | CAISO | 1-in-10 | 2022 | 18 |  |  |  | 95.2 | 1
| Zone | South of Lugo | 8 | Monthly System Peak Day | CAISO | 1-in-10 | 2022 | 19 |  |  |  | 93.7462 | 1
| Zone | South of Lugo | 8 | Monthly System Peak Day | CAISO | 1-in-10 | 2022 | 20 |  |  |  | 91.3885 | 1
| Zone | South of Lugo | 8 | Monthly System Peak Day | CAISO | 1-in-10 | 2022 | 21 |  |  |  | 87.0077 | 1
| Zone | South of Lugo | 8 | Monthly System Peak Day | CAISO | 1-in-10 | 2022 | 22 |  |  |  | 83.5154 | 1
| Zone | South of Lugo | 8 | Monthly System Peak Day | CAISO | 1-in-10 | 2022 | 23 |  |  |  | 81.9577 | 1
| Zone | South of Lugo | 8 | Monthly System Peak Day | CAISO | 1-in-10 | 2022 | 24 |  |  |  | 80.7146 | 1
| Zone | South of Lugo | 8 | Typical Event Day | CAISO | 1-in-10 | 2022 | 1 |  |  |  | 77.6788 | 1
| Zone | South of Lugo | 8 | Typical Event Day | CAISO | 1-in-10 | 2022 | 2 |  |  |  | 76.6273 | 1
| Zone | South of Lugo | 8 | Typical Event Day | CAISO | 1-in-10 | 2022 | 3 |  |  |  | 75.6454 | 1
| Zone | South of Lugo | 8 | Typical Event Day | CAISO | 1-in-10 | 2022 | 4 |  |  |  | 75.2181 | 1
| Zone | South of Lugo | 8 | Typical Event Day | CAISO | 1-in-10 | 2022 | 5 |  |  |  | 74.5275 | 1
| Zone | South of Lugo | 8 | Typical Event Day | CAISO | 1-in-10 | 2022 | 6 |  |  |  | 74.1489 | 1
| Zone | South of Lugo | 8 | Typical Event Day | CAISO | 1-in-10 | 2022 | 7 |  |  |  | 73.7937 | 1
| Zone | South of Lugo | 8 | Typical Event Day | CAISO | 1-in-10 | 2022 | 8 |  |  |  | 74.4358 | 1
| Zone | South of Lugo | 8 | Typical Event Day | CAISO | 1-in-10 | 2022 | 9 |  |  |  | 77.1125 | 1
| Zone | South of Lugo | 8 | Typical Event Day | CAISO | 1-in-10 | 2022 | 10 |  |  |  | 81.5061 | 1
| Zone | South of Lugo | 8 | Typical Event Day | CAISO | 1-in-10 | 2022 | 11 |  |  |  | 86.2935 | 1
| Zone | South of Lugo | 8 | Typical Event Day | CAISO | 1-in-10 | 2022 | 12 |  |  |  | 90.2077 | 1
| Zone | South of Lugo | 8 | Typical Event Day | CAISO | 1-in-10 | 2022 | 13 |  |  |  | 92.7231 | 1
| Zone | South of Lugo | 8 | Typical Event Day | CAISO | 1-in-10 | 2022 | 14 |  |  |  | 94.8365 | 1
| Zone | South of Lugo | 8 | Typical Event Day | CAISO | 1-in-10 | 2022 | 15 |  |  |  | 96.0702 | 1
| Zone | South of Lugo | 8 | Typical Event Day | CAISO | 1-in-10 | 2022 | 16 |  |  |  | 96.351 | 1
| Zone | South of Lugo | 8 | Typical Event Day | CAISO | 1-in-10 | 2022 | 17 |  |  |  | 96.1567 | 1
| Zone | South of Lugo | 8 | Typical Event Day | CAISO | 1-in-10 | 2022 | 18 |  |  |  | 95.3356 | 1
| Zone | South of Lugo | 8 | Typical Event Day | CAISO | 1-in-10 | 2022 | 19 |  |  |  | 93.6337 | 1
| Zone | South of Lugo | 8 | Typical Event Day | CAISO | 1-in-10 | 2022 | 20 |  |  |  | 90.574 | 1
| Zone | South of Lugo | 8 | Typical Event Day | CAISO | 1-in-10 | 2022 | 21 |  |  |  | 86.8538 | 1
| Zone | South of Lugo | 8 | Typical Event Day | CAISO | 1-in-10 | 2022 | 22 |  |  |  | 83.9704 | 1
| Zone | South of Lugo | 8 | Typical Event Day | CAISO | 1-in-10 | 2022 | 23 |  |  |  | 82.0871 | 1
| Zone | South of Lugo | 8 | Typical Event Day | CAISO | 1-in-10 | 2022 | 24 |  |  |  | 80.4009 | 1
| Zone | South of Lugo | 9 | Average Weekday | CAISO | 1-in-10 | 2022 | 1 |  |  |  | 73.2512 | 1
| Zone | South of Lugo | 9 | Average Weekday | CAISO | 1-in-10 | 2022 | 2 |  |  |  | 72.3685 | 1
| Zone | South of Lugo | 9 | Average Weekday | CAISO | 1-in-10 | 2022 | 3 |  |  |  | 71.6295 | 1
| Zone | South of Lugo | 9 | Average Weekday | CAISO | 1-in-10 | 2022 | 4 |  |  |  | 70.9846 | 1
| Zone | South of Lugo | 9 | Average Weekday | CAISO | 1-in-10 | 2022 | 5 |  |  |  | 70.4271 | 1
| Zone | South of Lugo | 9 | Average Weekday | CAISO | 1-in-10 | 2022 | 6 |  |  |  | 69.9244 | 1
| Zone | South of Lugo | 9 | Average Weekday | CAISO | 1-in-10 | 2022 | 7 |  |  |  | 69.5541 | 1
| Zone | South of Lugo | 9 | Average Weekday | CAISO | 1-in-10 | 2022 | 8 |  |  |  | 69.361 | 1
| Zone | South of Lugo | 9 | Average Weekday | CAISO | 1-in-10 | 2022 | 9 |  |  |  | 70.7113 | 1
| Zone | South of Lugo | 9 | Average Weekday | CAISO | 1-in-10 | 2022 | 10 |  |  |  | 73.6147 | 1
| Zone | South of Lugo | 9 | Average Weekday | CAISO | 1-in-10 | 2022 | 11 |  |  |  | 77.1101 | 1
| Zone | South of Lugo | 9 | Average Weekday | CAISO | 1-in-10 | 2022 | 12 |  |  |  | 80.43 | 1
| Zone | South of Lugo | 9 | Average Weekday | CAISO | 1-in-10 | 2022 | 13 |  |  |  | 83.0984 | 1
| Zone | South of Lugo | 9 | Average Weekday | CAISO | 1-in-10 | 2022 | 14 |  |  |  | 84.9046 | 1
| Zone | South of Lugo | 9 | Average Weekday | CAISO | 1-in-10 | 2022 | 15 |  |  |  | 86.2075 | 1
| Zone | South of Lugo | 9 | Average Weekday | CAISO | 1-in-10 | 2022 | 16 |  |  |  | 86.7527 | 1
| Zone | South of Lugo | 9 | Average Weekday | CAISO | 1-in-10 | 2022 | 17 |  |  |  | 86.7156 | 1
| Zone | South of Lugo | 9 | Average Weekday | CAISO | 1-in-10 | 2022 | 18 |  |  |  | 85.846 | 1
| Zone | South of Lugo | 9 | Average Weekday | CAISO | 1-in-10 | 2022 | 19 |  |  |  | 84.0648 | 1
| Zone | South of Lugo | 9 | Average Weekday | CAISO | 1-in-10 | 2022 | 20 |  |  |  | 81.1436 | 1
| Zone | South of Lugo | 9 | Average Weekday | CAISO | 1-in-10 | 2022 | 21 |  |  |  | 78.0516 | 1
| Zone | South of Lugo | 9 | Average Weekday | CAISO | 1-in-10 | 2022 | 22 |  |  |  | 76.2339 | 1
| Zone | South of Lugo | 9 | Average Weekday | CAISO | 1-in-10 | 2022 | 23 |  |  |  | 74.88 | 1
| Zone | South of Lugo | 9 | Average Weekday | CAISO | 1-in-10 | 2022 | 24 |  |  |  | 73.7799 | 1
| Zone | South of Lugo | 9 | Monthly System Peak Day | CAISO | 1-in-10 | 2022 | 1 |  |  |  | 80.4154 | 1
| Zone | South of Lugo | 9 | Monthly System Peak Day | CAISO | 1-in-10 | 2022 | 2 |  |  |  | 79.4231 | 1
| Zone | South of Lugo | 9 | Monthly System Peak Day | CAISO | 1-in-10 | 2022 | 3 |  |  |  | 78.4577 | 1
| Zone | South of Lugo | 9 | Monthly System Peak Day | CAISO | 1-in-10 | 2022 | 4 |  |  |  | 78.5885 | 1
| Zone | South of Lugo | 9 | Monthly System Peak Day | CAISO | 1-in-10 | 2022 | 5 |  |  |  | 78.0654 | 1
| Zone | South of Lugo | 9 | Monthly System Peak Day | CAISO | 1-in-10 | 2022 | 6 |  |  |  | 78.0231 | 1
| Zone | South of Lugo | 9 | Monthly System Peak Day | CAISO | 1-in-10 | 2022 | 7 |  |  |  | 77.9923 | 1
| Zone | South of Lugo | 9 | Monthly System Peak Day | CAISO | 1-in-10 | 2022 | 8 |  |  |  | 78.6615 | 1
| Zone | South of Lugo | 9 | Monthly System Peak Day | CAISO | 1-in-10 | 2022 | 9 |  |  |  | 80.0038 | 1
| Zone | South of Lugo | 9 | Monthly System Peak Day | CAISO | 1-in-10 | 2022 | 10 |  |  |  | 83.3539 | 1
| Zone | South of Lugo | 9 | Monthly System Peak Day | CAISO | 1-in-10 | 2022 | 11 |  |  |  | 88.6538 | 1
| Zone | South of Lugo | 9 | Monthly System Peak Day | CAISO | 1-in-10 | 2022 | 12 |  |  |  | 92.4654 | 1
| Zone | South of Lugo | 9 | Monthly System Peak Day | CAISO | 1-in-10 | 2022 | 13 |  |  |  | 95.6692 | 1
| Zone | South of Lugo | 9 | Monthly System Peak Day | CAISO | 1-in-10 | 2022 | 14 |  |  |  | 97.75 | 1
| Zone | South of Lugo | 9 | Monthly System Peak Day | CAISO | 1-in-10 | 2022 | 15 |  |  |  | 98.8462 | 1
| Zone | South of Lugo | 9 | Monthly System Peak Day | CAISO | 1-in-10 | 2022 | 16 |  |  |  | 98.1269 | 1
| Zone | South of Lugo | 9 | Monthly System Peak Day | CAISO | 1-in-10 | 2022 | 17 |  |  |  | 98.4923 | 1
| Zone | South of Lugo | 9 | Monthly System Peak Day | CAISO | 1-in-10 | 2022 | 18 |  |  |  | 97.0962 | 1
| Zone | South of Lugo | 9 | Monthly System Peak Day | CAISO | 1-in-10 | 2022 | 19 |  |  |  | 95.35 | 1
| Zone | South of Lugo | 9 | Monthly System Peak Day | CAISO | 1-in-10 | 2022 | 20 |  |  |  | 93.2 | 1
| Zone | South of Lugo | 9 | Monthly System Peak Day | CAISO | 1-in-10 | 2022 | 21 |  |  |  | 89.9038 | 1
| Zone | South of Lugo | 9 | Monthly System Peak Day | CAISO | 1-in-10 | 2022 | 22 |  |  |  | 88.5577 | 1
| Zone | South of Lugo | 9 | Monthly System Peak Day | CAISO | 1-in-10 | 2022 | 23 |  |  |  | 87.4885 | 1
| Zone | South of Lugo | 9 | Monthly System Peak Day | CAISO | 1-in-10 | 2022 | 24 |  |  |  | 85.3615 | 1
| Zone | South of Lugo | 10 | Average Weekday | CAISO | 1-in-10 | 2022 | 1 |  |  |  | 69.762 | 1
| Zone | South of Lugo | 10 | Average Weekday | CAISO | 1-in-10 | 2022 | 2 |  |  |  | 68.8745 | 1
| Zone | South of Lugo | 10 | Average Weekday | CAISO | 1-in-10 | 2022 | 3 |  |  |  | 68.1604 | 1
| Zone | South of Lugo | 10 | Average Weekday | CAISO | 1-in-10 | 2022 | 4 |  |  |  | 67.4921 | 1
| Zone | South of Lugo | 10 | Average Weekday | CAISO | 1-in-10 | 2022 | 5 |  |  |  | 66.8849 | 1
| Zone | South of Lugo | 10 | Average Weekday | CAISO | 1-in-10 | 2022 | 6 |  |  |  | 66.4737 | 1
| Zone | South of Lugo | 10 | Average Weekday | CAISO | 1-in-10 | 2022 | 7 |  |  |  | 66.0452 | 1
| Zone | South of Lugo | 10 | Average Weekday | CAISO | 1-in-10 | 2022 | 8 |  |  |  | 65.7944 | 1
| Zone | South of Lugo | 10 | Average Weekday | CAISO | 1-in-10 | 2022 | 9 |  |  |  | 66.4184 | 1
| Zone | South of Lugo | 10 | Average Weekday | CAISO | 1-in-10 | 2022 | 10 |  |  |  | 69.4546 | 1
| Zone | South of Lugo | 10 | Average Weekday | CAISO | 1-in-10 | 2022 | 11 |  |  |  | 73.0169 | 1
| Zone | South of Lugo | 10 | Average Weekday | CAISO | 1-in-10 | 2022 | 12 |  |  |  | 76.5501 | 1
| Zone | South of Lugo | 10 | Average Weekday | CAISO | 1-in-10 | 2022 | 13 |  |  |  | 79.3305 | 1
| Zone | South of Lugo | 10 | Average Weekday | CAISO | 1-in-10 | 2022 | 14 |  |  |  | 81.3196 | 1
| Zone | South of Lugo | 10 | Average Weekday | CAISO | 1-in-10 | 2022 | 15 |  |  |  | 82.45 | 1
| Zone | South of Lugo | 10 | Average Weekday | CAISO | 1-in-10 | 2022 | 16 |  |  |  | 82.92 | 1
| Zone | South of Lugo | 10 | Average Weekday | CAISO | 1-in-10 | 2022 | 17 |  |  |  | 82.7609 | 1
| Zone | South of Lugo | 10 | Average Weekday | CAISO | 1-in-10 | 2022 | 18 |  |  |  | 82.0538 | 1
| Zone | South of Lugo | 10 | Average Weekday | CAISO | 1-in-10 | 2022 | 19 |  |  |  | 80.0614 | 1
| Zone | South of Lugo | 10 | Average Weekday | CAISO | 1-in-10 | 2022 | 20 |  |  |  | 76.8669 | 1
| Zone | South of Lugo | 10 | Average Weekday | CAISO | 1-in-10 | 2022 | 21 |  |  |  | 74.5837 | 1
| Zone | South of Lugo | 10 | Average Weekday | CAISO | 1-in-10 | 2022 | 22 |  |  |  | 73.102 | 1
| Zone | South of Lugo | 10 | Average Weekday | CAISO | 1-in-10 | 2022 | 23 |  |  |  | 71.9026 | 1
| Zone | South of Lugo | 10 | Average Weekday | CAISO | 1-in-10 | 2022 | 24 |  |  |  | 70.842 | 1
| Zone | South of Lugo | 10 | Monthly System Peak Day | CAISO | 1-in-10 | 2022 | 1 |  |  |  | 78.9042 | 1
| Zone | South of Lugo | 10 | Monthly System Peak Day | CAISO | 1-in-10 | 2022 | 2 |  |  |  | 78.3579 | 1
| Zone | South of Lugo | 10 | Monthly System Peak Day | CAISO | 1-in-10 | 2022 | 3 |  |  |  | 77.6125 | 1
| Zone | South of Lugo | 10 | Monthly System Peak Day | CAISO | 1-in-10 | 2022 | 4 |  |  |  | 76.5121 | 1
| Zone | South of Lugo | 10 | Monthly System Peak Day | CAISO | 1-in-10 | 2022 | 5 |  |  |  | 76.4137 | 1
| Zone | South of Lugo | 10 | Monthly System Peak Day | CAISO | 1-in-10 | 2022 | 6 |  |  |  | 75.9492 | 1
| Zone | South of Lugo | 10 | Monthly System Peak Day | CAISO | 1-in-10 | 2022 | 7 |  |  |  | 75.1142 | 1
| Zone | South of Lugo | 10 | Monthly System Peak Day | CAISO | 1-in-10 | 2022 | 8 |  |  |  | 74.7821 | 1
| Zone | South of Lugo | 10 | Monthly System Peak Day | CAISO | 1-in-10 | 2022 | 9 |  |  |  | 75.8142 | 1
| Zone | South of Lugo | 10 | Monthly System Peak Day | CAISO | 1-in-10 | 2022 | 10 |  |  |  | 79.1917 | 1
| Zone | South of Lugo | 10 | Monthly System Peak Day | CAISO | 1-in-10 | 2022 | 11 |  |  |  | 83.05 | 1
| Zone | South of Lugo | 10 | Monthly System Peak Day | CAISO | 1-in-10 | 2022 | 12 |  |  |  | 86.3667 | 1
| Zone | South of Lugo | 10 | Monthly System Peak Day | CAISO | 1-in-10 | 2022 | 13 |  |  |  | 88.6333 | 1
| Zone | South of Lugo | 10 | Monthly System Peak Day | CAISO | 1-in-10 | 2022 | 14 |  |  |  | 90.0042 | 1
| Zone | South of Lugo | 10 | Monthly System Peak Day | CAISO | 1-in-10 | 2022 | 15 |  |  |  | 90.7042 | 1
| Zone | South of Lugo | 10 | Monthly System Peak Day | CAISO | 1-in-10 | 2022 | 16 |  |  |  | 91.5292 | 1
| Zone | South of Lugo | 10 | Monthly System Peak Day | CAISO | 1-in-10 | 2022 | 17 |  |  |  | 90.9167 | 1
| Zone | South of Lugo | 10 | Monthly System Peak Day | CAISO | 1-in-10 | 2022 | 18 |  |  |  | 89.5 | 1
| Zone | South of Lugo | 10 | Monthly System Peak Day | CAISO | 1-in-10 | 2022 | 19 |  |  |  | 85.9708 | 1
| Zone | South of Lugo | 10 | Monthly System Peak Day | CAISO | 1-in-10 | 2022 | 20 |  |  |  | 82.3375 | 1
| Zone | South of Lugo | 10 | Monthly System Peak Day | CAISO | 1-in-10 | 2022 | 21 |  |  |  | 79.3125 | 1
| Zone | South of Lugo | 10 | Monthly System Peak Day | CAISO | 1-in-10 | 2022 | 22 |  |  |  | 77.4458 | 1
| Zone | South of Lugo | 10 | Monthly System Peak Day | CAISO | 1-in-10 | 2022 | 23 |  |  |  | 76.4558 | 1
| Zone | South of Lugo | 10 | Monthly System Peak Day | CAISO | 1-in-10 | 2022 | 24 |  |  |  | 75.52 | 1
| Zone | South of Lugo | 11 | Average Weekday | CAISO | 1-in-10 | 2022 | 1 |  |  |  | 58.4899 | 1
| Zone | South of Lugo | 11 | Average Weekday | CAISO | 1-in-10 | 2022 | 2 |  |  |  | 57.4303 | 1
| Zone | South of Lugo | 11 | Average Weekday | CAISO | 1-in-10 | 2022 | 3 |  |  |  | 56.5965 | 1
| Zone | South of Lugo | 11 | Average Weekday | CAISO | 1-in-10 | 2022 | 4 |  |  |  | 55.7784 | 1
| Zone | South of Lugo | 11 | Average Weekday | CAISO | 1-in-10 | 2022 | 5 |  |  |  | 55.1225 | 1
| Zone | South of Lugo | 11 | Average Weekday | CAISO | 1-in-10 | 2022 | 6 |  |  |  | 54.5133 | 1
| Zone | South of Lugo | 11 | Average Weekday | CAISO | 1-in-10 | 2022 | 7 |  |  |  | 54.2276 | 1
| Zone | South of Lugo | 11 | Average Weekday | CAISO | 1-in-10 | 2022 | 8 |  |  |  | 54.2096 | 1
| Zone | South of Lugo | 11 | Average Weekday | CAISO | 1-in-10 | 2022 | 9 |  |  |  | 56.0514 | 1
| Zone | South of Lugo | 11 | Average Weekday | CAISO | 1-in-10 | 2022 | 10 |  |  |  | 60.0331 | 1
| Zone | South of Lugo | 11 | Average Weekday | CAISO | 1-in-10 | 2022 | 11 |  |  |  | 64.3807 | 1
| Zone | South of Lugo | 11 | Average Weekday | CAISO | 1-in-10 | 2022 | 12 |  |  |  | 67.9142 | 1
| Zone | South of Lugo | 11 | Average Weekday | CAISO | 1-in-10 | 2022 | 13 |  |  |  | 70.4422 | 1
| Zone | South of Lugo | 11 | Average Weekday | CAISO | 1-in-10 | 2022 | 14 |  |  |  | 72.0209 | 1
| Zone | South of Lugo | 11 | Average Weekday | CAISO | 1-in-10 | 2022 | 15 |  |  |  | 72.7246 | 1
| Zone | South of Lugo | 11 | Average Weekday | CAISO | 1-in-10 | 2022 | 16 |  |  |  | 72.8761 | 1
| Zone | South of Lugo | 11 | Average Weekday | CAISO | 1-in-10 | 2022 | 17 |  |  |  | 72.1405 | 1
| Zone | South of Lugo | 11 | Average Weekday | CAISO | 1-in-10 | 2022 | 18 |  |  |  | 70.1961 | 1
| Zone | South of Lugo | 11 | Average Weekday | CAISO | 1-in-10 | 2022 | 19 |  |  |  | 67.6438 | 1
| Zone | South of Lugo | 11 | Average Weekday | CAISO | 1-in-10 | 2022 | 20 |  |  |  | 65.549 | 1
| Zone | South of Lugo | 11 | Average Weekday | CAISO | 1-in-10 | 2022 | 21 |  |  |  | 63.8706 | 1
| Zone | South of Lugo | 11 | Average Weekday | CAISO | 1-in-10 | 2022 | 22 |  |  |  | 62.2114 | 1
| Zone | South of Lugo | 11 | Average Weekday | CAISO | 1-in-10 | 2022 | 23 |  |  |  | 60.8032 | 1
| Zone | South of Lugo | 11 | Average Weekday | CAISO | 1-in-10 | 2022 | 24 |  |  |  | 59.5623 | 1
| Zone | South of Lugo | 11 | Monthly System Peak Day | CAISO | 1-in-10 | 2022 | 1 |  |  |  | 72.1583 | 1
| Zone | South of Lugo | 11 | Monthly System Peak Day | CAISO | 1-in-10 | 2022 | 2 |  |  |  | 70.2483 | 1
| Zone | South of Lugo | 11 | Monthly System Peak Day | CAISO | 1-in-10 | 2022 | 3 |  |  |  | 69.6879 | 1
| Zone | South of Lugo | 11 | Monthly System Peak Day | CAISO | 1-in-10 | 2022 | 4 |  |  |  | 68.1242 | 1
| Zone | South of Lugo | 11 | Monthly System Peak Day | CAISO | 1-in-10 | 2022 | 5 |  |  |  | 67.2212 | 1
| Zone | South of Lugo | 11 | Monthly System Peak Day | CAISO | 1-in-10 | 2022 | 6 |  |  |  | 66.5896 | 1
| Zone | South of Lugo | 11 | Monthly System Peak Day | CAISO | 1-in-10 | 2022 | 7 |  |  |  | 66.7892 | 1
| Zone | South of Lugo | 11 | Monthly System Peak Day | CAISO | 1-in-10 | 2022 | 8 |  |  |  | 67.9879 | 1
| Zone | South of Lugo | 11 | Monthly System Peak Day | CAISO | 1-in-10 | 2022 | 9 |  |  |  | 69.6179 | 1
| Zone | South of Lugo | 11 | Monthly System Peak Day | CAISO | 1-in-10 | 2022 | 10 |  |  |  | 73.6738 | 1
| Zone | South of Lugo | 11 | Monthly System Peak Day | CAISO | 1-in-10 | 2022 | 11 |  |  |  | 80.8958 | 1
| Zone | South of Lugo | 11 | Monthly System Peak Day | CAISO | 1-in-10 | 2022 | 12 |  |  |  | 87.0333 | 1
| Zone | South of Lugo | 11 | Monthly System Peak Day | CAISO | 1-in-10 | 2022 | 13 |  |  |  | 90.2167 | 1
| Zone | South of Lugo | 11 | Monthly System Peak Day | CAISO | 1-in-10 | 2022 | 14 |  |  |  | 91.8417 | 1
| Zone | South of Lugo | 11 | Monthly System Peak Day | CAISO | 1-in-10 | 2022 | 15 |  |  |  | 92.325 | 1
| Zone | South of Lugo | 11 | Monthly System Peak Day | CAISO | 1-in-10 | 2022 | 16 |  |  |  | 92.3417 | 1
| Zone | South of Lugo | 11 | Monthly System Peak Day | CAISO | 1-in-10 | 2022 | 17 |  |  |  | 91.4417 | 1
| Zone | South of Lugo | 11 | Monthly System Peak Day | CAISO | 1-in-10 | 2022 | 18 |  |  |  | 89.6292 | 1
| Zone | South of Lugo | 11 | Monthly System Peak Day | CAISO | 1-in-10 | 2022 | 19 |  |  |  | 86.7167 | 1
| Zone | South of Lugo | 11 | Monthly System Peak Day | CAISO | 1-in-10 | 2022 | 20 |  |  |  | 83.3458 | 1
| Zone | South of Lugo | 11 | Monthly System Peak Day | CAISO | 1-in-10 | 2022 | 21 |  |  |  | 80.0625 | 1
| Zone | South of Lugo | 11 | Monthly System Peak Day | CAISO | 1-in-10 | 2022 | 22 |  |  |  | 77.0746 | 1
| Zone | South of Lugo | 11 | Monthly System Peak Day | CAISO | 1-in-10 | 2022 | 23 |  |  |  | 74.9146 | 1
| Zone | South of Lugo | 11 | Monthly System Peak Day | CAISO | 1-in-10 | 2022 | 24 |  |  |  | 72.6104 | 1
| Zone | South of Lugo | 12 | Average Weekday | CAISO | 1-in-10 | 2022 | 1 |  |  |  | 54.0147 | 1
| Zone | South of Lugo | 12 | Average Weekday | CAISO | 1-in-10 | 2022 | 2 |  |  |  | 53.2901 | 1
| Zone | South of Lugo | 12 | Average Weekday | CAISO | 1-in-10 | 2022 | 3 |  |  |  | 52.5871 | 1
| Zone | South of Lugo | 12 | Average Weekday | CAISO | 1-in-10 | 2022 | 4 |  |  |  | 52.1177 | 1
| Zone | South of Lugo | 12 | Average Weekday | CAISO | 1-in-10 | 2022 | 5 |  |  |  | 51.6393 | 1
| Zone | South of Lugo | 12 | Average Weekday | CAISO | 1-in-10 | 2022 | 6 |  |  |  | 51.2256 | 1
| Zone | South of Lugo | 12 | Average Weekday | CAISO | 1-in-10 | 2022 | 7 |  |  |  | 50.9149 | 1
| Zone | South of Lugo | 12 | Average Weekday | CAISO | 1-in-10 | 2022 | 8 |  |  |  | 50.9494 | 1
| Zone | South of Lugo | 12 | Average Weekday | CAISO | 1-in-10 | 2022 | 9 |  |  |  | 52.0114 | 1
| Zone | South of Lugo | 12 | Average Weekday | CAISO | 1-in-10 | 2022 | 10 |  |  |  | 54.7951 | 1
| Zone | South of Lugo | 12 | Average Weekday | CAISO | 1-in-10 | 2022 | 11 |  |  |  | 58.1077 | 1
| Zone | South of Lugo | 12 | Average Weekday | CAISO | 1-in-10 | 2022 | 12 |  |  |  | 61.0246 | 1
| Zone | South of Lugo | 12 | Average Weekday | CAISO | 1-in-10 | 2022 | 13 |  |  |  | 62.9836 | 1
| Zone | South of Lugo | 12 | Average Weekday | CAISO | 1-in-10 | 2022 | 14 |  |  |  | 64.2755 | 1
| Zone | South of Lugo | 12 | Average Weekday | CAISO | 1-in-10 | 2022 | 15 |  |  |  | 65.0072 | 1
| Zone | South of Lugo | 12 | Average Weekday | CAISO | 1-in-10 | 2022 | 16 |  |  |  | 65.0444 | 1
| Zone | South of Lugo | 12 | Average Weekday | CAISO | 1-in-10 | 2022 | 17 |  |  |  | 64.1948 | 1
| Zone | South of Lugo | 12 | Average Weekday | CAISO | 1-in-10 | 2022 | 18 |  |  |  | 62.2119 | 1
| Zone | South of Lugo | 12 | Average Weekday | CAISO | 1-in-10 | 2022 | 19 |  |  |  | 60.0996 | 1
| Zone | South of Lugo | 12 | Average Weekday | CAISO | 1-in-10 | 2022 | 20 |  |  |  | 58.7166 | 1
| Zone | South of Lugo | 12 | Average Weekday | CAISO | 1-in-10 | 2022 | 21 |  |  |  | 57.5832 | 1
| Zone | South of Lugo | 12 | Average Weekday | CAISO | 1-in-10 | 2022 | 22 |  |  |  | 56.4118 | 1
| Zone | South of Lugo | 12 | Average Weekday | CAISO | 1-in-10 | 2022 | 23 |  |  |  | 55.4977 | 1
| Zone | South of Lugo | 12 | Average Weekday | CAISO | 1-in-10 | 2022 | 24 |  |  |  | 54.7114 | 1
| Zone | South of Lugo | 12 | Monthly System Peak Day | CAISO | 1-in-10 | 2022 | 1 |  |  |  | 43.1621 | 1
| Zone | South of Lugo | 12 | Monthly System Peak Day | CAISO | 1-in-10 | 2022 | 2 |  |  |  | 42.165 | 1
| Zone | South of Lugo | 12 | Monthly System Peak Day | CAISO | 1-in-10 | 2022 | 3 |  |  |  | 41.1825 | 1
| Zone | South of Lugo | 12 | Monthly System Peak Day | CAISO | 1-in-10 | 2022 | 4 |  |  |  | 40.5287 | 1
| Zone | South of Lugo | 12 | Monthly System Peak Day | CAISO | 1-in-10 | 2022 | 5 |  |  |  | 39.7692 | 1
| Zone | South of Lugo | 12 | Monthly System Peak Day | CAISO | 1-in-10 | 2022 | 6 |  |  |  | 38.9567 | 1
| Zone | South of Lugo | 12 | Monthly System Peak Day | CAISO | 1-in-10 | 2022 | 7 |  |  |  | 38.7854 | 1
| Zone | South of Lugo | 12 | Monthly System Peak Day | CAISO | 1-in-10 | 2022 | 8 |  |  |  | 39.3121 | 1
| Zone | South of Lugo | 12 | Monthly System Peak Day | CAISO | 1-in-10 | 2022 | 9 |  |  |  | 40.7854 | 1
| Zone | South of Lugo | 12 | Monthly System Peak Day | CAISO | 1-in-10 | 2022 | 10 |  |  |  | 44.9875 | 1
| Zone | South of Lugo | 12 | Monthly System Peak Day | CAISO | 1-in-10 | 2022 | 11 |  |  |  | 49.3725 | 1
| Zone | South of Lugo | 12 | Monthly System Peak Day | CAISO | 1-in-10 | 2022 | 12 |  |  |  | 51.6942 | 1
| Zone | South of Lugo | 12 | Monthly System Peak Day | CAISO | 1-in-10 | 2022 | 13 |  |  |  | 52.3162 | 1
| Zone | South of Lugo | 12 | Monthly System Peak Day | CAISO | 1-in-10 | 2022 | 14 |  |  |  | 53.53 | 1
| Zone | South of Lugo | 12 | Monthly System Peak Day | CAISO | 1-in-10 | 2022 | 15 |  |  |  | 54.5529 | 1
| Zone | South of Lugo | 12 | Monthly System Peak Day | CAISO | 1-in-10 | 2022 | 16 |  |  |  | 54.8563 | 1
| Zone | South of Lugo | 12 | Monthly System Peak Day | CAISO | 1-in-10 | 2022 | 17 |  |  |  | 54.495 | 1
| Zone | South of Lugo | 12 | Monthly System Peak Day | CAISO | 1-in-10 | 2022 | 18 |  |  |  | 52.5233 | 1
| Zone | South of Lugo | 12 | Monthly System Peak Day | CAISO | 1-in-10 | 2022 | 19 |  |  |  | 50.0379 | 1
| Zone | South of Lugo | 12 | Monthly System Peak Day | CAISO | 1-in-10 | 2022 | 20 |  |  |  | 49.1488 | 1
| Zone | South of Lugo | 12 | Monthly System Peak Day | CAISO | 1-in-10 | 2022 | 21 |  |  |  | 47.8304 | 1
| Zone | South of Lugo | 12 | Monthly System Peak Day | CAISO | 1-in-10 | 2022 | 22 |  |  |  | 46.2667 | 1
| Zone | South of Lugo | 12 | Monthly System Peak Day | CAISO | 1-in-10 | 2022 | 23 |  |  |  | 45.6983 | 1
| Zone | South of Lugo | 12 | Monthly System Peak Day | CAISO | 1-in-10 | 2022 | 24 |  |  |  | 45.4512 | 1
| Zone | South of Lugo | 1 | Average Weekday | CAISO | 1-in-10 | 2023 | 1 |  |  |  | 51.1891 | 1
| Zone | South of Lugo | 1 | Average Weekday | CAISO | 1-in-10 | 2023 | 2 |  |  |  | 50.37 | 1
| Zone | South of Lugo | 1 | Average Weekday | CAISO | 1-in-10 | 2023 | 3 |  |  |  | 49.6858 | 1
| Zone | South of Lugo | 1 | Average Weekday | CAISO | 1-in-10 | 2023 | 4 |  |  |  | 49.0549 | 1
| Zone | South of Lugo | 1 | Average Weekday | CAISO | 1-in-10 | 2023 | 5 |  |  |  | 48.5029 | 1
| Zone | South of Lugo | 1 | Average Weekday | CAISO | 1-in-10 | 2023 | 6 |  |  |  | 47.9978 | 1
| Zone | South of Lugo | 1 | Average Weekday | CAISO | 1-in-10 | 2023 | 7 |  |  |  | 47.6065 | 1
| Zone | South of Lugo | 1 | Average Weekday | CAISO | 1-in-10 | 2023 | 8 |  |  |  | 47.4721 | 1
| Zone | South of Lugo | 1 | Average Weekday | CAISO | 1-in-10 | 2023 | 9 |  |  |  | 48.2241 | 1
| Zone | South of Lugo | 1 | Average Weekday | CAISO | 1-in-10 | 2023 | 10 |  |  |  | 51.032 | 1
| Zone | South of Lugo | 1 | Average Weekday | CAISO | 1-in-10 | 2023 | 11 |  |  |  | 54.3859 | 1
| Zone | South of Lugo | 1 | Average Weekday | CAISO | 1-in-10 | 2023 | 12 |  |  |  | 57.4064 | 1
| Zone | South of Lugo | 1 | Average Weekday | CAISO | 1-in-10 | 2023 | 13 |  |  |  | 59.4629 | 1
| Zone | South of Lugo | 1 | Average Weekday | CAISO | 1-in-10 | 2023 | 14 |  |  |  | 60.934 | 1
| Zone | South of Lugo | 1 | Average Weekday | CAISO | 1-in-10 | 2023 | 15 |  |  |  | 61.7444 | 1
| Zone | South of Lugo | 1 | Average Weekday | CAISO | 1-in-10 | 2023 | 16 |  |  |  | 62.0385 | 1
| Zone | South of Lugo | 1 | Average Weekday | CAISO | 1-in-10 | 2023 | 17 |  |  |  | 61.6365 | 1
| Zone | South of Lugo | 1 | Average Weekday | CAISO | 1-in-10 | 2023 | 18 |  |  |  | 60.219 | 1
| Zone | South of Lugo | 1 | Average Weekday | CAISO | 1-in-10 | 2023 | 19 |  |  |  | 58.0776 | 1
| Zone | South of Lugo | 1 | Average Weekday | CAISO | 1-in-10 | 2023 | 20 |  |  |  | 56.5312 | 1
| Zone | South of Lugo | 1 | Average Weekday | CAISO | 1-in-10 | 2023 | 21 |  |  |  | 55.3422 | 1
| Zone | South of Lugo | 1 | Average Weekday | CAISO | 1-in-10 | 2023 | 22 |  |  |  | 54.2523 | 1
| Zone | South of Lugo | 1 | Average Weekday | CAISO | 1-in-10 | 2023 | 23 |  |  |  | 53.0495 | 1
| Zone | South of Lugo | 1 | Average Weekday | CAISO | 1-in-10 | 2023 | 24 |  |  |  | 52.1198 | 1
| Zone | South of Lugo | 1 | Monthly System Peak Day | CAISO | 1-in-10 | 2023 | 1 |  |  |  | 48.2546 | 1
| Zone | South of Lugo | 1 | Monthly System Peak Day | CAISO | 1-in-10 | 2023 | 2 |  |  |  | 47.2242 | 1
| Zone | South of Lugo | 1 | Monthly System Peak Day | CAISO | 1-in-10 | 2023 | 3 |  |  |  | 47.0496 | 1
| Zone | South of Lugo | 1 | Monthly System Peak Day | CAISO | 1-in-10 | 2023 | 4 |  |  |  | 46.5954 | 1
| Zone | South of Lugo | 1 | Monthly System Peak Day | CAISO | 1-in-10 | 2023 | 5 |  |  |  | 45.9596 | 1
| Zone | South of Lugo | 1 | Monthly System Peak Day | CAISO | 1-in-10 | 2023 | 6 |  |  |  | 45.4304 | 1
| Zone | South of Lugo | 1 | Monthly System Peak Day | CAISO | 1-in-10 | 2023 | 7 |  |  |  | 44.9821 | 1
| Zone | South of Lugo | 1 | Monthly System Peak Day | CAISO | 1-in-10 | 2023 | 8 |  |  |  | 44.2646 | 1
| Zone | South of Lugo | 1 | Monthly System Peak Day | CAISO | 1-in-10 | 2023 | 9 |  |  |  | 43.9946 | 1
| Zone | South of Lugo | 1 | Monthly System Peak Day | CAISO | 1-in-10 | 2023 | 10 |  |  |  | 45.905 | 1
| Zone | South of Lugo | 1 | Monthly System Peak Day | CAISO | 1-in-10 | 2023 | 11 |  |  |  | 46.0083 | 1
| Zone | South of Lugo | 1 | Monthly System Peak Day | CAISO | 1-in-10 | 2023 | 12 |  |  |  | 47.8037 | 1
| Zone | South of Lugo | 1 | Monthly System Peak Day | CAISO | 1-in-10 | 2023 | 13 |  |  |  | 49.2283 | 1
| Zone | South of Lugo | 1 | Monthly System Peak Day | CAISO | 1-in-10 | 2023 | 14 |  |  |  | 49.265 | 1
| Zone | South of Lugo | 1 | Monthly System Peak Day | CAISO | 1-in-10 | 2023 | 15 |  |  |  | 49.7642 | 1
| Zone | South of Lugo | 1 | Monthly System Peak Day | CAISO | 1-in-10 | 2023 | 16 |  |  |  | 50.74 | 1
| Zone | South of Lugo | 1 | Monthly System Peak Day | CAISO | 1-in-10 | 2023 | 17 |  |  |  | 51.0629 | 1
| Zone | South of Lugo | 1 | Monthly System Peak Day | CAISO | 1-in-10 | 2023 | 18 |  |  |  | 49.9983 | 1
| Zone | South of Lugo | 1 | Monthly System Peak Day | CAISO | 1-in-10 | 2023 | 19 |  |  |  | 48.4096 | 1
| Zone | South of Lugo | 1 | Monthly System Peak Day | CAISO | 1-in-10 | 2023 | 20 |  |  |  | 47.8275 | 1
| Zone | South of Lugo | 1 | Monthly System Peak Day | CAISO | 1-in-10 | 2023 | 21 |  |  |  | 47.2671 | 1
| Zone | South of Lugo | 1 | Monthly System Peak Day | CAISO | 1-in-10 | 2023 | 22 |  |  |  | 47.0438 | 1
| Zone | South of Lugo | 1 | Monthly System Peak Day | CAISO | 1-in-10 | 2023 | 23 |  |  |  | 46.3488 | 1
| Zone | South of Lugo | 1 | Monthly System Peak Day | CAISO | 1-in-10 | 2023 | 24 |  |  |  | 45.2792 | 1
| Zone | South of Lugo | 2 | Average Weekday | CAISO | 1-in-10 | 2023 | 1 |  |  |  | 50.13 | 1
| Zone | South of Lugo | 2 | Average Weekday | CAISO | 1-in-10 | 2023 | 2 |  |  |  | 49.1665 | 1
| Zone | South of Lugo | 2 | Average Weekday | CAISO | 1-in-10 | 2023 | 3 |  |  |  | 48.3485 | 1
| Zone | South of Lugo | 2 | Average Weekday | CAISO | 1-in-10 | 2023 | 4 |  |  |  | 47.6706 | 1
| Zone | South of Lugo | 2 | Average Weekday | CAISO | 1-in-10 | 2023 | 5 |  |  |  | 47.1168 | 1
| Zone | South of Lugo | 2 | Average Weekday | CAISO | 1-in-10 | 2023 | 6 |  |  |  | 46.6007 | 1
| Zone | South of Lugo | 2 | Average Weekday | CAISO | 1-in-10 | 2023 | 7 |  |  |  | 46.3432 | 1
| Zone | South of Lugo | 2 | Average Weekday | CAISO | 1-in-10 | 2023 | 8 |  |  |  | 46.5046 | 1
| Zone | South of Lugo | 2 | Average Weekday | CAISO | 1-in-10 | 2023 | 9 |  |  |  | 48.1818 | 1
| Zone | South of Lugo | 2 | Average Weekday | CAISO | 1-in-10 | 2023 | 10 |  |  |  | 51.4916 | 1
| Zone | South of Lugo | 2 | Average Weekday | CAISO | 1-in-10 | 2023 | 11 |  |  |  | 54.8195 | 1
| Zone | South of Lugo | 2 | Average Weekday | CAISO | 1-in-10 | 2023 | 12 |  |  |  | 57.534 | 1
| Zone | South of Lugo | 2 | Average Weekday | CAISO | 1-in-10 | 2023 | 13 |  |  |  | 59.3894 | 1
| Zone | South of Lugo | 2 | Average Weekday | CAISO | 1-in-10 | 2023 | 14 |  |  |  | 60.8652 | 1
| Zone | South of Lugo | 2 | Average Weekday | CAISO | 1-in-10 | 2023 | 15 |  |  |  | 61.8626 | 1
| Zone | South of Lugo | 2 | Average Weekday | CAISO | 1-in-10 | 2023 | 16 |  |  |  | 62.3043 | 1
| Zone | South of Lugo | 2 | Average Weekday | CAISO | 1-in-10 | 2023 | 17 |  |  |  | 61.9535 | 1
| Zone | South of Lugo | 2 | Average Weekday | CAISO | 1-in-10 | 2023 | 18 |  |  |  | 60.687 | 1
| Zone | South of Lugo | 2 | Average Weekday | CAISO | 1-in-10 | 2023 | 19 |  |  |  | 58.4288 | 1
| Zone | South of Lugo | 2 | Average Weekday | CAISO | 1-in-10 | 2023 | 20 |  |  |  | 56.4787 | 1
| Zone | South of Lugo | 2 | Average Weekday | CAISO | 1-in-10 | 2023 | 21 |  |  |  | 55.0237 | 1
| Zone | South of Lugo | 2 | Average Weekday | CAISO | 1-in-10 | 2023 | 22 |  |  |  | 53.8691 | 1
| Zone | South of Lugo | 2 | Average Weekday | CAISO | 1-in-10 | 2023 | 23 |  |  |  | 52.692 | 1
| Zone | South of Lugo | 2 | Average Weekday | CAISO | 1-in-10 | 2023 | 24 |  |  |  | 51.4944 | 1
| Zone | South of Lugo | 2 | Monthly System Peak Day | CAISO | 1-in-10 | 2023 | 1 |  |  |  | 50.5583 | 1
| Zone | South of Lugo | 2 | Monthly System Peak Day | CAISO | 1-in-10 | 2023 | 2 |  |  |  | 50.3667 | 1
| Zone | South of Lugo | 2 | Monthly System Peak Day | CAISO | 1-in-10 | 2023 | 3 |  |  |  | 50.4675 | 1
| Zone | South of Lugo | 2 | Monthly System Peak Day | CAISO | 1-in-10 | 2023 | 4 |  |  |  | 49.9513 | 1
| Zone | South of Lugo | 2 | Monthly System Peak Day | CAISO | 1-in-10 | 2023 | 5 |  |  |  | 49.1213 | 1
| Zone | South of Lugo | 2 | Monthly System Peak Day | CAISO | 1-in-10 | 2023 | 6 |  |  |  | 48.0717 | 1
| Zone | South of Lugo | 2 | Monthly System Peak Day | CAISO | 1-in-10 | 2023 | 7 |  |  |  | 47.8104 | 1
| Zone | South of Lugo | 2 | Monthly System Peak Day | CAISO | 1-in-10 | 2023 | 8 |  |  |  | 47.5567 | 1
| Zone | South of Lugo | 2 | Monthly System Peak Day | CAISO | 1-in-10 | 2023 | 9 |  |  |  | 48.2592 | 1
| Zone | South of Lugo | 2 | Monthly System Peak Day | CAISO | 1-in-10 | 2023 | 10 |  |  |  | 50.1646 | 1
| Zone | South of Lugo | 2 | Monthly System Peak Day | CAISO | 1-in-10 | 2023 | 11 |  |  |  | 51.2163 | 1
| Zone | South of Lugo | 2 | Monthly System Peak Day | CAISO | 1-in-10 | 2023 | 12 |  |  |  | 52.3767 | 1
| Zone | South of Lugo | 2 | Monthly System Peak Day | CAISO | 1-in-10 | 2023 | 13 |  |  |  | 53.2642 | 1
| Zone | South of Lugo | 2 | Monthly System Peak Day | CAISO | 1-in-10 | 2023 | 14 |  |  |  | 54.6529 | 1
| Zone | South of Lugo | 2 | Monthly System Peak Day | CAISO | 1-in-10 | 2023 | 15 |  |  |  | 55.4296 | 1
| Zone | South of Lugo | 2 | Monthly System Peak Day | CAISO | 1-in-10 | 2023 | 16 |  |  |  | 55.7683 | 1
| Zone | South of Lugo | 2 | Monthly System Peak Day | CAISO | 1-in-10 | 2023 | 17 |  |  |  | 56.9792 | 1
| Zone | South of Lugo | 2 | Monthly System Peak Day | CAISO | 1-in-10 | 2023 | 18 |  |  |  | 56.9042 | 1
| Zone | South of Lugo | 2 | Monthly System Peak Day | CAISO | 1-in-10 | 2023 | 19 |  |  |  | 55.9379 | 1
| Zone | South of Lugo | 2 | Monthly System Peak Day | CAISO | 1-in-10 | 2023 | 20 |  |  |  | 54.5992 | 1
| Zone | South of Lugo | 2 | Monthly System Peak Day | CAISO | 1-in-10 | 2023 | 21 |  |  |  | 54.22 | 1
| Zone | South of Lugo | 2 | Monthly System Peak Day | CAISO | 1-in-10 | 2023 | 22 |  |  |  | 53.5638 | 1
| Zone | South of Lugo | 2 | Monthly System Peak Day | CAISO | 1-in-10 | 2023 | 23 |  |  |  | 52.9417 | 1
| Zone | South of Lugo | 2 | Monthly System Peak Day | CAISO | 1-in-10 | 2023 | 24 |  |  |  | 52.3658 | 1
| Zone | South of Lugo | 3 | Average Weekday | CAISO | 1-in-10 | 2023 | 1 |  |  |  | 60.2963 | 1
| Zone | South of Lugo | 3 | Average Weekday | CAISO | 1-in-10 | 2023 | 2 |  |  |  | 59.2613 | 1
| Zone | South of Lugo | 3 | Average Weekday | CAISO | 1-in-10 | 2023 | 3 |  |  |  | 58.2877 | 1
| Zone | South of Lugo | 3 | Average Weekday | CAISO | 1-in-10 | 2023 | 4 |  |  |  | 57.3831 | 1
| Zone | South of Lugo | 3 | Average Weekday | CAISO | 1-in-10 | 2023 | 5 |  |  |  | 56.6944 | 1
| Zone | South of Lugo | 3 | Average Weekday | CAISO | 1-in-10 | 2023 | 6 |  |  |  | 56.0616 | 1
| Zone | South of Lugo | 3 | Average Weekday | CAISO | 1-in-10 | 2023 | 7 |  |  |  | 55.7979 | 1
| Zone | South of Lugo | 3 | Average Weekday | CAISO | 1-in-10 | 2023 | 8 |  |  |  | 55.9064 | 1
| Zone | South of Lugo | 3 | Average Weekday | CAISO | 1-in-10 | 2023 | 9 |  |  |  | 57.5692 | 1
| Zone | South of Lugo | 3 | Average Weekday | CAISO | 1-in-10 | 2023 | 10 |  |  |  | 61.2746 | 1
| Zone | South of Lugo | 3 | Average Weekday | CAISO | 1-in-10 | 2023 | 11 |  |  |  | 65.6137 | 1
| Zone | South of Lugo | 3 | Average Weekday | CAISO | 1-in-10 | 2023 | 12 |  |  |  | 69.4158 | 1
| Zone | South of Lugo | 3 | Average Weekday | CAISO | 1-in-10 | 2023 | 13 |  |  |  | 72.2824 | 1
| Zone | South of Lugo | 3 | Average Weekday | CAISO | 1-in-10 | 2023 | 14 |  |  |  | 74.1994 | 1
| Zone | South of Lugo | 3 | Average Weekday | CAISO | 1-in-10 | 2023 | 15 |  |  |  | 75.3807 | 1
| Zone | South of Lugo | 3 | Average Weekday | CAISO | 1-in-10 | 2023 | 16 |  |  |  | 75.9072 | 1
| Zone | South of Lugo | 3 | Average Weekday | CAISO | 1-in-10 | 2023 | 17 |  |  |  | 75.6839 | 1
| Zone | South of Lugo | 3 | Average Weekday | CAISO | 1-in-10 | 2023 | 18 |  |  |  | 74.6285 | 1
| Zone | South of Lugo | 3 | Average Weekday | CAISO | 1-in-10 | 2023 | 19 |  |  |  | 72.6844 | 1
| Zone | South of Lugo | 3 | Average Weekday | CAISO | 1-in-10 | 2023 | 20 |  |  |  | 69.9169 | 1
| Zone | South of Lugo | 3 | Average Weekday | CAISO | 1-in-10 | 2023 | 21 |  |  |  | 67.2424 | 1
| Zone | South of Lugo | 3 | Average Weekday | CAISO | 1-in-10 | 2023 | 22 |  |  |  | 65.5237 | 1
| Zone | South of Lugo | 3 | Average Weekday | CAISO | 1-in-10 | 2023 | 23 |  |  |  | 64.1832 | 1
| Zone | South of Lugo | 3 | Average Weekday | CAISO | 1-in-10 | 2023 | 24 |  |  |  | 62.7782 | 1
| Zone | South of Lugo | 3 | Monthly System Peak Day | CAISO | 1-in-10 | 2023 | 1 |  |  |  | 68.5037 | 1
| Zone | South of Lugo | 3 | Monthly System Peak Day | CAISO | 1-in-10 | 2023 | 2 |  |  |  | 66.4238 | 1
| Zone | South of Lugo | 3 | Monthly System Peak Day | CAISO | 1-in-10 | 2023 | 3 |  |  |  | 64.0963 | 1
| Zone | South of Lugo | 3 | Monthly System Peak Day | CAISO | 1-in-10 | 2023 | 4 |  |  |  | 63.1083 | 1
| Zone | South of Lugo | 3 | Monthly System Peak Day | CAISO | 1-in-10 | 2023 | 5 |  |  |  | 62.7329 | 1
| Zone | South of Lugo | 3 | Monthly System Peak Day | CAISO | 1-in-10 | 2023 | 6 |  |  |  | 62.0687 | 1
| Zone | South of Lugo | 3 | Monthly System Peak Day | CAISO | 1-in-10 | 2023 | 7 |  |  |  | 62.6358 | 1
| Zone | South of Lugo | 3 | Monthly System Peak Day | CAISO | 1-in-10 | 2023 | 8 |  |  |  | 62.3296 | 1
| Zone | South of Lugo | 3 | Monthly System Peak Day | CAISO | 1-in-10 | 2023 | 9 |  |  |  | 63.6896 | 1
| Zone | South of Lugo | 3 | Monthly System Peak Day | CAISO | 1-in-10 | 2023 | 10 |  |  |  | 68.6396 | 1
| Zone | South of Lugo | 3 | Monthly System Peak Day | CAISO | 1-in-10 | 2023 | 11 |  |  |  | 73.7383 | 1
| Zone | South of Lugo | 3 | Monthly System Peak Day | CAISO | 1-in-10 | 2023 | 12 |  |  |  | 78.625 | 1
| Zone | South of Lugo | 3 | Monthly System Peak Day | CAISO | 1-in-10 | 2023 | 13 |  |  |  | 83.7042 | 1
| Zone | South of Lugo | 3 | Monthly System Peak Day | CAISO | 1-in-10 | 2023 | 14 |  |  |  | 86.0333 | 1
| Zone | South of Lugo | 3 | Monthly System Peak Day | CAISO | 1-in-10 | 2023 | 15 |  |  |  | 86.1917 | 1
| Zone | South of Lugo | 3 | Monthly System Peak Day | CAISO | 1-in-10 | 2023 | 16 |  |  |  | 86.85 | 1
| Zone | South of Lugo | 3 | Monthly System Peak Day | CAISO | 1-in-10 | 2023 | 17 |  |  |  | 87.7417 | 1
| Zone | South of Lugo | 3 | Monthly System Peak Day | CAISO | 1-in-10 | 2023 | 18 |  |  |  | 87.85 | 1
| Zone | South of Lugo | 3 | Monthly System Peak Day | CAISO | 1-in-10 | 2023 | 19 |  |  |  | 86.5292 | 1
| Zone | South of Lugo | 3 | Monthly System Peak Day | CAISO | 1-in-10 | 2023 | 20 |  |  |  | 83.8708 | 1
| Zone | South of Lugo | 3 | Monthly System Peak Day | CAISO | 1-in-10 | 2023 | 21 |  |  |  | 79.9542 | 1
| Zone | South of Lugo | 3 | Monthly System Peak Day | CAISO | 1-in-10 | 2023 | 22 |  |  |  | 77.2167 | 1
| Zone | South of Lugo | 3 | Monthly System Peak Day | CAISO | 1-in-10 | 2023 | 23 |  |  |  | 74.6879 | 1
| Zone | South of Lugo | 3 | Monthly System Peak Day | CAISO | 1-in-10 | 2023 | 24 |  |  |  | 71.3121 | 1
| Zone | South of Lugo | 4 | Average Weekday | CAISO | 1-in-10 | 2023 | 1 |  |  |  | 60.9105 | 1
| Zone | South of Lugo | 4 | Average Weekday | CAISO | 1-in-10 | 2023 | 2 |  |  |  | 59.8783 | 1
| Zone | South of Lugo | 4 | Average Weekday | CAISO | 1-in-10 | 2023 | 3 |  |  |  | 58.9176 | 1
| Zone | South of Lugo | 4 | Average Weekday | CAISO | 1-in-10 | 2023 | 4 |  |  |  | 58.0606 | 1
| Zone | South of Lugo | 4 | Average Weekday | CAISO | 1-in-10 | 2023 | 5 |  |  |  | 57.3193 | 1
| Zone | South of Lugo | 4 | Average Weekday | CAISO | 1-in-10 | 2023 | 6 |  |  |  | 56.7693 | 1
| Zone | South of Lugo | 4 | Average Weekday | CAISO | 1-in-10 | 2023 | 7 |  |  |  | 56.3674 | 1
| Zone | South of Lugo | 4 | Average Weekday | CAISO | 1-in-10 | 2023 | 8 |  |  |  | 56.449 | 1
| Zone | South of Lugo | 4 | Average Weekday | CAISO | 1-in-10 | 2023 | 9 |  |  |  | 58.5507 | 1
| Zone | South of Lugo | 4 | Average Weekday | CAISO | 1-in-10 | 2023 | 10 |  |  |  | 61.5935 | 1
| Zone | South of Lugo | 4 | Average Weekday | CAISO | 1-in-10 | 2023 | 11 |  |  |  | 65.1247 | 1
| Zone | South of Lugo | 4 | Average Weekday | CAISO | 1-in-10 | 2023 | 12 |  |  |  | 68.4544 | 1
| Zone | South of Lugo | 4 | Average Weekday | CAISO | 1-in-10 | 2023 | 13 |  |  |  | 70.7821 | 1
| Zone | South of Lugo | 4 | Average Weekday | CAISO | 1-in-10 | 2023 | 14 |  |  |  | 72.461 | 1
| Zone | South of Lugo | 4 | Average Weekday | CAISO | 1-in-10 | 2023 | 15 |  |  |  | 73.7676 | 1
| Zone | South of Lugo | 4 | Average Weekday | CAISO | 1-in-10 | 2023 | 16 |  |  |  | 74.4082 | 1
| Zone | South of Lugo | 4 | Average Weekday | CAISO | 1-in-10 | 2023 | 17 |  |  |  | 74.5491 | 1
| Zone | South of Lugo | 4 | Average Weekday | CAISO | 1-in-10 | 2023 | 18 |  |  |  | 73.8145 | 1
| Zone | South of Lugo | 4 | Average Weekday | CAISO | 1-in-10 | 2023 | 19 |  |  |  | 72.4343 | 1
| Zone | South of Lugo | 4 | Average Weekday | CAISO | 1-in-10 | 2023 | 20 |  |  |  | 70.1531 | 1
| Zone | South of Lugo | 4 | Average Weekday | CAISO | 1-in-10 | 2023 | 21 |  |  |  | 67.2656 | 1
| Zone | South of Lugo | 4 | Average Weekday | CAISO | 1-in-10 | 2023 | 22 |  |  |  | 65.1688 | 1
| Zone | South of Lugo | 4 | Average Weekday | CAISO | 1-in-10 | 2023 | 23 |  |  |  | 63.6692 | 1
| Zone | South of Lugo | 4 | Average Weekday | CAISO | 1-in-10 | 2023 | 24 |  |  |  | 62.3859 | 1
| Zone | South of Lugo | 4 | Monthly System Peak Day | CAISO | 1-in-10 | 2023 | 1 |  |  |  | 73.53 | 1
| Zone | South of Lugo | 4 | Monthly System Peak Day | CAISO | 1-in-10 | 2023 | 2 |  |  |  | 71.2246 | 1
| Zone | South of Lugo | 4 | Monthly System Peak Day | CAISO | 1-in-10 | 2023 | 3 |  |  |  | 69.5304 | 1
| Zone | South of Lugo | 4 | Monthly System Peak Day | CAISO | 1-in-10 | 2023 | 4 |  |  |  | 68.065 | 1
| Zone | South of Lugo | 4 | Monthly System Peak Day | CAISO | 1-in-10 | 2023 | 5 |  |  |  | 67.9058 | 1
| Zone | South of Lugo | 4 | Monthly System Peak Day | CAISO | 1-in-10 | 2023 | 6 |  |  |  | 68.3792 | 1
| Zone | South of Lugo | 4 | Monthly System Peak Day | CAISO | 1-in-10 | 2023 | 7 |  |  |  | 68.9758 | 1
| Zone | South of Lugo | 4 | Monthly System Peak Day | CAISO | 1-in-10 | 2023 | 8 |  |  |  | 69.4688 | 1
| Zone | South of Lugo | 4 | Monthly System Peak Day | CAISO | 1-in-10 | 2023 | 9 |  |  |  | 71.8479 | 1
| Zone | South of Lugo | 4 | Monthly System Peak Day | CAISO | 1-in-10 | 2023 | 10 |  |  |  | 75.5417 | 1
| Zone | South of Lugo | 4 | Monthly System Peak Day | CAISO | 1-in-10 | 2023 | 11 |  |  |  | 79.2292 | 1
| Zone | South of Lugo | 4 | Monthly System Peak Day | CAISO | 1-in-10 | 2023 | 12 |  |  |  | 83.0583 | 1
| Zone | South of Lugo | 4 | Monthly System Peak Day | CAISO | 1-in-10 | 2023 | 13 |  |  |  | 86.0375 | 1
| Zone | South of Lugo | 4 | Monthly System Peak Day | CAISO | 1-in-10 | 2023 | 14 |  |  |  | 87.9875 | 1
| Zone | South of Lugo | 4 | Monthly System Peak Day | CAISO | 1-in-10 | 2023 | 15 |  |  |  | 89.2875 | 1
| Zone | South of Lugo | 4 | Monthly System Peak Day | CAISO | 1-in-10 | 2023 | 16 |  |  |  | 90.6958 | 1
| Zone | South of Lugo | 4 | Monthly System Peak Day | CAISO | 1-in-10 | 2023 | 17 |  |  |  | 91.4333 | 1
| Zone | South of Lugo | 4 | Monthly System Peak Day | CAISO | 1-in-10 | 2023 | 18 |  |  |  | 91.6458 | 1
| Zone | South of Lugo | 4 | Monthly System Peak Day | CAISO | 1-in-10 | 2023 | 19 |  |  |  | 91.0833 | 1
| Zone | South of Lugo | 4 | Monthly System Peak Day | CAISO | 1-in-10 | 2023 | 20 |  |  |  | 89.3375 | 1
| Zone | South of Lugo | 4 | Monthly System Peak Day | CAISO | 1-in-10 | 2023 | 21 |  |  |  | 86.3208 | 1
| Zone | South of Lugo | 4 | Monthly System Peak Day | CAISO | 1-in-10 | 2023 | 22 |  |  |  | 83.8333 | 1
| Zone | South of Lugo | 4 | Monthly System Peak Day | CAISO | 1-in-10 | 2023 | 23 |  |  |  | 81.0917 | 1
| Zone | South of Lugo | 4 | Monthly System Peak Day | CAISO | 1-in-10 | 2023 | 24 |  |  |  | 78.1342 | 1
| Zone | South of Lugo | 5 | Average Weekday | CAISO | 1-in-10 | 2023 | 1 |  |  |  | 63.7261 | 1
| Zone | South of Lugo | 5 | Average Weekday | CAISO | 1-in-10 | 2023 | 2 |  |  |  | 62.7364 | 1
| Zone | South of Lugo | 5 | Average Weekday | CAISO | 1-in-10 | 2023 | 3 |  |  |  | 61.9172 | 1
| Zone | South of Lugo | 5 | Average Weekday | CAISO | 1-in-10 | 2023 | 4 |  |  |  | 61.2504 | 1
| Zone | South of Lugo | 5 | Average Weekday | CAISO | 1-in-10 | 2023 | 5 |  |  |  | 60.7132 | 1
| Zone | South of Lugo | 5 | Average Weekday | CAISO | 1-in-10 | 2023 | 6 |  |  |  | 60.3703 | 1
| Zone | South of Lugo | 5 | Average Weekday | CAISO | 1-in-10 | 2023 | 7 |  |  |  | 60.2288 | 1
| Zone | South of Lugo | 5 | Average Weekday | CAISO | 1-in-10 | 2023 | 8 |  |  |  | 60.9294 | 1
| Zone | South of Lugo | 5 | Average Weekday | CAISO | 1-in-10 | 2023 | 9 |  |  |  | 62.9482 | 1
| Zone | South of Lugo | 5 | Average Weekday | CAISO | 1-in-10 | 2023 | 10 |  |  |  | 65.7554 | 1
| Zone | South of Lugo | 5 | Average Weekday | CAISO | 1-in-10 | 2023 | 11 |  |  |  | 68.6938 | 1
| Zone | South of Lugo | 5 | Average Weekday | CAISO | 1-in-10 | 2023 | 12 |  |  |  | 71.3639 | 1
| Zone | South of Lugo | 5 | Average Weekday | CAISO | 1-in-10 | 2023 | 13 |  |  |  | 73.5492 | 1
| Zone | South of Lugo | 5 | Average Weekday | CAISO | 1-in-10 | 2023 | 14 |  |  |  | 75.3789 | 1
| Zone | South of Lugo | 5 | Average Weekday | CAISO | 1-in-10 | 2023 | 15 |  |  |  | 76.7811 | 1
| Zone | South of Lugo | 5 | Average Weekday | CAISO | 1-in-10 | 2023 | 16 |  |  |  | 77.6 | 1
| Zone | South of Lugo | 5 | Average Weekday | CAISO | 1-in-10 | 2023 | 17 |  |  |  | 77.8548 | 1
| Zone | South of Lugo | 5 | Average Weekday | CAISO | 1-in-10 | 2023 | 18 |  |  |  | 77.2107 | 1
| Zone | South of Lugo | 5 | Average Weekday | CAISO | 1-in-10 | 2023 | 19 |  |  |  | 75.8588 | 1
| Zone | South of Lugo | 5 | Average Weekday | CAISO | 1-in-10 | 2023 | 20 |  |  |  | 73.7457 | 1
| Zone | South of Lugo | 5 | Average Weekday | CAISO | 1-in-10 | 2023 | 21 |  |  |  | 70.633 | 1
| Zone | South of Lugo | 5 | Average Weekday | CAISO | 1-in-10 | 2023 | 22 |  |  |  | 67.8287 | 1
| Zone | South of Lugo | 5 | Average Weekday | CAISO | 1-in-10 | 2023 | 23 |  |  |  | 66.0136 | 1
| Zone | South of Lugo | 5 | Average Weekday | CAISO | 1-in-10 | 2023 | 24 |  |  |  | 64.7075 | 1
| Zone | South of Lugo | 5 | Monthly System Peak Day | CAISO | 1-in-10 | 2023 | 1 |  |  |  | 75.4321 | 1
| Zone | South of Lugo | 5 | Monthly System Peak Day | CAISO | 1-in-10 | 2023 | 2 |  |  |  | 73.9658 | 1
| Zone | South of Lugo | 5 | Monthly System Peak Day | CAISO | 1-in-10 | 2023 | 3 |  |  |  | 71.9892 | 1
| Zone | South of Lugo | 5 | Monthly System Peak Day | CAISO | 1-in-10 | 2023 | 4 |  |  |  | 70.9163 | 1
| Zone | South of Lugo | 5 | Monthly System Peak Day | CAISO | 1-in-10 | 2023 | 5 |  |  |  | 70.1583 | 1
| Zone | South of Lugo | 5 | Monthly System Peak Day | CAISO | 1-in-10 | 2023 | 6 |  |  |  | 68.9408 | 1
| Zone | South of Lugo | 5 | Monthly System Peak Day | CAISO | 1-in-10 | 2023 | 7 |  |  |  | 68.7504 | 1
| Zone | South of Lugo | 5 | Monthly System Peak Day | CAISO | 1-in-10 | 2023 | 8 |  |  |  | 69.4196 | 1
| Zone | South of Lugo | 5 | Monthly System Peak Day | CAISO | 1-in-10 | 2023 | 9 |  |  |  | 74.04 | 1
| Zone | South of Lugo | 5 | Monthly System Peak Day | CAISO | 1-in-10 | 2023 | 10 |  |  |  | 80.7083 | 1
| Zone | South of Lugo | 5 | Monthly System Peak Day | CAISO | 1-in-10 | 2023 | 11 |  |  |  | 86.8583 | 1
| Zone | South of Lugo | 5 | Monthly System Peak Day | CAISO | 1-in-10 | 2023 | 12 |  |  |  | 90.5875 | 1
| Zone | South of Lugo | 5 | Monthly System Peak Day | CAISO | 1-in-10 | 2023 | 13 |  |  |  | 93.1542 | 1
| Zone | South of Lugo | 5 | Monthly System Peak Day | CAISO | 1-in-10 | 2023 | 14 |  |  |  | 94.5167 | 1
| Zone | South of Lugo | 5 | Monthly System Peak Day | CAISO | 1-in-10 | 2023 | 15 |  |  |  | 96.05 | 1
| Zone | South of Lugo | 5 | Monthly System Peak Day | CAISO | 1-in-10 | 2023 | 16 |  |  |  | 96.5375 | 1
| Zone | South of Lugo | 5 | Monthly System Peak Day | CAISO | 1-in-10 | 2023 | 17 |  |  |  | 96.4417 | 1
| Zone | South of Lugo | 5 | Monthly System Peak Day | CAISO | 1-in-10 | 2023 | 18 |  |  |  | 95.3792 | 1
| Zone | South of Lugo | 5 | Monthly System Peak Day | CAISO | 1-in-10 | 2023 | 19 |  |  |  | 94.4625 | 1
| Zone | South of Lugo | 5 | Monthly System Peak Day | CAISO | 1-in-10 | 2023 | 20 |  |  |  | 91.6125 | 1
| Zone | South of Lugo | 5 | Monthly System Peak Day | CAISO | 1-in-10 | 2023 | 21 |  |  |  | 87.3083 | 1
| Zone | South of Lugo | 5 | Monthly System Peak Day | CAISO | 1-in-10 | 2023 | 22 |  |  |  | 83.1583 | 1
| Zone | South of Lugo | 5 | Monthly System Peak Day | CAISO | 1-in-10 | 2023 | 23 |  |  |  | 80.6958 | 1
| Zone | South of Lugo | 5 | Monthly System Peak Day | CAISO | 1-in-10 | 2023 | 24 |  |  |  | 78.2358 | 1
| Zone | South of Lugo | 6 | Average Weekday | CAISO | 1-in-10 | 2023 | 1 |  |  |  | 68.1974 | 1
| Zone | South of Lugo | 6 | Average Weekday | CAISO | 1-in-10 | 2023 | 2 |  |  |  | 67.4474 | 1
| Zone | South of Lugo | 6 | Average Weekday | CAISO | 1-in-10 | 2023 | 3 |  |  |  | 66.798 | 1
| Zone | South of Lugo | 6 | Average Weekday | CAISO | 1-in-10 | 2023 | 4 |  |  |  | 66.2248 | 1
| Zone | South of Lugo | 6 | Average Weekday | CAISO | 1-in-10 | 2023 | 5 |  |  |  | 65.7795 | 1
| Zone | South of Lugo | 6 | Average Weekday | CAISO | 1-in-10 | 2023 | 6 |  |  |  | 65.4266 | 1
| Zone | South of Lugo | 6 | Average Weekday | CAISO | 1-in-10 | 2023 | 7 |  |  |  | 65.2137 | 1
| Zone | South of Lugo | 6 | Average Weekday | CAISO | 1-in-10 | 2023 | 8 |  |  |  | 65.9904 | 1
| Zone | South of Lugo | 6 | Average Weekday | CAISO | 1-in-10 | 2023 | 9 |  |  |  | 67.8836 | 1
| Zone | South of Lugo | 6 | Average Weekday | CAISO | 1-in-10 | 2023 | 10 |  |  |  | 70.8703 | 1
| Zone | South of Lugo | 6 | Average Weekday | CAISO | 1-in-10 | 2023 | 11 |  |  |  | 74.0727 | 1
| Zone | South of Lugo | 6 | Average Weekday | CAISO | 1-in-10 | 2023 | 12 |  |  |  | 77.1926 | 1
| Zone | South of Lugo | 6 | Average Weekday | CAISO | 1-in-10 | 2023 | 13 |  |  |  | 79.5914 | 1
| Zone | South of Lugo | 6 | Average Weekday | CAISO | 1-in-10 | 2023 | 14 |  |  |  | 81.2857 | 1
| Zone | South of Lugo | 6 | Average Weekday | CAISO | 1-in-10 | 2023 | 15 |  |  |  | 82.4491 | 1
| Zone | South of Lugo | 6 | Average Weekday | CAISO | 1-in-10 | 2023 | 16 |  |  |  | 83.1785 | 1
| Zone | South of Lugo | 6 | Average Weekday | CAISO | 1-in-10 | 2023 | 17 |  |  |  | 83.0988 | 1
| Zone | South of Lugo | 6 | Average Weekday | CAISO | 1-in-10 | 2023 | 18 |  |  |  | 82.3115 | 1
| Zone | South of Lugo | 6 | Average Weekday | CAISO | 1-in-10 | 2023 | 19 |  |  |  | 80.9067 | 1
| Zone | South of Lugo | 6 | Average Weekday | CAISO | 1-in-10 | 2023 | 20 |  |  |  | 78.6574 | 1
| Zone | South of Lugo | 6 | Average Weekday | CAISO | 1-in-10 | 2023 | 21 |  |  |  | 75.6723 | 1
| Zone | South of Lugo | 6 | Average Weekday | CAISO | 1-in-10 | 2023 | 22 |  |  |  | 72.5495 | 1
| Zone | South of Lugo | 6 | Average Weekday | CAISO | 1-in-10 | 2023 | 23 |  |  |  | 70.5754 | 1
| Zone | South of Lugo | 6 | Average Weekday | CAISO | 1-in-10 | 2023 | 24 |  |  |  | 69.3238 | 1
| Zone | South of Lugo | 6 | Monthly System Peak Day | CAISO | 1-in-10 | 2023 | 1 |  |  |  | 76.1479 | 1
| Zone | South of Lugo | 6 | Monthly System Peak Day | CAISO | 1-in-10 | 2023 | 2 |  |  |  | 74.6371 | 1
| Zone | South of Lugo | 6 | Monthly System Peak Day | CAISO | 1-in-10 | 2023 | 3 |  |  |  | 73.4696 | 1
| Zone | South of Lugo | 6 | Monthly System Peak Day | CAISO | 1-in-10 | 2023 | 4 |  |  |  | 72.9638 | 1
| Zone | South of Lugo | 6 | Monthly System Peak Day | CAISO | 1-in-10 | 2023 | 5 |  |  |  | 71.9967 | 1
| Zone | South of Lugo | 6 | Monthly System Peak Day | CAISO | 1-in-10 | 2023 | 6 |  |  |  | 71.4208 | 1
| Zone | South of Lugo | 6 | Monthly System Peak Day | CAISO | 1-in-10 | 2023 | 7 |  |  |  | 70.8092 | 1
| Zone | South of Lugo | 6 | Monthly System Peak Day | CAISO | 1-in-10 | 2023 | 8 |  |  |  | 72.4 | 1
| Zone | South of Lugo | 6 | Monthly System Peak Day | CAISO | 1-in-10 | 2023 | 9 |  |  |  | 77.1679 | 1
| Zone | South of Lugo | 6 | Monthly System Peak Day | CAISO | 1-in-10 | 2023 | 10 |  |  |  | 83.4454 | 1
| Zone | South of Lugo | 6 | Monthly System Peak Day | CAISO | 1-in-10 | 2023 | 11 |  |  |  | 88.3342 | 1
| Zone | South of Lugo | 6 | Monthly System Peak Day | CAISO | 1-in-10 | 2023 | 12 |  |  |  | 92.0333 | 1
| Zone | South of Lugo | 6 | Monthly System Peak Day | CAISO | 1-in-10 | 2023 | 13 |  |  |  | 93.3167 | 1
| Zone | South of Lugo | 6 | Monthly System Peak Day | CAISO | 1-in-10 | 2023 | 14 |  |  |  | 94.8792 | 1
| Zone | South of Lugo | 6 | Monthly System Peak Day | CAISO | 1-in-10 | 2023 | 15 |  |  |  | 96.675 | 1
| Zone | South of Lugo | 6 | Monthly System Peak Day | CAISO | 1-in-10 | 2023 | 16 |  |  |  | 98.15 | 1
| Zone | South of Lugo | 6 | Monthly System Peak Day | CAISO | 1-in-10 | 2023 | 17 |  |  |  | 98.45 | 1
| Zone | South of Lugo | 6 | Monthly System Peak Day | CAISO | 1-in-10 | 2023 | 18 |  |  |  | 97.8292 | 1
| Zone | South of Lugo | 6 | Monthly System Peak Day | CAISO | 1-in-10 | 2023 | 19 |  |  |  | 95.9125 | 1
| Zone | South of Lugo | 6 | Monthly System Peak Day | CAISO | 1-in-10 | 2023 | 20 |  |  |  | 91.0208 | 1
| Zone | South of Lugo | 6 | Monthly System Peak Day | CAISO | 1-in-10 | 2023 | 21 |  |  |  | 87.25 | 1
| Zone | South of Lugo | 6 | Monthly System Peak Day | CAISO | 1-in-10 | 2023 | 22 |  |  |  | 83.8883 | 1
| Zone | South of Lugo | 6 | Monthly System Peak Day | CAISO | 1-in-10 | 2023 | 23 |  |  |  | 80.4692 | 1
| Zone | South of Lugo | 6 | Monthly System Peak Day | CAISO | 1-in-10 | 2023 | 24 |  |  |  | 77.9475 | 1
| Zone | South of Lugo | 7 | Average Weekday | CAISO | 1-in-10 | 2023 | 1 |  |  |  | 73.2748 | 1
| Zone | South of Lugo | 7 | Average Weekday | CAISO | 1-in-10 | 2023 | 2 |  |  |  | 72.448 | 1
| Zone | South of Lugo | 7 | Average Weekday | CAISO | 1-in-10 | 2023 | 3 |  |  |  | 71.6747 | 1
| Zone | South of Lugo | 7 | Average Weekday | CAISO | 1-in-10 | 2023 | 4 |  |  |  | 71.1028 | 1
| Zone | South of Lugo | 7 | Average Weekday | CAISO | 1-in-10 | 2023 | 5 |  |  |  | 70.6155 | 1
| Zone | South of Lugo | 7 | Average Weekday | CAISO | 1-in-10 | 2023 | 6 |  |  |  | 70.2457 | 1
| Zone | South of Lugo | 7 | Average Weekday | CAISO | 1-in-10 | 2023 | 7 |  |  |  | 70.057 | 1
| Zone | South of Lugo | 7 | Average Weekday | CAISO | 1-in-10 | 2023 | 8 |  |  |  | 70.6914 | 1
| Zone | South of Lugo | 7 | Average Weekday | CAISO | 1-in-10 | 2023 | 9 |  |  |  | 73.0913 | 1
| Zone | South of Lugo | 7 | Average Weekday | CAISO | 1-in-10 | 2023 | 10 |  |  |  | 76.3755 | 1
| Zone | South of Lugo | 7 | Average Weekday | CAISO | 1-in-10 | 2023 | 11 |  |  |  | 79.8781 | 1
| Zone | South of Lugo | 7 | Average Weekday | CAISO | 1-in-10 | 2023 | 12 |  |  |  | 83.1077 | 1
| Zone | South of Lugo | 7 | Average Weekday | CAISO | 1-in-10 | 2023 | 13 |  |  |  | 85.4249 | 1
| Zone | South of Lugo | 7 | Average Weekday | CAISO | 1-in-10 | 2023 | 14 |  |  |  | 87.0578 | 1
| Zone | South of Lugo | 7 | Average Weekday | CAISO | 1-in-10 | 2023 | 15 |  |  |  | 88.2055 | 1
| Zone | South of Lugo | 7 | Average Weekday | CAISO | 1-in-10 | 2023 | 16 |  |  |  | 88.8228 | 1
| Zone | South of Lugo | 7 | Average Weekday | CAISO | 1-in-10 | 2023 | 17 |  |  |  | 88.8724 | 1
| Zone | South of Lugo | 7 | Average Weekday | CAISO | 1-in-10 | 2023 | 18 |  |  |  | 88.0513 | 1
| Zone | South of Lugo | 7 | Average Weekday | CAISO | 1-in-10 | 2023 | 19 |  |  |  | 86.5336 | 1
| Zone | South of Lugo | 7 | Average Weekday | CAISO | 1-in-10 | 2023 | 20 |  |  |  | 84.1525 | 1
| Zone | South of Lugo | 7 | Average Weekday | CAISO | 1-in-10 | 2023 | 21 |  |  |  | 80.9126 | 1
| Zone | South of Lugo | 7 | Average Weekday | CAISO | 1-in-10 | 2023 | 22 |  |  |  | 77.7621 | 1
| Zone | South of Lugo | 7 | Average Weekday | CAISO | 1-in-10 | 2023 | 23 |  |  |  | 75.8771 | 1
| Zone | South of Lugo | 7 | Average Weekday | CAISO | 1-in-10 | 2023 | 24 |  |  |  | 74.689 | 1
| Zone | South of Lugo | 7 | Monthly System Peak Day | CAISO | 1-in-10 | 2023 | 1 |  |  |  | 78.0346 | 1
| Zone | South of Lugo | 7 | Monthly System Peak Day | CAISO | 1-in-10 | 2023 | 2 |  |  |  | 77.3 | 1
| Zone | South of Lugo | 7 | Monthly System Peak Day | CAISO | 1-in-10 | 2023 | 3 |  |  |  | 76.25 | 1
| Zone | South of Lugo | 7 | Monthly System Peak Day | CAISO | 1-in-10 | 2023 | 4 |  |  |  | 75.4923 | 1
| Zone | South of Lugo | 7 | Monthly System Peak Day | CAISO | 1-in-10 | 2023 | 5 |  |  |  | 74.9 | 1
| Zone | South of Lugo | 7 | Monthly System Peak Day | CAISO | 1-in-10 | 2023 | 6 |  |  |  | 74.5769 | 1
| Zone | South of Lugo | 7 | Monthly System Peak Day | CAISO | 1-in-10 | 2023 | 7 |  |  |  | 74.1154 | 1
| Zone | South of Lugo | 7 | Monthly System Peak Day | CAISO | 1-in-10 | 2023 | 8 |  |  |  | 74.5308 | 1
| Zone | South of Lugo | 7 | Monthly System Peak Day | CAISO | 1-in-10 | 2023 | 9 |  |  |  | 76.8808 | 1
| Zone | South of Lugo | 7 | Monthly System Peak Day | CAISO | 1-in-10 | 2023 | 10 |  |  |  | 80.3077 | 1
| Zone | South of Lugo | 7 | Monthly System Peak Day | CAISO | 1-in-10 | 2023 | 11 |  |  |  | 84.2154 | 1
| Zone | South of Lugo | 7 | Monthly System Peak Day | CAISO | 1-in-10 | 2023 | 12 |  |  |  | 87.6462 | 1
| Zone | South of Lugo | 7 | Monthly System Peak Day | CAISO | 1-in-10 | 2023 | 13 |  |  |  | 89.9615 | 1
| Zone | South of Lugo | 7 | Monthly System Peak Day | CAISO | 1-in-10 | 2023 | 14 |  |  |  | 91.9077 | 1
| Zone | South of Lugo | 7 | Monthly System Peak Day | CAISO | 1-in-10 | 2023 | 15 |  |  |  | 92.9538 | 1
| Zone | South of Lugo | 7 | Monthly System Peak Day | CAISO | 1-in-10 | 2023 | 16 |  |  |  | 93.35 | 1
| Zone | South of Lugo | 7 | Monthly System Peak Day | CAISO | 1-in-10 | 2023 | 17 |  |  |  | 92.4077 | 1
| Zone | South of Lugo | 7 | Monthly System Peak Day | CAISO | 1-in-10 | 2023 | 18 |  |  |  | 91.8615 | 1
| Zone | South of Lugo | 7 | Monthly System Peak Day | CAISO | 1-in-10 | 2023 | 19 |  |  |  | 90.0769 | 1
| Zone | South of Lugo | 7 | Monthly System Peak Day | CAISO | 1-in-10 | 2023 | 20 |  |  |  | 87.4385 | 1
| Zone | South of Lugo | 7 | Monthly System Peak Day | CAISO | 1-in-10 | 2023 | 21 |  |  |  | 84.0692 | 1
| Zone | South of Lugo | 7 | Monthly System Peak Day | CAISO | 1-in-10 | 2023 | 22 |  |  |  | 80.6692 | 1
| Zone | South of Lugo | 7 | Monthly System Peak Day | CAISO | 1-in-10 | 2023 | 23 |  |  |  | 79.05 | 1
| Zone | South of Lugo | 7 | Monthly System Peak Day | CAISO | 1-in-10 | 2023 | 24 |  |  |  | 78.0808 | 1
| Zone | South of Lugo | 8 | Average Weekday | CAISO | 1-in-10 | 2023 | 1 |  |  |  | 72.7156 | 1
| Zone | South of Lugo | 8 | Average Weekday | CAISO | 1-in-10 | 2023 | 2 |  |  |  | 71.9812 | 1
| Zone | South of Lugo | 8 | Average Weekday | CAISO | 1-in-10 | 2023 | 3 |  |  |  | 71.3497 | 1
| Zone | South of Lugo | 8 | Average Weekday | CAISO | 1-in-10 | 2023 | 4 |  |  |  | 70.8494 | 1
| Zone | South of Lugo | 8 | Average Weekday | CAISO | 1-in-10 | 2023 | 5 |  |  |  | 70.3368 | 1
| Zone | South of Lugo | 8 | Average Weekday | CAISO | 1-in-10 | 2023 | 6 |  |  |  | 70.0051 | 1
| Zone | South of Lugo | 8 | Average Weekday | CAISO | 1-in-10 | 2023 | 7 |  |  |  | 69.7096 | 1
| Zone | South of Lugo | 8 | Average Weekday | CAISO | 1-in-10 | 2023 | 8 |  |  |  | 69.8221 | 1
| Zone | South of Lugo | 8 | Average Weekday | CAISO | 1-in-10 | 2023 | 9 |  |  |  | 71.455 | 1
| Zone | South of Lugo | 8 | Average Weekday | CAISO | 1-in-10 | 2023 | 10 |  |  |  | 74.2379 | 1
| Zone | South of Lugo | 8 | Average Weekday | CAISO | 1-in-10 | 2023 | 11 |  |  |  | 77.4461 | 1
| Zone | South of Lugo | 8 | Average Weekday | CAISO | 1-in-10 | 2023 | 12 |  |  |  | 80.5549 | 1
| Zone | South of Lugo | 8 | Average Weekday | CAISO | 1-in-10 | 2023 | 13 |  |  |  | 83.149 | 1
| Zone | South of Lugo | 8 | Average Weekday | CAISO | 1-in-10 | 2023 | 14 |  |  |  | 85.1378 | 1
| Zone | South of Lugo | 8 | Average Weekday | CAISO | 1-in-10 | 2023 | 15 |  |  |  | 86.6323 | 1
| Zone | South of Lugo | 8 | Average Weekday | CAISO | 1-in-10 | 2023 | 16 |  |  |  | 87.3098 | 1
| Zone | South of Lugo | 8 | Average Weekday | CAISO | 1-in-10 | 2023 | 17 |  |  |  | 87.3765 | 1
| Zone | South of Lugo | 8 | Average Weekday | CAISO | 1-in-10 | 2023 | 18 |  |  |  | 86.429 | 1
| Zone | South of Lugo | 8 | Average Weekday | CAISO | 1-in-10 | 2023 | 19 |  |  |  | 84.8218 | 1
| Zone | South of Lugo | 8 | Average Weekday | CAISO | 1-in-10 | 2023 | 20 |  |  |  | 82.4445 | 1
| Zone | South of Lugo | 8 | Average Weekday | CAISO | 1-in-10 | 2023 | 21 |  |  |  | 79.065 | 1
| Zone | South of Lugo | 8 | Average Weekday | CAISO | 1-in-10 | 2023 | 22 |  |  |  | 76.5069 | 1
| Zone | South of Lugo | 8 | Average Weekday | CAISO | 1-in-10 | 2023 | 23 |  |  |  | 74.9988 | 1
| Zone | South of Lugo | 8 | Average Weekday | CAISO | 1-in-10 | 2023 | 24 |  |  |  | 73.8875 | 1
| Zone | South of Lugo | 8 | Monthly System Peak Day | CAISO | 1-in-10 | 2023 | 1 |  |  |  | 76.5865 | 1
| Zone | South of Lugo | 8 | Monthly System Peak Day | CAISO | 1-in-10 | 2023 | 2 |  |  |  | 75.6031 | 1
| Zone | South of Lugo | 8 | Monthly System Peak Day | CAISO | 1-in-10 | 2023 | 3 |  |  |  | 74.8508 | 1
| Zone | South of Lugo | 8 | Monthly System Peak Day | CAISO | 1-in-10 | 2023 | 4 |  |  |  | 74.2304 | 1
| Zone | South of Lugo | 8 | Monthly System Peak Day | CAISO | 1-in-10 | 2023 | 5 |  |  |  | 73.545 | 1
| Zone | South of Lugo | 8 | Monthly System Peak Day | CAISO | 1-in-10 | 2023 | 6 |  |  |  | 72.9512 | 1
| Zone | South of Lugo | 8 | Monthly System Peak Day | CAISO | 1-in-10 | 2023 | 7 |  |  |  | 72.6527 | 1
| Zone | South of Lugo | 8 | Monthly System Peak Day | CAISO | 1-in-10 | 2023 | 8 |  |  |  | 72.635 | 1
| Zone | South of Lugo | 8 | Monthly System Peak Day | CAISO | 1-in-10 | 2023 | 9 |  |  |  | 74.9908 | 1
| Zone | South of Lugo | 8 | Monthly System Peak Day | CAISO | 1-in-10 | 2023 | 10 |  |  |  | 79.5742 | 1
| Zone | South of Lugo | 8 | Monthly System Peak Day | CAISO | 1-in-10 | 2023 | 11 |  |  |  | 84.6231 | 1
| Zone | South of Lugo | 8 | Monthly System Peak Day | CAISO | 1-in-10 | 2023 | 12 |  |  |  | 89.3115 | 1
| Zone | South of Lugo | 8 | Monthly System Peak Day | CAISO | 1-in-10 | 2023 | 13 |  |  |  | 92.7423 | 1
| Zone | South of Lugo | 8 | Monthly System Peak Day | CAISO | 1-in-10 | 2023 | 14 |  |  |  | 95.65 | 1
| Zone | South of Lugo | 8 | Monthly System Peak Day | CAISO | 1-in-10 | 2023 | 15 |  |  |  | 96.65 | 1
| Zone | South of Lugo | 8 | Monthly System Peak Day | CAISO | 1-in-10 | 2023 | 16 |  |  |  | 96.5692 | 1
| Zone | South of Lugo | 8 | Monthly System Peak Day | CAISO | 1-in-10 | 2023 | 17 |  |  |  | 95.9769 | 1
| Zone | South of Lugo | 8 | Monthly System Peak Day | CAISO | 1-in-10 | 2023 | 18 |  |  |  | 95.2 | 1
| Zone | South of Lugo | 8 | Monthly System Peak Day | CAISO | 1-in-10 | 2023 | 19 |  |  |  | 93.7462 | 1
| Zone | South of Lugo | 8 | Monthly System Peak Day | CAISO | 1-in-10 | 2023 | 20 |  |  |  | 91.3885 | 1
| Zone | South of Lugo | 8 | Monthly System Peak Day | CAISO | 1-in-10 | 2023 | 21 |  |  |  | 87.0077 | 1
| Zone | South of Lugo | 8 | Monthly System Peak Day | CAISO | 1-in-10 | 2023 | 22 |  |  |  | 83.5154 | 1
| Zone | South of Lugo | 8 | Monthly System Peak Day | CAISO | 1-in-10 | 2023 | 23 |  |  |  | 81.9577 | 1
| Zone | South of Lugo | 8 | Monthly System Peak Day | CAISO | 1-in-10 | 2023 | 24 |  |  |  | 80.7146 | 1
| Zone | South of Lugo | 8 | Typical Event Day | CAISO | 1-in-10 | 2023 | 1 |  |  |  | 77.6788 | 1
| Zone | South of Lugo | 8 | Typical Event Day | CAISO | 1-in-10 | 2023 | 2 |  |  |  | 76.6273 | 1
| Zone | South of Lugo | 8 | Typical Event Day | CAISO | 1-in-10 | 2023 | 3 |  |  |  | 75.6454 | 1
| Zone | South of Lugo | 8 | Typical Event Day | CAISO | 1-in-10 | 2023 | 4 |  |  |  | 75.2181 | 1
| Zone | South of Lugo | 8 | Typical Event Day | CAISO | 1-in-10 | 2023 | 5 |  |  |  | 74.5275 | 1
| Zone | South of Lugo | 8 | Typical Event Day | CAISO | 1-in-10 | 2023 | 6 |  |  |  | 74.1489 | 1
| Zone | South of Lugo | 8 | Typical Event Day | CAISO | 1-in-10 | 2023 | 7 |  |  |  | 73.7937 | 1
| Zone | South of Lugo | 8 | Typical Event Day | CAISO | 1-in-10 | 2023 | 8 |  |  |  | 74.4358 | 1
| Zone | South of Lugo | 8 | Typical Event Day | CAISO | 1-in-10 | 2023 | 9 |  |  |  | 77.1125 | 1
| Zone | South of Lugo | 8 | Typical Event Day | CAISO | 1-in-10 | 2023 | 10 |  |  |  | 81.5061 | 1
| Zone | South of Lugo | 8 | Typical Event Day | CAISO | 1-in-10 | 2023 | 11 |  |  |  | 86.2935 | 1
| Zone | South of Lugo | 8 | Typical Event Day | CAISO | 1-in-10 | 2023 | 12 |  |  |  | 90.2077 | 1
| Zone | South of Lugo | 8 | Typical Event Day | CAISO | 1-in-10 | 2023 | 13 |  |  |  | 92.7231 | 1
| Zone | South of Lugo | 8 | Typical Event Day | CAISO | 1-in-10 | 2023 | 14 |  |  |  | 94.8365 | 1
| Zone | South of Lugo | 8 | Typical Event Day | CAISO | 1-in-10 | 2023 | 15 |  |  |  | 96.0702 | 1
| Zone | South of Lugo | 8 | Typical Event Day | CAISO | 1-in-10 | 2023 | 16 |  |  |  | 96.351 | 1
| Zone | South of Lugo | 8 | Typical Event Day | CAISO | 1-in-10 | 2023 | 17 |  |  |  | 96.1567 | 1
| Zone | South of Lugo | 8 | Typical Event Day | CAISO | 1-in-10 | 2023 | 18 |  |  |  | 95.3356 | 1
| Zone | South of Lugo | 8 | Typical Event Day | CAISO | 1-in-10 | 2023 | 19 |  |  |  | 93.6337 | 1
| Zone | South of Lugo | 8 | Typical Event Day | CAISO | 1-in-10 | 2023 | 20 |  |  |  | 90.574 | 1
| Zone | South of Lugo | 8 | Typical Event Day | CAISO | 1-in-10 | 2023 | 21 |  |  |  | 86.8538 | 1
| Zone | South of Lugo | 8 | Typical Event Day | CAISO | 1-in-10 | 2023 | 22 |  |  |  | 83.9704 | 1
| Zone | South of Lugo | 8 | Typical Event Day | CAISO | 1-in-10 | 2023 | 23 |  |  |  | 82.0871 | 1
| Zone | South of Lugo | 8 | Typical Event Day | CAISO | 1-in-10 | 2023 | 24 |  |  |  | 80.4009 | 1
| Zone | South of Lugo | 9 | Average Weekday | CAISO | 1-in-10 | 2023 | 1 |  |  |  | 73.2512 | 1
| Zone | South of Lugo | 9 | Average Weekday | CAISO | 1-in-10 | 2023 | 2 |  |  |  | 72.3685 | 1
| Zone | South of Lugo | 9 | Average Weekday | CAISO | 1-in-10 | 2023 | 3 |  |  |  | 71.6295 | 1
| Zone | South of Lugo | 9 | Average Weekday | CAISO | 1-in-10 | 2023 | 4 |  |  |  | 70.9846 | 1
| Zone | South of Lugo | 9 | Average Weekday | CAISO | 1-in-10 | 2023 | 5 |  |  |  | 70.4271 | 1
| Zone | South of Lugo | 9 | Average Weekday | CAISO | 1-in-10 | 2023 | 6 |  |  |  | 69.9244 | 1
| Zone | South of Lugo | 9 | Average Weekday | CAISO | 1-in-10 | 2023 | 7 |  |  |  | 69.5541 | 1
| Zone | South of Lugo | 9 | Average Weekday | CAISO | 1-in-10 | 2023 | 8 |  |  |  | 69.361 | 1
| Zone | South of Lugo | 9 | Average Weekday | CAISO | 1-in-10 | 2023 | 9 |  |  |  | 70.7113 | 1
| Zone | South of Lugo | 9 | Average Weekday | CAISO | 1-in-10 | 2023 | 10 |  |  |  | 73.6147 | 1
| Zone | South of Lugo | 9 | Average Weekday | CAISO | 1-in-10 | 2023 | 11 |  |  |  | 77.1101 | 1
| Zone | South of Lugo | 9 | Average Weekday | CAISO | 1-in-10 | 2023 | 12 |  |  |  | 80.43 | 1
| Zone | South of Lugo | 9 | Average Weekday | CAISO | 1-in-10 | 2023 | 13 |  |  |  | 83.0984 | 1
| Zone | South of Lugo | 9 | Average Weekday | CAISO | 1-in-10 | 2023 | 14 |  |  |  | 84.9046 | 1
| Zone | South of Lugo | 9 | Average Weekday | CAISO | 1-in-10 | 2023 | 15 |  |  |  | 86.2075 | 1
| Zone | South of Lugo | 9 | Average Weekday | CAISO | 1-in-10 | 2023 | 16 |  |  |  | 86.7527 | 1
| Zone | South of Lugo | 9 | Average Weekday | CAISO | 1-in-10 | 2023 | 17 |  |  |  | 86.7156 | 1
| Zone | South of Lugo | 9 | Average Weekday | CAISO | 1-in-10 | 2023 | 18 |  |  |  | 85.846 | 1
| Zone | South of Lugo | 9 | Average Weekday | CAISO | 1-in-10 | 2023 | 19 |  |  |  | 84.0648 | 1
| Zone | South of Lugo | 9 | Average Weekday | CAISO | 1-in-10 | 2023 | 20 |  |  |  | 81.1436 | 1
| Zone | South of Lugo | 9 | Average Weekday | CAISO | 1-in-10 | 2023 | 21 |  |  |  | 78.0516 | 1
| Zone | South of Lugo | 9 | Average Weekday | CAISO | 1-in-10 | 2023 | 22 |  |  |  | 76.2339 | 1
| Zone | South of Lugo | 9 | Average Weekday | CAISO | 1-in-10 | 2023 | 23 |  |  |  | 74.88 | 1
| Zone | South of Lugo | 9 | Average Weekday | CAISO | 1-in-10 | 2023 | 24 |  |  |  | 73.7799 | 1
| Zone | South of Lugo | 9 | Monthly System Peak Day | CAISO | 1-in-10 | 2023 | 1 |  |  |  | 80.4154 | 1
| Zone | South of Lugo | 9 | Monthly System Peak Day | CAISO | 1-in-10 | 2023 | 2 |  |  |  | 79.4231 | 1
| Zone | South of Lugo | 9 | Monthly System Peak Day | CAISO | 1-in-10 | 2023 | 3 |  |  |  | 78.4577 | 1
| Zone | South of Lugo | 9 | Monthly System Peak Day | CAISO | 1-in-10 | 2023 | 4 |  |  |  | 78.5885 | 1
| Zone | South of Lugo | 9 | Monthly System Peak Day | CAISO | 1-in-10 | 2023 | 5 |  |  |  | 78.0654 | 1
| Zone | South of Lugo | 9 | Monthly System Peak Day | CAISO | 1-in-10 | 2023 | 6 |  |  |  | 78.0231 | 1
| Zone | South of Lugo | 9 | Monthly System Peak Day | CAISO | 1-in-10 | 2023 | 7 |  |  |  | 77.9923 | 1
| Zone | South of Lugo | 9 | Monthly System Peak Day | CAISO | 1-in-10 | 2023 | 8 |  |  |  | 78.6615 | 1
| Zone | South of Lugo | 9 | Monthly System Peak Day | CAISO | 1-in-10 | 2023 | 9 |  |  |  | 80.0038 | 1
| Zone | South of Lugo | 9 | Monthly System Peak Day | CAISO | 1-in-10 | 2023 | 10 |  |  |  | 83.3539 | 1
| Zone | South of Lugo | 9 | Monthly System Peak Day | CAISO | 1-in-10 | 2023 | 11 |  |  |  | 88.6538 | 1
| Zone | South of Lugo | 9 | Monthly System Peak Day | CAISO | 1-in-10 | 2023 | 12 |  |  |  | 92.4654 | 1
| Zone | South of Lugo | 9 | Monthly System Peak Day | CAISO | 1-in-10 | 2023 | 13 |  |  |  | 95.6692 | 1
| Zone | South of Lugo | 9 | Monthly System Peak Day | CAISO | 1-in-10 | 2023 | 14 |  |  |  | 97.75 | 1
| Zone | South of Lugo | 9 | Monthly System Peak Day | CAISO | 1-in-10 | 2023 | 15 |  |  |  | 98.8462 | 1
| Zone | South of Lugo | 9 | Monthly System Peak Day | CAISO | 1-in-10 | 2023 | 16 |  |  |  | 98.1269 | 1
| Zone | South of Lugo | 9 | Monthly System Peak Day | CAISO | 1-in-10 | 2023 | 17 |  |  |  | 98.4923 | 1
| Zone | South of Lugo | 9 | Monthly System Peak Day | CAISO | 1-in-10 | 2023 | 18 |  |  |  | 97.0962 | 1
| Zone | South of Lugo | 9 | Monthly System Peak Day | CAISO | 1-in-10 | 2023 | 19 |  |  |  | 95.35 | 1
| Zone | South of Lugo | 9 | Monthly System Peak Day | CAISO | 1-in-10 | 2023 | 20 |  |  |  | 93.2 | 1
| Zone | South of Lugo | 9 | Monthly System Peak Day | CAISO | 1-in-10 | 2023 | 21 |  |  |  | 89.9038 | 1
| Zone | South of Lugo | 9 | Monthly System Peak Day | CAISO | 1-in-10 | 2023 | 22 |  |  |  | 88.5577 | 1
| Zone | South of Lugo | 9 | Monthly System Peak Day | CAISO | 1-in-10 | 2023 | 23 |  |  |  | 87.4885 | 1
| Zone | South of Lugo | 9 | Monthly System Peak Day | CAISO | 1-in-10 | 2023 | 24 |  |  |  | 85.3615 | 1
| Zone | South of Lugo | 10 | Average Weekday | CAISO | 1-in-10 | 2023 | 1 |  |  |  | 69.762 | 1
| Zone | South of Lugo | 10 | Average Weekday | CAISO | 1-in-10 | 2023 | 2 |  |  |  | 68.8745 | 1
| Zone | South of Lugo | 10 | Average Weekday | CAISO | 1-in-10 | 2023 | 3 |  |  |  | 68.1604 | 1
| Zone | South of Lugo | 10 | Average Weekday | CAISO | 1-in-10 | 2023 | 4 |  |  |  | 67.4921 | 1
| Zone | South of Lugo | 10 | Average Weekday | CAISO | 1-in-10 | 2023 | 5 |  |  |  | 66.8849 | 1
| Zone | South of Lugo | 10 | Average Weekday | CAISO | 1-in-10 | 2023 | 6 |  |  |  | 66.4737 | 1
| Zone | South of Lugo | 10 | Average Weekday | CAISO | 1-in-10 | 2023 | 7 |  |  |  | 66.0452 | 1
| Zone | South of Lugo | 10 | Average Weekday | CAISO | 1-in-10 | 2023 | 8 |  |  |  | 65.7944 | 1
| Zone | South of Lugo | 10 | Average Weekday | CAISO | 1-in-10 | 2023 | 9 |  |  |  | 66.4184 | 1
| Zone | South of Lugo | 10 | Average Weekday | CAISO | 1-in-10 | 2023 | 10 |  |  |  | 69.4546 | 1
| Zone | South of Lugo | 10 | Average Weekday | CAISO | 1-in-10 | 2023 | 11 |  |  |  | 73.0169 | 1
| Zone | South of Lugo | 10 | Average Weekday | CAISO | 1-in-10 | 2023 | 12 |  |  |  | 76.5501 | 1
| Zone | South of Lugo | 10 | Average Weekday | CAISO | 1-in-10 | 2023 | 13 |  |  |  | 79.3305 | 1
| Zone | South of Lugo | 10 | Average Weekday | CAISO | 1-in-10 | 2023 | 14 |  |  |  | 81.3196 | 1
| Zone | South of Lugo | 10 | Average Weekday | CAISO | 1-in-10 | 2023 | 15 |  |  |  | 82.45 | 1
| Zone | South of Lugo | 10 | Average Weekday | CAISO | 1-in-10 | 2023 | 16 |  |  |  | 82.92 | 1
| Zone | South of Lugo | 10 | Average Weekday | CAISO | 1-in-10 | 2023 | 17 |  |  |  | 82.7609 | 1
| Zone | South of Lugo | 10 | Average Weekday | CAISO | 1-in-10 | 2023 | 18 |  |  |  | 82.0538 | 1
| Zone | South of Lugo | 10 | Average Weekday | CAISO | 1-in-10 | 2023 | 19 |  |  |  | 80.0614 | 1
| Zone | South of Lugo | 10 | Average Weekday | CAISO | 1-in-10 | 2023 | 20 |  |  |  | 76.8669 | 1
| Zone | South of Lugo | 10 | Average Weekday | CAISO | 1-in-10 | 2023 | 21 |  |  |  | 74.5837 | 1
| Zone | South of Lugo | 10 | Average Weekday | CAISO | 1-in-10 | 2023 | 22 |  |  |  | 73.102 | 1
| Zone | South of Lugo | 10 | Average Weekday | CAISO | 1-in-10 | 2023 | 23 |  |  |  | 71.9026 | 1
| Zone | South of Lugo | 10 | Average Weekday | CAISO | 1-in-10 | 2023 | 24 |  |  |  | 70.842 | 1
| Zone | South of Lugo | 10 | Monthly System Peak Day | CAISO | 1-in-10 | 2023 | 1 |  |  |  | 78.9042 | 1
| Zone | South of Lugo | 10 | Monthly System Peak Day | CAISO | 1-in-10 | 2023 | 2 |  |  |  | 78.3579 | 1
| Zone | South of Lugo | 10 | Monthly System Peak Day | CAISO | 1-in-10 | 2023 | 3 |  |  |  | 77.6125 | 1
| Zone | South of Lugo | 10 | Monthly System Peak Day | CAISO | 1-in-10 | 2023 | 4 |  |  |  | 76.5121 | 1
| Zone | South of Lugo | 10 | Monthly System Peak Day | CAISO | 1-in-10 | 2023 | 5 |  |  |  | 76.4137 | 1
| Zone | South of Lugo | 10 | Monthly System Peak Day | CAISO | 1-in-10 | 2023 | 6 |  |  |  | 75.9492 | 1
| Zone | South of Lugo | 10 | Monthly System Peak Day | CAISO | 1-in-10 | 2023 | 7 |  |  |  | 75.1142 | 1
| Zone | South of Lugo | 10 | Monthly System Peak Day | CAISO | 1-in-10 | 2023 | 8 |  |  |  | 74.7821 | 1
| Zone | South of Lugo | 10 | Monthly System Peak Day | CAISO | 1-in-10 | 2023 | 9 |  |  |  | 75.8142 | 1
| Zone | South of Lugo | 10 | Monthly System Peak Day | CAISO | 1-in-10 | 2023 | 10 |  |  |  | 79.1917 | 1
| Zone | South of Lugo | 10 | Monthly System Peak Day | CAISO | 1-in-10 | 2023 | 11 |  |  |  | 83.05 | 1
| Zone | South of Lugo | 10 | Monthly System Peak Day | CAISO | 1-in-10 | 2023 | 12 |  |  |  | 86.3667 | 1
| Zone | South of Lugo | 10 | Monthly System Peak Day | CAISO | 1-in-10 | 2023 | 13 |  |  |  | 88.6333 | 1
| Zone | South of Lugo | 10 | Monthly System Peak Day | CAISO | 1-in-10 | 2023 | 14 |  |  |  | 90.0042 | 1
| Zone | South of Lugo | 10 | Monthly System Peak Day | CAISO | 1-in-10 | 2023 | 15 |  |  |  | 90.7042 | 1
| Zone | South of Lugo | 10 | Monthly System Peak Day | CAISO | 1-in-10 | 2023 | 16 |  |  |  | 91.5292 | 1
| Zone | South of Lugo | 10 | Monthly System Peak Day | CAISO | 1-in-10 | 2023 | 17 |  |  |  | 90.9167 | 1
| Zone | South of Lugo | 10 | Monthly System Peak Day | CAISO | 1-in-10 | 2023 | 18 |  |  |  | 89.5 | 1
| Zone | South of Lugo | 10 | Monthly System Peak Day | CAISO | 1-in-10 | 2023 | 19 |  |  |  | 85.9708 | 1
| Zone | South of Lugo | 10 | Monthly System Peak Day | CAISO | 1-in-10 | 2023 | 20 |  |  |  | 82.3375 | 1
| Zone | South of Lugo | 10 | Monthly System Peak Day | CAISO | 1-in-10 | 2023 | 21 |  |  |  | 79.3125 | 1
| Zone | South of Lugo | 10 | Monthly System Peak Day | CAISO | 1-in-10 | 2023 | 22 |  |  |  | 77.4458 | 1
| Zone | South of Lugo | 10 | Monthly System Peak Day | CAISO | 1-in-10 | 2023 | 23 |  |  |  | 76.4558 | 1
| Zone | South of Lugo | 10 | Monthly System Peak Day | CAISO | 1-in-10 | 2023 | 24 |  |  |  | 75.52 | 1
| Zone | South of Lugo | 11 | Average Weekday | CAISO | 1-in-10 | 2023 | 1 |  |  |  | 58.4899 | 1
| Zone | South of Lugo | 11 | Average Weekday | CAISO | 1-in-10 | 2023 | 2 |  |  |  | 57.4303 | 1
| Zone | South of Lugo | 11 | Average Weekday | CAISO | 1-in-10 | 2023 | 3 |  |  |  | 56.5965 | 1
| Zone | South of Lugo | 11 | Average Weekday | CAISO | 1-in-10 | 2023 | 4 |  |  |  | 55.7784 | 1
| Zone | South of Lugo | 11 | Average Weekday | CAISO | 1-in-10 | 2023 | 5 |  |  |  | 55.1225 | 1
| Zone | South of Lugo | 11 | Average Weekday | CAISO | 1-in-10 | 2023 | 6 |  |  |  | 54.5133 | 1
| Zone | South of Lugo | 11 | Average Weekday | CAISO | 1-in-10 | 2023 | 7 |  |  |  | 54.2276 | 1
| Zone | South of Lugo | 11 | Average Weekday | CAISO | 1-in-10 | 2023 | 8 |  |  |  | 54.2096 | 1
| Zone | South of Lugo | 11 | Average Weekday | CAISO | 1-in-10 | 2023 | 9 |  |  |  | 56.0514 | 1
| Zone | South of Lugo | 11 | Average Weekday | CAISO | 1-in-10 | 2023 | 10 |  |  |  | 60.0331 | 1
| Zone | South of Lugo | 11 | Average Weekday | CAISO | 1-in-10 | 2023 | 11 |  |  |  | 64.3807 | 1
| Zone | South of Lugo | 11 | Average Weekday | CAISO | 1-in-10 | 2023 | 12 |  |  |  | 67.9142 | 1
| Zone | South of Lugo | 11 | Average Weekday | CAISO | 1-in-10 | 2023 | 13 |  |  |  | 70.4422 | 1
| Zone | South of Lugo | 11 | Average Weekday | CAISO | 1-in-10 | 2023 | 14 |  |  |  | 72.0209 | 1
| Zone | South of Lugo | 11 | Average Weekday | CAISO | 1-in-10 | 2023 | 15 |  |  |  | 72.7246 | 1
| Zone | South of Lugo | 11 | Average Weekday | CAISO | 1-in-10 | 2023 | 16 |  |  |  | 72.8761 | 1
| Zone | South of Lugo | 11 | Average Weekday | CAISO | 1-in-10 | 2023 | 17 |  |  |  | 72.1405 | 1
| Zone | South of Lugo | 11 | Average Weekday | CAISO | 1-in-10 | 2023 | 18 |  |  |  | 70.1961 | 1
| Zone | South of Lugo | 11 | Average Weekday | CAISO | 1-in-10 | 2023 | 19 |  |  |  | 67.6438 | 1
| Zone | South of Lugo | 11 | Average Weekday | CAISO | 1-in-10 | 2023 | 20 |  |  |  | 65.549 | 1
| Zone | South of Lugo | 11 | Average Weekday | CAISO | 1-in-10 | 2023 | 21 |  |  |  | 63.8706 | 1
| Zone | South of Lugo | 11 | Average Weekday | CAISO | 1-in-10 | 2023 | 22 |  |  |  | 62.2114 | 1
| Zone | South of Lugo | 11 | Average Weekday | CAISO | 1-in-10 | 2023 | 23 |  |  |  | 60.8032 | 1
| Zone | South of Lugo | 11 | Average Weekday | CAISO | 1-in-10 | 2023 | 24 |  |  |  | 59.5623 | 1
| Zone | South of Lugo | 11 | Monthly System Peak Day | CAISO | 1-in-10 | 2023 | 1 |  |  |  | 72.1583 | 1
| Zone | South of Lugo | 11 | Monthly System Peak Day | CAISO | 1-in-10 | 2023 | 2 |  |  |  | 70.2483 | 1
| Zone | South of Lugo | 11 | Monthly System Peak Day | CAISO | 1-in-10 | 2023 | 3 |  |  |  | 69.6879 | 1
| Zone | South of Lugo | 11 | Monthly System Peak Day | CAISO | 1-in-10 | 2023 | 4 |  |  |  | 68.1242 | 1
| Zone | South of Lugo | 11 | Monthly System Peak Day | CAISO | 1-in-10 | 2023 | 5 |  |  |  | 67.2212 | 1
| Zone | South of Lugo | 11 | Monthly System Peak Day | CAISO | 1-in-10 | 2023 | 6 |  |  |  | 66.5896 | 1
| Zone | South of Lugo | 11 | Monthly System Peak Day | CAISO | 1-in-10 | 2023 | 7 |  |  |  | 66.7892 | 1
| Zone | South of Lugo | 11 | Monthly System Peak Day | CAISO | 1-in-10 | 2023 | 8 |  |  |  | 67.9879 | 1
| Zone | South of Lugo | 11 | Monthly System Peak Day | CAISO | 1-in-10 | 2023 | 9 |  |  |  | 69.6179 | 1
| Zone | South of Lugo | 11 | Monthly System Peak Day | CAISO | 1-in-10 | 2023 | 10 |  |  |  | 73.6738 | 1
| Zone | South of Lugo | 11 | Monthly System Peak Day | CAISO | 1-in-10 | 2023 | 11 |  |  |  | 80.8958 | 1
| Zone | South of Lugo | 11 | Monthly System Peak Day | CAISO | 1-in-10 | 2023 | 12 |  |  |  | 87.0333 | 1
| Zone | South of Lugo | 11 | Monthly System Peak Day | CAISO | 1-in-10 | 2023 | 13 |  |  |  | 90.2167 | 1
| Zone | South of Lugo | 11 | Monthly System Peak Day | CAISO | 1-in-10 | 2023 | 14 |  |  |  | 91.8417 | 1
| Zone | South of Lugo | 11 | Monthly System Peak Day | CAISO | 1-in-10 | 2023 | 15 |  |  |  | 92.325 | 1
| Zone | South of Lugo | 11 | Monthly System Peak Day | CAISO | 1-in-10 | 2023 | 16 |  |  |  | 92.3417 | 1
| Zone | South of Lugo | 11 | Monthly System Peak Day | CAISO | 1-in-10 | 2023 | 17 |  |  |  | 91.4417 | 1
| Zone | South of Lugo | 11 | Monthly System Peak Day | CAISO | 1-in-10 | 2023 | 18 |  |  |  | 89.6292 | 1
| Zone | South of Lugo | 11 | Monthly System Peak Day | CAISO | 1-in-10 | 2023 | 19 |  |  |  | 86.7167 | 1
| Zone | South of Lugo | 11 | Monthly System Peak Day | CAISO | 1-in-10 | 2023 | 20 |  |  |  | 83.3458 | 1
| Zone | South of Lugo | 11 | Monthly System Peak Day | CAISO | 1-in-10 | 2023 | 21 |  |  |  | 80.0625 | 1
| Zone | South of Lugo | 11 | Monthly System Peak Day | CAISO | 1-in-10 | 2023 | 22 |  |  |  | 77.0746 | 1
| Zone | South of Lugo | 11 | Monthly System Peak Day | CAISO | 1-in-10 | 2023 | 23 |  |  |  | 74.9146 | 1
| Zone | South of Lugo | 11 | Monthly System Peak Day | CAISO | 1-in-10 | 2023 | 24 |  |  |  | 72.6104 | 1
| Zone | South of Lugo | 12 | Average Weekday | CAISO | 1-in-10 | 2023 | 1 |  |  |  | 54.0147 | 1
| Zone | South of Lugo | 12 | Average Weekday | CAISO | 1-in-10 | 2023 | 2 |  |  |  | 53.2901 | 1
| Zone | South of Lugo | 12 | Average Weekday | CAISO | 1-in-10 | 2023 | 3 |  |  |  | 52.5871 | 1
| Zone | South of Lugo | 12 | Average Weekday | CAISO | 1-in-10 | 2023 | 4 |  |  |  | 52.1177 | 1
| Zone | South of Lugo | 12 | Average Weekday | CAISO | 1-in-10 | 2023 | 5 |  |  |  | 51.6393 | 1
| Zone | South of Lugo | 12 | Average Weekday | CAISO | 1-in-10 | 2023 | 6 |  |  |  | 51.2256 | 1
| Zone | South of Lugo | 12 | Average Weekday | CAISO | 1-in-10 | 2023 | 7 |  |  |  | 50.9149 | 1
| Zone | South of Lugo | 12 | Average Weekday | CAISO | 1-in-10 | 2023 | 8 |  |  |  | 50.9494 | 1
| Zone | South of Lugo | 12 | Average Weekday | CAISO | 1-in-10 | 2023 | 9 |  |  |  | 52.0114 | 1
| Zone | South of Lugo | 12 | Average Weekday | CAISO | 1-in-10 | 2023 | 10 |  |  |  | 54.7951 | 1
| Zone | South of Lugo | 12 | Average Weekday | CAISO | 1-in-10 | 2023 | 11 |  |  |  | 58.1077 | 1
| Zone | South of Lugo | 12 | Average Weekday | CAISO | 1-in-10 | 2023 | 12 |  |  |  | 61.0246 | 1
| Zone | South of Lugo | 12 | Average Weekday | CAISO | 1-in-10 | 2023 | 13 |  |  |  | 62.9836 | 1
| Zone | South of Lugo | 12 | Average Weekday | CAISO | 1-in-10 | 2023 | 14 |  |  |  | 64.2755 | 1
| Zone | South of Lugo | 12 | Average Weekday | CAISO | 1-in-10 | 2023 | 15 |  |  |  | 65.0072 | 1
| Zone | South of Lugo | 12 | Average Weekday | CAISO | 1-in-10 | 2023 | 16 |  |  |  | 65.0444 | 1
| Zone | South of Lugo | 12 | Average Weekday | CAISO | 1-in-10 | 2023 | 17 |  |  |  | 64.1948 | 1
| Zone | South of Lugo | 12 | Average Weekday | CAISO | 1-in-10 | 2023 | 18 |  |  |  | 62.2119 | 1
| Zone | South of Lugo | 12 | Average Weekday | CAISO | 1-in-10 | 2023 | 19 |  |  |  | 60.0996 | 1
| Zone | South of Lugo | 12 | Average Weekday | CAISO | 1-in-10 | 2023 | 20 |  |  |  | 58.7166 | 1
| Zone | South of Lugo | 12 | Average Weekday | CAISO | 1-in-10 | 2023 | 21 |  |  |  | 57.5832 | 1
| Zone | South of Lugo | 12 | Average Weekday | CAISO | 1-in-10 | 2023 | 22 |  |  |  | 56.4118 | 1
| Zone | South of Lugo | 12 | Average Weekday | CAISO | 1-in-10 | 2023 | 23 |  |  |  | 55.4977 | 1
| Zone | South of Lugo | 12 | Average Weekday | CAISO | 1-in-10 | 2023 | 24 |  |  |  | 54.7114 | 1
| Zone | South of Lugo | 12 | Monthly System Peak Day | CAISO | 1-in-10 | 2023 | 1 |  |  |  | 43.1621 | 1
| Zone | South of Lugo | 12 | Monthly System Peak Day | CAISO | 1-in-10 | 2023 | 2 |  |  |  | 42.165 | 1
| Zone | South of Lugo | 12 | Monthly System Peak Day | CAISO | 1-in-10 | 2023 | 3 |  |  |  | 41.1825 | 1
| Zone | South of Lugo | 12 | Monthly System Peak Day | CAISO | 1-in-10 | 2023 | 4 |  |  |  | 40.5287 | 1
| Zone | South of Lugo | 12 | Monthly System Peak Day | CAISO | 1-in-10 | 2023 | 5 |  |  |  | 39.7692 | 1
| Zone | South of Lugo | 12 | Monthly System Peak Day | CAISO | 1-in-10 | 2023 | 6 |  |  |  | 38.9567 | 1
| Zone | South of Lugo | 12 | Monthly System Peak Day | CAISO | 1-in-10 | 2023 | 7 |  |  |  | 38.7854 | 1
| Zone | South of Lugo | 12 | Monthly System Peak Day | CAISO | 1-in-10 | 2023 | 8 |  |  |  | 39.3121 | 1
| Zone | South of Lugo | 12 | Monthly System Peak Day | CAISO | 1-in-10 | 2023 | 9 |  |  |  | 40.7854 | 1
| Zone | South of Lugo | 12 | Monthly System Peak Day | CAISO | 1-in-10 | 2023 | 10 |  |  |  | 44.9875 | 1
| Zone | South of Lugo | 12 | Monthly System Peak Day | CAISO | 1-in-10 | 2023 | 11 |  |  |  | 49.3725 | 1
| Zone | South of Lugo | 12 | Monthly System Peak Day | CAISO | 1-in-10 | 2023 | 12 |  |  |  | 51.6942 | 1
| Zone | South of Lugo | 12 | Monthly System Peak Day | CAISO | 1-in-10 | 2023 | 13 |  |  |  | 52.3162 | 1
| Zone | South of Lugo | 12 | Monthly System Peak Day | CAISO | 1-in-10 | 2023 | 14 |  |  |  | 53.53 | 1
| Zone | South of Lugo | 12 | Monthly System Peak Day | CAISO | 1-in-10 | 2023 | 15 |  |  |  | 54.5529 | 1
| Zone | South of Lugo | 12 | Monthly System Peak Day | CAISO | 1-in-10 | 2023 | 16 |  |  |  | 54.8563 | 1
| Zone | South of Lugo | 12 | Monthly System Peak Day | CAISO | 1-in-10 | 2023 | 17 |  |  |  | 54.495 | 1
| Zone | South of Lugo | 12 | Monthly System Peak Day | CAISO | 1-in-10 | 2023 | 18 |  |  |  | 52.5233 | 1
| Zone | South of Lugo | 12 | Monthly System Peak Day | CAISO | 1-in-10 | 2023 | 19 |  |  |  | 50.0379 | 1
| Zone | South of Lugo | 12 | Monthly System Peak Day | CAISO | 1-in-10 | 2023 | 20 |  |  |  | 49.1488 | 1
| Zone | South of Lugo | 12 | Monthly System Peak Day | CAISO | 1-in-10 | 2023 | 21 |  |  |  | 47.8304 | 1
| Zone | South of Lugo | 12 | Monthly System Peak Day | CAISO | 1-in-10 | 2023 | 22 |  |  |  | 46.2667 | 1
| Zone | South of Lugo | 12 | Monthly System Peak Day | CAISO | 1-in-10 | 2023 | 23 |  |  |  | 45.6983 | 1
| Zone | South of Lugo | 12 | Monthly System Peak Day | CAISO | 1-in-10 | 2023 | 24 |  |  |  | 45.4512 | 1
| Zone | South of Lugo | 1 | Average Weekday | CAISO | 1-in-10 | 2024 | 1 |  |  |  | 51.1891 | 1
| Zone | South of Lugo | 1 | Average Weekday | CAISO | 1-in-10 | 2024 | 2 |  |  |  | 50.37 | 1
| Zone | South of Lugo | 1 | Average Weekday | CAISO | 1-in-10 | 2024 | 3 |  |  |  | 49.6858 | 1
| Zone | South of Lugo | 1 | Average Weekday | CAISO | 1-in-10 | 2024 | 4 |  |  |  | 49.0549 | 1
| Zone | South of Lugo | 1 | Average Weekday | CAISO | 1-in-10 | 2024 | 5 |  |  |  | 48.5029 | 1
| Zone | South of Lugo | 1 | Average Weekday | CAISO | 1-in-10 | 2024 | 6 |  |  |  | 47.9978 | 1
| Zone | South of Lugo | 1 | Average Weekday | CAISO | 1-in-10 | 2024 | 7 |  |  |  | 47.6065 | 1
| Zone | South of Lugo | 1 | Average Weekday | CAISO | 1-in-10 | 2024 | 8 |  |  |  | 47.4721 | 1
| Zone | South of Lugo | 1 | Average Weekday | CAISO | 1-in-10 | 2024 | 9 |  |  |  | 48.2241 | 1
| Zone | South of Lugo | 1 | Average Weekday | CAISO | 1-in-10 | 2024 | 10 |  |  |  | 51.032 | 1
| Zone | South of Lugo | 1 | Average Weekday | CAISO | 1-in-10 | 2024 | 11 |  |  |  | 54.3859 | 1
| Zone | South of Lugo | 1 | Average Weekday | CAISO | 1-in-10 | 2024 | 12 |  |  |  | 57.4064 | 1
| Zone | South of Lugo | 1 | Average Weekday | CAISO | 1-in-10 | 2024 | 13 |  |  |  | 59.4629 | 1
| Zone | South of Lugo | 1 | Average Weekday | CAISO | 1-in-10 | 2024 | 14 |  |  |  | 60.934 | 1
| Zone | South of Lugo | 1 | Average Weekday | CAISO | 1-in-10 | 2024 | 15 |  |  |  | 61.7444 | 1
| Zone | South of Lugo | 1 | Average Weekday | CAISO | 1-in-10 | 2024 | 16 |  |  |  | 62.0385 | 1
| Zone | South of Lugo | 1 | Average Weekday | CAISO | 1-in-10 | 2024 | 17 |  |  |  | 61.6365 | 1
| Zone | South of Lugo | 1 | Average Weekday | CAISO | 1-in-10 | 2024 | 18 |  |  |  | 60.219 | 1
| Zone | South of Lugo | 1 | Average Weekday | CAISO | 1-in-10 | 2024 | 19 |  |  |  | 58.0776 | 1
| Zone | South of Lugo | 1 | Average Weekday | CAISO | 1-in-10 | 2024 | 20 |  |  |  | 56.5312 | 1
| Zone | South of Lugo | 1 | Average Weekday | CAISO | 1-in-10 | 2024 | 21 |  |  |  | 55.3422 | 1
| Zone | South of Lugo | 1 | Average Weekday | CAISO | 1-in-10 | 2024 | 22 |  |  |  | 54.2523 | 1
| Zone | South of Lugo | 1 | Average Weekday | CAISO | 1-in-10 | 2024 | 23 |  |  |  | 53.0495 | 1
| Zone | South of Lugo | 1 | Average Weekday | CAISO | 1-in-10 | 2024 | 24 |  |  |  | 52.1198 | 1
| Zone | South of Lugo | 1 | Monthly System Peak Day | CAISO | 1-in-10 | 2024 | 1 |  |  |  | 48.2546 | 1
| Zone | South of Lugo | 1 | Monthly System Peak Day | CAISO | 1-in-10 | 2024 | 2 |  |  |  | 47.2242 | 1
| Zone | South of Lugo | 1 | Monthly System Peak Day | CAISO | 1-in-10 | 2024 | 3 |  |  |  | 47.0496 | 1
| Zone | South of Lugo | 1 | Monthly System Peak Day | CAISO | 1-in-10 | 2024 | 4 |  |  |  | 46.5954 | 1
| Zone | South of Lugo | 1 | Monthly System Peak Day | CAISO | 1-in-10 | 2024 | 5 |  |  |  | 45.9596 | 1
| Zone | South of Lugo | 1 | Monthly System Peak Day | CAISO | 1-in-10 | 2024 | 6 |  |  |  | 45.4304 | 1
| Zone | South of Lugo | 1 | Monthly System Peak Day | CAISO | 1-in-10 | 2024 | 7 |  |  |  | 44.9821 | 1
| Zone | South of Lugo | 1 | Monthly System Peak Day | CAISO | 1-in-10 | 2024 | 8 |  |  |  | 44.2646 | 1
| Zone | South of Lugo | 1 | Monthly System Peak Day | CAISO | 1-in-10 | 2024 | 9 |  |  |  | 43.9946 | 1
| Zone | South of Lugo | 1 | Monthly System Peak Day | CAISO | 1-in-10 | 2024 | 10 |  |  |  | 45.905 | 1
| Zone | South of Lugo | 1 | Monthly System Peak Day | CAISO | 1-in-10 | 2024 | 11 |  |  |  | 46.0083 | 1
| Zone | South of Lugo | 1 | Monthly System Peak Day | CAISO | 1-in-10 | 2024 | 12 |  |  |  | 47.8037 | 1
| Zone | South of Lugo | 1 | Monthly System Peak Day | CAISO | 1-in-10 | 2024 | 13 |  |  |  | 49.2283 | 1
| Zone | South of Lugo | 1 | Monthly System Peak Day | CAISO | 1-in-10 | 2024 | 14 |  |  |  | 49.265 | 1
| Zone | South of Lugo | 1 | Monthly System Peak Day | CAISO | 1-in-10 | 2024 | 15 |  |  |  | 49.7642 | 1
| Zone | South of Lugo | 1 | Monthly System Peak Day | CAISO | 1-in-10 | 2024 | 16 |  |  |  | 50.74 | 1
| Zone | South of Lugo | 1 | Monthly System Peak Day | CAISO | 1-in-10 | 2024 | 17 |  |  |  | 51.0629 | 1
| Zone | South of Lugo | 1 | Monthly System Peak Day | CAISO | 1-in-10 | 2024 | 18 |  |  |  | 49.9983 | 1
| Zone | South of Lugo | 1 | Monthly System Peak Day | CAISO | 1-in-10 | 2024 | 19 |  |  |  | 48.4096 | 1
| Zone | South of Lugo | 1 | Monthly System Peak Day | CAISO | 1-in-10 | 2024 | 20 |  |  |  | 47.8275 | 1
| Zone | South of Lugo | 1 | Monthly System Peak Day | CAISO | 1-in-10 | 2024 | 21 |  |  |  | 47.2671 | 1
| Zone | South of Lugo | 1 | Monthly System Peak Day | CAISO | 1-in-10 | 2024 | 22 |  |  |  | 47.0438 | 1
| Zone | South of Lugo | 1 | Monthly System Peak Day | CAISO | 1-in-10 | 2024 | 23 |  |  |  | 46.3488 | 1
| Zone | South of Lugo | 1 | Monthly System Peak Day | CAISO | 1-in-10 | 2024 | 24 |  |  |  | 45.2792 | 1
| Zone | South of Lugo | 2 | Average Weekday | CAISO | 1-in-10 | 2024 | 1 |  |  |  | 50.13 | 1
| Zone | South of Lugo | 2 | Average Weekday | CAISO | 1-in-10 | 2024 | 2 |  |  |  | 49.1665 | 1
| Zone | South of Lugo | 2 | Average Weekday | CAISO | 1-in-10 | 2024 | 3 |  |  |  | 48.3485 | 1
| Zone | South of Lugo | 2 | Average Weekday | CAISO | 1-in-10 | 2024 | 4 |  |  |  | 47.6706 | 1
| Zone | South of Lugo | 2 | Average Weekday | CAISO | 1-in-10 | 2024 | 5 |  |  |  | 47.1168 | 1
| Zone | South of Lugo | 2 | Average Weekday | CAISO | 1-in-10 | 2024 | 6 |  |  |  | 46.6007 | 1
| Zone | South of Lugo | 2 | Average Weekday | CAISO | 1-in-10 | 2024 | 7 |  |  |  | 46.3432 | 1
| Zone | South of Lugo | 2 | Average Weekday | CAISO | 1-in-10 | 2024 | 8 |  |  |  | 46.5046 | 1
| Zone | South of Lugo | 2 | Average Weekday | CAISO | 1-in-10 | 2024 | 9 |  |  |  | 48.1818 | 1
| Zone | South of Lugo | 2 | Average Weekday | CAISO | 1-in-10 | 2024 | 10 |  |  |  | 51.4916 | 1
| Zone | South of Lugo | 2 | Average Weekday | CAISO | 1-in-10 | 2024 | 11 |  |  |  | 54.8195 | 1
| Zone | South of Lugo | 2 | Average Weekday | CAISO | 1-in-10 | 2024 | 12 |  |  |  | 57.534 | 1
| Zone | South of Lugo | 2 | Average Weekday | CAISO | 1-in-10 | 2024 | 13 |  |  |  | 59.3894 | 1
| Zone | South of Lugo | 2 | Average Weekday | CAISO | 1-in-10 | 2024 | 14 |  |  |  | 60.8652 | 1
| Zone | South of Lugo | 2 | Average Weekday | CAISO | 1-in-10 | 2024 | 15 |  |  |  | 61.8626 | 1
| Zone | South of Lugo | 2 | Average Weekday | CAISO | 1-in-10 | 2024 | 16 |  |  |  | 62.3043 | 1
| Zone | South of Lugo | 2 | Average Weekday | CAISO | 1-in-10 | 2024 | 17 |  |  |  | 61.9535 | 1
| Zone | South of Lugo | 2 | Average Weekday | CAISO | 1-in-10 | 2024 | 18 |  |  |  | 60.687 | 1
| Zone | South of Lugo | 2 | Average Weekday | CAISO | 1-in-10 | 2024 | 19 |  |  |  | 58.4288 | 1
| Zone | South of Lugo | 2 | Average Weekday | CAISO | 1-in-10 | 2024 | 20 |  |  |  | 56.4787 | 1
| Zone | South of Lugo | 2 | Average Weekday | CAISO | 1-in-10 | 2024 | 21 |  |  |  | 55.0237 | 1
| Zone | South of Lugo | 2 | Average Weekday | CAISO | 1-in-10 | 2024 | 22 |  |  |  | 53.8691 | 1
| Zone | South of Lugo | 2 | Average Weekday | CAISO | 1-in-10 | 2024 | 23 |  |  |  | 52.692 | 1
| Zone | South of Lugo | 2 | Average Weekday | CAISO | 1-in-10 | 2024 | 24 |  |  |  | 51.4944 | 1
| Zone | South of Lugo | 2 | Monthly System Peak Day | CAISO | 1-in-10 | 2024 | 1 |  |  |  | 50.5583 | 1
| Zone | South of Lugo | 2 | Monthly System Peak Day | CAISO | 1-in-10 | 2024 | 2 |  |  |  | 50.3667 | 1
| Zone | South of Lugo | 2 | Monthly System Peak Day | CAISO | 1-in-10 | 2024 | 3 |  |  |  | 50.4675 | 1
| Zone | South of Lugo | 2 | Monthly System Peak Day | CAISO | 1-in-10 | 2024 | 4 |  |  |  | 49.9513 | 1
| Zone | South of Lugo | 2 | Monthly System Peak Day | CAISO | 1-in-10 | 2024 | 5 |  |  |  | 49.1213 | 1
| Zone | South of Lugo | 2 | Monthly System Peak Day | CAISO | 1-in-10 | 2024 | 6 |  |  |  | 48.0717 | 1
| Zone | South of Lugo | 2 | Monthly System Peak Day | CAISO | 1-in-10 | 2024 | 7 |  |  |  | 47.8104 | 1
| Zone | South of Lugo | 2 | Monthly System Peak Day | CAISO | 1-in-10 | 2024 | 8 |  |  |  | 47.5567 | 1
| Zone | South of Lugo | 2 | Monthly System Peak Day | CAISO | 1-in-10 | 2024 | 9 |  |  |  | 48.2592 | 1
| Zone | South of Lugo | 2 | Monthly System Peak Day | CAISO | 1-in-10 | 2024 | 10 |  |  |  | 50.1646 | 1
| Zone | South of Lugo | 2 | Monthly System Peak Day | CAISO | 1-in-10 | 2024 | 11 |  |  |  | 51.2163 | 1
| Zone | South of Lugo | 2 | Monthly System Peak Day | CAISO | 1-in-10 | 2024 | 12 |  |  |  | 52.3767 | 1
| Zone | South of Lugo | 2 | Monthly System Peak Day | CAISO | 1-in-10 | 2024 | 13 |  |  |  | 53.2642 | 1
| Zone | South of Lugo | 2 | Monthly System Peak Day | CAISO | 1-in-10 | 2024 | 14 |  |  |  | 54.6529 | 1
| Zone | South of Lugo | 2 | Monthly System Peak Day | CAISO | 1-in-10 | 2024 | 15 |  |  |  | 55.4296 | 1
| Zone | South of Lugo | 2 | Monthly System Peak Day | CAISO | 1-in-10 | 2024 | 16 |  |  |  | 55.7683 | 1
| Zone | South of Lugo | 2 | Monthly System Peak Day | CAISO | 1-in-10 | 2024 | 17 |  |  |  | 56.9792 | 1
| Zone | South of Lugo | 2 | Monthly System Peak Day | CAISO | 1-in-10 | 2024 | 18 |  |  |  | 56.9042 | 1
| Zone | South of Lugo | 2 | Monthly System Peak Day | CAISO | 1-in-10 | 2024 | 19 |  |  |  | 55.9379 | 1
| Zone | South of Lugo | 2 | Monthly System Peak Day | CAISO | 1-in-10 | 2024 | 20 |  |  |  | 54.5992 | 1
| Zone | South of Lugo | 2 | Monthly System Peak Day | CAISO | 1-in-10 | 2024 | 21 |  |  |  | 54.22 | 1
| Zone | South of Lugo | 2 | Monthly System Peak Day | CAISO | 1-in-10 | 2024 | 22 |  |  |  | 53.5638 | 1
| Zone | South of Lugo | 2 | Monthly System Peak Day | CAISO | 1-in-10 | 2024 | 23 |  |  |  | 52.9417 | 1
| Zone | South of Lugo | 2 | Monthly System Peak Day | CAISO | 1-in-10 | 2024 | 24 |  |  |  | 52.3658 | 1
| Zone | South of Lugo | 3 | Average Weekday | CAISO | 1-in-10 | 2024 | 1 |  |  |  | 60.2963 | 1
| Zone | South of Lugo | 3 | Average Weekday | CAISO | 1-in-10 | 2024 | 2 |  |  |  | 59.2613 | 1
| Zone | South of Lugo | 3 | Average Weekday | CAISO | 1-in-10 | 2024 | 3 |  |  |  | 58.2877 | 1
| Zone | South of Lugo | 3 | Average Weekday | CAISO | 1-in-10 | 2024 | 4 |  |  |  | 57.3831 | 1
| Zone | South of Lugo | 3 | Average Weekday | CAISO | 1-in-10 | 2024 | 5 |  |  |  | 56.6944 | 1
| Zone | South of Lugo | 3 | Average Weekday | CAISO | 1-in-10 | 2024 | 6 |  |  |  | 56.0616 | 1
| Zone | South of Lugo | 3 | Average Weekday | CAISO | 1-in-10 | 2024 | 7 |  |  |  | 55.7979 | 1
| Zone | South of Lugo | 3 | Average Weekday | CAISO | 1-in-10 | 2024 | 8 |  |  |  | 55.9064 | 1
| Zone | South of Lugo | 3 | Average Weekday | CAISO | 1-in-10 | 2024 | 9 |  |  |  | 57.5692 | 1
| Zone | South of Lugo | 3 | Average Weekday | CAISO | 1-in-10 | 2024 | 10 |  |  |  | 61.2746 | 1
| Zone | South of Lugo | 3 | Average Weekday | CAISO | 1-in-10 | 2024 | 11 |  |  |  | 65.6137 | 1
| Zone | South of Lugo | 3 | Average Weekday | CAISO | 1-in-10 | 2024 | 12 |  |  |  | 69.4158 | 1
| Zone | South of Lugo | 3 | Average Weekday | CAISO | 1-in-10 | 2024 | 13 |  |  |  | 72.2824 | 1
| Zone | South of Lugo | 3 | Average Weekday | CAISO | 1-in-10 | 2024 | 14 |  |  |  | 74.1994 | 1
| Zone | South of Lugo | 3 | Average Weekday | CAISO | 1-in-10 | 2024 | 15 |  |  |  | 75.3807 | 1
| Zone | South of Lugo | 3 | Average Weekday | CAISO | 1-in-10 | 2024 | 16 |  |  |  | 75.9072 | 1
| Zone | South of Lugo | 3 | Average Weekday | CAISO | 1-in-10 | 2024 | 17 |  |  |  | 75.6839 | 1
| Zone | South of Lugo | 3 | Average Weekday | CAISO | 1-in-10 | 2024 | 18 |  |  |  | 74.6285 | 1
| Zone | South of Lugo | 3 | Average Weekday | CAISO | 1-in-10 | 2024 | 19 |  |  |  | 72.6844 | 1
| Zone | South of Lugo | 3 | Average Weekday | CAISO | 1-in-10 | 2024 | 20 |  |  |  | 69.9169 | 1
| Zone | South of Lugo | 3 | Average Weekday | CAISO | 1-in-10 | 2024 | 21 |  |  |  | 67.2424 | 1
| Zone | South of Lugo | 3 | Average Weekday | CAISO | 1-in-10 | 2024 | 22 |  |  |  | 65.5237 | 1
| Zone | South of Lugo | 3 | Average Weekday | CAISO | 1-in-10 | 2024 | 23 |  |  |  | 64.1832 | 1
| Zone | South of Lugo | 3 | Average Weekday | CAISO | 1-in-10 | 2024 | 24 |  |  |  | 62.7782 | 1
| Zone | South of Lugo | 3 | Monthly System Peak Day | CAISO | 1-in-10 | 2024 | 1 |  |  |  | 68.5037 | 1
| Zone | South of Lugo | 3 | Monthly System Peak Day | CAISO | 1-in-10 | 2024 | 2 |  |  |  | 66.4238 | 1
| Zone | South of Lugo | 3 | Monthly System Peak Day | CAISO | 1-in-10 | 2024 | 3 |  |  |  | 64.0963 | 1
| Zone | South of Lugo | 3 | Monthly System Peak Day | CAISO | 1-in-10 | 2024 | 4 |  |  |  | 63.1083 | 1
| Zone | South of Lugo | 3 | Monthly System Peak Day | CAISO | 1-in-10 | 2024 | 5 |  |  |  | 62.7329 | 1
| Zone | South of Lugo | 3 | Monthly System Peak Day | CAISO | 1-in-10 | 2024 | 6 |  |  |  | 62.0687 | 1
| Zone | South of Lugo | 3 | Monthly System Peak Day | CAISO | 1-in-10 | 2024 | 7 |  |  |  | 62.6358 | 1
| Zone | South of Lugo | 3 | Monthly System Peak Day | CAISO | 1-in-10 | 2024 | 8 |  |  |  | 62.3296 | 1
| Zone | South of Lugo | 3 | Monthly System Peak Day | CAISO | 1-in-10 | 2024 | 9 |  |  |  | 63.6896 | 1
| Zone | South of Lugo | 3 | Monthly System Peak Day | CAISO | 1-in-10 | 2024 | 10 |  |  |  | 68.6396 | 1
| Zone | South of Lugo | 3 | Monthly System Peak Day | CAISO | 1-in-10 | 2024 | 11 |  |  |  | 73.7383 | 1
| Zone | South of Lugo | 3 | Monthly System Peak Day | CAISO | 1-in-10 | 2024 | 12 |  |  |  | 78.625 | 1
| Zone | South of Lugo | 3 | Monthly System Peak Day | CAISO | 1-in-10 | 2024 | 13 |  |  |  | 83.7042 | 1
| Zone | South of Lugo | 3 | Monthly System Peak Day | CAISO | 1-in-10 | 2024 | 14 |  |  |  | 86.0333 | 1
| Zone | South of Lugo | 3 | Monthly System Peak Day | CAISO | 1-in-10 | 2024 | 15 |  |  |  | 86.1917 | 1
| Zone | South of Lugo | 3 | Monthly System Peak Day | CAISO | 1-in-10 | 2024 | 16 |  |  |  | 86.85 | 1
| Zone | South of Lugo | 3 | Monthly System Peak Day | CAISO | 1-in-10 | 2024 | 17 |  |  |  | 87.7417 | 1
| Zone | South of Lugo | 3 | Monthly System Peak Day | CAISO | 1-in-10 | 2024 | 18 |  |  |  | 87.85 | 1
| Zone | South of Lugo | 3 | Monthly System Peak Day | CAISO | 1-in-10 | 2024 | 19 |  |  |  | 86.5292 | 1
| Zone | South of Lugo | 3 | Monthly System Peak Day | CAISO | 1-in-10 | 2024 | 20 |  |  |  | 83.8708 | 1
| Zone | South of Lugo | 3 | Monthly System Peak Day | CAISO | 1-in-10 | 2024 | 21 |  |  |  | 79.9542 | 1
| Zone | South of Lugo | 3 | Monthly System Peak Day | CAISO | 1-in-10 | 2024 | 22 |  |  |  | 77.2167 | 1
| Zone | South of Lugo | 3 | Monthly System Peak Day | CAISO | 1-in-10 | 2024 | 23 |  |  |  | 74.6879 | 1
| Zone | South of Lugo | 3 | Monthly System Peak Day | CAISO | 1-in-10 | 2024 | 24 |  |  |  | 71.3121 | 1
| Zone | South of Lugo | 4 | Average Weekday | CAISO | 1-in-10 | 2024 | 1 |  |  |  | 60.9105 | 1
| Zone | South of Lugo | 4 | Average Weekday | CAISO | 1-in-10 | 2024 | 2 |  |  |  | 59.8783 | 1
| Zone | South of Lugo | 4 | Average Weekday | CAISO | 1-in-10 | 2024 | 3 |  |  |  | 58.9176 | 1
| Zone | South of Lugo | 4 | Average Weekday | CAISO | 1-in-10 | 2024 | 4 |  |  |  | 58.0606 | 1
| Zone | South of Lugo | 4 | Average Weekday | CAISO | 1-in-10 | 2024 | 5 |  |  |  | 57.3193 | 1
| Zone | South of Lugo | 4 | Average Weekday | CAISO | 1-in-10 | 2024 | 6 |  |  |  | 56.7693 | 1
| Zone | South of Lugo | 4 | Average Weekday | CAISO | 1-in-10 | 2024 | 7 |  |  |  | 56.3674 | 1
| Zone | South of Lugo | 4 | Average Weekday | CAISO | 1-in-10 | 2024 | 8 |  |  |  | 56.449 | 1
| Zone | South of Lugo | 4 | Average Weekday | CAISO | 1-in-10 | 2024 | 9 |  |  |  | 58.5507 | 1
| Zone | South of Lugo | 4 | Average Weekday | CAISO | 1-in-10 | 2024 | 10 |  |  |  | 61.5935 | 1
| Zone | South of Lugo | 4 | Average Weekday | CAISO | 1-in-10 | 2024 | 11 |  |  |  | 65.1247 | 1
| Zone | South of Lugo | 4 | Average Weekday | CAISO | 1-in-10 | 2024 | 12 |  |  |  | 68.4544 | 1
| Zone | South of Lugo | 4 | Average Weekday | CAISO | 1-in-10 | 2024 | 13 |  |  |  | 70.7821 | 1
| Zone | South of Lugo | 4 | Average Weekday | CAISO | 1-in-10 | 2024 | 14 |  |  |  | 72.461 | 1
| Zone | South of Lugo | 4 | Average Weekday | CAISO | 1-in-10 | 2024 | 15 |  |  |  | 73.7676 | 1
| Zone | South of Lugo | 4 | Average Weekday | CAISO | 1-in-10 | 2024 | 16 |  |  |  | 74.4082 | 1
| Zone | South of Lugo | 4 | Average Weekday | CAISO | 1-in-10 | 2024 | 17 |  |  |  | 74.5491 | 1
| Zone | South of Lugo | 4 | Average Weekday | CAISO | 1-in-10 | 2024 | 18 |  |  |  | 73.8145 | 1
| Zone | South of Lugo | 4 | Average Weekday | CAISO | 1-in-10 | 2024 | 19 |  |  |  | 72.4343 | 1
| Zone | South of Lugo | 4 | Average Weekday | CAISO | 1-in-10 | 2024 | 20 |  |  |  | 70.1531 | 1
| Zone | South of Lugo | 4 | Average Weekday | CAISO | 1-in-10 | 2024 | 21 |  |  |  | 67.2656 | 1
| Zone | South of Lugo | 4 | Average Weekday | CAISO | 1-in-10 | 2024 | 22 |  |  |  | 65.1688 | 1
| Zone | South of Lugo | 4 | Average Weekday | CAISO | 1-in-10 | 2024 | 23 |  |  |  | 63.6692 | 1
| Zone | South of Lugo | 4 | Average Weekday | CAISO | 1-in-10 | 2024 | 24 |  |  |  | 62.3859 | 1
| Zone | South of Lugo | 4 | Monthly System Peak Day | CAISO | 1-in-10 | 2024 | 1 |  |  |  | 73.53 | 1
| Zone | South of Lugo | 4 | Monthly System Peak Day | CAISO | 1-in-10 | 2024 | 2 |  |  |  | 71.2246 | 1
| Zone | South of Lugo | 4 | Monthly System Peak Day | CAISO | 1-in-10 | 2024 | 3 |  |  |  | 69.5304 | 1
| Zone | South of Lugo | 4 | Monthly System Peak Day | CAISO | 1-in-10 | 2024 | 4 |  |  |  | 68.065 | 1
| Zone | South of Lugo | 4 | Monthly System Peak Day | CAISO | 1-in-10 | 2024 | 5 |  |  |  | 67.9058 | 1
| Zone | South of Lugo | 4 | Monthly System Peak Day | CAISO | 1-in-10 | 2024 | 6 |  |  |  | 68.3792 | 1
| Zone | South of Lugo | 4 | Monthly System Peak Day | CAISO | 1-in-10 | 2024 | 7 |  |  |  | 68.9758 | 1
| Zone | South of Lugo | 4 | Monthly System Peak Day | CAISO | 1-in-10 | 2024 | 8 |  |  |  | 69.4688 | 1
| Zone | South of Lugo | 4 | Monthly System Peak Day | CAISO | 1-in-10 | 2024 | 9 |  |  |  | 71.8479 | 1
| Zone | South of Lugo | 4 | Monthly System Peak Day | CAISO | 1-in-10 | 2024 | 10 |  |  |  | 75.5417 | 1
| Zone | South of Lugo | 4 | Monthly System Peak Day | CAISO | 1-in-10 | 2024 | 11 |  |  |  | 79.2292 | 1
| Zone | South of Lugo | 4 | Monthly System Peak Day | CAISO | 1-in-10 | 2024 | 12 |  |  |  | 83.0583 | 1
| Zone | South of Lugo | 4 | Monthly System Peak Day | CAISO | 1-in-10 | 2024 | 13 |  |  |  | 86.0375 | 1
| Zone | South of Lugo | 4 | Monthly System Peak Day | CAISO | 1-in-10 | 2024 | 14 |  |  |  | 87.9875 | 1
| Zone | South of Lugo | 4 | Monthly System Peak Day | CAISO | 1-in-10 | 2024 | 15 |  |  |  | 89.2875 | 1
| Zone | South of Lugo | 4 | Monthly System Peak Day | CAISO | 1-in-10 | 2024 | 16 |  |  |  | 90.6958 | 1
| Zone | South of Lugo | 4 | Monthly System Peak Day | CAISO | 1-in-10 | 2024 | 17 |  |  |  | 91.4333 | 1
| Zone | South of Lugo | 4 | Monthly System Peak Day | CAISO | 1-in-10 | 2024 | 18 |  |  |  | 91.6458 | 1
| Zone | South of Lugo | 4 | Monthly System Peak Day | CAISO | 1-in-10 | 2024 | 19 |  |  |  | 91.0833 | 1
| Zone | South of Lugo | 4 | Monthly System Peak Day | CAISO | 1-in-10 | 2024 | 20 |  |  |  | 89.3375 | 1
| Zone | South of Lugo | 4 | Monthly System Peak Day | CAISO | 1-in-10 | 2024 | 21 |  |  |  | 86.3208 | 1
| Zone | South of Lugo | 4 | Monthly System Peak Day | CAISO | 1-in-10 | 2024 | 22 |  |  |  | 83.8333 | 1
| Zone | South of Lugo | 4 | Monthly System Peak Day | CAISO | 1-in-10 | 2024 | 23 |  |  |  | 81.0917 | 1
| Zone | South of Lugo | 4 | Monthly System Peak Day | CAISO | 1-in-10 | 2024 | 24 |  |  |  | 78.1342 | 1
| Zone | South of Lugo | 5 | Average Weekday | CAISO | 1-in-10 | 2024 | 1 |  |  |  | 63.7261 | 1
| Zone | South of Lugo | 5 | Average Weekday | CAISO | 1-in-10 | 2024 | 2 |  |  |  | 62.7364 | 1
| Zone | South of Lugo | 5 | Average Weekday | CAISO | 1-in-10 | 2024 | 3 |  |  |  | 61.9172 | 1
| Zone | South of Lugo | 5 | Average Weekday | CAISO | 1-in-10 | 2024 | 4 |  |  |  | 61.2504 | 1
| Zone | South of Lugo | 5 | Average Weekday | CAISO | 1-in-10 | 2024 | 5 |  |  |  | 60.7132 | 1
| Zone | South of Lugo | 5 | Average Weekday | CAISO | 1-in-10 | 2024 | 6 |  |  |  | 60.3703 | 1
| Zone | South of Lugo | 5 | Average Weekday | CAISO | 1-in-10 | 2024 | 7 |  |  |  | 60.2288 | 1
| Zone | South of Lugo | 5 | Average Weekday | CAISO | 1-in-10 | 2024 | 8 |  |  |  | 60.9294 | 1
| Zone | South of Lugo | 5 | Average Weekday | CAISO | 1-in-10 | 2024 | 9 |  |  |  | 62.9482 | 1
| Zone | South of Lugo | 5 | Average Weekday | CAISO | 1-in-10 | 2024 | 10 |  |  |  | 65.7554 | 1
| Zone | South of Lugo | 5 | Average Weekday | CAISO | 1-in-10 | 2024 | 11 |  |  |  | 68.6938 | 1
| Zone | South of Lugo | 5 | Average Weekday | CAISO | 1-in-10 | 2024 | 12 |  |  |  | 71.3639 | 1
| Zone | South of Lugo | 5 | Average Weekday | CAISO | 1-in-10 | 2024 | 13 |  |  |  | 73.5492 | 1
| Zone | South of Lugo | 5 | Average Weekday | CAISO | 1-in-10 | 2024 | 14 |  |  |  | 75.3789 | 1
| Zone | South of Lugo | 5 | Average Weekday | CAISO | 1-in-10 | 2024 | 15 |  |  |  | 76.7811 | 1
| Zone | South of Lugo | 5 | Average Weekday | CAISO | 1-in-10 | 2024 | 16 |  |  |  | 77.6 | 1
| Zone | South of Lugo | 5 | Average Weekday | CAISO | 1-in-10 | 2024 | 17 |  |  |  | 77.8548 | 1
| Zone | South of Lugo | 5 | Average Weekday | CAISO | 1-in-10 | 2024 | 18 |  |  |  | 77.2107 | 1
| Zone | South of Lugo | 5 | Average Weekday | CAISO | 1-in-10 | 2024 | 19 |  |  |  | 75.8588 | 1
| Zone | South of Lugo | 5 | Average Weekday | CAISO | 1-in-10 | 2024 | 20 |  |  |  | 73.7457 | 1
| Zone | South of Lugo | 5 | Average Weekday | CAISO | 1-in-10 | 2024 | 21 |  |  |  | 70.633 | 1
| Zone | South of Lugo | 5 | Average Weekday | CAISO | 1-in-10 | 2024 | 22 |  |  |  | 67.8287 | 1
| Zone | South of Lugo | 5 | Average Weekday | CAISO | 1-in-10 | 2024 | 23 |  |  |  | 66.0136 | 1
| Zone | South of Lugo | 5 | Average Weekday | CAISO | 1-in-10 | 2024 | 24 |  |  |  | 64.7075 | 1
| Zone | South of Lugo | 5 | Monthly System Peak Day | CAISO | 1-in-10 | 2024 | 1 |  |  |  | 75.4321 | 1
| Zone | South of Lugo | 5 | Monthly System Peak Day | CAISO | 1-in-10 | 2024 | 2 |  |  |  | 73.9658 | 1
| Zone | South of Lugo | 5 | Monthly System Peak Day | CAISO | 1-in-10 | 2024 | 3 |  |  |  | 71.9892 | 1
| Zone | South of Lugo | 5 | Monthly System Peak Day | CAISO | 1-in-10 | 2024 | 4 |  |  |  | 70.9163 | 1
| Zone | South of Lugo | 5 | Monthly System Peak Day | CAISO | 1-in-10 | 2024 | 5 |  |  |  | 70.1583 | 1
| Zone | South of Lugo | 5 | Monthly System Peak Day | CAISO | 1-in-10 | 2024 | 6 |  |  |  | 68.9408 | 1
| Zone | South of Lugo | 5 | Monthly System Peak Day | CAISO | 1-in-10 | 2024 | 7 |  |  |  | 68.7504 | 1
| Zone | South of Lugo | 5 | Monthly System Peak Day | CAISO | 1-in-10 | 2024 | 8 |  |  |  | 69.4196 | 1
| Zone | South of Lugo | 5 | Monthly System Peak Day | CAISO | 1-in-10 | 2024 | 9 |  |  |  | 74.04 | 1
| Zone | South of Lugo | 5 | Monthly System Peak Day | CAISO | 1-in-10 | 2024 | 10 |  |  |  | 80.7083 | 1
| Zone | South of Lugo | 5 | Monthly System Peak Day | CAISO | 1-in-10 | 2024 | 11 |  |  |  | 86.8583 | 1
| Zone | South of Lugo | 5 | Monthly System Peak Day | CAISO | 1-in-10 | 2024 | 12 |  |  |  | 90.5875 | 1
| Zone | South of Lugo | 5 | Monthly System Peak Day | CAISO | 1-in-10 | 2024 | 13 |  |  |  | 93.1542 | 1
| Zone | South of Lugo | 5 | Monthly System Peak Day | CAISO | 1-in-10 | 2024 | 14 |  |  |  | 94.5167 | 1
| Zone | South of Lugo | 5 | Monthly System Peak Day | CAISO | 1-in-10 | 2024 | 15 |  |  |  | 96.05 | 1
| Zone | South of Lugo | 5 | Monthly System Peak Day | CAISO | 1-in-10 | 2024 | 16 |  |  |  | 96.5375 | 1
| Zone | South of Lugo | 5 | Monthly System Peak Day | CAISO | 1-in-10 | 2024 | 17 |  |  |  | 96.4417 | 1
| Zone | South of Lugo | 5 | Monthly System Peak Day | CAISO | 1-in-10 | 2024 | 18 |  |  |  | 95.3792 | 1
| Zone | South of Lugo | 5 | Monthly System Peak Day | CAISO | 1-in-10 | 2024 | 19 |  |  |  | 94.4625 | 1
| Zone | South of Lugo | 5 | Monthly System Peak Day | CAISO | 1-in-10 | 2024 | 20 |  |  |  | 91.6125 | 1
| Zone | South of Lugo | 5 | Monthly System Peak Day | CAISO | 1-in-10 | 2024 | 21 |  |  |  | 87.3083 | 1
| Zone | South of Lugo | 5 | Monthly System Peak Day | CAISO | 1-in-10 | 2024 | 22 |  |  |  | 83.1583 | 1
| Zone | South of Lugo | 5 | Monthly System Peak Day | CAISO | 1-in-10 | 2024 | 23 |  |  |  | 80.6958 | 1
| Zone | South of Lugo | 5 | Monthly System Peak Day | CAISO | 1-in-10 | 2024 | 24 |  |  |  | 78.2358 | 1
| Zone | South of Lugo | 6 | Average Weekday | CAISO | 1-in-10 | 2024 | 1 |  |  |  | 68.1974 | 1
| Zone | South of Lugo | 6 | Average Weekday | CAISO | 1-in-10 | 2024 | 2 |  |  |  | 67.4474 | 1
| Zone | South of Lugo | 6 | Average Weekday | CAISO | 1-in-10 | 2024 | 3 |  |  |  | 66.798 | 1
| Zone | South of Lugo | 6 | Average Weekday | CAISO | 1-in-10 | 2024 | 4 |  |  |  | 66.2248 | 1
| Zone | South of Lugo | 6 | Average Weekday | CAISO | 1-in-10 | 2024 | 5 |  |  |  | 65.7795 | 1
| Zone | South of Lugo | 6 | Average Weekday | CAISO | 1-in-10 | 2024 | 6 |  |  |  | 65.4266 | 1
| Zone | South of Lugo | 6 | Average Weekday | CAISO | 1-in-10 | 2024 | 7 |  |  |  | 65.2137 | 1
| Zone | South of Lugo | 6 | Average Weekday | CAISO | 1-in-10 | 2024 | 8 |  |  |  | 65.9904 | 1
| Zone | South of Lugo | 6 | Average Weekday | CAISO | 1-in-10 | 2024 | 9 |  |  |  | 67.8836 | 1
| Zone | South of Lugo | 6 | Average Weekday | CAISO | 1-in-10 | 2024 | 10 |  |  |  | 70.8703 | 1
| Zone | South of Lugo | 6 | Average Weekday | CAISO | 1-in-10 | 2024 | 11 |  |  |  | 74.0727 | 1
| Zone | South of Lugo | 6 | Average Weekday | CAISO | 1-in-10 | 2024 | 12 |  |  |  | 77.1926 | 1
| Zone | South of Lugo | 6 | Average Weekday | CAISO | 1-in-10 | 2024 | 13 |  |  |  | 79.5914 | 1
| Zone | South of Lugo | 6 | Average Weekday | CAISO | 1-in-10 | 2024 | 14 |  |  |  | 81.2857 | 1
| Zone | South of Lugo | 6 | Average Weekday | CAISO | 1-in-10 | 2024 | 15 |  |  |  | 82.4491 | 1
| Zone | South of Lugo | 6 | Average Weekday | CAISO | 1-in-10 | 2024 | 16 |  |  |  | 83.1785 | 1
| Zone | South of Lugo | 6 | Average Weekday | CAISO | 1-in-10 | 2024 | 17 |  |  |  | 83.0988 | 1
| Zone | South of Lugo | 6 | Average Weekday | CAISO | 1-in-10 | 2024 | 18 |  |  |  | 82.3115 | 1
| Zone | South of Lugo | 6 | Average Weekday | CAISO | 1-in-10 | 2024 | 19 |  |  |  | 80.9067 | 1
| Zone | South of Lugo | 6 | Average Weekday | CAISO | 1-in-10 | 2024 | 20 |  |  |  | 78.6574 | 1
| Zone | South of Lugo | 6 | Average Weekday | CAISO | 1-in-10 | 2024 | 21 |  |  |  | 75.6723 | 1
| Zone | South of Lugo | 6 | Average Weekday | CAISO | 1-in-10 | 2024 | 22 |  |  |  | 72.5495 | 1
| Zone | South of Lugo | 6 | Average Weekday | CAISO | 1-in-10 | 2024 | 23 |  |  |  | 70.5754 | 1
| Zone | South of Lugo | 6 | Average Weekday | CAISO | 1-in-10 | 2024 | 24 |  |  |  | 69.3238 | 1
| Zone | South of Lugo | 6 | Monthly System Peak Day | CAISO | 1-in-10 | 2024 | 1 |  |  |  | 76.1479 | 1
| Zone | South of Lugo | 6 | Monthly System Peak Day | CAISO | 1-in-10 | 2024 | 2 |  |  |  | 74.6371 | 1
| Zone | South of Lugo | 6 | Monthly System Peak Day | CAISO | 1-in-10 | 2024 | 3 |  |  |  | 73.4696 | 1
| Zone | South of Lugo | 6 | Monthly System Peak Day | CAISO | 1-in-10 | 2024 | 4 |  |  |  | 72.9638 | 1
| Zone | South of Lugo | 6 | Monthly System Peak Day | CAISO | 1-in-10 | 2024 | 5 |  |  |  | 71.9967 | 1
| Zone | South of Lugo | 6 | Monthly System Peak Day | CAISO | 1-in-10 | 2024 | 6 |  |  |  | 71.4208 | 1
| Zone | South of Lugo | 6 | Monthly System Peak Day | CAISO | 1-in-10 | 2024 | 7 |  |  |  | 70.8092 | 1
| Zone | South of Lugo | 6 | Monthly System Peak Day | CAISO | 1-in-10 | 2024 | 8 |  |  |  | 72.4 | 1
| Zone | South of Lugo | 6 | Monthly System Peak Day | CAISO | 1-in-10 | 2024 | 9 |  |  |  | 77.1679 | 1
| Zone | South of Lugo | 6 | Monthly System Peak Day | CAISO | 1-in-10 | 2024 | 10 |  |  |  | 83.4454 | 1
| Zone | South of Lugo | 6 | Monthly System Peak Day | CAISO | 1-in-10 | 2024 | 11 |  |  |  | 88.3342 | 1
| Zone | South of Lugo | 6 | Monthly System Peak Day | CAISO | 1-in-10 | 2024 | 12 |  |  |  | 92.0333 | 1
| Zone | South of Lugo | 6 | Monthly System Peak Day | CAISO | 1-in-10 | 2024 | 13 |  |  |  | 93.3167 | 1
| Zone | South of Lugo | 6 | Monthly System Peak Day | CAISO | 1-in-10 | 2024 | 14 |  |  |  | 94.8792 | 1
| Zone | South of Lugo | 6 | Monthly System Peak Day | CAISO | 1-in-10 | 2024 | 15 |  |  |  | 96.675 | 1
| Zone | South of Lugo | 6 | Monthly System Peak Day | CAISO | 1-in-10 | 2024 | 16 |  |  |  | 98.15 | 1
| Zone | South of Lugo | 6 | Monthly System Peak Day | CAISO | 1-in-10 | 2024 | 17 |  |  |  | 98.45 | 1
| Zone | South of Lugo | 6 | Monthly System Peak Day | CAISO | 1-in-10 | 2024 | 18 |  |  |  | 97.8292 | 1
| Zone | South of Lugo | 6 | Monthly System Peak Day | CAISO | 1-in-10 | 2024 | 19 |  |  |  | 95.9125 | 1
| Zone | South of Lugo | 6 | Monthly System Peak Day | CAISO | 1-in-10 | 2024 | 20 |  |  |  | 91.0208 | 1
| Zone | South of Lugo | 6 | Monthly System Peak Day | CAISO | 1-in-10 | 2024 | 21 |  |  |  | 87.25 | 1
| Zone | South of Lugo | 6 | Monthly System Peak Day | CAISO | 1-in-10 | 2024 | 22 |  |  |  | 83.8883 | 1
| Zone | South of Lugo | 6 | Monthly System Peak Day | CAISO | 1-in-10 | 2024 | 23 |  |  |  | 80.4692 | 1
| Zone | South of Lugo | 6 | Monthly System Peak Day | CAISO | 1-in-10 | 2024 | 24 |  |  |  | 77.9475 | 1
| Zone | South of Lugo | 7 | Average Weekday | CAISO | 1-in-10 | 2024 | 1 |  |  |  | 73.2748 | 1
| Zone | South of Lugo | 7 | Average Weekday | CAISO | 1-in-10 | 2024 | 2 |  |  |  | 72.448 | 1
| Zone | South of Lugo | 7 | Average Weekday | CAISO | 1-in-10 | 2024 | 3 |  |  |  | 71.6747 | 1
| Zone | South of Lugo | 7 | Average Weekday | CAISO | 1-in-10 | 2024 | 4 |  |  |  | 71.1028 | 1
| Zone | South of Lugo | 7 | Average Weekday | CAISO | 1-in-10 | 2024 | 5 |  |  |  | 70.6155 | 1
| Zone | South of Lugo | 7 | Average Weekday | CAISO | 1-in-10 | 2024 | 6 |  |  |  | 70.2457 | 1
| Zone | South of Lugo | 7 | Average Weekday | CAISO | 1-in-10 | 2024 | 7 |  |  |  | 70.057 | 1
| Zone | South of Lugo | 7 | Average Weekday | CAISO | 1-in-10 | 2024 | 8 |  |  |  | 70.6914 | 1
| Zone | South of Lugo | 7 | Average Weekday | CAISO | 1-in-10 | 2024 | 9 |  |  |  | 73.0913 | 1
| Zone | South of Lugo | 7 | Average Weekday | CAISO | 1-in-10 | 2024 | 10 |  |  |  | 76.3755 | 1
| Zone | South of Lugo | 7 | Average Weekday | CAISO | 1-in-10 | 2024 | 11 |  |  |  | 79.8781 | 1
| Zone | South of Lugo | 7 | Average Weekday | CAISO | 1-in-10 | 2024 | 12 |  |  |  | 83.1077 | 1
| Zone | South of Lugo | 7 | Average Weekday | CAISO | 1-in-10 | 2024 | 13 |  |  |  | 85.4249 | 1
| Zone | South of Lugo | 7 | Average Weekday | CAISO | 1-in-10 | 2024 | 14 |  |  |  | 87.0578 | 1
| Zone | South of Lugo | 7 | Average Weekday | CAISO | 1-in-10 | 2024 | 15 |  |  |  | 88.2055 | 1
| Zone | South of Lugo | 7 | Average Weekday | CAISO | 1-in-10 | 2024 | 16 |  |  |  | 88.8228 | 1
| Zone | South of Lugo | 7 | Average Weekday | CAISO | 1-in-10 | 2024 | 17 |  |  |  | 88.8724 | 1
| Zone | South of Lugo | 7 | Average Weekday | CAISO | 1-in-10 | 2024 | 18 |  |  |  | 88.0513 | 1
| Zone | South of Lugo | 7 | Average Weekday | CAISO | 1-in-10 | 2024 | 19 |  |  |  | 86.5336 | 1
| Zone | South of Lugo | 7 | Average Weekday | CAISO | 1-in-10 | 2024 | 20 |  |  |  | 84.1525 | 1
| Zone | South of Lugo | 7 | Average Weekday | CAISO | 1-in-10 | 2024 | 21 |  |  |  | 80.9126 | 1
| Zone | South of Lugo | 7 | Average Weekday | CAISO | 1-in-10 | 2024 | 22 |  |  |  | 77.7621 | 1
| Zone | South of Lugo | 7 | Average Weekday | CAISO | 1-in-10 | 2024 | 23 |  |  |  | 75.8771 | 1
| Zone | South of Lugo | 7 | Average Weekday | CAISO | 1-in-10 | 2024 | 24 |  |  |  | 74.689 | 1
| Zone | South of Lugo | 7 | Monthly System Peak Day | CAISO | 1-in-10 | 2024 | 1 |  |  |  | 78.0346 | 1
| Zone | South of Lugo | 7 | Monthly System Peak Day | CAISO | 1-in-10 | 2024 | 2 |  |  |  | 77.3 | 1
| Zone | South of Lugo | 7 | Monthly System Peak Day | CAISO | 1-in-10 | 2024 | 3 |  |  |  | 76.25 | 1
| Zone | South of Lugo | 7 | Monthly System Peak Day | CAISO | 1-in-10 | 2024 | 4 |  |  |  | 75.4923 | 1
| Zone | South of Lugo | 7 | Monthly System Peak Day | CAISO | 1-in-10 | 2024 | 5 |  |  |  | 74.9 | 1
| Zone | South of Lugo | 7 | Monthly System Peak Day | CAISO | 1-in-10 | 2024 | 6 |  |  |  | 74.5769 | 1
| Zone | South of Lugo | 7 | Monthly System Peak Day | CAISO | 1-in-10 | 2024 | 7 |  |  |  | 74.1154 | 1
| Zone | South of Lugo | 7 | Monthly System Peak Day | CAISO | 1-in-10 | 2024 | 8 |  |  |  | 74.5308 | 1
| Zone | South of Lugo | 7 | Monthly System Peak Day | CAISO | 1-in-10 | 2024 | 9 |  |  |  | 76.8808 | 1
| Zone | South of Lugo | 7 | Monthly System Peak Day | CAISO | 1-in-10 | 2024 | 10 |  |  |  | 80.3077 | 1
| Zone | South of Lugo | 7 | Monthly System Peak Day | CAISO | 1-in-10 | 2024 | 11 |  |  |  | 84.2154 | 1
| Zone | South of Lugo | 7 | Monthly System Peak Day | CAISO | 1-in-10 | 2024 | 12 |  |  |  | 87.6462 | 1
| Zone | South of Lugo | 7 | Monthly System Peak Day | CAISO | 1-in-10 | 2024 | 13 |  |  |  | 89.9615 | 1
| Zone | South of Lugo | 7 | Monthly System Peak Day | CAISO | 1-in-10 | 2024 | 14 |  |  |  | 91.9077 | 1
| Zone | South of Lugo | 7 | Monthly System Peak Day | CAISO | 1-in-10 | 2024 | 15 |  |  |  | 92.9538 | 1
| Zone | South of Lugo | 7 | Monthly System Peak Day | CAISO | 1-in-10 | 2024 | 16 |  |  |  | 93.35 | 1
| Zone | South of Lugo | 7 | Monthly System Peak Day | CAISO | 1-in-10 | 2024 | 17 |  |  |  | 92.4077 | 1
| Zone | South of Lugo | 7 | Monthly System Peak Day | CAISO | 1-in-10 | 2024 | 18 |  |  |  | 91.8615 | 1
| Zone | South of Lugo | 7 | Monthly System Peak Day | CAISO | 1-in-10 | 2024 | 19 |  |  |  | 90.0769 | 1
| Zone | South of Lugo | 7 | Monthly System Peak Day | CAISO | 1-in-10 | 2024 | 20 |  |  |  | 87.4385 | 1
| Zone | South of Lugo | 7 | Monthly System Peak Day | CAISO | 1-in-10 | 2024 | 21 |  |  |  | 84.0692 | 1
| Zone | South of Lugo | 7 | Monthly System Peak Day | CAISO | 1-in-10 | 2024 | 22 |  |  |  | 80.6692 | 1
| Zone | South of Lugo | 7 | Monthly System Peak Day | CAISO | 1-in-10 | 2024 | 23 |  |  |  | 79.05 | 1
| Zone | South of Lugo | 7 | Monthly System Peak Day | CAISO | 1-in-10 | 2024 | 24 |  |  |  | 78.0808 | 1
| Zone | South of Lugo | 8 | Average Weekday | CAISO | 1-in-10 | 2024 | 1 |  |  |  | 72.7156 | 1
| Zone | South of Lugo | 8 | Average Weekday | CAISO | 1-in-10 | 2024 | 2 |  |  |  | 71.9812 | 1
| Zone | South of Lugo | 8 | Average Weekday | CAISO | 1-in-10 | 2024 | 3 |  |  |  | 71.3497 | 1
| Zone | South of Lugo | 8 | Average Weekday | CAISO | 1-in-10 | 2024 | 4 |  |  |  | 70.8494 | 1
| Zone | South of Lugo | 8 | Average Weekday | CAISO | 1-in-10 | 2024 | 5 |  |  |  | 70.3368 | 1
| Zone | South of Lugo | 8 | Average Weekday | CAISO | 1-in-10 | 2024 | 6 |  |  |  | 70.0051 | 1
| Zone | South of Lugo | 8 | Average Weekday | CAISO | 1-in-10 | 2024 | 7 |  |  |  | 69.7096 | 1
| Zone | South of Lugo | 8 | Average Weekday | CAISO | 1-in-10 | 2024 | 8 |  |  |  | 69.8221 | 1
| Zone | South of Lugo | 8 | Average Weekday | CAISO | 1-in-10 | 2024 | 9 |  |  |  | 71.455 | 1
| Zone | South of Lugo | 8 | Average Weekday | CAISO | 1-in-10 | 2024 | 10 |  |  |  | 74.2379 | 1
| Zone | South of Lugo | 8 | Average Weekday | CAISO | 1-in-10 | 2024 | 11 |  |  |  | 77.4461 | 1
| Zone | South of Lugo | 8 | Average Weekday | CAISO | 1-in-10 | 2024 | 12 |  |  |  | 80.5549 | 1
| Zone | South of Lugo | 8 | Average Weekday | CAISO | 1-in-10 | 2024 | 13 |  |  |  | 83.149 | 1
| Zone | South of Lugo | 8 | Average Weekday | CAISO | 1-in-10 | 2024 | 14 |  |  |  | 85.1378 | 1
| Zone | South of Lugo | 8 | Average Weekday | CAISO | 1-in-10 | 2024 | 15 |  |  |  | 86.6323 | 1
| Zone | South of Lugo | 8 | Average Weekday | CAISO | 1-in-10 | 2024 | 16 |  |  |  | 87.3098 | 1
| Zone | South of Lugo | 8 | Average Weekday | CAISO | 1-in-10 | 2024 | 17 |  |  |  | 87.3765 | 1
| Zone | South of Lugo | 8 | Average Weekday | CAISO | 1-in-10 | 2024 | 18 |  |  |  | 86.429 | 1
| Zone | South of Lugo | 8 | Average Weekday | CAISO | 1-in-10 | 2024 | 19 |  |  |  | 84.8218 | 1
| Zone | South of Lugo | 8 | Average Weekday | CAISO | 1-in-10 | 2024 | 20 |  |  |  | 82.4445 | 1
| Zone | South of Lugo | 8 | Average Weekday | CAISO | 1-in-10 | 2024 | 21 |  |  |  | 79.065 | 1
| Zone | South of Lugo | 8 | Average Weekday | CAISO | 1-in-10 | 2024 | 22 |  |  |  | 76.5069 | 1
| Zone | South of Lugo | 8 | Average Weekday | CAISO | 1-in-10 | 2024 | 23 |  |  |  | 74.9988 | 1
| Zone | South of Lugo | 8 | Average Weekday | CAISO | 1-in-10 | 2024 | 24 |  |  |  | 73.8875 | 1
| Zone | South of Lugo | 8 | Monthly System Peak Day | CAISO | 1-in-10 | 2024 | 1 |  |  |  | 76.5865 | 1
| Zone | South of Lugo | 8 | Monthly System Peak Day | CAISO | 1-in-10 | 2024 | 2 |  |  |  | 75.6031 | 1
| Zone | South of Lugo | 8 | Monthly System Peak Day | CAISO | 1-in-10 | 2024 | 3 |  |  |  | 74.8508 | 1
| Zone | South of Lugo | 8 | Monthly System Peak Day | CAISO | 1-in-10 | 2024 | 4 |  |  |  | 74.2304 | 1
| Zone | South of Lugo | 8 | Monthly System Peak Day | CAISO | 1-in-10 | 2024 | 5 |  |  |  | 73.545 | 1
| Zone | South of Lugo | 8 | Monthly System Peak Day | CAISO | 1-in-10 | 2024 | 6 |  |  |  | 72.9512 | 1
| Zone | South of Lugo | 8 | Monthly System Peak Day | CAISO | 1-in-10 | 2024 | 7 |  |  |  | 72.6527 | 1
| Zone | South of Lugo | 8 | Monthly System Peak Day | CAISO | 1-in-10 | 2024 | 8 |  |  |  | 72.635 | 1
| Zone | South of Lugo | 8 | Monthly System Peak Day | CAISO | 1-in-10 | 2024 | 9 |  |  |  | 74.9908 | 1
| Zone | South of Lugo | 8 | Monthly System Peak Day | CAISO | 1-in-10 | 2024 | 10 |  |  |  | 79.5742 | 1
| Zone | South of Lugo | 8 | Monthly System Peak Day | CAISO | 1-in-10 | 2024 | 11 |  |  |  | 84.6231 | 1
| Zone | South of Lugo | 8 | Monthly System Peak Day | CAISO | 1-in-10 | 2024 | 12 |  |  |  | 89.3115 | 1
| Zone | South of Lugo | 8 | Monthly System Peak Day | CAISO | 1-in-10 | 2024 | 13 |  |  |  | 92.7423 | 1
| Zone | South of Lugo | 8 | Monthly System Peak Day | CAISO | 1-in-10 | 2024 | 14 |  |  |  | 95.65 | 1
| Zone | South of Lugo | 8 | Monthly System Peak Day | CAISO | 1-in-10 | 2024 | 15 |  |  |  | 96.65 | 1
| Zone | South of Lugo | 8 | Monthly System Peak Day | CAISO | 1-in-10 | 2024 | 16 |  |  |  | 96.5692 | 1
| Zone | South of Lugo | 8 | Monthly System Peak Day | CAISO | 1-in-10 | 2024 | 17 |  |  |  | 95.9769 | 1
| Zone | South of Lugo | 8 | Monthly System Peak Day | CAISO | 1-in-10 | 2024 | 18 |  |  |  | 95.2 | 1
| Zone | South of Lugo | 8 | Monthly System Peak Day | CAISO | 1-in-10 | 2024 | 19 |  |  |  | 93.7462 | 1
| Zone | South of Lugo | 8 | Monthly System Peak Day | CAISO | 1-in-10 | 2024 | 20 |  |  |  | 91.3885 | 1
| Zone | South of Lugo | 8 | Monthly System Peak Day | CAISO | 1-in-10 | 2024 | 21 |  |  |  | 87.0077 | 1
| Zone | South of Lugo | 8 | Monthly System Peak Day | CAISO | 1-in-10 | 2024 | 22 |  |  |  | 83.5154 | 1
| Zone | South of Lugo | 8 | Monthly System Peak Day | CAISO | 1-in-10 | 2024 | 23 |  |  |  | 81.9577 | 1
| Zone | South of Lugo | 8 | Monthly System Peak Day | CAISO | 1-in-10 | 2024 | 24 |  |  |  | 80.7146 | 1
| Zone | South of Lugo | 8 | Typical Event Day | CAISO | 1-in-10 | 2024 | 1 |  |  |  | 77.6788 | 1
| Zone | South of Lugo | 8 | Typical Event Day | CAISO | 1-in-10 | 2024 | 2 |  |  |  | 76.6273 | 1
| Zone | South of Lugo | 8 | Typical Event Day | CAISO | 1-in-10 | 2024 | 3 |  |  |  | 75.6454 | 1
| Zone | South of Lugo | 8 | Typical Event Day | CAISO | 1-in-10 | 2024 | 4 |  |  |  | 75.2181 | 1
| Zone | South of Lugo | 8 | Typical Event Day | CAISO | 1-in-10 | 2024 | 5 |  |  |  | 74.5275 | 1
| Zone | South of Lugo | 8 | Typical Event Day | CAISO | 1-in-10 | 2024 | 6 |  |  |  | 74.1489 | 1
| Zone | South of Lugo | 8 | Typical Event Day | CAISO | 1-in-10 | 2024 | 7 |  |  |  | 73.7937 | 1
| Zone | South of Lugo | 8 | Typical Event Day | CAISO | 1-in-10 | 2024 | 8 |  |  |  | 74.4358 | 1
| Zone | South of Lugo | 8 | Typical Event Day | CAISO | 1-in-10 | 2024 | 9 |  |  |  | 77.1125 | 1
| Zone | South of Lugo | 8 | Typical Event Day | CAISO | 1-in-10 | 2024 | 10 |  |  |  | 81.5061 | 1
| Zone | South of Lugo | 8 | Typical Event Day | CAISO | 1-in-10 | 2024 | 11 |  |  |  | 86.2935 | 1
| Zone | South of Lugo | 8 | Typical Event Day | CAISO | 1-in-10 | 2024 | 12 |  |  |  | 90.2077 | 1
| Zone | South of Lugo | 8 | Typical Event Day | CAISO | 1-in-10 | 2024 | 13 |  |  |  | 92.7231 | 1
| Zone | South of Lugo | 8 | Typical Event Day | CAISO | 1-in-10 | 2024 | 14 |  |  |  | 94.8365 | 1
| Zone | South of Lugo | 8 | Typical Event Day | CAISO | 1-in-10 | 2024 | 15 |  |  |  | 96.0702 | 1
| Zone | South of Lugo | 8 | Typical Event Day | CAISO | 1-in-10 | 2024 | 16 |  |  |  | 96.351 | 1
| Zone | South of Lugo | 8 | Typical Event Day | CAISO | 1-in-10 | 2024 | 17 |  |  |  | 96.1567 | 1
| Zone | South of Lugo | 8 | Typical Event Day | CAISO | 1-in-10 | 2024 | 18 |  |  |  | 95.3356 | 1
| Zone | South of Lugo | 8 | Typical Event Day | CAISO | 1-in-10 | 2024 | 19 |  |  |  | 93.6337 | 1
| Zone | South of Lugo | 8 | Typical Event Day | CAISO | 1-in-10 | 2024 | 20 |  |  |  | 90.574 | 1
| Zone | South of Lugo | 8 | Typical Event Day | CAISO | 1-in-10 | 2024 | 21 |  |  |  | 86.8538 | 1
| Zone | South of Lugo | 8 | Typical Event Day | CAISO | 1-in-10 | 2024 | 22 |  |  |  | 83.9704 | 1
| Zone | South of Lugo | 8 | Typical Event Day | CAISO | 1-in-10 | 2024 | 23 |  |  |  | 82.0871 | 1
| Zone | South of Lugo | 8 | Typical Event Day | CAISO | 1-in-10 | 2024 | 24 |  |  |  | 80.4009 | 1
| Zone | South of Lugo | 9 | Average Weekday | CAISO | 1-in-10 | 2024 | 1 |  |  |  | 73.2512 | 1
| Zone | South of Lugo | 9 | Average Weekday | CAISO | 1-in-10 | 2024 | 2 |  |  |  | 72.3685 | 1
| Zone | South of Lugo | 9 | Average Weekday | CAISO | 1-in-10 | 2024 | 3 |  |  |  | 71.6295 | 1
| Zone | South of Lugo | 9 | Average Weekday | CAISO | 1-in-10 | 2024 | 4 |  |  |  | 70.9846 | 1
| Zone | South of Lugo | 9 | Average Weekday | CAISO | 1-in-10 | 2024 | 5 |  |  |  | 70.4271 | 1
| Zone | South of Lugo | 9 | Average Weekday | CAISO | 1-in-10 | 2024 | 6 |  |  |  | 69.9244 | 1
| Zone | South of Lugo | 9 | Average Weekday | CAISO | 1-in-10 | 2024 | 7 |  |  |  | 69.5541 | 1
| Zone | South of Lugo | 9 | Average Weekday | CAISO | 1-in-10 | 2024 | 8 |  |  |  | 69.361 | 1
| Zone | South of Lugo | 9 | Average Weekday | CAISO | 1-in-10 | 2024 | 9 |  |  |  | 70.7113 | 1
| Zone | South of Lugo | 9 | Average Weekday | CAISO | 1-in-10 | 2024 | 10 |  |  |  | 73.6147 | 1
| Zone | South of Lugo | 9 | Average Weekday | CAISO | 1-in-10 | 2024 | 11 |  |  |  | 77.1101 | 1
| Zone | South of Lugo | 9 | Average Weekday | CAISO | 1-in-10 | 2024 | 12 |  |  |  | 80.43 | 1
| Zone | South of Lugo | 9 | Average Weekday | CAISO | 1-in-10 | 2024 | 13 |  |  |  | 83.0984 | 1
| Zone | South of Lugo | 9 | Average Weekday | CAISO | 1-in-10 | 2024 | 14 |  |  |  | 84.9046 | 1
| Zone | South of Lugo | 9 | Average Weekday | CAISO | 1-in-10 | 2024 | 15 |  |  |  | 86.2075 | 1
| Zone | South of Lugo | 9 | Average Weekday | CAISO | 1-in-10 | 2024 | 16 |  |  |  | 86.7527 | 1
| Zone | South of Lugo | 9 | Average Weekday | CAISO | 1-in-10 | 2024 | 17 |  |  |  | 86.7156 | 1
| Zone | South of Lugo | 9 | Average Weekday | CAISO | 1-in-10 | 2024 | 18 |  |  |  | 85.846 | 1
| Zone | South of Lugo | 9 | Average Weekday | CAISO | 1-in-10 | 2024 | 19 |  |  |  | 84.0648 | 1
| Zone | South of Lugo | 9 | Average Weekday | CAISO | 1-in-10 | 2024 | 20 |  |  |  | 81.1436 | 1
| Zone | South of Lugo | 9 | Average Weekday | CAISO | 1-in-10 | 2024 | 21 |  |  |  | 78.0516 | 1
| Zone | South of Lugo | 9 | Average Weekday | CAISO | 1-in-10 | 2024 | 22 |  |  |  | 76.2339 | 1
| Zone | South of Lugo | 9 | Average Weekday | CAISO | 1-in-10 | 2024 | 23 |  |  |  | 74.88 | 1
| Zone | South of Lugo | 9 | Average Weekday | CAISO | 1-in-10 | 2024 | 24 |  |  |  | 73.7799 | 1
| Zone | South of Lugo | 9 | Monthly System Peak Day | CAISO | 1-in-10 | 2024 | 1 |  |  |  | 80.4154 | 1
| Zone | South of Lugo | 9 | Monthly System Peak Day | CAISO | 1-in-10 | 2024 | 2 |  |  |  | 79.4231 | 1
| Zone | South of Lugo | 9 | Monthly System Peak Day | CAISO | 1-in-10 | 2024 | 3 |  |  |  | 78.4577 | 1
| Zone | South of Lugo | 9 | Monthly System Peak Day | CAISO | 1-in-10 | 2024 | 4 |  |  |  | 78.5885 | 1
| Zone | South of Lugo | 9 | Monthly System Peak Day | CAISO | 1-in-10 | 2024 | 5 |  |  |  | 78.0654 | 1
| Zone | South of Lugo | 9 | Monthly System Peak Day | CAISO | 1-in-10 | 2024 | 6 |  |  |  | 78.0231 | 1
| Zone | South of Lugo | 9 | Monthly System Peak Day | CAISO | 1-in-10 | 2024 | 7 |  |  |  | 77.9923 | 1
| Zone | South of Lugo | 9 | Monthly System Peak Day | CAISO | 1-in-10 | 2024 | 8 |  |  |  | 78.6615 | 1
| Zone | South of Lugo | 9 | Monthly System Peak Day | CAISO | 1-in-10 | 2024 | 9 |  |  |  | 80.0038 | 1
| Zone | South of Lugo | 9 | Monthly System Peak Day | CAISO | 1-in-10 | 2024 | 10 |  |  |  | 83.3539 | 1
| Zone | South of Lugo | 9 | Monthly System Peak Day | CAISO | 1-in-10 | 2024 | 11 |  |  |  | 88.6538 | 1
| Zone | South of Lugo | 9 | Monthly System Peak Day | CAISO | 1-in-10 | 2024 | 12 |  |  |  | 92.4654 | 1
| Zone | South of Lugo | 9 | Monthly System Peak Day | CAISO | 1-in-10 | 2024 | 13 |  |  |  | 95.6692 | 1
| Zone | South of Lugo | 9 | Monthly System Peak Day | CAISO | 1-in-10 | 2024 | 14 |  |  |  | 97.75 | 1
| Zone | South of Lugo | 9 | Monthly System Peak Day | CAISO | 1-in-10 | 2024 | 15 |  |  |  | 98.8462 | 1
| Zone | South of Lugo | 9 | Monthly System Peak Day | CAISO | 1-in-10 | 2024 | 16 |  |  |  | 98.1269 | 1
| Zone | South of Lugo | 9 | Monthly System Peak Day | CAISO | 1-in-10 | 2024 | 17 |  |  |  | 98.4923 | 1
| Zone | South of Lugo | 9 | Monthly System Peak Day | CAISO | 1-in-10 | 2024 | 18 |  |  |  | 97.0962 | 1
| Zone | South of Lugo | 9 | Monthly System Peak Day | CAISO | 1-in-10 | 2024 | 19 |  |  |  | 95.35 | 1
| Zone | South of Lugo | 9 | Monthly System Peak Day | CAISO | 1-in-10 | 2024 | 20 |  |  |  | 93.2 | 1
| Zone | South of Lugo | 9 | Monthly System Peak Day | CAISO | 1-in-10 | 2024 | 21 |  |  |  | 89.9038 | 1
| Zone | South of Lugo | 9 | Monthly System Peak Day | CAISO | 1-in-10 | 2024 | 22 |  |  |  | 88.5577 | 1
| Zone | South of Lugo | 9 | Monthly System Peak Day | CAISO | 1-in-10 | 2024 | 23 |  |  |  | 87.4885 | 1
| Zone | South of Lugo | 9 | Monthly System Peak Day | CAISO | 1-in-10 | 2024 | 24 |  |  |  | 85.3615 | 1
| Zone | South of Lugo | 10 | Average Weekday | CAISO | 1-in-10 | 2024 | 1 |  |  |  | 69.762 | 1
| Zone | South of Lugo | 10 | Average Weekday | CAISO | 1-in-10 | 2024 | 2 |  |  |  | 68.8745 | 1
| Zone | South of Lugo | 10 | Average Weekday | CAISO | 1-in-10 | 2024 | 3 |  |  |  | 68.1604 | 1
| Zone | South of Lugo | 10 | Average Weekday | CAISO | 1-in-10 | 2024 | 4 |  |  |  | 67.4921 | 1
| Zone | South of Lugo | 10 | Average Weekday | CAISO | 1-in-10 | 2024 | 5 |  |  |  | 66.8849 | 1
| Zone | South of Lugo | 10 | Average Weekday | CAISO | 1-in-10 | 2024 | 6 |  |  |  | 66.4737 | 1
| Zone | South of Lugo | 10 | Average Weekday | CAISO | 1-in-10 | 2024 | 7 |  |  |  | 66.0452 | 1
| Zone | South of Lugo | 10 | Average Weekday | CAISO | 1-in-10 | 2024 | 8 |  |  |  | 65.7944 | 1
| Zone | South of Lugo | 10 | Average Weekday | CAISO | 1-in-10 | 2024 | 9 |  |  |  | 66.4184 | 1
| Zone | South of Lugo | 10 | Average Weekday | CAISO | 1-in-10 | 2024 | 10 |  |  |  | 69.4546 | 1
| Zone | South of Lugo | 10 | Average Weekday | CAISO | 1-in-10 | 2024 | 11 |  |  |  | 73.0169 | 1
| Zone | South of Lugo | 10 | Average Weekday | CAISO | 1-in-10 | 2024 | 12 |  |  |  | 76.5501 | 1
| Zone | South of Lugo | 10 | Average Weekday | CAISO | 1-in-10 | 2024 | 13 |  |  |  | 79.3305 | 1
| Zone | South of Lugo | 10 | Average Weekday | CAISO | 1-in-10 | 2024 | 14 |  |  |  | 81.3196 | 1
| Zone | South of Lugo | 10 | Average Weekday | CAISO | 1-in-10 | 2024 | 15 |  |  |  | 82.45 | 1
| Zone | South of Lugo | 10 | Average Weekday | CAISO | 1-in-10 | 2024 | 16 |  |  |  | 82.92 | 1
| Zone | South of Lugo | 10 | Average Weekday | CAISO | 1-in-10 | 2024 | 17 |  |  |  | 82.7609 | 1
| Zone | South of Lugo | 10 | Average Weekday | CAISO | 1-in-10 | 2024 | 18 |  |  |  | 82.0538 | 1
| Zone | South of Lugo | 10 | Average Weekday | CAISO | 1-in-10 | 2024 | 19 |  |  |  | 80.0614 | 1
| Zone | South of Lugo | 10 | Average Weekday | CAISO | 1-in-10 | 2024 | 20 |  |  |  | 76.8669 | 1
| Zone | South of Lugo | 10 | Average Weekday | CAISO | 1-in-10 | 2024 | 21 |  |  |  | 74.5837 | 1
| Zone | South of Lugo | 10 | Average Weekday | CAISO | 1-in-10 | 2024 | 22 |  |  |  | 73.102 | 1
| Zone | South of Lugo | 10 | Average Weekday | CAISO | 1-in-10 | 2024 | 23 |  |  |  | 71.9026 | 1
| Zone | South of Lugo | 10 | Average Weekday | CAISO | 1-in-10 | 2024 | 24 |  |  |  | 70.842 | 1
| Zone | South of Lugo | 10 | Monthly System Peak Day | CAISO | 1-in-10 | 2024 | 1 |  |  |  | 78.9042 | 1
| Zone | South of Lugo | 10 | Monthly System Peak Day | CAISO | 1-in-10 | 2024 | 2 |  |  |  | 78.3579 | 1
| Zone | South of Lugo | 10 | Monthly System Peak Day | CAISO | 1-in-10 | 2024 | 3 |  |  |  | 77.6125 | 1
| Zone | South of Lugo | 10 | Monthly System Peak Day | CAISO | 1-in-10 | 2024 | 4 |  |  |  | 76.5121 | 1
| Zone | South of Lugo | 10 | Monthly System Peak Day | CAISO | 1-in-10 | 2024 | 5 |  |  |  | 76.4137 | 1
| Zone | South of Lugo | 10 | Monthly System Peak Day | CAISO | 1-in-10 | 2024 | 6 |  |  |  | 75.9492 | 1
| Zone | South of Lugo | 10 | Monthly System Peak Day | CAISO | 1-in-10 | 2024 | 7 |  |  |  | 75.1142 | 1
| Zone | South of Lugo | 10 | Monthly System Peak Day | CAISO | 1-in-10 | 2024 | 8 |  |  |  | 74.7821 | 1
| Zone | South of Lugo | 10 | Monthly System Peak Day | CAISO | 1-in-10 | 2024 | 9 |  |  |  | 75.8142 | 1
| Zone | South of Lugo | 10 | Monthly System Peak Day | CAISO | 1-in-10 | 2024 | 10 |  |  |  | 79.1917 | 1
| Zone | South of Lugo | 10 | Monthly System Peak Day | CAISO | 1-in-10 | 2024 | 11 |  |  |  | 83.05 | 1
| Zone | South of Lugo | 10 | Monthly System Peak Day | CAISO | 1-in-10 | 2024 | 12 |  |  |  | 86.3667 | 1
| Zone | South of Lugo | 10 | Monthly System Peak Day | CAISO | 1-in-10 | 2024 | 13 |  |  |  | 88.6333 | 1
| Zone | South of Lugo | 10 | Monthly System Peak Day | CAISO | 1-in-10 | 2024 | 14 |  |  |  | 90.0042 | 1
| Zone | South of Lugo | 10 | Monthly System Peak Day | CAISO | 1-in-10 | 2024 | 15 |  |  |  | 90.7042 | 1
| Zone | South of Lugo | 10 | Monthly System Peak Day | CAISO | 1-in-10 | 2024 | 16 |  |  |  | 91.5292 | 1
| Zone | South of Lugo | 10 | Monthly System Peak Day | CAISO | 1-in-10 | 2024 | 17 |  |  |  | 90.9167 | 1
| Zone | South of Lugo | 10 | Monthly System Peak Day | CAISO | 1-in-10 | 2024 | 18 |  |  |  | 89.5 | 1
| Zone | South of Lugo | 10 | Monthly System Peak Day | CAISO | 1-in-10 | 2024 | 19 |  |  |  | 85.9708 | 1
| Zone | South of Lugo | 10 | Monthly System Peak Day | CAISO | 1-in-10 | 2024 | 20 |  |  |  | 82.3375 | 1
| Zone | South of Lugo | 10 | Monthly System Peak Day | CAISO | 1-in-10 | 2024 | 21 |  |  |  | 79.3125 | 1
| Zone | South of Lugo | 10 | Monthly System Peak Day | CAISO | 1-in-10 | 2024 | 22 |  |  |  | 77.4458 | 1
| Zone | South of Lugo | 10 | Monthly System Peak Day | CAISO | 1-in-10 | 2024 | 23 |  |  |  | 76.4558 | 1
| Zone | South of Lugo | 10 | Monthly System Peak Day | CAISO | 1-in-10 | 2024 | 24 |  |  |  | 75.52 | 1
| Zone | South of Lugo | 11 | Average Weekday | CAISO | 1-in-10 | 2024 | 1 |  |  |  | 58.4899 | 1
| Zone | South of Lugo | 11 | Average Weekday | CAISO | 1-in-10 | 2024 | 2 |  |  |  | 57.4303 | 1
| Zone | South of Lugo | 11 | Average Weekday | CAISO | 1-in-10 | 2024 | 3 |  |  |  | 56.5965 | 1
| Zone | South of Lugo | 11 | Average Weekday | CAISO | 1-in-10 | 2024 | 4 |  |  |  | 55.7784 | 1
| Zone | South of Lugo | 11 | Average Weekday | CAISO | 1-in-10 | 2024 | 5 |  |  |  | 55.1225 | 1
| Zone | South of Lugo | 11 | Average Weekday | CAISO | 1-in-10 | 2024 | 6 |  |  |  | 54.5133 | 1
| Zone | South of Lugo | 11 | Average Weekday | CAISO | 1-in-10 | 2024 | 7 |  |  |  | 54.2276 | 1
| Zone | South of Lugo | 11 | Average Weekday | CAISO | 1-in-10 | 2024 | 8 |  |  |  | 54.2096 | 1
| Zone | South of Lugo | 11 | Average Weekday | CAISO | 1-in-10 | 2024 | 9 |  |  |  | 56.0514 | 1
| Zone | South of Lugo | 11 | Average Weekday | CAISO | 1-in-10 | 2024 | 10 |  |  |  | 60.0331 | 1
| Zone | South of Lugo | 11 | Average Weekday | CAISO | 1-in-10 | 2024 | 11 |  |  |  | 64.3807 | 1
| Zone | South of Lugo | 11 | Average Weekday | CAISO | 1-in-10 | 2024 | 12 |  |  |  | 67.9142 | 1
| Zone | South of Lugo | 11 | Average Weekday | CAISO | 1-in-10 | 2024 | 13 |  |  |  | 70.4422 | 1
| Zone | South of Lugo | 11 | Average Weekday | CAISO | 1-in-10 | 2024 | 14 |  |  |  | 72.0209 | 1
| Zone | South of Lugo | 11 | Average Weekday | CAISO | 1-in-10 | 2024 | 15 |  |  |  | 72.7246 | 1
| Zone | South of Lugo | 11 | Average Weekday | CAISO | 1-in-10 | 2024 | 16 |  |  |  | 72.8761 | 1
| Zone | South of Lugo | 11 | Average Weekday | CAISO | 1-in-10 | 2024 | 17 |  |  |  | 72.1405 | 1
| Zone | South of Lugo | 11 | Average Weekday | CAISO | 1-in-10 | 2024 | 18 |  |  |  | 70.1961 | 1
| Zone | South of Lugo | 11 | Average Weekday | CAISO | 1-in-10 | 2024 | 19 |  |  |  | 67.6438 | 1
| Zone | South of Lugo | 11 | Average Weekday | CAISO | 1-in-10 | 2024 | 20 |  |  |  | 65.549 | 1
| Zone | South of Lugo | 11 | Average Weekday | CAISO | 1-in-10 | 2024 | 21 |  |  |  | 63.8706 | 1
| Zone | South of Lugo | 11 | Average Weekday | CAISO | 1-in-10 | 2024 | 22 |  |  |  | 62.2114 | 1
| Zone | South of Lugo | 11 | Average Weekday | CAISO | 1-in-10 | 2024 | 23 |  |  |  | 60.8032 | 1
| Zone | South of Lugo | 11 | Average Weekday | CAISO | 1-in-10 | 2024 | 24 |  |  |  | 59.5623 | 1
| Zone | South of Lugo | 11 | Monthly System Peak Day | CAISO | 1-in-10 | 2024 | 1 |  |  |  | 72.1583 | 1
| Zone | South of Lugo | 11 | Monthly System Peak Day | CAISO | 1-in-10 | 2024 | 2 |  |  |  | 70.2483 | 1
| Zone | South of Lugo | 11 | Monthly System Peak Day | CAISO | 1-in-10 | 2024 | 3 |  |  |  | 69.6879 | 1
| Zone | South of Lugo | 11 | Monthly System Peak Day | CAISO | 1-in-10 | 2024 | 4 |  |  |  | 68.1242 | 1
| Zone | South of Lugo | 11 | Monthly System Peak Day | CAISO | 1-in-10 | 2024 | 5 |  |  |  | 67.2212 | 1
| Zone | South of Lugo | 11 | Monthly System Peak Day | CAISO | 1-in-10 | 2024 | 6 |  |  |  | 66.5896 | 1
| Zone | South of Lugo | 11 | Monthly System Peak Day | CAISO | 1-in-10 | 2024 | 7 |  |  |  | 66.7892 | 1
| Zone | South of Lugo | 11 | Monthly System Peak Day | CAISO | 1-in-10 | 2024 | 8 |  |  |  | 67.9879 | 1
| Zone | South of Lugo | 11 | Monthly System Peak Day | CAISO | 1-in-10 | 2024 | 9 |  |  |  | 69.6179 | 1
| Zone | South of Lugo | 11 | Monthly System Peak Day | CAISO | 1-in-10 | 2024 | 10 |  |  |  | 73.6738 | 1
| Zone | South of Lugo | 11 | Monthly System Peak Day | CAISO | 1-in-10 | 2024 | 11 |  |  |  | 80.8958 | 1
| Zone | South of Lugo | 11 | Monthly System Peak Day | CAISO | 1-in-10 | 2024 | 12 |  |  |  | 87.0333 | 1
| Zone | South of Lugo | 11 | Monthly System Peak Day | CAISO | 1-in-10 | 2024 | 13 |  |  |  | 90.2167 | 1
| Zone | South of Lugo | 11 | Monthly System Peak Day | CAISO | 1-in-10 | 2024 | 14 |  |  |  | 91.8417 | 1
| Zone | South of Lugo | 11 | Monthly System Peak Day | CAISO | 1-in-10 | 2024 | 15 |  |  |  | 92.325 | 1
| Zone | South of Lugo | 11 | Monthly System Peak Day | CAISO | 1-in-10 | 2024 | 16 |  |  |  | 92.3417 | 1
| Zone | South of Lugo | 11 | Monthly System Peak Day | CAISO | 1-in-10 | 2024 | 17 |  |  |  | 91.4417 | 1
| Zone | South of Lugo | 11 | Monthly System Peak Day | CAISO | 1-in-10 | 2024 | 18 |  |  |  | 89.6292 | 1
| Zone | South of Lugo | 11 | Monthly System Peak Day | CAISO | 1-in-10 | 2024 | 19 |  |  |  | 86.7167 | 1
| Zone | South of Lugo | 11 | Monthly System Peak Day | CAISO | 1-in-10 | 2024 | 20 |  |  |  | 83.3458 | 1
| Zone | South of Lugo | 11 | Monthly System Peak Day | CAISO | 1-in-10 | 2024 | 21 |  |  |  | 80.0625 | 1
| Zone | South of Lugo | 11 | Monthly System Peak Day | CAISO | 1-in-10 | 2024 | 22 |  |  |  | 77.0746 | 1
| Zone | South of Lugo | 11 | Monthly System Peak Day | CAISO | 1-in-10 | 2024 | 23 |  |  |  | 74.9146 | 1
| Zone | South of Lugo | 11 | Monthly System Peak Day | CAISO | 1-in-10 | 2024 | 24 |  |  |  | 72.6104 | 1
| Zone | South of Lugo | 12 | Average Weekday | CAISO | 1-in-10 | 2024 | 1 |  |  |  | 54.0147 | 1
| Zone | South of Lugo | 12 | Average Weekday | CAISO | 1-in-10 | 2024 | 2 |  |  |  | 53.2901 | 1
| Zone | South of Lugo | 12 | Average Weekday | CAISO | 1-in-10 | 2024 | 3 |  |  |  | 52.5871 | 1
| Zone | South of Lugo | 12 | Average Weekday | CAISO | 1-in-10 | 2024 | 4 |  |  |  | 52.1177 | 1
| Zone | South of Lugo | 12 | Average Weekday | CAISO | 1-in-10 | 2024 | 5 |  |  |  | 51.6393 | 1
| Zone | South of Lugo | 12 | Average Weekday | CAISO | 1-in-10 | 2024 | 6 |  |  |  | 51.2256 | 1
| Zone | South of Lugo | 12 | Average Weekday | CAISO | 1-in-10 | 2024 | 7 |  |  |  | 50.9149 | 1
| Zone | South of Lugo | 12 | Average Weekday | CAISO | 1-in-10 | 2024 | 8 |  |  |  | 50.9494 | 1
| Zone | South of Lugo | 12 | Average Weekday | CAISO | 1-in-10 | 2024 | 9 |  |  |  | 52.0114 | 1
| Zone | South of Lugo | 12 | Average Weekday | CAISO | 1-in-10 | 2024 | 10 |  |  |  | 54.7951 | 1
| Zone | South of Lugo | 12 | Average Weekday | CAISO | 1-in-10 | 2024 | 11 |  |  |  | 58.1077 | 1
| Zone | South of Lugo | 12 | Average Weekday | CAISO | 1-in-10 | 2024 | 12 |  |  |  | 61.0246 | 1
| Zone | South of Lugo | 12 | Average Weekday | CAISO | 1-in-10 | 2024 | 13 |  |  |  | 62.9836 | 1
| Zone | South of Lugo | 12 | Average Weekday | CAISO | 1-in-10 | 2024 | 14 |  |  |  | 64.2755 | 1
| Zone | South of Lugo | 12 | Average Weekday | CAISO | 1-in-10 | 2024 | 15 |  |  |  | 65.0072 | 1
| Zone | South of Lugo | 12 | Average Weekday | CAISO | 1-in-10 | 2024 | 16 |  |  |  | 65.0444 | 1
| Zone | South of Lugo | 12 | Average Weekday | CAISO | 1-in-10 | 2024 | 17 |  |  |  | 64.1948 | 1
| Zone | South of Lugo | 12 | Average Weekday | CAISO | 1-in-10 | 2024 | 18 |  |  |  | 62.2119 | 1
| Zone | South of Lugo | 12 | Average Weekday | CAISO | 1-in-10 | 2024 | 19 |  |  |  | 60.0996 | 1
| Zone | South of Lugo | 12 | Average Weekday | CAISO | 1-in-10 | 2024 | 20 |  |  |  | 58.7166 | 1
| Zone | South of Lugo | 12 | Average Weekday | CAISO | 1-in-10 | 2024 | 21 |  |  |  | 57.5832 | 1
| Zone | South of Lugo | 12 | Average Weekday | CAISO | 1-in-10 | 2024 | 22 |  |  |  | 56.4118 | 1
| Zone | South of Lugo | 12 | Average Weekday | CAISO | 1-in-10 | 2024 | 23 |  |  |  | 55.4977 | 1
| Zone | South of Lugo | 12 | Average Weekday | CAISO | 1-in-10 | 2024 | 24 |  |  |  | 54.7114 | 1
| Zone | South of Lugo | 12 | Monthly System Peak Day | CAISO | 1-in-10 | 2024 | 1 |  |  |  | 43.1621 | 1
| Zone | South of Lugo | 12 | Monthly System Peak Day | CAISO | 1-in-10 | 2024 | 2 |  |  |  | 42.165 | 1
| Zone | South of Lugo | 12 | Monthly System Peak Day | CAISO | 1-in-10 | 2024 | 3 |  |  |  | 41.1825 | 1
| Zone | South of Lugo | 12 | Monthly System Peak Day | CAISO | 1-in-10 | 2024 | 4 |  |  |  | 40.5287 | 1
| Zone | South of Lugo | 12 | Monthly System Peak Day | CAISO | 1-in-10 | 2024 | 5 |  |  |  | 39.7692 | 1
| Zone | South of Lugo | 12 | Monthly System Peak Day | CAISO | 1-in-10 | 2024 | 6 |  |  |  | 38.9567 | 1
| Zone | South of Lugo | 12 | Monthly System Peak Day | CAISO | 1-in-10 | 2024 | 7 |  |  |  | 38.7854 | 1
| Zone | South of Lugo | 12 | Monthly System Peak Day | CAISO | 1-in-10 | 2024 | 8 |  |  |  | 39.3121 | 1
| Zone | South of Lugo | 12 | Monthly System Peak Day | CAISO | 1-in-10 | 2024 | 9 |  |  |  | 40.7854 | 1
| Zone | South of Lugo | 12 | Monthly System Peak Day | CAISO | 1-in-10 | 2024 | 10 |  |  |  | 44.9875 | 1
| Zone | South of Lugo | 12 | Monthly System Peak Day | CAISO | 1-in-10 | 2024 | 11 |  |  |  | 49.3725 | 1
| Zone | South of Lugo | 12 | Monthly System Peak Day | CAISO | 1-in-10 | 2024 | 12 |  |  |  | 51.6942 | 1
| Zone | South of Lugo | 12 | Monthly System Peak Day | CAISO | 1-in-10 | 2024 | 13 |  |  |  | 52.3162 | 1
| Zone | South of Lugo | 12 | Monthly System Peak Day | CAISO | 1-in-10 | 2024 | 14 |  |  |  | 53.53 | 1
| Zone | South of Lugo | 12 | Monthly System Peak Day | CAISO | 1-in-10 | 2024 | 15 |  |  |  | 54.5529 | 1
| Zone | South of Lugo | 12 | Monthly System Peak Day | CAISO | 1-in-10 | 2024 | 16 |  |  |  | 54.8563 | 1
| Zone | South of Lugo | 12 | Monthly System Peak Day | CAISO | 1-in-10 | 2024 | 17 |  |  |  | 54.495 | 1
| Zone | South of Lugo | 12 | Monthly System Peak Day | CAISO | 1-in-10 | 2024 | 18 |  |  |  | 52.5233 | 1
| Zone | South of Lugo | 12 | Monthly System Peak Day | CAISO | 1-in-10 | 2024 | 19 |  |  |  | 50.0379 | 1
| Zone | South of Lugo | 12 | Monthly System Peak Day | CAISO | 1-in-10 | 2024 | 20 |  |  |  | 49.1488 | 1
| Zone | South of Lugo | 12 | Monthly System Peak Day | CAISO | 1-in-10 | 2024 | 21 |  |  |  | 47.8304 | 1
| Zone | South of Lugo | 12 | Monthly System Peak Day | CAISO | 1-in-10 | 2024 | 22 |  |  |  | 46.2667 | 1
| Zone | South of Lugo | 12 | Monthly System Peak Day | CAISO | 1-in-10 | 2024 | 23 |  |  |  | 45.6983 | 1
| Zone | South of Lugo | 12 | Monthly System Peak Day | CAISO | 1-in-10 | 2024 | 24 |  |  |  | 45.4512 | 1
| Zone | South of Lugo | 1 | Average Weekday | CAISO | 1-in-10 | 2025 | 1 |  |  |  | 51.1891 | 1
| Zone | South of Lugo | 1 | Average Weekday | CAISO | 1-in-10 | 2025 | 2 |  |  |  | 50.37 | 1
| Zone | South of Lugo | 1 | Average Weekday | CAISO | 1-in-10 | 2025 | 3 |  |  |  | 49.6858 | 1
| Zone | South of Lugo | 1 | Average Weekday | CAISO | 1-in-10 | 2025 | 4 |  |  |  | 49.0549 | 1
| Zone | South of Lugo | 1 | Average Weekday | CAISO | 1-in-10 | 2025 | 5 |  |  |  | 48.5029 | 1
| Zone | South of Lugo | 1 | Average Weekday | CAISO | 1-in-10 | 2025 | 6 |  |  |  | 47.9978 | 1
| Zone | South of Lugo | 1 | Average Weekday | CAISO | 1-in-10 | 2025 | 7 |  |  |  | 47.6065 | 1
| Zone | South of Lugo | 1 | Average Weekday | CAISO | 1-in-10 | 2025 | 8 |  |  |  | 47.4721 | 1
| Zone | South of Lugo | 1 | Average Weekday | CAISO | 1-in-10 | 2025 | 9 |  |  |  | 48.2241 | 1
| Zone | South of Lugo | 1 | Average Weekday | CAISO | 1-in-10 | 2025 | 10 |  |  |  | 51.032 | 1
| Zone | South of Lugo | 1 | Average Weekday | CAISO | 1-in-10 | 2025 | 11 |  |  |  | 54.3859 | 1
| Zone | South of Lugo | 1 | Average Weekday | CAISO | 1-in-10 | 2025 | 12 |  |  |  | 57.4064 | 1
| Zone | South of Lugo | 1 | Average Weekday | CAISO | 1-in-10 | 2025 | 13 |  |  |  | 59.4629 | 1
| Zone | South of Lugo | 1 | Average Weekday | CAISO | 1-in-10 | 2025 | 14 |  |  |  | 60.934 | 1
| Zone | South of Lugo | 1 | Average Weekday | CAISO | 1-in-10 | 2025 | 15 |  |  |  | 61.7444 | 1
| Zone | South of Lugo | 1 | Average Weekday | CAISO | 1-in-10 | 2025 | 16 |  |  |  | 62.0385 | 1
| Zone | South of Lugo | 1 | Average Weekday | CAISO | 1-in-10 | 2025 | 17 |  |  |  | 61.6365 | 1
| Zone | South of Lugo | 1 | Average Weekday | CAISO | 1-in-10 | 2025 | 18 |  |  |  | 60.219 | 1
| Zone | South of Lugo | 1 | Average Weekday | CAISO | 1-in-10 | 2025 | 19 |  |  |  | 58.0776 | 1
| Zone | South of Lugo | 1 | Average Weekday | CAISO | 1-in-10 | 2025 | 20 |  |  |  | 56.5312 | 1
| Zone | South of Lugo | 1 | Average Weekday | CAISO | 1-in-10 | 2025 | 21 |  |  |  | 55.3422 | 1
| Zone | South of Lugo | 1 | Average Weekday | CAISO | 1-in-10 | 2025 | 22 |  |  |  | 54.2523 | 1
| Zone | South of Lugo | 1 | Average Weekday | CAISO | 1-in-10 | 2025 | 23 |  |  |  | 53.0495 | 1
| Zone | South of Lugo | 1 | Average Weekday | CAISO | 1-in-10 | 2025 | 24 |  |  |  | 52.1198 | 1
| Zone | South of Lugo | 1 | Monthly System Peak Day | CAISO | 1-in-10 | 2025 | 1 |  |  |  | 48.2546 | 1
| Zone | South of Lugo | 1 | Monthly System Peak Day | CAISO | 1-in-10 | 2025 | 2 |  |  |  | 47.2242 | 1
| Zone | South of Lugo | 1 | Monthly System Peak Day | CAISO | 1-in-10 | 2025 | 3 |  |  |  | 47.0496 | 1
| Zone | South of Lugo | 1 | Monthly System Peak Day | CAISO | 1-in-10 | 2025 | 4 |  |  |  | 46.5954 | 1
| Zone | South of Lugo | 1 | Monthly System Peak Day | CAISO | 1-in-10 | 2025 | 5 |  |  |  | 45.9596 | 1
| Zone | South of Lugo | 1 | Monthly System Peak Day | CAISO | 1-in-10 | 2025 | 6 |  |  |  | 45.4304 | 1
| Zone | South of Lugo | 1 | Monthly System Peak Day | CAISO | 1-in-10 | 2025 | 7 |  |  |  | 44.9821 | 1
| Zone | South of Lugo | 1 | Monthly System Peak Day | CAISO | 1-in-10 | 2025 | 8 |  |  |  | 44.2646 | 1
| Zone | South of Lugo | 1 | Monthly System Peak Day | CAISO | 1-in-10 | 2025 | 9 |  |  |  | 43.9946 | 1
| Zone | South of Lugo | 1 | Monthly System Peak Day | CAISO | 1-in-10 | 2025 | 10 |  |  |  | 45.905 | 1
| Zone | South of Lugo | 1 | Monthly System Peak Day | CAISO | 1-in-10 | 2025 | 11 |  |  |  | 46.0083 | 1
| Zone | South of Lugo | 1 | Monthly System Peak Day | CAISO | 1-in-10 | 2025 | 12 |  |  |  | 47.8037 | 1
| Zone | South of Lugo | 1 | Monthly System Peak Day | CAISO | 1-in-10 | 2025 | 13 |  |  |  | 49.2283 | 1
| Zone | South of Lugo | 1 | Monthly System Peak Day | CAISO | 1-in-10 | 2025 | 14 |  |  |  | 49.265 | 1
| Zone | South of Lugo | 1 | Monthly System Peak Day | CAISO | 1-in-10 | 2025 | 15 |  |  |  | 49.7642 | 1
| Zone | South of Lugo | 1 | Monthly System Peak Day | CAISO | 1-in-10 | 2025 | 16 |  |  |  | 50.74 | 1
| Zone | South of Lugo | 1 | Monthly System Peak Day | CAISO | 1-in-10 | 2025 | 17 |  |  |  | 51.0629 | 1
| Zone | South of Lugo | 1 | Monthly System Peak Day | CAISO | 1-in-10 | 2025 | 18 |  |  |  | 49.9983 | 1
| Zone | South of Lugo | 1 | Monthly System Peak Day | CAISO | 1-in-10 | 2025 | 19 |  |  |  | 48.4096 | 1
| Zone | South of Lugo | 1 | Monthly System Peak Day | CAISO | 1-in-10 | 2025 | 20 |  |  |  | 47.8275 | 1
| Zone | South of Lugo | 1 | Monthly System Peak Day | CAISO | 1-in-10 | 2025 | 21 |  |  |  | 47.2671 | 1
| Zone | South of Lugo | 1 | Monthly System Peak Day | CAISO | 1-in-10 | 2025 | 22 |  |  |  | 47.0438 | 1
| Zone | South of Lugo | 1 | Monthly System Peak Day | CAISO | 1-in-10 | 2025 | 23 |  |  |  | 46.3488 | 1
| Zone | South of Lugo | 1 | Monthly System Peak Day | CAISO | 1-in-10 | 2025 | 24 |  |  |  | 45.2792 | 1
| Zone | South of Lugo | 2 | Average Weekday | CAISO | 1-in-10 | 2025 | 1 |  |  |  | 50.13 | 1
| Zone | South of Lugo | 2 | Average Weekday | CAISO | 1-in-10 | 2025 | 2 |  |  |  | 49.1665 | 1
| Zone | South of Lugo | 2 | Average Weekday | CAISO | 1-in-10 | 2025 | 3 |  |  |  | 48.3485 | 1
| Zone | South of Lugo | 2 | Average Weekday | CAISO | 1-in-10 | 2025 | 4 |  |  |  | 47.6706 | 1
| Zone | South of Lugo | 2 | Average Weekday | CAISO | 1-in-10 | 2025 | 5 |  |  |  | 47.1168 | 1
| Zone | South of Lugo | 2 | Average Weekday | CAISO | 1-in-10 | 2025 | 6 |  |  |  | 46.6007 | 1
| Zone | South of Lugo | 2 | Average Weekday | CAISO | 1-in-10 | 2025 | 7 |  |  |  | 46.3432 | 1
| Zone | South of Lugo | 2 | Average Weekday | CAISO | 1-in-10 | 2025 | 8 |  |  |  | 46.5046 | 1
| Zone | South of Lugo | 2 | Average Weekday | CAISO | 1-in-10 | 2025 | 9 |  |  |  | 48.1818 | 1
| Zone | South of Lugo | 2 | Average Weekday | CAISO | 1-in-10 | 2025 | 10 |  |  |  | 51.4916 | 1
| Zone | South of Lugo | 2 | Average Weekday | CAISO | 1-in-10 | 2025 | 11 |  |  |  | 54.8195 | 1
| Zone | South of Lugo | 2 | Average Weekday | CAISO | 1-in-10 | 2025 | 12 |  |  |  | 57.534 | 1
| Zone | South of Lugo | 2 | Average Weekday | CAISO | 1-in-10 | 2025 | 13 |  |  |  | 59.3894 | 1
| Zone | South of Lugo | 2 | Average Weekday | CAISO | 1-in-10 | 2025 | 14 |  |  |  | 60.8652 | 1
| Zone | South of Lugo | 2 | Average Weekday | CAISO | 1-in-10 | 2025 | 15 |  |  |  | 61.8626 | 1
| Zone | South of Lugo | 2 | Average Weekday | CAISO | 1-in-10 | 2025 | 16 |  |  |  | 62.3043 | 1
| Zone | South of Lugo | 2 | Average Weekday | CAISO | 1-in-10 | 2025 | 17 |  |  |  | 61.9535 | 1
| Zone | South of Lugo | 2 | Average Weekday | CAISO | 1-in-10 | 2025 | 18 |  |  |  | 60.687 | 1
| Zone | South of Lugo | 2 | Average Weekday | CAISO | 1-in-10 | 2025 | 19 |  |  |  | 58.4288 | 1
| Zone | South of Lugo | 2 | Average Weekday | CAISO | 1-in-10 | 2025 | 20 |  |  |  | 56.4787 | 1
| Zone | South of Lugo | 2 | Average Weekday | CAISO | 1-in-10 | 2025 | 21 |  |  |  | 55.0237 | 1
| Zone | South of Lugo | 2 | Average Weekday | CAISO | 1-in-10 | 2025 | 22 |  |  |  | 53.8691 | 1
| Zone | South of Lugo | 2 | Average Weekday | CAISO | 1-in-10 | 2025 | 23 |  |  |  | 52.692 | 1
| Zone | South of Lugo | 2 | Average Weekday | CAISO | 1-in-10 | 2025 | 24 |  |  |  | 51.4944 | 1
| Zone | South of Lugo | 2 | Monthly System Peak Day | CAISO | 1-in-10 | 2025 | 1 |  |  |  | 50.5583 | 1
| Zone | South of Lugo | 2 | Monthly System Peak Day | CAISO | 1-in-10 | 2025 | 2 |  |  |  | 50.3667 | 1
| Zone | South of Lugo | 2 | Monthly System Peak Day | CAISO | 1-in-10 | 2025 | 3 |  |  |  | 50.4675 | 1
| Zone | South of Lugo | 2 | Monthly System Peak Day | CAISO | 1-in-10 | 2025 | 4 |  |  |  | 49.9513 | 1
| Zone | South of Lugo | 2 | Monthly System Peak Day | CAISO | 1-in-10 | 2025 | 5 |  |  |  | 49.1213 | 1
| Zone | South of Lugo | 2 | Monthly System Peak Day | CAISO | 1-in-10 | 2025 | 6 |  |  |  | 48.0717 | 1
| Zone | South of Lugo | 2 | Monthly System Peak Day | CAISO | 1-in-10 | 2025 | 7 |  |  |  | 47.8104 | 1
| Zone | South of Lugo | 2 | Monthly System Peak Day | CAISO | 1-in-10 | 2025 | 8 |  |  |  | 47.5567 | 1
| Zone | South of Lugo | 2 | Monthly System Peak Day | CAISO | 1-in-10 | 2025 | 9 |  |  |  | 48.2592 | 1
| Zone | South of Lugo | 2 | Monthly System Peak Day | CAISO | 1-in-10 | 2025 | 10 |  |  |  | 50.1646 | 1
| Zone | South of Lugo | 2 | Monthly System Peak Day | CAISO | 1-in-10 | 2025 | 11 |  |  |  | 51.2163 | 1
| Zone | South of Lugo | 2 | Monthly System Peak Day | CAISO | 1-in-10 | 2025 | 12 |  |  |  | 52.3767 | 1
| Zone | South of Lugo | 2 | Monthly System Peak Day | CAISO | 1-in-10 | 2025 | 13 |  |  |  | 53.2642 | 1
| Zone | South of Lugo | 2 | Monthly System Peak Day | CAISO | 1-in-10 | 2025 | 14 |  |  |  | 54.6529 | 1
| Zone | South of Lugo | 2 | Monthly System Peak Day | CAISO | 1-in-10 | 2025 | 15 |  |  |  | 55.4296 | 1
| Zone | South of Lugo | 2 | Monthly System Peak Day | CAISO | 1-in-10 | 2025 | 16 |  |  |  | 55.7683 | 1
| Zone | South of Lugo | 2 | Monthly System Peak Day | CAISO | 1-in-10 | 2025 | 17 |  |  |  | 56.9792 | 1
| Zone | South of Lugo | 2 | Monthly System Peak Day | CAISO | 1-in-10 | 2025 | 18 |  |  |  | 56.9042 | 1
| Zone | South of Lugo | 2 | Monthly System Peak Day | CAISO | 1-in-10 | 2025 | 19 |  |  |  | 55.9379 | 1
| Zone | South of Lugo | 2 | Monthly System Peak Day | CAISO | 1-in-10 | 2025 | 20 |  |  |  | 54.5992 | 1
| Zone | South of Lugo | 2 | Monthly System Peak Day | CAISO | 1-in-10 | 2025 | 21 |  |  |  | 54.22 | 1
| Zone | South of Lugo | 2 | Monthly System Peak Day | CAISO | 1-in-10 | 2025 | 22 |  |  |  | 53.5638 | 1
| Zone | South of Lugo | 2 | Monthly System Peak Day | CAISO | 1-in-10 | 2025 | 23 |  |  |  | 52.9417 | 1
| Zone | South of Lugo | 2 | Monthly System Peak Day | CAISO | 1-in-10 | 2025 | 24 |  |  |  | 52.3658 | 1
| Zone | South of Lugo | 3 | Average Weekday | CAISO | 1-in-10 | 2025 | 1 |  |  |  | 60.2963 | 1
| Zone | South of Lugo | 3 | Average Weekday | CAISO | 1-in-10 | 2025 | 2 |  |  |  | 59.2613 | 1
| Zone | South of Lugo | 3 | Average Weekday | CAISO | 1-in-10 | 2025 | 3 |  |  |  | 58.2877 | 1
| Zone | South of Lugo | 3 | Average Weekday | CAISO | 1-in-10 | 2025 | 4 |  |  |  | 57.3831 | 1
| Zone | South of Lugo | 3 | Average Weekday | CAISO | 1-in-10 | 2025 | 5 |  |  |  | 56.6944 | 1
| Zone | South of Lugo | 3 | Average Weekday | CAISO | 1-in-10 | 2025 | 6 |  |  |  | 56.0616 | 1
| Zone | South of Lugo | 3 | Average Weekday | CAISO | 1-in-10 | 2025 | 7 |  |  |  | 55.7979 | 1
| Zone | South of Lugo | 3 | Average Weekday | CAISO | 1-in-10 | 2025 | 8 |  |  |  | 55.9064 | 1
| Zone | South of Lugo | 3 | Average Weekday | CAISO | 1-in-10 | 2025 | 9 |  |  |  | 57.5692 | 1
| Zone | South of Lugo | 3 | Average Weekday | CAISO | 1-in-10 | 2025 | 10 |  |  |  | 61.2746 | 1
| Zone | South of Lugo | 3 | Average Weekday | CAISO | 1-in-10 | 2025 | 11 |  |  |  | 65.6137 | 1
| Zone | South of Lugo | 3 | Average Weekday | CAISO | 1-in-10 | 2025 | 12 |  |  |  | 69.4158 | 1
| Zone | South of Lugo | 3 | Average Weekday | CAISO | 1-in-10 | 2025 | 13 |  |  |  | 72.2824 | 1
| Zone | South of Lugo | 3 | Average Weekday | CAISO | 1-in-10 | 2025 | 14 |  |  |  | 74.1994 | 1
| Zone | South of Lugo | 3 | Average Weekday | CAISO | 1-in-10 | 2025 | 15 |  |  |  | 75.3807 | 1
| Zone | South of Lugo | 3 | Average Weekday | CAISO | 1-in-10 | 2025 | 16 |  |  |  | 75.9072 | 1
| Zone | South of Lugo | 3 | Average Weekday | CAISO | 1-in-10 | 2025 | 17 |  |  |  | 75.6839 | 1
| Zone | South of Lugo | 3 | Average Weekday | CAISO | 1-in-10 | 2025 | 18 |  |  |  | 74.6285 | 1
| Zone | South of Lugo | 3 | Average Weekday | CAISO | 1-in-10 | 2025 | 19 |  |  |  | 72.6844 | 1
| Zone | South of Lugo | 3 | Average Weekday | CAISO | 1-in-10 | 2025 | 20 |  |  |  | 69.9169 | 1
| Zone | South of Lugo | 3 | Average Weekday | CAISO | 1-in-10 | 2025 | 21 |  |  |  | 67.2424 | 1
| Zone | South of Lugo | 3 | Average Weekday | CAISO | 1-in-10 | 2025 | 22 |  |  |  | 65.5237 | 1
| Zone | South of Lugo | 3 | Average Weekday | CAISO | 1-in-10 | 2025 | 23 |  |  |  | 64.1832 | 1
| Zone | South of Lugo | 3 | Average Weekday | CAISO | 1-in-10 | 2025 | 24 |  |  |  | 62.7782 | 1
| Zone | South of Lugo | 3 | Monthly System Peak Day | CAISO | 1-in-10 | 2025 | 1 |  |  |  | 68.5037 | 1
| Zone | South of Lugo | 3 | Monthly System Peak Day | CAISO | 1-in-10 | 2025 | 2 |  |  |  | 66.4238 | 1
| Zone | South of Lugo | 3 | Monthly System Peak Day | CAISO | 1-in-10 | 2025 | 3 |  |  |  | 64.0963 | 1
| Zone | South of Lugo | 3 | Monthly System Peak Day | CAISO | 1-in-10 | 2025 | 4 |  |  |  | 63.1083 | 1
| Zone | South of Lugo | 3 | Monthly System Peak Day | CAISO | 1-in-10 | 2025 | 5 |  |  |  | 62.7329 | 1
| Zone | South of Lugo | 3 | Monthly System Peak Day | CAISO | 1-in-10 | 2025 | 6 |  |  |  | 62.0687 | 1
| Zone | South of Lugo | 3 | Monthly System Peak Day | CAISO | 1-in-10 | 2025 | 7 |  |  |  | 62.6358 | 1
| Zone | South of Lugo | 3 | Monthly System Peak Day | CAISO | 1-in-10 | 2025 | 8 |  |  |  | 62.3296 | 1
| Zone | South of Lugo | 3 | Monthly System Peak Day | CAISO | 1-in-10 | 2025 | 9 |  |  |  | 63.6896 | 1
| Zone | South of Lugo | 3 | Monthly System Peak Day | CAISO | 1-in-10 | 2025 | 10 |  |  |  | 68.6396 | 1
| Zone | South of Lugo | 3 | Monthly System Peak Day | CAISO | 1-in-10 | 2025 | 11 |  |  |  | 73.7383 | 1
| Zone | South of Lugo | 3 | Monthly System Peak Day | CAISO | 1-in-10 | 2025 | 12 |  |  |  | 78.625 | 1
| Zone | South of Lugo | 3 | Monthly System Peak Day | CAISO | 1-in-10 | 2025 | 13 |  |  |  | 83.7042 | 1
| Zone | South of Lugo | 3 | Monthly System Peak Day | CAISO | 1-in-10 | 2025 | 14 |  |  |  | 86.0333 | 1
| Zone | South of Lugo | 3 | Monthly System Peak Day | CAISO | 1-in-10 | 2025 | 15 |  |  |  | 86.1917 | 1
| Zone | South of Lugo | 3 | Monthly System Peak Day | CAISO | 1-in-10 | 2025 | 16 |  |  |  | 86.85 | 1
| Zone | South of Lugo | 3 | Monthly System Peak Day | CAISO | 1-in-10 | 2025 | 17 |  |  |  | 87.7417 | 1
| Zone | South of Lugo | 3 | Monthly System Peak Day | CAISO | 1-in-10 | 2025 | 18 |  |  |  | 87.85 | 1
| Zone | South of Lugo | 3 | Monthly System Peak Day | CAISO | 1-in-10 | 2025 | 19 |  |  |  | 86.5292 | 1
| Zone | South of Lugo | 3 | Monthly System Peak Day | CAISO | 1-in-10 | 2025 | 20 |  |  |  | 83.8708 | 1
| Zone | South of Lugo | 3 | Monthly System Peak Day | CAISO | 1-in-10 | 2025 | 21 |  |  |  | 79.9542 | 1
| Zone | South of Lugo | 3 | Monthly System Peak Day | CAISO | 1-in-10 | 2025 | 22 |  |  |  | 77.2167 | 1
| Zone | South of Lugo | 3 | Monthly System Peak Day | CAISO | 1-in-10 | 2025 | 23 |  |  |  | 74.6879 | 1
| Zone | South of Lugo | 3 | Monthly System Peak Day | CAISO | 1-in-10 | 2025 | 24 |  |  |  | 71.3121 | 1
| Zone | South of Lugo | 4 | Average Weekday | CAISO | 1-in-10 | 2025 | 1 |  |  |  | 60.9105 | 1
| Zone | South of Lugo | 4 | Average Weekday | CAISO | 1-in-10 | 2025 | 2 |  |  |  | 59.8783 | 1
| Zone | South of Lugo | 4 | Average Weekday | CAISO | 1-in-10 | 2025 | 3 |  |  |  | 58.9176 | 1
| Zone | South of Lugo | 4 | Average Weekday | CAISO | 1-in-10 | 2025 | 4 |  |  |  | 58.0606 | 1
| Zone | South of Lugo | 4 | Average Weekday | CAISO | 1-in-10 | 2025 | 5 |  |  |  | 57.3193 | 1
| Zone | South of Lugo | 4 | Average Weekday | CAISO | 1-in-10 | 2025 | 6 |  |  |  | 56.7693 | 1
| Zone | South of Lugo | 4 | Average Weekday | CAISO | 1-in-10 | 2025 | 7 |  |  |  | 56.3674 | 1
| Zone | South of Lugo | 4 | Average Weekday | CAISO | 1-in-10 | 2025 | 8 |  |  |  | 56.449 | 1
| Zone | South of Lugo | 4 | Average Weekday | CAISO | 1-in-10 | 2025 | 9 |  |  |  | 58.5507 | 1
| Zone | South of Lugo | 4 | Average Weekday | CAISO | 1-in-10 | 2025 | 10 |  |  |  | 61.5935 | 1
| Zone | South of Lugo | 4 | Average Weekday | CAISO | 1-in-10 | 2025 | 11 |  |  |  | 65.1247 | 1
| Zone | South of Lugo | 4 | Average Weekday | CAISO | 1-in-10 | 2025 | 12 |  |  |  | 68.4544 | 1
| Zone | South of Lugo | 4 | Average Weekday | CAISO | 1-in-10 | 2025 | 13 |  |  |  | 70.7821 | 1
| Zone | South of Lugo | 4 | Average Weekday | CAISO | 1-in-10 | 2025 | 14 |  |  |  | 72.461 | 1
| Zone | South of Lugo | 4 | Average Weekday | CAISO | 1-in-10 | 2025 | 15 |  |  |  | 73.7676 | 1
| Zone | South of Lugo | 4 | Average Weekday | CAISO | 1-in-10 | 2025 | 16 |  |  |  | 74.4082 | 1
| Zone | South of Lugo | 4 | Average Weekday | CAISO | 1-in-10 | 2025 | 17 |  |  |  | 74.5491 | 1
| Zone | South of Lugo | 4 | Average Weekday | CAISO | 1-in-10 | 2025 | 18 |  |  |  | 73.8145 | 1
| Zone | South of Lugo | 4 | Average Weekday | CAISO | 1-in-10 | 2025 | 19 |  |  |  | 72.4343 | 1
| Zone | South of Lugo | 4 | Average Weekday | CAISO | 1-in-10 | 2025 | 20 |  |  |  | 70.1531 | 1
| Zone | South of Lugo | 4 | Average Weekday | CAISO | 1-in-10 | 2025 | 21 |  |  |  | 67.2656 | 1
| Zone | South of Lugo | 4 | Average Weekday | CAISO | 1-in-10 | 2025 | 22 |  |  |  | 65.1688 | 1
| Zone | South of Lugo | 4 | Average Weekday | CAISO | 1-in-10 | 2025 | 23 |  |  |  | 63.6692 | 1
| Zone | South of Lugo | 4 | Average Weekday | CAISO | 1-in-10 | 2025 | 24 |  |  |  | 62.3859 | 1
| Zone | South of Lugo | 4 | Monthly System Peak Day | CAISO | 1-in-10 | 2025 | 1 |  |  |  | 73.53 | 1
| Zone | South of Lugo | 4 | Monthly System Peak Day | CAISO | 1-in-10 | 2025 | 2 |  |  |  | 71.2246 | 1
| Zone | South of Lugo | 4 | Monthly System Peak Day | CAISO | 1-in-10 | 2025 | 3 |  |  |  | 69.5304 | 1
| Zone | South of Lugo | 4 | Monthly System Peak Day | CAISO | 1-in-10 | 2025 | 4 |  |  |  | 68.065 | 1
| Zone | South of Lugo | 4 | Monthly System Peak Day | CAISO | 1-in-10 | 2025 | 5 |  |  |  | 67.9058 | 1
| Zone | South of Lugo | 4 | Monthly System Peak Day | CAISO | 1-in-10 | 2025 | 6 |  |  |  | 68.3792 | 1
| Zone | South of Lugo | 4 | Monthly System Peak Day | CAISO | 1-in-10 | 2025 | 7 |  |  |  | 68.9758 | 1
| Zone | South of Lugo | 4 | Monthly System Peak Day | CAISO | 1-in-10 | 2025 | 8 |  |  |  | 69.4688 | 1
| Zone | South of Lugo | 4 | Monthly System Peak Day | CAISO | 1-in-10 | 2025 | 9 |  |  |  | 71.8479 | 1
| Zone | South of Lugo | 4 | Monthly System Peak Day | CAISO | 1-in-10 | 2025 | 10 |  |  |  | 75.5417 | 1
| Zone | South of Lugo | 4 | Monthly System Peak Day | CAISO | 1-in-10 | 2025 | 11 |  |  |  | 79.2292 | 1
| Zone | South of Lugo | 4 | Monthly System Peak Day | CAISO | 1-in-10 | 2025 | 12 |  |  |  | 83.0583 | 1
| Zone | South of Lugo | 4 | Monthly System Peak Day | CAISO | 1-in-10 | 2025 | 13 |  |  |  | 86.0375 | 1
| Zone | South of Lugo | 4 | Monthly System Peak Day | CAISO | 1-in-10 | 2025 | 14 |  |  |  | 87.9875 | 1
| Zone | South of Lugo | 4 | Monthly System Peak Day | CAISO | 1-in-10 | 2025 | 15 |  |  |  | 89.2875 | 1
| Zone | South of Lugo | 4 | Monthly System Peak Day | CAISO | 1-in-10 | 2025 | 16 |  |  |  | 90.6958 | 1
| Zone | South of Lugo | 4 | Monthly System Peak Day | CAISO | 1-in-10 | 2025 | 17 |  |  |  | 91.4333 | 1
| Zone | South of Lugo | 4 | Monthly System Peak Day | CAISO | 1-in-10 | 2025 | 18 |  |  |  | 91.6458 | 1
| Zone | South of Lugo | 4 | Monthly System Peak Day | CAISO | 1-in-10 | 2025 | 19 |  |  |  | 91.0833 | 1
| Zone | South of Lugo | 4 | Monthly System Peak Day | CAISO | 1-in-10 | 2025 | 20 |  |  |  | 89.3375 | 1
| Zone | South of Lugo | 4 | Monthly System Peak Day | CAISO | 1-in-10 | 2025 | 21 |  |  |  | 86.3208 | 1
| Zone | South of Lugo | 4 | Monthly System Peak Day | CAISO | 1-in-10 | 2025 | 22 |  |  |  | 83.8333 | 1
| Zone | South of Lugo | 4 | Monthly System Peak Day | CAISO | 1-in-10 | 2025 | 23 |  |  |  | 81.0917 | 1
| Zone | South of Lugo | 4 | Monthly System Peak Day | CAISO | 1-in-10 | 2025 | 24 |  |  |  | 78.1342 | 1
| Zone | South of Lugo | 5 | Average Weekday | CAISO | 1-in-10 | 2025 | 1 |  |  |  | 63.7261 | 1
| Zone | South of Lugo | 5 | Average Weekday | CAISO | 1-in-10 | 2025 | 2 |  |  |  | 62.7364 | 1
| Zone | South of Lugo | 5 | Average Weekday | CAISO | 1-in-10 | 2025 | 3 |  |  |  | 61.9172 | 1
| Zone | South of Lugo | 5 | Average Weekday | CAISO | 1-in-10 | 2025 | 4 |  |  |  | 61.2504 | 1
| Zone | South of Lugo | 5 | Average Weekday | CAISO | 1-in-10 | 2025 | 5 |  |  |  | 60.7132 | 1
| Zone | South of Lugo | 5 | Average Weekday | CAISO | 1-in-10 | 2025 | 6 |  |  |  | 60.3703 | 1
| Zone | South of Lugo | 5 | Average Weekday | CAISO | 1-in-10 | 2025 | 7 |  |  |  | 60.2288 | 1
| Zone | South of Lugo | 5 | Average Weekday | CAISO | 1-in-10 | 2025 | 8 |  |  |  | 60.9294 | 1
| Zone | South of Lugo | 5 | Average Weekday | CAISO | 1-in-10 | 2025 | 9 |  |  |  | 62.9482 | 1
| Zone | South of Lugo | 5 | Average Weekday | CAISO | 1-in-10 | 2025 | 10 |  |  |  | 65.7554 | 1
| Zone | South of Lugo | 5 | Average Weekday | CAISO | 1-in-10 | 2025 | 11 |  |  |  | 68.6938 | 1
| Zone | South of Lugo | 5 | Average Weekday | CAISO | 1-in-10 | 2025 | 12 |  |  |  | 71.3639 | 1
| Zone | South of Lugo | 5 | Average Weekday | CAISO | 1-in-10 | 2025 | 13 |  |  |  | 73.5492 | 1
| Zone | South of Lugo | 5 | Average Weekday | CAISO | 1-in-10 | 2025 | 14 |  |  |  | 75.3789 | 1
| Zone | South of Lugo | 5 | Average Weekday | CAISO | 1-in-10 | 2025 | 15 |  |  |  | 76.7811 | 1
| Zone | South of Lugo | 5 | Average Weekday | CAISO | 1-in-10 | 2025 | 16 |  |  |  | 77.6 | 1
| Zone | South of Lugo | 5 | Average Weekday | CAISO | 1-in-10 | 2025 | 17 |  |  |  | 77.8548 | 1
| Zone | South of Lugo | 5 | Average Weekday | CAISO | 1-in-10 | 2025 | 18 |  |  |  | 77.2107 | 1
| Zone | South of Lugo | 5 | Average Weekday | CAISO | 1-in-10 | 2025 | 19 |  |  |  | 75.8588 | 1
| Zone | South of Lugo | 5 | Average Weekday | CAISO | 1-in-10 | 2025 | 20 |  |  |  | 73.7457 | 1
| Zone | South of Lugo | 5 | Average Weekday | CAISO | 1-in-10 | 2025 | 21 |  |  |  | 70.633 | 1
| Zone | South of Lugo | 5 | Average Weekday | CAISO | 1-in-10 | 2025 | 22 |  |  |  | 67.8287 | 1
| Zone | South of Lugo | 5 | Average Weekday | CAISO | 1-in-10 | 2025 | 23 |  |  |  | 66.0136 | 1
| Zone | South of Lugo | 5 | Average Weekday | CAISO | 1-in-10 | 2025 | 24 |  |  |  | 64.7075 | 1
| Zone | South of Lugo | 5 | Monthly System Peak Day | CAISO | 1-in-10 | 2025 | 1 |  |  |  | 75.4321 | 1
| Zone | South of Lugo | 5 | Monthly System Peak Day | CAISO | 1-in-10 | 2025 | 2 |  |  |  | 73.9658 | 1
| Zone | South of Lugo | 5 | Monthly System Peak Day | CAISO | 1-in-10 | 2025 | 3 |  |  |  | 71.9892 | 1
| Zone | South of Lugo | 5 | Monthly System Peak Day | CAISO | 1-in-10 | 2025 | 4 |  |  |  | 70.9163 | 1
| Zone | South of Lugo | 5 | Monthly System Peak Day | CAISO | 1-in-10 | 2025 | 5 |  |  |  | 70.1583 | 1
| Zone | South of Lugo | 5 | Monthly System Peak Day | CAISO | 1-in-10 | 2025 | 6 |  |  |  | 68.9408 | 1
| Zone | South of Lugo | 5 | Monthly System Peak Day | CAISO | 1-in-10 | 2025 | 7 |  |  |  | 68.7504 | 1
| Zone | South of Lugo | 5 | Monthly System Peak Day | CAISO | 1-in-10 | 2025 | 8 |  |  |  | 69.4196 | 1
| Zone | South of Lugo | 5 | Monthly System Peak Day | CAISO | 1-in-10 | 2025 | 9 |  |  |  | 74.04 | 1
| Zone | South of Lugo | 5 | Monthly System Peak Day | CAISO | 1-in-10 | 2025 | 10 |  |  |  | 80.7083 | 1
| Zone | South of Lugo | 5 | Monthly System Peak Day | CAISO | 1-in-10 | 2025 | 11 |  |  |  | 86.8583 | 1
| Zone | South of Lugo | 5 | Monthly System Peak Day | CAISO | 1-in-10 | 2025 | 12 |  |  |  | 90.5875 | 1
| Zone | South of Lugo | 5 | Monthly System Peak Day | CAISO | 1-in-10 | 2025 | 13 |  |  |  | 93.1542 | 1
| Zone | South of Lugo | 5 | Monthly System Peak Day | CAISO | 1-in-10 | 2025 | 14 |  |  |  | 94.5167 | 1
| Zone | South of Lugo | 5 | Monthly System Peak Day | CAISO | 1-in-10 | 2025 | 15 |  |  |  | 96.05 | 1
| Zone | South of Lugo | 5 | Monthly System Peak Day | CAISO | 1-in-10 | 2025 | 16 |  |  |  | 96.5375 | 1
| Zone | South of Lugo | 5 | Monthly System Peak Day | CAISO | 1-in-10 | 2025 | 17 |  |  |  | 96.4417 | 1
| Zone | South of Lugo | 5 | Monthly System Peak Day | CAISO | 1-in-10 | 2025 | 18 |  |  |  | 95.3792 | 1
| Zone | South of Lugo | 5 | Monthly System Peak Day | CAISO | 1-in-10 | 2025 | 19 |  |  |  | 94.4625 | 1
| Zone | South of Lugo | 5 | Monthly System Peak Day | CAISO | 1-in-10 | 2025 | 20 |  |  |  | 91.6125 | 1
| Zone | South of Lugo | 5 | Monthly System Peak Day | CAISO | 1-in-10 | 2025 | 21 |  |  |  | 87.3083 | 1
| Zone | South of Lugo | 5 | Monthly System Peak Day | CAISO | 1-in-10 | 2025 | 22 |  |  |  | 83.1583 | 1
| Zone | South of Lugo | 5 | Monthly System Peak Day | CAISO | 1-in-10 | 2025 | 23 |  |  |  | 80.6958 | 1
| Zone | South of Lugo | 5 | Monthly System Peak Day | CAISO | 1-in-10 | 2025 | 24 |  |  |  | 78.2358 | 1
| Zone | South of Lugo | 6 | Average Weekday | CAISO | 1-in-10 | 2025 | 1 |  |  |  | 68.1974 | 1
| Zone | South of Lugo | 6 | Average Weekday | CAISO | 1-in-10 | 2025 | 2 |  |  |  | 67.4474 | 1
| Zone | South of Lugo | 6 | Average Weekday | CAISO | 1-in-10 | 2025 | 3 |  |  |  | 66.798 | 1
| Zone | South of Lugo | 6 | Average Weekday | CAISO | 1-in-10 | 2025 | 4 |  |  |  | 66.2248 | 1
| Zone | South of Lugo | 6 | Average Weekday | CAISO | 1-in-10 | 2025 | 5 |  |  |  | 65.7795 | 1
| Zone | South of Lugo | 6 | Average Weekday | CAISO | 1-in-10 | 2025 | 6 |  |  |  | 65.4266 | 1
| Zone | South of Lugo | 6 | Average Weekday | CAISO | 1-in-10 | 2025 | 7 |  |  |  | 65.2137 | 1
| Zone | South of Lugo | 6 | Average Weekday | CAISO | 1-in-10 | 2025 | 8 |  |  |  | 65.9904 | 1
| Zone | South of Lugo | 6 | Average Weekday | CAISO | 1-in-10 | 2025 | 9 |  |  |  | 67.8836 | 1
| Zone | South of Lugo | 6 | Average Weekday | CAISO | 1-in-10 | 2025 | 10 |  |  |  | 70.8703 | 1
| Zone | South of Lugo | 6 | Average Weekday | CAISO | 1-in-10 | 2025 | 11 |  |  |  | 74.0727 | 1
| Zone | South of Lugo | 6 | Average Weekday | CAISO | 1-in-10 | 2025 | 12 |  |  |  | 77.1926 | 1
| Zone | South of Lugo | 6 | Average Weekday | CAISO | 1-in-10 | 2025 | 13 |  |  |  | 79.5914 | 1
| Zone | South of Lugo | 6 | Average Weekday | CAISO | 1-in-10 | 2025 | 14 |  |  |  | 81.2857 | 1
| Zone | South of Lugo | 6 | Average Weekday | CAISO | 1-in-10 | 2025 | 15 |  |  |  | 82.4491 | 1
| Zone | South of Lugo | 6 | Average Weekday | CAISO | 1-in-10 | 2025 | 16 |  |  |  | 83.1785 | 1
| Zone | South of Lugo | 6 | Average Weekday | CAISO | 1-in-10 | 2025 | 17 |  |  |  | 83.0988 | 1
| Zone | South of Lugo | 6 | Average Weekday | CAISO | 1-in-10 | 2025 | 18 |  |  |  | 82.3115 | 1
| Zone | South of Lugo | 6 | Average Weekday | CAISO | 1-in-10 | 2025 | 19 |  |  |  | 80.9067 | 1
| Zone | South of Lugo | 6 | Average Weekday | CAISO | 1-in-10 | 2025 | 20 |  |  |  | 78.6574 | 1
| Zone | South of Lugo | 6 | Average Weekday | CAISO | 1-in-10 | 2025 | 21 |  |  |  | 75.6723 | 1
| Zone | South of Lugo | 6 | Average Weekday | CAISO | 1-in-10 | 2025 | 22 |  |  |  | 72.5495 | 1
| Zone | South of Lugo | 6 | Average Weekday | CAISO | 1-in-10 | 2025 | 23 |  |  |  | 70.5754 | 1
| Zone | South of Lugo | 6 | Average Weekday | CAISO | 1-in-10 | 2025 | 24 |  |  |  | 69.3238 | 1
| Zone | South of Lugo | 6 | Monthly System Peak Day | CAISO | 1-in-10 | 2025 | 1 |  |  |  | 76.1479 | 1
| Zone | South of Lugo | 6 | Monthly System Peak Day | CAISO | 1-in-10 | 2025 | 2 |  |  |  | 74.6371 | 1
| Zone | South of Lugo | 6 | Monthly System Peak Day | CAISO | 1-in-10 | 2025 | 3 |  |  |  | 73.4696 | 1
| Zone | South of Lugo | 6 | Monthly System Peak Day | CAISO | 1-in-10 | 2025 | 4 |  |  |  | 72.9638 | 1
| Zone | South of Lugo | 6 | Monthly System Peak Day | CAISO | 1-in-10 | 2025 | 5 |  |  |  | 71.9967 | 1
| Zone | South of Lugo | 6 | Monthly System Peak Day | CAISO | 1-in-10 | 2025 | 6 |  |  |  | 71.4208 | 1
| Zone | South of Lugo | 6 | Monthly System Peak Day | CAISO | 1-in-10 | 2025 | 7 |  |  |  | 70.8092 | 1
| Zone | South of Lugo | 6 | Monthly System Peak Day | CAISO | 1-in-10 | 2025 | 8 |  |  |  | 72.4 | 1
| Zone | South of Lugo | 6 | Monthly System Peak Day | CAISO | 1-in-10 | 2025 | 9 |  |  |  | 77.1679 | 1
| Zone | South of Lugo | 6 | Monthly System Peak Day | CAISO | 1-in-10 | 2025 | 10 |  |  |  | 83.4454 | 1
| Zone | South of Lugo | 6 | Monthly System Peak Day | CAISO | 1-in-10 | 2025 | 11 |  |  |  | 88.3342 | 1
| Zone | South of Lugo | 6 | Monthly System Peak Day | CAISO | 1-in-10 | 2025 | 12 |  |  |  | 92.0333 | 1
| Zone | South of Lugo | 6 | Monthly System Peak Day | CAISO | 1-in-10 | 2025 | 13 |  |  |  | 93.3167 | 1
| Zone | South of Lugo | 6 | Monthly System Peak Day | CAISO | 1-in-10 | 2025 | 14 |  |  |  | 94.8792 | 1
| Zone | South of Lugo | 6 | Monthly System Peak Day | CAISO | 1-in-10 | 2025 | 15 |  |  |  | 96.675 | 1
| Zone | South of Lugo | 6 | Monthly System Peak Day | CAISO | 1-in-10 | 2025 | 16 |  |  |  | 98.15 | 1
| Zone | South of Lugo | 6 | Monthly System Peak Day | CAISO | 1-in-10 | 2025 | 17 |  |  |  | 98.45 | 1
| Zone | South of Lugo | 6 | Monthly System Peak Day | CAISO | 1-in-10 | 2025 | 18 |  |  |  | 97.8292 | 1
| Zone | South of Lugo | 6 | Monthly System Peak Day | CAISO | 1-in-10 | 2025 | 19 |  |  |  | 95.9125 | 1
| Zone | South of Lugo | 6 | Monthly System Peak Day | CAISO | 1-in-10 | 2025 | 20 |  |  |  | 91.0208 | 1
| Zone | South of Lugo | 6 | Monthly System Peak Day | CAISO | 1-in-10 | 2025 | 21 |  |  |  | 87.25 | 1
| Zone | South of Lugo | 6 | Monthly System Peak Day | CAISO | 1-in-10 | 2025 | 22 |  |  |  | 83.8883 | 1
| Zone | South of Lugo | 6 | Monthly System Peak Day | CAISO | 1-in-10 | 2025 | 23 |  |  |  | 80.4692 | 1
| Zone | South of Lugo | 6 | Monthly System Peak Day | CAISO | 1-in-10 | 2025 | 24 |  |  |  | 77.9475 | 1
| Zone | South of Lugo | 7 | Average Weekday | CAISO | 1-in-10 | 2025 | 1 |  |  |  | 73.2748 | 1
| Zone | South of Lugo | 7 | Average Weekday | CAISO | 1-in-10 | 2025 | 2 |  |  |  | 72.448 | 1
| Zone | South of Lugo | 7 | Average Weekday | CAISO | 1-in-10 | 2025 | 3 |  |  |  | 71.6747 | 1
| Zone | South of Lugo | 7 | Average Weekday | CAISO | 1-in-10 | 2025 | 4 |  |  |  | 71.1028 | 1
| Zone | South of Lugo | 7 | Average Weekday | CAISO | 1-in-10 | 2025 | 5 |  |  |  | 70.6155 | 1
| Zone | South of Lugo | 7 | Average Weekday | CAISO | 1-in-10 | 2025 | 6 |  |  |  | 70.2457 | 1
| Zone | South of Lugo | 7 | Average Weekday | CAISO | 1-in-10 | 2025 | 7 |  |  |  | 70.057 | 1
| Zone | South of Lugo | 7 | Average Weekday | CAISO | 1-in-10 | 2025 | 8 |  |  |  | 70.6914 | 1
| Zone | South of Lugo | 7 | Average Weekday | CAISO | 1-in-10 | 2025 | 9 |  |  |  | 73.0913 | 1
| Zone | South of Lugo | 7 | Average Weekday | CAISO | 1-in-10 | 2025 | 10 |  |  |  | 76.3755 | 1
| Zone | South of Lugo | 7 | Average Weekday | CAISO | 1-in-10 | 2025 | 11 |  |  |  | 79.8781 | 1
| Zone | South of Lugo | 7 | Average Weekday | CAISO | 1-in-10 | 2025 | 12 |  |  |  | 83.1077 | 1
| Zone | South of Lugo | 7 | Average Weekday | CAISO | 1-in-10 | 2025 | 13 |  |  |  | 85.4249 | 1
| Zone | South of Lugo | 7 | Average Weekday | CAISO | 1-in-10 | 2025 | 14 |  |  |  | 87.0578 | 1
| Zone | South of Lugo | 7 | Average Weekday | CAISO | 1-in-10 | 2025 | 15 |  |  |  | 88.2055 | 1
| Zone | South of Lugo | 7 | Average Weekday | CAISO | 1-in-10 | 2025 | 16 |  |  |  | 88.8228 | 1
| Zone | South of Lugo | 7 | Average Weekday | CAISO | 1-in-10 | 2025 | 17 |  |  |  | 88.8724 | 1
| Zone | South of Lugo | 7 | Average Weekday | CAISO | 1-in-10 | 2025 | 18 |  |  |  | 88.0513 | 1
| Zone | South of Lugo | 7 | Average Weekday | CAISO | 1-in-10 | 2025 | 19 |  |  |  | 86.5336 | 1
| Zone | South of Lugo | 7 | Average Weekday | CAISO | 1-in-10 | 2025 | 20 |  |  |  | 84.1525 | 1
| Zone | South of Lugo | 7 | Average Weekday | CAISO | 1-in-10 | 2025 | 21 |  |  |  | 80.9126 | 1
| Zone | South of Lugo | 7 | Average Weekday | CAISO | 1-in-10 | 2025 | 22 |  |  |  | 77.7621 | 1
| Zone | South of Lugo | 7 | Average Weekday | CAISO | 1-in-10 | 2025 | 23 |  |  |  | 75.8771 | 1
| Zone | South of Lugo | 7 | Average Weekday | CAISO | 1-in-10 | 2025 | 24 |  |  |  | 74.689 | 1
| Zone | South of Lugo | 7 | Monthly System Peak Day | CAISO | 1-in-10 | 2025 | 1 |  |  |  | 78.0346 | 1
| Zone | South of Lugo | 7 | Monthly System Peak Day | CAISO | 1-in-10 | 2025 | 2 |  |  |  | 77.3 | 1
| Zone | South of Lugo | 7 | Monthly System Peak Day | CAISO | 1-in-10 | 2025 | 3 |  |  |  | 76.25 | 1
| Zone | South of Lugo | 7 | Monthly System Peak Day | CAISO | 1-in-10 | 2025 | 4 |  |  |  | 75.4923 | 1
| Zone | South of Lugo | 7 | Monthly System Peak Day | CAISO | 1-in-10 | 2025 | 5 |  |  |  | 74.9 | 1
| Zone | South of Lugo | 7 | Monthly System Peak Day | CAISO | 1-in-10 | 2025 | 6 |  |  |  | 74.5769 | 1
| Zone | South of Lugo | 7 | Monthly System Peak Day | CAISO | 1-in-10 | 2025 | 7 |  |  |  | 74.1154 | 1
| Zone | South of Lugo | 7 | Monthly System Peak Day | CAISO | 1-in-10 | 2025 | 8 |  |  |  | 74.5308 | 1
| Zone | South of Lugo | 7 | Monthly System Peak Day | CAISO | 1-in-10 | 2025 | 9 |  |  |  | 76.8808 | 1
| Zone | South of Lugo | 7 | Monthly System Peak Day | CAISO | 1-in-10 | 2025 | 10 |  |  |  | 80.3077 | 1
| Zone | South of Lugo | 7 | Monthly System Peak Day | CAISO | 1-in-10 | 2025 | 11 |  |  |  | 84.2154 | 1
| Zone | South of Lugo | 7 | Monthly System Peak Day | CAISO | 1-in-10 | 2025 | 12 |  |  |  | 87.6462 | 1
| Zone | South of Lugo | 7 | Monthly System Peak Day | CAISO | 1-in-10 | 2025 | 13 |  |  |  | 89.9615 | 1
| Zone | South of Lugo | 7 | Monthly System Peak Day | CAISO | 1-in-10 | 2025 | 14 |  |  |  | 91.9077 | 1
| Zone | South of Lugo | 7 | Monthly System Peak Day | CAISO | 1-in-10 | 2025 | 15 |  |  |  | 92.9538 | 1
| Zone | South of Lugo | 7 | Monthly System Peak Day | CAISO | 1-in-10 | 2025 | 16 |  |  |  | 93.35 | 1
| Zone | South of Lugo | 7 | Monthly System Peak Day | CAISO | 1-in-10 | 2025 | 17 |  |  |  | 92.4077 | 1
| Zone | South of Lugo | 7 | Monthly System Peak Day | CAISO | 1-in-10 | 2025 | 18 |  |  |  | 91.8615 | 1
| Zone | South of Lugo | 7 | Monthly System Peak Day | CAISO | 1-in-10 | 2025 | 19 |  |  |  | 90.0769 | 1
| Zone | South of Lugo | 7 | Monthly System Peak Day | CAISO | 1-in-10 | 2025 | 20 |  |  |  | 87.4385 | 1
| Zone | South of Lugo | 7 | Monthly System Peak Day | CAISO | 1-in-10 | 2025 | 21 |  |  |  | 84.0692 | 1
| Zone | South of Lugo | 7 | Monthly System Peak Day | CAISO | 1-in-10 | 2025 | 22 |  |  |  | 80.6692 | 1
| Zone | South of Lugo | 7 | Monthly System Peak Day | CAISO | 1-in-10 | 2025 | 23 |  |  |  | 79.05 | 1
| Zone | South of Lugo | 7 | Monthly System Peak Day | CAISO | 1-in-10 | 2025 | 24 |  |  |  | 78.0808 | 1
| Zone | South of Lugo | 8 | Average Weekday | CAISO | 1-in-10 | 2025 | 1 |  |  |  | 72.7156 | 1
| Zone | South of Lugo | 8 | Average Weekday | CAISO | 1-in-10 | 2025 | 2 |  |  |  | 71.9812 | 1
| Zone | South of Lugo | 8 | Average Weekday | CAISO | 1-in-10 | 2025 | 3 |  |  |  | 71.3497 | 1
| Zone | South of Lugo | 8 | Average Weekday | CAISO | 1-in-10 | 2025 | 4 |  |  |  | 70.8494 | 1
| Zone | South of Lugo | 8 | Average Weekday | CAISO | 1-in-10 | 2025 | 5 |  |  |  | 70.3368 | 1
| Zone | South of Lugo | 8 | Average Weekday | CAISO | 1-in-10 | 2025 | 6 |  |  |  | 70.0051 | 1
| Zone | South of Lugo | 8 | Average Weekday | CAISO | 1-in-10 | 2025 | 7 |  |  |  | 69.7096 | 1
| Zone | South of Lugo | 8 | Average Weekday | CAISO | 1-in-10 | 2025 | 8 |  |  |  | 69.8221 | 1
| Zone | South of Lugo | 8 | Average Weekday | CAISO | 1-in-10 | 2025 | 9 |  |  |  | 71.455 | 1
| Zone | South of Lugo | 8 | Average Weekday | CAISO | 1-in-10 | 2025 | 10 |  |  |  | 74.2379 | 1
| Zone | South of Lugo | 8 | Average Weekday | CAISO | 1-in-10 | 2025 | 11 |  |  |  | 77.4461 | 1
| Zone | South of Lugo | 8 | Average Weekday | CAISO | 1-in-10 | 2025 | 12 |  |  |  | 80.5549 | 1
| Zone | South of Lugo | 8 | Average Weekday | CAISO | 1-in-10 | 2025 | 13 |  |  |  | 83.149 | 1
| Zone | South of Lugo | 8 | Average Weekday | CAISO | 1-in-10 | 2025 | 14 |  |  |  | 85.1378 | 1
| Zone | South of Lugo | 8 | Average Weekday | CAISO | 1-in-10 | 2025 | 15 |  |  |  | 86.6323 | 1
| Zone | South of Lugo | 8 | Average Weekday | CAISO | 1-in-10 | 2025 | 16 |  |  |  | 87.3098 | 1
| Zone | South of Lugo | 8 | Average Weekday | CAISO | 1-in-10 | 2025 | 17 |  |  |  | 87.3765 | 1
| Zone | South of Lugo | 8 | Average Weekday | CAISO | 1-in-10 | 2025 | 18 |  |  |  | 86.429 | 1
| Zone | South of Lugo | 8 | Average Weekday | CAISO | 1-in-10 | 2025 | 19 |  |  |  | 84.8218 | 1
| Zone | South of Lugo | 8 | Average Weekday | CAISO | 1-in-10 | 2025 | 20 |  |  |  | 82.4445 | 1
| Zone | South of Lugo | 8 | Average Weekday | CAISO | 1-in-10 | 2025 | 21 |  |  |  | 79.065 | 1
| Zone | South of Lugo | 8 | Average Weekday | CAISO | 1-in-10 | 2025 | 22 |  |  |  | 76.5069 | 1
| Zone | South of Lugo | 8 | Average Weekday | CAISO | 1-in-10 | 2025 | 23 |  |  |  | 74.9988 | 1
| Zone | South of Lugo | 8 | Average Weekday | CAISO | 1-in-10 | 2025 | 24 |  |  |  | 73.8875 | 1
| Zone | South of Lugo | 8 | Monthly System Peak Day | CAISO | 1-in-10 | 2025 | 1 |  |  |  | 76.5865 | 1
| Zone | South of Lugo | 8 | Monthly System Peak Day | CAISO | 1-in-10 | 2025 | 2 |  |  |  | 75.6031 | 1
| Zone | South of Lugo | 8 | Monthly System Peak Day | CAISO | 1-in-10 | 2025 | 3 |  |  |  | 74.8508 | 1
| Zone | South of Lugo | 8 | Monthly System Peak Day | CAISO | 1-in-10 | 2025 | 4 |  |  |  | 74.2304 | 1
| Zone | South of Lugo | 8 | Monthly System Peak Day | CAISO | 1-in-10 | 2025 | 5 |  |  |  | 73.545 | 1
| Zone | South of Lugo | 8 | Monthly System Peak Day | CAISO | 1-in-10 | 2025 | 6 |  |  |  | 72.9512 | 1
| Zone | South of Lugo | 8 | Monthly System Peak Day | CAISO | 1-in-10 | 2025 | 7 |  |  |  | 72.6527 | 1
| Zone | South of Lugo | 8 | Monthly System Peak Day | CAISO | 1-in-10 | 2025 | 8 |  |  |  | 72.635 | 1
| Zone | South of Lugo | 8 | Monthly System Peak Day | CAISO | 1-in-10 | 2025 | 9 |  |  |  | 74.9908 | 1
| Zone | South of Lugo | 8 | Monthly System Peak Day | CAISO | 1-in-10 | 2025 | 10 |  |  |  | 79.5742 | 1
| Zone | South of Lugo | 8 | Monthly System Peak Day | CAISO | 1-in-10 | 2025 | 11 |  |  |  | 84.6231 | 1
| Zone | South of Lugo | 8 | Monthly System Peak Day | CAISO | 1-in-10 | 2025 | 12 |  |  |  | 89.3115 | 1
| Zone | South of Lugo | 8 | Monthly System Peak Day | CAISO | 1-in-10 | 2025 | 13 |  |  |  | 92.7423 | 1
| Zone | South of Lugo | 8 | Monthly System Peak Day | CAISO | 1-in-10 | 2025 | 14 |  |  |  | 95.65 | 1
| Zone | South of Lugo | 8 | Monthly System Peak Day | CAISO | 1-in-10 | 2025 | 15 |  |  |  | 96.65 | 1
| Zone | South of Lugo | 8 | Monthly System Peak Day | CAISO | 1-in-10 | 2025 | 16 |  |  |  | 96.5692 | 1
| Zone | South of Lugo | 8 | Monthly System Peak Day | CAISO | 1-in-10 | 2025 | 17 |  |  |  | 95.9769 | 1
| Zone | South of Lugo | 8 | Monthly System Peak Day | CAISO | 1-in-10 | 2025 | 18 |  |  |  | 95.2 | 1
| Zone | South of Lugo | 8 | Monthly System Peak Day | CAISO | 1-in-10 | 2025 | 19 |  |  |  | 93.7462 | 1
| Zone | South of Lugo | 8 | Monthly System Peak Day | CAISO | 1-in-10 | 2025 | 20 |  |  |  | 91.3885 | 1
| Zone | South of Lugo | 8 | Monthly System Peak Day | CAISO | 1-in-10 | 2025 | 21 |  |  |  | 87.0077 | 1
| Zone | South of Lugo | 8 | Monthly System Peak Day | CAISO | 1-in-10 | 2025 | 22 |  |  |  | 83.5154 | 1
| Zone | South of Lugo | 8 | Monthly System Peak Day | CAISO | 1-in-10 | 2025 | 23 |  |  |  | 81.9577 | 1
| Zone | South of Lugo | 8 | Monthly System Peak Day | CAISO | 1-in-10 | 2025 | 24 |  |  |  | 80.7146 | 1
| Zone | South of Lugo | 8 | Typical Event Day | CAISO | 1-in-10 | 2025 | 1 |  |  |  | 77.6788 | 1
| Zone | South of Lugo | 8 | Typical Event Day | CAISO | 1-in-10 | 2025 | 2 |  |  |  | 76.6273 | 1
| Zone | South of Lugo | 8 | Typical Event Day | CAISO | 1-in-10 | 2025 | 3 |  |  |  | 75.6454 | 1
| Zone | South of Lugo | 8 | Typical Event Day | CAISO | 1-in-10 | 2025 | 4 |  |  |  | 75.2181 | 1
| Zone | South of Lugo | 8 | Typical Event Day | CAISO | 1-in-10 | 2025 | 5 |  |  |  | 74.5275 | 1
| Zone | South of Lugo | 8 | Typical Event Day | CAISO | 1-in-10 | 2025 | 6 |  |  |  | 74.1489 | 1
| Zone | South of Lugo | 8 | Typical Event Day | CAISO | 1-in-10 | 2025 | 7 |  |  |  | 73.7937 | 1
| Zone | South of Lugo | 8 | Typical Event Day | CAISO | 1-in-10 | 2025 | 8 |  |  |  | 74.4358 | 1
| Zone | South of Lugo | 8 | Typical Event Day | CAISO | 1-in-10 | 2025 | 9 |  |  |  | 77.1125 | 1
| Zone | South of Lugo | 8 | Typical Event Day | CAISO | 1-in-10 | 2025 | 10 |  |  |  | 81.5061 | 1
| Zone | South of Lugo | 8 | Typical Event Day | CAISO | 1-in-10 | 2025 | 11 |  |  |  | 86.2935 | 1
| Zone | South of Lugo | 8 | Typical Event Day | CAISO | 1-in-10 | 2025 | 12 |  |  |  | 90.2077 | 1
| Zone | South of Lugo | 8 | Typical Event Day | CAISO | 1-in-10 | 2025 | 13 |  |  |  | 92.7231 | 1
| Zone | South of Lugo | 8 | Typical Event Day | CAISO | 1-in-10 | 2025 | 14 |  |  |  | 94.8365 | 1
| Zone | South of Lugo | 8 | Typical Event Day | CAISO | 1-in-10 | 2025 | 15 |  |  |  | 96.0702 | 1
| Zone | South of Lugo | 8 | Typical Event Day | CAISO | 1-in-10 | 2025 | 16 |  |  |  | 96.351 | 1
| Zone | South of Lugo | 8 | Typical Event Day | CAISO | 1-in-10 | 2025 | 17 |  |  |  | 96.1567 | 1
| Zone | South of Lugo | 8 | Typical Event Day | CAISO | 1-in-10 | 2025 | 18 |  |  |  | 95.3356 | 1
| Zone | South of Lugo | 8 | Typical Event Day | CAISO | 1-in-10 | 2025 | 19 |  |  |  | 93.6337 | 1
| Zone | South of Lugo | 8 | Typical Event Day | CAISO | 1-in-10 | 2025 | 20 |  |  |  | 90.574 | 1
| Zone | South of Lugo | 8 | Typical Event Day | CAISO | 1-in-10 | 2025 | 21 |  |  |  | 86.8538 | 1
| Zone | South of Lugo | 8 | Typical Event Day | CAISO | 1-in-10 | 2025 | 22 |  |  |  | 83.9704 | 1
| Zone | South of Lugo | 8 | Typical Event Day | CAISO | 1-in-10 | 2025 | 23 |  |  |  | 82.0871 | 1
| Zone | South of Lugo | 8 | Typical Event Day | CAISO | 1-in-10 | 2025 | 24 |  |  |  | 80.4009 | 1
| Zone | South of Lugo | 9 | Average Weekday | CAISO | 1-in-10 | 2025 | 1 |  |  |  | 73.2512 | 1
| Zone | South of Lugo | 9 | Average Weekday | CAISO | 1-in-10 | 2025 | 2 |  |  |  | 72.3685 | 1
| Zone | South of Lugo | 9 | Average Weekday | CAISO | 1-in-10 | 2025 | 3 |  |  |  | 71.6295 | 1
| Zone | South of Lugo | 9 | Average Weekday | CAISO | 1-in-10 | 2025 | 4 |  |  |  | 70.9846 | 1
| Zone | South of Lugo | 9 | Average Weekday | CAISO | 1-in-10 | 2025 | 5 |  |  |  | 70.4271 | 1
| Zone | South of Lugo | 9 | Average Weekday | CAISO | 1-in-10 | 2025 | 6 |  |  |  | 69.9244 | 1
| Zone | South of Lugo | 9 | Average Weekday | CAISO | 1-in-10 | 2025 | 7 |  |  |  | 69.5541 | 1
| Zone | South of Lugo | 9 | Average Weekday | CAISO | 1-in-10 | 2025 | 8 |  |  |  | 69.361 | 1
| Zone | South of Lugo | 9 | Average Weekday | CAISO | 1-in-10 | 2025 | 9 |  |  |  | 70.7113 | 1
| Zone | South of Lugo | 9 | Average Weekday | CAISO | 1-in-10 | 2025 | 10 |  |  |  | 73.6147 | 1
| Zone | South of Lugo | 9 | Average Weekday | CAISO | 1-in-10 | 2025 | 11 |  |  |  | 77.1101 | 1
| Zone | South of Lugo | 9 | Average Weekday | CAISO | 1-in-10 | 2025 | 12 |  |  |  | 80.43 | 1
| Zone | South of Lugo | 9 | Average Weekday | CAISO | 1-in-10 | 2025 | 13 |  |  |  | 83.0984 | 1
| Zone | South of Lugo | 9 | Average Weekday | CAISO | 1-in-10 | 2025 | 14 |  |  |  | 84.9046 | 1
| Zone | South of Lugo | 9 | Average Weekday | CAISO | 1-in-10 | 2025 | 15 |  |  |  | 86.2075 | 1
| Zone | South of Lugo | 9 | Average Weekday | CAISO | 1-in-10 | 2025 | 16 |  |  |  | 86.7527 | 1
| Zone | South of Lugo | 9 | Average Weekday | CAISO | 1-in-10 | 2025 | 17 |  |  |  | 86.7156 | 1
| Zone | South of Lugo | 9 | Average Weekday | CAISO | 1-in-10 | 2025 | 18 |  |  |  | 85.846 | 1
| Zone | South of Lugo | 9 | Average Weekday | CAISO | 1-in-10 | 2025 | 19 |  |  |  | 84.0648 | 1
| Zone | South of Lugo | 9 | Average Weekday | CAISO | 1-in-10 | 2025 | 20 |  |  |  | 81.1436 | 1
| Zone | South of Lugo | 9 | Average Weekday | CAISO | 1-in-10 | 2025 | 21 |  |  |  | 78.0516 | 1
| Zone | South of Lugo | 9 | Average Weekday | CAISO | 1-in-10 | 2025 | 22 |  |  |  | 76.2339 | 1
| Zone | South of Lugo | 9 | Average Weekday | CAISO | 1-in-10 | 2025 | 23 |  |  |  | 74.88 | 1
| Zone | South of Lugo | 9 | Average Weekday | CAISO | 1-in-10 | 2025 | 24 |  |  |  | 73.7799 | 1
| Zone | South of Lugo | 9 | Monthly System Peak Day | CAISO | 1-in-10 | 2025 | 1 |  |  |  | 80.4154 | 1
| Zone | South of Lugo | 9 | Monthly System Peak Day | CAISO | 1-in-10 | 2025 | 2 |  |  |  | 79.4231 | 1
| Zone | South of Lugo | 9 | Monthly System Peak Day | CAISO | 1-in-10 | 2025 | 3 |  |  |  | 78.4577 | 1
| Zone | South of Lugo | 9 | Monthly System Peak Day | CAISO | 1-in-10 | 2025 | 4 |  |  |  | 78.5885 | 1
| Zone | South of Lugo | 9 | Monthly System Peak Day | CAISO | 1-in-10 | 2025 | 5 |  |  |  | 78.0654 | 1
| Zone | South of Lugo | 9 | Monthly System Peak Day | CAISO | 1-in-10 | 2025 | 6 |  |  |  | 78.0231 | 1
| Zone | South of Lugo | 9 | Monthly System Peak Day | CAISO | 1-in-10 | 2025 | 7 |  |  |  | 77.9923 | 1
| Zone | South of Lugo | 9 | Monthly System Peak Day | CAISO | 1-in-10 | 2025 | 8 |  |  |  | 78.6615 | 1
| Zone | South of Lugo | 9 | Monthly System Peak Day | CAISO | 1-in-10 | 2025 | 9 |  |  |  | 80.0038 | 1
| Zone | South of Lugo | 9 | Monthly System Peak Day | CAISO | 1-in-10 | 2025 | 10 |  |  |  | 83.3539 | 1
| Zone | South of Lugo | 9 | Monthly System Peak Day | CAISO | 1-in-10 | 2025 | 11 |  |  |  | 88.6538 | 1
| Zone | South of Lugo | 9 | Monthly System Peak Day | CAISO | 1-in-10 | 2025 | 12 |  |  |  | 92.4654 | 1
| Zone | South of Lugo | 9 | Monthly System Peak Day | CAISO | 1-in-10 | 2025 | 13 |  |  |  | 95.6692 | 1
| Zone | South of Lugo | 9 | Monthly System Peak Day | CAISO | 1-in-10 | 2025 | 14 |  |  |  | 97.75 | 1
| Zone | South of Lugo | 9 | Monthly System Peak Day | CAISO | 1-in-10 | 2025 | 15 |  |  |  | 98.8462 | 1
| Zone | South of Lugo | 9 | Monthly System Peak Day | CAISO | 1-in-10 | 2025 | 16 |  |  |  | 98.1269 | 1
| Zone | South of Lugo | 9 | Monthly System Peak Day | CAISO | 1-in-10 | 2025 | 17 |  |  |  | 98.4923 | 1
| Zone | South of Lugo | 9 | Monthly System Peak Day | CAISO | 1-in-10 | 2025 | 18 |  |  |  | 97.0962 | 1
| Zone | South of Lugo | 9 | Monthly System Peak Day | CAISO | 1-in-10 | 2025 | 19 |  |  |  | 95.35 | 1
| Zone | South of Lugo | 9 | Monthly System Peak Day | CAISO | 1-in-10 | 2025 | 20 |  |  |  | 93.2 | 1
| Zone | South of Lugo | 9 | Monthly System Peak Day | CAISO | 1-in-10 | 2025 | 21 |  |  |  | 89.9038 | 1
| Zone | South of Lugo | 9 | Monthly System Peak Day | CAISO | 1-in-10 | 2025 | 22 |  |  |  | 88.5577 | 1
| Zone | South of Lugo | 9 | Monthly System Peak Day | CAISO | 1-in-10 | 2025 | 23 |  |  |  | 87.4885 | 1
| Zone | South of Lugo | 9 | Monthly System Peak Day | CAISO | 1-in-10 | 2025 | 24 |  |  |  | 85.3615 | 1
| Zone | South of Lugo | 10 | Average Weekday | CAISO | 1-in-10 | 2025 | 1 |  |  |  | 69.762 | 1
| Zone | South of Lugo | 10 | Average Weekday | CAISO | 1-in-10 | 2025 | 2 |  |  |  | 68.8745 | 1
| Zone | South of Lugo | 10 | Average Weekday | CAISO | 1-in-10 | 2025 | 3 |  |  |  | 68.1604 | 1
| Zone | South of Lugo | 10 | Average Weekday | CAISO | 1-in-10 | 2025 | 4 |  |  |  | 67.4921 | 1
| Zone | South of Lugo | 10 | Average Weekday | CAISO | 1-in-10 | 2025 | 5 |  |  |  | 66.8849 | 1
| Zone | South of Lugo | 10 | Average Weekday | CAISO | 1-in-10 | 2025 | 6 |  |  |  | 66.4737 | 1
| Zone | South of Lugo | 10 | Average Weekday | CAISO | 1-in-10 | 2025 | 7 |  |  |  | 66.0452 | 1
| Zone | South of Lugo | 10 | Average Weekday | CAISO | 1-in-10 | 2025 | 8 |  |  |  | 65.7944 | 1
| Zone | South of Lugo | 10 | Average Weekday | CAISO | 1-in-10 | 2025 | 9 |  |  |  | 66.4184 | 1
| Zone | South of Lugo | 10 | Average Weekday | CAISO | 1-in-10 | 2025 | 10 |  |  |  | 69.4546 | 1
| Zone | South of Lugo | 10 | Average Weekday | CAISO | 1-in-10 | 2025 | 11 |  |  |  | 73.0169 | 1
| Zone | South of Lugo | 10 | Average Weekday | CAISO | 1-in-10 | 2025 | 12 |  |  |  | 76.5501 | 1
| Zone | South of Lugo | 10 | Average Weekday | CAISO | 1-in-10 | 2025 | 13 |  |  |  | 79.3305 | 1
| Zone | South of Lugo | 10 | Average Weekday | CAISO | 1-in-10 | 2025 | 14 |  |  |  | 81.3196 | 1
| Zone | South of Lugo | 10 | Average Weekday | CAISO | 1-in-10 | 2025 | 15 |  |  |  | 82.45 | 1
| Zone | South of Lugo | 10 | Average Weekday | CAISO | 1-in-10 | 2025 | 16 |  |  |  | 82.92 | 1
| Zone | South of Lugo | 10 | Average Weekday | CAISO | 1-in-10 | 2025 | 17 |  |  |  | 82.7609 | 1
| Zone | South of Lugo | 10 | Average Weekday | CAISO | 1-in-10 | 2025 | 18 |  |  |  | 82.0538 | 1
| Zone | South of Lugo | 10 | Average Weekday | CAISO | 1-in-10 | 2025 | 19 |  |  |  | 80.0614 | 1
| Zone | South of Lugo | 10 | Average Weekday | CAISO | 1-in-10 | 2025 | 20 |  |  |  | 76.8669 | 1
| Zone | South of Lugo | 10 | Average Weekday | CAISO | 1-in-10 | 2025 | 21 |  |  |  | 74.5837 | 1
| Zone | South of Lugo | 10 | Average Weekday | CAISO | 1-in-10 | 2025 | 22 |  |  |  | 73.102 | 1
| Zone | South of Lugo | 10 | Average Weekday | CAISO | 1-in-10 | 2025 | 23 |  |  |  | 71.9026 | 1
| Zone | South of Lugo | 10 | Average Weekday | CAISO | 1-in-10 | 2025 | 24 |  |  |  | 70.842 | 1
| Zone | South of Lugo | 10 | Monthly System Peak Day | CAISO | 1-in-10 | 2025 | 1 |  |  |  | 78.9042 | 1
| Zone | South of Lugo | 10 | Monthly System Peak Day | CAISO | 1-in-10 | 2025 | 2 |  |  |  | 78.3579 | 1
| Zone | South of Lugo | 10 | Monthly System Peak Day | CAISO | 1-in-10 | 2025 | 3 |  |  |  | 77.6125 | 1
| Zone | South of Lugo | 10 | Monthly System Peak Day | CAISO | 1-in-10 | 2025 | 4 |  |  |  | 76.5121 | 1
| Zone | South of Lugo | 10 | Monthly System Peak Day | CAISO | 1-in-10 | 2025 | 5 |  |  |  | 76.4137 | 1
| Zone | South of Lugo | 10 | Monthly System Peak Day | CAISO | 1-in-10 | 2025 | 6 |  |  |  | 75.9492 | 1
| Zone | South of Lugo | 10 | Monthly System Peak Day | CAISO | 1-in-10 | 2025 | 7 |  |  |  | 75.1142 | 1
| Zone | South of Lugo | 10 | Monthly System Peak Day | CAISO | 1-in-10 | 2025 | 8 |  |  |  | 74.7821 | 1
| Zone | South of Lugo | 10 | Monthly System Peak Day | CAISO | 1-in-10 | 2025 | 9 |  |  |  | 75.8142 | 1
| Zone | South of Lugo | 10 | Monthly System Peak Day | CAISO | 1-in-10 | 2025 | 10 |  |  |  | 79.1917 | 1
| Zone | South of Lugo | 10 | Monthly System Peak Day | CAISO | 1-in-10 | 2025 | 11 |  |  |  | 83.05 | 1
| Zone | South of Lugo | 10 | Monthly System Peak Day | CAISO | 1-in-10 | 2025 | 12 |  |  |  | 86.3667 | 1
| Zone | South of Lugo | 10 | Monthly System Peak Day | CAISO | 1-in-10 | 2025 | 13 |  |  |  | 88.6333 | 1
| Zone | South of Lugo | 10 | Monthly System Peak Day | CAISO | 1-in-10 | 2025 | 14 |  |  |  | 90.0042 | 1
| Zone | South of Lugo | 10 | Monthly System Peak Day | CAISO | 1-in-10 | 2025 | 15 |  |  |  | 90.7042 | 1
| Zone | South of Lugo | 10 | Monthly System Peak Day | CAISO | 1-in-10 | 2025 | 16 |  |  |  | 91.5292 | 1
| Zone | South of Lugo | 10 | Monthly System Peak Day | CAISO | 1-in-10 | 2025 | 17 |  |  |  | 90.9167 | 1
| Zone | South of Lugo | 10 | Monthly System Peak Day | CAISO | 1-in-10 | 2025 | 18 |  |  |  | 89.5 | 1
| Zone | South of Lugo | 10 | Monthly System Peak Day | CAISO | 1-in-10 | 2025 | 19 |  |  |  | 85.9708 | 1
| Zone | South of Lugo | 10 | Monthly System Peak Day | CAISO | 1-in-10 | 2025 | 20 |  |  |  | 82.3375 | 1
| Zone | South of Lugo | 10 | Monthly System Peak Day | CAISO | 1-in-10 | 2025 | 21 |  |  |  | 79.3125 | 1
| Zone | South of Lugo | 10 | Monthly System Peak Day | CAISO | 1-in-10 | 2025 | 22 |  |  |  | 77.4458 | 1
| Zone | South of Lugo | 10 | Monthly System Peak Day | CAISO | 1-in-10 | 2025 | 23 |  |  |  | 76.4558 | 1
| Zone | South of Lugo | 10 | Monthly System Peak Day | CAISO | 1-in-10 | 2025 | 24 |  |  |  | 75.52 | 1
| Zone | South of Lugo | 11 | Average Weekday | CAISO | 1-in-10 | 2025 | 1 |  |  |  | 58.4899 | 1
| Zone | South of Lugo | 11 | Average Weekday | CAISO | 1-in-10 | 2025 | 2 |  |  |  | 57.4303 | 1
| Zone | South of Lugo | 11 | Average Weekday | CAISO | 1-in-10 | 2025 | 3 |  |  |  | 56.5965 | 1
| Zone | South of Lugo | 11 | Average Weekday | CAISO | 1-in-10 | 2025 | 4 |  |  |  | 55.7784 | 1
| Zone | South of Lugo | 11 | Average Weekday | CAISO | 1-in-10 | 2025 | 5 |  |  |  | 55.1225 | 1
| Zone | South of Lugo | 11 | Average Weekday | CAISO | 1-in-10 | 2025 | 6 |  |  |  | 54.5133 | 1
| Zone | South of Lugo | 11 | Average Weekday | CAISO | 1-in-10 | 2025 | 7 |  |  |  | 54.2276 | 1
| Zone | South of Lugo | 11 | Average Weekday | CAISO | 1-in-10 | 2025 | 8 |  |  |  | 54.2096 | 1
| Zone | South of Lugo | 11 | Average Weekday | CAISO | 1-in-10 | 2025 | 9 |  |  |  | 56.0514 | 1
| Zone | South of Lugo | 11 | Average Weekday | CAISO | 1-in-10 | 2025 | 10 |  |  |  | 60.0331 | 1
| Zone | South of Lugo | 11 | Average Weekday | CAISO | 1-in-10 | 2025 | 11 |  |  |  | 64.3807 | 1
| Zone | South of Lugo | 11 | Average Weekday | CAISO | 1-in-10 | 2025 | 12 |  |  |  | 67.9142 | 1
| Zone | South of Lugo | 11 | Average Weekday | CAISO | 1-in-10 | 2025 | 13 |  |  |  | 70.4422 | 1
| Zone | South of Lugo | 11 | Average Weekday | CAISO | 1-in-10 | 2025 | 14 |  |  |  | 72.0209 | 1
| Zone | South of Lugo | 11 | Average Weekday | CAISO | 1-in-10 | 2025 | 15 |  |  |  | 72.7246 | 1
| Zone | South of Lugo | 11 | Average Weekday | CAISO | 1-in-10 | 2025 | 16 |  |  |  | 72.8761 | 1
| Zone | South of Lugo | 11 | Average Weekday | CAISO | 1-in-10 | 2025 | 17 |  |  |  | 72.1405 | 1
| Zone | South of Lugo | 11 | Average Weekday | CAISO | 1-in-10 | 2025 | 18 |  |  |  | 70.1961 | 1
| Zone | South of Lugo | 11 | Average Weekday | CAISO | 1-in-10 | 2025 | 19 |  |  |  | 67.6438 | 1
| Zone | South of Lugo | 11 | Average Weekday | CAISO | 1-in-10 | 2025 | 20 |  |  |  | 65.549 | 1
| Zone | South of Lugo | 11 | Average Weekday | CAISO | 1-in-10 | 2025 | 21 |  |  |  | 63.8706 | 1
| Zone | South of Lugo | 11 | Average Weekday | CAISO | 1-in-10 | 2025 | 22 |  |  |  | 62.2114 | 1
| Zone | South of Lugo | 11 | Average Weekday | CAISO | 1-in-10 | 2025 | 23 |  |  |  | 60.8032 | 1
| Zone | South of Lugo | 11 | Average Weekday | CAISO | 1-in-10 | 2025 | 24 |  |  |  | 59.5623 | 1
| Zone | South of Lugo | 11 | Monthly System Peak Day | CAISO | 1-in-10 | 2025 | 1 |  |  |  | 72.1583 | 1
| Zone | South of Lugo | 11 | Monthly System Peak Day | CAISO | 1-in-10 | 2025 | 2 |  |  |  | 70.2483 | 1
| Zone | South of Lugo | 11 | Monthly System Peak Day | CAISO | 1-in-10 | 2025 | 3 |  |  |  | 69.6879 | 1
| Zone | South of Lugo | 11 | Monthly System Peak Day | CAISO | 1-in-10 | 2025 | 4 |  |  |  | 68.1242 | 1
| Zone | South of Lugo | 11 | Monthly System Peak Day | CAISO | 1-in-10 | 2025 | 5 |  |  |  | 67.2212 | 1
| Zone | South of Lugo | 11 | Monthly System Peak Day | CAISO | 1-in-10 | 2025 | 6 |  |  |  | 66.5896 | 1
| Zone | South of Lugo | 11 | Monthly System Peak Day | CAISO | 1-in-10 | 2025 | 7 |  |  |  | 66.7892 | 1
| Zone | South of Lugo | 11 | Monthly System Peak Day | CAISO | 1-in-10 | 2025 | 8 |  |  |  | 67.9879 | 1
| Zone | South of Lugo | 11 | Monthly System Peak Day | CAISO | 1-in-10 | 2025 | 9 |  |  |  | 69.6179 | 1
| Zone | South of Lugo | 11 | Monthly System Peak Day | CAISO | 1-in-10 | 2025 | 10 |  |  |  | 73.6738 | 1
| Zone | South of Lugo | 11 | Monthly System Peak Day | CAISO | 1-in-10 | 2025 | 11 |  |  |  | 80.8958 | 1
| Zone | South of Lugo | 11 | Monthly System Peak Day | CAISO | 1-in-10 | 2025 | 12 |  |  |  | 87.0333 | 1
| Zone | South of Lugo | 11 | Monthly System Peak Day | CAISO | 1-in-10 | 2025 | 13 |  |  |  | 90.2167 | 1
| Zone | South of Lugo | 11 | Monthly System Peak Day | CAISO | 1-in-10 | 2025 | 14 |  |  |  | 91.8417 | 1
| Zone | South of Lugo | 11 | Monthly System Peak Day | CAISO | 1-in-10 | 2025 | 15 |  |  |  | 92.325 | 1
| Zone | South of Lugo | 11 | Monthly System Peak Day | CAISO | 1-in-10 | 2025 | 16 |  |  |  | 92.3417 | 1
| Zone | South of Lugo | 11 | Monthly System Peak Day | CAISO | 1-in-10 | 2025 | 17 |  |  |  | 91.4417 | 1
| Zone | South of Lugo | 11 | Monthly System Peak Day | CAISO | 1-in-10 | 2025 | 18 |  |  |  | 89.6292 | 1
| Zone | South of Lugo | 11 | Monthly System Peak Day | CAISO | 1-in-10 | 2025 | 19 |  |  |  | 86.7167 | 1
| Zone | South of Lugo | 11 | Monthly System Peak Day | CAISO | 1-in-10 | 2025 | 20 |  |  |  | 83.3458 | 1
| Zone | South of Lugo | 11 | Monthly System Peak Day | CAISO | 1-in-10 | 2025 | 21 |  |  |  | 80.0625 | 1
| Zone | South of Lugo | 11 | Monthly System Peak Day | CAISO | 1-in-10 | 2025 | 22 |  |  |  | 77.0746 | 1
| Zone | South of Lugo | 11 | Monthly System Peak Day | CAISO | 1-in-10 | 2025 | 23 |  |  |  | 74.9146 | 1
| Zone | South of Lugo | 11 | Monthly System Peak Day | CAISO | 1-in-10 | 2025 | 24 |  |  |  | 72.6104 | 1
| Zone | South of Lugo | 12 | Average Weekday | CAISO | 1-in-10 | 2025 | 1 |  |  |  | 54.0147 | 1
| Zone | South of Lugo | 12 | Average Weekday | CAISO | 1-in-10 | 2025 | 2 |  |  |  | 53.2901 | 1
| Zone | South of Lugo | 12 | Average Weekday | CAISO | 1-in-10 | 2025 | 3 |  |  |  | 52.5871 | 1
| Zone | South of Lugo | 12 | Average Weekday | CAISO | 1-in-10 | 2025 | 4 |  |  |  | 52.1177 | 1
| Zone | South of Lugo | 12 | Average Weekday | CAISO | 1-in-10 | 2025 | 5 |  |  |  | 51.6393 | 1
| Zone | South of Lugo | 12 | Average Weekday | CAISO | 1-in-10 | 2025 | 6 |  |  |  | 51.2256 | 1
| Zone | South of Lugo | 12 | Average Weekday | CAISO | 1-in-10 | 2025 | 7 |  |  |  | 50.9149 | 1
| Zone | South of Lugo | 12 | Average Weekday | CAISO | 1-in-10 | 2025 | 8 |  |  |  | 50.9494 | 1
| Zone | South of Lugo | 12 | Average Weekday | CAISO | 1-in-10 | 2025 | 9 |  |  |  | 52.0114 | 1
| Zone | South of Lugo | 12 | Average Weekday | CAISO | 1-in-10 | 2025 | 10 |  |  |  | 54.7951 | 1
| Zone | South of Lugo | 12 | Average Weekday | CAISO | 1-in-10 | 2025 | 11 |  |  |  | 58.1077 | 1
| Zone | South of Lugo | 12 | Average Weekday | CAISO | 1-in-10 | 2025 | 12 |  |  |  | 61.0246 | 1
| Zone | South of Lugo | 12 | Average Weekday | CAISO | 1-in-10 | 2025 | 13 |  |  |  | 62.9836 | 1
| Zone | South of Lugo | 12 | Average Weekday | CAISO | 1-in-10 | 2025 | 14 |  |  |  | 64.2755 | 1
| Zone | South of Lugo | 12 | Average Weekday | CAISO | 1-in-10 | 2025 | 15 |  |  |  | 65.0072 | 1
| Zone | South of Lugo | 12 | Average Weekday | CAISO | 1-in-10 | 2025 | 16 |  |  |  | 65.0444 | 1
| Zone | South of Lugo | 12 | Average Weekday | CAISO | 1-in-10 | 2025 | 17 |  |  |  | 64.1948 | 1
| Zone | South of Lugo | 12 | Average Weekday | CAISO | 1-in-10 | 2025 | 18 |  |  |  | 62.2119 | 1
| Zone | South of Lugo | 12 | Average Weekday | CAISO | 1-in-10 | 2025 | 19 |  |  |  | 60.0996 | 1
| Zone | South of Lugo | 12 | Average Weekday | CAISO | 1-in-10 | 2025 | 20 |  |  |  | 58.7166 | 1
| Zone | South of Lugo | 12 | Average Weekday | CAISO | 1-in-10 | 2025 | 21 |  |  |  | 57.5832 | 1
| Zone | South of Lugo | 12 | Average Weekday | CAISO | 1-in-10 | 2025 | 22 |  |  |  | 56.4118 | 1
| Zone | South of Lugo | 12 | Average Weekday | CAISO | 1-in-10 | 2025 | 23 |  |  |  | 55.4977 | 1
| Zone | South of Lugo | 12 | Average Weekday | CAISO | 1-in-10 | 2025 | 24 |  |  |  | 54.7114 | 1
| Zone | South of Lugo | 12 | Monthly System Peak Day | CAISO | 1-in-10 | 2025 | 1 |  |  |  | 43.1621 | 1
| Zone | South of Lugo | 12 | Monthly System Peak Day | CAISO | 1-in-10 | 2025 | 2 |  |  |  | 42.165 | 1
| Zone | South of Lugo | 12 | Monthly System Peak Day | CAISO | 1-in-10 | 2025 | 3 |  |  |  | 41.1825 | 1
| Zone | South of Lugo | 12 | Monthly System Peak Day | CAISO | 1-in-10 | 2025 | 4 |  |  |  | 40.5287 | 1
| Zone | South of Lugo | 12 | Monthly System Peak Day | CAISO | 1-in-10 | 2025 | 5 |  |  |  | 39.7692 | 1
| Zone | South of Lugo | 12 | Monthly System Peak Day | CAISO | 1-in-10 | 2025 | 6 |  |  |  | 38.9567 | 1
| Zone | South of Lugo | 12 | Monthly System Peak Day | CAISO | 1-in-10 | 2025 | 7 |  |  |  | 38.7854 | 1
| Zone | South of Lugo | 12 | Monthly System Peak Day | CAISO | 1-in-10 | 2025 | 8 |  |  |  | 39.3121 | 1
| Zone | South of Lugo | 12 | Monthly System Peak Day | CAISO | 1-in-10 | 2025 | 9 |  |  |  | 40.7854 | 1
| Zone | South of Lugo | 12 | Monthly System Peak Day | CAISO | 1-in-10 | 2025 | 10 |  |  |  | 44.9875 | 1
| Zone | South of Lugo | 12 | Monthly System Peak Day | CAISO | 1-in-10 | 2025 | 11 |  |  |  | 49.3725 | 1
| Zone | South of Lugo | 12 | Monthly System Peak Day | CAISO | 1-in-10 | 2025 | 12 |  |  |  | 51.6942 | 1
| Zone | South of Lugo | 12 | Monthly System Peak Day | CAISO | 1-in-10 | 2025 | 13 |  |  |  | 52.3162 | 1
| Zone | South of Lugo | 12 | Monthly System Peak Day | CAISO | 1-in-10 | 2025 | 14 |  |  |  | 53.53 | 1
| Zone | South of Lugo | 12 | Monthly System Peak Day | CAISO | 1-in-10 | 2025 | 15 |  |  |  | 54.5529 | 1
| Zone | South of Lugo | 12 | Monthly System Peak Day | CAISO | 1-in-10 | 2025 | 16 |  |  |  | 54.8563 | 1
| Zone | South of Lugo | 12 | Monthly System Peak Day | CAISO | 1-in-10 | 2025 | 17 |  |  |  | 54.495 | 1
| Zone | South of Lugo | 12 | Monthly System Peak Day | CAISO | 1-in-10 | 2025 | 18 |  |  |  | 52.5233 | 1
| Zone | South of Lugo | 12 | Monthly System Peak Day | CAISO | 1-in-10 | 2025 | 19 |  |  |  | 50.0379 | 1
| Zone | South of Lugo | 12 | Monthly System Peak Day | CAISO | 1-in-10 | 2025 | 20 |  |  |  | 49.1488 | 1
| Zone | South of Lugo | 12 | Monthly System Peak Day | CAISO | 1-in-10 | 2025 | 21 |  |  |  | 47.8304 | 1
| Zone | South of Lugo | 12 | Monthly System Peak Day | CAISO | 1-in-10 | 2025 | 22 |  |  |  | 46.2667 | 1
| Zone | South of Lugo | 12 | Monthly System Peak Day | CAISO | 1-in-10 | 2025 | 23 |  |  |  | 45.6983 | 1
| Zone | South of Lugo | 12 | Monthly System Peak Day | CAISO | 1-in-10 | 2025 | 24 |  |  |  | 45.4512 | 1
| Zone | South of Lugo | 1 | Average Weekday | CAISO | 1-in-10 | 2026 | 1 |  |  |  | 51.1891 | 1
| Zone | South of Lugo | 1 | Average Weekday | CAISO | 1-in-10 | 2026 | 2 |  |  |  | 50.37 | 1
| Zone | South of Lugo | 1 | Average Weekday | CAISO | 1-in-10 | 2026 | 3 |  |  |  | 49.6858 | 1
| Zone | South of Lugo | 1 | Average Weekday | CAISO | 1-in-10 | 2026 | 4 |  |  |  | 49.0549 | 1
| Zone | South of Lugo | 1 | Average Weekday | CAISO | 1-in-10 | 2026 | 5 |  |  |  | 48.5029 | 1
| Zone | South of Lugo | 1 | Average Weekday | CAISO | 1-in-10 | 2026 | 6 |  |  |  | 47.9978 | 1
| Zone | South of Lugo | 1 | Average Weekday | CAISO | 1-in-10 | 2026 | 7 |  |  |  | 47.6065 | 1
| Zone | South of Lugo | 1 | Average Weekday | CAISO | 1-in-10 | 2026 | 8 |  |  |  | 47.4721 | 1
| Zone | South of Lugo | 1 | Average Weekday | CAISO | 1-in-10 | 2026 | 9 |  |  |  | 48.2241 | 1
| Zone | South of Lugo | 1 | Average Weekday | CAISO | 1-in-10 | 2026 | 10 |  |  |  | 51.032 | 1
| Zone | South of Lugo | 1 | Average Weekday | CAISO | 1-in-10 | 2026 | 11 |  |  |  | 54.3859 | 1
| Zone | South of Lugo | 1 | Average Weekday | CAISO | 1-in-10 | 2026 | 12 |  |  |  | 57.4064 | 1
| Zone | South of Lugo | 1 | Average Weekday | CAISO | 1-in-10 | 2026 | 13 |  |  |  | 59.4629 | 1
| Zone | South of Lugo | 1 | Average Weekday | CAISO | 1-in-10 | 2026 | 14 |  |  |  | 60.934 | 1
| Zone | South of Lugo | 1 | Average Weekday | CAISO | 1-in-10 | 2026 | 15 |  |  |  | 61.7444 | 1
| Zone | South of Lugo | 1 | Average Weekday | CAISO | 1-in-10 | 2026 | 16 |  |  |  | 62.0385 | 1
| Zone | South of Lugo | 1 | Average Weekday | CAISO | 1-in-10 | 2026 | 17 |  |  |  | 61.6365 | 1
| Zone | South of Lugo | 1 | Average Weekday | CAISO | 1-in-10 | 2026 | 18 |  |  |  | 60.219 | 1
| Zone | South of Lugo | 1 | Average Weekday | CAISO | 1-in-10 | 2026 | 19 |  |  |  | 58.0776 | 1
| Zone | South of Lugo | 1 | Average Weekday | CAISO | 1-in-10 | 2026 | 20 |  |  |  | 56.5312 | 1
| Zone | South of Lugo | 1 | Average Weekday | CAISO | 1-in-10 | 2026 | 21 |  |  |  | 55.3422 | 1
| Zone | South of Lugo | 1 | Average Weekday | CAISO | 1-in-10 | 2026 | 22 |  |  |  | 54.2523 | 1
| Zone | South of Lugo | 1 | Average Weekday | CAISO | 1-in-10 | 2026 | 23 |  |  |  | 53.0495 | 1
| Zone | South of Lugo | 1 | Average Weekday | CAISO | 1-in-10 | 2026 | 24 |  |  |  | 52.1198 | 1
| Zone | South of Lugo | 1 | Monthly System Peak Day | CAISO | 1-in-10 | 2026 | 1 |  |  |  | 48.2546 | 1
| Zone | South of Lugo | 1 | Monthly System Peak Day | CAISO | 1-in-10 | 2026 | 2 |  |  |  | 47.2242 | 1
| Zone | South of Lugo | 1 | Monthly System Peak Day | CAISO | 1-in-10 | 2026 | 3 |  |  |  | 47.0496 | 1
| Zone | South of Lugo | 1 | Monthly System Peak Day | CAISO | 1-in-10 | 2026 | 4 |  |  |  | 46.5954 | 1
| Zone | South of Lugo | 1 | Monthly System Peak Day | CAISO | 1-in-10 | 2026 | 5 |  |  |  | 45.9596 | 1
| Zone | South of Lugo | 1 | Monthly System Peak Day | CAISO | 1-in-10 | 2026 | 6 |  |  |  | 45.4304 | 1
| Zone | South of Lugo | 1 | Monthly System Peak Day | CAISO | 1-in-10 | 2026 | 7 |  |  |  | 44.9821 | 1
| Zone | South of Lugo | 1 | Monthly System Peak Day | CAISO | 1-in-10 | 2026 | 8 |  |  |  | 44.2646 | 1
| Zone | South of Lugo | 1 | Monthly System Peak Day | CAISO | 1-in-10 | 2026 | 9 |  |  |  | 43.9946 | 1
| Zone | South of Lugo | 1 | Monthly System Peak Day | CAISO | 1-in-10 | 2026 | 10 |  |  |  | 45.905 | 1
| Zone | South of Lugo | 1 | Monthly System Peak Day | CAISO | 1-in-10 | 2026 | 11 |  |  |  | 46.0083 | 1
| Zone | South of Lugo | 1 | Monthly System Peak Day | CAISO | 1-in-10 | 2026 | 12 |  |  |  | 47.8037 | 1
| Zone | South of Lugo | 1 | Monthly System Peak Day | CAISO | 1-in-10 | 2026 | 13 |  |  |  | 49.2283 | 1
| Zone | South of Lugo | 1 | Monthly System Peak Day | CAISO | 1-in-10 | 2026 | 14 |  |  |  | 49.265 | 1
| Zone | South of Lugo | 1 | Monthly System Peak Day | CAISO | 1-in-10 | 2026 | 15 |  |  |  | 49.7642 | 1
| Zone | South of Lugo | 1 | Monthly System Peak Day | CAISO | 1-in-10 | 2026 | 16 |  |  |  | 50.74 | 1
| Zone | South of Lugo | 1 | Monthly System Peak Day | CAISO | 1-in-10 | 2026 | 17 |  |  |  | 51.0629 | 1
| Zone | South of Lugo | 1 | Monthly System Peak Day | CAISO | 1-in-10 | 2026 | 18 |  |  |  | 49.9983 | 1
| Zone | South of Lugo | 1 | Monthly System Peak Day | CAISO | 1-in-10 | 2026 | 19 |  |  |  | 48.4096 | 1
| Zone | South of Lugo | 1 | Monthly System Peak Day | CAISO | 1-in-10 | 2026 | 20 |  |  |  | 47.8275 | 1
| Zone | South of Lugo | 1 | Monthly System Peak Day | CAISO | 1-in-10 | 2026 | 21 |  |  |  | 47.2671 | 1
| Zone | South of Lugo | 1 | Monthly System Peak Day | CAISO | 1-in-10 | 2026 | 22 |  |  |  | 47.0438 | 1
| Zone | South of Lugo | 1 | Monthly System Peak Day | CAISO | 1-in-10 | 2026 | 23 |  |  |  | 46.3488 | 1
| Zone | South of Lugo | 1 | Monthly System Peak Day | CAISO | 1-in-10 | 2026 | 24 |  |  |  | 45.2792 | 1
| Zone | South of Lugo | 2 | Average Weekday | CAISO | 1-in-10 | 2026 | 1 |  |  |  | 50.13 | 1
| Zone | South of Lugo | 2 | Average Weekday | CAISO | 1-in-10 | 2026 | 2 |  |  |  | 49.1665 | 1
| Zone | South of Lugo | 2 | Average Weekday | CAISO | 1-in-10 | 2026 | 3 |  |  |  | 48.3485 | 1
| Zone | South of Lugo | 2 | Average Weekday | CAISO | 1-in-10 | 2026 | 4 |  |  |  | 47.6706 | 1
| Zone | South of Lugo | 2 | Average Weekday | CAISO | 1-in-10 | 2026 | 5 |  |  |  | 47.1168 | 1
| Zone | South of Lugo | 2 | Average Weekday | CAISO | 1-in-10 | 2026 | 6 |  |  |  | 46.6007 | 1
| Zone | South of Lugo | 2 | Average Weekday | CAISO | 1-in-10 | 2026 | 7 |  |  |  | 46.3432 | 1
| Zone | South of Lugo | 2 | Average Weekday | CAISO | 1-in-10 | 2026 | 8 |  |  |  | 46.5046 | 1
| Zone | South of Lugo | 2 | Average Weekday | CAISO | 1-in-10 | 2026 | 9 |  |  |  | 48.1818 | 1
| Zone | South of Lugo | 2 | Average Weekday | CAISO | 1-in-10 | 2026 | 10 |  |  |  | 51.4916 | 1
| Zone | South of Lugo | 2 | Average Weekday | CAISO | 1-in-10 | 2026 | 11 |  |  |  | 54.8195 | 1
| Zone | South of Lugo | 2 | Average Weekday | CAISO | 1-in-10 | 2026 | 12 |  |  |  | 57.534 | 1
| Zone | South of Lugo | 2 | Average Weekday | CAISO | 1-in-10 | 2026 | 13 |  |  |  | 59.3894 | 1
| Zone | South of Lugo | 2 | Average Weekday | CAISO | 1-in-10 | 2026 | 14 |  |  |  | 60.8652 | 1
| Zone | South of Lugo | 2 | Average Weekday | CAISO | 1-in-10 | 2026 | 15 |  |  |  | 61.8626 | 1
| Zone | South of Lugo | 2 | Average Weekday | CAISO | 1-in-10 | 2026 | 16 |  |  |  | 62.3043 | 1
| Zone | South of Lugo | 2 | Average Weekday | CAISO | 1-in-10 | 2026 | 17 |  |  |  | 61.9535 | 1
| Zone | South of Lugo | 2 | Average Weekday | CAISO | 1-in-10 | 2026 | 18 |  |  |  | 60.687 | 1
| Zone | South of Lugo | 2 | Average Weekday | CAISO | 1-in-10 | 2026 | 19 |  |  |  | 58.4288 | 1
| Zone | South of Lugo | 2 | Average Weekday | CAISO | 1-in-10 | 2026 | 20 |  |  |  | 56.4787 | 1
| Zone | South of Lugo | 2 | Average Weekday | CAISO | 1-in-10 | 2026 | 21 |  |  |  | 55.0237 | 1
| Zone | South of Lugo | 2 | Average Weekday | CAISO | 1-in-10 | 2026 | 22 |  |  |  | 53.8691 | 1
| Zone | South of Lugo | 2 | Average Weekday | CAISO | 1-in-10 | 2026 | 23 |  |  |  | 52.692 | 1
| Zone | South of Lugo | 2 | Average Weekday | CAISO | 1-in-10 | 2026 | 24 |  |  |  | 51.4944 | 1
| Zone | South of Lugo | 2 | Monthly System Peak Day | CAISO | 1-in-10 | 2026 | 1 |  |  |  | 50.5583 | 1
| Zone | South of Lugo | 2 | Monthly System Peak Day | CAISO | 1-in-10 | 2026 | 2 |  |  |  | 50.3667 | 1
| Zone | South of Lugo | 2 | Monthly System Peak Day | CAISO | 1-in-10 | 2026 | 3 |  |  |  | 50.4675 | 1
| Zone | South of Lugo | 2 | Monthly System Peak Day | CAISO | 1-in-10 | 2026 | 4 |  |  |  | 49.9513 | 1
| Zone | South of Lugo | 2 | Monthly System Peak Day | CAISO | 1-in-10 | 2026 | 5 |  |  |  | 49.1213 | 1
| Zone | South of Lugo | 2 | Monthly System Peak Day | CAISO | 1-in-10 | 2026 | 6 |  |  |  | 48.0717 | 1
| Zone | South of Lugo | 2 | Monthly System Peak Day | CAISO | 1-in-10 | 2026 | 7 |  |  |  | 47.8104 | 1
| Zone | South of Lugo | 2 | Monthly System Peak Day | CAISO | 1-in-10 | 2026 | 8 |  |  |  | 47.5567 | 1
| Zone | South of Lugo | 2 | Monthly System Peak Day | CAISO | 1-in-10 | 2026 | 9 |  |  |  | 48.2592 | 1
| Zone | South of Lugo | 2 | Monthly System Peak Day | CAISO | 1-in-10 | 2026 | 10 |  |  |  | 50.1646 | 1
| Zone | South of Lugo | 2 | Monthly System Peak Day | CAISO | 1-in-10 | 2026 | 11 |  |  |  | 51.2163 | 1
| Zone | South of Lugo | 2 | Monthly System Peak Day | CAISO | 1-in-10 | 2026 | 12 |  |  |  | 52.3767 | 1
| Zone | South of Lugo | 2 | Monthly System Peak Day | CAISO | 1-in-10 | 2026 | 13 |  |  |  | 53.2642 | 1
| Zone | South of Lugo | 2 | Monthly System Peak Day | CAISO | 1-in-10 | 2026 | 14 |  |  |  | 54.6529 | 1
| Zone | South of Lugo | 2 | Monthly System Peak Day | CAISO | 1-in-10 | 2026 | 15 |  |  |  | 55.4296 | 1
| Zone | South of Lugo | 2 | Monthly System Peak Day | CAISO | 1-in-10 | 2026 | 16 |  |  |  | 55.7683 | 1
| Zone | South of Lugo | 2 | Monthly System Peak Day | CAISO | 1-in-10 | 2026 | 17 |  |  |  | 56.9792 | 1
| Zone | South of Lugo | 2 | Monthly System Peak Day | CAISO | 1-in-10 | 2026 | 18 |  |  |  | 56.9042 | 1
| Zone | South of Lugo | 2 | Monthly System Peak Day | CAISO | 1-in-10 | 2026 | 19 |  |  |  | 55.9379 | 1
| Zone | South of Lugo | 2 | Monthly System Peak Day | CAISO | 1-in-10 | 2026 | 20 |  |  |  | 54.5992 | 1
| Zone | South of Lugo | 2 | Monthly System Peak Day | CAISO | 1-in-10 | 2026 | 21 |  |  |  | 54.22 | 1
| Zone | South of Lugo | 2 | Monthly System Peak Day | CAISO | 1-in-10 | 2026 | 22 |  |  |  | 53.5638 | 1
| Zone | South of Lugo | 2 | Monthly System Peak Day | CAISO | 1-in-10 | 2026 | 23 |  |  |  | 52.9417 | 1
| Zone | South of Lugo | 2 | Monthly System Peak Day | CAISO | 1-in-10 | 2026 | 24 |  |  |  | 52.3658 | 1
| Zone | South of Lugo | 3 | Average Weekday | CAISO | 1-in-10 | 2026 | 1 |  |  |  | 60.2963 | 1
| Zone | South of Lugo | 3 | Average Weekday | CAISO | 1-in-10 | 2026 | 2 |  |  |  | 59.2613 | 1
| Zone | South of Lugo | 3 | Average Weekday | CAISO | 1-in-10 | 2026 | 3 |  |  |  | 58.2877 | 1
| Zone | South of Lugo | 3 | Average Weekday | CAISO | 1-in-10 | 2026 | 4 |  |  |  | 57.3831 | 1
| Zone | South of Lugo | 3 | Average Weekday | CAISO | 1-in-10 | 2026 | 5 |  |  |  | 56.6944 | 1
| Zone | South of Lugo | 3 | Average Weekday | CAISO | 1-in-10 | 2026 | 6 |  |  |  | 56.0616 | 1
| Zone | South of Lugo | 3 | Average Weekday | CAISO | 1-in-10 | 2026 | 7 |  |  |  | 55.7979 | 1
| Zone | South of Lugo | 3 | Average Weekday | CAISO | 1-in-10 | 2026 | 8 |  |  |  | 55.9064 | 1
| Zone | South of Lugo | 3 | Average Weekday | CAISO | 1-in-10 | 2026 | 9 |  |  |  | 57.5692 | 1
| Zone | South of Lugo | 3 | Average Weekday | CAISO | 1-in-10 | 2026 | 10 |  |  |  | 61.2746 | 1
| Zone | South of Lugo | 3 | Average Weekday | CAISO | 1-in-10 | 2026 | 11 |  |  |  | 65.6137 | 1
| Zone | South of Lugo | 3 | Average Weekday | CAISO | 1-in-10 | 2026 | 12 |  |  |  | 69.4158 | 1
| Zone | South of Lugo | 3 | Average Weekday | CAISO | 1-in-10 | 2026 | 13 |  |  |  | 72.2824 | 1
| Zone | South of Lugo | 3 | Average Weekday | CAISO | 1-in-10 | 2026 | 14 |  |  |  | 74.1994 | 1
| Zone | South of Lugo | 3 | Average Weekday | CAISO | 1-in-10 | 2026 | 15 |  |  |  | 75.3807 | 1
| Zone | South of Lugo | 3 | Average Weekday | CAISO | 1-in-10 | 2026 | 16 |  |  |  | 75.9072 | 1
| Zone | South of Lugo | 3 | Average Weekday | CAISO | 1-in-10 | 2026 | 17 |  |  |  | 75.6839 | 1
| Zone | South of Lugo | 3 | Average Weekday | CAISO | 1-in-10 | 2026 | 18 |  |  |  | 74.6285 | 1
| Zone | South of Lugo | 3 | Average Weekday | CAISO | 1-in-10 | 2026 | 19 |  |  |  | 72.6844 | 1
| Zone | South of Lugo | 3 | Average Weekday | CAISO | 1-in-10 | 2026 | 20 |  |  |  | 69.9169 | 1
| Zone | South of Lugo | 3 | Average Weekday | CAISO | 1-in-10 | 2026 | 21 |  |  |  | 67.2424 | 1
| Zone | South of Lugo | 3 | Average Weekday | CAISO | 1-in-10 | 2026 | 22 |  |  |  | 65.5237 | 1
| Zone | South of Lugo | 3 | Average Weekday | CAISO | 1-in-10 | 2026 | 23 |  |  |  | 64.1832 | 1
| Zone | South of Lugo | 3 | Average Weekday | CAISO | 1-in-10 | 2026 | 24 |  |  |  | 62.7782 | 1
| Zone | South of Lugo | 3 | Monthly System Peak Day | CAISO | 1-in-10 | 2026 | 1 |  |  |  | 68.5037 | 1
| Zone | South of Lugo | 3 | Monthly System Peak Day | CAISO | 1-in-10 | 2026 | 2 |  |  |  | 66.4238 | 1
| Zone | South of Lugo | 3 | Monthly System Peak Day | CAISO | 1-in-10 | 2026 | 3 |  |  |  | 64.0963 | 1
| Zone | South of Lugo | 3 | Monthly System Peak Day | CAISO | 1-in-10 | 2026 | 4 |  |  |  | 63.1083 | 1
| Zone | South of Lugo | 3 | Monthly System Peak Day | CAISO | 1-in-10 | 2026 | 5 |  |  |  | 62.7329 | 1
| Zone | South of Lugo | 3 | Monthly System Peak Day | CAISO | 1-in-10 | 2026 | 6 |  |  |  | 62.0687 | 1
| Zone | South of Lugo | 3 | Monthly System Peak Day | CAISO | 1-in-10 | 2026 | 7 |  |  |  | 62.6358 | 1
| Zone | South of Lugo | 3 | Monthly System Peak Day | CAISO | 1-in-10 | 2026 | 8 |  |  |  | 62.3296 | 1
| Zone | South of Lugo | 3 | Monthly System Peak Day | CAISO | 1-in-10 | 2026 | 9 |  |  |  | 63.6896 | 1
| Zone | South of Lugo | 3 | Monthly System Peak Day | CAISO | 1-in-10 | 2026 | 10 |  |  |  | 68.6396 | 1
| Zone | South of Lugo | 3 | Monthly System Peak Day | CAISO | 1-in-10 | 2026 | 11 |  |  |  | 73.7383 | 1
| Zone | South of Lugo | 3 | Monthly System Peak Day | CAISO | 1-in-10 | 2026 | 12 |  |  |  | 78.625 | 1
| Zone | South of Lugo | 3 | Monthly System Peak Day | CAISO | 1-in-10 | 2026 | 13 |  |  |  | 83.7042 | 1
| Zone | South of Lugo | 3 | Monthly System Peak Day | CAISO | 1-in-10 | 2026 | 14 |  |  |  | 86.0333 | 1
| Zone | South of Lugo | 3 | Monthly System Peak Day | CAISO | 1-in-10 | 2026 | 15 |  |  |  | 86.1917 | 1
| Zone | South of Lugo | 3 | Monthly System Peak Day | CAISO | 1-in-10 | 2026 | 16 |  |  |  | 86.85 | 1
| Zone | South of Lugo | 3 | Monthly System Peak Day | CAISO | 1-in-10 | 2026 | 17 |  |  |  | 87.7417 | 1
| Zone | South of Lugo | 3 | Monthly System Peak Day | CAISO | 1-in-10 | 2026 | 18 |  |  |  | 87.85 | 1
| Zone | South of Lugo | 3 | Monthly System Peak Day | CAISO | 1-in-10 | 2026 | 19 |  |  |  | 86.5292 | 1
| Zone | South of Lugo | 3 | Monthly System Peak Day | CAISO | 1-in-10 | 2026 | 20 |  |  |  | 83.8708 | 1
| Zone | South of Lugo | 3 | Monthly System Peak Day | CAISO | 1-in-10 | 2026 | 21 |  |  |  | 79.9542 | 1
| Zone | South of Lugo | 3 | Monthly System Peak Day | CAISO | 1-in-10 | 2026 | 22 |  |  |  | 77.2167 | 1
| Zone | South of Lugo | 3 | Monthly System Peak Day | CAISO | 1-in-10 | 2026 | 23 |  |  |  | 74.6879 | 1
| Zone | South of Lugo | 3 | Monthly System Peak Day | CAISO | 1-in-10 | 2026 | 24 |  |  |  | 71.3121 | 1
| Zone | South of Lugo | 4 | Average Weekday | CAISO | 1-in-10 | 2026 | 1 |  |  |  | 60.9105 | 1
| Zone | South of Lugo | 4 | Average Weekday | CAISO | 1-in-10 | 2026 | 2 |  |  |  | 59.8783 | 1
| Zone | South of Lugo | 4 | Average Weekday | CAISO | 1-in-10 | 2026 | 3 |  |  |  | 58.9176 | 1
| Zone | South of Lugo | 4 | Average Weekday | CAISO | 1-in-10 | 2026 | 4 |  |  |  | 58.0606 | 1
| Zone | South of Lugo | 4 | Average Weekday | CAISO | 1-in-10 | 2026 | 5 |  |  |  | 57.3193 | 1
| Zone | South of Lugo | 4 | Average Weekday | CAISO | 1-in-10 | 2026 | 6 |  |  |  | 56.7693 | 1
| Zone | South of Lugo | 4 | Average Weekday | CAISO | 1-in-10 | 2026 | 7 |  |  |  | 56.3674 | 1
| Zone | South of Lugo | 4 | Average Weekday | CAISO | 1-in-10 | 2026 | 8 |  |  |  | 56.449 | 1
| Zone | South of Lugo | 4 | Average Weekday | CAISO | 1-in-10 | 2026 | 9 |  |  |  | 58.5507 | 1
| Zone | South of Lugo | 4 | Average Weekday | CAISO | 1-in-10 | 2026 | 10 |  |  |  | 61.5935 | 1
| Zone | South of Lugo | 4 | Average Weekday | CAISO | 1-in-10 | 2026 | 11 |  |  |  | 65.1247 | 1
| Zone | South of Lugo | 4 | Average Weekday | CAISO | 1-in-10 | 2026 | 12 |  |  |  | 68.4544 | 1
| Zone | South of Lugo | 4 | Average Weekday | CAISO | 1-in-10 | 2026 | 13 |  |  |  | 70.7821 | 1
| Zone | South of Lugo | 4 | Average Weekday | CAISO | 1-in-10 | 2026 | 14 |  |  |  | 72.461 | 1
| Zone | South of Lugo | 4 | Average Weekday | CAISO | 1-in-10 | 2026 | 15 |  |  |  | 73.7676 | 1
| Zone | South of Lugo | 4 | Average Weekday | CAISO | 1-in-10 | 2026 | 16 |  |  |  | 74.4082 | 1
| Zone | South of Lugo | 4 | Average Weekday | CAISO | 1-in-10 | 2026 | 17 |  |  |  | 74.5491 | 1
| Zone | South of Lugo | 4 | Average Weekday | CAISO | 1-in-10 | 2026 | 18 |  |  |  | 73.8145 | 1
| Zone | South of Lugo | 4 | Average Weekday | CAISO | 1-in-10 | 2026 | 19 |  |  |  | 72.4343 | 1
| Zone | South of Lugo | 4 | Average Weekday | CAISO | 1-in-10 | 2026 | 20 |  |  |  | 70.1531 | 1
| Zone | South of Lugo | 4 | Average Weekday | CAISO | 1-in-10 | 2026 | 21 |  |  |  | 67.2656 | 1
| Zone | South of Lugo | 4 | Average Weekday | CAISO | 1-in-10 | 2026 | 22 |  |  |  | 65.1688 | 1
| Zone | South of Lugo | 4 | Average Weekday | CAISO | 1-in-10 | 2026 | 23 |  |  |  | 63.6692 | 1
| Zone | South of Lugo | 4 | Average Weekday | CAISO | 1-in-10 | 2026 | 24 |  |  |  | 62.3859 | 1
| Zone | South of Lugo | 4 | Monthly System Peak Day | CAISO | 1-in-10 | 2026 | 1 |  |  |  | 73.53 | 1
| Zone | South of Lugo | 4 | Monthly System Peak Day | CAISO | 1-in-10 | 2026 | 2 |  |  |  | 71.2246 | 1
| Zone | South of Lugo | 4 | Monthly System Peak Day | CAISO | 1-in-10 | 2026 | 3 |  |  |  | 69.5304 | 1
| Zone | South of Lugo | 4 | Monthly System Peak Day | CAISO | 1-in-10 | 2026 | 4 |  |  |  | 68.065 | 1
| Zone | South of Lugo | 4 | Monthly System Peak Day | CAISO | 1-in-10 | 2026 | 5 |  |  |  | 67.9058 | 1
| Zone | South of Lugo | 4 | Monthly System Peak Day | CAISO | 1-in-10 | 2026 | 6 |  |  |  | 68.3792 | 1
| Zone | South of Lugo | 4 | Monthly System Peak Day | CAISO | 1-in-10 | 2026 | 7 |  |  |  | 68.9758 | 1
| Zone | South of Lugo | 4 | Monthly System Peak Day | CAISO | 1-in-10 | 2026 | 8 |  |  |  | 69.4688 | 1
| Zone | South of Lugo | 4 | Monthly System Peak Day | CAISO | 1-in-10 | 2026 | 9 |  |  |  | 71.8479 | 1
| Zone | South of Lugo | 4 | Monthly System Peak Day | CAISO | 1-in-10 | 2026 | 10 |  |  |  | 75.5417 | 1
| Zone | South of Lugo | 4 | Monthly System Peak Day | CAISO | 1-in-10 | 2026 | 11 |  |  |  | 79.2292 | 1
| Zone | South of Lugo | 4 | Monthly System Peak Day | CAISO | 1-in-10 | 2026 | 12 |  |  |  | 83.0583 | 1
| Zone | South of Lugo | 4 | Monthly System Peak Day | CAISO | 1-in-10 | 2026 | 13 |  |  |  | 86.0375 | 1
| Zone | South of Lugo | 4 | Monthly System Peak Day | CAISO | 1-in-10 | 2026 | 14 |  |  |  | 87.9875 | 1
| Zone | South of Lugo | 4 | Monthly System Peak Day | CAISO | 1-in-10 | 2026 | 15 |  |  |  | 89.2875 | 1
| Zone | South of Lugo | 4 | Monthly System Peak Day | CAISO | 1-in-10 | 2026 | 16 |  |  |  | 90.6958 | 1
| Zone | South of Lugo | 4 | Monthly System Peak Day | CAISO | 1-in-10 | 2026 | 17 |  |  |  | 91.4333 | 1
| Zone | South of Lugo | 4 | Monthly System Peak Day | CAISO | 1-in-10 | 2026 | 18 |  |  |  | 91.6458 | 1
| Zone | South of Lugo | 4 | Monthly System Peak Day | CAISO | 1-in-10 | 2026 | 19 |  |  |  | 91.0833 | 1
| Zone | South of Lugo | 4 | Monthly System Peak Day | CAISO | 1-in-10 | 2026 | 20 |  |  |  | 89.3375 | 1
| Zone | South of Lugo | 4 | Monthly System Peak Day | CAISO | 1-in-10 | 2026 | 21 |  |  |  | 86.3208 | 1
| Zone | South of Lugo | 4 | Monthly System Peak Day | CAISO | 1-in-10 | 2026 | 22 |  |  |  | 83.8333 | 1
| Zone | South of Lugo | 4 | Monthly System Peak Day | CAISO | 1-in-10 | 2026 | 23 |  |  |  | 81.0917 | 1
| Zone | South of Lugo | 4 | Monthly System Peak Day | CAISO | 1-in-10 | 2026 | 24 |  |  |  | 78.1342 | 1
| Zone | South of Lugo | 5 | Average Weekday | CAISO | 1-in-10 | 2026 | 1 |  |  |  | 63.7261 | 1
| Zone | South of Lugo | 5 | Average Weekday | CAISO | 1-in-10 | 2026 | 2 |  |  |  | 62.7364 | 1
| Zone | South of Lugo | 5 | Average Weekday | CAISO | 1-in-10 | 2026 | 3 |  |  |  | 61.9172 | 1
| Zone | South of Lugo | 5 | Average Weekday | CAISO | 1-in-10 | 2026 | 4 |  |  |  | 61.2504 | 1
| Zone | South of Lugo | 5 | Average Weekday | CAISO | 1-in-10 | 2026 | 5 |  |  |  | 60.7132 | 1
| Zone | South of Lugo | 5 | Average Weekday | CAISO | 1-in-10 | 2026 | 6 |  |  |  | 60.3703 | 1
| Zone | South of Lugo | 5 | Average Weekday | CAISO | 1-in-10 | 2026 | 7 |  |  |  | 60.2288 | 1
| Zone | South of Lugo | 5 | Average Weekday | CAISO | 1-in-10 | 2026 | 8 |  |  |  | 60.9294 | 1
| Zone | South of Lugo | 5 | Average Weekday | CAISO | 1-in-10 | 2026 | 9 |  |  |  | 62.9482 | 1
| Zone | South of Lugo | 5 | Average Weekday | CAISO | 1-in-10 | 2026 | 10 |  |  |  | 65.7554 | 1
| Zone | South of Lugo | 5 | Average Weekday | CAISO | 1-in-10 | 2026 | 11 |  |  |  | 68.6938 | 1
| Zone | South of Lugo | 5 | Average Weekday | CAISO | 1-in-10 | 2026 | 12 |  |  |  | 71.3639 | 1
| Zone | South of Lugo | 5 | Average Weekday | CAISO | 1-in-10 | 2026 | 13 |  |  |  | 73.5492 | 1
| Zone | South of Lugo | 5 | Average Weekday | CAISO | 1-in-10 | 2026 | 14 |  |  |  | 75.3789 | 1
| Zone | South of Lugo | 5 | Average Weekday | CAISO | 1-in-10 | 2026 | 15 |  |  |  | 76.7811 | 1
| Zone | South of Lugo | 5 | Average Weekday | CAISO | 1-in-10 | 2026 | 16 |  |  |  | 77.6 | 1
| Zone | South of Lugo | 5 | Average Weekday | CAISO | 1-in-10 | 2026 | 17 |  |  |  | 77.8548 | 1
| Zone | South of Lugo | 5 | Average Weekday | CAISO | 1-in-10 | 2026 | 18 |  |  |  | 77.2107 | 1
| Zone | South of Lugo | 5 | Average Weekday | CAISO | 1-in-10 | 2026 | 19 |  |  |  | 75.8588 | 1
| Zone | South of Lugo | 5 | Average Weekday | CAISO | 1-in-10 | 2026 | 20 |  |  |  | 73.7457 | 1
| Zone | South of Lugo | 5 | Average Weekday | CAISO | 1-in-10 | 2026 | 21 |  |  |  | 70.633 | 1
| Zone | South of Lugo | 5 | Average Weekday | CAISO | 1-in-10 | 2026 | 22 |  |  |  | 67.8287 | 1
| Zone | South of Lugo | 5 | Average Weekday | CAISO | 1-in-10 | 2026 | 23 |  |  |  | 66.0136 | 1
| Zone | South of Lugo | 5 | Average Weekday | CAISO | 1-in-10 | 2026 | 24 |  |  |  | 64.7075 | 1
| Zone | South of Lugo | 5 | Monthly System Peak Day | CAISO | 1-in-10 | 2026 | 1 |  |  |  | 75.4321 | 1
| Zone | South of Lugo | 5 | Monthly System Peak Day | CAISO | 1-in-10 | 2026 | 2 |  |  |  | 73.9658 | 1
| Zone | South of Lugo | 5 | Monthly System Peak Day | CAISO | 1-in-10 | 2026 | 3 |  |  |  | 71.9892 | 1
| Zone | South of Lugo | 5 | Monthly System Peak Day | CAISO | 1-in-10 | 2026 | 4 |  |  |  | 70.9163 | 1
| Zone | South of Lugo | 5 | Monthly System Peak Day | CAISO | 1-in-10 | 2026 | 5 |  |  |  | 70.1583 | 1
| Zone | South of Lugo | 5 | Monthly System Peak Day | CAISO | 1-in-10 | 2026 | 6 |  |  |  | 68.9408 | 1
| Zone | South of Lugo | 5 | Monthly System Peak Day | CAISO | 1-in-10 | 2026 | 7 |  |  |  | 68.7504 | 1
| Zone | South of Lugo | 5 | Monthly System Peak Day | CAISO | 1-in-10 | 2026 | 8 |  |  |  | 69.4196 | 1
| Zone | South of Lugo | 5 | Monthly System Peak Day | CAISO | 1-in-10 | 2026 | 9 |  |  |  | 74.04 | 1
| Zone | South of Lugo | 5 | Monthly System Peak Day | CAISO | 1-in-10 | 2026 | 10 |  |  |  | 80.7083 | 1
| Zone | South of Lugo | 5 | Monthly System Peak Day | CAISO | 1-in-10 | 2026 | 11 |  |  |  | 86.8583 | 1
| Zone | South of Lugo | 5 | Monthly System Peak Day | CAISO | 1-in-10 | 2026 | 12 |  |  |  | 90.5875 | 1
| Zone | South of Lugo | 5 | Monthly System Peak Day | CAISO | 1-in-10 | 2026 | 13 |  |  |  | 93.1542 | 1
| Zone | South of Lugo | 5 | Monthly System Peak Day | CAISO | 1-in-10 | 2026 | 14 |  |  |  | 94.5167 | 1
| Zone | South of Lugo | 5 | Monthly System Peak Day | CAISO | 1-in-10 | 2026 | 15 |  |  |  | 96.05 | 1
| Zone | South of Lugo | 5 | Monthly System Peak Day | CAISO | 1-in-10 | 2026 | 16 |  |  |  | 96.5375 | 1
| Zone | South of Lugo | 5 | Monthly System Peak Day | CAISO | 1-in-10 | 2026 | 17 |  |  |  | 96.4417 | 1
| Zone | South of Lugo | 5 | Monthly System Peak Day | CAISO | 1-in-10 | 2026 | 18 |  |  |  | 95.3792 | 1
| Zone | South of Lugo | 5 | Monthly System Peak Day | CAISO | 1-in-10 | 2026 | 19 |  |  |  | 94.4625 | 1
| Zone | South of Lugo | 5 | Monthly System Peak Day | CAISO | 1-in-10 | 2026 | 20 |  |  |  | 91.6125 | 1
| Zone | South of Lugo | 5 | Monthly System Peak Day | CAISO | 1-in-10 | 2026 | 21 |  |  |  | 87.3083 | 1
| Zone | South of Lugo | 5 | Monthly System Peak Day | CAISO | 1-in-10 | 2026 | 22 |  |  |  | 83.1583 | 1
| Zone | South of Lugo | 5 | Monthly System Peak Day | CAISO | 1-in-10 | 2026 | 23 |  |  |  | 80.6958 | 1
| Zone | South of Lugo | 5 | Monthly System Peak Day | CAISO | 1-in-10 | 2026 | 24 |  |  |  | 78.2358 | 1
| Zone | South of Lugo | 6 | Average Weekday | CAISO | 1-in-10 | 2026 | 1 |  |  |  | 68.1974 | 1
| Zone | South of Lugo | 6 | Average Weekday | CAISO | 1-in-10 | 2026 | 2 |  |  |  | 67.4474 | 1
| Zone | South of Lugo | 6 | Average Weekday | CAISO | 1-in-10 | 2026 | 3 |  |  |  | 66.798 | 1
| Zone | South of Lugo | 6 | Average Weekday | CAISO | 1-in-10 | 2026 | 4 |  |  |  | 66.2248 | 1
| Zone | South of Lugo | 6 | Average Weekday | CAISO | 1-in-10 | 2026 | 5 |  |  |  | 65.7795 | 1
| Zone | South of Lugo | 6 | Average Weekday | CAISO | 1-in-10 | 2026 | 6 |  |  |  | 65.4266 | 1
| Zone | South of Lugo | 6 | Average Weekday | CAISO | 1-in-10 | 2026 | 7 |  |  |  | 65.2137 | 1
| Zone | South of Lugo | 6 | Average Weekday | CAISO | 1-in-10 | 2026 | 8 |  |  |  | 65.9904 | 1
| Zone | South of Lugo | 6 | Average Weekday | CAISO | 1-in-10 | 2026 | 9 |  |  |  | 67.8836 | 1
| Zone | South of Lugo | 6 | Average Weekday | CAISO | 1-in-10 | 2026 | 10 |  |  |  | 70.8703 | 1
| Zone | South of Lugo | 6 | Average Weekday | CAISO | 1-in-10 | 2026 | 11 |  |  |  | 74.0727 | 1
| Zone | South of Lugo | 6 | Average Weekday | CAISO | 1-in-10 | 2026 | 12 |  |  |  | 77.1926 | 1
| Zone | South of Lugo | 6 | Average Weekday | CAISO | 1-in-10 | 2026 | 13 |  |  |  | 79.5914 | 1
| Zone | South of Lugo | 6 | Average Weekday | CAISO | 1-in-10 | 2026 | 14 |  |  |  | 81.2857 | 1
| Zone | South of Lugo | 6 | Average Weekday | CAISO | 1-in-10 | 2026 | 15 |  |  |  | 82.4491 | 1
| Zone | South of Lugo | 6 | Average Weekday | CAISO | 1-in-10 | 2026 | 16 |  |  |  | 83.1785 | 1
| Zone | South of Lugo | 6 | Average Weekday | CAISO | 1-in-10 | 2026 | 17 |  |  |  | 83.0988 | 1
| Zone | South of Lugo | 6 | Average Weekday | CAISO | 1-in-10 | 2026 | 18 |  |  |  | 82.3115 | 1
| Zone | South of Lugo | 6 | Average Weekday | CAISO | 1-in-10 | 2026 | 19 |  |  |  | 80.9067 | 1
| Zone | South of Lugo | 6 | Average Weekday | CAISO | 1-in-10 | 2026 | 20 |  |  |  | 78.6574 | 1
| Zone | South of Lugo | 6 | Average Weekday | CAISO | 1-in-10 | 2026 | 21 |  |  |  | 75.6723 | 1
| Zone | South of Lugo | 6 | Average Weekday | CAISO | 1-in-10 | 2026 | 22 |  |  |  | 72.5495 | 1
| Zone | South of Lugo | 6 | Average Weekday | CAISO | 1-in-10 | 2026 | 23 |  |  |  | 70.5754 | 1
| Zone | South of Lugo | 6 | Average Weekday | CAISO | 1-in-10 | 2026 | 24 |  |  |  | 69.3238 | 1
| Zone | South of Lugo | 6 | Monthly System Peak Day | CAISO | 1-in-10 | 2026 | 1 |  |  |  | 76.1479 | 1
| Zone | South of Lugo | 6 | Monthly System Peak Day | CAISO | 1-in-10 | 2026 | 2 |  |  |  | 74.6371 | 1
| Zone | South of Lugo | 6 | Monthly System Peak Day | CAISO | 1-in-10 | 2026 | 3 |  |  |  | 73.4696 | 1
| Zone | South of Lugo | 6 | Monthly System Peak Day | CAISO | 1-in-10 | 2026 | 4 |  |  |  | 72.9638 | 1
| Zone | South of Lugo | 6 | Monthly System Peak Day | CAISO | 1-in-10 | 2026 | 5 |  |  |  | 71.9967 | 1
| Zone | South of Lugo | 6 | Monthly System Peak Day | CAISO | 1-in-10 | 2026 | 6 |  |  |  | 71.4208 | 1
| Zone | South of Lugo | 6 | Monthly System Peak Day | CAISO | 1-in-10 | 2026 | 7 |  |  |  | 70.8092 | 1
| Zone | South of Lugo | 6 | Monthly System Peak Day | CAISO | 1-in-10 | 2026 | 8 |  |  |  | 72.4 | 1
| Zone | South of Lugo | 6 | Monthly System Peak Day | CAISO | 1-in-10 | 2026 | 9 |  |  |  | 77.1679 | 1
| Zone | South of Lugo | 6 | Monthly System Peak Day | CAISO | 1-in-10 | 2026 | 10 |  |  |  | 83.4454 | 1
| Zone | South of Lugo | 6 | Monthly System Peak Day | CAISO | 1-in-10 | 2026 | 11 |  |  |  | 88.3342 | 1
| Zone | South of Lugo | 6 | Monthly System Peak Day | CAISO | 1-in-10 | 2026 | 12 |  |  |  | 92.0333 | 1
| Zone | South of Lugo | 6 | Monthly System Peak Day | CAISO | 1-in-10 | 2026 | 13 |  |  |  | 93.3167 | 1
| Zone | South of Lugo | 6 | Monthly System Peak Day | CAISO | 1-in-10 | 2026 | 14 |  |  |  | 94.8792 | 1
| Zone | South of Lugo | 6 | Monthly System Peak Day | CAISO | 1-in-10 | 2026 | 15 |  |  |  | 96.675 | 1
| Zone | South of Lugo | 6 | Monthly System Peak Day | CAISO | 1-in-10 | 2026 | 16 |  |  |  | 98.15 | 1
| Zone | South of Lugo | 6 | Monthly System Peak Day | CAISO | 1-in-10 | 2026 | 17 |  |  |  | 98.45 | 1
| Zone | South of Lugo | 6 | Monthly System Peak Day | CAISO | 1-in-10 | 2026 | 18 |  |  |  | 97.8292 | 1
| Zone | South of Lugo | 6 | Monthly System Peak Day | CAISO | 1-in-10 | 2026 | 19 |  |  |  | 95.9125 | 1
| Zone | South of Lugo | 6 | Monthly System Peak Day | CAISO | 1-in-10 | 2026 | 20 |  |  |  | 91.0208 | 1
| Zone | South of Lugo | 6 | Monthly System Peak Day | CAISO | 1-in-10 | 2026 | 21 |  |  |  | 87.25 | 1
| Zone | South of Lugo | 6 | Monthly System Peak Day | CAISO | 1-in-10 | 2026 | 22 |  |  |  | 83.8883 | 1
| Zone | South of Lugo | 6 | Monthly System Peak Day | CAISO | 1-in-10 | 2026 | 23 |  |  |  | 80.4692 | 1
| Zone | South of Lugo | 6 | Monthly System Peak Day | CAISO | 1-in-10 | 2026 | 24 |  |  |  | 77.9475 | 1
| Zone | South of Lugo | 7 | Average Weekday | CAISO | 1-in-10 | 2026 | 1 |  |  |  | 73.2748 | 1
| Zone | South of Lugo | 7 | Average Weekday | CAISO | 1-in-10 | 2026 | 2 |  |  |  | 72.448 | 1
| Zone | South of Lugo | 7 | Average Weekday | CAISO | 1-in-10 | 2026 | 3 |  |  |  | 71.6747 | 1
| Zone | South of Lugo | 7 | Average Weekday | CAISO | 1-in-10 | 2026 | 4 |  |  |  | 71.1028 | 1
| Zone | South of Lugo | 7 | Average Weekday | CAISO | 1-in-10 | 2026 | 5 |  |  |  | 70.6155 | 1
| Zone | South of Lugo | 7 | Average Weekday | CAISO | 1-in-10 | 2026 | 6 |  |  |  | 70.2457 | 1
| Zone | South of Lugo | 7 | Average Weekday | CAISO | 1-in-10 | 2026 | 7 |  |  |  | 70.057 | 1
| Zone | South of Lugo | 7 | Average Weekday | CAISO | 1-in-10 | 2026 | 8 |  |  |  | 70.6914 | 1
| Zone | South of Lugo | 7 | Average Weekday | CAISO | 1-in-10 | 2026 | 9 |  |  |  | 73.0913 | 1
| Zone | South of Lugo | 7 | Average Weekday | CAISO | 1-in-10 | 2026 | 10 |  |  |  | 76.3755 | 1
| Zone | South of Lugo | 7 | Average Weekday | CAISO | 1-in-10 | 2026 | 11 |  |  |  | 79.8781 | 1
| Zone | South of Lugo | 7 | Average Weekday | CAISO | 1-in-10 | 2026 | 12 |  |  |  | 83.1077 | 1
| Zone | South of Lugo | 7 | Average Weekday | CAISO | 1-in-10 | 2026 | 13 |  |  |  | 85.4249 | 1
| Zone | South of Lugo | 7 | Average Weekday | CAISO | 1-in-10 | 2026 | 14 |  |  |  | 87.0578 | 1
| Zone | South of Lugo | 7 | Average Weekday | CAISO | 1-in-10 | 2026 | 15 |  |  |  | 88.2055 | 1
| Zone | South of Lugo | 7 | Average Weekday | CAISO | 1-in-10 | 2026 | 16 |  |  |  | 88.8228 | 1
| Zone | South of Lugo | 7 | Average Weekday | CAISO | 1-in-10 | 2026 | 17 |  |  |  | 88.8724 | 1
| Zone | South of Lugo | 7 | Average Weekday | CAISO | 1-in-10 | 2026 | 18 |  |  |  | 88.0513 | 1
| Zone | South of Lugo | 7 | Average Weekday | CAISO | 1-in-10 | 2026 | 19 |  |  |  | 86.5336 | 1
| Zone | South of Lugo | 7 | Average Weekday | CAISO | 1-in-10 | 2026 | 20 |  |  |  | 84.1525 | 1
| Zone | South of Lugo | 7 | Average Weekday | CAISO | 1-in-10 | 2026 | 21 |  |  |  | 80.9126 | 1
| Zone | South of Lugo | 7 | Average Weekday | CAISO | 1-in-10 | 2026 | 22 |  |  |  | 77.7621 | 1
| Zone | South of Lugo | 7 | Average Weekday | CAISO | 1-in-10 | 2026 | 23 |  |  |  | 75.8771 | 1
| Zone | South of Lugo | 7 | Average Weekday | CAISO | 1-in-10 | 2026 | 24 |  |  |  | 74.689 | 1
| Zone | South of Lugo | 7 | Monthly System Peak Day | CAISO | 1-in-10 | 2026 | 1 |  |  |  | 78.0346 | 1
| Zone | South of Lugo | 7 | Monthly System Peak Day | CAISO | 1-in-10 | 2026 | 2 |  |  |  | 77.3 | 1
| Zone | South of Lugo | 7 | Monthly System Peak Day | CAISO | 1-in-10 | 2026 | 3 |  |  |  | 76.25 | 1
| Zone | South of Lugo | 7 | Monthly System Peak Day | CAISO | 1-in-10 | 2026 | 4 |  |  |  | 75.4923 | 1
| Zone | South of Lugo | 7 | Monthly System Peak Day | CAISO | 1-in-10 | 2026 | 5 |  |  |  | 74.9 | 1
| Zone | South of Lugo | 7 | Monthly System Peak Day | CAISO | 1-in-10 | 2026 | 6 |  |  |  | 74.5769 | 1
| Zone | South of Lugo | 7 | Monthly System Peak Day | CAISO | 1-in-10 | 2026 | 7 |  |  |  | 74.1154 | 1
| Zone | South of Lugo | 7 | Monthly System Peak Day | CAISO | 1-in-10 | 2026 | 8 |  |  |  | 74.5308 | 1
| Zone | South of Lugo | 7 | Monthly System Peak Day | CAISO | 1-in-10 | 2026 | 9 |  |  |  | 76.8808 | 1
| Zone | South of Lugo | 7 | Monthly System Peak Day | CAISO | 1-in-10 | 2026 | 10 |  |  |  | 80.3077 | 1
| Zone | South of Lugo | 7 | Monthly System Peak Day | CAISO | 1-in-10 | 2026 | 11 |  |  |  | 84.2154 | 1
| Zone | South of Lugo | 7 | Monthly System Peak Day | CAISO | 1-in-10 | 2026 | 12 |  |  |  | 87.6462 | 1
| Zone | South of Lugo | 7 | Monthly System Peak Day | CAISO | 1-in-10 | 2026 | 13 |  |  |  | 89.9615 | 1
| Zone | South of Lugo | 7 | Monthly System Peak Day | CAISO | 1-in-10 | 2026 | 14 |  |  |  | 91.9077 | 1
| Zone | South of Lugo | 7 | Monthly System Peak Day | CAISO | 1-in-10 | 2026 | 15 |  |  |  | 92.9538 | 1
| Zone | South of Lugo | 7 | Monthly System Peak Day | CAISO | 1-in-10 | 2026 | 16 |  |  |  | 93.35 | 1
| Zone | South of Lugo | 7 | Monthly System Peak Day | CAISO | 1-in-10 | 2026 | 17 |  |  |  | 92.4077 | 1
| Zone | South of Lugo | 7 | Monthly System Peak Day | CAISO | 1-in-10 | 2026 | 18 |  |  |  | 91.8615 | 1
| Zone | South of Lugo | 7 | Monthly System Peak Day | CAISO | 1-in-10 | 2026 | 19 |  |  |  | 90.0769 | 1
| Zone | South of Lugo | 7 | Monthly System Peak Day | CAISO | 1-in-10 | 2026 | 20 |  |  |  | 87.4385 | 1
| Zone | South of Lugo | 7 | Monthly System Peak Day | CAISO | 1-in-10 | 2026 | 21 |  |  |  | 84.0692 | 1
| Zone | South of Lugo | 7 | Monthly System Peak Day | CAISO | 1-in-10 | 2026 | 22 |  |  |  | 80.6692 | 1
| Zone | South of Lugo | 7 | Monthly System Peak Day | CAISO | 1-in-10 | 2026 | 23 |  |  |  | 79.05 | 1
| Zone | South of Lugo | 7 | Monthly System Peak Day | CAISO | 1-in-10 | 2026 | 24 |  |  |  | 78.0808 | 1
| Zone | South of Lugo | 8 | Average Weekday | CAISO | 1-in-10 | 2026 | 1 |  |  |  | 72.7156 | 1
| Zone | South of Lugo | 8 | Average Weekday | CAISO | 1-in-10 | 2026 | 2 |  |  |  | 71.9812 | 1
| Zone | South of Lugo | 8 | Average Weekday | CAISO | 1-in-10 | 2026 | 3 |  |  |  | 71.3497 | 1
| Zone | South of Lugo | 8 | Average Weekday | CAISO | 1-in-10 | 2026 | 4 |  |  |  | 70.8494 | 1
| Zone | South of Lugo | 8 | Average Weekday | CAISO | 1-in-10 | 2026 | 5 |  |  |  | 70.3368 | 1
| Zone | South of Lugo | 8 | Average Weekday | CAISO | 1-in-10 | 2026 | 6 |  |  |  | 70.0051 | 1
| Zone | South of Lugo | 8 | Average Weekday | CAISO | 1-in-10 | 2026 | 7 |  |  |  | 69.7096 | 1
| Zone | South of Lugo | 8 | Average Weekday | CAISO | 1-in-10 | 2026 | 8 |  |  |  | 69.8221 | 1
| Zone | South of Lugo | 8 | Average Weekday | CAISO | 1-in-10 | 2026 | 9 |  |  |  | 71.455 | 1
| Zone | South of Lugo | 8 | Average Weekday | CAISO | 1-in-10 | 2026 | 10 |  |  |  | 74.2379 | 1
| Zone | South of Lugo | 8 | Average Weekday | CAISO | 1-in-10 | 2026 | 11 |  |  |  | 77.4461 | 1
| Zone | South of Lugo | 8 | Average Weekday | CAISO | 1-in-10 | 2026 | 12 |  |  |  | 80.5549 | 1
| Zone | South of Lugo | 8 | Average Weekday | CAISO | 1-in-10 | 2026 | 13 |  |  |  | 83.149 | 1
| Zone | South of Lugo | 8 | Average Weekday | CAISO | 1-in-10 | 2026 | 14 |  |  |  | 85.1378 | 1
| Zone | South of Lugo | 8 | Average Weekday | CAISO | 1-in-10 | 2026 | 15 |  |  |  | 86.6323 | 1
| Zone | South of Lugo | 8 | Average Weekday | CAISO | 1-in-10 | 2026 | 16 |  |  |  | 87.3098 | 1
| Zone | South of Lugo | 8 | Average Weekday | CAISO | 1-in-10 | 2026 | 17 |  |  |  | 87.3765 | 1
| Zone | South of Lugo | 8 | Average Weekday | CAISO | 1-in-10 | 2026 | 18 |  |  |  | 86.429 | 1
| Zone | South of Lugo | 8 | Average Weekday | CAISO | 1-in-10 | 2026 | 19 |  |  |  | 84.8218 | 1
| Zone | South of Lugo | 8 | Average Weekday | CAISO | 1-in-10 | 2026 | 20 |  |  |  | 82.4445 | 1
| Zone | South of Lugo | 8 | Average Weekday | CAISO | 1-in-10 | 2026 | 21 |  |  |  | 79.065 | 1
| Zone | South of Lugo | 8 | Average Weekday | CAISO | 1-in-10 | 2026 | 22 |  |  |  | 76.5069 | 1
| Zone | South of Lugo | 8 | Average Weekday | CAISO | 1-in-10 | 2026 | 23 |  |  |  | 74.9988 | 1
| Zone | South of Lugo | 8 | Average Weekday | CAISO | 1-in-10 | 2026 | 24 |  |  |  | 73.8875 | 1
| Zone | South of Lugo | 8 | Monthly System Peak Day | CAISO | 1-in-10 | 2026 | 1 |  |  |  | 76.5865 | 1
| Zone | South of Lugo | 8 | Monthly System Peak Day | CAISO | 1-in-10 | 2026 | 2 |  |  |  | 75.6031 | 1
| Zone | South of Lugo | 8 | Monthly System Peak Day | CAISO | 1-in-10 | 2026 | 3 |  |  |  | 74.8508 | 1
| Zone | South of Lugo | 8 | Monthly System Peak Day | CAISO | 1-in-10 | 2026 | 4 |  |  |  | 74.2304 | 1
| Zone | South of Lugo | 8 | Monthly System Peak Day | CAISO | 1-in-10 | 2026 | 5 |  |  |  | 73.545 | 1
| Zone | South of Lugo | 8 | Monthly System Peak Day | CAISO | 1-in-10 | 2026 | 6 |  |  |  | 72.9512 | 1
| Zone | South of Lugo | 8 | Monthly System Peak Day | CAISO | 1-in-10 | 2026 | 7 |  |  |  | 72.6527 | 1
| Zone | South of Lugo | 8 | Monthly System Peak Day | CAISO | 1-in-10 | 2026 | 8 |  |  |  | 72.635 | 1
| Zone | South of Lugo | 8 | Monthly System Peak Day | CAISO | 1-in-10 | 2026 | 9 |  |  |  | 74.9908 | 1
| Zone | South of Lugo | 8 | Monthly System Peak Day | CAISO | 1-in-10 | 2026 | 10 |  |  |  | 79.5742 | 1
| Zone | South of Lugo | 8 | Monthly System Peak Day | CAISO | 1-in-10 | 2026 | 11 |  |  |  | 84.6231 | 1
| Zone | South of Lugo | 8 | Monthly System Peak Day | CAISO | 1-in-10 | 2026 | 12 |  |  |  | 89.3115 | 1
| Zone | South of Lugo | 8 | Monthly System Peak Day | CAISO | 1-in-10 | 2026 | 13 |  |  |  | 92.7423 | 1
| Zone | South of Lugo | 8 | Monthly System Peak Day | CAISO | 1-in-10 | 2026 | 14 |  |  |  | 95.65 | 1
| Zone | South of Lugo | 8 | Monthly System Peak Day | CAISO | 1-in-10 | 2026 | 15 |  |  |  | 96.65 | 1
| Zone | South of Lugo | 8 | Monthly System Peak Day | CAISO | 1-in-10 | 2026 | 16 |  |  |  | 96.5692 | 1
| Zone | South of Lugo | 8 | Monthly System Peak Day | CAISO | 1-in-10 | 2026 | 17 |  |  |  | 95.9769 | 1
| Zone | South of Lugo | 8 | Monthly System Peak Day | CAISO | 1-in-10 | 2026 | 18 |  |  |  | 95.2 | 1
| Zone | South of Lugo | 8 | Monthly System Peak Day | CAISO | 1-in-10 | 2026 | 19 |  |  |  | 93.7462 | 1
| Zone | South of Lugo | 8 | Monthly System Peak Day | CAISO | 1-in-10 | 2026 | 20 |  |  |  | 91.3885 | 1
| Zone | South of Lugo | 8 | Monthly System Peak Day | CAISO | 1-in-10 | 2026 | 21 |  |  |  | 87.0077 | 1
| Zone | South of Lugo | 8 | Monthly System Peak Day | CAISO | 1-in-10 | 2026 | 22 |  |  |  | 83.5154 | 1
| Zone | South of Lugo | 8 | Monthly System Peak Day | CAISO | 1-in-10 | 2026 | 23 |  |  |  | 81.9577 | 1
| Zone | South of Lugo | 8 | Monthly System Peak Day | CAISO | 1-in-10 | 2026 | 24 |  |  |  | 80.7146 | 1
| Zone | South of Lugo | 8 | Typical Event Day | CAISO | 1-in-10 | 2026 | 1 |  |  |  | 77.6788 | 1
| Zone | South of Lugo | 8 | Typical Event Day | CAISO | 1-in-10 | 2026 | 2 |  |  |  | 76.6273 | 1
| Zone | South of Lugo | 8 | Typical Event Day | CAISO | 1-in-10 | 2026 | 3 |  |  |  | 75.6454 | 1
| Zone | South of Lugo | 8 | Typical Event Day | CAISO | 1-in-10 | 2026 | 4 |  |  |  | 75.2181 | 1
| Zone | South of Lugo | 8 | Typical Event Day | CAISO | 1-in-10 | 2026 | 5 |  |  |  | 74.5275 | 1
| Zone | South of Lugo | 8 | Typical Event Day | CAISO | 1-in-10 | 2026 | 6 |  |  |  | 74.1489 | 1
| Zone | South of Lugo | 8 | Typical Event Day | CAISO | 1-in-10 | 2026 | 7 |  |  |  | 73.7937 | 1
| Zone | South of Lugo | 8 | Typical Event Day | CAISO | 1-in-10 | 2026 | 8 |  |  |  | 74.4358 | 1
| Zone | South of Lugo | 8 | Typical Event Day | CAISO | 1-in-10 | 2026 | 9 |  |  |  | 77.1125 | 1
| Zone | South of Lugo | 8 | Typical Event Day | CAISO | 1-in-10 | 2026 | 10 |  |  |  | 81.5061 | 1
| Zone | South of Lugo | 8 | Typical Event Day | CAISO | 1-in-10 | 2026 | 11 |  |  |  | 86.2935 | 1
| Zone | South of Lugo | 8 | Typical Event Day | CAISO | 1-in-10 | 2026 | 12 |  |  |  | 90.2077 | 1
| Zone | South of Lugo | 8 | Typical Event Day | CAISO | 1-in-10 | 2026 | 13 |  |  |  | 92.7231 | 1
| Zone | South of Lugo | 8 | Typical Event Day | CAISO | 1-in-10 | 2026 | 14 |  |  |  | 94.8365 | 1
| Zone | South of Lugo | 8 | Typical Event Day | CAISO | 1-in-10 | 2026 | 15 |  |  |  | 96.0702 | 1
| Zone | South of Lugo | 8 | Typical Event Day | CAISO | 1-in-10 | 2026 | 16 |  |  |  | 96.351 | 1
| Zone | South of Lugo | 8 | Typical Event Day | CAISO | 1-in-10 | 2026 | 17 |  |  |  | 96.1567 | 1
| Zone | South of Lugo | 8 | Typical Event Day | CAISO | 1-in-10 | 2026 | 18 |  |  |  | 95.3356 | 1
| Zone | South of Lugo | 8 | Typical Event Day | CAISO | 1-in-10 | 2026 | 19 |  |  |  | 93.6337 | 1
| Zone | South of Lugo | 8 | Typical Event Day | CAISO | 1-in-10 | 2026 | 20 |  |  |  | 90.574 | 1
| Zone | South of Lugo | 8 | Typical Event Day | CAISO | 1-in-10 | 2026 | 21 |  |  |  | 86.8538 | 1
| Zone | South of Lugo | 8 | Typical Event Day | CAISO | 1-in-10 | 2026 | 22 |  |  |  | 83.9704 | 1
| Zone | South of Lugo | 8 | Typical Event Day | CAISO | 1-in-10 | 2026 | 23 |  |  |  | 82.0871 | 1
| Zone | South of Lugo | 8 | Typical Event Day | CAISO | 1-in-10 | 2026 | 24 |  |  |  | 80.4009 | 1
| Zone | South of Lugo | 9 | Average Weekday | CAISO | 1-in-10 | 2026 | 1 |  |  |  | 73.2512 | 1
| Zone | South of Lugo | 9 | Average Weekday | CAISO | 1-in-10 | 2026 | 2 |  |  |  | 72.3685 | 1
| Zone | South of Lugo | 9 | Average Weekday | CAISO | 1-in-10 | 2026 | 3 |  |  |  | 71.6295 | 1
| Zone | South of Lugo | 9 | Average Weekday | CAISO | 1-in-10 | 2026 | 4 |  |  |  | 70.9846 | 1
| Zone | South of Lugo | 9 | Average Weekday | CAISO | 1-in-10 | 2026 | 5 |  |  |  | 70.4271 | 1
| Zone | South of Lugo | 9 | Average Weekday | CAISO | 1-in-10 | 2026 | 6 |  |  |  | 69.9244 | 1
| Zone | South of Lugo | 9 | Average Weekday | CAISO | 1-in-10 | 2026 | 7 |  |  |  | 69.5541 | 1
| Zone | South of Lugo | 9 | Average Weekday | CAISO | 1-in-10 | 2026 | 8 |  |  |  | 69.361 | 1
| Zone | South of Lugo | 9 | Average Weekday | CAISO | 1-in-10 | 2026 | 9 |  |  |  | 70.7113 | 1
| Zone | South of Lugo | 9 | Average Weekday | CAISO | 1-in-10 | 2026 | 10 |  |  |  | 73.6147 | 1
| Zone | South of Lugo | 9 | Average Weekday | CAISO | 1-in-10 | 2026 | 11 |  |  |  | 77.1101 | 1
| Zone | South of Lugo | 9 | Average Weekday | CAISO | 1-in-10 | 2026 | 12 |  |  |  | 80.43 | 1
| Zone | South of Lugo | 9 | Average Weekday | CAISO | 1-in-10 | 2026 | 13 |  |  |  | 83.0984 | 1
| Zone | South of Lugo | 9 | Average Weekday | CAISO | 1-in-10 | 2026 | 14 |  |  |  | 84.9046 | 1
| Zone | South of Lugo | 9 | Average Weekday | CAISO | 1-in-10 | 2026 | 15 |  |  |  | 86.2075 | 1
| Zone | South of Lugo | 9 | Average Weekday | CAISO | 1-in-10 | 2026 | 16 |  |  |  | 86.7527 | 1
| Zone | South of Lugo | 9 | Average Weekday | CAISO | 1-in-10 | 2026 | 17 |  |  |  | 86.7156 | 1
| Zone | South of Lugo | 9 | Average Weekday | CAISO | 1-in-10 | 2026 | 18 |  |  |  | 85.846 | 1
| Zone | South of Lugo | 9 | Average Weekday | CAISO | 1-in-10 | 2026 | 19 |  |  |  | 84.0648 | 1
| Zone | South of Lugo | 9 | Average Weekday | CAISO | 1-in-10 | 2026 | 20 |  |  |  | 81.1436 | 1
| Zone | South of Lugo | 9 | Average Weekday | CAISO | 1-in-10 | 2026 | 21 |  |  |  | 78.0516 | 1
| Zone | South of Lugo | 9 | Average Weekday | CAISO | 1-in-10 | 2026 | 22 |  |  |  | 76.2339 | 1
| Zone | South of Lugo | 9 | Average Weekday | CAISO | 1-in-10 | 2026 | 23 |  |  |  | 74.88 | 1
| Zone | South of Lugo | 9 | Average Weekday | CAISO | 1-in-10 | 2026 | 24 |  |  |  | 73.7799 | 1
| Zone | South of Lugo | 9 | Monthly System Peak Day | CAISO | 1-in-10 | 2026 | 1 |  |  |  | 80.4154 | 1
| Zone | South of Lugo | 9 | Monthly System Peak Day | CAISO | 1-in-10 | 2026 | 2 |  |  |  | 79.4231 | 1
| Zone | South of Lugo | 9 | Monthly System Peak Day | CAISO | 1-in-10 | 2026 | 3 |  |  |  | 78.4577 | 1
| Zone | South of Lugo | 9 | Monthly System Peak Day | CAISO | 1-in-10 | 2026 | 4 |  |  |  | 78.5885 | 1
| Zone | South of Lugo | 9 | Monthly System Peak Day | CAISO | 1-in-10 | 2026 | 5 |  |  |  | 78.0654 | 1
| Zone | South of Lugo | 9 | Monthly System Peak Day | CAISO | 1-in-10 | 2026 | 6 |  |  |  | 78.0231 | 1
| Zone | South of Lugo | 9 | Monthly System Peak Day | CAISO | 1-in-10 | 2026 | 7 |  |  |  | 77.9923 | 1
| Zone | South of Lugo | 9 | Monthly System Peak Day | CAISO | 1-in-10 | 2026 | 8 |  |  |  | 78.6615 | 1
| Zone | South of Lugo | 9 | Monthly System Peak Day | CAISO | 1-in-10 | 2026 | 9 |  |  |  | 80.0038 | 1
| Zone | South of Lugo | 9 | Monthly System Peak Day | CAISO | 1-in-10 | 2026 | 10 |  |  |  | 83.3539 | 1
| Zone | South of Lugo | 9 | Monthly System Peak Day | CAISO | 1-in-10 | 2026 | 11 |  |  |  | 88.6538 | 1
| Zone | South of Lugo | 9 | Monthly System Peak Day | CAISO | 1-in-10 | 2026 | 12 |  |  |  | 92.4654 | 1
| Zone | South of Lugo | 9 | Monthly System Peak Day | CAISO | 1-in-10 | 2026 | 13 |  |  |  | 95.6692 | 1
| Zone | South of Lugo | 9 | Monthly System Peak Day | CAISO | 1-in-10 | 2026 | 14 |  |  |  | 97.75 | 1
| Zone | South of Lugo | 9 | Monthly System Peak Day | CAISO | 1-in-10 | 2026 | 15 |  |  |  | 98.8462 | 1
| Zone | South of Lugo | 9 | Monthly System Peak Day | CAISO | 1-in-10 | 2026 | 16 |  |  |  | 98.1269 | 1
| Zone | South of Lugo | 9 | Monthly System Peak Day | CAISO | 1-in-10 | 2026 | 17 |  |  |  | 98.4923 | 1
| Zone | South of Lugo | 9 | Monthly System Peak Day | CAISO | 1-in-10 | 2026 | 18 |  |  |  | 97.0962 | 1
| Zone | South of Lugo | 9 | Monthly System Peak Day | CAISO | 1-in-10 | 2026 | 19 |  |  |  | 95.35 | 1
| Zone | South of Lugo | 9 | Monthly System Peak Day | CAISO | 1-in-10 | 2026 | 20 |  |  |  | 93.2 | 1
| Zone | South of Lugo | 9 | Monthly System Peak Day | CAISO | 1-in-10 | 2026 | 21 |  |  |  | 89.9038 | 1
| Zone | South of Lugo | 9 | Monthly System Peak Day | CAISO | 1-in-10 | 2026 | 22 |  |  |  | 88.5577 | 1
| Zone | South of Lugo | 9 | Monthly System Peak Day | CAISO | 1-in-10 | 2026 | 23 |  |  |  | 87.4885 | 1
| Zone | South of Lugo | 9 | Monthly System Peak Day | CAISO | 1-in-10 | 2026 | 24 |  |  |  | 85.3615 | 1
| Zone | South of Lugo | 10 | Average Weekday | CAISO | 1-in-10 | 2026 | 1 |  |  |  | 69.762 | 1
| Zone | South of Lugo | 10 | Average Weekday | CAISO | 1-in-10 | 2026 | 2 |  |  |  | 68.8745 | 1
| Zone | South of Lugo | 10 | Average Weekday | CAISO | 1-in-10 | 2026 | 3 |  |  |  | 68.1604 | 1
| Zone | South of Lugo | 10 | Average Weekday | CAISO | 1-in-10 | 2026 | 4 |  |  |  | 67.4921 | 1
| Zone | South of Lugo | 10 | Average Weekday | CAISO | 1-in-10 | 2026 | 5 |  |  |  | 66.8849 | 1
| Zone | South of Lugo | 10 | Average Weekday | CAISO | 1-in-10 | 2026 | 6 |  |  |  | 66.4737 | 1
| Zone | South of Lugo | 10 | Average Weekday | CAISO | 1-in-10 | 2026 | 7 |  |  |  | 66.0452 | 1
| Zone | South of Lugo | 10 | Average Weekday | CAISO | 1-in-10 | 2026 | 8 |  |  |  | 65.7944 | 1
| Zone | South of Lugo | 10 | Average Weekday | CAISO | 1-in-10 | 2026 | 9 |  |  |  | 66.4184 | 1
| Zone | South of Lugo | 10 | Average Weekday | CAISO | 1-in-10 | 2026 | 10 |  |  |  | 69.4546 | 1
| Zone | South of Lugo | 10 | Average Weekday | CAISO | 1-in-10 | 2026 | 11 |  |  |  | 73.0169 | 1
| Zone | South of Lugo | 10 | Average Weekday | CAISO | 1-in-10 | 2026 | 12 |  |  |  | 76.5501 | 1
| Zone | South of Lugo | 10 | Average Weekday | CAISO | 1-in-10 | 2026 | 13 |  |  |  | 79.3305 | 1
| Zone | South of Lugo | 10 | Average Weekday | CAISO | 1-in-10 | 2026 | 14 |  |  |  | 81.3196 | 1
| Zone | South of Lugo | 10 | Average Weekday | CAISO | 1-in-10 | 2026 | 15 |  |  |  | 82.45 | 1
| Zone | South of Lugo | 10 | Average Weekday | CAISO | 1-in-10 | 2026 | 16 |  |  |  | 82.92 | 1
| Zone | South of Lugo | 10 | Average Weekday | CAISO | 1-in-10 | 2026 | 17 |  |  |  | 82.7609 | 1
| Zone | South of Lugo | 10 | Average Weekday | CAISO | 1-in-10 | 2026 | 18 |  |  |  | 82.0538 | 1
| Zone | South of Lugo | 10 | Average Weekday | CAISO | 1-in-10 | 2026 | 19 |  |  |  | 80.0614 | 1
| Zone | South of Lugo | 10 | Average Weekday | CAISO | 1-in-10 | 2026 | 20 |  |  |  | 76.8669 | 1
| Zone | South of Lugo | 10 | Average Weekday | CAISO | 1-in-10 | 2026 | 21 |  |  |  | 74.5837 | 1
| Zone | South of Lugo | 10 | Average Weekday | CAISO | 1-in-10 | 2026 | 22 |  |  |  | 73.102 | 1
| Zone | South of Lugo | 10 | Average Weekday | CAISO | 1-in-10 | 2026 | 23 |  |  |  | 71.9026 | 1
| Zone | South of Lugo | 10 | Average Weekday | CAISO | 1-in-10 | 2026 | 24 |  |  |  | 70.842 | 1
| Zone | South of Lugo | 10 | Monthly System Peak Day | CAISO | 1-in-10 | 2026 | 1 |  |  |  | 78.9042 | 1
| Zone | South of Lugo | 10 | Monthly System Peak Day | CAISO | 1-in-10 | 2026 | 2 |  |  |  | 78.3579 | 1
| Zone | South of Lugo | 10 | Monthly System Peak Day | CAISO | 1-in-10 | 2026 | 3 |  |  |  | 77.6125 | 1
| Zone | South of Lugo | 10 | Monthly System Peak Day | CAISO | 1-in-10 | 2026 | 4 |  |  |  | 76.5121 | 1
| Zone | South of Lugo | 10 | Monthly System Peak Day | CAISO | 1-in-10 | 2026 | 5 |  |  |  | 76.4137 | 1
| Zone | South of Lugo | 10 | Monthly System Peak Day | CAISO | 1-in-10 | 2026 | 6 |  |  |  | 75.9492 | 1
| Zone | South of Lugo | 10 | Monthly System Peak Day | CAISO | 1-in-10 | 2026 | 7 |  |  |  | 75.1142 | 1
| Zone | South of Lugo | 10 | Monthly System Peak Day | CAISO | 1-in-10 | 2026 | 8 |  |  |  | 74.7821 | 1
| Zone | South of Lugo | 10 | Monthly System Peak Day | CAISO | 1-in-10 | 2026 | 9 |  |  |  | 75.8142 | 1
| Zone | South of Lugo | 10 | Monthly System Peak Day | CAISO | 1-in-10 | 2026 | 10 |  |  |  | 79.1917 | 1
| Zone | South of Lugo | 10 | Monthly System Peak Day | CAISO | 1-in-10 | 2026 | 11 |  |  |  | 83.05 | 1
| Zone | South of Lugo | 10 | Monthly System Peak Day | CAISO | 1-in-10 | 2026 | 12 |  |  |  | 86.3667 | 1
| Zone | South of Lugo | 10 | Monthly System Peak Day | CAISO | 1-in-10 | 2026 | 13 |  |  |  | 88.6333 | 1
| Zone | South of Lugo | 10 | Monthly System Peak Day | CAISO | 1-in-10 | 2026 | 14 |  |  |  | 90.0042 | 1
| Zone | South of Lugo | 10 | Monthly System Peak Day | CAISO | 1-in-10 | 2026 | 15 |  |  |  | 90.7042 | 1
| Zone | South of Lugo | 10 | Monthly System Peak Day | CAISO | 1-in-10 | 2026 | 16 |  |  |  | 91.5292 | 1
| Zone | South of Lugo | 10 | Monthly System Peak Day | CAISO | 1-in-10 | 2026 | 17 |  |  |  | 90.9167 | 1
| Zone | South of Lugo | 10 | Monthly System Peak Day | CAISO | 1-in-10 | 2026 | 18 |  |  |  | 89.5 | 1
| Zone | South of Lugo | 10 | Monthly System Peak Day | CAISO | 1-in-10 | 2026 | 19 |  |  |  | 85.9708 | 1
| Zone | South of Lugo | 10 | Monthly System Peak Day | CAISO | 1-in-10 | 2026 | 20 |  |  |  | 82.3375 | 1
| Zone | South of Lugo | 10 | Monthly System Peak Day | CAISO | 1-in-10 | 2026 | 21 |  |  |  | 79.3125 | 1
| Zone | South of Lugo | 10 | Monthly System Peak Day | CAISO | 1-in-10 | 2026 | 22 |  |  |  | 77.4458 | 1
| Zone | South of Lugo | 10 | Monthly System Peak Day | CAISO | 1-in-10 | 2026 | 23 |  |  |  | 76.4558 | 1
| Zone | South of Lugo | 10 | Monthly System Peak Day | CAISO | 1-in-10 | 2026 | 24 |  |  |  | 75.52 | 1
| Zone | South of Lugo | 11 | Average Weekday | CAISO | 1-in-10 | 2026 | 1 |  |  |  | 58.4899 | 1
| Zone | South of Lugo | 11 | Average Weekday | CAISO | 1-in-10 | 2026 | 2 |  |  |  | 57.4303 | 1
| Zone | South of Lugo | 11 | Average Weekday | CAISO | 1-in-10 | 2026 | 3 |  |  |  | 56.5965 | 1
| Zone | South of Lugo | 11 | Average Weekday | CAISO | 1-in-10 | 2026 | 4 |  |  |  | 55.7784 | 1
| Zone | South of Lugo | 11 | Average Weekday | CAISO | 1-in-10 | 2026 | 5 |  |  |  | 55.1225 | 1
| Zone | South of Lugo | 11 | Average Weekday | CAISO | 1-in-10 | 2026 | 6 |  |  |  | 54.5133 | 1
| Zone | South of Lugo | 11 | Average Weekday | CAISO | 1-in-10 | 2026 | 7 |  |  |  | 54.2276 | 1
| Zone | South of Lugo | 11 | Average Weekday | CAISO | 1-in-10 | 2026 | 8 |  |  |  | 54.2096 | 1
| Zone | South of Lugo | 11 | Average Weekday | CAISO | 1-in-10 | 2026 | 9 |  |  |  | 56.0514 | 1
| Zone | South of Lugo | 11 | Average Weekday | CAISO | 1-in-10 | 2026 | 10 |  |  |  | 60.0331 | 1
| Zone | South of Lugo | 11 | Average Weekday | CAISO | 1-in-10 | 2026 | 11 |  |  |  | 64.3807 | 1
| Zone | South of Lugo | 11 | Average Weekday | CAISO | 1-in-10 | 2026 | 12 |  |  |  | 67.9142 | 1
| Zone | South of Lugo | 11 | Average Weekday | CAISO | 1-in-10 | 2026 | 13 |  |  |  | 70.4422 | 1
| Zone | South of Lugo | 11 | Average Weekday | CAISO | 1-in-10 | 2026 | 14 |  |  |  | 72.0209 | 1
| Zone | South of Lugo | 11 | Average Weekday | CAISO | 1-in-10 | 2026 | 15 |  |  |  | 72.7246 | 1
| Zone | South of Lugo | 11 | Average Weekday | CAISO | 1-in-10 | 2026 | 16 |  |  |  | 72.8761 | 1
| Zone | South of Lugo | 11 | Average Weekday | CAISO | 1-in-10 | 2026 | 17 |  |  |  | 72.1405 | 1
| Zone | South of Lugo | 11 | Average Weekday | CAISO | 1-in-10 | 2026 | 18 |  |  |  | 70.1961 | 1
| Zone | South of Lugo | 11 | Average Weekday | CAISO | 1-in-10 | 2026 | 19 |  |  |  | 67.6438 | 1
| Zone | South of Lugo | 11 | Average Weekday | CAISO | 1-in-10 | 2026 | 20 |  |  |  | 65.549 | 1
| Zone | South of Lugo | 11 | Average Weekday | CAISO | 1-in-10 | 2026 | 21 |  |  |  | 63.8706 | 1
| Zone | South of Lugo | 11 | Average Weekday | CAISO | 1-in-10 | 2026 | 22 |  |  |  | 62.2114 | 1
| Zone | South of Lugo | 11 | Average Weekday | CAISO | 1-in-10 | 2026 | 23 |  |  |  | 60.8032 | 1
| Zone | South of Lugo | 11 | Average Weekday | CAISO | 1-in-10 | 2026 | 24 |  |  |  | 59.5623 | 1
| Zone | South of Lugo | 11 | Monthly System Peak Day | CAISO | 1-in-10 | 2026 | 1 |  |  |  | 72.1583 | 1
| Zone | South of Lugo | 11 | Monthly System Peak Day | CAISO | 1-in-10 | 2026 | 2 |  |  |  | 70.2483 | 1
| Zone | South of Lugo | 11 | Monthly System Peak Day | CAISO | 1-in-10 | 2026 | 3 |  |  |  | 69.6879 | 1
| Zone | South of Lugo | 11 | Monthly System Peak Day | CAISO | 1-in-10 | 2026 | 4 |  |  |  | 68.1242 | 1
| Zone | South of Lugo | 11 | Monthly System Peak Day | CAISO | 1-in-10 | 2026 | 5 |  |  |  | 67.2212 | 1
| Zone | South of Lugo | 11 | Monthly System Peak Day | CAISO | 1-in-10 | 2026 | 6 |  |  |  | 66.5896 | 1
| Zone | South of Lugo | 11 | Monthly System Peak Day | CAISO | 1-in-10 | 2026 | 7 |  |  |  | 66.7892 | 1
| Zone | South of Lugo | 11 | Monthly System Peak Day | CAISO | 1-in-10 | 2026 | 8 |  |  |  | 67.9879 | 1
| Zone | South of Lugo | 11 | Monthly System Peak Day | CAISO | 1-in-10 | 2026 | 9 |  |  |  | 69.6179 | 1
| Zone | South of Lugo | 11 | Monthly System Peak Day | CAISO | 1-in-10 | 2026 | 10 |  |  |  | 73.6738 | 1
| Zone | South of Lugo | 11 | Monthly System Peak Day | CAISO | 1-in-10 | 2026 | 11 |  |  |  | 80.8958 | 1
| Zone | South of Lugo | 11 | Monthly System Peak Day | CAISO | 1-in-10 | 2026 | 12 |  |  |  | 87.0333 | 1
| Zone | South of Lugo | 11 | Monthly System Peak Day | CAISO | 1-in-10 | 2026 | 13 |  |  |  | 90.2167 | 1
| Zone | South of Lugo | 11 | Monthly System Peak Day | CAISO | 1-in-10 | 2026 | 14 |  |  |  | 91.8417 | 1
| Zone | South of Lugo | 11 | Monthly System Peak Day | CAISO | 1-in-10 | 2026 | 15 |  |  |  | 92.325 | 1
| Zone | South of Lugo | 11 | Monthly System Peak Day | CAISO | 1-in-10 | 2026 | 16 |  |  |  | 92.3417 | 1
| Zone | South of Lugo | 11 | Monthly System Peak Day | CAISO | 1-in-10 | 2026 | 17 |  |  |  | 91.4417 | 1
| Zone | South of Lugo | 11 | Monthly System Peak Day | CAISO | 1-in-10 | 2026 | 18 |  |  |  | 89.6292 | 1
| Zone | South of Lugo | 11 | Monthly System Peak Day | CAISO | 1-in-10 | 2026 | 19 |  |  |  | 86.7167 | 1
| Zone | South of Lugo | 11 | Monthly System Peak Day | CAISO | 1-in-10 | 2026 | 20 |  |  |  | 83.3458 | 1
| Zone | South of Lugo | 11 | Monthly System Peak Day | CAISO | 1-in-10 | 2026 | 21 |  |  |  | 80.0625 | 1
| Zone | South of Lugo | 11 | Monthly System Peak Day | CAISO | 1-in-10 | 2026 | 22 |  |  |  | 77.0746 | 1
| Zone | South of Lugo | 11 | Monthly System Peak Day | CAISO | 1-in-10 | 2026 | 23 |  |  |  | 74.9146 | 1
| Zone | South of Lugo | 11 | Monthly System Peak Day | CAISO | 1-in-10 | 2026 | 24 |  |  |  | 72.6104 | 1
| Zone | South of Lugo | 12 | Average Weekday | CAISO | 1-in-10 | 2026 | 1 |  |  |  | 54.0147 | 1
| Zone | South of Lugo | 12 | Average Weekday | CAISO | 1-in-10 | 2026 | 2 |  |  |  | 53.2901 | 1
| Zone | South of Lugo | 12 | Average Weekday | CAISO | 1-in-10 | 2026 | 3 |  |  |  | 52.5871 | 1
| Zone | South of Lugo | 12 | Average Weekday | CAISO | 1-in-10 | 2026 | 4 |  |  |  | 52.1177 | 1
| Zone | South of Lugo | 12 | Average Weekday | CAISO | 1-in-10 | 2026 | 5 |  |  |  | 51.6393 | 1
| Zone | South of Lugo | 12 | Average Weekday | CAISO | 1-in-10 | 2026 | 6 |  |  |  | 51.2256 | 1
| Zone | South of Lugo | 12 | Average Weekday | CAISO | 1-in-10 | 2026 | 7 |  |  |  | 50.9149 | 1
| Zone | South of Lugo | 12 | Average Weekday | CAISO | 1-in-10 | 2026 | 8 |  |  |  | 50.9494 | 1
| Zone | South of Lugo | 12 | Average Weekday | CAISO | 1-in-10 | 2026 | 9 |  |  |  | 52.0114 | 1
| Zone | South of Lugo | 12 | Average Weekday | CAISO | 1-in-10 | 2026 | 10 |  |  |  | 54.7951 | 1
| Zone | South of Lugo | 12 | Average Weekday | CAISO | 1-in-10 | 2026 | 11 |  |  |  | 58.1077 | 1
| Zone | South of Lugo | 12 | Average Weekday | CAISO | 1-in-10 | 2026 | 12 |  |  |  | 61.0246 | 1
| Zone | South of Lugo | 12 | Average Weekday | CAISO | 1-in-10 | 2026 | 13 |  |  |  | 62.9836 | 1
| Zone | South of Lugo | 12 | Average Weekday | CAISO | 1-in-10 | 2026 | 14 |  |  |  | 64.2755 | 1
| Zone | South of Lugo | 12 | Average Weekday | CAISO | 1-in-10 | 2026 | 15 |  |  |  | 65.0072 | 1
| Zone | South of Lugo | 12 | Average Weekday | CAISO | 1-in-10 | 2026 | 16 |  |  |  | 65.0444 | 1
| Zone | South of Lugo | 12 | Average Weekday | CAISO | 1-in-10 | 2026 | 17 |  |  |  | 64.1948 | 1
| Zone | South of Lugo | 12 | Average Weekday | CAISO | 1-in-10 | 2026 | 18 |  |  |  | 62.2119 | 1
| Zone | South of Lugo | 12 | Average Weekday | CAISO | 1-in-10 | 2026 | 19 |  |  |  | 60.0996 | 1
| Zone | South of Lugo | 12 | Average Weekday | CAISO | 1-in-10 | 2026 | 20 |  |  |  | 58.7166 | 1
| Zone | South of Lugo | 12 | Average Weekday | CAISO | 1-in-10 | 2026 | 21 |  |  |  | 57.5832 | 1
| Zone | South of Lugo | 12 | Average Weekday | CAISO | 1-in-10 | 2026 | 22 |  |  |  | 56.4118 | 1
| Zone | South of Lugo | 12 | Average Weekday | CAISO | 1-in-10 | 2026 | 23 |  |  |  | 55.4977 | 1
| Zone | South of Lugo | 12 | Average Weekday | CAISO | 1-in-10 | 2026 | 24 |  |  |  | 54.7114 | 1
| Zone | South of Lugo | 12 | Monthly System Peak Day | CAISO | 1-in-10 | 2026 | 1 |  |  |  | 43.1621 | 1
| Zone | South of Lugo | 12 | Monthly System Peak Day | CAISO | 1-in-10 | 2026 | 2 |  |  |  | 42.165 | 1
| Zone | South of Lugo | 12 | Monthly System Peak Day | CAISO | 1-in-10 | 2026 | 3 |  |  |  | 41.1825 | 1
| Zone | South of Lugo | 12 | Monthly System Peak Day | CAISO | 1-in-10 | 2026 | 4 |  |  |  | 40.5287 | 1
| Zone | South of Lugo | 12 | Monthly System Peak Day | CAISO | 1-in-10 | 2026 | 5 |  |  |  | 39.7692 | 1
| Zone | South of Lugo | 12 | Monthly System Peak Day | CAISO | 1-in-10 | 2026 | 6 |  |  |  | 38.9567 | 1
| Zone | South of Lugo | 12 | Monthly System Peak Day | CAISO | 1-in-10 | 2026 | 7 |  |  |  | 38.7854 | 1
| Zone | South of Lugo | 12 | Monthly System Peak Day | CAISO | 1-in-10 | 2026 | 8 |  |  |  | 39.3121 | 1
| Zone | South of Lugo | 12 | Monthly System Peak Day | CAISO | 1-in-10 | 2026 | 9 |  |  |  | 40.7854 | 1
| Zone | South of Lugo | 12 | Monthly System Peak Day | CAISO | 1-in-10 | 2026 | 10 |  |  |  | 44.9875 | 1
| Zone | South of Lugo | 12 | Monthly System Peak Day | CAISO | 1-in-10 | 2026 | 11 |  |  |  | 49.3725 | 1
| Zone | South of Lugo | 12 | Monthly System Peak Day | CAISO | 1-in-10 | 2026 | 12 |  |  |  | 51.6942 | 1
| Zone | South of Lugo | 12 | Monthly System Peak Day | CAISO | 1-in-10 | 2026 | 13 |  |  |  | 52.3162 | 1
| Zone | South of Lugo | 12 | Monthly System Peak Day | CAISO | 1-in-10 | 2026 | 14 |  |  |  | 53.53 | 1
| Zone | South of Lugo | 12 | Monthly System Peak Day | CAISO | 1-in-10 | 2026 | 15 |  |  |  | 54.5529 | 1
| Zone | South of Lugo | 12 | Monthly System Peak Day | CAISO | 1-in-10 | 2026 | 16 |  |  |  | 54.8563 | 1
| Zone | South of Lugo | 12 | Monthly System Peak Day | CAISO | 1-in-10 | 2026 | 17 |  |  |  | 54.495 | 1
| Zone | South of Lugo | 12 | Monthly System Peak Day | CAISO | 1-in-10 | 2026 | 18 |  |  |  | 52.5233 | 1
| Zone | South of Lugo | 12 | Monthly System Peak Day | CAISO | 1-in-10 | 2026 | 19 |  |  |  | 50.0379 | 1
| Zone | South of Lugo | 12 | Monthly System Peak Day | CAISO | 1-in-10 | 2026 | 20 |  |  |  | 49.1488 | 1
| Zone | South of Lugo | 12 | Monthly System Peak Day | CAISO | 1-in-10 | 2026 | 21 |  |  |  | 47.8304 | 1
| Zone | South of Lugo | 12 | Monthly System Peak Day | CAISO | 1-in-10 | 2026 | 22 |  |  |  | 46.2667 | 1
| Zone | South of Lugo | 12 | Monthly System Peak Day | CAISO | 1-in-10 | 2026 | 23 |  |  |  | 45.6983 | 1
| Zone | South of Lugo | 12 | Monthly System Peak Day | CAISO | 1-in-10 | 2026 | 24 |  |  |  | 45.4512 | 1
| Zone | South of Lugo | 1 | Average Weekday | CAISO | 1-in-10 | 2027 | 1 |  |  |  | 51.1891 | 1
| Zone | South of Lugo | 1 | Average Weekday | CAISO | 1-in-10 | 2027 | 2 |  |  |  | 50.37 | 1
| Zone | South of Lugo | 1 | Average Weekday | CAISO | 1-in-10 | 2027 | 3 |  |  |  | 49.6858 | 1
| Zone | South of Lugo | 1 | Average Weekday | CAISO | 1-in-10 | 2027 | 4 |  |  |  | 49.0549 | 1
| Zone | South of Lugo | 1 | Average Weekday | CAISO | 1-in-10 | 2027 | 5 |  |  |  | 48.5029 | 1
| Zone | South of Lugo | 1 | Average Weekday | CAISO | 1-in-10 | 2027 | 6 |  |  |  | 47.9978 | 1
| Zone | South of Lugo | 1 | Average Weekday | CAISO | 1-in-10 | 2027 | 7 |  |  |  | 47.6065 | 1
| Zone | South of Lugo | 1 | Average Weekday | CAISO | 1-in-10 | 2027 | 8 |  |  |  | 47.4721 | 1
| Zone | South of Lugo | 1 | Average Weekday | CAISO | 1-in-10 | 2027 | 9 |  |  |  | 48.2241 | 1
| Zone | South of Lugo | 1 | Average Weekday | CAISO | 1-in-10 | 2027 | 10 |  |  |  | 51.032 | 1
| Zone | South of Lugo | 1 | Average Weekday | CAISO | 1-in-10 | 2027 | 11 |  |  |  | 54.3859 | 1
| Zone | South of Lugo | 1 | Average Weekday | CAISO | 1-in-10 | 2027 | 12 |  |  |  | 57.4064 | 1
| Zone | South of Lugo | 1 | Average Weekday | CAISO | 1-in-10 | 2027 | 13 |  |  |  | 59.4629 | 1
| Zone | South of Lugo | 1 | Average Weekday | CAISO | 1-in-10 | 2027 | 14 |  |  |  | 60.934 | 1
| Zone | South of Lugo | 1 | Average Weekday | CAISO | 1-in-10 | 2027 | 15 |  |  |  | 61.7444 | 1
| Zone | South of Lugo | 1 | Average Weekday | CAISO | 1-in-10 | 2027 | 16 |  |  |  | 62.0385 | 1
| Zone | South of Lugo | 1 | Average Weekday | CAISO | 1-in-10 | 2027 | 17 |  |  |  | 61.6365 | 1
| Zone | South of Lugo | 1 | Average Weekday | CAISO | 1-in-10 | 2027 | 18 |  |  |  | 60.219 | 1
| Zone | South of Lugo | 1 | Average Weekday | CAISO | 1-in-10 | 2027 | 19 |  |  |  | 58.0776 | 1
| Zone | South of Lugo | 1 | Average Weekday | CAISO | 1-in-10 | 2027 | 20 |  |  |  | 56.5312 | 1
| Zone | South of Lugo | 1 | Average Weekday | CAISO | 1-in-10 | 2027 | 21 |  |  |  | 55.3422 | 1
| Zone | South of Lugo | 1 | Average Weekday | CAISO | 1-in-10 | 2027 | 22 |  |  |  | 54.2523 | 1
| Zone | South of Lugo | 1 | Average Weekday | CAISO | 1-in-10 | 2027 | 23 |  |  |  | 53.0495 | 1
| Zone | South of Lugo | 1 | Average Weekday | CAISO | 1-in-10 | 2027 | 24 |  |  |  | 52.1198 | 1
| Zone | South of Lugo | 1 | Monthly System Peak Day | CAISO | 1-in-10 | 2027 | 1 |  |  |  | 48.2546 | 1
| Zone | South of Lugo | 1 | Monthly System Peak Day | CAISO | 1-in-10 | 2027 | 2 |  |  |  | 47.2242 | 1
| Zone | South of Lugo | 1 | Monthly System Peak Day | CAISO | 1-in-10 | 2027 | 3 |  |  |  | 47.0496 | 1
| Zone | South of Lugo | 1 | Monthly System Peak Day | CAISO | 1-in-10 | 2027 | 4 |  |  |  | 46.5954 | 1
| Zone | South of Lugo | 1 | Monthly System Peak Day | CAISO | 1-in-10 | 2027 | 5 |  |  |  | 45.9596 | 1
| Zone | South of Lugo | 1 | Monthly System Peak Day | CAISO | 1-in-10 | 2027 | 6 |  |  |  | 45.4304 | 1
| Zone | South of Lugo | 1 | Monthly System Peak Day | CAISO | 1-in-10 | 2027 | 7 |  |  |  | 44.9821 | 1
| Zone | South of Lugo | 1 | Monthly System Peak Day | CAISO | 1-in-10 | 2027 | 8 |  |  |  | 44.2646 | 1
| Zone | South of Lugo | 1 | Monthly System Peak Day | CAISO | 1-in-10 | 2027 | 9 |  |  |  | 43.9946 | 1
| Zone | South of Lugo | 1 | Monthly System Peak Day | CAISO | 1-in-10 | 2027 | 10 |  |  |  | 45.905 | 1
| Zone | South of Lugo | 1 | Monthly System Peak Day | CAISO | 1-in-10 | 2027 | 11 |  |  |  | 46.0083 | 1
| Zone | South of Lugo | 1 | Monthly System Peak Day | CAISO | 1-in-10 | 2027 | 12 |  |  |  | 47.8037 | 1
| Zone | South of Lugo | 1 | Monthly System Peak Day | CAISO | 1-in-10 | 2027 | 13 |  |  |  | 49.2283 | 1
| Zone | South of Lugo | 1 | Monthly System Peak Day | CAISO | 1-in-10 | 2027 | 14 |  |  |  | 49.265 | 1
| Zone | South of Lugo | 1 | Monthly System Peak Day | CAISO | 1-in-10 | 2027 | 15 |  |  |  | 49.7642 | 1
| Zone | South of Lugo | 1 | Monthly System Peak Day | CAISO | 1-in-10 | 2027 | 16 |  |  |  | 50.74 | 1
| Zone | South of Lugo | 1 | Monthly System Peak Day | CAISO | 1-in-10 | 2027 | 17 |  |  |  | 51.0629 | 1
| Zone | South of Lugo | 1 | Monthly System Peak Day | CAISO | 1-in-10 | 2027 | 18 |  |  |  | 49.9983 | 1
| Zone | South of Lugo | 1 | Monthly System Peak Day | CAISO | 1-in-10 | 2027 | 19 |  |  |  | 48.4096 | 1
| Zone | South of Lugo | 1 | Monthly System Peak Day | CAISO | 1-in-10 | 2027 | 20 |  |  |  | 47.8275 | 1
| Zone | South of Lugo | 1 | Monthly System Peak Day | CAISO | 1-in-10 | 2027 | 21 |  |  |  | 47.2671 | 1
| Zone | South of Lugo | 1 | Monthly System Peak Day | CAISO | 1-in-10 | 2027 | 22 |  |  |  | 47.0438 | 1
| Zone | South of Lugo | 1 | Monthly System Peak Day | CAISO | 1-in-10 | 2027 | 23 |  |  |  | 46.3488 | 1
| Zone | South of Lugo | 1 | Monthly System Peak Day | CAISO | 1-in-10 | 2027 | 24 |  |  |  | 45.2792 | 1
| Zone | South of Lugo | 2 | Average Weekday | CAISO | 1-in-10 | 2027 | 1 |  |  |  | 50.13 | 1
| Zone | South of Lugo | 2 | Average Weekday | CAISO | 1-in-10 | 2027 | 2 |  |  |  | 49.1665 | 1
| Zone | South of Lugo | 2 | Average Weekday | CAISO | 1-in-10 | 2027 | 3 |  |  |  | 48.3485 | 1
| Zone | South of Lugo | 2 | Average Weekday | CAISO | 1-in-10 | 2027 | 4 |  |  |  | 47.6706 | 1
| Zone | South of Lugo | 2 | Average Weekday | CAISO | 1-in-10 | 2027 | 5 |  |  |  | 47.1168 | 1
| Zone | South of Lugo | 2 | Average Weekday | CAISO | 1-in-10 | 2027 | 6 |  |  |  | 46.6007 | 1
| Zone | South of Lugo | 2 | Average Weekday | CAISO | 1-in-10 | 2027 | 7 |  |  |  | 46.3432 | 1
| Zone | South of Lugo | 2 | Average Weekday | CAISO | 1-in-10 | 2027 | 8 |  |  |  | 46.5046 | 1
| Zone | South of Lugo | 2 | Average Weekday | CAISO | 1-in-10 | 2027 | 9 |  |  |  | 48.1818 | 1
| Zone | South of Lugo | 2 | Average Weekday | CAISO | 1-in-10 | 2027 | 10 |  |  |  | 51.4916 | 1
| Zone | South of Lugo | 2 | Average Weekday | CAISO | 1-in-10 | 2027 | 11 |  |  |  | 54.8195 | 1
| Zone | South of Lugo | 2 | Average Weekday | CAISO | 1-in-10 | 2027 | 12 |  |  |  | 57.534 | 1
| Zone | South of Lugo | 2 | Average Weekday | CAISO | 1-in-10 | 2027 | 13 |  |  |  | 59.3894 | 1
| Zone | South of Lugo | 2 | Average Weekday | CAISO | 1-in-10 | 2027 | 14 |  |  |  | 60.8652 | 1
| Zone | South of Lugo | 2 | Average Weekday | CAISO | 1-in-10 | 2027 | 15 |  |  |  | 61.8626 | 1
| Zone | South of Lugo | 2 | Average Weekday | CAISO | 1-in-10 | 2027 | 16 |  |  |  | 62.3043 | 1
| Zone | South of Lugo | 2 | Average Weekday | CAISO | 1-in-10 | 2027 | 17 |  |  |  | 61.9535 | 1
| Zone | South of Lugo | 2 | Average Weekday | CAISO | 1-in-10 | 2027 | 18 |  |  |  | 60.687 | 1
| Zone | South of Lugo | 2 | Average Weekday | CAISO | 1-in-10 | 2027 | 19 |  |  |  | 58.4288 | 1
| Zone | South of Lugo | 2 | Average Weekday | CAISO | 1-in-10 | 2027 | 20 |  |  |  | 56.4787 | 1
| Zone | South of Lugo | 2 | Average Weekday | CAISO | 1-in-10 | 2027 | 21 |  |  |  | 55.0237 | 1
| Zone | South of Lugo | 2 | Average Weekday | CAISO | 1-in-10 | 2027 | 22 |  |  |  | 53.8691 | 1
| Zone | South of Lugo | 2 | Average Weekday | CAISO | 1-in-10 | 2027 | 23 |  |  |  | 52.692 | 1
| Zone | South of Lugo | 2 | Average Weekday | CAISO | 1-in-10 | 2027 | 24 |  |  |  | 51.4944 | 1
| Zone | South of Lugo | 2 | Monthly System Peak Day | CAISO | 1-in-10 | 2027 | 1 |  |  |  | 50.5583 | 1
| Zone | South of Lugo | 2 | Monthly System Peak Day | CAISO | 1-in-10 | 2027 | 2 |  |  |  | 50.3667 | 1
| Zone | South of Lugo | 2 | Monthly System Peak Day | CAISO | 1-in-10 | 2027 | 3 |  |  |  | 50.4675 | 1
| Zone | South of Lugo | 2 | Monthly System Peak Day | CAISO | 1-in-10 | 2027 | 4 |  |  |  | 49.9513 | 1
| Zone | South of Lugo | 2 | Monthly System Peak Day | CAISO | 1-in-10 | 2027 | 5 |  |  |  | 49.1213 | 1
| Zone | South of Lugo | 2 | Monthly System Peak Day | CAISO | 1-in-10 | 2027 | 6 |  |  |  | 48.0717 | 1
| Zone | South of Lugo | 2 | Monthly System Peak Day | CAISO | 1-in-10 | 2027 | 7 |  |  |  | 47.8104 | 1
| Zone | South of Lugo | 2 | Monthly System Peak Day | CAISO | 1-in-10 | 2027 | 8 |  |  |  | 47.5567 | 1
| Zone | South of Lugo | 2 | Monthly System Peak Day | CAISO | 1-in-10 | 2027 | 9 |  |  |  | 48.2592 | 1
| Zone | South of Lugo | 2 | Monthly System Peak Day | CAISO | 1-in-10 | 2027 | 10 |  |  |  | 50.1646 | 1
| Zone | South of Lugo | 2 | Monthly System Peak Day | CAISO | 1-in-10 | 2027 | 11 |  |  |  | 51.2163 | 1
| Zone | South of Lugo | 2 | Monthly System Peak Day | CAISO | 1-in-10 | 2027 | 12 |  |  |  | 52.3767 | 1
| Zone | South of Lugo | 2 | Monthly System Peak Day | CAISO | 1-in-10 | 2027 | 13 |  |  |  | 53.2642 | 1
| Zone | South of Lugo | 2 | Monthly System Peak Day | CAISO | 1-in-10 | 2027 | 14 |  |  |  | 54.6529 | 1
| Zone | South of Lugo | 2 | Monthly System Peak Day | CAISO | 1-in-10 | 2027 | 15 |  |  |  | 55.4296 | 1
| Zone | South of Lugo | 2 | Monthly System Peak Day | CAISO | 1-in-10 | 2027 | 16 |  |  |  | 55.7683 | 1
| Zone | South of Lugo | 2 | Monthly System Peak Day | CAISO | 1-in-10 | 2027 | 17 |  |  |  | 56.9792 | 1
| Zone | South of Lugo | 2 | Monthly System Peak Day | CAISO | 1-in-10 | 2027 | 18 |  |  |  | 56.9042 | 1
| Zone | South of Lugo | 2 | Monthly System Peak Day | CAISO | 1-in-10 | 2027 | 19 |  |  |  | 55.9379 | 1
| Zone | South of Lugo | 2 | Monthly System Peak Day | CAISO | 1-in-10 | 2027 | 20 |  |  |  | 54.5992 | 1
| Zone | South of Lugo | 2 | Monthly System Peak Day | CAISO | 1-in-10 | 2027 | 21 |  |  |  | 54.22 | 1
| Zone | South of Lugo | 2 | Monthly System Peak Day | CAISO | 1-in-10 | 2027 | 22 |  |  |  | 53.5638 | 1
| Zone | South of Lugo | 2 | Monthly System Peak Day | CAISO | 1-in-10 | 2027 | 23 |  |  |  | 52.9417 | 1
| Zone | South of Lugo | 2 | Monthly System Peak Day | CAISO | 1-in-10 | 2027 | 24 |  |  |  | 52.3658 | 1
| Zone | South of Lugo | 3 | Average Weekday | CAISO | 1-in-10 | 2027 | 1 |  |  |  | 60.2963 | 1
| Zone | South of Lugo | 3 | Average Weekday | CAISO | 1-in-10 | 2027 | 2 |  |  |  | 59.2613 | 1
| Zone | South of Lugo | 3 | Average Weekday | CAISO | 1-in-10 | 2027 | 3 |  |  |  | 58.2877 | 1
| Zone | South of Lugo | 3 | Average Weekday | CAISO | 1-in-10 | 2027 | 4 |  |  |  | 57.3831 | 1
| Zone | South of Lugo | 3 | Average Weekday | CAISO | 1-in-10 | 2027 | 5 |  |  |  | 56.6944 | 1
| Zone | South of Lugo | 3 | Average Weekday | CAISO | 1-in-10 | 2027 | 6 |  |  |  | 56.0616 | 1
| Zone | South of Lugo | 3 | Average Weekday | CAISO | 1-in-10 | 2027 | 7 |  |  |  | 55.7979 | 1
| Zone | South of Lugo | 3 | Average Weekday | CAISO | 1-in-10 | 2027 | 8 |  |  |  | 55.9064 | 1
| Zone | South of Lugo | 3 | Average Weekday | CAISO | 1-in-10 | 2027 | 9 |  |  |  | 57.5692 | 1
| Zone | South of Lugo | 3 | Average Weekday | CAISO | 1-in-10 | 2027 | 10 |  |  |  | 61.2746 | 1
| Zone | South of Lugo | 3 | Average Weekday | CAISO | 1-in-10 | 2027 | 11 |  |  |  | 65.6137 | 1
| Zone | South of Lugo | 3 | Average Weekday | CAISO | 1-in-10 | 2027 | 12 |  |  |  | 69.4158 | 1
| Zone | South of Lugo | 3 | Average Weekday | CAISO | 1-in-10 | 2027 | 13 |  |  |  | 72.2824 | 1
| Zone | South of Lugo | 3 | Average Weekday | CAISO | 1-in-10 | 2027 | 14 |  |  |  | 74.1994 | 1
| Zone | South of Lugo | 3 | Average Weekday | CAISO | 1-in-10 | 2027 | 15 |  |  |  | 75.3807 | 1
| Zone | South of Lugo | 3 | Average Weekday | CAISO | 1-in-10 | 2027 | 16 |  |  |  | 75.9072 | 1
| Zone | South of Lugo | 3 | Average Weekday | CAISO | 1-in-10 | 2027 | 17 |  |  |  | 75.6839 | 1
| Zone | South of Lugo | 3 | Average Weekday | CAISO | 1-in-10 | 2027 | 18 |  |  |  | 74.6285 | 1
| Zone | South of Lugo | 3 | Average Weekday | CAISO | 1-in-10 | 2027 | 19 |  |  |  | 72.6844 | 1
| Zone | South of Lugo | 3 | Average Weekday | CAISO | 1-in-10 | 2027 | 20 |  |  |  | 69.9169 | 1
| Zone | South of Lugo | 3 | Average Weekday | CAISO | 1-in-10 | 2027 | 21 |  |  |  | 67.2424 | 1
| Zone | South of Lugo | 3 | Average Weekday | CAISO | 1-in-10 | 2027 | 22 |  |  |  | 65.5237 | 1
| Zone | South of Lugo | 3 | Average Weekday | CAISO | 1-in-10 | 2027 | 23 |  |  |  | 64.1832 | 1
| Zone | South of Lugo | 3 | Average Weekday | CAISO | 1-in-10 | 2027 | 24 |  |  |  | 62.7782 | 1
| Zone | South of Lugo | 3 | Monthly System Peak Day | CAISO | 1-in-10 | 2027 | 1 |  |  |  | 68.5037 | 1
| Zone | South of Lugo | 3 | Monthly System Peak Day | CAISO | 1-in-10 | 2027 | 2 |  |  |  | 66.4238 | 1
| Zone | South of Lugo | 3 | Monthly System Peak Day | CAISO | 1-in-10 | 2027 | 3 |  |  |  | 64.0963 | 1
| Zone | South of Lugo | 3 | Monthly System Peak Day | CAISO | 1-in-10 | 2027 | 4 |  |  |  | 63.1083 | 1
| Zone | South of Lugo | 3 | Monthly System Peak Day | CAISO | 1-in-10 | 2027 | 5 |  |  |  | 62.7329 | 1
| Zone | South of Lugo | 3 | Monthly System Peak Day | CAISO | 1-in-10 | 2027 | 6 |  |  |  | 62.0687 | 1
| Zone | South of Lugo | 3 | Monthly System Peak Day | CAISO | 1-in-10 | 2027 | 7 |  |  |  | 62.6358 | 1
| Zone | South of Lugo | 3 | Monthly System Peak Day | CAISO | 1-in-10 | 2027 | 8 |  |  |  | 62.3296 | 1
| Zone | South of Lugo | 3 | Monthly System Peak Day | CAISO | 1-in-10 | 2027 | 9 |  |  |  | 63.6896 | 1
| Zone | South of Lugo | 3 | Monthly System Peak Day | CAISO | 1-in-10 | 2027 | 10 |  |  |  | 68.6396 | 1
| Zone | South of Lugo | 3 | Monthly System Peak Day | CAISO | 1-in-10 | 2027 | 11 |  |  |  | 73.7383 | 1
| Zone | South of Lugo | 3 | Monthly System Peak Day | CAISO | 1-in-10 | 2027 | 12 |  |  |  | 78.625 | 1
| Zone | South of Lugo | 3 | Monthly System Peak Day | CAISO | 1-in-10 | 2027 | 13 |  |  |  | 83.7042 | 1
| Zone | South of Lugo | 3 | Monthly System Peak Day | CAISO | 1-in-10 | 2027 | 14 |  |  |  | 86.0333 | 1
| Zone | South of Lugo | 3 | Monthly System Peak Day | CAISO | 1-in-10 | 2027 | 15 |  |  |  | 86.1917 | 1
| Zone | South of Lugo | 3 | Monthly System Peak Day | CAISO | 1-in-10 | 2027 | 16 |  |  |  | 86.85 | 1
| Zone | South of Lugo | 3 | Monthly System Peak Day | CAISO | 1-in-10 | 2027 | 17 |  |  |  | 87.7417 | 1
| Zone | South of Lugo | 3 | Monthly System Peak Day | CAISO | 1-in-10 | 2027 | 18 |  |  |  | 87.85 | 1
| Zone | South of Lugo | 3 | Monthly System Peak Day | CAISO | 1-in-10 | 2027 | 19 |  |  |  | 86.5292 | 1
| Zone | South of Lugo | 3 | Monthly System Peak Day | CAISO | 1-in-10 | 2027 | 20 |  |  |  | 83.8708 | 1
| Zone | South of Lugo | 3 | Monthly System Peak Day | CAISO | 1-in-10 | 2027 | 21 |  |  |  | 79.9542 | 1
| Zone | South of Lugo | 3 | Monthly System Peak Day | CAISO | 1-in-10 | 2027 | 22 |  |  |  | 77.2167 | 1
| Zone | South of Lugo | 3 | Monthly System Peak Day | CAISO | 1-in-10 | 2027 | 23 |  |  |  | 74.6879 | 1
| Zone | South of Lugo | 3 | Monthly System Peak Day | CAISO | 1-in-10 | 2027 | 24 |  |  |  | 71.3121 | 1
| Zone | South of Lugo | 4 | Average Weekday | CAISO | 1-in-10 | 2027 | 1 |  |  |  | 60.9105 | 1
| Zone | South of Lugo | 4 | Average Weekday | CAISO | 1-in-10 | 2027 | 2 |  |  |  | 59.8783 | 1
| Zone | South of Lugo | 4 | Average Weekday | CAISO | 1-in-10 | 2027 | 3 |  |  |  | 58.9176 | 1
| Zone | South of Lugo | 4 | Average Weekday | CAISO | 1-in-10 | 2027 | 4 |  |  |  | 58.0606 | 1
| Zone | South of Lugo | 4 | Average Weekday | CAISO | 1-in-10 | 2027 | 5 |  |  |  | 57.3193 | 1
| Zone | South of Lugo | 4 | Average Weekday | CAISO | 1-in-10 | 2027 | 6 |  |  |  | 56.7693 | 1
| Zone | South of Lugo | 4 | Average Weekday | CAISO | 1-in-10 | 2027 | 7 |  |  |  | 56.3674 | 1
| Zone | South of Lugo | 4 | Average Weekday | CAISO | 1-in-10 | 2027 | 8 |  |  |  | 56.449 | 1
| Zone | South of Lugo | 4 | Average Weekday | CAISO | 1-in-10 | 2027 | 9 |  |  |  | 58.5507 | 1
| Zone | South of Lugo | 4 | Average Weekday | CAISO | 1-in-10 | 2027 | 10 |  |  |  | 61.5935 | 1
| Zone | South of Lugo | 4 | Average Weekday | CAISO | 1-in-10 | 2027 | 11 |  |  |  | 65.1247 | 1
| Zone | South of Lugo | 4 | Average Weekday | CAISO | 1-in-10 | 2027 | 12 |  |  |  | 68.4544 | 1
| Zone | South of Lugo | 4 | Average Weekday | CAISO | 1-in-10 | 2027 | 13 |  |  |  | 70.7821 | 1
| Zone | South of Lugo | 4 | Average Weekday | CAISO | 1-in-10 | 2027 | 14 |  |  |  | 72.461 | 1
| Zone | South of Lugo | 4 | Average Weekday | CAISO | 1-in-10 | 2027 | 15 |  |  |  | 73.7676 | 1
| Zone | South of Lugo | 4 | Average Weekday | CAISO | 1-in-10 | 2027 | 16 |  |  |  | 74.4082 | 1
| Zone | South of Lugo | 4 | Average Weekday | CAISO | 1-in-10 | 2027 | 17 |  |  |  | 74.5491 | 1
| Zone | South of Lugo | 4 | Average Weekday | CAISO | 1-in-10 | 2027 | 18 |  |  |  | 73.8145 | 1
| Zone | South of Lugo | 4 | Average Weekday | CAISO | 1-in-10 | 2027 | 19 |  |  |  | 72.4343 | 1
| Zone | South of Lugo | 4 | Average Weekday | CAISO | 1-in-10 | 2027 | 20 |  |  |  | 70.1531 | 1
| Zone | South of Lugo | 4 | Average Weekday | CAISO | 1-in-10 | 2027 | 21 |  |  |  | 67.2656 | 1
| Zone | South of Lugo | 4 | Average Weekday | CAISO | 1-in-10 | 2027 | 22 |  |  |  | 65.1688 | 1
| Zone | South of Lugo | 4 | Average Weekday | CAISO | 1-in-10 | 2027 | 23 |  |  |  | 63.6692 | 1
| Zone | South of Lugo | 4 | Average Weekday | CAISO | 1-in-10 | 2027 | 24 |  |  |  | 62.3859 | 1
| Zone | South of Lugo | 4 | Monthly System Peak Day | CAISO | 1-in-10 | 2027 | 1 |  |  |  | 73.53 | 1
| Zone | South of Lugo | 4 | Monthly System Peak Day | CAISO | 1-in-10 | 2027 | 2 |  |  |  | 71.2246 | 1
| Zone | South of Lugo | 4 | Monthly System Peak Day | CAISO | 1-in-10 | 2027 | 3 |  |  |  | 69.5304 | 1
| Zone | South of Lugo | 4 | Monthly System Peak Day | CAISO | 1-in-10 | 2027 | 4 |  |  |  | 68.065 | 1
| Zone | South of Lugo | 4 | Monthly System Peak Day | CAISO | 1-in-10 | 2027 | 5 |  |  |  | 67.9058 | 1
| Zone | South of Lugo | 4 | Monthly System Peak Day | CAISO | 1-in-10 | 2027 | 6 |  |  |  | 68.3792 | 1
| Zone | South of Lugo | 4 | Monthly System Peak Day | CAISO | 1-in-10 | 2027 | 7 |  |  |  | 68.9758 | 1
| Zone | South of Lugo | 4 | Monthly System Peak Day | CAISO | 1-in-10 | 2027 | 8 |  |  |  | 69.4688 | 1
| Zone | South of Lugo | 4 | Monthly System Peak Day | CAISO | 1-in-10 | 2027 | 9 |  |  |  | 71.8479 | 1
| Zone | South of Lugo | 4 | Monthly System Peak Day | CAISO | 1-in-10 | 2027 | 10 |  |  |  | 75.5417 | 1
| Zone | South of Lugo | 4 | Monthly System Peak Day | CAISO | 1-in-10 | 2027 | 11 |  |  |  | 79.2292 | 1
| Zone | South of Lugo | 4 | Monthly System Peak Day | CAISO | 1-in-10 | 2027 | 12 |  |  |  | 83.0583 | 1
| Zone | South of Lugo | 4 | Monthly System Peak Day | CAISO | 1-in-10 | 2027 | 13 |  |  |  | 86.0375 | 1
| Zone | South of Lugo | 4 | Monthly System Peak Day | CAISO | 1-in-10 | 2027 | 14 |  |  |  | 87.9875 | 1
| Zone | South of Lugo | 4 | Monthly System Peak Day | CAISO | 1-in-10 | 2027 | 15 |  |  |  | 89.2875 | 1
| Zone | South of Lugo | 4 | Monthly System Peak Day | CAISO | 1-in-10 | 2027 | 16 |  |  |  | 90.6958 | 1
| Zone | South of Lugo | 4 | Monthly System Peak Day | CAISO | 1-in-10 | 2027 | 17 |  |  |  | 91.4333 | 1
| Zone | South of Lugo | 4 | Monthly System Peak Day | CAISO | 1-in-10 | 2027 | 18 |  |  |  | 91.6458 | 1
| Zone | South of Lugo | 4 | Monthly System Peak Day | CAISO | 1-in-10 | 2027 | 19 |  |  |  | 91.0833 | 1
| Zone | South of Lugo | 4 | Monthly System Peak Day | CAISO | 1-in-10 | 2027 | 20 |  |  |  | 89.3375 | 1
| Zone | South of Lugo | 4 | Monthly System Peak Day | CAISO | 1-in-10 | 2027 | 21 |  |  |  | 86.3208 | 1
| Zone | South of Lugo | 4 | Monthly System Peak Day | CAISO | 1-in-10 | 2027 | 22 |  |  |  | 83.8333 | 1
| Zone | South of Lugo | 4 | Monthly System Peak Day | CAISO | 1-in-10 | 2027 | 23 |  |  |  | 81.0917 | 1
| Zone | South of Lugo | 4 | Monthly System Peak Day | CAISO | 1-in-10 | 2027 | 24 |  |  |  | 78.1342 | 1
| Zone | South of Lugo | 5 | Average Weekday | CAISO | 1-in-10 | 2027 | 1 |  |  |  | 63.7261 | 1
| Zone | South of Lugo | 5 | Average Weekday | CAISO | 1-in-10 | 2027 | 2 |  |  |  | 62.7364 | 1
| Zone | South of Lugo | 5 | Average Weekday | CAISO | 1-in-10 | 2027 | 3 |  |  |  | 61.9172 | 1
| Zone | South of Lugo | 5 | Average Weekday | CAISO | 1-in-10 | 2027 | 4 |  |  |  | 61.2504 | 1
| Zone | South of Lugo | 5 | Average Weekday | CAISO | 1-in-10 | 2027 | 5 |  |  |  | 60.7132 | 1
| Zone | South of Lugo | 5 | Average Weekday | CAISO | 1-in-10 | 2027 | 6 |  |  |  | 60.3703 | 1
| Zone | South of Lugo | 5 | Average Weekday | CAISO | 1-in-10 | 2027 | 7 |  |  |  | 60.2288 | 1
| Zone | South of Lugo | 5 | Average Weekday | CAISO | 1-in-10 | 2027 | 8 |  |  |  | 60.9294 | 1
| Zone | South of Lugo | 5 | Average Weekday | CAISO | 1-in-10 | 2027 | 9 |  |  |  | 62.9482 | 1
| Zone | South of Lugo | 5 | Average Weekday | CAISO | 1-in-10 | 2027 | 10 |  |  |  | 65.7554 | 1
| Zone | South of Lugo | 5 | Average Weekday | CAISO | 1-in-10 | 2027 | 11 |  |  |  | 68.6938 | 1
| Zone | South of Lugo | 5 | Average Weekday | CAISO | 1-in-10 | 2027 | 12 |  |  |  | 71.3639 | 1
| Zone | South of Lugo | 5 | Average Weekday | CAISO | 1-in-10 | 2027 | 13 |  |  |  | 73.5492 | 1
| Zone | South of Lugo | 5 | Average Weekday | CAISO | 1-in-10 | 2027 | 14 |  |  |  | 75.3789 | 1
| Zone | South of Lugo | 5 | Average Weekday | CAISO | 1-in-10 | 2027 | 15 |  |  |  | 76.7811 | 1
| Zone | South of Lugo | 5 | Average Weekday | CAISO | 1-in-10 | 2027 | 16 |  |  |  | 77.6 | 1
| Zone | South of Lugo | 5 | Average Weekday | CAISO | 1-in-10 | 2027 | 17 |  |  |  | 77.8548 | 1
| Zone | South of Lugo | 5 | Average Weekday | CAISO | 1-in-10 | 2027 | 18 |  |  |  | 77.2107 | 1
| Zone | South of Lugo | 5 | Average Weekday | CAISO | 1-in-10 | 2027 | 19 |  |  |  | 75.8588 | 1
| Zone | South of Lugo | 5 | Average Weekday | CAISO | 1-in-10 | 2027 | 20 |  |  |  | 73.7457 | 1
| Zone | South of Lugo | 5 | Average Weekday | CAISO | 1-in-10 | 2027 | 21 |  |  |  | 70.633 | 1
| Zone | South of Lugo | 5 | Average Weekday | CAISO | 1-in-10 | 2027 | 22 |  |  |  | 67.8287 | 1
| Zone | South of Lugo | 5 | Average Weekday | CAISO | 1-in-10 | 2027 | 23 |  |  |  | 66.0136 | 1
| Zone | South of Lugo | 5 | Average Weekday | CAISO | 1-in-10 | 2027 | 24 |  |  |  | 64.7075 | 1
| Zone | South of Lugo | 5 | Monthly System Peak Day | CAISO | 1-in-10 | 2027 | 1 |  |  |  | 75.4321 | 1
| Zone | South of Lugo | 5 | Monthly System Peak Day | CAISO | 1-in-10 | 2027 | 2 |  |  |  | 73.9658 | 1
| Zone | South of Lugo | 5 | Monthly System Peak Day | CAISO | 1-in-10 | 2027 | 3 |  |  |  | 71.9892 | 1
| Zone | South of Lugo | 5 | Monthly System Peak Day | CAISO | 1-in-10 | 2027 | 4 |  |  |  | 70.9163 | 1
| Zone | South of Lugo | 5 | Monthly System Peak Day | CAISO | 1-in-10 | 2027 | 5 |  |  |  | 70.1583 | 1
| Zone | South of Lugo | 5 | Monthly System Peak Day | CAISO | 1-in-10 | 2027 | 6 |  |  |  | 68.9408 | 1
| Zone | South of Lugo | 5 | Monthly System Peak Day | CAISO | 1-in-10 | 2027 | 7 |  |  |  | 68.7504 | 1
| Zone | South of Lugo | 5 | Monthly System Peak Day | CAISO | 1-in-10 | 2027 | 8 |  |  |  | 69.4196 | 1
| Zone | South of Lugo | 5 | Monthly System Peak Day | CAISO | 1-in-10 | 2027 | 9 |  |  |  | 74.04 | 1
| Zone | South of Lugo | 5 | Monthly System Peak Day | CAISO | 1-in-10 | 2027 | 10 |  |  |  | 80.7083 | 1
| Zone | South of Lugo | 5 | Monthly System Peak Day | CAISO | 1-in-10 | 2027 | 11 |  |  |  | 86.8583 | 1
| Zone | South of Lugo | 5 | Monthly System Peak Day | CAISO | 1-in-10 | 2027 | 12 |  |  |  | 90.5875 | 1
| Zone | South of Lugo | 5 | Monthly System Peak Day | CAISO | 1-in-10 | 2027 | 13 |  |  |  | 93.1542 | 1
| Zone | South of Lugo | 5 | Monthly System Peak Day | CAISO | 1-in-10 | 2027 | 14 |  |  |  | 94.5167 | 1
| Zone | South of Lugo | 5 | Monthly System Peak Day | CAISO | 1-in-10 | 2027 | 15 |  |  |  | 96.05 | 1
| Zone | South of Lugo | 5 | Monthly System Peak Day | CAISO | 1-in-10 | 2027 | 16 |  |  |  | 96.5375 | 1
| Zone | South of Lugo | 5 | Monthly System Peak Day | CAISO | 1-in-10 | 2027 | 17 |  |  |  | 96.4417 | 1
| Zone | South of Lugo | 5 | Monthly System Peak Day | CAISO | 1-in-10 | 2027 | 18 |  |  |  | 95.3792 | 1
| Zone | South of Lugo | 5 | Monthly System Peak Day | CAISO | 1-in-10 | 2027 | 19 |  |  |  | 94.4625 | 1
| Zone | South of Lugo | 5 | Monthly System Peak Day | CAISO | 1-in-10 | 2027 | 20 |  |  |  | 91.6125 | 1
| Zone | South of Lugo | 5 | Monthly System Peak Day | CAISO | 1-in-10 | 2027 | 21 |  |  |  | 87.3083 | 1
| Zone | South of Lugo | 5 | Monthly System Peak Day | CAISO | 1-in-10 | 2027 | 22 |  |  |  | 83.1583 | 1
| Zone | South of Lugo | 5 | Monthly System Peak Day | CAISO | 1-in-10 | 2027 | 23 |  |  |  | 80.6958 | 1
| Zone | South of Lugo | 5 | Monthly System Peak Day | CAISO | 1-in-10 | 2027 | 24 |  |  |  | 78.2358 | 1
| Zone | South of Lugo | 6 | Average Weekday | CAISO | 1-in-10 | 2027 | 1 |  |  |  | 68.1974 | 1
| Zone | South of Lugo | 6 | Average Weekday | CAISO | 1-in-10 | 2027 | 2 |  |  |  | 67.4474 | 1
| Zone | South of Lugo | 6 | Average Weekday | CAISO | 1-in-10 | 2027 | 3 |  |  |  | 66.798 | 1
| Zone | South of Lugo | 6 | Average Weekday | CAISO | 1-in-10 | 2027 | 4 |  |  |  | 66.2248 | 1
| Zone | South of Lugo | 6 | Average Weekday | CAISO | 1-in-10 | 2027 | 5 |  |  |  | 65.7795 | 1
| Zone | South of Lugo | 6 | Average Weekday | CAISO | 1-in-10 | 2027 | 6 |  |  |  | 65.4266 | 1
| Zone | South of Lugo | 6 | Average Weekday | CAISO | 1-in-10 | 2027 | 7 |  |  |  | 65.2137 | 1
| Zone | South of Lugo | 6 | Average Weekday | CAISO | 1-in-10 | 2027 | 8 |  |  |  | 65.9904 | 1
| Zone | South of Lugo | 6 | Average Weekday | CAISO | 1-in-10 | 2027 | 9 |  |  |  | 67.8836 | 1
| Zone | South of Lugo | 6 | Average Weekday | CAISO | 1-in-10 | 2027 | 10 |  |  |  | 70.8703 | 1
| Zone | South of Lugo | 6 | Average Weekday | CAISO | 1-in-10 | 2027 | 11 |  |  |  | 74.0727 | 1
| Zone | South of Lugo | 6 | Average Weekday | CAISO | 1-in-10 | 2027 | 12 |  |  |  | 77.1926 | 1
| Zone | South of Lugo | 6 | Average Weekday | CAISO | 1-in-10 | 2027 | 13 |  |  |  | 79.5914 | 1
| Zone | South of Lugo | 6 | Average Weekday | CAISO | 1-in-10 | 2027 | 14 |  |  |  | 81.2857 | 1
| Zone | South of Lugo | 6 | Average Weekday | CAISO | 1-in-10 | 2027 | 15 |  |  |  | 82.4491 | 1
| Zone | South of Lugo | 6 | Average Weekday | CAISO | 1-in-10 | 2027 | 16 |  |  |  | 83.1785 | 1
| Zone | South of Lugo | 6 | Average Weekday | CAISO | 1-in-10 | 2027 | 17 |  |  |  | 83.0988 | 1
| Zone | South of Lugo | 6 | Average Weekday | CAISO | 1-in-10 | 2027 | 18 |  |  |  | 82.3115 | 1
| Zone | South of Lugo | 6 | Average Weekday | CAISO | 1-in-10 | 2027 | 19 |  |  |  | 80.9067 | 1
| Zone | South of Lugo | 6 | Average Weekday | CAISO | 1-in-10 | 2027 | 20 |  |  |  | 78.6574 | 1
| Zone | South of Lugo | 6 | Average Weekday | CAISO | 1-in-10 | 2027 | 21 |  |  |  | 75.6723 | 1
| Zone | South of Lugo | 6 | Average Weekday | CAISO | 1-in-10 | 2027 | 22 |  |  |  | 72.5495 | 1
| Zone | South of Lugo | 6 | Average Weekday | CAISO | 1-in-10 | 2027 | 23 |  |  |  | 70.5754 | 1
| Zone | South of Lugo | 6 | Average Weekday | CAISO | 1-in-10 | 2027 | 24 |  |  |  | 69.3238 | 1
| Zone | South of Lugo | 6 | Monthly System Peak Day | CAISO | 1-in-10 | 2027 | 1 |  |  |  | 76.1479 | 1
| Zone | South of Lugo | 6 | Monthly System Peak Day | CAISO | 1-in-10 | 2027 | 2 |  |  |  | 74.6371 | 1
| Zone | South of Lugo | 6 | Monthly System Peak Day | CAISO | 1-in-10 | 2027 | 3 |  |  |  | 73.4696 | 1
| Zone | South of Lugo | 6 | Monthly System Peak Day | CAISO | 1-in-10 | 2027 | 4 |  |  |  | 72.9638 | 1
| Zone | South of Lugo | 6 | Monthly System Peak Day | CAISO | 1-in-10 | 2027 | 5 |  |  |  | 71.9967 | 1
| Zone | South of Lugo | 6 | Monthly System Peak Day | CAISO | 1-in-10 | 2027 | 6 |  |  |  | 71.4208 | 1
| Zone | South of Lugo | 6 | Monthly System Peak Day | CAISO | 1-in-10 | 2027 | 7 |  |  |  | 70.8092 | 1
| Zone | South of Lugo | 6 | Monthly System Peak Day | CAISO | 1-in-10 | 2027 | 8 |  |  |  | 72.4 | 1
| Zone | South of Lugo | 6 | Monthly System Peak Day | CAISO | 1-in-10 | 2027 | 9 |  |  |  | 77.1679 | 1
| Zone | South of Lugo | 6 | Monthly System Peak Day | CAISO | 1-in-10 | 2027 | 10 |  |  |  | 83.4454 | 1
| Zone | South of Lugo | 6 | Monthly System Peak Day | CAISO | 1-in-10 | 2027 | 11 |  |  |  | 88.3342 | 1
| Zone | South of Lugo | 6 | Monthly System Peak Day | CAISO | 1-in-10 | 2027 | 12 |  |  |  | 92.0333 | 1
| Zone | South of Lugo | 6 | Monthly System Peak Day | CAISO | 1-in-10 | 2027 | 13 |  |  |  | 93.3167 | 1
| Zone | South of Lugo | 6 | Monthly System Peak Day | CAISO | 1-in-10 | 2027 | 14 |  |  |  | 94.8792 | 1
| Zone | South of Lugo | 6 | Monthly System Peak Day | CAISO | 1-in-10 | 2027 | 15 |  |  |  | 96.675 | 1
| Zone | South of Lugo | 6 | Monthly System Peak Day | CAISO | 1-in-10 | 2027 | 16 |  |  |  | 98.15 | 1
| Zone | South of Lugo | 6 | Monthly System Peak Day | CAISO | 1-in-10 | 2027 | 17 |  |  |  | 98.45 | 1
| Zone | South of Lugo | 6 | Monthly System Peak Day | CAISO | 1-in-10 | 2027 | 18 |  |  |  | 97.8292 | 1
| Zone | South of Lugo | 6 | Monthly System Peak Day | CAISO | 1-in-10 | 2027 | 19 |  |  |  | 95.9125 | 1
| Zone | South of Lugo | 6 | Monthly System Peak Day | CAISO | 1-in-10 | 2027 | 20 |  |  |  | 91.0208 | 1
| Zone | South of Lugo | 6 | Monthly System Peak Day | CAISO | 1-in-10 | 2027 | 21 |  |  |  | 87.25 | 1
| Zone | South of Lugo | 6 | Monthly System Peak Day | CAISO | 1-in-10 | 2027 | 22 |  |  |  | 83.8883 | 1
| Zone | South of Lugo | 6 | Monthly System Peak Day | CAISO | 1-in-10 | 2027 | 23 |  |  |  | 80.4692 | 1
| Zone | South of Lugo | 6 | Monthly System Peak Day | CAISO | 1-in-10 | 2027 | 24 |  |  |  | 77.9475 | 1
| Zone | South of Lugo | 7 | Average Weekday | CAISO | 1-in-10 | 2027 | 1 |  |  |  | 73.2748 | 1
| Zone | South of Lugo | 7 | Average Weekday | CAISO | 1-in-10 | 2027 | 2 |  |  |  | 72.448 | 1
| Zone | South of Lugo | 7 | Average Weekday | CAISO | 1-in-10 | 2027 | 3 |  |  |  | 71.6747 | 1
| Zone | South of Lugo | 7 | Average Weekday | CAISO | 1-in-10 | 2027 | 4 |  |  |  | 71.1028 | 1
| Zone | South of Lugo | 7 | Average Weekday | CAISO | 1-in-10 | 2027 | 5 |  |  |  | 70.6155 | 1
| Zone | South of Lugo | 7 | Average Weekday | CAISO | 1-in-10 | 2027 | 6 |  |  |  | 70.2457 | 1
| Zone | South of Lugo | 7 | Average Weekday | CAISO | 1-in-10 | 2027 | 7 |  |  |  | 70.057 | 1
| Zone | South of Lugo | 7 | Average Weekday | CAISO | 1-in-10 | 2027 | 8 |  |  |  | 70.6914 | 1
| Zone | South of Lugo | 7 | Average Weekday | CAISO | 1-in-10 | 2027 | 9 |  |  |  | 73.0913 | 1
| Zone | South of Lugo | 7 | Average Weekday | CAISO | 1-in-10 | 2027 | 10 |  |  |  | 76.3755 | 1
| Zone | South of Lugo | 7 | Average Weekday | CAISO | 1-in-10 | 2027 | 11 |  |  |  | 79.8781 | 1
| Zone | South of Lugo | 7 | Average Weekday | CAISO | 1-in-10 | 2027 | 12 |  |  |  | 83.1077 | 1
| Zone | South of Lugo | 7 | Average Weekday | CAISO | 1-in-10 | 2027 | 13 |  |  |  | 85.4249 | 1
| Zone | South of Lugo | 7 | Average Weekday | CAISO | 1-in-10 | 2027 | 14 |  |  |  | 87.0578 | 1
| Zone | South of Lugo | 7 | Average Weekday | CAISO | 1-in-10 | 2027 | 15 |  |  |  | 88.2055 | 1
| Zone | South of Lugo | 7 | Average Weekday | CAISO | 1-in-10 | 2027 | 16 |  |  |  | 88.8228 | 1
| Zone | South of Lugo | 7 | Average Weekday | CAISO | 1-in-10 | 2027 | 17 |  |  |  | 88.8724 | 1
| Zone | South of Lugo | 7 | Average Weekday | CAISO | 1-in-10 | 2027 | 18 |  |  |  | 88.0513 | 1
| Zone | South of Lugo | 7 | Average Weekday | CAISO | 1-in-10 | 2027 | 19 |  |  |  | 86.5336 | 1
| Zone | South of Lugo | 7 | Average Weekday | CAISO | 1-in-10 | 2027 | 20 |  |  |  | 84.1525 | 1
| Zone | South of Lugo | 7 | Average Weekday | CAISO | 1-in-10 | 2027 | 21 |  |  |  | 80.9126 | 1
| Zone | South of Lugo | 7 | Average Weekday | CAISO | 1-in-10 | 2027 | 22 |  |  |  | 77.7621 | 1
| Zone | South of Lugo | 7 | Average Weekday | CAISO | 1-in-10 | 2027 | 23 |  |  |  | 75.8771 | 1
| Zone | South of Lugo | 7 | Average Weekday | CAISO | 1-in-10 | 2027 | 24 |  |  |  | 74.689 | 1
| Zone | South of Lugo | 7 | Monthly System Peak Day | CAISO | 1-in-10 | 2027 | 1 |  |  |  | 78.0346 | 1
| Zone | South of Lugo | 7 | Monthly System Peak Day | CAISO | 1-in-10 | 2027 | 2 |  |  |  | 77.3 | 1
| Zone | South of Lugo | 7 | Monthly System Peak Day | CAISO | 1-in-10 | 2027 | 3 |  |  |  | 76.25 | 1
| Zone | South of Lugo | 7 | Monthly System Peak Day | CAISO | 1-in-10 | 2027 | 4 |  |  |  | 75.4923 | 1
| Zone | South of Lugo | 7 | Monthly System Peak Day | CAISO | 1-in-10 | 2027 | 5 |  |  |  | 74.9 | 1
| Zone | South of Lugo | 7 | Monthly System Peak Day | CAISO | 1-in-10 | 2027 | 6 |  |  |  | 74.5769 | 1
| Zone | South of Lugo | 7 | Monthly System Peak Day | CAISO | 1-in-10 | 2027 | 7 |  |  |  | 74.1154 | 1
| Zone | South of Lugo | 7 | Monthly System Peak Day | CAISO | 1-in-10 | 2027 | 8 |  |  |  | 74.5308 | 1
| Zone | South of Lugo | 7 | Monthly System Peak Day | CAISO | 1-in-10 | 2027 | 9 |  |  |  | 76.8808 | 1
| Zone | South of Lugo | 7 | Monthly System Peak Day | CAISO | 1-in-10 | 2027 | 10 |  |  |  | 80.3077 | 1
| Zone | South of Lugo | 7 | Monthly System Peak Day | CAISO | 1-in-10 | 2027 | 11 |  |  |  | 84.2154 | 1
| Zone | South of Lugo | 7 | Monthly System Peak Day | CAISO | 1-in-10 | 2027 | 12 |  |  |  | 87.6462 | 1
| Zone | South of Lugo | 7 | Monthly System Peak Day | CAISO | 1-in-10 | 2027 | 13 |  |  |  | 89.9615 | 1
| Zone | South of Lugo | 7 | Monthly System Peak Day | CAISO | 1-in-10 | 2027 | 14 |  |  |  | 91.9077 | 1
| Zone | South of Lugo | 7 | Monthly System Peak Day | CAISO | 1-in-10 | 2027 | 15 |  |  |  | 92.9538 | 1
| Zone | South of Lugo | 7 | Monthly System Peak Day | CAISO | 1-in-10 | 2027 | 16 |  |  |  | 93.35 | 1
| Zone | South of Lugo | 7 | Monthly System Peak Day | CAISO | 1-in-10 | 2027 | 17 |  |  |  | 92.4077 | 1
| Zone | South of Lugo | 7 | Monthly System Peak Day | CAISO | 1-in-10 | 2027 | 18 |  |  |  | 91.8615 | 1
| Zone | South of Lugo | 7 | Monthly System Peak Day | CAISO | 1-in-10 | 2027 | 19 |  |  |  | 90.0769 | 1
| Zone | South of Lugo | 7 | Monthly System Peak Day | CAISO | 1-in-10 | 2027 | 20 |  |  |  | 87.4385 | 1
| Zone | South of Lugo | 7 | Monthly System Peak Day | CAISO | 1-in-10 | 2027 | 21 |  |  |  | 84.0692 | 1
| Zone | South of Lugo | 7 | Monthly System Peak Day | CAISO | 1-in-10 | 2027 | 22 |  |  |  | 80.6692 | 1
| Zone | South of Lugo | 7 | Monthly System Peak Day | CAISO | 1-in-10 | 2027 | 23 |  |  |  | 79.05 | 1
| Zone | South of Lugo | 7 | Monthly System Peak Day | CAISO | 1-in-10 | 2027 | 24 |  |  |  | 78.0808 | 1
| Zone | South of Lugo | 8 | Average Weekday | CAISO | 1-in-10 | 2027 | 1 |  |  |  | 72.7156 | 1
| Zone | South of Lugo | 8 | Average Weekday | CAISO | 1-in-10 | 2027 | 2 |  |  |  | 71.9812 | 1
| Zone | South of Lugo | 8 | Average Weekday | CAISO | 1-in-10 | 2027 | 3 |  |  |  | 71.3497 | 1
| Zone | South of Lugo | 8 | Average Weekday | CAISO | 1-in-10 | 2027 | 4 |  |  |  | 70.8494 | 1
| Zone | South of Lugo | 8 | Average Weekday | CAISO | 1-in-10 | 2027 | 5 |  |  |  | 70.3368 | 1
| Zone | South of Lugo | 8 | Average Weekday | CAISO | 1-in-10 | 2027 | 6 |  |  |  | 70.0051 | 1
| Zone | South of Lugo | 8 | Average Weekday | CAISO | 1-in-10 | 2027 | 7 |  |  |  | 69.7096 | 1
| Zone | South of Lugo | 8 | Average Weekday | CAISO | 1-in-10 | 2027 | 8 |  |  |  | 69.8221 | 1
| Zone | South of Lugo | 8 | Average Weekday | CAISO | 1-in-10 | 2027 | 9 |  |  |  | 71.455 | 1
| Zone | South of Lugo | 8 | Average Weekday | CAISO | 1-in-10 | 2027 | 10 |  |  |  | 74.2379 | 1
| Zone | South of Lugo | 8 | Average Weekday | CAISO | 1-in-10 | 2027 | 11 |  |  |  | 77.4461 | 1
| Zone | South of Lugo | 8 | Average Weekday | CAISO | 1-in-10 | 2027 | 12 |  |  |  | 80.5549 | 1
| Zone | South of Lugo | 8 | Average Weekday | CAISO | 1-in-10 | 2027 | 13 |  |  |  | 83.149 | 1
| Zone | South of Lugo | 8 | Average Weekday | CAISO | 1-in-10 | 2027 | 14 |  |  |  | 85.1378 | 1
| Zone | South of Lugo | 8 | Average Weekday | CAISO | 1-in-10 | 2027 | 15 |  |  |  | 86.6323 | 1
| Zone | South of Lugo | 8 | Average Weekday | CAISO | 1-in-10 | 2027 | 16 |  |  |  | 87.3098 | 1
| Zone | South of Lugo | 8 | Average Weekday | CAISO | 1-in-10 | 2027 | 17 |  |  |  | 87.3765 | 1
| Zone | South of Lugo | 8 | Average Weekday | CAISO | 1-in-10 | 2027 | 18 |  |  |  | 86.429 | 1
| Zone | South of Lugo | 8 | Average Weekday | CAISO | 1-in-10 | 2027 | 19 |  |  |  | 84.8218 | 1
| Zone | South of Lugo | 8 | Average Weekday | CAISO | 1-in-10 | 2027 | 20 |  |  |  | 82.4445 | 1
| Zone | South of Lugo | 8 | Average Weekday | CAISO | 1-in-10 | 2027 | 21 |  |  |  | 79.065 | 1
| Zone | South of Lugo | 8 | Average Weekday | CAISO | 1-in-10 | 2027 | 22 |  |  |  | 76.5069 | 1
| Zone | South of Lugo | 8 | Average Weekday | CAISO | 1-in-10 | 2027 | 23 |  |  |  | 74.9988 | 1
| Zone | South of Lugo | 8 | Average Weekday | CAISO | 1-in-10 | 2027 | 24 |  |  |  | 73.8875 | 1
| Zone | South of Lugo | 8 | Monthly System Peak Day | CAISO | 1-in-10 | 2027 | 1 |  |  |  | 76.5865 | 1
| Zone | South of Lugo | 8 | Monthly System Peak Day | CAISO | 1-in-10 | 2027 | 2 |  |  |  | 75.6031 | 1
| Zone | South of Lugo | 8 | Monthly System Peak Day | CAISO | 1-in-10 | 2027 | 3 |  |  |  | 74.8508 | 1
| Zone | South of Lugo | 8 | Monthly System Peak Day | CAISO | 1-in-10 | 2027 | 4 |  |  |  | 74.2304 | 1
| Zone | South of Lugo | 8 | Monthly System Peak Day | CAISO | 1-in-10 | 2027 | 5 |  |  |  | 73.545 | 1
| Zone | South of Lugo | 8 | Monthly System Peak Day | CAISO | 1-in-10 | 2027 | 6 |  |  |  | 72.9512 | 1
| Zone | South of Lugo | 8 | Monthly System Peak Day | CAISO | 1-in-10 | 2027 | 7 |  |  |  | 72.6527 | 1
| Zone | South of Lugo | 8 | Monthly System Peak Day | CAISO | 1-in-10 | 2027 | 8 |  |  |  | 72.635 | 1
| Zone | South of Lugo | 8 | Monthly System Peak Day | CAISO | 1-in-10 | 2027 | 9 |  |  |  | 74.9908 | 1
| Zone | South of Lugo | 8 | Monthly System Peak Day | CAISO | 1-in-10 | 2027 | 10 |  |  |  | 79.5742 | 1
| Zone | South of Lugo | 8 | Monthly System Peak Day | CAISO | 1-in-10 | 2027 | 11 |  |  |  | 84.6231 | 1
| Zone | South of Lugo | 8 | Monthly System Peak Day | CAISO | 1-in-10 | 2027 | 12 |  |  |  | 89.3115 | 1
| Zone | South of Lugo | 8 | Monthly System Peak Day | CAISO | 1-in-10 | 2027 | 13 |  |  |  | 92.7423 | 1
| Zone | South of Lugo | 8 | Monthly System Peak Day | CAISO | 1-in-10 | 2027 | 14 |  |  |  | 95.65 | 1
| Zone | South of Lugo | 8 | Monthly System Peak Day | CAISO | 1-in-10 | 2027 | 15 |  |  |  | 96.65 | 1
| Zone | South of Lugo | 8 | Monthly System Peak Day | CAISO | 1-in-10 | 2027 | 16 |  |  |  | 96.5692 | 1
| Zone | South of Lugo | 8 | Monthly System Peak Day | CAISO | 1-in-10 | 2027 | 17 |  |  |  | 95.9769 | 1
| Zone | South of Lugo | 8 | Monthly System Peak Day | CAISO | 1-in-10 | 2027 | 18 |  |  |  | 95.2 | 1
| Zone | South of Lugo | 8 | Monthly System Peak Day | CAISO | 1-in-10 | 2027 | 19 |  |  |  | 93.7462 | 1
| Zone | South of Lugo | 8 | Monthly System Peak Day | CAISO | 1-in-10 | 2027 | 20 |  |  |  | 91.3885 | 1
| Zone | South of Lugo | 8 | Monthly System Peak Day | CAISO | 1-in-10 | 2027 | 21 |  |  |  | 87.0077 | 1
| Zone | South of Lugo | 8 | Monthly System Peak Day | CAISO | 1-in-10 | 2027 | 22 |  |  |  | 83.5154 | 1
| Zone | South of Lugo | 8 | Monthly System Peak Day | CAISO | 1-in-10 | 2027 | 23 |  |  |  | 81.9577 | 1
| Zone | South of Lugo | 8 | Monthly System Peak Day | CAISO | 1-in-10 | 2027 | 24 |  |  |  | 80.7146 | 1
| Zone | South of Lugo | 8 | Typical Event Day | CAISO | 1-in-10 | 2027 | 1 |  |  |  | 77.6788 | 1
| Zone | South of Lugo | 8 | Typical Event Day | CAISO | 1-in-10 | 2027 | 2 |  |  |  | 76.6273 | 1
| Zone | South of Lugo | 8 | Typical Event Day | CAISO | 1-in-10 | 2027 | 3 |  |  |  | 75.6454 | 1
| Zone | South of Lugo | 8 | Typical Event Day | CAISO | 1-in-10 | 2027 | 4 |  |  |  | 75.2181 | 1
| Zone | South of Lugo | 8 | Typical Event Day | CAISO | 1-in-10 | 2027 | 5 |  |  |  | 74.5275 | 1
| Zone | South of Lugo | 8 | Typical Event Day | CAISO | 1-in-10 | 2027 | 6 |  |  |  | 74.1489 | 1
| Zone | South of Lugo | 8 | Typical Event Day | CAISO | 1-in-10 | 2027 | 7 |  |  |  | 73.7937 | 1
| Zone | South of Lugo | 8 | Typical Event Day | CAISO | 1-in-10 | 2027 | 8 |  |  |  | 74.4358 | 1
| Zone | South of Lugo | 8 | Typical Event Day | CAISO | 1-in-10 | 2027 | 9 |  |  |  | 77.1125 | 1
| Zone | South of Lugo | 8 | Typical Event Day | CAISO | 1-in-10 | 2027 | 10 |  |  |  | 81.5061 | 1
| Zone | South of Lugo | 8 | Typical Event Day | CAISO | 1-in-10 | 2027 | 11 |  |  |  | 86.2935 | 1
| Zone | South of Lugo | 8 | Typical Event Day | CAISO | 1-in-10 | 2027 | 12 |  |  |  | 90.2077 | 1
| Zone | South of Lugo | 8 | Typical Event Day | CAISO | 1-in-10 | 2027 | 13 |  |  |  | 92.7231 | 1
| Zone | South of Lugo | 8 | Typical Event Day | CAISO | 1-in-10 | 2027 | 14 |  |  |  | 94.8365 | 1
| Zone | South of Lugo | 8 | Typical Event Day | CAISO | 1-in-10 | 2027 | 15 |  |  |  | 96.0702 | 1
| Zone | South of Lugo | 8 | Typical Event Day | CAISO | 1-in-10 | 2027 | 16 |  |  |  | 96.351 | 1
| Zone | South of Lugo | 8 | Typical Event Day | CAISO | 1-in-10 | 2027 | 17 |  |  |  | 96.1567 | 1
| Zone | South of Lugo | 8 | Typical Event Day | CAISO | 1-in-10 | 2027 | 18 |  |  |  | 95.3356 | 1
| Zone | South of Lugo | 8 | Typical Event Day | CAISO | 1-in-10 | 2027 | 19 |  |  |  | 93.6337 | 1
| Zone | South of Lugo | 8 | Typical Event Day | CAISO | 1-in-10 | 2027 | 20 |  |  |  | 90.574 | 1
| Zone | South of Lugo | 8 | Typical Event Day | CAISO | 1-in-10 | 2027 | 21 |  |  |  | 86.8538 | 1
| Zone | South of Lugo | 8 | Typical Event Day | CAISO | 1-in-10 | 2027 | 22 |  |  |  | 83.9704 | 1
| Zone | South of Lugo | 8 | Typical Event Day | CAISO | 1-in-10 | 2027 | 23 |  |  |  | 82.0871 | 1
| Zone | South of Lugo | 8 | Typical Event Day | CAISO | 1-in-10 | 2027 | 24 |  |  |  | 80.4009 | 1
| Zone | South of Lugo | 9 | Average Weekday | CAISO | 1-in-10 | 2027 | 1 |  |  |  | 73.2512 | 1
| Zone | South of Lugo | 9 | Average Weekday | CAISO | 1-in-10 | 2027 | 2 |  |  |  | 72.3685 | 1
| Zone | South of Lugo | 9 | Average Weekday | CAISO | 1-in-10 | 2027 | 3 |  |  |  | 71.6295 | 1
| Zone | South of Lugo | 9 | Average Weekday | CAISO | 1-in-10 | 2027 | 4 |  |  |  | 70.9846 | 1
| Zone | South of Lugo | 9 | Average Weekday | CAISO | 1-in-10 | 2027 | 5 |  |  |  | 70.4271 | 1
| Zone | South of Lugo | 9 | Average Weekday | CAISO | 1-in-10 | 2027 | 6 |  |  |  | 69.9244 | 1
| Zone | South of Lugo | 9 | Average Weekday | CAISO | 1-in-10 | 2027 | 7 |  |  |  | 69.5541 | 1
| Zone | South of Lugo | 9 | Average Weekday | CAISO | 1-in-10 | 2027 | 8 |  |  |  | 69.361 | 1
| Zone | South of Lugo | 9 | Average Weekday | CAISO | 1-in-10 | 2027 | 9 |  |  |  | 70.7113 | 1
| Zone | South of Lugo | 9 | Average Weekday | CAISO | 1-in-10 | 2027 | 10 |  |  |  | 73.6147 | 1
| Zone | South of Lugo | 9 | Average Weekday | CAISO | 1-in-10 | 2027 | 11 |  |  |  | 77.1101 | 1
| Zone | South of Lugo | 9 | Average Weekday | CAISO | 1-in-10 | 2027 | 12 |  |  |  | 80.43 | 1
| Zone | South of Lugo | 9 | Average Weekday | CAISO | 1-in-10 | 2027 | 13 |  |  |  | 83.0984 | 1
| Zone | South of Lugo | 9 | Average Weekday | CAISO | 1-in-10 | 2027 | 14 |  |  |  | 84.9046 | 1
| Zone | South of Lugo | 9 | Average Weekday | CAISO | 1-in-10 | 2027 | 15 |  |  |  | 86.2075 | 1
| Zone | South of Lugo | 9 | Average Weekday | CAISO | 1-in-10 | 2027 | 16 |  |  |  | 86.7527 | 1
| Zone | South of Lugo | 9 | Average Weekday | CAISO | 1-in-10 | 2027 | 17 |  |  |  | 86.7156 | 1
| Zone | South of Lugo | 9 | Average Weekday | CAISO | 1-in-10 | 2027 | 18 |  |  |  | 85.846 | 1
| Zone | South of Lugo | 9 | Average Weekday | CAISO | 1-in-10 | 2027 | 19 |  |  |  | 84.0648 | 1
| Zone | South of Lugo | 9 | Average Weekday | CAISO | 1-in-10 | 2027 | 20 |  |  |  | 81.1436 | 1
| Zone | South of Lugo | 9 | Average Weekday | CAISO | 1-in-10 | 2027 | 21 |  |  |  | 78.0516 | 1
| Zone | South of Lugo | 9 | Average Weekday | CAISO | 1-in-10 | 2027 | 22 |  |  |  | 76.2339 | 1
| Zone | South of Lugo | 9 | Average Weekday | CAISO | 1-in-10 | 2027 | 23 |  |  |  | 74.88 | 1
| Zone | South of Lugo | 9 | Average Weekday | CAISO | 1-in-10 | 2027 | 24 |  |  |  | 73.7799 | 1
| Zone | South of Lugo | 9 | Monthly System Peak Day | CAISO | 1-in-10 | 2027 | 1 |  |  |  | 80.4154 | 1
| Zone | South of Lugo | 9 | Monthly System Peak Day | CAISO | 1-in-10 | 2027 | 2 |  |  |  | 79.4231 | 1
| Zone | South of Lugo | 9 | Monthly System Peak Day | CAISO | 1-in-10 | 2027 | 3 |  |  |  | 78.4577 | 1
| Zone | South of Lugo | 9 | Monthly System Peak Day | CAISO | 1-in-10 | 2027 | 4 |  |  |  | 78.5885 | 1
| Zone | South of Lugo | 9 | Monthly System Peak Day | CAISO | 1-in-10 | 2027 | 5 |  |  |  | 78.0654 | 1
| Zone | South of Lugo | 9 | Monthly System Peak Day | CAISO | 1-in-10 | 2027 | 6 |  |  |  | 78.0231 | 1
| Zone | South of Lugo | 9 | Monthly System Peak Day | CAISO | 1-in-10 | 2027 | 7 |  |  |  | 77.9923 | 1
| Zone | South of Lugo | 9 | Monthly System Peak Day | CAISO | 1-in-10 | 2027 | 8 |  |  |  | 78.6615 | 1
| Zone | South of Lugo | 9 | Monthly System Peak Day | CAISO | 1-in-10 | 2027 | 9 |  |  |  | 80.0038 | 1
| Zone | South of Lugo | 9 | Monthly System Peak Day | CAISO | 1-in-10 | 2027 | 10 |  |  |  | 83.3539 | 1
| Zone | South of Lugo | 9 | Monthly System Peak Day | CAISO | 1-in-10 | 2027 | 11 |  |  |  | 88.6538 | 1
| Zone | South of Lugo | 9 | Monthly System Peak Day | CAISO | 1-in-10 | 2027 | 12 |  |  |  | 92.4654 | 1
| Zone | South of Lugo | 9 | Monthly System Peak Day | CAISO | 1-in-10 | 2027 | 13 |  |  |  | 95.6692 | 1
| Zone | South of Lugo | 9 | Monthly System Peak Day | CAISO | 1-in-10 | 2027 | 14 |  |  |  | 97.75 | 1
| Zone | South of Lugo | 9 | Monthly System Peak Day | CAISO | 1-in-10 | 2027 | 15 |  |  |  | 98.8462 | 1
| Zone | South of Lugo | 9 | Monthly System Peak Day | CAISO | 1-in-10 | 2027 | 16 |  |  |  | 98.1269 | 1
| Zone | South of Lugo | 9 | Monthly System Peak Day | CAISO | 1-in-10 | 2027 | 17 |  |  |  | 98.4923 | 1
| Zone | South of Lugo | 9 | Monthly System Peak Day | CAISO | 1-in-10 | 2027 | 18 |  |  |  | 97.0962 | 1
| Zone | South of Lugo | 9 | Monthly System Peak Day | CAISO | 1-in-10 | 2027 | 19 |  |  |  | 95.35 | 1
| Zone | South of Lugo | 9 | Monthly System Peak Day | CAISO | 1-in-10 | 2027 | 20 |  |  |  | 93.2 | 1
| Zone | South of Lugo | 9 | Monthly System Peak Day | CAISO | 1-in-10 | 2027 | 21 |  |  |  | 89.9038 | 1
| Zone | South of Lugo | 9 | Monthly System Peak Day | CAISO | 1-in-10 | 2027 | 22 |  |  |  | 88.5577 | 1
| Zone | South of Lugo | 9 | Monthly System Peak Day | CAISO | 1-in-10 | 2027 | 23 |  |  |  | 87.4885 | 1
| Zone | South of Lugo | 9 | Monthly System Peak Day | CAISO | 1-in-10 | 2027 | 24 |  |  |  | 85.3615 | 1
| Zone | South of Lugo | 10 | Average Weekday | CAISO | 1-in-10 | 2027 | 1 |  |  |  | 69.762 | 1
| Zone | South of Lugo | 10 | Average Weekday | CAISO | 1-in-10 | 2027 | 2 |  |  |  | 68.8745 | 1
| Zone | South of Lugo | 10 | Average Weekday | CAISO | 1-in-10 | 2027 | 3 |  |  |  | 68.1604 | 1
| Zone | South of Lugo | 10 | Average Weekday | CAISO | 1-in-10 | 2027 | 4 |  |  |  | 67.4921 | 1
| Zone | South of Lugo | 10 | Average Weekday | CAISO | 1-in-10 | 2027 | 5 |  |  |  | 66.8849 | 1
| Zone | South of Lugo | 10 | Average Weekday | CAISO | 1-in-10 | 2027 | 6 |  |  |  | 66.4737 | 1
| Zone | South of Lugo | 10 | Average Weekday | CAISO | 1-in-10 | 2027 | 7 |  |  |  | 66.0452 | 1
| Zone | South of Lugo | 10 | Average Weekday | CAISO | 1-in-10 | 2027 | 8 |  |  |  | 65.7944 | 1
| Zone | South of Lugo | 10 | Average Weekday | CAISO | 1-in-10 | 2027 | 9 |  |  |  | 66.4184 | 1
| Zone | South of Lugo | 10 | Average Weekday | CAISO | 1-in-10 | 2027 | 10 |  |  |  | 69.4546 | 1
| Zone | South of Lugo | 10 | Average Weekday | CAISO | 1-in-10 | 2027 | 11 |  |  |  | 73.0169 | 1
| Zone | South of Lugo | 10 | Average Weekday | CAISO | 1-in-10 | 2027 | 12 |  |  |  | 76.5501 | 1
| Zone | South of Lugo | 10 | Average Weekday | CAISO | 1-in-10 | 2027 | 13 |  |  |  | 79.3305 | 1
| Zone | South of Lugo | 10 | Average Weekday | CAISO | 1-in-10 | 2027 | 14 |  |  |  | 81.3196 | 1
| Zone | South of Lugo | 10 | Average Weekday | CAISO | 1-in-10 | 2027 | 15 |  |  |  | 82.45 | 1
| Zone | South of Lugo | 10 | Average Weekday | CAISO | 1-in-10 | 2027 | 16 |  |  |  | 82.92 | 1
| Zone | South of Lugo | 10 | Average Weekday | CAISO | 1-in-10 | 2027 | 17 |  |  |  | 82.7609 | 1
| Zone | South of Lugo | 10 | Average Weekday | CAISO | 1-in-10 | 2027 | 18 |  |  |  | 82.0538 | 1
| Zone | South of Lugo | 10 | Average Weekday | CAISO | 1-in-10 | 2027 | 19 |  |  |  | 80.0614 | 1
| Zone | South of Lugo | 10 | Average Weekday | CAISO | 1-in-10 | 2027 | 20 |  |  |  | 76.8669 | 1
| Zone | South of Lugo | 10 | Average Weekday | CAISO | 1-in-10 | 2027 | 21 |  |  |  | 74.5837 | 1
| Zone | South of Lugo | 10 | Average Weekday | CAISO | 1-in-10 | 2027 | 22 |  |  |  | 73.102 | 1
| Zone | South of Lugo | 10 | Average Weekday | CAISO | 1-in-10 | 2027 | 23 |  |  |  | 71.9026 | 1
| Zone | South of Lugo | 10 | Average Weekday | CAISO | 1-in-10 | 2027 | 24 |  |  |  | 70.842 | 1
| Zone | South of Lugo | 10 | Monthly System Peak Day | CAISO | 1-in-10 | 2027 | 1 |  |  |  | 78.9042 | 1
| Zone | South of Lugo | 10 | Monthly System Peak Day | CAISO | 1-in-10 | 2027 | 2 |  |  |  | 78.3579 | 1
| Zone | South of Lugo | 10 | Monthly System Peak Day | CAISO | 1-in-10 | 2027 | 3 |  |  |  | 77.6125 | 1
| Zone | South of Lugo | 10 | Monthly System Peak Day | CAISO | 1-in-10 | 2027 | 4 |  |  |  | 76.5121 | 1
| Zone | South of Lugo | 10 | Monthly System Peak Day | CAISO | 1-in-10 | 2027 | 5 |  |  |  | 76.4137 | 1
| Zone | South of Lugo | 10 | Monthly System Peak Day | CAISO | 1-in-10 | 2027 | 6 |  |  |  | 75.9492 | 1
| Zone | South of Lugo | 10 | Monthly System Peak Day | CAISO | 1-in-10 | 2027 | 7 |  |  |  | 75.1142 | 1
| Zone | South of Lugo | 10 | Monthly System Peak Day | CAISO | 1-in-10 | 2027 | 8 |  |  |  | 74.7821 | 1
| Zone | South of Lugo | 10 | Monthly System Peak Day | CAISO | 1-in-10 | 2027 | 9 |  |  |  | 75.8142 | 1
| Zone | South of Lugo | 10 | Monthly System Peak Day | CAISO | 1-in-10 | 2027 | 10 |  |  |  | 79.1917 | 1
| Zone | South of Lugo | 10 | Monthly System Peak Day | CAISO | 1-in-10 | 2027 | 11 |  |  |  | 83.05 | 1
| Zone | South of Lugo | 10 | Monthly System Peak Day | CAISO | 1-in-10 | 2027 | 12 |  |  |  | 86.3667 | 1
| Zone | South of Lugo | 10 | Monthly System Peak Day | CAISO | 1-in-10 | 2027 | 13 |  |  |  | 88.6333 | 1
| Zone | South of Lugo | 10 | Monthly System Peak Day | CAISO | 1-in-10 | 2027 | 14 |  |  |  | 90.0042 | 1
| Zone | South of Lugo | 10 | Monthly System Peak Day | CAISO | 1-in-10 | 2027 | 15 |  |  |  | 90.7042 | 1
| Zone | South of Lugo | 10 | Monthly System Peak Day | CAISO | 1-in-10 | 2027 | 16 |  |  |  | 91.5292 | 1
| Zone | South of Lugo | 10 | Monthly System Peak Day | CAISO | 1-in-10 | 2027 | 17 |  |  |  | 90.9167 | 1
| Zone | South of Lugo | 10 | Monthly System Peak Day | CAISO | 1-in-10 | 2027 | 18 |  |  |  | 89.5 | 1
| Zone | South of Lugo | 10 | Monthly System Peak Day | CAISO | 1-in-10 | 2027 | 19 |  |  |  | 85.9708 | 1
| Zone | South of Lugo | 10 | Monthly System Peak Day | CAISO | 1-in-10 | 2027 | 20 |  |  |  | 82.3375 | 1
| Zone | South of Lugo | 10 | Monthly System Peak Day | CAISO | 1-in-10 | 2027 | 21 |  |  |  | 79.3125 | 1
| Zone | South of Lugo | 10 | Monthly System Peak Day | CAISO | 1-in-10 | 2027 | 22 |  |  |  | 77.4458 | 1
| Zone | South of Lugo | 10 | Monthly System Peak Day | CAISO | 1-in-10 | 2027 | 23 |  |  |  | 76.4558 | 1
| Zone | South of Lugo | 10 | Monthly System Peak Day | CAISO | 1-in-10 | 2027 | 24 |  |  |  | 75.52 | 1
| Zone | South of Lugo | 11 | Average Weekday | CAISO | 1-in-10 | 2027 | 1 |  |  |  | 58.4899 | 1
| Zone | South of Lugo | 11 | Average Weekday | CAISO | 1-in-10 | 2027 | 2 |  |  |  | 57.4303 | 1
| Zone | South of Lugo | 11 | Average Weekday | CAISO | 1-in-10 | 2027 | 3 |  |  |  | 56.5965 | 1
| Zone | South of Lugo | 11 | Average Weekday | CAISO | 1-in-10 | 2027 | 4 |  |  |  | 55.7784 | 1
| Zone | South of Lugo | 11 | Average Weekday | CAISO | 1-in-10 | 2027 | 5 |  |  |  | 55.1225 | 1
| Zone | South of Lugo | 11 | Average Weekday | CAISO | 1-in-10 | 2027 | 6 |  |  |  | 54.5133 | 1
| Zone | South of Lugo | 11 | Average Weekday | CAISO | 1-in-10 | 2027 | 7 |  |  |  | 54.2276 | 1
| Zone | South of Lugo | 11 | Average Weekday | CAISO | 1-in-10 | 2027 | 8 |  |  |  | 54.2096 | 1
| Zone | South of Lugo | 11 | Average Weekday | CAISO | 1-in-10 | 2027 | 9 |  |  |  | 56.0514 | 1
| Zone | South of Lugo | 11 | Average Weekday | CAISO | 1-in-10 | 2027 | 10 |  |  |  | 60.0331 | 1
| Zone | South of Lugo | 11 | Average Weekday | CAISO | 1-in-10 | 2027 | 11 |  |  |  | 64.3807 | 1
| Zone | South of Lugo | 11 | Average Weekday | CAISO | 1-in-10 | 2027 | 12 |  |  |  | 67.9142 | 1
| Zone | South of Lugo | 11 | Average Weekday | CAISO | 1-in-10 | 2027 | 13 |  |  |  | 70.4422 | 1
| Zone | South of Lugo | 11 | Average Weekday | CAISO | 1-in-10 | 2027 | 14 |  |  |  | 72.0209 | 1
| Zone | South of Lugo | 11 | Average Weekday | CAISO | 1-in-10 | 2027 | 15 |  |  |  | 72.7246 | 1
| Zone | South of Lugo | 11 | Average Weekday | CAISO | 1-in-10 | 2027 | 16 |  |  |  | 72.8761 | 1
| Zone | South of Lugo | 11 | Average Weekday | CAISO | 1-in-10 | 2027 | 17 |  |  |  | 72.1405 | 1
| Zone | South of Lugo | 11 | Average Weekday | CAISO | 1-in-10 | 2027 | 18 |  |  |  | 70.1961 | 1
| Zone | South of Lugo | 11 | Average Weekday | CAISO | 1-in-10 | 2027 | 19 |  |  |  | 67.6438 | 1
| Zone | South of Lugo | 11 | Average Weekday | CAISO | 1-in-10 | 2027 | 20 |  |  |  | 65.549 | 1
| Zone | South of Lugo | 11 | Average Weekday | CAISO | 1-in-10 | 2027 | 21 |  |  |  | 63.8706 | 1
| Zone | South of Lugo | 11 | Average Weekday | CAISO | 1-in-10 | 2027 | 22 |  |  |  | 62.2114 | 1
| Zone | South of Lugo | 11 | Average Weekday | CAISO | 1-in-10 | 2027 | 23 |  |  |  | 60.8032 | 1
| Zone | South of Lugo | 11 | Average Weekday | CAISO | 1-in-10 | 2027 | 24 |  |  |  | 59.5623 | 1
| Zone | South of Lugo | 11 | Monthly System Peak Day | CAISO | 1-in-10 | 2027 | 1 |  |  |  | 72.1583 | 1
| Zone | South of Lugo | 11 | Monthly System Peak Day | CAISO | 1-in-10 | 2027 | 2 |  |  |  | 70.2483 | 1
| Zone | South of Lugo | 11 | Monthly System Peak Day | CAISO | 1-in-10 | 2027 | 3 |  |  |  | 69.6879 | 1
| Zone | South of Lugo | 11 | Monthly System Peak Day | CAISO | 1-in-10 | 2027 | 4 |  |  |  | 68.1242 | 1
| Zone | South of Lugo | 11 | Monthly System Peak Day | CAISO | 1-in-10 | 2027 | 5 |  |  |  | 67.2212 | 1
| Zone | South of Lugo | 11 | Monthly System Peak Day | CAISO | 1-in-10 | 2027 | 6 |  |  |  | 66.5896 | 1
| Zone | South of Lugo | 11 | Monthly System Peak Day | CAISO | 1-in-10 | 2027 | 7 |  |  |  | 66.7892 | 1
| Zone | South of Lugo | 11 | Monthly System Peak Day | CAISO | 1-in-10 | 2027 | 8 |  |  |  | 67.9879 | 1
| Zone | South of Lugo | 11 | Monthly System Peak Day | CAISO | 1-in-10 | 2027 | 9 |  |  |  | 69.6179 | 1
| Zone | South of Lugo | 11 | Monthly System Peak Day | CAISO | 1-in-10 | 2027 | 10 |  |  |  | 73.6738 | 1
| Zone | South of Lugo | 11 | Monthly System Peak Day | CAISO | 1-in-10 | 2027 | 11 |  |  |  | 80.8958 | 1
| Zone | South of Lugo | 11 | Monthly System Peak Day | CAISO | 1-in-10 | 2027 | 12 |  |  |  | 87.0333 | 1
| Zone | South of Lugo | 11 | Monthly System Peak Day | CAISO | 1-in-10 | 2027 | 13 |  |  |  | 90.2167 | 1
| Zone | South of Lugo | 11 | Monthly System Peak Day | CAISO | 1-in-10 | 2027 | 14 |  |  |  | 91.8417 | 1
| Zone | South of Lugo | 11 | Monthly System Peak Day | CAISO | 1-in-10 | 2027 | 15 |  |  |  | 92.325 | 1
| Zone | South of Lugo | 11 | Monthly System Peak Day | CAISO | 1-in-10 | 2027 | 16 |  |  |  | 92.3417 | 1
| Zone | South of Lugo | 11 | Monthly System Peak Day | CAISO | 1-in-10 | 2027 | 17 |  |  |  | 91.4417 | 1
| Zone | South of Lugo | 11 | Monthly System Peak Day | CAISO | 1-in-10 | 2027 | 18 |  |  |  | 89.6292 | 1
| Zone | South of Lugo | 11 | Monthly System Peak Day | CAISO | 1-in-10 | 2027 | 19 |  |  |  | 86.7167 | 1
| Zone | South of Lugo | 11 | Monthly System Peak Day | CAISO | 1-in-10 | 2027 | 20 |  |  |  | 83.3458 | 1
| Zone | South of Lugo | 11 | Monthly System Peak Day | CAISO | 1-in-10 | 2027 | 21 |  |  |  | 80.0625 | 1
| Zone | South of Lugo | 11 | Monthly System Peak Day | CAISO | 1-in-10 | 2027 | 22 |  |  |  | 77.0746 | 1
| Zone | South of Lugo | 11 | Monthly System Peak Day | CAISO | 1-in-10 | 2027 | 23 |  |  |  | 74.9146 | 1
| Zone | South of Lugo | 11 | Monthly System Peak Day | CAISO | 1-in-10 | 2027 | 24 |  |  |  | 72.6104 | 1
| Zone | South of Lugo | 12 | Average Weekday | CAISO | 1-in-10 | 2027 | 1 |  |  |  | 54.0147 | 1
| Zone | South of Lugo | 12 | Average Weekday | CAISO | 1-in-10 | 2027 | 2 |  |  |  | 53.2901 | 1
| Zone | South of Lugo | 12 | Average Weekday | CAISO | 1-in-10 | 2027 | 3 |  |  |  | 52.5871 | 1
| Zone | South of Lugo | 12 | Average Weekday | CAISO | 1-in-10 | 2027 | 4 |  |  |  | 52.1177 | 1
| Zone | South of Lugo | 12 | Average Weekday | CAISO | 1-in-10 | 2027 | 5 |  |  |  | 51.6393 | 1
| Zone | South of Lugo | 12 | Average Weekday | CAISO | 1-in-10 | 2027 | 6 |  |  |  | 51.2256 | 1
| Zone | South of Lugo | 12 | Average Weekday | CAISO | 1-in-10 | 2027 | 7 |  |  |  | 50.9149 | 1
| Zone | South of Lugo | 12 | Average Weekday | CAISO | 1-in-10 | 2027 | 8 |  |  |  | 50.9494 | 1
| Zone | South of Lugo | 12 | Average Weekday | CAISO | 1-in-10 | 2027 | 9 |  |  |  | 52.0114 | 1
| Zone | South of Lugo | 12 | Average Weekday | CAISO | 1-in-10 | 2027 | 10 |  |  |  | 54.7951 | 1
| Zone | South of Lugo | 12 | Average Weekday | CAISO | 1-in-10 | 2027 | 11 |  |  |  | 58.1077 | 1
| Zone | South of Lugo | 12 | Average Weekday | CAISO | 1-in-10 | 2027 | 12 |  |  |  | 61.0246 | 1
| Zone | South of Lugo | 12 | Average Weekday | CAISO | 1-in-10 | 2027 | 13 |  |  |  | 62.9836 | 1
| Zone | South of Lugo | 12 | Average Weekday | CAISO | 1-in-10 | 2027 | 14 |  |  |  | 64.2755 | 1
| Zone | South of Lugo | 12 | Average Weekday | CAISO | 1-in-10 | 2027 | 15 |  |  |  | 65.0072 | 1
| Zone | South of Lugo | 12 | Average Weekday | CAISO | 1-in-10 | 2027 | 16 |  |  |  | 65.0444 | 1
| Zone | South of Lugo | 12 | Average Weekday | CAISO | 1-in-10 | 2027 | 17 |  |  |  | 64.1948 | 1
| Zone | South of Lugo | 12 | Average Weekday | CAISO | 1-in-10 | 2027 | 18 |  |  |  | 62.2119 | 1
| Zone | South of Lugo | 12 | Average Weekday | CAISO | 1-in-10 | 2027 | 19 |  |  |  | 60.0996 | 1
| Zone | South of Lugo | 12 | Average Weekday | CAISO | 1-in-10 | 2027 | 20 |  |  |  | 58.7166 | 1
| Zone | South of Lugo | 12 | Average Weekday | CAISO | 1-in-10 | 2027 | 21 |  |  |  | 57.5832 | 1
| Zone | South of Lugo | 12 | Average Weekday | CAISO | 1-in-10 | 2027 | 22 |  |  |  | 56.4118 | 1
| Zone | South of Lugo | 12 | Average Weekday | CAISO | 1-in-10 | 2027 | 23 |  |  |  | 55.4977 | 1
| Zone | South of Lugo | 12 | Average Weekday | CAISO | 1-in-10 | 2027 | 24 |  |  |  | 54.7114 | 1
| Zone | South of Lugo | 12 | Monthly System Peak Day | CAISO | 1-in-10 | 2027 | 1 |  |  |  | 43.1621 | 1
| Zone | South of Lugo | 12 | Monthly System Peak Day | CAISO | 1-in-10 | 2027 | 2 |  |  |  | 42.165 | 1
| Zone | South of Lugo | 12 | Monthly System Peak Day | CAISO | 1-in-10 | 2027 | 3 |  |  |  | 41.1825 | 1
| Zone | South of Lugo | 12 | Monthly System Peak Day | CAISO | 1-in-10 | 2027 | 4 |  |  |  | 40.5287 | 1
| Zone | South of Lugo | 12 | Monthly System Peak Day | CAISO | 1-in-10 | 2027 | 5 |  |  |  | 39.7692 | 1
| Zone | South of Lugo | 12 | Monthly System Peak Day | CAISO | 1-in-10 | 2027 | 6 |  |  |  | 38.9567 | 1
| Zone | South of Lugo | 12 | Monthly System Peak Day | CAISO | 1-in-10 | 2027 | 7 |  |  |  | 38.7854 | 1
| Zone | South of Lugo | 12 | Monthly System Peak Day | CAISO | 1-in-10 | 2027 | 8 |  |  |  | 39.3121 | 1
| Zone | South of Lugo | 12 | Monthly System Peak Day | CAISO | 1-in-10 | 2027 | 9 |  |  |  | 40.7854 | 1
| Zone | South of Lugo | 12 | Monthly System Peak Day | CAISO | 1-in-10 | 2027 | 10 |  |  |  | 44.9875 | 1
| Zone | South of Lugo | 12 | Monthly System Peak Day | CAISO | 1-in-10 | 2027 | 11 |  |  |  | 49.3725 | 1
| Zone | South of Lugo | 12 | Monthly System Peak Day | CAISO | 1-in-10 | 2027 | 12 |  |  |  | 51.6942 | 1
| Zone | South of Lugo | 12 | Monthly System Peak Day | CAISO | 1-in-10 | 2027 | 13 |  |  |  | 52.3162 | 1
| Zone | South of Lugo | 12 | Monthly System Peak Day | CAISO | 1-in-10 | 2027 | 14 |  |  |  | 53.53 | 1
| Zone | South of Lugo | 12 | Monthly System Peak Day | CAISO | 1-in-10 | 2027 | 15 |  |  |  | 54.5529 | 1
| Zone | South of Lugo | 12 | Monthly System Peak Day | CAISO | 1-in-10 | 2027 | 16 |  |  |  | 54.8563 | 1
| Zone | South of Lugo | 12 | Monthly System Peak Day | CAISO | 1-in-10 | 2027 | 17 |  |  |  | 54.495 | 1
| Zone | South of Lugo | 12 | Monthly System Peak Day | CAISO | 1-in-10 | 2027 | 18 |  |  |  | 52.5233 | 1
| Zone | South of Lugo | 12 | Monthly System Peak Day | CAISO | 1-in-10 | 2027 | 19 |  |  |  | 50.0379 | 1
| Zone | South of Lugo | 12 | Monthly System Peak Day | CAISO | 1-in-10 | 2027 | 20 |  |  |  | 49.1488 | 1
| Zone | South of Lugo | 12 | Monthly System Peak Day | CAISO | 1-in-10 | 2027 | 21 |  |  |  | 47.8304 | 1
| Zone | South of Lugo | 12 | Monthly System Peak Day | CAISO | 1-in-10 | 2027 | 22 |  |  |  | 46.2667 | 1
| Zone | South of Lugo | 12 | Monthly System Peak Day | CAISO | 1-in-10 | 2027 | 23 |  |  |  | 45.6983 | 1
| Zone | South of Lugo | 12 | Monthly System Peak Day | CAISO | 1-in-10 | 2027 | 24 |  |  |  | 45.4512 | 1
| Zone | South of Lugo | 1 | Average Weekday | CAISO | 1-in-10 | 2028 | 1 |  |  |  | 51.1891 | 1
| Zone | South of Lugo | 1 | Average Weekday | CAISO | 1-in-10 | 2028 | 2 |  |  |  | 50.37 | 1
| Zone | South of Lugo | 1 | Average Weekday | CAISO | 1-in-10 | 2028 | 3 |  |  |  | 49.6858 | 1
| Zone | South of Lugo | 1 | Average Weekday | CAISO | 1-in-10 | 2028 | 4 |  |  |  | 49.0549 | 1
| Zone | South of Lugo | 1 | Average Weekday | CAISO | 1-in-10 | 2028 | 5 |  |  |  | 48.5029 | 1
| Zone | South of Lugo | 1 | Average Weekday | CAISO | 1-in-10 | 2028 | 6 |  |  |  | 47.9978 | 1
| Zone | South of Lugo | 1 | Average Weekday | CAISO | 1-in-10 | 2028 | 7 |  |  |  | 47.6065 | 1
| Zone | South of Lugo | 1 | Average Weekday | CAISO | 1-in-10 | 2028 | 8 |  |  |  | 47.4721 | 1
| Zone | South of Lugo | 1 | Average Weekday | CAISO | 1-in-10 | 2028 | 9 |  |  |  | 48.2241 | 1
| Zone | South of Lugo | 1 | Average Weekday | CAISO | 1-in-10 | 2028 | 10 |  |  |  | 51.032 | 1
| Zone | South of Lugo | 1 | Average Weekday | CAISO | 1-in-10 | 2028 | 11 |  |  |  | 54.3859 | 1
| Zone | South of Lugo | 1 | Average Weekday | CAISO | 1-in-10 | 2028 | 12 |  |  |  | 57.4064 | 1
| Zone | South of Lugo | 1 | Average Weekday | CAISO | 1-in-10 | 2028 | 13 |  |  |  | 59.4629 | 1
| Zone | South of Lugo | 1 | Average Weekday | CAISO | 1-in-10 | 2028 | 14 |  |  |  | 60.934 | 1
| Zone | South of Lugo | 1 | Average Weekday | CAISO | 1-in-10 | 2028 | 15 |  |  |  | 61.7444 | 1
| Zone | South of Lugo | 1 | Average Weekday | CAISO | 1-in-10 | 2028 | 16 |  |  |  | 62.0385 | 1
| Zone | South of Lugo | 1 | Average Weekday | CAISO | 1-in-10 | 2028 | 17 |  |  |  | 61.6365 | 1
| Zone | South of Lugo | 1 | Average Weekday | CAISO | 1-in-10 | 2028 | 18 |  |  |  | 60.219 | 1
| Zone | South of Lugo | 1 | Average Weekday | CAISO | 1-in-10 | 2028 | 19 |  |  |  | 58.0776 | 1
| Zone | South of Lugo | 1 | Average Weekday | CAISO | 1-in-10 | 2028 | 20 |  |  |  | 56.5312 | 1
| Zone | South of Lugo | 1 | Average Weekday | CAISO | 1-in-10 | 2028 | 21 |  |  |  | 55.3422 | 1
| Zone | South of Lugo | 1 | Average Weekday | CAISO | 1-in-10 | 2028 | 22 |  |  |  | 54.2523 | 1
| Zone | South of Lugo | 1 | Average Weekday | CAISO | 1-in-10 | 2028 | 23 |  |  |  | 53.0495 | 1
| Zone | South of Lugo | 1 | Average Weekday | CAISO | 1-in-10 | 2028 | 24 |  |  |  | 52.1198 | 1
| Zone | South of Lugo | 1 | Monthly System Peak Day | CAISO | 1-in-10 | 2028 | 1 |  |  |  | 48.2546 | 1
| Zone | South of Lugo | 1 | Monthly System Peak Day | CAISO | 1-in-10 | 2028 | 2 |  |  |  | 47.2242 | 1
| Zone | South of Lugo | 1 | Monthly System Peak Day | CAISO | 1-in-10 | 2028 | 3 |  |  |  | 47.0496 | 1
| Zone | South of Lugo | 1 | Monthly System Peak Day | CAISO | 1-in-10 | 2028 | 4 |  |  |  | 46.5954 | 1
| Zone | South of Lugo | 1 | Monthly System Peak Day | CAISO | 1-in-10 | 2028 | 5 |  |  |  | 45.9596 | 1
| Zone | South of Lugo | 1 | Monthly System Peak Day | CAISO | 1-in-10 | 2028 | 6 |  |  |  | 45.4304 | 1
| Zone | South of Lugo | 1 | Monthly System Peak Day | CAISO | 1-in-10 | 2028 | 7 |  |  |  | 44.9821 | 1
| Zone | South of Lugo | 1 | Monthly System Peak Day | CAISO | 1-in-10 | 2028 | 8 |  |  |  | 44.2646 | 1
| Zone | South of Lugo | 1 | Monthly System Peak Day | CAISO | 1-in-10 | 2028 | 9 |  |  |  | 43.9946 | 1
| Zone | South of Lugo | 1 | Monthly System Peak Day | CAISO | 1-in-10 | 2028 | 10 |  |  |  | 45.905 | 1
| Zone | South of Lugo | 1 | Monthly System Peak Day | CAISO | 1-in-10 | 2028 | 11 |  |  |  | 46.0083 | 1
| Zone | South of Lugo | 1 | Monthly System Peak Day | CAISO | 1-in-10 | 2028 | 12 |  |  |  | 47.8037 | 1
| Zone | South of Lugo | 1 | Monthly System Peak Day | CAISO | 1-in-10 | 2028 | 13 |  |  |  | 49.2283 | 1
| Zone | South of Lugo | 1 | Monthly System Peak Day | CAISO | 1-in-10 | 2028 | 14 |  |  |  | 49.265 | 1
| Zone | South of Lugo | 1 | Monthly System Peak Day | CAISO | 1-in-10 | 2028 | 15 |  |  |  | 49.7642 | 1
| Zone | South of Lugo | 1 | Monthly System Peak Day | CAISO | 1-in-10 | 2028 | 16 |  |  |  | 50.74 | 1
| Zone | South of Lugo | 1 | Monthly System Peak Day | CAISO | 1-in-10 | 2028 | 17 |  |  |  | 51.0629 | 1
| Zone | South of Lugo | 1 | Monthly System Peak Day | CAISO | 1-in-10 | 2028 | 18 |  |  |  | 49.9983 | 1
| Zone | South of Lugo | 1 | Monthly System Peak Day | CAISO | 1-in-10 | 2028 | 19 |  |  |  | 48.4096 | 1
| Zone | South of Lugo | 1 | Monthly System Peak Day | CAISO | 1-in-10 | 2028 | 20 |  |  |  | 47.8275 | 1
| Zone | South of Lugo | 1 | Monthly System Peak Day | CAISO | 1-in-10 | 2028 | 21 |  |  |  | 47.2671 | 1
| Zone | South of Lugo | 1 | Monthly System Peak Day | CAISO | 1-in-10 | 2028 | 22 |  |  |  | 47.0438 | 1
| Zone | South of Lugo | 1 | Monthly System Peak Day | CAISO | 1-in-10 | 2028 | 23 |  |  |  | 46.3488 | 1
| Zone | South of Lugo | 1 | Monthly System Peak Day | CAISO | 1-in-10 | 2028 | 24 |  |  |  | 45.2792 | 1
| Zone | South of Lugo | 2 | Average Weekday | CAISO | 1-in-10 | 2028 | 1 |  |  |  | 50.13 | 1
| Zone | South of Lugo | 2 | Average Weekday | CAISO | 1-in-10 | 2028 | 2 |  |  |  | 49.1665 | 1
| Zone | South of Lugo | 2 | Average Weekday | CAISO | 1-in-10 | 2028 | 3 |  |  |  | 48.3485 | 1
| Zone | South of Lugo | 2 | Average Weekday | CAISO | 1-in-10 | 2028 | 4 |  |  |  | 47.6706 | 1
| Zone | South of Lugo | 2 | Average Weekday | CAISO | 1-in-10 | 2028 | 5 |  |  |  | 47.1168 | 1
| Zone | South of Lugo | 2 | Average Weekday | CAISO | 1-in-10 | 2028 | 6 |  |  |  | 46.6007 | 1
| Zone | South of Lugo | 2 | Average Weekday | CAISO | 1-in-10 | 2028 | 7 |  |  |  | 46.3432 | 1
| Zone | South of Lugo | 2 | Average Weekday | CAISO | 1-in-10 | 2028 | 8 |  |  |  | 46.5046 | 1
| Zone | South of Lugo | 2 | Average Weekday | CAISO | 1-in-10 | 2028 | 9 |  |  |  | 48.1818 | 1
| Zone | South of Lugo | 2 | Average Weekday | CAISO | 1-in-10 | 2028 | 10 |  |  |  | 51.4916 | 1
| Zone | South of Lugo | 2 | Average Weekday | CAISO | 1-in-10 | 2028 | 11 |  |  |  | 54.8195 | 1
| Zone | South of Lugo | 2 | Average Weekday | CAISO | 1-in-10 | 2028 | 12 |  |  |  | 57.534 | 1
| Zone | South of Lugo | 2 | Average Weekday | CAISO | 1-in-10 | 2028 | 13 |  |  |  | 59.3894 | 1
| Zone | South of Lugo | 2 | Average Weekday | CAISO | 1-in-10 | 2028 | 14 |  |  |  | 60.8652 | 1
| Zone | South of Lugo | 2 | Average Weekday | CAISO | 1-in-10 | 2028 | 15 |  |  |  | 61.8626 | 1
| Zone | South of Lugo | 2 | Average Weekday | CAISO | 1-in-10 | 2028 | 16 |  |  |  | 62.3043 | 1
| Zone | South of Lugo | 2 | Average Weekday | CAISO | 1-in-10 | 2028 | 17 |  |  |  | 61.9535 | 1
| Zone | South of Lugo | 2 | Average Weekday | CAISO | 1-in-10 | 2028 | 18 |  |  |  | 60.687 | 1
| Zone | South of Lugo | 2 | Average Weekday | CAISO | 1-in-10 | 2028 | 19 |  |  |  | 58.4288 | 1
| Zone | South of Lugo | 2 | Average Weekday | CAISO | 1-in-10 | 2028 | 20 |  |  |  | 56.4787 | 1
| Zone | South of Lugo | 2 | Average Weekday | CAISO | 1-in-10 | 2028 | 21 |  |  |  | 55.0237 | 1
| Zone | South of Lugo | 2 | Average Weekday | CAISO | 1-in-10 | 2028 | 22 |  |  |  | 53.8691 | 1
| Zone | South of Lugo | 2 | Average Weekday | CAISO | 1-in-10 | 2028 | 23 |  |  |  | 52.692 | 1
| Zone | South of Lugo | 2 | Average Weekday | CAISO | 1-in-10 | 2028 | 24 |  |  |  | 51.4944 | 1
| Zone | South of Lugo | 2 | Monthly System Peak Day | CAISO | 1-in-10 | 2028 | 1 |  |  |  | 50.5583 | 1
| Zone | South of Lugo | 2 | Monthly System Peak Day | CAISO | 1-in-10 | 2028 | 2 |  |  |  | 50.3667 | 1
| Zone | South of Lugo | 2 | Monthly System Peak Day | CAISO | 1-in-10 | 2028 | 3 |  |  |  | 50.4675 | 1
| Zone | South of Lugo | 2 | Monthly System Peak Day | CAISO | 1-in-10 | 2028 | 4 |  |  |  | 49.9513 | 1
| Zone | South of Lugo | 2 | Monthly System Peak Day | CAISO | 1-in-10 | 2028 | 5 |  |  |  | 49.1213 | 1
| Zone | South of Lugo | 2 | Monthly System Peak Day | CAISO | 1-in-10 | 2028 | 6 |  |  |  | 48.0717 | 1
| Zone | South of Lugo | 2 | Monthly System Peak Day | CAISO | 1-in-10 | 2028 | 7 |  |  |  | 47.8104 | 1
| Zone | South of Lugo | 2 | Monthly System Peak Day | CAISO | 1-in-10 | 2028 | 8 |  |  |  | 47.5567 | 1
| Zone | South of Lugo | 2 | Monthly System Peak Day | CAISO | 1-in-10 | 2028 | 9 |  |  |  | 48.2592 | 1
| Zone | South of Lugo | 2 | Monthly System Peak Day | CAISO | 1-in-10 | 2028 | 10 |  |  |  | 50.1646 | 1
| Zone | South of Lugo | 2 | Monthly System Peak Day | CAISO | 1-in-10 | 2028 | 11 |  |  |  | 51.2163 | 1
| Zone | South of Lugo | 2 | Monthly System Peak Day | CAISO | 1-in-10 | 2028 | 12 |  |  |  | 52.3767 | 1
| Zone | South of Lugo | 2 | Monthly System Peak Day | CAISO | 1-in-10 | 2028 | 13 |  |  |  | 53.2642 | 1
| Zone | South of Lugo | 2 | Monthly System Peak Day | CAISO | 1-in-10 | 2028 | 14 |  |  |  | 54.6529 | 1
| Zone | South of Lugo | 2 | Monthly System Peak Day | CAISO | 1-in-10 | 2028 | 15 |  |  |  | 55.4296 | 1
| Zone | South of Lugo | 2 | Monthly System Peak Day | CAISO | 1-in-10 | 2028 | 16 |  |  |  | 55.7683 | 1
| Zone | South of Lugo | 2 | Monthly System Peak Day | CAISO | 1-in-10 | 2028 | 17 |  |  |  | 56.9792 | 1
| Zone | South of Lugo | 2 | Monthly System Peak Day | CAISO | 1-in-10 | 2028 | 18 |  |  |  | 56.9042 | 1
| Zone | South of Lugo | 2 | Monthly System Peak Day | CAISO | 1-in-10 | 2028 | 19 |  |  |  | 55.9379 | 1
| Zone | South of Lugo | 2 | Monthly System Peak Day | CAISO | 1-in-10 | 2028 | 20 |  |  |  | 54.5992 | 1
| Zone | South of Lugo | 2 | Monthly System Peak Day | CAISO | 1-in-10 | 2028 | 21 |  |  |  | 54.22 | 1
| Zone | South of Lugo | 2 | Monthly System Peak Day | CAISO | 1-in-10 | 2028 | 22 |  |  |  | 53.5638 | 1
| Zone | South of Lugo | 2 | Monthly System Peak Day | CAISO | 1-in-10 | 2028 | 23 |  |  |  | 52.9417 | 1
| Zone | South of Lugo | 2 | Monthly System Peak Day | CAISO | 1-in-10 | 2028 | 24 |  |  |  | 52.3658 | 1
| Zone | South of Lugo | 3 | Average Weekday | CAISO | 1-in-10 | 2028 | 1 |  |  |  | 60.2963 | 1
| Zone | South of Lugo | 3 | Average Weekday | CAISO | 1-in-10 | 2028 | 2 |  |  |  | 59.2613 | 1
| Zone | South of Lugo | 3 | Average Weekday | CAISO | 1-in-10 | 2028 | 3 |  |  |  | 58.2877 | 1
| Zone | South of Lugo | 3 | Average Weekday | CAISO | 1-in-10 | 2028 | 4 |  |  |  | 57.3831 | 1
| Zone | South of Lugo | 3 | Average Weekday | CAISO | 1-in-10 | 2028 | 5 |  |  |  | 56.6944 | 1
| Zone | South of Lugo | 3 | Average Weekday | CAISO | 1-in-10 | 2028 | 6 |  |  |  | 56.0616 | 1
| Zone | South of Lugo | 3 | Average Weekday | CAISO | 1-in-10 | 2028 | 7 |  |  |  | 55.7979 | 1
| Zone | South of Lugo | 3 | Average Weekday | CAISO | 1-in-10 | 2028 | 8 |  |  |  | 55.9064 | 1
| Zone | South of Lugo | 3 | Average Weekday | CAISO | 1-in-10 | 2028 | 9 |  |  |  | 57.5692 | 1
| Zone | South of Lugo | 3 | Average Weekday | CAISO | 1-in-10 | 2028 | 10 |  |  |  | 61.2746 | 1
| Zone | South of Lugo | 3 | Average Weekday | CAISO | 1-in-10 | 2028 | 11 |  |  |  | 65.6137 | 1
| Zone | South of Lugo | 3 | Average Weekday | CAISO | 1-in-10 | 2028 | 12 |  |  |  | 69.4158 | 1
| Zone | South of Lugo | 3 | Average Weekday | CAISO | 1-in-10 | 2028 | 13 |  |  |  | 72.2824 | 1
| Zone | South of Lugo | 3 | Average Weekday | CAISO | 1-in-10 | 2028 | 14 |  |  |  | 74.1994 | 1
| Zone | South of Lugo | 3 | Average Weekday | CAISO | 1-in-10 | 2028 | 15 |  |  |  | 75.3807 | 1
| Zone | South of Lugo | 3 | Average Weekday | CAISO | 1-in-10 | 2028 | 16 |  |  |  | 75.9072 | 1
| Zone | South of Lugo | 3 | Average Weekday | CAISO | 1-in-10 | 2028 | 17 |  |  |  | 75.6839 | 1
| Zone | South of Lugo | 3 | Average Weekday | CAISO | 1-in-10 | 2028 | 18 |  |  |  | 74.6285 | 1
| Zone | South of Lugo | 3 | Average Weekday | CAISO | 1-in-10 | 2028 | 19 |  |  |  | 72.6844 | 1
| Zone | South of Lugo | 3 | Average Weekday | CAISO | 1-in-10 | 2028 | 20 |  |  |  | 69.9169 | 1
| Zone | South of Lugo | 3 | Average Weekday | CAISO | 1-in-10 | 2028 | 21 |  |  |  | 67.2424 | 1
| Zone | South of Lugo | 3 | Average Weekday | CAISO | 1-in-10 | 2028 | 22 |  |  |  | 65.5237 | 1
| Zone | South of Lugo | 3 | Average Weekday | CAISO | 1-in-10 | 2028 | 23 |  |  |  | 64.1832 | 1
| Zone | South of Lugo | 3 | Average Weekday | CAISO | 1-in-10 | 2028 | 24 |  |  |  | 62.7782 | 1
| Zone | South of Lugo | 3 | Monthly System Peak Day | CAISO | 1-in-10 | 2028 | 1 |  |  |  | 68.5037 | 1
| Zone | South of Lugo | 3 | Monthly System Peak Day | CAISO | 1-in-10 | 2028 | 2 |  |  |  | 66.4238 | 1
| Zone | South of Lugo | 3 | Monthly System Peak Day | CAISO | 1-in-10 | 2028 | 3 |  |  |  | 64.0963 | 1
| Zone | South of Lugo | 3 | Monthly System Peak Day | CAISO | 1-in-10 | 2028 | 4 |  |  |  | 63.1083 | 1
| Zone | South of Lugo | 3 | Monthly System Peak Day | CAISO | 1-in-10 | 2028 | 5 |  |  |  | 62.7329 | 1
| Zone | South of Lugo | 3 | Monthly System Peak Day | CAISO | 1-in-10 | 2028 | 6 |  |  |  | 62.0687 | 1
| Zone | South of Lugo | 3 | Monthly System Peak Day | CAISO | 1-in-10 | 2028 | 7 |  |  |  | 62.6358 | 1
| Zone | South of Lugo | 3 | Monthly System Peak Day | CAISO | 1-in-10 | 2028 | 8 |  |  |  | 62.3296 | 1
| Zone | South of Lugo | 3 | Monthly System Peak Day | CAISO | 1-in-10 | 2028 | 9 |  |  |  | 63.6896 | 1
| Zone | South of Lugo | 3 | Monthly System Peak Day | CAISO | 1-in-10 | 2028 | 10 |  |  |  | 68.6396 | 1
| Zone | South of Lugo | 3 | Monthly System Peak Day | CAISO | 1-in-10 | 2028 | 11 |  |  |  | 73.7383 | 1
| Zone | South of Lugo | 3 | Monthly System Peak Day | CAISO | 1-in-10 | 2028 | 12 |  |  |  | 78.625 | 1
| Zone | South of Lugo | 3 | Monthly System Peak Day | CAISO | 1-in-10 | 2028 | 13 |  |  |  | 83.7042 | 1
| Zone | South of Lugo | 3 | Monthly System Peak Day | CAISO | 1-in-10 | 2028 | 14 |  |  |  | 86.0333 | 1
| Zone | South of Lugo | 3 | Monthly System Peak Day | CAISO | 1-in-10 | 2028 | 15 |  |  |  | 86.1917 | 1
| Zone | South of Lugo | 3 | Monthly System Peak Day | CAISO | 1-in-10 | 2028 | 16 |  |  |  | 86.85 | 1
| Zone | South of Lugo | 3 | Monthly System Peak Day | CAISO | 1-in-10 | 2028 | 17 |  |  |  | 87.7417 | 1
| Zone | South of Lugo | 3 | Monthly System Peak Day | CAISO | 1-in-10 | 2028 | 18 |  |  |  | 87.85 | 1
| Zone | South of Lugo | 3 | Monthly System Peak Day | CAISO | 1-in-10 | 2028 | 19 |  |  |  | 86.5292 | 1
| Zone | South of Lugo | 3 | Monthly System Peak Day | CAISO | 1-in-10 | 2028 | 20 |  |  |  | 83.8708 | 1
| Zone | South of Lugo | 3 | Monthly System Peak Day | CAISO | 1-in-10 | 2028 | 21 |  |  |  | 79.9542 | 1
| Zone | South of Lugo | 3 | Monthly System Peak Day | CAISO | 1-in-10 | 2028 | 22 |  |  |  | 77.2167 | 1
| Zone | South of Lugo | 3 | Monthly System Peak Day | CAISO | 1-in-10 | 2028 | 23 |  |  |  | 74.6879 | 1
| Zone | South of Lugo | 3 | Monthly System Peak Day | CAISO | 1-in-10 | 2028 | 24 |  |  |  | 71.3121 | 1
| Zone | South of Lugo | 4 | Average Weekday | CAISO | 1-in-10 | 2028 | 1 |  |  |  | 60.9105 | 1
| Zone | South of Lugo | 4 | Average Weekday | CAISO | 1-in-10 | 2028 | 2 |  |  |  | 59.8783 | 1
| Zone | South of Lugo | 4 | Average Weekday | CAISO | 1-in-10 | 2028 | 3 |  |  |  | 58.9176 | 1
| Zone | South of Lugo | 4 | Average Weekday | CAISO | 1-in-10 | 2028 | 4 |  |  |  | 58.0606 | 1
| Zone | South of Lugo | 4 | Average Weekday | CAISO | 1-in-10 | 2028 | 5 |  |  |  | 57.3193 | 1
| Zone | South of Lugo | 4 | Average Weekday | CAISO | 1-in-10 | 2028 | 6 |  |  |  | 56.7693 | 1
| Zone | South of Lugo | 4 | Average Weekday | CAISO | 1-in-10 | 2028 | 7 |  |  |  | 56.3674 | 1
| Zone | South of Lugo | 4 | Average Weekday | CAISO | 1-in-10 | 2028 | 8 |  |  |  | 56.449 | 1
| Zone | South of Lugo | 4 | Average Weekday | CAISO | 1-in-10 | 2028 | 9 |  |  |  | 58.5507 | 1
| Zone | South of Lugo | 4 | Average Weekday | CAISO | 1-in-10 | 2028 | 10 |  |  |  | 61.5935 | 1
| Zone | South of Lugo | 4 | Average Weekday | CAISO | 1-in-10 | 2028 | 11 |  |  |  | 65.1247 | 1
| Zone | South of Lugo | 4 | Average Weekday | CAISO | 1-in-10 | 2028 | 12 |  |  |  | 68.4544 | 1
| Zone | South of Lugo | 4 | Average Weekday | CAISO | 1-in-10 | 2028 | 13 |  |  |  | 70.7821 | 1
| Zone | South of Lugo | 4 | Average Weekday | CAISO | 1-in-10 | 2028 | 14 |  |  |  | 72.461 | 1
| Zone | South of Lugo | 4 | Average Weekday | CAISO | 1-in-10 | 2028 | 15 |  |  |  | 73.7676 | 1
| Zone | South of Lugo | 4 | Average Weekday | CAISO | 1-in-10 | 2028 | 16 |  |  |  | 74.4082 | 1
| Zone | South of Lugo | 4 | Average Weekday | CAISO | 1-in-10 | 2028 | 17 |  |  |  | 74.5491 | 1
| Zone | South of Lugo | 4 | Average Weekday | CAISO | 1-in-10 | 2028 | 18 |  |  |  | 73.8145 | 1
| Zone | South of Lugo | 4 | Average Weekday | CAISO | 1-in-10 | 2028 | 19 |  |  |  | 72.4343 | 1
| Zone | South of Lugo | 4 | Average Weekday | CAISO | 1-in-10 | 2028 | 20 |  |  |  | 70.1531 | 1
| Zone | South of Lugo | 4 | Average Weekday | CAISO | 1-in-10 | 2028 | 21 |  |  |  | 67.2656 | 1
| Zone | South of Lugo | 4 | Average Weekday | CAISO | 1-in-10 | 2028 | 22 |  |  |  | 65.1688 | 1
| Zone | South of Lugo | 4 | Average Weekday | CAISO | 1-in-10 | 2028 | 23 |  |  |  | 63.6692 | 1
| Zone | South of Lugo | 4 | Average Weekday | CAISO | 1-in-10 | 2028 | 24 |  |  |  | 62.3859 | 1
| Zone | South of Lugo | 4 | Monthly System Peak Day | CAISO | 1-in-10 | 2028 | 1 |  |  |  | 73.53 | 1
| Zone | South of Lugo | 4 | Monthly System Peak Day | CAISO | 1-in-10 | 2028 | 2 |  |  |  | 71.2246 | 1
| Zone | South of Lugo | 4 | Monthly System Peak Day | CAISO | 1-in-10 | 2028 | 3 |  |  |  | 69.5304 | 1
| Zone | South of Lugo | 4 | Monthly System Peak Day | CAISO | 1-in-10 | 2028 | 4 |  |  |  | 68.065 | 1
| Zone | South of Lugo | 4 | Monthly System Peak Day | CAISO | 1-in-10 | 2028 | 5 |  |  |  | 67.9058 | 1
| Zone | South of Lugo | 4 | Monthly System Peak Day | CAISO | 1-in-10 | 2028 | 6 |  |  |  | 68.3792 | 1
| Zone | South of Lugo | 4 | Monthly System Peak Day | CAISO | 1-in-10 | 2028 | 7 |  |  |  | 68.9758 | 1
| Zone | South of Lugo | 4 | Monthly System Peak Day | CAISO | 1-in-10 | 2028 | 8 |  |  |  | 69.4688 | 1
| Zone | South of Lugo | 4 | Monthly System Peak Day | CAISO | 1-in-10 | 2028 | 9 |  |  |  | 71.8479 | 1
| Zone | South of Lugo | 4 | Monthly System Peak Day | CAISO | 1-in-10 | 2028 | 10 |  |  |  | 75.5417 | 1
| Zone | South of Lugo | 4 | Monthly System Peak Day | CAISO | 1-in-10 | 2028 | 11 |  |  |  | 79.2292 | 1
| Zone | South of Lugo | 4 | Monthly System Peak Day | CAISO | 1-in-10 | 2028 | 12 |  |  |  | 83.0583 | 1
| Zone | South of Lugo | 4 | Monthly System Peak Day | CAISO | 1-in-10 | 2028 | 13 |  |  |  | 86.0375 | 1
| Zone | South of Lugo | 4 | Monthly System Peak Day | CAISO | 1-in-10 | 2028 | 14 |  |  |  | 87.9875 | 1
| Zone | South of Lugo | 4 | Monthly System Peak Day | CAISO | 1-in-10 | 2028 | 15 |  |  |  | 89.2875 | 1
| Zone | South of Lugo | 4 | Monthly System Peak Day | CAISO | 1-in-10 | 2028 | 16 |  |  |  | 90.6958 | 1
| Zone | South of Lugo | 4 | Monthly System Peak Day | CAISO | 1-in-10 | 2028 | 17 |  |  |  | 91.4333 | 1
| Zone | South of Lugo | 4 | Monthly System Peak Day | CAISO | 1-in-10 | 2028 | 18 |  |  |  | 91.6458 | 1
| Zone | South of Lugo | 4 | Monthly System Peak Day | CAISO | 1-in-10 | 2028 | 19 |  |  |  | 91.0833 | 1
| Zone | South of Lugo | 4 | Monthly System Peak Day | CAISO | 1-in-10 | 2028 | 20 |  |  |  | 89.3375 | 1
| Zone | South of Lugo | 4 | Monthly System Peak Day | CAISO | 1-in-10 | 2028 | 21 |  |  |  | 86.3208 | 1
| Zone | South of Lugo | 4 | Monthly System Peak Day | CAISO | 1-in-10 | 2028 | 22 |  |  |  | 83.8333 | 1
| Zone | South of Lugo | 4 | Monthly System Peak Day | CAISO | 1-in-10 | 2028 | 23 |  |  |  | 81.0917 | 1
| Zone | South of Lugo | 4 | Monthly System Peak Day | CAISO | 1-in-10 | 2028 | 24 |  |  |  | 78.1342 | 1
| Zone | South of Lugo | 5 | Average Weekday | CAISO | 1-in-10 | 2028 | 1 |  |  |  | 63.7261 | 1
| Zone | South of Lugo | 5 | Average Weekday | CAISO | 1-in-10 | 2028 | 2 |  |  |  | 62.7364 | 1
| Zone | South of Lugo | 5 | Average Weekday | CAISO | 1-in-10 | 2028 | 3 |  |  |  | 61.9172 | 1
| Zone | South of Lugo | 5 | Average Weekday | CAISO | 1-in-10 | 2028 | 4 |  |  |  | 61.2504 | 1
| Zone | South of Lugo | 5 | Average Weekday | CAISO | 1-in-10 | 2028 | 5 |  |  |  | 60.7132 | 1
| Zone | South of Lugo | 5 | Average Weekday | CAISO | 1-in-10 | 2028 | 6 |  |  |  | 60.3703 | 1
| Zone | South of Lugo | 5 | Average Weekday | CAISO | 1-in-10 | 2028 | 7 |  |  |  | 60.2288 | 1
| Zone | South of Lugo | 5 | Average Weekday | CAISO | 1-in-10 | 2028 | 8 |  |  |  | 60.9294 | 1
| Zone | South of Lugo | 5 | Average Weekday | CAISO | 1-in-10 | 2028 | 9 |  |  |  | 62.9482 | 1
| Zone | South of Lugo | 5 | Average Weekday | CAISO | 1-in-10 | 2028 | 10 |  |  |  | 65.7554 | 1
| Zone | South of Lugo | 5 | Average Weekday | CAISO | 1-in-10 | 2028 | 11 |  |  |  | 68.6938 | 1
| Zone | South of Lugo | 5 | Average Weekday | CAISO | 1-in-10 | 2028 | 12 |  |  |  | 71.3639 | 1
| Zone | South of Lugo | 5 | Average Weekday | CAISO | 1-in-10 | 2028 | 13 |  |  |  | 73.5492 | 1
| Zone | South of Lugo | 5 | Average Weekday | CAISO | 1-in-10 | 2028 | 14 |  |  |  | 75.3789 | 1
| Zone | South of Lugo | 5 | Average Weekday | CAISO | 1-in-10 | 2028 | 15 |  |  |  | 76.7811 | 1
| Zone | South of Lugo | 5 | Average Weekday | CAISO | 1-in-10 | 2028 | 16 |  |  |  | 77.6 | 1
| Zone | South of Lugo | 5 | Average Weekday | CAISO | 1-in-10 | 2028 | 17 |  |  |  | 77.8548 | 1
| Zone | South of Lugo | 5 | Average Weekday | CAISO | 1-in-10 | 2028 | 18 |  |  |  | 77.2107 | 1
| Zone | South of Lugo | 5 | Average Weekday | CAISO | 1-in-10 | 2028 | 19 |  |  |  | 75.8588 | 1
| Zone | South of Lugo | 5 | Average Weekday | CAISO | 1-in-10 | 2028 | 20 |  |  |  | 73.7457 | 1
| Zone | South of Lugo | 5 | Average Weekday | CAISO | 1-in-10 | 2028 | 21 |  |  |  | 70.633 | 1
| Zone | South of Lugo | 5 | Average Weekday | CAISO | 1-in-10 | 2028 | 22 |  |  |  | 67.8287 | 1
| Zone | South of Lugo | 5 | Average Weekday | CAISO | 1-in-10 | 2028 | 23 |  |  |  | 66.0136 | 1
| Zone | South of Lugo | 5 | Average Weekday | CAISO | 1-in-10 | 2028 | 24 |  |  |  | 64.7075 | 1
| Zone | South of Lugo | 5 | Monthly System Peak Day | CAISO | 1-in-10 | 2028 | 1 |  |  |  | 75.4321 | 1
| Zone | South of Lugo | 5 | Monthly System Peak Day | CAISO | 1-in-10 | 2028 | 2 |  |  |  | 73.9658 | 1
| Zone | South of Lugo | 5 | Monthly System Peak Day | CAISO | 1-in-10 | 2028 | 3 |  |  |  | 71.9892 | 1
| Zone | South of Lugo | 5 | Monthly System Peak Day | CAISO | 1-in-10 | 2028 | 4 |  |  |  | 70.9163 | 1
| Zone | South of Lugo | 5 | Monthly System Peak Day | CAISO | 1-in-10 | 2028 | 5 |  |  |  | 70.1583 | 1
| Zone | South of Lugo | 5 | Monthly System Peak Day | CAISO | 1-in-10 | 2028 | 6 |  |  |  | 68.9408 | 1
| Zone | South of Lugo | 5 | Monthly System Peak Day | CAISO | 1-in-10 | 2028 | 7 |  |  |  | 68.7504 | 1
| Zone | South of Lugo | 5 | Monthly System Peak Day | CAISO | 1-in-10 | 2028 | 8 |  |  |  | 69.4196 | 1
| Zone | South of Lugo | 5 | Monthly System Peak Day | CAISO | 1-in-10 | 2028 | 9 |  |  |  | 74.04 | 1
| Zone | South of Lugo | 5 | Monthly System Peak Day | CAISO | 1-in-10 | 2028 | 10 |  |  |  | 80.7083 | 1
| Zone | South of Lugo | 5 | Monthly System Peak Day | CAISO | 1-in-10 | 2028 | 11 |  |  |  | 86.8583 | 1
| Zone | South of Lugo | 5 | Monthly System Peak Day | CAISO | 1-in-10 | 2028 | 12 |  |  |  | 90.5875 | 1
| Zone | South of Lugo | 5 | Monthly System Peak Day | CAISO | 1-in-10 | 2028 | 13 |  |  |  | 93.1542 | 1
| Zone | South of Lugo | 5 | Monthly System Peak Day | CAISO | 1-in-10 | 2028 | 14 |  |  |  | 94.5167 | 1
| Zone | South of Lugo | 5 | Monthly System Peak Day | CAISO | 1-in-10 | 2028 | 15 |  |  |  | 96.05 | 1
| Zone | South of Lugo | 5 | Monthly System Peak Day | CAISO | 1-in-10 | 2028 | 16 |  |  |  | 96.5375 | 1
| Zone | South of Lugo | 5 | Monthly System Peak Day | CAISO | 1-in-10 | 2028 | 17 |  |  |  | 96.4417 | 1
| Zone | South of Lugo | 5 | Monthly System Peak Day | CAISO | 1-in-10 | 2028 | 18 |  |  |  | 95.3792 | 1
| Zone | South of Lugo | 5 | Monthly System Peak Day | CAISO | 1-in-10 | 2028 | 19 |  |  |  | 94.4625 | 1
| Zone | South of Lugo | 5 | Monthly System Peak Day | CAISO | 1-in-10 | 2028 | 20 |  |  |  | 91.6125 | 1
| Zone | South of Lugo | 5 | Monthly System Peak Day | CAISO | 1-in-10 | 2028 | 21 |  |  |  | 87.3083 | 1
| Zone | South of Lugo | 5 | Monthly System Peak Day | CAISO | 1-in-10 | 2028 | 22 |  |  |  | 83.1583 | 1
| Zone | South of Lugo | 5 | Monthly System Peak Day | CAISO | 1-in-10 | 2028 | 23 |  |  |  | 80.6958 | 1
| Zone | South of Lugo | 5 | Monthly System Peak Day | CAISO | 1-in-10 | 2028 | 24 |  |  |  | 78.2358 | 1
| Zone | South of Lugo | 6 | Average Weekday | CAISO | 1-in-10 | 2028 | 1 |  |  |  | 68.1974 | 1
| Zone | South of Lugo | 6 | Average Weekday | CAISO | 1-in-10 | 2028 | 2 |  |  |  | 67.4474 | 1
| Zone | South of Lugo | 6 | Average Weekday | CAISO | 1-in-10 | 2028 | 3 |  |  |  | 66.798 | 1
| Zone | South of Lugo | 6 | Average Weekday | CAISO | 1-in-10 | 2028 | 4 |  |  |  | 66.2248 | 1
| Zone | South of Lugo | 6 | Average Weekday | CAISO | 1-in-10 | 2028 | 5 |  |  |  | 65.7795 | 1
| Zone | South of Lugo | 6 | Average Weekday | CAISO | 1-in-10 | 2028 | 6 |  |  |  | 65.4266 | 1
| Zone | South of Lugo | 6 | Average Weekday | CAISO | 1-in-10 | 2028 | 7 |  |  |  | 65.2137 | 1
| Zone | South of Lugo | 6 | Average Weekday | CAISO | 1-in-10 | 2028 | 8 |  |  |  | 65.9904 | 1
| Zone | South of Lugo | 6 | Average Weekday | CAISO | 1-in-10 | 2028 | 9 |  |  |  | 67.8836 | 1
| Zone | South of Lugo | 6 | Average Weekday | CAISO | 1-in-10 | 2028 | 10 |  |  |  | 70.8703 | 1
| Zone | South of Lugo | 6 | Average Weekday | CAISO | 1-in-10 | 2028 | 11 |  |  |  | 74.0727 | 1
| Zone | South of Lugo | 6 | Average Weekday | CAISO | 1-in-10 | 2028 | 12 |  |  |  | 77.1926 | 1
| Zone | South of Lugo | 6 | Average Weekday | CAISO | 1-in-10 | 2028 | 13 |  |  |  | 79.5914 | 1
| Zone | South of Lugo | 6 | Average Weekday | CAISO | 1-in-10 | 2028 | 14 |  |  |  | 81.2857 | 1
| Zone | South of Lugo | 6 | Average Weekday | CAISO | 1-in-10 | 2028 | 15 |  |  |  | 82.4491 | 1
| Zone | South of Lugo | 6 | Average Weekday | CAISO | 1-in-10 | 2028 | 16 |  |  |  | 83.1785 | 1
| Zone | South of Lugo | 6 | Average Weekday | CAISO | 1-in-10 | 2028 | 17 |  |  |  | 83.0988 | 1
| Zone | South of Lugo | 6 | Average Weekday | CAISO | 1-in-10 | 2028 | 18 |  |  |  | 82.3115 | 1
| Zone | South of Lugo | 6 | Average Weekday | CAISO | 1-in-10 | 2028 | 19 |  |  |  | 80.9067 | 1
| Zone | South of Lugo | 6 | Average Weekday | CAISO | 1-in-10 | 2028 | 20 |  |  |  | 78.6574 | 1
| Zone | South of Lugo | 6 | Average Weekday | CAISO | 1-in-10 | 2028 | 21 |  |  |  | 75.6723 | 1
| Zone | South of Lugo | 6 | Average Weekday | CAISO | 1-in-10 | 2028 | 22 |  |  |  | 72.5495 | 1
| Zone | South of Lugo | 6 | Average Weekday | CAISO | 1-in-10 | 2028 | 23 |  |  |  | 70.5754 | 1
| Zone | South of Lugo | 6 | Average Weekday | CAISO | 1-in-10 | 2028 | 24 |  |  |  | 69.3238 | 1
| Zone | South of Lugo | 6 | Monthly System Peak Day | CAISO | 1-in-10 | 2028 | 1 |  |  |  | 76.1479 | 1
| Zone | South of Lugo | 6 | Monthly System Peak Day | CAISO | 1-in-10 | 2028 | 2 |  |  |  | 74.6371 | 1
| Zone | South of Lugo | 6 | Monthly System Peak Day | CAISO | 1-in-10 | 2028 | 3 |  |  |  | 73.4696 | 1
| Zone | South of Lugo | 6 | Monthly System Peak Day | CAISO | 1-in-10 | 2028 | 4 |  |  |  | 72.9638 | 1
| Zone | South of Lugo | 6 | Monthly System Peak Day | CAISO | 1-in-10 | 2028 | 5 |  |  |  | 71.9967 | 1
| Zone | South of Lugo | 6 | Monthly System Peak Day | CAISO | 1-in-10 | 2028 | 6 |  |  |  | 71.4208 | 1
| Zone | South of Lugo | 6 | Monthly System Peak Day | CAISO | 1-in-10 | 2028 | 7 |  |  |  | 70.8092 | 1
| Zone | South of Lugo | 6 | Monthly System Peak Day | CAISO | 1-in-10 | 2028 | 8 |  |  |  | 72.4 | 1
| Zone | South of Lugo | 6 | Monthly System Peak Day | CAISO | 1-in-10 | 2028 | 9 |  |  |  | 77.1679 | 1
| Zone | South of Lugo | 6 | Monthly System Peak Day | CAISO | 1-in-10 | 2028 | 10 |  |  |  | 83.4454 | 1
| Zone | South of Lugo | 6 | Monthly System Peak Day | CAISO | 1-in-10 | 2028 | 11 |  |  |  | 88.3342 | 1
| Zone | South of Lugo | 6 | Monthly System Peak Day | CAISO | 1-in-10 | 2028 | 12 |  |  |  | 92.0333 | 1
| Zone | South of Lugo | 6 | Monthly System Peak Day | CAISO | 1-in-10 | 2028 | 13 |  |  |  | 93.3167 | 1
| Zone | South of Lugo | 6 | Monthly System Peak Day | CAISO | 1-in-10 | 2028 | 14 |  |  |  | 94.8792 | 1
| Zone | South of Lugo | 6 | Monthly System Peak Day | CAISO | 1-in-10 | 2028 | 15 |  |  |  | 96.675 | 1
| Zone | South of Lugo | 6 | Monthly System Peak Day | CAISO | 1-in-10 | 2028 | 16 |  |  |  | 98.15 | 1
| Zone | South of Lugo | 6 | Monthly System Peak Day | CAISO | 1-in-10 | 2028 | 17 |  |  |  | 98.45 | 1
| Zone | South of Lugo | 6 | Monthly System Peak Day | CAISO | 1-in-10 | 2028 | 18 |  |  |  | 97.8292 | 1
| Zone | South of Lugo | 6 | Monthly System Peak Day | CAISO | 1-in-10 | 2028 | 19 |  |  |  | 95.9125 | 1
| Zone | South of Lugo | 6 | Monthly System Peak Day | CAISO | 1-in-10 | 2028 | 20 |  |  |  | 91.0208 | 1
| Zone | South of Lugo | 6 | Monthly System Peak Day | CAISO | 1-in-10 | 2028 | 21 |  |  |  | 87.25 | 1
| Zone | South of Lugo | 6 | Monthly System Peak Day | CAISO | 1-in-10 | 2028 | 22 |  |  |  | 83.8883 | 1
| Zone | South of Lugo | 6 | Monthly System Peak Day | CAISO | 1-in-10 | 2028 | 23 |  |  |  | 80.4692 | 1
| Zone | South of Lugo | 6 | Monthly System Peak Day | CAISO | 1-in-10 | 2028 | 24 |  |  |  | 77.9475 | 1
| Zone | South of Lugo | 7 | Average Weekday | CAISO | 1-in-10 | 2028 | 1 |  |  |  | 73.2748 | 1
| Zone | South of Lugo | 7 | Average Weekday | CAISO | 1-in-10 | 2028 | 2 |  |  |  | 72.448 | 1
| Zone | South of Lugo | 7 | Average Weekday | CAISO | 1-in-10 | 2028 | 3 |  |  |  | 71.6747 | 1
| Zone | South of Lugo | 7 | Average Weekday | CAISO | 1-in-10 | 2028 | 4 |  |  |  | 71.1028 | 1
| Zone | South of Lugo | 7 | Average Weekday | CAISO | 1-in-10 | 2028 | 5 |  |  |  | 70.6155 | 1
| Zone | South of Lugo | 7 | Average Weekday | CAISO | 1-in-10 | 2028 | 6 |  |  |  | 70.2457 | 1
| Zone | South of Lugo | 7 | Average Weekday | CAISO | 1-in-10 | 2028 | 7 |  |  |  | 70.057 | 1
| Zone | South of Lugo | 7 | Average Weekday | CAISO | 1-in-10 | 2028 | 8 |  |  |  | 70.6914 | 1
| Zone | South of Lugo | 7 | Average Weekday | CAISO | 1-in-10 | 2028 | 9 |  |  |  | 73.0913 | 1
| Zone | South of Lugo | 7 | Average Weekday | CAISO | 1-in-10 | 2028 | 10 |  |  |  | 76.3755 | 1
| Zone | South of Lugo | 7 | Average Weekday | CAISO | 1-in-10 | 2028 | 11 |  |  |  | 79.8781 | 1
| Zone | South of Lugo | 7 | Average Weekday | CAISO | 1-in-10 | 2028 | 12 |  |  |  | 83.1077 | 1
| Zone | South of Lugo | 7 | Average Weekday | CAISO | 1-in-10 | 2028 | 13 |  |  |  | 85.4249 | 1
| Zone | South of Lugo | 7 | Average Weekday | CAISO | 1-in-10 | 2028 | 14 |  |  |  | 87.0578 | 1
| Zone | South of Lugo | 7 | Average Weekday | CAISO | 1-in-10 | 2028 | 15 |  |  |  | 88.2055 | 1
| Zone | South of Lugo | 7 | Average Weekday | CAISO | 1-in-10 | 2028 | 16 |  |  |  | 88.8228 | 1
| Zone | South of Lugo | 7 | Average Weekday | CAISO | 1-in-10 | 2028 | 17 |  |  |  | 88.8724 | 1
| Zone | South of Lugo | 7 | Average Weekday | CAISO | 1-in-10 | 2028 | 18 |  |  |  | 88.0513 | 1
| Zone | South of Lugo | 7 | Average Weekday | CAISO | 1-in-10 | 2028 | 19 |  |  |  | 86.5336 | 1
| Zone | South of Lugo | 7 | Average Weekday | CAISO | 1-in-10 | 2028 | 20 |  |  |  | 84.1525 | 1
| Zone | South of Lugo | 7 | Average Weekday | CAISO | 1-in-10 | 2028 | 21 |  |  |  | 80.9126 | 1
| Zone | South of Lugo | 7 | Average Weekday | CAISO | 1-in-10 | 2028 | 22 |  |  |  | 77.7621 | 1
| Zone | South of Lugo | 7 | Average Weekday | CAISO | 1-in-10 | 2028 | 23 |  |  |  | 75.8771 | 1
| Zone | South of Lugo | 7 | Average Weekday | CAISO | 1-in-10 | 2028 | 24 |  |  |  | 74.689 | 1
| Zone | South of Lugo | 7 | Monthly System Peak Day | CAISO | 1-in-10 | 2028 | 1 |  |  |  | 78.0346 | 1
| Zone | South of Lugo | 7 | Monthly System Peak Day | CAISO | 1-in-10 | 2028 | 2 |  |  |  | 77.3 | 1
| Zone | South of Lugo | 7 | Monthly System Peak Day | CAISO | 1-in-10 | 2028 | 3 |  |  |  | 76.25 | 1
| Zone | South of Lugo | 7 | Monthly System Peak Day | CAISO | 1-in-10 | 2028 | 4 |  |  |  | 75.4923 | 1
| Zone | South of Lugo | 7 | Monthly System Peak Day | CAISO | 1-in-10 | 2028 | 5 |  |  |  | 74.9 | 1
| Zone | South of Lugo | 7 | Monthly System Peak Day | CAISO | 1-in-10 | 2028 | 6 |  |  |  | 74.5769 | 1
| Zone | South of Lugo | 7 | Monthly System Peak Day | CAISO | 1-in-10 | 2028 | 7 |  |  |  | 74.1154 | 1
| Zone | South of Lugo | 7 | Monthly System Peak Day | CAISO | 1-in-10 | 2028 | 8 |  |  |  | 74.5308 | 1
| Zone | South of Lugo | 7 | Monthly System Peak Day | CAISO | 1-in-10 | 2028 | 9 |  |  |  | 76.8808 | 1
| Zone | South of Lugo | 7 | Monthly System Peak Day | CAISO | 1-in-10 | 2028 | 10 |  |  |  | 80.3077 | 1
| Zone | South of Lugo | 7 | Monthly System Peak Day | CAISO | 1-in-10 | 2028 | 11 |  |  |  | 84.2154 | 1
| Zone | South of Lugo | 7 | Monthly System Peak Day | CAISO | 1-in-10 | 2028 | 12 |  |  |  | 87.6462 | 1
| Zone | South of Lugo | 7 | Monthly System Peak Day | CAISO | 1-in-10 | 2028 | 13 |  |  |  | 89.9615 | 1
| Zone | South of Lugo | 7 | Monthly System Peak Day | CAISO | 1-in-10 | 2028 | 14 |  |  |  | 91.9077 | 1
| Zone | South of Lugo | 7 | Monthly System Peak Day | CAISO | 1-in-10 | 2028 | 15 |  |  |  | 92.9538 | 1
| Zone | South of Lugo | 7 | Monthly System Peak Day | CAISO | 1-in-10 | 2028 | 16 |  |  |  | 93.35 | 1
| Zone | South of Lugo | 7 | Monthly System Peak Day | CAISO | 1-in-10 | 2028 | 17 |  |  |  | 92.4077 | 1
| Zone | South of Lugo | 7 | Monthly System Peak Day | CAISO | 1-in-10 | 2028 | 18 |  |  |  | 91.8615 | 1
| Zone | South of Lugo | 7 | Monthly System Peak Day | CAISO | 1-in-10 | 2028 | 19 |  |  |  | 90.0769 | 1
| Zone | South of Lugo | 7 | Monthly System Peak Day | CAISO | 1-in-10 | 2028 | 20 |  |  |  | 87.4385 | 1
| Zone | South of Lugo | 7 | Monthly System Peak Day | CAISO | 1-in-10 | 2028 | 21 |  |  |  | 84.0692 | 1
| Zone | South of Lugo | 7 | Monthly System Peak Day | CAISO | 1-in-10 | 2028 | 22 |  |  |  | 80.6692 | 1
| Zone | South of Lugo | 7 | Monthly System Peak Day | CAISO | 1-in-10 | 2028 | 23 |  |  |  | 79.05 | 1
| Zone | South of Lugo | 7 | Monthly System Peak Day | CAISO | 1-in-10 | 2028 | 24 |  |  |  | 78.0808 | 1
| Zone | South of Lugo | 8 | Average Weekday | CAISO | 1-in-10 | 2028 | 1 |  |  |  | 72.7156 | 1
| Zone | South of Lugo | 8 | Average Weekday | CAISO | 1-in-10 | 2028 | 2 |  |  |  | 71.9812 | 1
| Zone | South of Lugo | 8 | Average Weekday | CAISO | 1-in-10 | 2028 | 3 |  |  |  | 71.3497 | 1
| Zone | South of Lugo | 8 | Average Weekday | CAISO | 1-in-10 | 2028 | 4 |  |  |  | 70.8494 | 1
| Zone | South of Lugo | 8 | Average Weekday | CAISO | 1-in-10 | 2028 | 5 |  |  |  | 70.3368 | 1
| Zone | South of Lugo | 8 | Average Weekday | CAISO | 1-in-10 | 2028 | 6 |  |  |  | 70.0051 | 1
| Zone | South of Lugo | 8 | Average Weekday | CAISO | 1-in-10 | 2028 | 7 |  |  |  | 69.7096 | 1
| Zone | South of Lugo | 8 | Average Weekday | CAISO | 1-in-10 | 2028 | 8 |  |  |  | 69.8221 | 1
| Zone | South of Lugo | 8 | Average Weekday | CAISO | 1-in-10 | 2028 | 9 |  |  |  | 71.455 | 1
| Zone | South of Lugo | 8 | Average Weekday | CAISO | 1-in-10 | 2028 | 10 |  |  |  | 74.2379 | 1
| Zone | South of Lugo | 8 | Average Weekday | CAISO | 1-in-10 | 2028 | 11 |  |  |  | 77.4461 | 1
| Zone | South of Lugo | 8 | Average Weekday | CAISO | 1-in-10 | 2028 | 12 |  |  |  | 80.5549 | 1
| Zone | South of Lugo | 8 | Average Weekday | CAISO | 1-in-10 | 2028 | 13 |  |  |  | 83.149 | 1
| Zone | South of Lugo | 8 | Average Weekday | CAISO | 1-in-10 | 2028 | 14 |  |  |  | 85.1378 | 1
| Zone | South of Lugo | 8 | Average Weekday | CAISO | 1-in-10 | 2028 | 15 |  |  |  | 86.6323 | 1
| Zone | South of Lugo | 8 | Average Weekday | CAISO | 1-in-10 | 2028 | 16 |  |  |  | 87.3098 | 1
| Zone | South of Lugo | 8 | Average Weekday | CAISO | 1-in-10 | 2028 | 17 |  |  |  | 87.3765 | 1
| Zone | South of Lugo | 8 | Average Weekday | CAISO | 1-in-10 | 2028 | 18 |  |  |  | 86.429 | 1
| Zone | South of Lugo | 8 | Average Weekday | CAISO | 1-in-10 | 2028 | 19 |  |  |  | 84.8218 | 1
| Zone | South of Lugo | 8 | Average Weekday | CAISO | 1-in-10 | 2028 | 20 |  |  |  | 82.4445 | 1
| Zone | South of Lugo | 8 | Average Weekday | CAISO | 1-in-10 | 2028 | 21 |  |  |  | 79.065 | 1
| Zone | South of Lugo | 8 | Average Weekday | CAISO | 1-in-10 | 2028 | 22 |  |  |  | 76.5069 | 1
| Zone | South of Lugo | 8 | Average Weekday | CAISO | 1-in-10 | 2028 | 23 |  |  |  | 74.9988 | 1
| Zone | South of Lugo | 8 | Average Weekday | CAISO | 1-in-10 | 2028 | 24 |  |  |  | 73.8875 | 1
| Zone | South of Lugo | 8 | Monthly System Peak Day | CAISO | 1-in-10 | 2028 | 1 |  |  |  | 76.5865 | 1
| Zone | South of Lugo | 8 | Monthly System Peak Day | CAISO | 1-in-10 | 2028 | 2 |  |  |  | 75.6031 | 1
| Zone | South of Lugo | 8 | Monthly System Peak Day | CAISO | 1-in-10 | 2028 | 3 |  |  |  | 74.8508 | 1
| Zone | South of Lugo | 8 | Monthly System Peak Day | CAISO | 1-in-10 | 2028 | 4 |  |  |  | 74.2304 | 1
| Zone | South of Lugo | 8 | Monthly System Peak Day | CAISO | 1-in-10 | 2028 | 5 |  |  |  | 73.545 | 1
| Zone | South of Lugo | 8 | Monthly System Peak Day | CAISO | 1-in-10 | 2028 | 6 |  |  |  | 72.9512 | 1
| Zone | South of Lugo | 8 | Monthly System Peak Day | CAISO | 1-in-10 | 2028 | 7 |  |  |  | 72.6527 | 1
| Zone | South of Lugo | 8 | Monthly System Peak Day | CAISO | 1-in-10 | 2028 | 8 |  |  |  | 72.635 | 1
| Zone | South of Lugo | 8 | Monthly System Peak Day | CAISO | 1-in-10 | 2028 | 9 |  |  |  | 74.9908 | 1
| Zone | South of Lugo | 8 | Monthly System Peak Day | CAISO | 1-in-10 | 2028 | 10 |  |  |  | 79.5742 | 1
| Zone | South of Lugo | 8 | Monthly System Peak Day | CAISO | 1-in-10 | 2028 | 11 |  |  |  | 84.6231 | 1
| Zone | South of Lugo | 8 | Monthly System Peak Day | CAISO | 1-in-10 | 2028 | 12 |  |  |  | 89.3115 | 1
| Zone | South of Lugo | 8 | Monthly System Peak Day | CAISO | 1-in-10 | 2028 | 13 |  |  |  | 92.7423 | 1
| Zone | South of Lugo | 8 | Monthly System Peak Day | CAISO | 1-in-10 | 2028 | 14 |  |  |  | 95.65 | 1
| Zone | South of Lugo | 8 | Monthly System Peak Day | CAISO | 1-in-10 | 2028 | 15 |  |  |  | 96.65 | 1
| Zone | South of Lugo | 8 | Monthly System Peak Day | CAISO | 1-in-10 | 2028 | 16 |  |  |  | 96.5692 | 1
| Zone | South of Lugo | 8 | Monthly System Peak Day | CAISO | 1-in-10 | 2028 | 17 |  |  |  | 95.9769 | 1
| Zone | South of Lugo | 8 | Monthly System Peak Day | CAISO | 1-in-10 | 2028 | 18 |  |  |  | 95.2 | 1
| Zone | South of Lugo | 8 | Monthly System Peak Day | CAISO | 1-in-10 | 2028 | 19 |  |  |  | 93.7462 | 1
| Zone | South of Lugo | 8 | Monthly System Peak Day | CAISO | 1-in-10 | 2028 | 20 |  |  |  | 91.3885 | 1
| Zone | South of Lugo | 8 | Monthly System Peak Day | CAISO | 1-in-10 | 2028 | 21 |  |  |  | 87.0077 | 1
| Zone | South of Lugo | 8 | Monthly System Peak Day | CAISO | 1-in-10 | 2028 | 22 |  |  |  | 83.5154 | 1
| Zone | South of Lugo | 8 | Monthly System Peak Day | CAISO | 1-in-10 | 2028 | 23 |  |  |  | 81.9577 | 1
| Zone | South of Lugo | 8 | Monthly System Peak Day | CAISO | 1-in-10 | 2028 | 24 |  |  |  | 80.7146 | 1
| Zone | South of Lugo | 8 | Typical Event Day | CAISO | 1-in-10 | 2028 | 1 |  |  |  | 77.6788 | 1
| Zone | South of Lugo | 8 | Typical Event Day | CAISO | 1-in-10 | 2028 | 2 |  |  |  | 76.6273 | 1
| Zone | South of Lugo | 8 | Typical Event Day | CAISO | 1-in-10 | 2028 | 3 |  |  |  | 75.6454 | 1
| Zone | South of Lugo | 8 | Typical Event Day | CAISO | 1-in-10 | 2028 | 4 |  |  |  | 75.2181 | 1
| Zone | South of Lugo | 8 | Typical Event Day | CAISO | 1-in-10 | 2028 | 5 |  |  |  | 74.5275 | 1
| Zone | South of Lugo | 8 | Typical Event Day | CAISO | 1-in-10 | 2028 | 6 |  |  |  | 74.1489 | 1
| Zone | South of Lugo | 8 | Typical Event Day | CAISO | 1-in-10 | 2028 | 7 |  |  |  | 73.7937 | 1
| Zone | South of Lugo | 8 | Typical Event Day | CAISO | 1-in-10 | 2028 | 8 |  |  |  | 74.4358 | 1
| Zone | South of Lugo | 8 | Typical Event Day | CAISO | 1-in-10 | 2028 | 9 |  |  |  | 77.1125 | 1
| Zone | South of Lugo | 8 | Typical Event Day | CAISO | 1-in-10 | 2028 | 10 |  |  |  | 81.5061 | 1
| Zone | South of Lugo | 8 | Typical Event Day | CAISO | 1-in-10 | 2028 | 11 |  |  |  | 86.2935 | 1
| Zone | South of Lugo | 8 | Typical Event Day | CAISO | 1-in-10 | 2028 | 12 |  |  |  | 90.2077 | 1
| Zone | South of Lugo | 8 | Typical Event Day | CAISO | 1-in-10 | 2028 | 13 |  |  |  | 92.7231 | 1
| Zone | South of Lugo | 8 | Typical Event Day | CAISO | 1-in-10 | 2028 | 14 |  |  |  | 94.8365 | 1
| Zone | South of Lugo | 8 | Typical Event Day | CAISO | 1-in-10 | 2028 | 15 |  |  |  | 96.0702 | 1
| Zone | South of Lugo | 8 | Typical Event Day | CAISO | 1-in-10 | 2028 | 16 |  |  |  | 96.351 | 1
| Zone | South of Lugo | 8 | Typical Event Day | CAISO | 1-in-10 | 2028 | 17 |  |  |  | 96.1567 | 1
| Zone | South of Lugo | 8 | Typical Event Day | CAISO | 1-in-10 | 2028 | 18 |  |  |  | 95.3356 | 1
| Zone | South of Lugo | 8 | Typical Event Day | CAISO | 1-in-10 | 2028 | 19 |  |  |  | 93.6337 | 1
| Zone | South of Lugo | 8 | Typical Event Day | CAISO | 1-in-10 | 2028 | 20 |  |  |  | 90.574 | 1
| Zone | South of Lugo | 8 | Typical Event Day | CAISO | 1-in-10 | 2028 | 21 |  |  |  | 86.8538 | 1
| Zone | South of Lugo | 8 | Typical Event Day | CAISO | 1-in-10 | 2028 | 22 |  |  |  | 83.9704 | 1
| Zone | South of Lugo | 8 | Typical Event Day | CAISO | 1-in-10 | 2028 | 23 |  |  |  | 82.0871 | 1
| Zone | South of Lugo | 8 | Typical Event Day | CAISO | 1-in-10 | 2028 | 24 |  |  |  | 80.4009 | 1
| Zone | South of Lugo | 9 | Average Weekday | CAISO | 1-in-10 | 2028 | 1 |  |  |  | 73.2512 | 1
| Zone | South of Lugo | 9 | Average Weekday | CAISO | 1-in-10 | 2028 | 2 |  |  |  | 72.3685 | 1
| Zone | South of Lugo | 9 | Average Weekday | CAISO | 1-in-10 | 2028 | 3 |  |  |  | 71.6295 | 1
| Zone | South of Lugo | 9 | Average Weekday | CAISO | 1-in-10 | 2028 | 4 |  |  |  | 70.9846 | 1
| Zone | South of Lugo | 9 | Average Weekday | CAISO | 1-in-10 | 2028 | 5 |  |  |  | 70.4271 | 1
| Zone | South of Lugo | 9 | Average Weekday | CAISO | 1-in-10 | 2028 | 6 |  |  |  | 69.9244 | 1
| Zone | South of Lugo | 9 | Average Weekday | CAISO | 1-in-10 | 2028 | 7 |  |  |  | 69.5541 | 1
| Zone | South of Lugo | 9 | Average Weekday | CAISO | 1-in-10 | 2028 | 8 |  |  |  | 69.361 | 1
| Zone | South of Lugo | 9 | Average Weekday | CAISO | 1-in-10 | 2028 | 9 |  |  |  | 70.7113 | 1
| Zone | South of Lugo | 9 | Average Weekday | CAISO | 1-in-10 | 2028 | 10 |  |  |  | 73.6147 | 1
| Zone | South of Lugo | 9 | Average Weekday | CAISO | 1-in-10 | 2028 | 11 |  |  |  | 77.1101 | 1
| Zone | South of Lugo | 9 | Average Weekday | CAISO | 1-in-10 | 2028 | 12 |  |  |  | 80.43 | 1
| Zone | South of Lugo | 9 | Average Weekday | CAISO | 1-in-10 | 2028 | 13 |  |  |  | 83.0984 | 1
| Zone | South of Lugo | 9 | Average Weekday | CAISO | 1-in-10 | 2028 | 14 |  |  |  | 84.9046 | 1
| Zone | South of Lugo | 9 | Average Weekday | CAISO | 1-in-10 | 2028 | 15 |  |  |  | 86.2075 | 1
| Zone | South of Lugo | 9 | Average Weekday | CAISO | 1-in-10 | 2028 | 16 |  |  |  | 86.7527 | 1
| Zone | South of Lugo | 9 | Average Weekday | CAISO | 1-in-10 | 2028 | 17 |  |  |  | 86.7156 | 1
| Zone | South of Lugo | 9 | Average Weekday | CAISO | 1-in-10 | 2028 | 18 |  |  |  | 85.846 | 1
| Zone | South of Lugo | 9 | Average Weekday | CAISO | 1-in-10 | 2028 | 19 |  |  |  | 84.0648 | 1
| Zone | South of Lugo | 9 | Average Weekday | CAISO | 1-in-10 | 2028 | 20 |  |  |  | 81.1436 | 1
| Zone | South of Lugo | 9 | Average Weekday | CAISO | 1-in-10 | 2028 | 21 |  |  |  | 78.0516 | 1
| Zone | South of Lugo | 9 | Average Weekday | CAISO | 1-in-10 | 2028 | 22 |  |  |  | 76.2339 | 1
| Zone | South of Lugo | 9 | Average Weekday | CAISO | 1-in-10 | 2028 | 23 |  |  |  | 74.88 | 1
| Zone | South of Lugo | 9 | Average Weekday | CAISO | 1-in-10 | 2028 | 24 |  |  |  | 73.7799 | 1
| Zone | South of Lugo | 9 | Monthly System Peak Day | CAISO | 1-in-10 | 2028 | 1 |  |  |  | 80.4154 | 1
| Zone | South of Lugo | 9 | Monthly System Peak Day | CAISO | 1-in-10 | 2028 | 2 |  |  |  | 79.4231 | 1
| Zone | South of Lugo | 9 | Monthly System Peak Day | CAISO | 1-in-10 | 2028 | 3 |  |  |  | 78.4577 | 1
| Zone | South of Lugo | 9 | Monthly System Peak Day | CAISO | 1-in-10 | 2028 | 4 |  |  |  | 78.5885 | 1
| Zone | South of Lugo | 9 | Monthly System Peak Day | CAISO | 1-in-10 | 2028 | 5 |  |  |  | 78.0654 | 1
| Zone | South of Lugo | 9 | Monthly System Peak Day | CAISO | 1-in-10 | 2028 | 6 |  |  |  | 78.0231 | 1
| Zone | South of Lugo | 9 | Monthly System Peak Day | CAISO | 1-in-10 | 2028 | 7 |  |  |  | 77.9923 | 1
| Zone | South of Lugo | 9 | Monthly System Peak Day | CAISO | 1-in-10 | 2028 | 8 |  |  |  | 78.6615 | 1
| Zone | South of Lugo | 9 | Monthly System Peak Day | CAISO | 1-in-10 | 2028 | 9 |  |  |  | 80.0038 | 1
| Zone | South of Lugo | 9 | Monthly System Peak Day | CAISO | 1-in-10 | 2028 | 10 |  |  |  | 83.3539 | 1
| Zone | South of Lugo | 9 | Monthly System Peak Day | CAISO | 1-in-10 | 2028 | 11 |  |  |  | 88.6538 | 1
| Zone | South of Lugo | 9 | Monthly System Peak Day | CAISO | 1-in-10 | 2028 | 12 |  |  |  | 92.4654 | 1
| Zone | South of Lugo | 9 | Monthly System Peak Day | CAISO | 1-in-10 | 2028 | 13 |  |  |  | 95.6692 | 1
| Zone | South of Lugo | 9 | Monthly System Peak Day | CAISO | 1-in-10 | 2028 | 14 |  |  |  | 97.75 | 1
| Zone | South of Lugo | 9 | Monthly System Peak Day | CAISO | 1-in-10 | 2028 | 15 |  |  |  | 98.8462 | 1
| Zone | South of Lugo | 9 | Monthly System Peak Day | CAISO | 1-in-10 | 2028 | 16 |  |  |  | 98.1269 | 1
| Zone | South of Lugo | 9 | Monthly System Peak Day | CAISO | 1-in-10 | 2028 | 17 |  |  |  | 98.4923 | 1
| Zone | South of Lugo | 9 | Monthly System Peak Day | CAISO | 1-in-10 | 2028 | 18 |  |  |  | 97.0962 | 1
| Zone | South of Lugo | 9 | Monthly System Peak Day | CAISO | 1-in-10 | 2028 | 19 |  |  |  | 95.35 | 1
| Zone | South of Lugo | 9 | Monthly System Peak Day | CAISO | 1-in-10 | 2028 | 20 |  |  |  | 93.2 | 1
| Zone | South of Lugo | 9 | Monthly System Peak Day | CAISO | 1-in-10 | 2028 | 21 |  |  |  | 89.9038 | 1
| Zone | South of Lugo | 9 | Monthly System Peak Day | CAISO | 1-in-10 | 2028 | 22 |  |  |  | 88.5577 | 1
| Zone | South of Lugo | 9 | Monthly System Peak Day | CAISO | 1-in-10 | 2028 | 23 |  |  |  | 87.4885 | 1
| Zone | South of Lugo | 9 | Monthly System Peak Day | CAISO | 1-in-10 | 2028 | 24 |  |  |  | 85.3615 | 1
| Zone | South of Lugo | 10 | Average Weekday | CAISO | 1-in-10 | 2028 | 1 |  |  |  | 69.762 | 1
| Zone | South of Lugo | 10 | Average Weekday | CAISO | 1-in-10 | 2028 | 2 |  |  |  | 68.8745 | 1
| Zone | South of Lugo | 10 | Average Weekday | CAISO | 1-in-10 | 2028 | 3 |  |  |  | 68.1604 | 1
| Zone | South of Lugo | 10 | Average Weekday | CAISO | 1-in-10 | 2028 | 4 |  |  |  | 67.4921 | 1
| Zone | South of Lugo | 10 | Average Weekday | CAISO | 1-in-10 | 2028 | 5 |  |  |  | 66.8849 | 1
| Zone | South of Lugo | 10 | Average Weekday | CAISO | 1-in-10 | 2028 | 6 |  |  |  | 66.4737 | 1
| Zone | South of Lugo | 10 | Average Weekday | CAISO | 1-in-10 | 2028 | 7 |  |  |  | 66.0452 | 1
| Zone | South of Lugo | 10 | Average Weekday | CAISO | 1-in-10 | 2028 | 8 |  |  |  | 65.7944 | 1
| Zone | South of Lugo | 10 | Average Weekday | CAISO | 1-in-10 | 2028 | 9 |  |  |  | 66.4184 | 1
| Zone | South of Lugo | 10 | Average Weekday | CAISO | 1-in-10 | 2028 | 10 |  |  |  | 69.4546 | 1
| Zone | South of Lugo | 10 | Average Weekday | CAISO | 1-in-10 | 2028 | 11 |  |  |  | 73.0169 | 1
| Zone | South of Lugo | 10 | Average Weekday | CAISO | 1-in-10 | 2028 | 12 |  |  |  | 76.5501 | 1
| Zone | South of Lugo | 10 | Average Weekday | CAISO | 1-in-10 | 2028 | 13 |  |  |  | 79.3305 | 1
| Zone | South of Lugo | 10 | Average Weekday | CAISO | 1-in-10 | 2028 | 14 |  |  |  | 81.3196 | 1
| Zone | South of Lugo | 10 | Average Weekday | CAISO | 1-in-10 | 2028 | 15 |  |  |  | 82.45 | 1
| Zone | South of Lugo | 10 | Average Weekday | CAISO | 1-in-10 | 2028 | 16 |  |  |  | 82.92 | 1
| Zone | South of Lugo | 10 | Average Weekday | CAISO | 1-in-10 | 2028 | 17 |  |  |  | 82.7609 | 1
| Zone | South of Lugo | 10 | Average Weekday | CAISO | 1-in-10 | 2028 | 18 |  |  |  | 82.0538 | 1
| Zone | South of Lugo | 10 | Average Weekday | CAISO | 1-in-10 | 2028 | 19 |  |  |  | 80.0614 | 1
| Zone | South of Lugo | 10 | Average Weekday | CAISO | 1-in-10 | 2028 | 20 |  |  |  | 76.8669 | 1
| Zone | South of Lugo | 10 | Average Weekday | CAISO | 1-in-10 | 2028 | 21 |  |  |  | 74.5837 | 1
| Zone | South of Lugo | 10 | Average Weekday | CAISO | 1-in-10 | 2028 | 22 |  |  |  | 73.102 | 1
| Zone | South of Lugo | 10 | Average Weekday | CAISO | 1-in-10 | 2028 | 23 |  |  |  | 71.9026 | 1
| Zone | South of Lugo | 10 | Average Weekday | CAISO | 1-in-10 | 2028 | 24 |  |  |  | 70.842 | 1
| Zone | South of Lugo | 10 | Monthly System Peak Day | CAISO | 1-in-10 | 2028 | 1 |  |  |  | 78.9042 | 1
| Zone | South of Lugo | 10 | Monthly System Peak Day | CAISO | 1-in-10 | 2028 | 2 |  |  |  | 78.3579 | 1
| Zone | South of Lugo | 10 | Monthly System Peak Day | CAISO | 1-in-10 | 2028 | 3 |  |  |  | 77.6125 | 1
| Zone | South of Lugo | 10 | Monthly System Peak Day | CAISO | 1-in-10 | 2028 | 4 |  |  |  | 76.5121 | 1
| Zone | South of Lugo | 10 | Monthly System Peak Day | CAISO | 1-in-10 | 2028 | 5 |  |  |  | 76.4137 | 1
| Zone | South of Lugo | 10 | Monthly System Peak Day | CAISO | 1-in-10 | 2028 | 6 |  |  |  | 75.9492 | 1
| Zone | South of Lugo | 10 | Monthly System Peak Day | CAISO | 1-in-10 | 2028 | 7 |  |  |  | 75.1142 | 1
| Zone | South of Lugo | 10 | Monthly System Peak Day | CAISO | 1-in-10 | 2028 | 8 |  |  |  | 74.7821 | 1
| Zone | South of Lugo | 10 | Monthly System Peak Day | CAISO | 1-in-10 | 2028 | 9 |  |  |  | 75.8142 | 1
| Zone | South of Lugo | 10 | Monthly System Peak Day | CAISO | 1-in-10 | 2028 | 10 |  |  |  | 79.1917 | 1
| Zone | South of Lugo | 10 | Monthly System Peak Day | CAISO | 1-in-10 | 2028 | 11 |  |  |  | 83.05 | 1
| Zone | South of Lugo | 10 | Monthly System Peak Day | CAISO | 1-in-10 | 2028 | 12 |  |  |  | 86.3667 | 1
| Zone | South of Lugo | 10 | Monthly System Peak Day | CAISO | 1-in-10 | 2028 | 13 |  |  |  | 88.6333 | 1
| Zone | South of Lugo | 10 | Monthly System Peak Day | CAISO | 1-in-10 | 2028 | 14 |  |  |  | 90.0042 | 1
| Zone | South of Lugo | 10 | Monthly System Peak Day | CAISO | 1-in-10 | 2028 | 15 |  |  |  | 90.7042 | 1
| Zone | South of Lugo | 10 | Monthly System Peak Day | CAISO | 1-in-10 | 2028 | 16 |  |  |  | 91.5292 | 1
| Zone | South of Lugo | 10 | Monthly System Peak Day | CAISO | 1-in-10 | 2028 | 17 |  |  |  | 90.9167 | 1
| Zone | South of Lugo | 10 | Monthly System Peak Day | CAISO | 1-in-10 | 2028 | 18 |  |  |  | 89.5 | 1
| Zone | South of Lugo | 10 | Monthly System Peak Day | CAISO | 1-in-10 | 2028 | 19 |  |  |  | 85.9708 | 1
| Zone | South of Lugo | 10 | Monthly System Peak Day | CAISO | 1-in-10 | 2028 | 20 |  |  |  | 82.3375 | 1
| Zone | South of Lugo | 10 | Monthly System Peak Day | CAISO | 1-in-10 | 2028 | 21 |  |  |  | 79.3125 | 1
| Zone | South of Lugo | 10 | Monthly System Peak Day | CAISO | 1-in-10 | 2028 | 22 |  |  |  | 77.4458 | 1
| Zone | South of Lugo | 10 | Monthly System Peak Day | CAISO | 1-in-10 | 2028 | 23 |  |  |  | 76.4558 | 1
| Zone | South of Lugo | 10 | Monthly System Peak Day | CAISO | 1-in-10 | 2028 | 24 |  |  |  | 75.52 | 1
| Zone | South of Lugo | 11 | Average Weekday | CAISO | 1-in-10 | 2028 | 1 |  |  |  | 58.4899 | 1
| Zone | South of Lugo | 11 | Average Weekday | CAISO | 1-in-10 | 2028 | 2 |  |  |  | 57.4303 | 1
| Zone | South of Lugo | 11 | Average Weekday | CAISO | 1-in-10 | 2028 | 3 |  |  |  | 56.5965 | 1
| Zone | South of Lugo | 11 | Average Weekday | CAISO | 1-in-10 | 2028 | 4 |  |  |  | 55.7784 | 1
| Zone | South of Lugo | 11 | Average Weekday | CAISO | 1-in-10 | 2028 | 5 |  |  |  | 55.1225 | 1
| Zone | South of Lugo | 11 | Average Weekday | CAISO | 1-in-10 | 2028 | 6 |  |  |  | 54.5133 | 1
| Zone | South of Lugo | 11 | Average Weekday | CAISO | 1-in-10 | 2028 | 7 |  |  |  | 54.2276 | 1
| Zone | South of Lugo | 11 | Average Weekday | CAISO | 1-in-10 | 2028 | 8 |  |  |  | 54.2096 | 1
| Zone | South of Lugo | 11 | Average Weekday | CAISO | 1-in-10 | 2028 | 9 |  |  |  | 56.0514 | 1
| Zone | South of Lugo | 11 | Average Weekday | CAISO | 1-in-10 | 2028 | 10 |  |  |  | 60.0331 | 1
| Zone | South of Lugo | 11 | Average Weekday | CAISO | 1-in-10 | 2028 | 11 |  |  |  | 64.3807 | 1
| Zone | South of Lugo | 11 | Average Weekday | CAISO | 1-in-10 | 2028 | 12 |  |  |  | 67.9142 | 1
| Zone | South of Lugo | 11 | Average Weekday | CAISO | 1-in-10 | 2028 | 13 |  |  |  | 70.4422 | 1
| Zone | South of Lugo | 11 | Average Weekday | CAISO | 1-in-10 | 2028 | 14 |  |  |  | 72.0209 | 1
| Zone | South of Lugo | 11 | Average Weekday | CAISO | 1-in-10 | 2028 | 15 |  |  |  | 72.7246 | 1
| Zone | South of Lugo | 11 | Average Weekday | CAISO | 1-in-10 | 2028 | 16 |  |  |  | 72.8761 | 1
| Zone | South of Lugo | 11 | Average Weekday | CAISO | 1-in-10 | 2028 | 17 |  |  |  | 72.1405 | 1
| Zone | South of Lugo | 11 | Average Weekday | CAISO | 1-in-10 | 2028 | 18 |  |  |  | 70.1961 | 1
| Zone | South of Lugo | 11 | Average Weekday | CAISO | 1-in-10 | 2028 | 19 |  |  |  | 67.6438 | 1
| Zone | South of Lugo | 11 | Average Weekday | CAISO | 1-in-10 | 2028 | 20 |  |  |  | 65.549 | 1
| Zone | South of Lugo | 11 | Average Weekday | CAISO | 1-in-10 | 2028 | 21 |  |  |  | 63.8706 | 1
| Zone | South of Lugo | 11 | Average Weekday | CAISO | 1-in-10 | 2028 | 22 |  |  |  | 62.2114 | 1
| Zone | South of Lugo | 11 | Average Weekday | CAISO | 1-in-10 | 2028 | 23 |  |  |  | 60.8032 | 1
| Zone | South of Lugo | 11 | Average Weekday | CAISO | 1-in-10 | 2028 | 24 |  |  |  | 59.5623 | 1
| Zone | South of Lugo | 11 | Monthly System Peak Day | CAISO | 1-in-10 | 2028 | 1 |  |  |  | 72.1583 | 1
| Zone | South of Lugo | 11 | Monthly System Peak Day | CAISO | 1-in-10 | 2028 | 2 |  |  |  | 70.2483 | 1
| Zone | South of Lugo | 11 | Monthly System Peak Day | CAISO | 1-in-10 | 2028 | 3 |  |  |  | 69.6879 | 1
| Zone | South of Lugo | 11 | Monthly System Peak Day | CAISO | 1-in-10 | 2028 | 4 |  |  |  | 68.1242 | 1
| Zone | South of Lugo | 11 | Monthly System Peak Day | CAISO | 1-in-10 | 2028 | 5 |  |  |  | 67.2212 | 1
| Zone | South of Lugo | 11 | Monthly System Peak Day | CAISO | 1-in-10 | 2028 | 6 |  |  |  | 66.5896 | 1
| Zone | South of Lugo | 11 | Monthly System Peak Day | CAISO | 1-in-10 | 2028 | 7 |  |  |  | 66.7892 | 1
| Zone | South of Lugo | 11 | Monthly System Peak Day | CAISO | 1-in-10 | 2028 | 8 |  |  |  | 67.9879 | 1
| Zone | South of Lugo | 11 | Monthly System Peak Day | CAISO | 1-in-10 | 2028 | 9 |  |  |  | 69.6179 | 1
| Zone | South of Lugo | 11 | Monthly System Peak Day | CAISO | 1-in-10 | 2028 | 10 |  |  |  | 73.6738 | 1
| Zone | South of Lugo | 11 | Monthly System Peak Day | CAISO | 1-in-10 | 2028 | 11 |  |  |  | 80.8958 | 1
| Zone | South of Lugo | 11 | Monthly System Peak Day | CAISO | 1-in-10 | 2028 | 12 |  |  |  | 87.0333 | 1
| Zone | South of Lugo | 11 | Monthly System Peak Day | CAISO | 1-in-10 | 2028 | 13 |  |  |  | 90.2167 | 1
| Zone | South of Lugo | 11 | Monthly System Peak Day | CAISO | 1-in-10 | 2028 | 14 |  |  |  | 91.8417 | 1
| Zone | South of Lugo | 11 | Monthly System Peak Day | CAISO | 1-in-10 | 2028 | 15 |  |  |  | 92.325 | 1
| Zone | South of Lugo | 11 | Monthly System Peak Day | CAISO | 1-in-10 | 2028 | 16 |  |  |  | 92.3417 | 1
| Zone | South of Lugo | 11 | Monthly System Peak Day | CAISO | 1-in-10 | 2028 | 17 |  |  |  | 91.4417 | 1
| Zone | South of Lugo | 11 | Monthly System Peak Day | CAISO | 1-in-10 | 2028 | 18 |  |  |  | 89.6292 | 1
| Zone | South of Lugo | 11 | Monthly System Peak Day | CAISO | 1-in-10 | 2028 | 19 |  |  |  | 86.7167 | 1
| Zone | South of Lugo | 11 | Monthly System Peak Day | CAISO | 1-in-10 | 2028 | 20 |  |  |  | 83.3458 | 1
| Zone | South of Lugo | 11 | Monthly System Peak Day | CAISO | 1-in-10 | 2028 | 21 |  |  |  | 80.0625 | 1
| Zone | South of Lugo | 11 | Monthly System Peak Day | CAISO | 1-in-10 | 2028 | 22 |  |  |  | 77.0746 | 1
| Zone | South of Lugo | 11 | Monthly System Peak Day | CAISO | 1-in-10 | 2028 | 23 |  |  |  | 74.9146 | 1
| Zone | South of Lugo | 11 | Monthly System Peak Day | CAISO | 1-in-10 | 2028 | 24 |  |  |  | 72.6104 | 1
| Zone | South of Lugo | 12 | Average Weekday | CAISO | 1-in-10 | 2028 | 1 |  |  |  | 54.0147 | 1
| Zone | South of Lugo | 12 | Average Weekday | CAISO | 1-in-10 | 2028 | 2 |  |  |  | 53.2901 | 1
| Zone | South of Lugo | 12 | Average Weekday | CAISO | 1-in-10 | 2028 | 3 |  |  |  | 52.5871 | 1
| Zone | South of Lugo | 12 | Average Weekday | CAISO | 1-in-10 | 2028 | 4 |  |  |  | 52.1177 | 1
| Zone | South of Lugo | 12 | Average Weekday | CAISO | 1-in-10 | 2028 | 5 |  |  |  | 51.6393 | 1
| Zone | South of Lugo | 12 | Average Weekday | CAISO | 1-in-10 | 2028 | 6 |  |  |  | 51.2256 | 1
| Zone | South of Lugo | 12 | Average Weekday | CAISO | 1-in-10 | 2028 | 7 |  |  |  | 50.9149 | 1
| Zone | South of Lugo | 12 | Average Weekday | CAISO | 1-in-10 | 2028 | 8 |  |  |  | 50.9494 | 1
| Zone | South of Lugo | 12 | Average Weekday | CAISO | 1-in-10 | 2028 | 9 |  |  |  | 52.0114 | 1
| Zone | South of Lugo | 12 | Average Weekday | CAISO | 1-in-10 | 2028 | 10 |  |  |  | 54.7951 | 1
| Zone | South of Lugo | 12 | Average Weekday | CAISO | 1-in-10 | 2028 | 11 |  |  |  | 58.1077 | 1
| Zone | South of Lugo | 12 | Average Weekday | CAISO | 1-in-10 | 2028 | 12 |  |  |  | 61.0246 | 1
| Zone | South of Lugo | 12 | Average Weekday | CAISO | 1-in-10 | 2028 | 13 |  |  |  | 62.9836 | 1
| Zone | South of Lugo | 12 | Average Weekday | CAISO | 1-in-10 | 2028 | 14 |  |  |  | 64.2755 | 1
| Zone | South of Lugo | 12 | Average Weekday | CAISO | 1-in-10 | 2028 | 15 |  |  |  | 65.0072 | 1
| Zone | South of Lugo | 12 | Average Weekday | CAISO | 1-in-10 | 2028 | 16 |  |  |  | 65.0444 | 1
| Zone | South of Lugo | 12 | Average Weekday | CAISO | 1-in-10 | 2028 | 17 |  |  |  | 64.1948 | 1
| Zone | South of Lugo | 12 | Average Weekday | CAISO | 1-in-10 | 2028 | 18 |  |  |  | 62.2119 | 1
| Zone | South of Lugo | 12 | Average Weekday | CAISO | 1-in-10 | 2028 | 19 |  |  |  | 60.0996 | 1
| Zone | South of Lugo | 12 | Average Weekday | CAISO | 1-in-10 | 2028 | 20 |  |  |  | 58.7166 | 1
| Zone | South of Lugo | 12 | Average Weekday | CAISO | 1-in-10 | 2028 | 21 |  |  |  | 57.5832 | 1
| Zone | South of Lugo | 12 | Average Weekday | CAISO | 1-in-10 | 2028 | 22 |  |  |  | 56.4118 | 1
| Zone | South of Lugo | 12 | Average Weekday | CAISO | 1-in-10 | 2028 | 23 |  |  |  | 55.4977 | 1
| Zone | South of Lugo | 12 | Average Weekday | CAISO | 1-in-10 | 2028 | 24 |  |  |  | 54.7114 | 1
| Zone | South of Lugo | 12 | Monthly System Peak Day | CAISO | 1-in-10 | 2028 | 1 |  |  |  | 43.1621 | 1
| Zone | South of Lugo | 12 | Monthly System Peak Day | CAISO | 1-in-10 | 2028 | 2 |  |  |  | 42.165 | 1
| Zone | South of Lugo | 12 | Monthly System Peak Day | CAISO | 1-in-10 | 2028 | 3 |  |  |  | 41.1825 | 1
| Zone | South of Lugo | 12 | Monthly System Peak Day | CAISO | 1-in-10 | 2028 | 4 |  |  |  | 40.5287 | 1
| Zone | South of Lugo | 12 | Monthly System Peak Day | CAISO | 1-in-10 | 2028 | 5 |  |  |  | 39.7692 | 1
| Zone | South of Lugo | 12 | Monthly System Peak Day | CAISO | 1-in-10 | 2028 | 6 |  |  |  | 38.9567 | 1
| Zone | South of Lugo | 12 | Monthly System Peak Day | CAISO | 1-in-10 | 2028 | 7 |  |  |  | 38.7854 | 1
| Zone | South of Lugo | 12 | Monthly System Peak Day | CAISO | 1-in-10 | 2028 | 8 |  |  |  | 39.3121 | 1
| Zone | South of Lugo | 12 | Monthly System Peak Day | CAISO | 1-in-10 | 2028 | 9 |  |  |  | 40.7854 | 1
| Zone | South of Lugo | 12 | Monthly System Peak Day | CAISO | 1-in-10 | 2028 | 10 |  |  |  | 44.9875 | 1
| Zone | South of Lugo | 12 | Monthly System Peak Day | CAISO | 1-in-10 | 2028 | 11 |  |  |  | 49.3725 | 1
| Zone | South of Lugo | 12 | Monthly System Peak Day | CAISO | 1-in-10 | 2028 | 12 |  |  |  | 51.6942 | 1
| Zone | South of Lugo | 12 | Monthly System Peak Day | CAISO | 1-in-10 | 2028 | 13 |  |  |  | 52.3162 | 1
| Zone | South of Lugo | 12 | Monthly System Peak Day | CAISO | 1-in-10 | 2028 | 14 |  |  |  | 53.53 | 1
| Zone | South of Lugo | 12 | Monthly System Peak Day | CAISO | 1-in-10 | 2028 | 15 |  |  |  | 54.5529 | 1
| Zone | South of Lugo | 12 | Monthly System Peak Day | CAISO | 1-in-10 | 2028 | 16 |  |  |  | 54.8563 | 1
| Zone | South of Lugo | 12 | Monthly System Peak Day | CAISO | 1-in-10 | 2028 | 17 |  |  |  | 54.495 | 1
| Zone | South of Lugo | 12 | Monthly System Peak Day | CAISO | 1-in-10 | 2028 | 18 |  |  |  | 52.5233 | 1
| Zone | South of Lugo | 12 | Monthly System Peak Day | CAISO | 1-in-10 | 2028 | 19 |  |  |  | 50.0379 | 1
| Zone | South of Lugo | 12 | Monthly System Peak Day | CAISO | 1-in-10 | 2028 | 20 |  |  |  | 49.1488 | 1
| Zone | South of Lugo | 12 | Monthly System Peak Day | CAISO | 1-in-10 | 2028 | 21 |  |  |  | 47.8304 | 1
| Zone | South of Lugo | 12 | Monthly System Peak Day | CAISO | 1-in-10 | 2028 | 22 |  |  |  | 46.2667 | 1
| Zone | South of Lugo | 12 | Monthly System Peak Day | CAISO | 1-in-10 | 2028 | 23 |  |  |  | 45.6983 | 1
| Zone | South of Lugo | 12 | Monthly System Peak Day | CAISO | 1-in-10 | 2028 | 24 |  |  |  | 45.4512 | 1
| Zone | South of Lugo | 1 | Average Weekday | CAISO | 1-in-10 | 2029 | 1 |  |  |  | 51.1891 | 1
| Zone | South of Lugo | 1 | Average Weekday | CAISO | 1-in-10 | 2029 | 2 |  |  |  | 50.37 | 1
| Zone | South of Lugo | 1 | Average Weekday | CAISO | 1-in-10 | 2029 | 3 |  |  |  | 49.6858 | 1
| Zone | South of Lugo | 1 | Average Weekday | CAISO | 1-in-10 | 2029 | 4 |  |  |  | 49.0549 | 1
| Zone | South of Lugo | 1 | Average Weekday | CAISO | 1-in-10 | 2029 | 5 |  |  |  | 48.5029 | 1
| Zone | South of Lugo | 1 | Average Weekday | CAISO | 1-in-10 | 2029 | 6 |  |  |  | 47.9978 | 1
| Zone | South of Lugo | 1 | Average Weekday | CAISO | 1-in-10 | 2029 | 7 |  |  |  | 47.6065 | 1
| Zone | South of Lugo | 1 | Average Weekday | CAISO | 1-in-10 | 2029 | 8 |  |  |  | 47.4721 | 1
| Zone | South of Lugo | 1 | Average Weekday | CAISO | 1-in-10 | 2029 | 9 |  |  |  | 48.2241 | 1
| Zone | South of Lugo | 1 | Average Weekday | CAISO | 1-in-10 | 2029 | 10 |  |  |  | 51.032 | 1
| Zone | South of Lugo | 1 | Average Weekday | CAISO | 1-in-10 | 2029 | 11 |  |  |  | 54.3859 | 1
| Zone | South of Lugo | 1 | Average Weekday | CAISO | 1-in-10 | 2029 | 12 |  |  |  | 57.4064 | 1
| Zone | South of Lugo | 1 | Average Weekday | CAISO | 1-in-10 | 2029 | 13 |  |  |  | 59.4629 | 1
| Zone | South of Lugo | 1 | Average Weekday | CAISO | 1-in-10 | 2029 | 14 |  |  |  | 60.934 | 1
| Zone | South of Lugo | 1 | Average Weekday | CAISO | 1-in-10 | 2029 | 15 |  |  |  | 61.7444 | 1
| Zone | South of Lugo | 1 | Average Weekday | CAISO | 1-in-10 | 2029 | 16 |  |  |  | 62.0385 | 1
| Zone | South of Lugo | 1 | Average Weekday | CAISO | 1-in-10 | 2029 | 17 |  |  |  | 61.6365 | 1
| Zone | South of Lugo | 1 | Average Weekday | CAISO | 1-in-10 | 2029 | 18 |  |  |  | 60.219 | 1
| Zone | South of Lugo | 1 | Average Weekday | CAISO | 1-in-10 | 2029 | 19 |  |  |  | 58.0776 | 1
| Zone | South of Lugo | 1 | Average Weekday | CAISO | 1-in-10 | 2029 | 20 |  |  |  | 56.5312 | 1
| Zone | South of Lugo | 1 | Average Weekday | CAISO | 1-in-10 | 2029 | 21 |  |  |  | 55.3422 | 1
| Zone | South of Lugo | 1 | Average Weekday | CAISO | 1-in-10 | 2029 | 22 |  |  |  | 54.2523 | 1
| Zone | South of Lugo | 1 | Average Weekday | CAISO | 1-in-10 | 2029 | 23 |  |  |  | 53.0495 | 1
| Zone | South of Lugo | 1 | Average Weekday | CAISO | 1-in-10 | 2029 | 24 |  |  |  | 52.1198 | 1
| Zone | South of Lugo | 1 | Monthly System Peak Day | CAISO | 1-in-10 | 2029 | 1 |  |  |  | 48.2546 | 1
| Zone | South of Lugo | 1 | Monthly System Peak Day | CAISO | 1-in-10 | 2029 | 2 |  |  |  | 47.2242 | 1
| Zone | South of Lugo | 1 | Monthly System Peak Day | CAISO | 1-in-10 | 2029 | 3 |  |  |  | 47.0496 | 1
| Zone | South of Lugo | 1 | Monthly System Peak Day | CAISO | 1-in-10 | 2029 | 4 |  |  |  | 46.5954 | 1
| Zone | South of Lugo | 1 | Monthly System Peak Day | CAISO | 1-in-10 | 2029 | 5 |  |  |  | 45.9596 | 1
| Zone | South of Lugo | 1 | Monthly System Peak Day | CAISO | 1-in-10 | 2029 | 6 |  |  |  | 45.4304 | 1
| Zone | South of Lugo | 1 | Monthly System Peak Day | CAISO | 1-in-10 | 2029 | 7 |  |  |  | 44.9821 | 1
| Zone | South of Lugo | 1 | Monthly System Peak Day | CAISO | 1-in-10 | 2029 | 8 |  |  |  | 44.2646 | 1
| Zone | South of Lugo | 1 | Monthly System Peak Day | CAISO | 1-in-10 | 2029 | 9 |  |  |  | 43.9946 | 1
| Zone | South of Lugo | 1 | Monthly System Peak Day | CAISO | 1-in-10 | 2029 | 10 |  |  |  | 45.905 | 1
| Zone | South of Lugo | 1 | Monthly System Peak Day | CAISO | 1-in-10 | 2029 | 11 |  |  |  | 46.0083 | 1
| Zone | South of Lugo | 1 | Monthly System Peak Day | CAISO | 1-in-10 | 2029 | 12 |  |  |  | 47.8037 | 1
| Zone | South of Lugo | 1 | Monthly System Peak Day | CAISO | 1-in-10 | 2029 | 13 |  |  |  | 49.2283 | 1
| Zone | South of Lugo | 1 | Monthly System Peak Day | CAISO | 1-in-10 | 2029 | 14 |  |  |  | 49.265 | 1
| Zone | South of Lugo | 1 | Monthly System Peak Day | CAISO | 1-in-10 | 2029 | 15 |  |  |  | 49.7642 | 1
| Zone | South of Lugo | 1 | Monthly System Peak Day | CAISO | 1-in-10 | 2029 | 16 |  |  |  | 50.74 | 1
| Zone | South of Lugo | 1 | Monthly System Peak Day | CAISO | 1-in-10 | 2029 | 17 |  |  |  | 51.0629 | 1
| Zone | South of Lugo | 1 | Monthly System Peak Day | CAISO | 1-in-10 | 2029 | 18 |  |  |  | 49.9983 | 1
| Zone | South of Lugo | 1 | Monthly System Peak Day | CAISO | 1-in-10 | 2029 | 19 |  |  |  | 48.4096 | 1
| Zone | South of Lugo | 1 | Monthly System Peak Day | CAISO | 1-in-10 | 2029 | 20 |  |  |  | 47.8275 | 1
| Zone | South of Lugo | 1 | Monthly System Peak Day | CAISO | 1-in-10 | 2029 | 21 |  |  |  | 47.2671 | 1
| Zone | South of Lugo | 1 | Monthly System Peak Day | CAISO | 1-in-10 | 2029 | 22 |  |  |  | 47.0438 | 1
| Zone | South of Lugo | 1 | Monthly System Peak Day | CAISO | 1-in-10 | 2029 | 23 |  |  |  | 46.3488 | 1
| Zone | South of Lugo | 1 | Monthly System Peak Day | CAISO | 1-in-10 | 2029 | 24 |  |  |  | 45.2792 | 1
| Zone | South of Lugo | 2 | Average Weekday | CAISO | 1-in-10 | 2029 | 1 |  |  |  | 50.13 | 1
| Zone | South of Lugo | 2 | Average Weekday | CAISO | 1-in-10 | 2029 | 2 |  |  |  | 49.1665 | 1
| Zone | South of Lugo | 2 | Average Weekday | CAISO | 1-in-10 | 2029 | 3 |  |  |  | 48.3485 | 1
| Zone | South of Lugo | 2 | Average Weekday | CAISO | 1-in-10 | 2029 | 4 |  |  |  | 47.6706 | 1
| Zone | South of Lugo | 2 | Average Weekday | CAISO | 1-in-10 | 2029 | 5 |  |  |  | 47.1168 | 1
| Zone | South of Lugo | 2 | Average Weekday | CAISO | 1-in-10 | 2029 | 6 |  |  |  | 46.6007 | 1
| Zone | South of Lugo | 2 | Average Weekday | CAISO | 1-in-10 | 2029 | 7 |  |  |  | 46.3432 | 1
| Zone | South of Lugo | 2 | Average Weekday | CAISO | 1-in-10 | 2029 | 8 |  |  |  | 46.5046 | 1
| Zone | South of Lugo | 2 | Average Weekday | CAISO | 1-in-10 | 2029 | 9 |  |  |  | 48.1818 | 1
| Zone | South of Lugo | 2 | Average Weekday | CAISO | 1-in-10 | 2029 | 10 |  |  |  | 51.4916 | 1
| Zone | South of Lugo | 2 | Average Weekday | CAISO | 1-in-10 | 2029 | 11 |  |  |  | 54.8195 | 1
| Zone | South of Lugo | 2 | Average Weekday | CAISO | 1-in-10 | 2029 | 12 |  |  |  | 57.534 | 1
| Zone | South of Lugo | 2 | Average Weekday | CAISO | 1-in-10 | 2029 | 13 |  |  |  | 59.3894 | 1
| Zone | South of Lugo | 2 | Average Weekday | CAISO | 1-in-10 | 2029 | 14 |  |  |  | 60.8652 | 1
| Zone | South of Lugo | 2 | Average Weekday | CAISO | 1-in-10 | 2029 | 15 |  |  |  | 61.8626 | 1
| Zone | South of Lugo | 2 | Average Weekday | CAISO | 1-in-10 | 2029 | 16 |  |  |  | 62.3043 | 1
| Zone | South of Lugo | 2 | Average Weekday | CAISO | 1-in-10 | 2029 | 17 |  |  |  | 61.9535 | 1
| Zone | South of Lugo | 2 | Average Weekday | CAISO | 1-in-10 | 2029 | 18 |  |  |  | 60.687 | 1
| Zone | South of Lugo | 2 | Average Weekday | CAISO | 1-in-10 | 2029 | 19 |  |  |  | 58.4288 | 1
| Zone | South of Lugo | 2 | Average Weekday | CAISO | 1-in-10 | 2029 | 20 |  |  |  | 56.4787 | 1
| Zone | South of Lugo | 2 | Average Weekday | CAISO | 1-in-10 | 2029 | 21 |  |  |  | 55.0237 | 1
| Zone | South of Lugo | 2 | Average Weekday | CAISO | 1-in-10 | 2029 | 22 |  |  |  | 53.8691 | 1
| Zone | South of Lugo | 2 | Average Weekday | CAISO | 1-in-10 | 2029 | 23 |  |  |  | 52.692 | 1
| Zone | South of Lugo | 2 | Average Weekday | CAISO | 1-in-10 | 2029 | 24 |  |  |  | 51.4944 | 1
| Zone | South of Lugo | 2 | Monthly System Peak Day | CAISO | 1-in-10 | 2029 | 1 |  |  |  | 50.5583 | 1
| Zone | South of Lugo | 2 | Monthly System Peak Day | CAISO | 1-in-10 | 2029 | 2 |  |  |  | 50.3667 | 1
| Zone | South of Lugo | 2 | Monthly System Peak Day | CAISO | 1-in-10 | 2029 | 3 |  |  |  | 50.4675 | 1
| Zone | South of Lugo | 2 | Monthly System Peak Day | CAISO | 1-in-10 | 2029 | 4 |  |  |  | 49.9513 | 1
| Zone | South of Lugo | 2 | Monthly System Peak Day | CAISO | 1-in-10 | 2029 | 5 |  |  |  | 49.1213 | 1
| Zone | South of Lugo | 2 | Monthly System Peak Day | CAISO | 1-in-10 | 2029 | 6 |  |  |  | 48.0717 | 1
| Zone | South of Lugo | 2 | Monthly System Peak Day | CAISO | 1-in-10 | 2029 | 7 |  |  |  | 47.8104 | 1
| Zone | South of Lugo | 2 | Monthly System Peak Day | CAISO | 1-in-10 | 2029 | 8 |  |  |  | 47.5567 | 1
| Zone | South of Lugo | 2 | Monthly System Peak Day | CAISO | 1-in-10 | 2029 | 9 |  |  |  | 48.2592 | 1
| Zone | South of Lugo | 2 | Monthly System Peak Day | CAISO | 1-in-10 | 2029 | 10 |  |  |  | 50.1646 | 1
| Zone | South of Lugo | 2 | Monthly System Peak Day | CAISO | 1-in-10 | 2029 | 11 |  |  |  | 51.2163 | 1
| Zone | South of Lugo | 2 | Monthly System Peak Day | CAISO | 1-in-10 | 2029 | 12 |  |  |  | 52.3767 | 1
| Zone | South of Lugo | 2 | Monthly System Peak Day | CAISO | 1-in-10 | 2029 | 13 |  |  |  | 53.2642 | 1
| Zone | South of Lugo | 2 | Monthly System Peak Day | CAISO | 1-in-10 | 2029 | 14 |  |  |  | 54.6529 | 1
| Zone | South of Lugo | 2 | Monthly System Peak Day | CAISO | 1-in-10 | 2029 | 15 |  |  |  | 55.4296 | 1
| Zone | South of Lugo | 2 | Monthly System Peak Day | CAISO | 1-in-10 | 2029 | 16 |  |  |  | 55.7683 | 1
| Zone | South of Lugo | 2 | Monthly System Peak Day | CAISO | 1-in-10 | 2029 | 17 |  |  |  | 56.9792 | 1
| Zone | South of Lugo | 2 | Monthly System Peak Day | CAISO | 1-in-10 | 2029 | 18 |  |  |  | 56.9042 | 1
| Zone | South of Lugo | 2 | Monthly System Peak Day | CAISO | 1-in-10 | 2029 | 19 |  |  |  | 55.9379 | 1
| Zone | South of Lugo | 2 | Monthly System Peak Day | CAISO | 1-in-10 | 2029 | 20 |  |  |  | 54.5992 | 1
| Zone | South of Lugo | 2 | Monthly System Peak Day | CAISO | 1-in-10 | 2029 | 21 |  |  |  | 54.22 | 1
| Zone | South of Lugo | 2 | Monthly System Peak Day | CAISO | 1-in-10 | 2029 | 22 |  |  |  | 53.5638 | 1
| Zone | South of Lugo | 2 | Monthly System Peak Day | CAISO | 1-in-10 | 2029 | 23 |  |  |  | 52.9417 | 1
| Zone | South of Lugo | 2 | Monthly System Peak Day | CAISO | 1-in-10 | 2029 | 24 |  |  |  | 52.3658 | 1
| Zone | South of Lugo | 3 | Average Weekday | CAISO | 1-in-10 | 2029 | 1 |  |  |  | 60.2963 | 1
| Zone | South of Lugo | 3 | Average Weekday | CAISO | 1-in-10 | 2029 | 2 |  |  |  | 59.2613 | 1
| Zone | South of Lugo | 3 | Average Weekday | CAISO | 1-in-10 | 2029 | 3 |  |  |  | 58.2877 | 1
| Zone | South of Lugo | 3 | Average Weekday | CAISO | 1-in-10 | 2029 | 4 |  |  |  | 57.3831 | 1
| Zone | South of Lugo | 3 | Average Weekday | CAISO | 1-in-10 | 2029 | 5 |  |  |  | 56.6944 | 1
| Zone | South of Lugo | 3 | Average Weekday | CAISO | 1-in-10 | 2029 | 6 |  |  |  | 56.0616 | 1
| Zone | South of Lugo | 3 | Average Weekday | CAISO | 1-in-10 | 2029 | 7 |  |  |  | 55.7979 | 1
| Zone | South of Lugo | 3 | Average Weekday | CAISO | 1-in-10 | 2029 | 8 |  |  |  | 55.9064 | 1
| Zone | South of Lugo | 3 | Average Weekday | CAISO | 1-in-10 | 2029 | 9 |  |  |  | 57.5692 | 1
| Zone | South of Lugo | 3 | Average Weekday | CAISO | 1-in-10 | 2029 | 10 |  |  |  | 61.2746 | 1
| Zone | South of Lugo | 3 | Average Weekday | CAISO | 1-in-10 | 2029 | 11 |  |  |  | 65.6137 | 1
| Zone | South of Lugo | 3 | Average Weekday | CAISO | 1-in-10 | 2029 | 12 |  |  |  | 69.4158 | 1
| Zone | South of Lugo | 3 | Average Weekday | CAISO | 1-in-10 | 2029 | 13 |  |  |  | 72.2824 | 1
| Zone | South of Lugo | 3 | Average Weekday | CAISO | 1-in-10 | 2029 | 14 |  |  |  | 74.1994 | 1
| Zone | South of Lugo | 3 | Average Weekday | CAISO | 1-in-10 | 2029 | 15 |  |  |  | 75.3807 | 1
| Zone | South of Lugo | 3 | Average Weekday | CAISO | 1-in-10 | 2029 | 16 |  |  |  | 75.9072 | 1
| Zone | South of Lugo | 3 | Average Weekday | CAISO | 1-in-10 | 2029 | 17 |  |  |  | 75.6839 | 1
| Zone | South of Lugo | 3 | Average Weekday | CAISO | 1-in-10 | 2029 | 18 |  |  |  | 74.6285 | 1
| Zone | South of Lugo | 3 | Average Weekday | CAISO | 1-in-10 | 2029 | 19 |  |  |  | 72.6844 | 1
| Zone | South of Lugo | 3 | Average Weekday | CAISO | 1-in-10 | 2029 | 20 |  |  |  | 69.9169 | 1
| Zone | South of Lugo | 3 | Average Weekday | CAISO | 1-in-10 | 2029 | 21 |  |  |  | 67.2424 | 1
| Zone | South of Lugo | 3 | Average Weekday | CAISO | 1-in-10 | 2029 | 22 |  |  |  | 65.5237 | 1
| Zone | South of Lugo | 3 | Average Weekday | CAISO | 1-in-10 | 2029 | 23 |  |  |  | 64.1832 | 1
| Zone | South of Lugo | 3 | Average Weekday | CAISO | 1-in-10 | 2029 | 24 |  |  |  | 62.7782 | 1
| Zone | South of Lugo | 3 | Monthly System Peak Day | CAISO | 1-in-10 | 2029 | 1 |  |  |  | 68.5037 | 1
| Zone | South of Lugo | 3 | Monthly System Peak Day | CAISO | 1-in-10 | 2029 | 2 |  |  |  | 66.4238 | 1
| Zone | South of Lugo | 3 | Monthly System Peak Day | CAISO | 1-in-10 | 2029 | 3 |  |  |  | 64.0963 | 1
| Zone | South of Lugo | 3 | Monthly System Peak Day | CAISO | 1-in-10 | 2029 | 4 |  |  |  | 63.1083 | 1
| Zone | South of Lugo | 3 | Monthly System Peak Day | CAISO | 1-in-10 | 2029 | 5 |  |  |  | 62.7329 | 1
| Zone | South of Lugo | 3 | Monthly System Peak Day | CAISO | 1-in-10 | 2029 | 6 |  |  |  | 62.0687 | 1
| Zone | South of Lugo | 3 | Monthly System Peak Day | CAISO | 1-in-10 | 2029 | 7 |  |  |  | 62.6358 | 1
| Zone | South of Lugo | 3 | Monthly System Peak Day | CAISO | 1-in-10 | 2029 | 8 |  |  |  | 62.3296 | 1
| Zone | South of Lugo | 3 | Monthly System Peak Day | CAISO | 1-in-10 | 2029 | 9 |  |  |  | 63.6896 | 1
| Zone | South of Lugo | 3 | Monthly System Peak Day | CAISO | 1-in-10 | 2029 | 10 |  |  |  | 68.6396 | 1
| Zone | South of Lugo | 3 | Monthly System Peak Day | CAISO | 1-in-10 | 2029 | 11 |  |  |  | 73.7383 | 1
| Zone | South of Lugo | 3 | Monthly System Peak Day | CAISO | 1-in-10 | 2029 | 12 |  |  |  | 78.625 | 1
| Zone | South of Lugo | 3 | Monthly System Peak Day | CAISO | 1-in-10 | 2029 | 13 |  |  |  | 83.7042 | 1
| Zone | South of Lugo | 3 | Monthly System Peak Day | CAISO | 1-in-10 | 2029 | 14 |  |  |  | 86.0333 | 1
| Zone | South of Lugo | 3 | Monthly System Peak Day | CAISO | 1-in-10 | 2029 | 15 |  |  |  | 86.1917 | 1
| Zone | South of Lugo | 3 | Monthly System Peak Day | CAISO | 1-in-10 | 2029 | 16 |  |  |  | 86.85 | 1
| Zone | South of Lugo | 3 | Monthly System Peak Day | CAISO | 1-in-10 | 2029 | 17 |  |  |  | 87.7417 | 1
| Zone | South of Lugo | 3 | Monthly System Peak Day | CAISO | 1-in-10 | 2029 | 18 |  |  |  | 87.85 | 1
| Zone | South of Lugo | 3 | Monthly System Peak Day | CAISO | 1-in-10 | 2029 | 19 |  |  |  | 86.5292 | 1
| Zone | South of Lugo | 3 | Monthly System Peak Day | CAISO | 1-in-10 | 2029 | 20 |  |  |  | 83.8708 | 1
| Zone | South of Lugo | 3 | Monthly System Peak Day | CAISO | 1-in-10 | 2029 | 21 |  |  |  | 79.9542 | 1
| Zone | South of Lugo | 3 | Monthly System Peak Day | CAISO | 1-in-10 | 2029 | 22 |  |  |  | 77.2167 | 1
| Zone | South of Lugo | 3 | Monthly System Peak Day | CAISO | 1-in-10 | 2029 | 23 |  |  |  | 74.6879 | 1
| Zone | South of Lugo | 3 | Monthly System Peak Day | CAISO | 1-in-10 | 2029 | 24 |  |  |  | 71.3121 | 1
| Zone | South of Lugo | 4 | Average Weekday | CAISO | 1-in-10 | 2029 | 1 |  |  |  | 60.9105 | 1
| Zone | South of Lugo | 4 | Average Weekday | CAISO | 1-in-10 | 2029 | 2 |  |  |  | 59.8783 | 1
| Zone | South of Lugo | 4 | Average Weekday | CAISO | 1-in-10 | 2029 | 3 |  |  |  | 58.9176 | 1
| Zone | South of Lugo | 4 | Average Weekday | CAISO | 1-in-10 | 2029 | 4 |  |  |  | 58.0606 | 1
| Zone | South of Lugo | 4 | Average Weekday | CAISO | 1-in-10 | 2029 | 5 |  |  |  | 57.3193 | 1
| Zone | South of Lugo | 4 | Average Weekday | CAISO | 1-in-10 | 2029 | 6 |  |  |  | 56.7693 | 1
| Zone | South of Lugo | 4 | Average Weekday | CAISO | 1-in-10 | 2029 | 7 |  |  |  | 56.3674 | 1
| Zone | South of Lugo | 4 | Average Weekday | CAISO | 1-in-10 | 2029 | 8 |  |  |  | 56.449 | 1
| Zone | South of Lugo | 4 | Average Weekday | CAISO | 1-in-10 | 2029 | 9 |  |  |  | 58.5507 | 1
| Zone | South of Lugo | 4 | Average Weekday | CAISO | 1-in-10 | 2029 | 10 |  |  |  | 61.5935 | 1
| Zone | South of Lugo | 4 | Average Weekday | CAISO | 1-in-10 | 2029 | 11 |  |  |  | 65.1247 | 1
| Zone | South of Lugo | 4 | Average Weekday | CAISO | 1-in-10 | 2029 | 12 |  |  |  | 68.4544 | 1
| Zone | South of Lugo | 4 | Average Weekday | CAISO | 1-in-10 | 2029 | 13 |  |  |  | 70.7821 | 1
| Zone | South of Lugo | 4 | Average Weekday | CAISO | 1-in-10 | 2029 | 14 |  |  |  | 72.461 | 1
| Zone | South of Lugo | 4 | Average Weekday | CAISO | 1-in-10 | 2029 | 15 |  |  |  | 73.7676 | 1
| Zone | South of Lugo | 4 | Average Weekday | CAISO | 1-in-10 | 2029 | 16 |  |  |  | 74.4082 | 1
| Zone | South of Lugo | 4 | Average Weekday | CAISO | 1-in-10 | 2029 | 17 |  |  |  | 74.5491 | 1
| Zone | South of Lugo | 4 | Average Weekday | CAISO | 1-in-10 | 2029 | 18 |  |  |  | 73.8145 | 1
| Zone | South of Lugo | 4 | Average Weekday | CAISO | 1-in-10 | 2029 | 19 |  |  |  | 72.4343 | 1
| Zone | South of Lugo | 4 | Average Weekday | CAISO | 1-in-10 | 2029 | 20 |  |  |  | 70.1531 | 1
| Zone | South of Lugo | 4 | Average Weekday | CAISO | 1-in-10 | 2029 | 21 |  |  |  | 67.2656 | 1
| Zone | South of Lugo | 4 | Average Weekday | CAISO | 1-in-10 | 2029 | 22 |  |  |  | 65.1688 | 1
| Zone | South of Lugo | 4 | Average Weekday | CAISO | 1-in-10 | 2029 | 23 |  |  |  | 63.6692 | 1
| Zone | South of Lugo | 4 | Average Weekday | CAISO | 1-in-10 | 2029 | 24 |  |  |  | 62.3859 | 1
| Zone | South of Lugo | 4 | Monthly System Peak Day | CAISO | 1-in-10 | 2029 | 1 |  |  |  | 73.53 | 1
| Zone | South of Lugo | 4 | Monthly System Peak Day | CAISO | 1-in-10 | 2029 | 2 |  |  |  | 71.2246 | 1
| Zone | South of Lugo | 4 | Monthly System Peak Day | CAISO | 1-in-10 | 2029 | 3 |  |  |  | 69.5304 | 1
| Zone | South of Lugo | 4 | Monthly System Peak Day | CAISO | 1-in-10 | 2029 | 4 |  |  |  | 68.065 | 1
| Zone | South of Lugo | 4 | Monthly System Peak Day | CAISO | 1-in-10 | 2029 | 5 |  |  |  | 67.9058 | 1
| Zone | South of Lugo | 4 | Monthly System Peak Day | CAISO | 1-in-10 | 2029 | 6 |  |  |  | 68.3792 | 1
| Zone | South of Lugo | 4 | Monthly System Peak Day | CAISO | 1-in-10 | 2029 | 7 |  |  |  | 68.9758 | 1
| Zone | South of Lugo | 4 | Monthly System Peak Day | CAISO | 1-in-10 | 2029 | 8 |  |  |  | 69.4688 | 1
| Zone | South of Lugo | 4 | Monthly System Peak Day | CAISO | 1-in-10 | 2029 | 9 |  |  |  | 71.8479 | 1
| Zone | South of Lugo | 4 | Monthly System Peak Day | CAISO | 1-in-10 | 2029 | 10 |  |  |  | 75.5417 | 1
| Zone | South of Lugo | 4 | Monthly System Peak Day | CAISO | 1-in-10 | 2029 | 11 |  |  |  | 79.2292 | 1
| Zone | South of Lugo | 4 | Monthly System Peak Day | CAISO | 1-in-10 | 2029 | 12 |  |  |  | 83.0583 | 1
| Zone | South of Lugo | 4 | Monthly System Peak Day | CAISO | 1-in-10 | 2029 | 13 |  |  |  | 86.0375 | 1
| Zone | South of Lugo | 4 | Monthly System Peak Day | CAISO | 1-in-10 | 2029 | 14 |  |  |  | 87.9875 | 1
| Zone | South of Lugo | 4 | Monthly System Peak Day | CAISO | 1-in-10 | 2029 | 15 |  |  |  | 89.2875 | 1
| Zone | South of Lugo | 4 | Monthly System Peak Day | CAISO | 1-in-10 | 2029 | 16 |  |  |  | 90.6958 | 1
| Zone | South of Lugo | 4 | Monthly System Peak Day | CAISO | 1-in-10 | 2029 | 17 |  |  |  | 91.4333 | 1
| Zone | South of Lugo | 4 | Monthly System Peak Day | CAISO | 1-in-10 | 2029 | 18 |  |  |  | 91.6458 | 1
| Zone | South of Lugo | 4 | Monthly System Peak Day | CAISO | 1-in-10 | 2029 | 19 |  |  |  | 91.0833 | 1
| Zone | South of Lugo | 4 | Monthly System Peak Day | CAISO | 1-in-10 | 2029 | 20 |  |  |  | 89.3375 | 1
| Zone | South of Lugo | 4 | Monthly System Peak Day | CAISO | 1-in-10 | 2029 | 21 |  |  |  | 86.3208 | 1
| Zone | South of Lugo | 4 | Monthly System Peak Day | CAISO | 1-in-10 | 2029 | 22 |  |  |  | 83.8333 | 1
| Zone | South of Lugo | 4 | Monthly System Peak Day | CAISO | 1-in-10 | 2029 | 23 |  |  |  | 81.0917 | 1
| Zone | South of Lugo | 4 | Monthly System Peak Day | CAISO | 1-in-10 | 2029 | 24 |  |  |  | 78.1342 | 1
| Zone | South of Lugo | 5 | Average Weekday | CAISO | 1-in-10 | 2029 | 1 |  |  |  | 63.7261 | 1
| Zone | South of Lugo | 5 | Average Weekday | CAISO | 1-in-10 | 2029 | 2 |  |  |  | 62.7364 | 1
| Zone | South of Lugo | 5 | Average Weekday | CAISO | 1-in-10 | 2029 | 3 |  |  |  | 61.9172 | 1
| Zone | South of Lugo | 5 | Average Weekday | CAISO | 1-in-10 | 2029 | 4 |  |  |  | 61.2504 | 1
| Zone | South of Lugo | 5 | Average Weekday | CAISO | 1-in-10 | 2029 | 5 |  |  |  | 60.7132 | 1
| Zone | South of Lugo | 5 | Average Weekday | CAISO | 1-in-10 | 2029 | 6 |  |  |  | 60.3703 | 1
| Zone | South of Lugo | 5 | Average Weekday | CAISO | 1-in-10 | 2029 | 7 |  |  |  | 60.2288 | 1
| Zone | South of Lugo | 5 | Average Weekday | CAISO | 1-in-10 | 2029 | 8 |  |  |  | 60.9294 | 1
| Zone | South of Lugo | 5 | Average Weekday | CAISO | 1-in-10 | 2029 | 9 |  |  |  | 62.9482 | 1
| Zone | South of Lugo | 5 | Average Weekday | CAISO | 1-in-10 | 2029 | 10 |  |  |  | 65.7554 | 1
| Zone | South of Lugo | 5 | Average Weekday | CAISO | 1-in-10 | 2029 | 11 |  |  |  | 68.6938 | 1
| Zone | South of Lugo | 5 | Average Weekday | CAISO | 1-in-10 | 2029 | 12 |  |  |  | 71.3639 | 1
| Zone | South of Lugo | 5 | Average Weekday | CAISO | 1-in-10 | 2029 | 13 |  |  |  | 73.5492 | 1
| Zone | South of Lugo | 5 | Average Weekday | CAISO | 1-in-10 | 2029 | 14 |  |  |  | 75.3789 | 1
| Zone | South of Lugo | 5 | Average Weekday | CAISO | 1-in-10 | 2029 | 15 |  |  |  | 76.7811 | 1
| Zone | South of Lugo | 5 | Average Weekday | CAISO | 1-in-10 | 2029 | 16 |  |  |  | 77.6 | 1
| Zone | South of Lugo | 5 | Average Weekday | CAISO | 1-in-10 | 2029 | 17 |  |  |  | 77.8548 | 1
| Zone | South of Lugo | 5 | Average Weekday | CAISO | 1-in-10 | 2029 | 18 |  |  |  | 77.2107 | 1
| Zone | South of Lugo | 5 | Average Weekday | CAISO | 1-in-10 | 2029 | 19 |  |  |  | 75.8588 | 1
| Zone | South of Lugo | 5 | Average Weekday | CAISO | 1-in-10 | 2029 | 20 |  |  |  | 73.7457 | 1
| Zone | South of Lugo | 5 | Average Weekday | CAISO | 1-in-10 | 2029 | 21 |  |  |  | 70.633 | 1
| Zone | South of Lugo | 5 | Average Weekday | CAISO | 1-in-10 | 2029 | 22 |  |  |  | 67.8287 | 1
| Zone | South of Lugo | 5 | Average Weekday | CAISO | 1-in-10 | 2029 | 23 |  |  |  | 66.0136 | 1
| Zone | South of Lugo | 5 | Average Weekday | CAISO | 1-in-10 | 2029 | 24 |  |  |  | 64.7075 | 1
| Zone | South of Lugo | 5 | Monthly System Peak Day | CAISO | 1-in-10 | 2029 | 1 |  |  |  | 75.4321 | 1
| Zone | South of Lugo | 5 | Monthly System Peak Day | CAISO | 1-in-10 | 2029 | 2 |  |  |  | 73.9658 | 1
| Zone | South of Lugo | 5 | Monthly System Peak Day | CAISO | 1-in-10 | 2029 | 3 |  |  |  | 71.9892 | 1
| Zone | South of Lugo | 5 | Monthly System Peak Day | CAISO | 1-in-10 | 2029 | 4 |  |  |  | 70.9163 | 1
| Zone | South of Lugo | 5 | Monthly System Peak Day | CAISO | 1-in-10 | 2029 | 5 |  |  |  | 70.1583 | 1
| Zone | South of Lugo | 5 | Monthly System Peak Day | CAISO | 1-in-10 | 2029 | 6 |  |  |  | 68.9408 | 1
| Zone | South of Lugo | 5 | Monthly System Peak Day | CAISO | 1-in-10 | 2029 | 7 |  |  |  | 68.7504 | 1
| Zone | South of Lugo | 5 | Monthly System Peak Day | CAISO | 1-in-10 | 2029 | 8 |  |  |  | 69.4196 | 1
| Zone | South of Lugo | 5 | Monthly System Peak Day | CAISO | 1-in-10 | 2029 | 9 |  |  |  | 74.04 | 1
| Zone | South of Lugo | 5 | Monthly System Peak Day | CAISO | 1-in-10 | 2029 | 10 |  |  |  | 80.7083 | 1
| Zone | South of Lugo | 5 | Monthly System Peak Day | CAISO | 1-in-10 | 2029 | 11 |  |  |  | 86.8583 | 1
| Zone | South of Lugo | 5 | Monthly System Peak Day | CAISO | 1-in-10 | 2029 | 12 |  |  |  | 90.5875 | 1
| Zone | South of Lugo | 5 | Monthly System Peak Day | CAISO | 1-in-10 | 2029 | 13 |  |  |  | 93.1542 | 1
| Zone | South of Lugo | 5 | Monthly System Peak Day | CAISO | 1-in-10 | 2029 | 14 |  |  |  | 94.5167 | 1
| Zone | South of Lugo | 5 | Monthly System Peak Day | CAISO | 1-in-10 | 2029 | 15 |  |  |  | 96.05 | 1
| Zone | South of Lugo | 5 | Monthly System Peak Day | CAISO | 1-in-10 | 2029 | 16 |  |  |  | 96.5375 | 1
| Zone | South of Lugo | 5 | Monthly System Peak Day | CAISO | 1-in-10 | 2029 | 17 |  |  |  | 96.4417 | 1
| Zone | South of Lugo | 5 | Monthly System Peak Day | CAISO | 1-in-10 | 2029 | 18 |  |  |  | 95.3792 | 1
| Zone | South of Lugo | 5 | Monthly System Peak Day | CAISO | 1-in-10 | 2029 | 19 |  |  |  | 94.4625 | 1
| Zone | South of Lugo | 5 | Monthly System Peak Day | CAISO | 1-in-10 | 2029 | 20 |  |  |  | 91.6125 | 1
| Zone | South of Lugo | 5 | Monthly System Peak Day | CAISO | 1-in-10 | 2029 | 21 |  |  |  | 87.3083 | 1
| Zone | South of Lugo | 5 | Monthly System Peak Day | CAISO | 1-in-10 | 2029 | 22 |  |  |  | 83.1583 | 1
| Zone | South of Lugo | 5 | Monthly System Peak Day | CAISO | 1-in-10 | 2029 | 23 |  |  |  | 80.6958 | 1
| Zone | South of Lugo | 5 | Monthly System Peak Day | CAISO | 1-in-10 | 2029 | 24 |  |  |  | 78.2358 | 1
| Zone | South of Lugo | 6 | Average Weekday | CAISO | 1-in-10 | 2029 | 1 |  |  |  | 68.1974 | 1
| Zone | South of Lugo | 6 | Average Weekday | CAISO | 1-in-10 | 2029 | 2 |  |  |  | 67.4474 | 1
| Zone | South of Lugo | 6 | Average Weekday | CAISO | 1-in-10 | 2029 | 3 |  |  |  | 66.798 | 1
| Zone | South of Lugo | 6 | Average Weekday | CAISO | 1-in-10 | 2029 | 4 |  |  |  | 66.2248 | 1
| Zone | South of Lugo | 6 | Average Weekday | CAISO | 1-in-10 | 2029 | 5 |  |  |  | 65.7795 | 1
| Zone | South of Lugo | 6 | Average Weekday | CAISO | 1-in-10 | 2029 | 6 |  |  |  | 65.4266 | 1
| Zone | South of Lugo | 6 | Average Weekday | CAISO | 1-in-10 | 2029 | 7 |  |  |  | 65.2137 | 1
| Zone | South of Lugo | 6 | Average Weekday | CAISO | 1-in-10 | 2029 | 8 |  |  |  | 65.9904 | 1
| Zone | South of Lugo | 6 | Average Weekday | CAISO | 1-in-10 | 2029 | 9 |  |  |  | 67.8836 | 1
| Zone | South of Lugo | 6 | Average Weekday | CAISO | 1-in-10 | 2029 | 10 |  |  |  | 70.8703 | 1
| Zone | South of Lugo | 6 | Average Weekday | CAISO | 1-in-10 | 2029 | 11 |  |  |  | 74.0727 | 1
| Zone | South of Lugo | 6 | Average Weekday | CAISO | 1-in-10 | 2029 | 12 |  |  |  | 77.1926 | 1
| Zone | South of Lugo | 6 | Average Weekday | CAISO | 1-in-10 | 2029 | 13 |  |  |  | 79.5914 | 1
| Zone | South of Lugo | 6 | Average Weekday | CAISO | 1-in-10 | 2029 | 14 |  |  |  | 81.2857 | 1
| Zone | South of Lugo | 6 | Average Weekday | CAISO | 1-in-10 | 2029 | 15 |  |  |  | 82.4491 | 1
| Zone | South of Lugo | 6 | Average Weekday | CAISO | 1-in-10 | 2029 | 16 |  |  |  | 83.1785 | 1
| Zone | South of Lugo | 6 | Average Weekday | CAISO | 1-in-10 | 2029 | 17 |  |  |  | 83.0988 | 1
| Zone | South of Lugo | 6 | Average Weekday | CAISO | 1-in-10 | 2029 | 18 |  |  |  | 82.3115 | 1
| Zone | South of Lugo | 6 | Average Weekday | CAISO | 1-in-10 | 2029 | 19 |  |  |  | 80.9067 | 1
| Zone | South of Lugo | 6 | Average Weekday | CAISO | 1-in-10 | 2029 | 20 |  |  |  | 78.6574 | 1
| Zone | South of Lugo | 6 | Average Weekday | CAISO | 1-in-10 | 2029 | 21 |  |  |  | 75.6723 | 1
| Zone | South of Lugo | 6 | Average Weekday | CAISO | 1-in-10 | 2029 | 22 |  |  |  | 72.5495 | 1
| Zone | South of Lugo | 6 | Average Weekday | CAISO | 1-in-10 | 2029 | 23 |  |  |  | 70.5754 | 1
| Zone | South of Lugo | 6 | Average Weekday | CAISO | 1-in-10 | 2029 | 24 |  |  |  | 69.3238 | 1
| Zone | South of Lugo | 6 | Monthly System Peak Day | CAISO | 1-in-10 | 2029 | 1 |  |  |  | 76.1479 | 1
| Zone | South of Lugo | 6 | Monthly System Peak Day | CAISO | 1-in-10 | 2029 | 2 |  |  |  | 74.6371 | 1
| Zone | South of Lugo | 6 | Monthly System Peak Day | CAISO | 1-in-10 | 2029 | 3 |  |  |  | 73.4696 | 1
| Zone | South of Lugo | 6 | Monthly System Peak Day | CAISO | 1-in-10 | 2029 | 4 |  |  |  | 72.9638 | 1
| Zone | South of Lugo | 6 | Monthly System Peak Day | CAISO | 1-in-10 | 2029 | 5 |  |  |  | 71.9967 | 1
| Zone | South of Lugo | 6 | Monthly System Peak Day | CAISO | 1-in-10 | 2029 | 6 |  |  |  | 71.4208 | 1
| Zone | South of Lugo | 6 | Monthly System Peak Day | CAISO | 1-in-10 | 2029 | 7 |  |  |  | 70.8092 | 1
| Zone | South of Lugo | 6 | Monthly System Peak Day | CAISO | 1-in-10 | 2029 | 8 |  |  |  | 72.4 | 1
| Zone | South of Lugo | 6 | Monthly System Peak Day | CAISO | 1-in-10 | 2029 | 9 |  |  |  | 77.1679 | 1
| Zone | South of Lugo | 6 | Monthly System Peak Day | CAISO | 1-in-10 | 2029 | 10 |  |  |  | 83.4454 | 1
| Zone | South of Lugo | 6 | Monthly System Peak Day | CAISO | 1-in-10 | 2029 | 11 |  |  |  | 88.3342 | 1
| Zone | South of Lugo | 6 | Monthly System Peak Day | CAISO | 1-in-10 | 2029 | 12 |  |  |  | 92.0333 | 1
| Zone | South of Lugo | 6 | Monthly System Peak Day | CAISO | 1-in-10 | 2029 | 13 |  |  |  | 93.3167 | 1
| Zone | South of Lugo | 6 | Monthly System Peak Day | CAISO | 1-in-10 | 2029 | 14 |  |  |  | 94.8792 | 1
| Zone | South of Lugo | 6 | Monthly System Peak Day | CAISO | 1-in-10 | 2029 | 15 |  |  |  | 96.675 | 1
| Zone | South of Lugo | 6 | Monthly System Peak Day | CAISO | 1-in-10 | 2029 | 16 |  |  |  | 98.15 | 1
| Zone | South of Lugo | 6 | Monthly System Peak Day | CAISO | 1-in-10 | 2029 | 17 |  |  |  | 98.45 | 1
| Zone | South of Lugo | 6 | Monthly System Peak Day | CAISO | 1-in-10 | 2029 | 18 |  |  |  | 97.8292 | 1
| Zone | South of Lugo | 6 | Monthly System Peak Day | CAISO | 1-in-10 | 2029 | 19 |  |  |  | 95.9125 | 1
| Zone | South of Lugo | 6 | Monthly System Peak Day | CAISO | 1-in-10 | 2029 | 20 |  |  |  | 91.0208 | 1
| Zone | South of Lugo | 6 | Monthly System Peak Day | CAISO | 1-in-10 | 2029 | 21 |  |  |  | 87.25 | 1
| Zone | South of Lugo | 6 | Monthly System Peak Day | CAISO | 1-in-10 | 2029 | 22 |  |  |  | 83.8883 | 1
| Zone | South of Lugo | 6 | Monthly System Peak Day | CAISO | 1-in-10 | 2029 | 23 |  |  |  | 80.4692 | 1
| Zone | South of Lugo | 6 | Monthly System Peak Day | CAISO | 1-in-10 | 2029 | 24 |  |  |  | 77.9475 | 1
| Zone | South of Lugo | 7 | Average Weekday | CAISO | 1-in-10 | 2029 | 1 |  |  |  | 73.2748 | 1
| Zone | South of Lugo | 7 | Average Weekday | CAISO | 1-in-10 | 2029 | 2 |  |  |  | 72.448 | 1
| Zone | South of Lugo | 7 | Average Weekday | CAISO | 1-in-10 | 2029 | 3 |  |  |  | 71.6747 | 1
| Zone | South of Lugo | 7 | Average Weekday | CAISO | 1-in-10 | 2029 | 4 |  |  |  | 71.1028 | 1
| Zone | South of Lugo | 7 | Average Weekday | CAISO | 1-in-10 | 2029 | 5 |  |  |  | 70.6155 | 1
| Zone | South of Lugo | 7 | Average Weekday | CAISO | 1-in-10 | 2029 | 6 |  |  |  | 70.2457 | 1
| Zone | South of Lugo | 7 | Average Weekday | CAISO | 1-in-10 | 2029 | 7 |  |  |  | 70.057 | 1
| Zone | South of Lugo | 7 | Average Weekday | CAISO | 1-in-10 | 2029 | 8 |  |  |  | 70.6914 | 1
| Zone | South of Lugo | 7 | Average Weekday | CAISO | 1-in-10 | 2029 | 9 |  |  |  | 73.0913 | 1
| Zone | South of Lugo | 7 | Average Weekday | CAISO | 1-in-10 | 2029 | 10 |  |  |  | 76.3755 | 1
| Zone | South of Lugo | 7 | Average Weekday | CAISO | 1-in-10 | 2029 | 11 |  |  |  | 79.8781 | 1
| Zone | South of Lugo | 7 | Average Weekday | CAISO | 1-in-10 | 2029 | 12 |  |  |  | 83.1077 | 1
| Zone | South of Lugo | 7 | Average Weekday | CAISO | 1-in-10 | 2029 | 13 |  |  |  | 85.4249 | 1
| Zone | South of Lugo | 7 | Average Weekday | CAISO | 1-in-10 | 2029 | 14 |  |  |  | 87.0578 | 1
| Zone | South of Lugo | 7 | Average Weekday | CAISO | 1-in-10 | 2029 | 15 |  |  |  | 88.2055 | 1
| Zone | South of Lugo | 7 | Average Weekday | CAISO | 1-in-10 | 2029 | 16 |  |  |  | 88.8228 | 1
| Zone | South of Lugo | 7 | Average Weekday | CAISO | 1-in-10 | 2029 | 17 |  |  |  | 88.8724 | 1
| Zone | South of Lugo | 7 | Average Weekday | CAISO | 1-in-10 | 2029 | 18 |  |  |  | 88.0513 | 1
| Zone | South of Lugo | 7 | Average Weekday | CAISO | 1-in-10 | 2029 | 19 |  |  |  | 86.5336 | 1
| Zone | South of Lugo | 7 | Average Weekday | CAISO | 1-in-10 | 2029 | 20 |  |  |  | 84.1525 | 1
| Zone | South of Lugo | 7 | Average Weekday | CAISO | 1-in-10 | 2029 | 21 |  |  |  | 80.9126 | 1
| Zone | South of Lugo | 7 | Average Weekday | CAISO | 1-in-10 | 2029 | 22 |  |  |  | 77.7621 | 1
| Zone | South of Lugo | 7 | Average Weekday | CAISO | 1-in-10 | 2029 | 23 |  |  |  | 75.8771 | 1
| Zone | South of Lugo | 7 | Average Weekday | CAISO | 1-in-10 | 2029 | 24 |  |  |  | 74.689 | 1
| Zone | South of Lugo | 7 | Monthly System Peak Day | CAISO | 1-in-10 | 2029 | 1 |  |  |  | 78.0346 | 1
| Zone | South of Lugo | 7 | Monthly System Peak Day | CAISO | 1-in-10 | 2029 | 2 |  |  |  | 77.3 | 1
| Zone | South of Lugo | 7 | Monthly System Peak Day | CAISO | 1-in-10 | 2029 | 3 |  |  |  | 76.25 | 1
| Zone | South of Lugo | 7 | Monthly System Peak Day | CAISO | 1-in-10 | 2029 | 4 |  |  |  | 75.4923 | 1
| Zone | South of Lugo | 7 | Monthly System Peak Day | CAISO | 1-in-10 | 2029 | 5 |  |  |  | 74.9 | 1
| Zone | South of Lugo | 7 | Monthly System Peak Day | CAISO | 1-in-10 | 2029 | 6 |  |  |  | 74.5769 | 1
| Zone | South of Lugo | 7 | Monthly System Peak Day | CAISO | 1-in-10 | 2029 | 7 |  |  |  | 74.1154 | 1
| Zone | South of Lugo | 7 | Monthly System Peak Day | CAISO | 1-in-10 | 2029 | 8 |  |  |  | 74.5308 | 1
| Zone | South of Lugo | 7 | Monthly System Peak Day | CAISO | 1-in-10 | 2029 | 9 |  |  |  | 76.8808 | 1
| Zone | South of Lugo | 7 | Monthly System Peak Day | CAISO | 1-in-10 | 2029 | 10 |  |  |  | 80.3077 | 1
| Zone | South of Lugo | 7 | Monthly System Peak Day | CAISO | 1-in-10 | 2029 | 11 |  |  |  | 84.2154 | 1
| Zone | South of Lugo | 7 | Monthly System Peak Day | CAISO | 1-in-10 | 2029 | 12 |  |  |  | 87.6462 | 1
| Zone | South of Lugo | 7 | Monthly System Peak Day | CAISO | 1-in-10 | 2029 | 13 |  |  |  | 89.9615 | 1
| Zone | South of Lugo | 7 | Monthly System Peak Day | CAISO | 1-in-10 | 2029 | 14 |  |  |  | 91.9077 | 1
| Zone | South of Lugo | 7 | Monthly System Peak Day | CAISO | 1-in-10 | 2029 | 15 |  |  |  | 92.9538 | 1
| Zone | South of Lugo | 7 | Monthly System Peak Day | CAISO | 1-in-10 | 2029 | 16 |  |  |  | 93.35 | 1
| Zone | South of Lugo | 7 | Monthly System Peak Day | CAISO | 1-in-10 | 2029 | 17 |  |  |  | 92.4077 | 1
| Zone | South of Lugo | 7 | Monthly System Peak Day | CAISO | 1-in-10 | 2029 | 18 |  |  |  | 91.8615 | 1
| Zone | South of Lugo | 7 | Monthly System Peak Day | CAISO | 1-in-10 | 2029 | 19 |  |  |  | 90.0769 | 1
| Zone | South of Lugo | 7 | Monthly System Peak Day | CAISO | 1-in-10 | 2029 | 20 |  |  |  | 87.4385 | 1
| Zone | South of Lugo | 7 | Monthly System Peak Day | CAISO | 1-in-10 | 2029 | 21 |  |  |  | 84.0692 | 1
| Zone | South of Lugo | 7 | Monthly System Peak Day | CAISO | 1-in-10 | 2029 | 22 |  |  |  | 80.6692 | 1
| Zone | South of Lugo | 7 | Monthly System Peak Day | CAISO | 1-in-10 | 2029 | 23 |  |  |  | 79.05 | 1
| Zone | South of Lugo | 7 | Monthly System Peak Day | CAISO | 1-in-10 | 2029 | 24 |  |  |  | 78.0808 | 1
| Zone | South of Lugo | 8 | Average Weekday | CAISO | 1-in-10 | 2029 | 1 |  |  |  | 72.7156 | 1
| Zone | South of Lugo | 8 | Average Weekday | CAISO | 1-in-10 | 2029 | 2 |  |  |  | 71.9812 | 1
| Zone | South of Lugo | 8 | Average Weekday | CAISO | 1-in-10 | 2029 | 3 |  |  |  | 71.3497 | 1
| Zone | South of Lugo | 8 | Average Weekday | CAISO | 1-in-10 | 2029 | 4 |  |  |  | 70.8494 | 1
| Zone | South of Lugo | 8 | Average Weekday | CAISO | 1-in-10 | 2029 | 5 |  |  |  | 70.3368 | 1
| Zone | South of Lugo | 8 | Average Weekday | CAISO | 1-in-10 | 2029 | 6 |  |  |  | 70.0051 | 1
| Zone | South of Lugo | 8 | Average Weekday | CAISO | 1-in-10 | 2029 | 7 |  |  |  | 69.7096 | 1
| Zone | South of Lugo | 8 | Average Weekday | CAISO | 1-in-10 | 2029 | 8 |  |  |  | 69.8221 | 1
| Zone | South of Lugo | 8 | Average Weekday | CAISO | 1-in-10 | 2029 | 9 |  |  |  | 71.455 | 1
| Zone | South of Lugo | 8 | Average Weekday | CAISO | 1-in-10 | 2029 | 10 |  |  |  | 74.2379 | 1
| Zone | South of Lugo | 8 | Average Weekday | CAISO | 1-in-10 | 2029 | 11 |  |  |  | 77.4461 | 1
| Zone | South of Lugo | 8 | Average Weekday | CAISO | 1-in-10 | 2029 | 12 |  |  |  | 80.5549 | 1
| Zone | South of Lugo | 8 | Average Weekday | CAISO | 1-in-10 | 2029 | 13 |  |  |  | 83.149 | 1
| Zone | South of Lugo | 8 | Average Weekday | CAISO | 1-in-10 | 2029 | 14 |  |  |  | 85.1378 | 1
| Zone | South of Lugo | 8 | Average Weekday | CAISO | 1-in-10 | 2029 | 15 |  |  |  | 86.6323 | 1
| Zone | South of Lugo | 8 | Average Weekday | CAISO | 1-in-10 | 2029 | 16 |  |  |  | 87.3098 | 1
| Zone | South of Lugo | 8 | Average Weekday | CAISO | 1-in-10 | 2029 | 17 |  |  |  | 87.3765 | 1
| Zone | South of Lugo | 8 | Average Weekday | CAISO | 1-in-10 | 2029 | 18 |  |  |  | 86.429 | 1
| Zone | South of Lugo | 8 | Average Weekday | CAISO | 1-in-10 | 2029 | 19 |  |  |  | 84.8218 | 1
| Zone | South of Lugo | 8 | Average Weekday | CAISO | 1-in-10 | 2029 | 20 |  |  |  | 82.4445 | 1
| Zone | South of Lugo | 8 | Average Weekday | CAISO | 1-in-10 | 2029 | 21 |  |  |  | 79.065 | 1
| Zone | South of Lugo | 8 | Average Weekday | CAISO | 1-in-10 | 2029 | 22 |  |  |  | 76.5069 | 1
| Zone | South of Lugo | 8 | Average Weekday | CAISO | 1-in-10 | 2029 | 23 |  |  |  | 74.9988 | 1
| Zone | South of Lugo | 8 | Average Weekday | CAISO | 1-in-10 | 2029 | 24 |  |  |  | 73.8875 | 1
| Zone | South of Lugo | 8 | Monthly System Peak Day | CAISO | 1-in-10 | 2029 | 1 |  |  |  | 76.5865 | 1
| Zone | South of Lugo | 8 | Monthly System Peak Day | CAISO | 1-in-10 | 2029 | 2 |  |  |  | 75.6031 | 1
| Zone | South of Lugo | 8 | Monthly System Peak Day | CAISO | 1-in-10 | 2029 | 3 |  |  |  | 74.8508 | 1
| Zone | South of Lugo | 8 | Monthly System Peak Day | CAISO | 1-in-10 | 2029 | 4 |  |  |  | 74.2304 | 1
| Zone | South of Lugo | 8 | Monthly System Peak Day | CAISO | 1-in-10 | 2029 | 5 |  |  |  | 73.545 | 1
| Zone | South of Lugo | 8 | Monthly System Peak Day | CAISO | 1-in-10 | 2029 | 6 |  |  |  | 72.9512 | 1
| Zone | South of Lugo | 8 | Monthly System Peak Day | CAISO | 1-in-10 | 2029 | 7 |  |  |  | 72.6527 | 1
| Zone | South of Lugo | 8 | Monthly System Peak Day | CAISO | 1-in-10 | 2029 | 8 |  |  |  | 72.635 | 1
| Zone | South of Lugo | 8 | Monthly System Peak Day | CAISO | 1-in-10 | 2029 | 9 |  |  |  | 74.9908 | 1
| Zone | South of Lugo | 8 | Monthly System Peak Day | CAISO | 1-in-10 | 2029 | 10 |  |  |  | 79.5742 | 1
| Zone | South of Lugo | 8 | Monthly System Peak Day | CAISO | 1-in-10 | 2029 | 11 |  |  |  | 84.6231 | 1
| Zone | South of Lugo | 8 | Monthly System Peak Day | CAISO | 1-in-10 | 2029 | 12 |  |  |  | 89.3115 | 1
| Zone | South of Lugo | 8 | Monthly System Peak Day | CAISO | 1-in-10 | 2029 | 13 |  |  |  | 92.7423 | 1
| Zone | South of Lugo | 8 | Monthly System Peak Day | CAISO | 1-in-10 | 2029 | 14 |  |  |  | 95.65 | 1
| Zone | South of Lugo | 8 | Monthly System Peak Day | CAISO | 1-in-10 | 2029 | 15 |  |  |  | 96.65 | 1
| Zone | South of Lugo | 8 | Monthly System Peak Day | CAISO | 1-in-10 | 2029 | 16 |  |  |  | 96.5692 | 1
| Zone | South of Lugo | 8 | Monthly System Peak Day | CAISO | 1-in-10 | 2029 | 17 |  |  |  | 95.9769 | 1
| Zone | South of Lugo | 8 | Monthly System Peak Day | CAISO | 1-in-10 | 2029 | 18 |  |  |  | 95.2 | 1
| Zone | South of Lugo | 8 | Monthly System Peak Day | CAISO | 1-in-10 | 2029 | 19 |  |  |  | 93.7462 | 1
| Zone | South of Lugo | 8 | Monthly System Peak Day | CAISO | 1-in-10 | 2029 | 20 |  |  |  | 91.3885 | 1
| Zone | South of Lugo | 8 | Monthly System Peak Day | CAISO | 1-in-10 | 2029 | 21 |  |  |  | 87.0077 | 1
| Zone | South of Lugo | 8 | Monthly System Peak Day | CAISO | 1-in-10 | 2029 | 22 |  |  |  | 83.5154 | 1
| Zone | South of Lugo | 8 | Monthly System Peak Day | CAISO | 1-in-10 | 2029 | 23 |  |  |  | 81.9577 | 1
| Zone | South of Lugo | 8 | Monthly System Peak Day | CAISO | 1-in-10 | 2029 | 24 |  |  |  | 80.7146 | 1
| Zone | South of Lugo | 8 | Typical Event Day | CAISO | 1-in-10 | 2029 | 1 |  |  |  | 77.6788 | 1
| Zone | South of Lugo | 8 | Typical Event Day | CAISO | 1-in-10 | 2029 | 2 |  |  |  | 76.6273 | 1
| Zone | South of Lugo | 8 | Typical Event Day | CAISO | 1-in-10 | 2029 | 3 |  |  |  | 75.6454 | 1
| Zone | South of Lugo | 8 | Typical Event Day | CAISO | 1-in-10 | 2029 | 4 |  |  |  | 75.2181 | 1
| Zone | South of Lugo | 8 | Typical Event Day | CAISO | 1-in-10 | 2029 | 5 |  |  |  | 74.5275 | 1
| Zone | South of Lugo | 8 | Typical Event Day | CAISO | 1-in-10 | 2029 | 6 |  |  |  | 74.1489 | 1
| Zone | South of Lugo | 8 | Typical Event Day | CAISO | 1-in-10 | 2029 | 7 |  |  |  | 73.7937 | 1
| Zone | South of Lugo | 8 | Typical Event Day | CAISO | 1-in-10 | 2029 | 8 |  |  |  | 74.4358 | 1
| Zone | South of Lugo | 8 | Typical Event Day | CAISO | 1-in-10 | 2029 | 9 |  |  |  | 77.1125 | 1
| Zone | South of Lugo | 8 | Typical Event Day | CAISO | 1-in-10 | 2029 | 10 |  |  |  | 81.5061 | 1
| Zone | South of Lugo | 8 | Typical Event Day | CAISO | 1-in-10 | 2029 | 11 |  |  |  | 86.2935 | 1
| Zone | South of Lugo | 8 | Typical Event Day | CAISO | 1-in-10 | 2029 | 12 |  |  |  | 90.2077 | 1
| Zone | South of Lugo | 8 | Typical Event Day | CAISO | 1-in-10 | 2029 | 13 |  |  |  | 92.7231 | 1
| Zone | South of Lugo | 8 | Typical Event Day | CAISO | 1-in-10 | 2029 | 14 |  |  |  | 94.8365 | 1
| Zone | South of Lugo | 8 | Typical Event Day | CAISO | 1-in-10 | 2029 | 15 |  |  |  | 96.0702 | 1
| Zone | South of Lugo | 8 | Typical Event Day | CAISO | 1-in-10 | 2029 | 16 |  |  |  | 96.351 | 1
| Zone | South of Lugo | 8 | Typical Event Day | CAISO | 1-in-10 | 2029 | 17 |  |  |  | 96.1567 | 1
| Zone | South of Lugo | 8 | Typical Event Day | CAISO | 1-in-10 | 2029 | 18 |  |  |  | 95.3356 | 1
| Zone | South of Lugo | 8 | Typical Event Day | CAISO | 1-in-10 | 2029 | 19 |  |  |  | 93.6337 | 1
| Zone | South of Lugo | 8 | Typical Event Day | CAISO | 1-in-10 | 2029 | 20 |  |  |  | 90.574 | 1
| Zone | South of Lugo | 8 | Typical Event Day | CAISO | 1-in-10 | 2029 | 21 |  |  |  | 86.8538 | 1
| Zone | South of Lugo | 8 | Typical Event Day | CAISO | 1-in-10 | 2029 | 22 |  |  |  | 83.9704 | 1
| Zone | South of Lugo | 8 | Typical Event Day | CAISO | 1-in-10 | 2029 | 23 |  |  |  | 82.0871 | 1
| Zone | South of Lugo | 8 | Typical Event Day | CAISO | 1-in-10 | 2029 | 24 |  |  |  | 80.4009 | 1
| Zone | South of Lugo | 9 | Average Weekday | CAISO | 1-in-10 | 2029 | 1 |  |  |  | 73.2512 | 1
| Zone | South of Lugo | 9 | Average Weekday | CAISO | 1-in-10 | 2029 | 2 |  |  |  | 72.3685 | 1
| Zone | South of Lugo | 9 | Average Weekday | CAISO | 1-in-10 | 2029 | 3 |  |  |  | 71.6295 | 1
| Zone | South of Lugo | 9 | Average Weekday | CAISO | 1-in-10 | 2029 | 4 |  |  |  | 70.9846 | 1
| Zone | South of Lugo | 9 | Average Weekday | CAISO | 1-in-10 | 2029 | 5 |  |  |  | 70.4271 | 1
| Zone | South of Lugo | 9 | Average Weekday | CAISO | 1-in-10 | 2029 | 6 |  |  |  | 69.9244 | 1
| Zone | South of Lugo | 9 | Average Weekday | CAISO | 1-in-10 | 2029 | 7 |  |  |  | 69.5541 | 1
| Zone | South of Lugo | 9 | Average Weekday | CAISO | 1-in-10 | 2029 | 8 |  |  |  | 69.361 | 1
| Zone | South of Lugo | 9 | Average Weekday | CAISO | 1-in-10 | 2029 | 9 |  |  |  | 70.7113 | 1
| Zone | South of Lugo | 9 | Average Weekday | CAISO | 1-in-10 | 2029 | 10 |  |  |  | 73.6147 | 1
| Zone | South of Lugo | 9 | Average Weekday | CAISO | 1-in-10 | 2029 | 11 |  |  |  | 77.1101 | 1
| Zone | South of Lugo | 9 | Average Weekday | CAISO | 1-in-10 | 2029 | 12 |  |  |  | 80.43 | 1
| Zone | South of Lugo | 9 | Average Weekday | CAISO | 1-in-10 | 2029 | 13 |  |  |  | 83.0984 | 1
| Zone | South of Lugo | 9 | Average Weekday | CAISO | 1-in-10 | 2029 | 14 |  |  |  | 84.9046 | 1
| Zone | South of Lugo | 9 | Average Weekday | CAISO | 1-in-10 | 2029 | 15 |  |  |  | 86.2075 | 1
| Zone | South of Lugo | 9 | Average Weekday | CAISO | 1-in-10 | 2029 | 16 |  |  |  | 86.7527 | 1
| Zone | South of Lugo | 9 | Average Weekday | CAISO | 1-in-10 | 2029 | 17 |  |  |  | 86.7156 | 1
| Zone | South of Lugo | 9 | Average Weekday | CAISO | 1-in-10 | 2029 | 18 |  |  |  | 85.846 | 1
| Zone | South of Lugo | 9 | Average Weekday | CAISO | 1-in-10 | 2029 | 19 |  |  |  | 84.0648 | 1
| Zone | South of Lugo | 9 | Average Weekday | CAISO | 1-in-10 | 2029 | 20 |  |  |  | 81.1436 | 1
| Zone | South of Lugo | 9 | Average Weekday | CAISO | 1-in-10 | 2029 | 21 |  |  |  | 78.0516 | 1
| Zone | South of Lugo | 9 | Average Weekday | CAISO | 1-in-10 | 2029 | 22 |  |  |  | 76.2339 | 1
| Zone | South of Lugo | 9 | Average Weekday | CAISO | 1-in-10 | 2029 | 23 |  |  |  | 74.88 | 1
| Zone | South of Lugo | 9 | Average Weekday | CAISO | 1-in-10 | 2029 | 24 |  |  |  | 73.7799 | 1
| Zone | South of Lugo | 9 | Monthly System Peak Day | CAISO | 1-in-10 | 2029 | 1 |  |  |  | 80.4154 | 1
| Zone | South of Lugo | 9 | Monthly System Peak Day | CAISO | 1-in-10 | 2029 | 2 |  |  |  | 79.4231 | 1
| Zone | South of Lugo | 9 | Monthly System Peak Day | CAISO | 1-in-10 | 2029 | 3 |  |  |  | 78.4577 | 1
| Zone | South of Lugo | 9 | Monthly System Peak Day | CAISO | 1-in-10 | 2029 | 4 |  |  |  | 78.5885 | 1
| Zone | South of Lugo | 9 | Monthly System Peak Day | CAISO | 1-in-10 | 2029 | 5 |  |  |  | 78.0654 | 1
| Zone | South of Lugo | 9 | Monthly System Peak Day | CAISO | 1-in-10 | 2029 | 6 |  |  |  | 78.0231 | 1
| Zone | South of Lugo | 9 | Monthly System Peak Day | CAISO | 1-in-10 | 2029 | 7 |  |  |  | 77.9923 | 1
| Zone | South of Lugo | 9 | Monthly System Peak Day | CAISO | 1-in-10 | 2029 | 8 |  |  |  | 78.6615 | 1
| Zone | South of Lugo | 9 | Monthly System Peak Day | CAISO | 1-in-10 | 2029 | 9 |  |  |  | 80.0038 | 1
| Zone | South of Lugo | 9 | Monthly System Peak Day | CAISO | 1-in-10 | 2029 | 10 |  |  |  | 83.3539 | 1
| Zone | South of Lugo | 9 | Monthly System Peak Day | CAISO | 1-in-10 | 2029 | 11 |  |  |  | 88.6538 | 1
| Zone | South of Lugo | 9 | Monthly System Peak Day | CAISO | 1-in-10 | 2029 | 12 |  |  |  | 92.4654 | 1
| Zone | South of Lugo | 9 | Monthly System Peak Day | CAISO | 1-in-10 | 2029 | 13 |  |  |  | 95.6692 | 1
| Zone | South of Lugo | 9 | Monthly System Peak Day | CAISO | 1-in-10 | 2029 | 14 |  |  |  | 97.75 | 1
| Zone | South of Lugo | 9 | Monthly System Peak Day | CAISO | 1-in-10 | 2029 | 15 |  |  |  | 98.8462 | 1
| Zone | South of Lugo | 9 | Monthly System Peak Day | CAISO | 1-in-10 | 2029 | 16 |  |  |  | 98.1269 | 1
| Zone | South of Lugo | 9 | Monthly System Peak Day | CAISO | 1-in-10 | 2029 | 17 |  |  |  | 98.4923 | 1
| Zone | South of Lugo | 9 | Monthly System Peak Day | CAISO | 1-in-10 | 2029 | 18 |  |  |  | 97.0962 | 1
| Zone | South of Lugo | 9 | Monthly System Peak Day | CAISO | 1-in-10 | 2029 | 19 |  |  |  | 95.35 | 1
| Zone | South of Lugo | 9 | Monthly System Peak Day | CAISO | 1-in-10 | 2029 | 20 |  |  |  | 93.2 | 1
| Zone | South of Lugo | 9 | Monthly System Peak Day | CAISO | 1-in-10 | 2029 | 21 |  |  |  | 89.9038 | 1
| Zone | South of Lugo | 9 | Monthly System Peak Day | CAISO | 1-in-10 | 2029 | 22 |  |  |  | 88.5577 | 1
| Zone | South of Lugo | 9 | Monthly System Peak Day | CAISO | 1-in-10 | 2029 | 23 |  |  |  | 87.4885 | 1
| Zone | South of Lugo | 9 | Monthly System Peak Day | CAISO | 1-in-10 | 2029 | 24 |  |  |  | 85.3615 | 1
| Zone | South of Lugo | 10 | Average Weekday | CAISO | 1-in-10 | 2029 | 1 |  |  |  | 69.762 | 1
| Zone | South of Lugo | 10 | Average Weekday | CAISO | 1-in-10 | 2029 | 2 |  |  |  | 68.8745 | 1
| Zone | South of Lugo | 10 | Average Weekday | CAISO | 1-in-10 | 2029 | 3 |  |  |  | 68.1604 | 1
| Zone | South of Lugo | 10 | Average Weekday | CAISO | 1-in-10 | 2029 | 4 |  |  |  | 67.4921 | 1
| Zone | South of Lugo | 10 | Average Weekday | CAISO | 1-in-10 | 2029 | 5 |  |  |  | 66.8849 | 1
| Zone | South of Lugo | 10 | Average Weekday | CAISO | 1-in-10 | 2029 | 6 |  |  |  | 66.4737 | 1
| Zone | South of Lugo | 10 | Average Weekday | CAISO | 1-in-10 | 2029 | 7 |  |  |  | 66.0452 | 1
| Zone | South of Lugo | 10 | Average Weekday | CAISO | 1-in-10 | 2029 | 8 |  |  |  | 65.7944 | 1
| Zone | South of Lugo | 10 | Average Weekday | CAISO | 1-in-10 | 2029 | 9 |  |  |  | 66.4184 | 1
| Zone | South of Lugo | 10 | Average Weekday | CAISO | 1-in-10 | 2029 | 10 |  |  |  | 69.4546 | 1
| Zone | South of Lugo | 10 | Average Weekday | CAISO | 1-in-10 | 2029 | 11 |  |  |  | 73.0169 | 1
| Zone | South of Lugo | 10 | Average Weekday | CAISO | 1-in-10 | 2029 | 12 |  |  |  | 76.5501 | 1
| Zone | South of Lugo | 10 | Average Weekday | CAISO | 1-in-10 | 2029 | 13 |  |  |  | 79.3305 | 1
| Zone | South of Lugo | 10 | Average Weekday | CAISO | 1-in-10 | 2029 | 14 |  |  |  | 81.3196 | 1
| Zone | South of Lugo | 10 | Average Weekday | CAISO | 1-in-10 | 2029 | 15 |  |  |  | 82.45 | 1
| Zone | South of Lugo | 10 | Average Weekday | CAISO | 1-in-10 | 2029 | 16 |  |  |  | 82.92 | 1
| Zone | South of Lugo | 10 | Average Weekday | CAISO | 1-in-10 | 2029 | 17 |  |  |  | 82.7609 | 1
| Zone | South of Lugo | 10 | Average Weekday | CAISO | 1-in-10 | 2029 | 18 |  |  |  | 82.0538 | 1
| Zone | South of Lugo | 10 | Average Weekday | CAISO | 1-in-10 | 2029 | 19 |  |  |  | 80.0614 | 1
| Zone | South of Lugo | 10 | Average Weekday | CAISO | 1-in-10 | 2029 | 20 |  |  |  | 76.8669 | 1
| Zone | South of Lugo | 10 | Average Weekday | CAISO | 1-in-10 | 2029 | 21 |  |  |  | 74.5837 | 1
| Zone | South of Lugo | 10 | Average Weekday | CAISO | 1-in-10 | 2029 | 22 |  |  |  | 73.102 | 1
| Zone | South of Lugo | 10 | Average Weekday | CAISO | 1-in-10 | 2029 | 23 |  |  |  | 71.9026 | 1
| Zone | South of Lugo | 10 | Average Weekday | CAISO | 1-in-10 | 2029 | 24 |  |  |  | 70.842 | 1
| Zone | South of Lugo | 10 | Monthly System Peak Day | CAISO | 1-in-10 | 2029 | 1 |  |  |  | 78.9042 | 1
| Zone | South of Lugo | 10 | Monthly System Peak Day | CAISO | 1-in-10 | 2029 | 2 |  |  |  | 78.3579 | 1
| Zone | South of Lugo | 10 | Monthly System Peak Day | CAISO | 1-in-10 | 2029 | 3 |  |  |  | 77.6125 | 1
| Zone | South of Lugo | 10 | Monthly System Peak Day | CAISO | 1-in-10 | 2029 | 4 |  |  |  | 76.5121 | 1
| Zone | South of Lugo | 10 | Monthly System Peak Day | CAISO | 1-in-10 | 2029 | 5 |  |  |  | 76.4137 | 1
| Zone | South of Lugo | 10 | Monthly System Peak Day | CAISO | 1-in-10 | 2029 | 6 |  |  |  | 75.9492 | 1
| Zone | South of Lugo | 10 | Monthly System Peak Day | CAISO | 1-in-10 | 2029 | 7 |  |  |  | 75.1142 | 1
| Zone | South of Lugo | 10 | Monthly System Peak Day | CAISO | 1-in-10 | 2029 | 8 |  |  |  | 74.7821 | 1
| Zone | South of Lugo | 10 | Monthly System Peak Day | CAISO | 1-in-10 | 2029 | 9 |  |  |  | 75.8142 | 1
| Zone | South of Lugo | 10 | Monthly System Peak Day | CAISO | 1-in-10 | 2029 | 10 |  |  |  | 79.1917 | 1
| Zone | South of Lugo | 10 | Monthly System Peak Day | CAISO | 1-in-10 | 2029 | 11 |  |  |  | 83.05 | 1
| Zone | South of Lugo | 10 | Monthly System Peak Day | CAISO | 1-in-10 | 2029 | 12 |  |  |  | 86.3667 | 1
| Zone | South of Lugo | 10 | Monthly System Peak Day | CAISO | 1-in-10 | 2029 | 13 |  |  |  | 88.6333 | 1
| Zone | South of Lugo | 10 | Monthly System Peak Day | CAISO | 1-in-10 | 2029 | 14 |  |  |  | 90.0042 | 1
| Zone | South of Lugo | 10 | Monthly System Peak Day | CAISO | 1-in-10 | 2029 | 15 |  |  |  | 90.7042 | 1
| Zone | South of Lugo | 10 | Monthly System Peak Day | CAISO | 1-in-10 | 2029 | 16 |  |  |  | 91.5292 | 1
| Zone | South of Lugo | 10 | Monthly System Peak Day | CAISO | 1-in-10 | 2029 | 17 |  |  |  | 90.9167 | 1
| Zone | South of Lugo | 10 | Monthly System Peak Day | CAISO | 1-in-10 | 2029 | 18 |  |  |  | 89.5 | 1
| Zone | South of Lugo | 10 | Monthly System Peak Day | CAISO | 1-in-10 | 2029 | 19 |  |  |  | 85.9708 | 1
| Zone | South of Lugo | 10 | Monthly System Peak Day | CAISO | 1-in-10 | 2029 | 20 |  |  |  | 82.3375 | 1
| Zone | South of Lugo | 10 | Monthly System Peak Day | CAISO | 1-in-10 | 2029 | 21 |  |  |  | 79.3125 | 1
| Zone | South of Lugo | 10 | Monthly System Peak Day | CAISO | 1-in-10 | 2029 | 22 |  |  |  | 77.4458 | 1
| Zone | South of Lugo | 10 | Monthly System Peak Day | CAISO | 1-in-10 | 2029 | 23 |  |  |  | 76.4558 | 1
| Zone | South of Lugo | 10 | Monthly System Peak Day | CAISO | 1-in-10 | 2029 | 24 |  |  |  | 75.52 | 1
| Zone | South of Lugo | 11 | Average Weekday | CAISO | 1-in-10 | 2029 | 1 |  |  |  | 58.4899 | 1
| Zone | South of Lugo | 11 | Average Weekday | CAISO | 1-in-10 | 2029 | 2 |  |  |  | 57.4303 | 1
| Zone | South of Lugo | 11 | Average Weekday | CAISO | 1-in-10 | 2029 | 3 |  |  |  | 56.5965 | 1
| Zone | South of Lugo | 11 | Average Weekday | CAISO | 1-in-10 | 2029 | 4 |  |  |  | 55.7784 | 1
| Zone | South of Lugo | 11 | Average Weekday | CAISO | 1-in-10 | 2029 | 5 |  |  |  | 55.1225 | 1
| Zone | South of Lugo | 11 | Average Weekday | CAISO | 1-in-10 | 2029 | 6 |  |  |  | 54.5133 | 1
| Zone | South of Lugo | 11 | Average Weekday | CAISO | 1-in-10 | 2029 | 7 |  |  |  | 54.2276 | 1
| Zone | South of Lugo | 11 | Average Weekday | CAISO | 1-in-10 | 2029 | 8 |  |  |  | 54.2096 | 1
| Zone | South of Lugo | 11 | Average Weekday | CAISO | 1-in-10 | 2029 | 9 |  |  |  | 56.0514 | 1
| Zone | South of Lugo | 11 | Average Weekday | CAISO | 1-in-10 | 2029 | 10 |  |  |  | 60.0331 | 1
| Zone | South of Lugo | 11 | Average Weekday | CAISO | 1-in-10 | 2029 | 11 |  |  |  | 64.3807 | 1
| Zone | South of Lugo | 11 | Average Weekday | CAISO | 1-in-10 | 2029 | 12 |  |  |  | 67.9142 | 1
| Zone | South of Lugo | 11 | Average Weekday | CAISO | 1-in-10 | 2029 | 13 |  |  |  | 70.4422 | 1
| Zone | South of Lugo | 11 | Average Weekday | CAISO | 1-in-10 | 2029 | 14 |  |  |  | 72.0209 | 1
| Zone | South of Lugo | 11 | Average Weekday | CAISO | 1-in-10 | 2029 | 15 |  |  |  | 72.7246 | 1
| Zone | South of Lugo | 11 | Average Weekday | CAISO | 1-in-10 | 2029 | 16 |  |  |  | 72.8761 | 1
| Zone | South of Lugo | 11 | Average Weekday | CAISO | 1-in-10 | 2029 | 17 |  |  |  | 72.1405 | 1
| Zone | South of Lugo | 11 | Average Weekday | CAISO | 1-in-10 | 2029 | 18 |  |  |  | 70.1961 | 1
| Zone | South of Lugo | 11 | Average Weekday | CAISO | 1-in-10 | 2029 | 19 |  |  |  | 67.6438 | 1
| Zone | South of Lugo | 11 | Average Weekday | CAISO | 1-in-10 | 2029 | 20 |  |  |  | 65.549 | 1
| Zone | South of Lugo | 11 | Average Weekday | CAISO | 1-in-10 | 2029 | 21 |  |  |  | 63.8706 | 1
| Zone | South of Lugo | 11 | Average Weekday | CAISO | 1-in-10 | 2029 | 22 |  |  |  | 62.2114 | 1
| Zone | South of Lugo | 11 | Average Weekday | CAISO | 1-in-10 | 2029 | 23 |  |  |  | 60.8032 | 1
| Zone | South of Lugo | 11 | Average Weekday | CAISO | 1-in-10 | 2029 | 24 |  |  |  | 59.5623 | 1
| Zone | South of Lugo | 11 | Monthly System Peak Day | CAISO | 1-in-10 | 2029 | 1 |  |  |  | 72.1583 | 1
| Zone | South of Lugo | 11 | Monthly System Peak Day | CAISO | 1-in-10 | 2029 | 2 |  |  |  | 70.2483 | 1
| Zone | South of Lugo | 11 | Monthly System Peak Day | CAISO | 1-in-10 | 2029 | 3 |  |  |  | 69.6879 | 1
| Zone | South of Lugo | 11 | Monthly System Peak Day | CAISO | 1-in-10 | 2029 | 4 |  |  |  | 68.1242 | 1
| Zone | South of Lugo | 11 | Monthly System Peak Day | CAISO | 1-in-10 | 2029 | 5 |  |  |  | 67.2212 | 1
| Zone | South of Lugo | 11 | Monthly System Peak Day | CAISO | 1-in-10 | 2029 | 6 |  |  |  | 66.5896 | 1
| Zone | South of Lugo | 11 | Monthly System Peak Day | CAISO | 1-in-10 | 2029 | 7 |  |  |  | 66.7892 | 1
| Zone | South of Lugo | 11 | Monthly System Peak Day | CAISO | 1-in-10 | 2029 | 8 |  |  |  | 67.9879 | 1
| Zone | South of Lugo | 11 | Monthly System Peak Day | CAISO | 1-in-10 | 2029 | 9 |  |  |  | 69.6179 | 1
| Zone | South of Lugo | 11 | Monthly System Peak Day | CAISO | 1-in-10 | 2029 | 10 |  |  |  | 73.6738 | 1
| Zone | South of Lugo | 11 | Monthly System Peak Day | CAISO | 1-in-10 | 2029 | 11 |  |  |  | 80.8958 | 1
| Zone | South of Lugo | 11 | Monthly System Peak Day | CAISO | 1-in-10 | 2029 | 12 |  |  |  | 87.0333 | 1
| Zone | South of Lugo | 11 | Monthly System Peak Day | CAISO | 1-in-10 | 2029 | 13 |  |  |  | 90.2167 | 1
| Zone | South of Lugo | 11 | Monthly System Peak Day | CAISO | 1-in-10 | 2029 | 14 |  |  |  | 91.8417 | 1
| Zone | South of Lugo | 11 | Monthly System Peak Day | CAISO | 1-in-10 | 2029 | 15 |  |  |  | 92.325 | 1
| Zone | South of Lugo | 11 | Monthly System Peak Day | CAISO | 1-in-10 | 2029 | 16 |  |  |  | 92.3417 | 1
| Zone | South of Lugo | 11 | Monthly System Peak Day | CAISO | 1-in-10 | 2029 | 17 |  |  |  | 91.4417 | 1
| Zone | South of Lugo | 11 | Monthly System Peak Day | CAISO | 1-in-10 | 2029 | 18 |  |  |  | 89.6292 | 1
| Zone | South of Lugo | 11 | Monthly System Peak Day | CAISO | 1-in-10 | 2029 | 19 |  |  |  | 86.7167 | 1
| Zone | South of Lugo | 11 | Monthly System Peak Day | CAISO | 1-in-10 | 2029 | 20 |  |  |  | 83.3458 | 1
| Zone | South of Lugo | 11 | Monthly System Peak Day | CAISO | 1-in-10 | 2029 | 21 |  |  |  | 80.0625 | 1
| Zone | South of Lugo | 11 | Monthly System Peak Day | CAISO | 1-in-10 | 2029 | 22 |  |  |  | 77.0746 | 1
| Zone | South of Lugo | 11 | Monthly System Peak Day | CAISO | 1-in-10 | 2029 | 23 |  |  |  | 74.9146 | 1
| Zone | South of Lugo | 11 | Monthly System Peak Day | CAISO | 1-in-10 | 2029 | 24 |  |  |  | 72.6104 | 1
| Zone | South of Lugo | 12 | Average Weekday | CAISO | 1-in-10 | 2029 | 1 |  |  |  | 54.0147 | 1
| Zone | South of Lugo | 12 | Average Weekday | CAISO | 1-in-10 | 2029 | 2 |  |  |  | 53.2901 | 1
| Zone | South of Lugo | 12 | Average Weekday | CAISO | 1-in-10 | 2029 | 3 |  |  |  | 52.5871 | 1
| Zone | South of Lugo | 12 | Average Weekday | CAISO | 1-in-10 | 2029 | 4 |  |  |  | 52.1177 | 1
| Zone | South of Lugo | 12 | Average Weekday | CAISO | 1-in-10 | 2029 | 5 |  |  |  | 51.6393 | 1
| Zone | South of Lugo | 12 | Average Weekday | CAISO | 1-in-10 | 2029 | 6 |  |  |  | 51.2256 | 1
| Zone | South of Lugo | 12 | Average Weekday | CAISO | 1-in-10 | 2029 | 7 |  |  |  | 50.9149 | 1
| Zone | South of Lugo | 12 | Average Weekday | CAISO | 1-in-10 | 2029 | 8 |  |  |  | 50.9494 | 1
| Zone | South of Lugo | 12 | Average Weekday | CAISO | 1-in-10 | 2029 | 9 |  |  |  | 52.0114 | 1
| Zone | South of Lugo | 12 | Average Weekday | CAISO | 1-in-10 | 2029 | 10 |  |  |  | 54.7951 | 1
| Zone | South of Lugo | 12 | Average Weekday | CAISO | 1-in-10 | 2029 | 11 |  |  |  | 58.1077 | 1
| Zone | South of Lugo | 12 | Average Weekday | CAISO | 1-in-10 | 2029 | 12 |  |  |  | 61.0246 | 1
| Zone | South of Lugo | 12 | Average Weekday | CAISO | 1-in-10 | 2029 | 13 |  |  |  | 62.9836 | 1
| Zone | South of Lugo | 12 | Average Weekday | CAISO | 1-in-10 | 2029 | 14 |  |  |  | 64.2755 | 1
| Zone | South of Lugo | 12 | Average Weekday | CAISO | 1-in-10 | 2029 | 15 |  |  |  | 65.0072 | 1
| Zone | South of Lugo | 12 | Average Weekday | CAISO | 1-in-10 | 2029 | 16 |  |  |  | 65.0444 | 1
| Zone | South of Lugo | 12 | Average Weekday | CAISO | 1-in-10 | 2029 | 17 |  |  |  | 64.1948 | 1
| Zone | South of Lugo | 12 | Average Weekday | CAISO | 1-in-10 | 2029 | 18 |  |  |  | 62.2119 | 1
| Zone | South of Lugo | 12 | Average Weekday | CAISO | 1-in-10 | 2029 | 19 |  |  |  | 60.0996 | 1
| Zone | South of Lugo | 12 | Average Weekday | CAISO | 1-in-10 | 2029 | 20 |  |  |  | 58.7166 | 1
| Zone | South of Lugo | 12 | Average Weekday | CAISO | 1-in-10 | 2029 | 21 |  |  |  | 57.5832 | 1
| Zone | South of Lugo | 12 | Average Weekday | CAISO | 1-in-10 | 2029 | 22 |  |  |  | 56.4118 | 1
| Zone | South of Lugo | 12 | Average Weekday | CAISO | 1-in-10 | 2029 | 23 |  |  |  | 55.4977 | 1
| Zone | South of Lugo | 12 | Average Weekday | CAISO | 1-in-10 | 2029 | 24 |  |  |  | 54.7114 | 1
| Zone | South of Lugo | 12 | Monthly System Peak Day | CAISO | 1-in-10 | 2029 | 1 |  |  |  | 43.1621 | 1
| Zone | South of Lugo | 12 | Monthly System Peak Day | CAISO | 1-in-10 | 2029 | 2 |  |  |  | 42.165 | 1
| Zone | South of Lugo | 12 | Monthly System Peak Day | CAISO | 1-in-10 | 2029 | 3 |  |  |  | 41.1825 | 1
| Zone | South of Lugo | 12 | Monthly System Peak Day | CAISO | 1-in-10 | 2029 | 4 |  |  |  | 40.5287 | 1
| Zone | South of Lugo | 12 | Monthly System Peak Day | CAISO | 1-in-10 | 2029 | 5 |  |  |  | 39.7692 | 1
| Zone | South of Lugo | 12 | Monthly System Peak Day | CAISO | 1-in-10 | 2029 | 6 |  |  |  | 38.9567 | 1
| Zone | South of Lugo | 12 | Monthly System Peak Day | CAISO | 1-in-10 | 2029 | 7 |  |  |  | 38.7854 | 1
| Zone | South of Lugo | 12 | Monthly System Peak Day | CAISO | 1-in-10 | 2029 | 8 |  |  |  | 39.3121 | 1
| Zone | South of Lugo | 12 | Monthly System Peak Day | CAISO | 1-in-10 | 2029 | 9 |  |  |  | 40.7854 | 1
| Zone | South of Lugo | 12 | Monthly System Peak Day | CAISO | 1-in-10 | 2029 | 10 |  |  |  | 44.9875 | 1
| Zone | South of Lugo | 12 | Monthly System Peak Day | CAISO | 1-in-10 | 2029 | 11 |  |  |  | 49.3725 | 1
| Zone | South of Lugo | 12 | Monthly System Peak Day | CAISO | 1-in-10 | 2029 | 12 |  |  |  | 51.6942 | 1
| Zone | South of Lugo | 12 | Monthly System Peak Day | CAISO | 1-in-10 | 2029 | 13 |  |  |  | 52.3162 | 1
| Zone | South of Lugo | 12 | Monthly System Peak Day | CAISO | 1-in-10 | 2029 | 14 |  |  |  | 53.53 | 1
| Zone | South of Lugo | 12 | Monthly System Peak Day | CAISO | 1-in-10 | 2029 | 15 |  |  |  | 54.5529 | 1
| Zone | South of Lugo | 12 | Monthly System Peak Day | CAISO | 1-in-10 | 2029 | 16 |  |  |  | 54.8563 | 1
| Zone | South of Lugo | 12 | Monthly System Peak Day | CAISO | 1-in-10 | 2029 | 17 |  |  |  | 54.495 | 1
| Zone | South of Lugo | 12 | Monthly System Peak Day | CAISO | 1-in-10 | 2029 | 18 |  |  |  | 52.5233 | 1
| Zone | South of Lugo | 12 | Monthly System Peak Day | CAISO | 1-in-10 | 2029 | 19 |  |  |  | 50.0379 | 1
| Zone | South of Lugo | 12 | Monthly System Peak Day | CAISO | 1-in-10 | 2029 | 20 |  |  |  | 49.1488 | 1
| Zone | South of Lugo | 12 | Monthly System Peak Day | CAISO | 1-in-10 | 2029 | 21 |  |  |  | 47.8304 | 1
| Zone | South of Lugo | 12 | Monthly System Peak Day | CAISO | 1-in-10 | 2029 | 22 |  |  |  | 46.2667 | 1
| Zone | South of Lugo | 12 | Monthly System Peak Day | CAISO | 1-in-10 | 2029 | 23 |  |  |  | 45.6983 | 1
| Zone | South of Lugo | 12 | Monthly System Peak Day | CAISO | 1-in-10 | 2029 | 24 |  |  |  | 45.4512 | 1
| Zone | South of Lugo | 1 | Average Weekday | CAISO | 1-in-10 | 2030 | 1 |  |  |  | 51.1891 | 1
| Zone | South of Lugo | 1 | Average Weekday | CAISO | 1-in-10 | 2030 | 2 |  |  |  | 50.37 | 1
| Zone | South of Lugo | 1 | Average Weekday | CAISO | 1-in-10 | 2030 | 3 |  |  |  | 49.6858 | 1
| Zone | South of Lugo | 1 | Average Weekday | CAISO | 1-in-10 | 2030 | 4 |  |  |  | 49.0549 | 1
| Zone | South of Lugo | 1 | Average Weekday | CAISO | 1-in-10 | 2030 | 5 |  |  |  | 48.5029 | 1
| Zone | South of Lugo | 1 | Average Weekday | CAISO | 1-in-10 | 2030 | 6 |  |  |  | 47.9978 | 1
| Zone | South of Lugo | 1 | Average Weekday | CAISO | 1-in-10 | 2030 | 7 |  |  |  | 47.6065 | 1
| Zone | South of Lugo | 1 | Average Weekday | CAISO | 1-in-10 | 2030 | 8 |  |  |  | 47.4721 | 1
| Zone | South of Lugo | 1 | Average Weekday | CAISO | 1-in-10 | 2030 | 9 |  |  |  | 48.2241 | 1
| Zone | South of Lugo | 1 | Average Weekday | CAISO | 1-in-10 | 2030 | 10 |  |  |  | 51.032 | 1
| Zone | South of Lugo | 1 | Average Weekday | CAISO | 1-in-10 | 2030 | 11 |  |  |  | 54.3859 | 1
| Zone | South of Lugo | 1 | Average Weekday | CAISO | 1-in-10 | 2030 | 12 |  |  |  | 57.4064 | 1
| Zone | South of Lugo | 1 | Average Weekday | CAISO | 1-in-10 | 2030 | 13 |  |  |  | 59.4629 | 1
| Zone | South of Lugo | 1 | Average Weekday | CAISO | 1-in-10 | 2030 | 14 |  |  |  | 60.934 | 1
| Zone | South of Lugo | 1 | Average Weekday | CAISO | 1-in-10 | 2030 | 15 |  |  |  | 61.7444 | 1
| Zone | South of Lugo | 1 | Average Weekday | CAISO | 1-in-10 | 2030 | 16 |  |  |  | 62.0385 | 1
| Zone | South of Lugo | 1 | Average Weekday | CAISO | 1-in-10 | 2030 | 17 |  |  |  | 61.6365 | 1
| Zone | South of Lugo | 1 | Average Weekday | CAISO | 1-in-10 | 2030 | 18 |  |  |  | 60.219 | 1
| Zone | South of Lugo | 1 | Average Weekday | CAISO | 1-in-10 | 2030 | 19 |  |  |  | 58.0776 | 1
| Zone | South of Lugo | 1 | Average Weekday | CAISO | 1-in-10 | 2030 | 20 |  |  |  | 56.5312 | 1
| Zone | South of Lugo | 1 | Average Weekday | CAISO | 1-in-10 | 2030 | 21 |  |  |  | 55.3422 | 1
| Zone | South of Lugo | 1 | Average Weekday | CAISO | 1-in-10 | 2030 | 22 |  |  |  | 54.2523 | 1
| Zone | South of Lugo | 1 | Average Weekday | CAISO | 1-in-10 | 2030 | 23 |  |  |  | 53.0495 | 1
| Zone | South of Lugo | 1 | Average Weekday | CAISO | 1-in-10 | 2030 | 24 |  |  |  | 52.1198 | 1
| Zone | South of Lugo | 1 | Monthly System Peak Day | CAISO | 1-in-10 | 2030 | 1 |  |  |  | 48.2546 | 1
| Zone | South of Lugo | 1 | Monthly System Peak Day | CAISO | 1-in-10 | 2030 | 2 |  |  |  | 47.2242 | 1
| Zone | South of Lugo | 1 | Monthly System Peak Day | CAISO | 1-in-10 | 2030 | 3 |  |  |  | 47.0496 | 1
| Zone | South of Lugo | 1 | Monthly System Peak Day | CAISO | 1-in-10 | 2030 | 4 |  |  |  | 46.5954 | 1
| Zone | South of Lugo | 1 | Monthly System Peak Day | CAISO | 1-in-10 | 2030 | 5 |  |  |  | 45.9596 | 1
| Zone | South of Lugo | 1 | Monthly System Peak Day | CAISO | 1-in-10 | 2030 | 6 |  |  |  | 45.4304 | 1
| Zone | South of Lugo | 1 | Monthly System Peak Day | CAISO | 1-in-10 | 2030 | 7 |  |  |  | 44.9821 | 1
| Zone | South of Lugo | 1 | Monthly System Peak Day | CAISO | 1-in-10 | 2030 | 8 |  |  |  | 44.2646 | 1
| Zone | South of Lugo | 1 | Monthly System Peak Day | CAISO | 1-in-10 | 2030 | 9 |  |  |  | 43.9946 | 1
| Zone | South of Lugo | 1 | Monthly System Peak Day | CAISO | 1-in-10 | 2030 | 10 |  |  |  | 45.905 | 1
| Zone | South of Lugo | 1 | Monthly System Peak Day | CAISO | 1-in-10 | 2030 | 11 |  |  |  | 46.0083 | 1
| Zone | South of Lugo | 1 | Monthly System Peak Day | CAISO | 1-in-10 | 2030 | 12 |  |  |  | 47.8037 | 1
| Zone | South of Lugo | 1 | Monthly System Peak Day | CAISO | 1-in-10 | 2030 | 13 |  |  |  | 49.2283 | 1
| Zone | South of Lugo | 1 | Monthly System Peak Day | CAISO | 1-in-10 | 2030 | 14 |  |  |  | 49.265 | 1
| Zone | South of Lugo | 1 | Monthly System Peak Day | CAISO | 1-in-10 | 2030 | 15 |  |  |  | 49.7642 | 1
| Zone | South of Lugo | 1 | Monthly System Peak Day | CAISO | 1-in-10 | 2030 | 16 |  |  |  | 50.74 | 1
| Zone | South of Lugo | 1 | Monthly System Peak Day | CAISO | 1-in-10 | 2030 | 17 |  |  |  | 51.0629 | 1
| Zone | South of Lugo | 1 | Monthly System Peak Day | CAISO | 1-in-10 | 2030 | 18 |  |  |  | 49.9983 | 1
| Zone | South of Lugo | 1 | Monthly System Peak Day | CAISO | 1-in-10 | 2030 | 19 |  |  |  | 48.4096 | 1
| Zone | South of Lugo | 1 | Monthly System Peak Day | CAISO | 1-in-10 | 2030 | 20 |  |  |  | 47.8275 | 1
| Zone | South of Lugo | 1 | Monthly System Peak Day | CAISO | 1-in-10 | 2030 | 21 |  |  |  | 47.2671 | 1
| Zone | South of Lugo | 1 | Monthly System Peak Day | CAISO | 1-in-10 | 2030 | 22 |  |  |  | 47.0438 | 1
| Zone | South of Lugo | 1 | Monthly System Peak Day | CAISO | 1-in-10 | 2030 | 23 |  |  |  | 46.3488 | 1
| Zone | South of Lugo | 1 | Monthly System Peak Day | CAISO | 1-in-10 | 2030 | 24 |  |  |  | 45.2792 | 1
| Zone | South of Lugo | 2 | Average Weekday | CAISO | 1-in-10 | 2030 | 1 |  |  |  | 50.13 | 1
| Zone | South of Lugo | 2 | Average Weekday | CAISO | 1-in-10 | 2030 | 2 |  |  |  | 49.1665 | 1
| Zone | South of Lugo | 2 | Average Weekday | CAISO | 1-in-10 | 2030 | 3 |  |  |  | 48.3485 | 1
| Zone | South of Lugo | 2 | Average Weekday | CAISO | 1-in-10 | 2030 | 4 |  |  |  | 47.6706 | 1
| Zone | South of Lugo | 2 | Average Weekday | CAISO | 1-in-10 | 2030 | 5 |  |  |  | 47.1168 | 1
| Zone | South of Lugo | 2 | Average Weekday | CAISO | 1-in-10 | 2030 | 6 |  |  |  | 46.6007 | 1
| Zone | South of Lugo | 2 | Average Weekday | CAISO | 1-in-10 | 2030 | 7 |  |  |  | 46.3432 | 1
| Zone | South of Lugo | 2 | Average Weekday | CAISO | 1-in-10 | 2030 | 8 |  |  |  | 46.5046 | 1
| Zone | South of Lugo | 2 | Average Weekday | CAISO | 1-in-10 | 2030 | 9 |  |  |  | 48.1818 | 1
| Zone | South of Lugo | 2 | Average Weekday | CAISO | 1-in-10 | 2030 | 10 |  |  |  | 51.4916 | 1
| Zone | South of Lugo | 2 | Average Weekday | CAISO | 1-in-10 | 2030 | 11 |  |  |  | 54.8195 | 1
| Zone | South of Lugo | 2 | Average Weekday | CAISO | 1-in-10 | 2030 | 12 |  |  |  | 57.534 | 1
| Zone | South of Lugo | 2 | Average Weekday | CAISO | 1-in-10 | 2030 | 13 |  |  |  | 59.3894 | 1
| Zone | South of Lugo | 2 | Average Weekday | CAISO | 1-in-10 | 2030 | 14 |  |  |  | 60.8652 | 1
| Zone | South of Lugo | 2 | Average Weekday | CAISO | 1-in-10 | 2030 | 15 |  |  |  | 61.8626 | 1
| Zone | South of Lugo | 2 | Average Weekday | CAISO | 1-in-10 | 2030 | 16 |  |  |  | 62.3043 | 1
| Zone | South of Lugo | 2 | Average Weekday | CAISO | 1-in-10 | 2030 | 17 |  |  |  | 61.9535 | 1
| Zone | South of Lugo | 2 | Average Weekday | CAISO | 1-in-10 | 2030 | 18 |  |  |  | 60.687 | 1
| Zone | South of Lugo | 2 | Average Weekday | CAISO | 1-in-10 | 2030 | 19 |  |  |  | 58.4288 | 1
| Zone | South of Lugo | 2 | Average Weekday | CAISO | 1-in-10 | 2030 | 20 |  |  |  | 56.4787 | 1
| Zone | South of Lugo | 2 | Average Weekday | CAISO | 1-in-10 | 2030 | 21 |  |  |  | 55.0237 | 1
| Zone | South of Lugo | 2 | Average Weekday | CAISO | 1-in-10 | 2030 | 22 |  |  |  | 53.8691 | 1
| Zone | South of Lugo | 2 | Average Weekday | CAISO | 1-in-10 | 2030 | 23 |  |  |  | 52.692 | 1
| Zone | South of Lugo | 2 | Average Weekday | CAISO | 1-in-10 | 2030 | 24 |  |  |  | 51.4944 | 1
| Zone | South of Lugo | 2 | Monthly System Peak Day | CAISO | 1-in-10 | 2030 | 1 |  |  |  | 50.5583 | 1
| Zone | South of Lugo | 2 | Monthly System Peak Day | CAISO | 1-in-10 | 2030 | 2 |  |  |  | 50.3667 | 1
| Zone | South of Lugo | 2 | Monthly System Peak Day | CAISO | 1-in-10 | 2030 | 3 |  |  |  | 50.4675 | 1
| Zone | South of Lugo | 2 | Monthly System Peak Day | CAISO | 1-in-10 | 2030 | 4 |  |  |  | 49.9513 | 1
| Zone | South of Lugo | 2 | Monthly System Peak Day | CAISO | 1-in-10 | 2030 | 5 |  |  |  | 49.1213 | 1
| Zone | South of Lugo | 2 | Monthly System Peak Day | CAISO | 1-in-10 | 2030 | 6 |  |  |  | 48.0717 | 1
| Zone | South of Lugo | 2 | Monthly System Peak Day | CAISO | 1-in-10 | 2030 | 7 |  |  |  | 47.8104 | 1
| Zone | South of Lugo | 2 | Monthly System Peak Day | CAISO | 1-in-10 | 2030 | 8 |  |  |  | 47.5567 | 1
| Zone | South of Lugo | 2 | Monthly System Peak Day | CAISO | 1-in-10 | 2030 | 9 |  |  |  | 48.2592 | 1
| Zone | South of Lugo | 2 | Monthly System Peak Day | CAISO | 1-in-10 | 2030 | 10 |  |  |  | 50.1646 | 1
| Zone | South of Lugo | 2 | Monthly System Peak Day | CAISO | 1-in-10 | 2030 | 11 |  |  |  | 51.2163 | 1
| Zone | South of Lugo | 2 | Monthly System Peak Day | CAISO | 1-in-10 | 2030 | 12 |  |  |  | 52.3767 | 1
| Zone | South of Lugo | 2 | Monthly System Peak Day | CAISO | 1-in-10 | 2030 | 13 |  |  |  | 53.2642 | 1
| Zone | South of Lugo | 2 | Monthly System Peak Day | CAISO | 1-in-10 | 2030 | 14 |  |  |  | 54.6529 | 1
| Zone | South of Lugo | 2 | Monthly System Peak Day | CAISO | 1-in-10 | 2030 | 15 |  |  |  | 55.4296 | 1
| Zone | South of Lugo | 2 | Monthly System Peak Day | CAISO | 1-in-10 | 2030 | 16 |  |  |  | 55.7683 | 1
| Zone | South of Lugo | 2 | Monthly System Peak Day | CAISO | 1-in-10 | 2030 | 17 |  |  |  | 56.9792 | 1
| Zone | South of Lugo | 2 | Monthly System Peak Day | CAISO | 1-in-10 | 2030 | 18 |  |  |  | 56.9042 | 1
| Zone | South of Lugo | 2 | Monthly System Peak Day | CAISO | 1-in-10 | 2030 | 19 |  |  |  | 55.9379 | 1
| Zone | South of Lugo | 2 | Monthly System Peak Day | CAISO | 1-in-10 | 2030 | 20 |  |  |  | 54.5992 | 1
| Zone | South of Lugo | 2 | Monthly System Peak Day | CAISO | 1-in-10 | 2030 | 21 |  |  |  | 54.22 | 1
| Zone | South of Lugo | 2 | Monthly System Peak Day | CAISO | 1-in-10 | 2030 | 22 |  |  |  | 53.5638 | 1
| Zone | South of Lugo | 2 | Monthly System Peak Day | CAISO | 1-in-10 | 2030 | 23 |  |  |  | 52.9417 | 1
| Zone | South of Lugo | 2 | Monthly System Peak Day | CAISO | 1-in-10 | 2030 | 24 |  |  |  | 52.3658 | 1
| Zone | South of Lugo | 3 | Average Weekday | CAISO | 1-in-10 | 2030 | 1 |  |  |  | 60.2963 | 1
| Zone | South of Lugo | 3 | Average Weekday | CAISO | 1-in-10 | 2030 | 2 |  |  |  | 59.2613 | 1
| Zone | South of Lugo | 3 | Average Weekday | CAISO | 1-in-10 | 2030 | 3 |  |  |  | 58.2877 | 1
| Zone | South of Lugo | 3 | Average Weekday | CAISO | 1-in-10 | 2030 | 4 |  |  |  | 57.3831 | 1
| Zone | South of Lugo | 3 | Average Weekday | CAISO | 1-in-10 | 2030 | 5 |  |  |  | 56.6944 | 1
| Zone | South of Lugo | 3 | Average Weekday | CAISO | 1-in-10 | 2030 | 6 |  |  |  | 56.0616 | 1
| Zone | South of Lugo | 3 | Average Weekday | CAISO | 1-in-10 | 2030 | 7 |  |  |  | 55.7979 | 1
| Zone | South of Lugo | 3 | Average Weekday | CAISO | 1-in-10 | 2030 | 8 |  |  |  | 55.9064 | 1
| Zone | South of Lugo | 3 | Average Weekday | CAISO | 1-in-10 | 2030 | 9 |  |  |  | 57.5692 | 1
| Zone | South of Lugo | 3 | Average Weekday | CAISO | 1-in-10 | 2030 | 10 |  |  |  | 61.2746 | 1
| Zone | South of Lugo | 3 | Average Weekday | CAISO | 1-in-10 | 2030 | 11 |  |  |  | 65.6137 | 1
| Zone | South of Lugo | 3 | Average Weekday | CAISO | 1-in-10 | 2030 | 12 |  |  |  | 69.4158 | 1
| Zone | South of Lugo | 3 | Average Weekday | CAISO | 1-in-10 | 2030 | 13 |  |  |  | 72.2824 | 1
| Zone | South of Lugo | 3 | Average Weekday | CAISO | 1-in-10 | 2030 | 14 |  |  |  | 74.1994 | 1
| Zone | South of Lugo | 3 | Average Weekday | CAISO | 1-in-10 | 2030 | 15 |  |  |  | 75.3807 | 1
| Zone | South of Lugo | 3 | Average Weekday | CAISO | 1-in-10 | 2030 | 16 |  |  |  | 75.9072 | 1
| Zone | South of Lugo | 3 | Average Weekday | CAISO | 1-in-10 | 2030 | 17 |  |  |  | 75.6839 | 1
| Zone | South of Lugo | 3 | Average Weekday | CAISO | 1-in-10 | 2030 | 18 |  |  |  | 74.6285 | 1
| Zone | South of Lugo | 3 | Average Weekday | CAISO | 1-in-10 | 2030 | 19 |  |  |  | 72.6844 | 1
| Zone | South of Lugo | 3 | Average Weekday | CAISO | 1-in-10 | 2030 | 20 |  |  |  | 69.9169 | 1
| Zone | South of Lugo | 3 | Average Weekday | CAISO | 1-in-10 | 2030 | 21 |  |  |  | 67.2424 | 1
| Zone | South of Lugo | 3 | Average Weekday | CAISO | 1-in-10 | 2030 | 22 |  |  |  | 65.5237 | 1
| Zone | South of Lugo | 3 | Average Weekday | CAISO | 1-in-10 | 2030 | 23 |  |  |  | 64.1832 | 1
| Zone | South of Lugo | 3 | Average Weekday | CAISO | 1-in-10 | 2030 | 24 |  |  |  | 62.7782 | 1
| Zone | South of Lugo | 3 | Monthly System Peak Day | CAISO | 1-in-10 | 2030 | 1 |  |  |  | 68.5037 | 1
| Zone | South of Lugo | 3 | Monthly System Peak Day | CAISO | 1-in-10 | 2030 | 2 |  |  |  | 66.4238 | 1
| Zone | South of Lugo | 3 | Monthly System Peak Day | CAISO | 1-in-10 | 2030 | 3 |  |  |  | 64.0963 | 1
| Zone | South of Lugo | 3 | Monthly System Peak Day | CAISO | 1-in-10 | 2030 | 4 |  |  |  | 63.1083 | 1
| Zone | South of Lugo | 3 | Monthly System Peak Day | CAISO | 1-in-10 | 2030 | 5 |  |  |  | 62.7329 | 1
| Zone | South of Lugo | 3 | Monthly System Peak Day | CAISO | 1-in-10 | 2030 | 6 |  |  |  | 62.0687 | 1
| Zone | South of Lugo | 3 | Monthly System Peak Day | CAISO | 1-in-10 | 2030 | 7 |  |  |  | 62.6358 | 1
| Zone | South of Lugo | 3 | Monthly System Peak Day | CAISO | 1-in-10 | 2030 | 8 |  |  |  | 62.3296 | 1
| Zone | South of Lugo | 3 | Monthly System Peak Day | CAISO | 1-in-10 | 2030 | 9 |  |  |  | 63.6896 | 1
| Zone | South of Lugo | 3 | Monthly System Peak Day | CAISO | 1-in-10 | 2030 | 10 |  |  |  | 68.6396 | 1
| Zone | South of Lugo | 3 | Monthly System Peak Day | CAISO | 1-in-10 | 2030 | 11 |  |  |  | 73.7383 | 1
| Zone | South of Lugo | 3 | Monthly System Peak Day | CAISO | 1-in-10 | 2030 | 12 |  |  |  | 78.625 | 1
| Zone | South of Lugo | 3 | Monthly System Peak Day | CAISO | 1-in-10 | 2030 | 13 |  |  |  | 83.7042 | 1
| Zone | South of Lugo | 3 | Monthly System Peak Day | CAISO | 1-in-10 | 2030 | 14 |  |  |  | 86.0333 | 1
| Zone | South of Lugo | 3 | Monthly System Peak Day | CAISO | 1-in-10 | 2030 | 15 |  |  |  | 86.1917 | 1
| Zone | South of Lugo | 3 | Monthly System Peak Day | CAISO | 1-in-10 | 2030 | 16 |  |  |  | 86.85 | 1
| Zone | South of Lugo | 3 | Monthly System Peak Day | CAISO | 1-in-10 | 2030 | 17 |  |  |  | 87.7417 | 1
| Zone | South of Lugo | 3 | Monthly System Peak Day | CAISO | 1-in-10 | 2030 | 18 |  |  |  | 87.85 | 1
| Zone | South of Lugo | 3 | Monthly System Peak Day | CAISO | 1-in-10 | 2030 | 19 |  |  |  | 86.5292 | 1
| Zone | South of Lugo | 3 | Monthly System Peak Day | CAISO | 1-in-10 | 2030 | 20 |  |  |  | 83.8708 | 1
| Zone | South of Lugo | 3 | Monthly System Peak Day | CAISO | 1-in-10 | 2030 | 21 |  |  |  | 79.9542 | 1
| Zone | South of Lugo | 3 | Monthly System Peak Day | CAISO | 1-in-10 | 2030 | 22 |  |  |  | 77.2167 | 1
| Zone | South of Lugo | 3 | Monthly System Peak Day | CAISO | 1-in-10 | 2030 | 23 |  |  |  | 74.6879 | 1
| Zone | South of Lugo | 3 | Monthly System Peak Day | CAISO | 1-in-10 | 2030 | 24 |  |  |  | 71.3121 | 1
| Zone | South of Lugo | 4 | Average Weekday | CAISO | 1-in-10 | 2030 | 1 |  |  |  | 60.9105 | 1
| Zone | South of Lugo | 4 | Average Weekday | CAISO | 1-in-10 | 2030 | 2 |  |  |  | 59.8783 | 1
| Zone | South of Lugo | 4 | Average Weekday | CAISO | 1-in-10 | 2030 | 3 |  |  |  | 58.9176 | 1
| Zone | South of Lugo | 4 | Average Weekday | CAISO | 1-in-10 | 2030 | 4 |  |  |  | 58.0606 | 1
| Zone | South of Lugo | 4 | Average Weekday | CAISO | 1-in-10 | 2030 | 5 |  |  |  | 57.3193 | 1
| Zone | South of Lugo | 4 | Average Weekday | CAISO | 1-in-10 | 2030 | 6 |  |  |  | 56.7693 | 1
| Zone | South of Lugo | 4 | Average Weekday | CAISO | 1-in-10 | 2030 | 7 |  |  |  | 56.3674 | 1
| Zone | South of Lugo | 4 | Average Weekday | CAISO | 1-in-10 | 2030 | 8 |  |  |  | 56.449 | 1
| Zone | South of Lugo | 4 | Average Weekday | CAISO | 1-in-10 | 2030 | 9 |  |  |  | 58.5507 | 1
| Zone | South of Lugo | 4 | Average Weekday | CAISO | 1-in-10 | 2030 | 10 |  |  |  | 61.5935 | 1
| Zone | South of Lugo | 4 | Average Weekday | CAISO | 1-in-10 | 2030 | 11 |  |  |  | 65.1247 | 1
| Zone | South of Lugo | 4 | Average Weekday | CAISO | 1-in-10 | 2030 | 12 |  |  |  | 68.4544 | 1
| Zone | South of Lugo | 4 | Average Weekday | CAISO | 1-in-10 | 2030 | 13 |  |  |  | 70.7821 | 1
| Zone | South of Lugo | 4 | Average Weekday | CAISO | 1-in-10 | 2030 | 14 |  |  |  | 72.461 | 1
| Zone | South of Lugo | 4 | Average Weekday | CAISO | 1-in-10 | 2030 | 15 |  |  |  | 73.7676 | 1
| Zone | South of Lugo | 4 | Average Weekday | CAISO | 1-in-10 | 2030 | 16 |  |  |  | 74.4082 | 1
| Zone | South of Lugo | 4 | Average Weekday | CAISO | 1-in-10 | 2030 | 17 |  |  |  | 74.5491 | 1
| Zone | South of Lugo | 4 | Average Weekday | CAISO | 1-in-10 | 2030 | 18 |  |  |  | 73.8145 | 1
| Zone | South of Lugo | 4 | Average Weekday | CAISO | 1-in-10 | 2030 | 19 |  |  |  | 72.4343 | 1
| Zone | South of Lugo | 4 | Average Weekday | CAISO | 1-in-10 | 2030 | 20 |  |  |  | 70.1531 | 1
| Zone | South of Lugo | 4 | Average Weekday | CAISO | 1-in-10 | 2030 | 21 |  |  |  | 67.2656 | 1
| Zone | South of Lugo | 4 | Average Weekday | CAISO | 1-in-10 | 2030 | 22 |  |  |  | 65.1688 | 1
| Zone | South of Lugo | 4 | Average Weekday | CAISO | 1-in-10 | 2030 | 23 |  |  |  | 63.6692 | 1
| Zone | South of Lugo | 4 | Average Weekday | CAISO | 1-in-10 | 2030 | 24 |  |  |  | 62.3859 | 1
| Zone | South of Lugo | 4 | Monthly System Peak Day | CAISO | 1-in-10 | 2030 | 1 |  |  |  | 73.53 | 1
| Zone | South of Lugo | 4 | Monthly System Peak Day | CAISO | 1-in-10 | 2030 | 2 |  |  |  | 71.2246 | 1
| Zone | South of Lugo | 4 | Monthly System Peak Day | CAISO | 1-in-10 | 2030 | 3 |  |  |  | 69.5304 | 1
| Zone | South of Lugo | 4 | Monthly System Peak Day | CAISO | 1-in-10 | 2030 | 4 |  |  |  | 68.065 | 1
| Zone | South of Lugo | 4 | Monthly System Peak Day | CAISO | 1-in-10 | 2030 | 5 |  |  |  | 67.9058 | 1
| Zone | South of Lugo | 4 | Monthly System Peak Day | CAISO | 1-in-10 | 2030 | 6 |  |  |  | 68.3792 | 1
| Zone | South of Lugo | 4 | Monthly System Peak Day | CAISO | 1-in-10 | 2030 | 7 |  |  |  | 68.9758 | 1
| Zone | South of Lugo | 4 | Monthly System Peak Day | CAISO | 1-in-10 | 2030 | 8 |  |  |  | 69.4688 | 1
| Zone | South of Lugo | 4 | Monthly System Peak Day | CAISO | 1-in-10 | 2030 | 9 |  |  |  | 71.8479 | 1
| Zone | South of Lugo | 4 | Monthly System Peak Day | CAISO | 1-in-10 | 2030 | 10 |  |  |  | 75.5417 | 1
| Zone | South of Lugo | 4 | Monthly System Peak Day | CAISO | 1-in-10 | 2030 | 11 |  |  |  | 79.2292 | 1
| Zone | South of Lugo | 4 | Monthly System Peak Day | CAISO | 1-in-10 | 2030 | 12 |  |  |  | 83.0583 | 1
| Zone | South of Lugo | 4 | Monthly System Peak Day | CAISO | 1-in-10 | 2030 | 13 |  |  |  | 86.0375 | 1
| Zone | South of Lugo | 4 | Monthly System Peak Day | CAISO | 1-in-10 | 2030 | 14 |  |  |  | 87.9875 | 1
| Zone | South of Lugo | 4 | Monthly System Peak Day | CAISO | 1-in-10 | 2030 | 15 |  |  |  | 89.2875 | 1
| Zone | South of Lugo | 4 | Monthly System Peak Day | CAISO | 1-in-10 | 2030 | 16 |  |  |  | 90.6958 | 1
| Zone | South of Lugo | 4 | Monthly System Peak Day | CAISO | 1-in-10 | 2030 | 17 |  |  |  | 91.4333 | 1
| Zone | South of Lugo | 4 | Monthly System Peak Day | CAISO | 1-in-10 | 2030 | 18 |  |  |  | 91.6458 | 1
| Zone | South of Lugo | 4 | Monthly System Peak Day | CAISO | 1-in-10 | 2030 | 19 |  |  |  | 91.0833 | 1
| Zone | South of Lugo | 4 | Monthly System Peak Day | CAISO | 1-in-10 | 2030 | 20 |  |  |  | 89.3375 | 1
| Zone | South of Lugo | 4 | Monthly System Peak Day | CAISO | 1-in-10 | 2030 | 21 |  |  |  | 86.3208 | 1
| Zone | South of Lugo | 4 | Monthly System Peak Day | CAISO | 1-in-10 | 2030 | 22 |  |  |  | 83.8333 | 1
| Zone | South of Lugo | 4 | Monthly System Peak Day | CAISO | 1-in-10 | 2030 | 23 |  |  |  | 81.0917 | 1
| Zone | South of Lugo | 4 | Monthly System Peak Day | CAISO | 1-in-10 | 2030 | 24 |  |  |  | 78.1342 | 1
| Zone | South of Lugo | 5 | Average Weekday | CAISO | 1-in-10 | 2030 | 1 |  |  |  | 63.7261 | 1
| Zone | South of Lugo | 5 | Average Weekday | CAISO | 1-in-10 | 2030 | 2 |  |  |  | 62.7364 | 1
| Zone | South of Lugo | 5 | Average Weekday | CAISO | 1-in-10 | 2030 | 3 |  |  |  | 61.9172 | 1
| Zone | South of Lugo | 5 | Average Weekday | CAISO | 1-in-10 | 2030 | 4 |  |  |  | 61.2504 | 1
| Zone | South of Lugo | 5 | Average Weekday | CAISO | 1-in-10 | 2030 | 5 |  |  |  | 60.7132 | 1
| Zone | South of Lugo | 5 | Average Weekday | CAISO | 1-in-10 | 2030 | 6 |  |  |  | 60.3703 | 1
| Zone | South of Lugo | 5 | Average Weekday | CAISO | 1-in-10 | 2030 | 7 |  |  |  | 60.2288 | 1
| Zone | South of Lugo | 5 | Average Weekday | CAISO | 1-in-10 | 2030 | 8 |  |  |  | 60.9294 | 1
| Zone | South of Lugo | 5 | Average Weekday | CAISO | 1-in-10 | 2030 | 9 |  |  |  | 62.9482 | 1
| Zone | South of Lugo | 5 | Average Weekday | CAISO | 1-in-10 | 2030 | 10 |  |  |  | 65.7554 | 1
| Zone | South of Lugo | 5 | Average Weekday | CAISO | 1-in-10 | 2030 | 11 |  |  |  | 68.6938 | 1
| Zone | South of Lugo | 5 | Average Weekday | CAISO | 1-in-10 | 2030 | 12 |  |  |  | 71.3639 | 1
| Zone | South of Lugo | 5 | Average Weekday | CAISO | 1-in-10 | 2030 | 13 |  |  |  | 73.5492 | 1
| Zone | South of Lugo | 5 | Average Weekday | CAISO | 1-in-10 | 2030 | 14 |  |  |  | 75.3789 | 1
| Zone | South of Lugo | 5 | Average Weekday | CAISO | 1-in-10 | 2030 | 15 |  |  |  | 76.7811 | 1
| Zone | South of Lugo | 5 | Average Weekday | CAISO | 1-in-10 | 2030 | 16 |  |  |  | 77.6 | 1
| Zone | South of Lugo | 5 | Average Weekday | CAISO | 1-in-10 | 2030 | 17 |  |  |  | 77.8548 | 1
| Zone | South of Lugo | 5 | Average Weekday | CAISO | 1-in-10 | 2030 | 18 |  |  |  | 77.2107 | 1
| Zone | South of Lugo | 5 | Average Weekday | CAISO | 1-in-10 | 2030 | 19 |  |  |  | 75.8588 | 1
| Zone | South of Lugo | 5 | Average Weekday | CAISO | 1-in-10 | 2030 | 20 |  |  |  | 73.7457 | 1
| Zone | South of Lugo | 5 | Average Weekday | CAISO | 1-in-10 | 2030 | 21 |  |  |  | 70.633 | 1
| Zone | South of Lugo | 5 | Average Weekday | CAISO | 1-in-10 | 2030 | 22 |  |  |  | 67.8287 | 1
| Zone | South of Lugo | 5 | Average Weekday | CAISO | 1-in-10 | 2030 | 23 |  |  |  | 66.0136 | 1
| Zone | South of Lugo | 5 | Average Weekday | CAISO | 1-in-10 | 2030 | 24 |  |  |  | 64.7075 | 1
| Zone | South of Lugo | 5 | Monthly System Peak Day | CAISO | 1-in-10 | 2030 | 1 |  |  |  | 75.4321 | 1
| Zone | South of Lugo | 5 | Monthly System Peak Day | CAISO | 1-in-10 | 2030 | 2 |  |  |  | 73.9658 | 1
| Zone | South of Lugo | 5 | Monthly System Peak Day | CAISO | 1-in-10 | 2030 | 3 |  |  |  | 71.9892 | 1
| Zone | South of Lugo | 5 | Monthly System Peak Day | CAISO | 1-in-10 | 2030 | 4 |  |  |  | 70.9163 | 1
| Zone | South of Lugo | 5 | Monthly System Peak Day | CAISO | 1-in-10 | 2030 | 5 |  |  |  | 70.1583 | 1
| Zone | South of Lugo | 5 | Monthly System Peak Day | CAISO | 1-in-10 | 2030 | 6 |  |  |  | 68.9408 | 1
| Zone | South of Lugo | 5 | Monthly System Peak Day | CAISO | 1-in-10 | 2030 | 7 |  |  |  | 68.7504 | 1
| Zone | South of Lugo | 5 | Monthly System Peak Day | CAISO | 1-in-10 | 2030 | 8 |  |  |  | 69.4196 | 1
| Zone | South of Lugo | 5 | Monthly System Peak Day | CAISO | 1-in-10 | 2030 | 9 |  |  |  | 74.04 | 1
| Zone | South of Lugo | 5 | Monthly System Peak Day | CAISO | 1-in-10 | 2030 | 10 |  |  |  | 80.7083 | 1
| Zone | South of Lugo | 5 | Monthly System Peak Day | CAISO | 1-in-10 | 2030 | 11 |  |  |  | 86.8583 | 1
| Zone | South of Lugo | 5 | Monthly System Peak Day | CAISO | 1-in-10 | 2030 | 12 |  |  |  | 90.5875 | 1
| Zone | South of Lugo | 5 | Monthly System Peak Day | CAISO | 1-in-10 | 2030 | 13 |  |  |  | 93.1542 | 1
| Zone | South of Lugo | 5 | Monthly System Peak Day | CAISO | 1-in-10 | 2030 | 14 |  |  |  | 94.5167 | 1
| Zone | South of Lugo | 5 | Monthly System Peak Day | CAISO | 1-in-10 | 2030 | 15 |  |  |  | 96.05 | 1
| Zone | South of Lugo | 5 | Monthly System Peak Day | CAISO | 1-in-10 | 2030 | 16 |  |  |  | 96.5375 | 1
| Zone | South of Lugo | 5 | Monthly System Peak Day | CAISO | 1-in-10 | 2030 | 17 |  |  |  | 96.4417 | 1
| Zone | South of Lugo | 5 | Monthly System Peak Day | CAISO | 1-in-10 | 2030 | 18 |  |  |  | 95.3792 | 1
| Zone | South of Lugo | 5 | Monthly System Peak Day | CAISO | 1-in-10 | 2030 | 19 |  |  |  | 94.4625 | 1
| Zone | South of Lugo | 5 | Monthly System Peak Day | CAISO | 1-in-10 | 2030 | 20 |  |  |  | 91.6125 | 1
| Zone | South of Lugo | 5 | Monthly System Peak Day | CAISO | 1-in-10 | 2030 | 21 |  |  |  | 87.3083 | 1
| Zone | South of Lugo | 5 | Monthly System Peak Day | CAISO | 1-in-10 | 2030 | 22 |  |  |  | 83.1583 | 1
| Zone | South of Lugo | 5 | Monthly System Peak Day | CAISO | 1-in-10 | 2030 | 23 |  |  |  | 80.6958 | 1
| Zone | South of Lugo | 5 | Monthly System Peak Day | CAISO | 1-in-10 | 2030 | 24 |  |  |  | 78.2358 | 1
| Zone | South of Lugo | 6 | Average Weekday | CAISO | 1-in-10 | 2030 | 1 |  |  |  | 68.1974 | 1
| Zone | South of Lugo | 6 | Average Weekday | CAISO | 1-in-10 | 2030 | 2 |  |  |  | 67.4474 | 1
| Zone | South of Lugo | 6 | Average Weekday | CAISO | 1-in-10 | 2030 | 3 |  |  |  | 66.798 | 1
| Zone | South of Lugo | 6 | Average Weekday | CAISO | 1-in-10 | 2030 | 4 |  |  |  | 66.2248 | 1
| Zone | South of Lugo | 6 | Average Weekday | CAISO | 1-in-10 | 2030 | 5 |  |  |  | 65.7795 | 1
| Zone | South of Lugo | 6 | Average Weekday | CAISO | 1-in-10 | 2030 | 6 |  |  |  | 65.4266 | 1
| Zone | South of Lugo | 6 | Average Weekday | CAISO | 1-in-10 | 2030 | 7 |  |  |  | 65.2137 | 1
| Zone | South of Lugo | 6 | Average Weekday | CAISO | 1-in-10 | 2030 | 8 |  |  |  | 65.9904 | 1
| Zone | South of Lugo | 6 | Average Weekday | CAISO | 1-in-10 | 2030 | 9 |  |  |  | 67.8836 | 1
| Zone | South of Lugo | 6 | Average Weekday | CAISO | 1-in-10 | 2030 | 10 |  |  |  | 70.8703 | 1
| Zone | South of Lugo | 6 | Average Weekday | CAISO | 1-in-10 | 2030 | 11 |  |  |  | 74.0727 | 1
| Zone | South of Lugo | 6 | Average Weekday | CAISO | 1-in-10 | 2030 | 12 |  |  |  | 77.1926 | 1
| Zone | South of Lugo | 6 | Average Weekday | CAISO | 1-in-10 | 2030 | 13 |  |  |  | 79.5914 | 1
| Zone | South of Lugo | 6 | Average Weekday | CAISO | 1-in-10 | 2030 | 14 |  |  |  | 81.2857 | 1
| Zone | South of Lugo | 6 | Average Weekday | CAISO | 1-in-10 | 2030 | 15 |  |  |  | 82.4491 | 1
| Zone | South of Lugo | 6 | Average Weekday | CAISO | 1-in-10 | 2030 | 16 |  |  |  | 83.1785 | 1
| Zone | South of Lugo | 6 | Average Weekday | CAISO | 1-in-10 | 2030 | 17 |  |  |  | 83.0988 | 1
| Zone | South of Lugo | 6 | Average Weekday | CAISO | 1-in-10 | 2030 | 18 |  |  |  | 82.3115 | 1
| Zone | South of Lugo | 6 | Average Weekday | CAISO | 1-in-10 | 2030 | 19 |  |  |  | 80.9067 | 1
| Zone | South of Lugo | 6 | Average Weekday | CAISO | 1-in-10 | 2030 | 20 |  |  |  | 78.6574 | 1
| Zone | South of Lugo | 6 | Average Weekday | CAISO | 1-in-10 | 2030 | 21 |  |  |  | 75.6723 | 1
| Zone | South of Lugo | 6 | Average Weekday | CAISO | 1-in-10 | 2030 | 22 |  |  |  | 72.5495 | 1
| Zone | South of Lugo | 6 | Average Weekday | CAISO | 1-in-10 | 2030 | 23 |  |  |  | 70.5754 | 1
| Zone | South of Lugo | 6 | Average Weekday | CAISO | 1-in-10 | 2030 | 24 |  |  |  | 69.3238 | 1
| Zone | South of Lugo | 6 | Monthly System Peak Day | CAISO | 1-in-10 | 2030 | 1 |  |  |  | 76.1479 | 1
| Zone | South of Lugo | 6 | Monthly System Peak Day | CAISO | 1-in-10 | 2030 | 2 |  |  |  | 74.6371 | 1
| Zone | South of Lugo | 6 | Monthly System Peak Day | CAISO | 1-in-10 | 2030 | 3 |  |  |  | 73.4696 | 1
| Zone | South of Lugo | 6 | Monthly System Peak Day | CAISO | 1-in-10 | 2030 | 4 |  |  |  | 72.9638 | 1
| Zone | South of Lugo | 6 | Monthly System Peak Day | CAISO | 1-in-10 | 2030 | 5 |  |  |  | 71.9967 | 1
| Zone | South of Lugo | 6 | Monthly System Peak Day | CAISO | 1-in-10 | 2030 | 6 |  |  |  | 71.4208 | 1
| Zone | South of Lugo | 6 | Monthly System Peak Day | CAISO | 1-in-10 | 2030 | 7 |  |  |  | 70.8092 | 1
| Zone | South of Lugo | 6 | Monthly System Peak Day | CAISO | 1-in-10 | 2030 | 8 |  |  |  | 72.4 | 1
| Zone | South of Lugo | 6 | Monthly System Peak Day | CAISO | 1-in-10 | 2030 | 9 |  |  |  | 77.1679 | 1
| Zone | South of Lugo | 6 | Monthly System Peak Day | CAISO | 1-in-10 | 2030 | 10 |  |  |  | 83.4454 | 1
| Zone | South of Lugo | 6 | Monthly System Peak Day | CAISO | 1-in-10 | 2030 | 11 |  |  |  | 88.3342 | 1
| Zone | South of Lugo | 6 | Monthly System Peak Day | CAISO | 1-in-10 | 2030 | 12 |  |  |  | 92.0333 | 1
| Zone | South of Lugo | 6 | Monthly System Peak Day | CAISO | 1-in-10 | 2030 | 13 |  |  |  | 93.3167 | 1
| Zone | South of Lugo | 6 | Monthly System Peak Day | CAISO | 1-in-10 | 2030 | 14 |  |  |  | 94.8792 | 1
| Zone | South of Lugo | 6 | Monthly System Peak Day | CAISO | 1-in-10 | 2030 | 15 |  |  |  | 96.675 | 1
| Zone | South of Lugo | 6 | Monthly System Peak Day | CAISO | 1-in-10 | 2030 | 16 |  |  |  | 98.15 | 1
| Zone | South of Lugo | 6 | Monthly System Peak Day | CAISO | 1-in-10 | 2030 | 17 |  |  |  | 98.45 | 1
| Zone | South of Lugo | 6 | Monthly System Peak Day | CAISO | 1-in-10 | 2030 | 18 |  |  |  | 97.8292 | 1
| Zone | South of Lugo | 6 | Monthly System Peak Day | CAISO | 1-in-10 | 2030 | 19 |  |  |  | 95.9125 | 1
| Zone | South of Lugo | 6 | Monthly System Peak Day | CAISO | 1-in-10 | 2030 | 20 |  |  |  | 91.0208 | 1
| Zone | South of Lugo | 6 | Monthly System Peak Day | CAISO | 1-in-10 | 2030 | 21 |  |  |  | 87.25 | 1
| Zone | South of Lugo | 6 | Monthly System Peak Day | CAISO | 1-in-10 | 2030 | 22 |  |  |  | 83.8883 | 1
| Zone | South of Lugo | 6 | Monthly System Peak Day | CAISO | 1-in-10 | 2030 | 23 |  |  |  | 80.4692 | 1
| Zone | South of Lugo | 6 | Monthly System Peak Day | CAISO | 1-in-10 | 2030 | 24 |  |  |  | 77.9475 | 1
| Zone | South of Lugo | 7 | Average Weekday | CAISO | 1-in-10 | 2030 | 1 |  |  |  | 73.2748 | 1
| Zone | South of Lugo | 7 | Average Weekday | CAISO | 1-in-10 | 2030 | 2 |  |  |  | 72.448 | 1
| Zone | South of Lugo | 7 | Average Weekday | CAISO | 1-in-10 | 2030 | 3 |  |  |  | 71.6747 | 1
| Zone | South of Lugo | 7 | Average Weekday | CAISO | 1-in-10 | 2030 | 4 |  |  |  | 71.1028 | 1
| Zone | South of Lugo | 7 | Average Weekday | CAISO | 1-in-10 | 2030 | 5 |  |  |  | 70.6155 | 1
| Zone | South of Lugo | 7 | Average Weekday | CAISO | 1-in-10 | 2030 | 6 |  |  |  | 70.2457 | 1
| Zone | South of Lugo | 7 | Average Weekday | CAISO | 1-in-10 | 2030 | 7 |  |  |  | 70.057 | 1
| Zone | South of Lugo | 7 | Average Weekday | CAISO | 1-in-10 | 2030 | 8 |  |  |  | 70.6914 | 1
| Zone | South of Lugo | 7 | Average Weekday | CAISO | 1-in-10 | 2030 | 9 |  |  |  | 73.0913 | 1
| Zone | South of Lugo | 7 | Average Weekday | CAISO | 1-in-10 | 2030 | 10 |  |  |  | 76.3755 | 1
| Zone | South of Lugo | 7 | Average Weekday | CAISO | 1-in-10 | 2030 | 11 |  |  |  | 79.8781 | 1
| Zone | South of Lugo | 7 | Average Weekday | CAISO | 1-in-10 | 2030 | 12 |  |  |  | 83.1077 | 1
| Zone | South of Lugo | 7 | Average Weekday | CAISO | 1-in-10 | 2030 | 13 |  |  |  | 85.4249 | 1
| Zone | South of Lugo | 7 | Average Weekday | CAISO | 1-in-10 | 2030 | 14 |  |  |  | 87.0578 | 1
| Zone | South of Lugo | 7 | Average Weekday | CAISO | 1-in-10 | 2030 | 15 |  |  |  | 88.2055 | 1
| Zone | South of Lugo | 7 | Average Weekday | CAISO | 1-in-10 | 2030 | 16 |  |  |  | 88.8228 | 1
| Zone | South of Lugo | 7 | Average Weekday | CAISO | 1-in-10 | 2030 | 17 |  |  |  | 88.8724 | 1
| Zone | South of Lugo | 7 | Average Weekday | CAISO | 1-in-10 | 2030 | 18 |  |  |  | 88.0513 | 1
| Zone | South of Lugo | 7 | Average Weekday | CAISO | 1-in-10 | 2030 | 19 |  |  |  | 86.5336 | 1
| Zone | South of Lugo | 7 | Average Weekday | CAISO | 1-in-10 | 2030 | 20 |  |  |  | 84.1525 | 1
| Zone | South of Lugo | 7 | Average Weekday | CAISO | 1-in-10 | 2030 | 21 |  |  |  | 80.9126 | 1
| Zone | South of Lugo | 7 | Average Weekday | CAISO | 1-in-10 | 2030 | 22 |  |  |  | 77.7621 | 1
| Zone | South of Lugo | 7 | Average Weekday | CAISO | 1-in-10 | 2030 | 23 |  |  |  | 75.8771 | 1
| Zone | South of Lugo | 7 | Average Weekday | CAISO | 1-in-10 | 2030 | 24 |  |  |  | 74.689 | 1
| Zone | South of Lugo | 7 | Monthly System Peak Day | CAISO | 1-in-10 | 2030 | 1 |  |  |  | 78.0346 | 1
| Zone | South of Lugo | 7 | Monthly System Peak Day | CAISO | 1-in-10 | 2030 | 2 |  |  |  | 77.3 | 1
| Zone | South of Lugo | 7 | Monthly System Peak Day | CAISO | 1-in-10 | 2030 | 3 |  |  |  | 76.25 | 1
| Zone | South of Lugo | 7 | Monthly System Peak Day | CAISO | 1-in-10 | 2030 | 4 |  |  |  | 75.4923 | 1
| Zone | South of Lugo | 7 | Monthly System Peak Day | CAISO | 1-in-10 | 2030 | 5 |  |  |  | 74.9 | 1
| Zone | South of Lugo | 7 | Monthly System Peak Day | CAISO | 1-in-10 | 2030 | 6 |  |  |  | 74.5769 | 1
| Zone | South of Lugo | 7 | Monthly System Peak Day | CAISO | 1-in-10 | 2030 | 7 |  |  |  | 74.1154 | 1
| Zone | South of Lugo | 7 | Monthly System Peak Day | CAISO | 1-in-10 | 2030 | 8 |  |  |  | 74.5308 | 1
| Zone | South of Lugo | 7 | Monthly System Peak Day | CAISO | 1-in-10 | 2030 | 9 |  |  |  | 76.8808 | 1
| Zone | South of Lugo | 7 | Monthly System Peak Day | CAISO | 1-in-10 | 2030 | 10 |  |  |  | 80.3077 | 1
| Zone | South of Lugo | 7 | Monthly System Peak Day | CAISO | 1-in-10 | 2030 | 11 |  |  |  | 84.2154 | 1
| Zone | South of Lugo | 7 | Monthly System Peak Day | CAISO | 1-in-10 | 2030 | 12 |  |  |  | 87.6462 | 1
| Zone | South of Lugo | 7 | Monthly System Peak Day | CAISO | 1-in-10 | 2030 | 13 |  |  |  | 89.9615 | 1
| Zone | South of Lugo | 7 | Monthly System Peak Day | CAISO | 1-in-10 | 2030 | 14 |  |  |  | 91.9077 | 1
| Zone | South of Lugo | 7 | Monthly System Peak Day | CAISO | 1-in-10 | 2030 | 15 |  |  |  | 92.9538 | 1
| Zone | South of Lugo | 7 | Monthly System Peak Day | CAISO | 1-in-10 | 2030 | 16 |  |  |  | 93.35 | 1
| Zone | South of Lugo | 7 | Monthly System Peak Day | CAISO | 1-in-10 | 2030 | 17 |  |  |  | 92.4077 | 1
| Zone | South of Lugo | 7 | Monthly System Peak Day | CAISO | 1-in-10 | 2030 | 18 |  |  |  | 91.8615 | 1
| Zone | South of Lugo | 7 | Monthly System Peak Day | CAISO | 1-in-10 | 2030 | 19 |  |  |  | 90.0769 | 1
| Zone | South of Lugo | 7 | Monthly System Peak Day | CAISO | 1-in-10 | 2030 | 20 |  |  |  | 87.4385 | 1
| Zone | South of Lugo | 7 | Monthly System Peak Day | CAISO | 1-in-10 | 2030 | 21 |  |  |  | 84.0692 | 1
| Zone | South of Lugo | 7 | Monthly System Peak Day | CAISO | 1-in-10 | 2030 | 22 |  |  |  | 80.6692 | 1
| Zone | South of Lugo | 7 | Monthly System Peak Day | CAISO | 1-in-10 | 2030 | 23 |  |  |  | 79.05 | 1
| Zone | South of Lugo | 7 | Monthly System Peak Day | CAISO | 1-in-10 | 2030 | 24 |  |  |  | 78.0808 | 1
| Zone | South of Lugo | 8 | Average Weekday | CAISO | 1-in-10 | 2030 | 1 |  |  |  | 72.7156 | 1
| Zone | South of Lugo | 8 | Average Weekday | CAISO | 1-in-10 | 2030 | 2 |  |  |  | 71.9812 | 1
| Zone | South of Lugo | 8 | Average Weekday | CAISO | 1-in-10 | 2030 | 3 |  |  |  | 71.3497 | 1
| Zone | South of Lugo | 8 | Average Weekday | CAISO | 1-in-10 | 2030 | 4 |  |  |  | 70.8494 | 1
| Zone | South of Lugo | 8 | Average Weekday | CAISO | 1-in-10 | 2030 | 5 |  |  |  | 70.3368 | 1
| Zone | South of Lugo | 8 | Average Weekday | CAISO | 1-in-10 | 2030 | 6 |  |  |  | 70.0051 | 1
| Zone | South of Lugo | 8 | Average Weekday | CAISO | 1-in-10 | 2030 | 7 |  |  |  | 69.7096 | 1
| Zone | South of Lugo | 8 | Average Weekday | CAISO | 1-in-10 | 2030 | 8 |  |  |  | 69.8221 | 1
| Zone | South of Lugo | 8 | Average Weekday | CAISO | 1-in-10 | 2030 | 9 |  |  |  | 71.455 | 1
| Zone | South of Lugo | 8 | Average Weekday | CAISO | 1-in-10 | 2030 | 10 |  |  |  | 74.2379 | 1
| Zone | South of Lugo | 8 | Average Weekday | CAISO | 1-in-10 | 2030 | 11 |  |  |  | 77.4461 | 1
| Zone | South of Lugo | 8 | Average Weekday | CAISO | 1-in-10 | 2030 | 12 |  |  |  | 80.5549 | 1
| Zone | South of Lugo | 8 | Average Weekday | CAISO | 1-in-10 | 2030 | 13 |  |  |  | 83.149 | 1
| Zone | South of Lugo | 8 | Average Weekday | CAISO | 1-in-10 | 2030 | 14 |  |  |  | 85.1378 | 1
| Zone | South of Lugo | 8 | Average Weekday | CAISO | 1-in-10 | 2030 | 15 |  |  |  | 86.6323 | 1
| Zone | South of Lugo | 8 | Average Weekday | CAISO | 1-in-10 | 2030 | 16 |  |  |  | 87.3098 | 1
| Zone | South of Lugo | 8 | Average Weekday | CAISO | 1-in-10 | 2030 | 17 |  |  |  | 87.3765 | 1
| Zone | South of Lugo | 8 | Average Weekday | CAISO | 1-in-10 | 2030 | 18 |  |  |  | 86.429 | 1
| Zone | South of Lugo | 8 | Average Weekday | CAISO | 1-in-10 | 2030 | 19 |  |  |  | 84.8218 | 1
| Zone | South of Lugo | 8 | Average Weekday | CAISO | 1-in-10 | 2030 | 20 |  |  |  | 82.4445 | 1
| Zone | South of Lugo | 8 | Average Weekday | CAISO | 1-in-10 | 2030 | 21 |  |  |  | 79.065 | 1
| Zone | South of Lugo | 8 | Average Weekday | CAISO | 1-in-10 | 2030 | 22 |  |  |  | 76.5069 | 1
| Zone | South of Lugo | 8 | Average Weekday | CAISO | 1-in-10 | 2030 | 23 |  |  |  | 74.9988 | 1
| Zone | South of Lugo | 8 | Average Weekday | CAISO | 1-in-10 | 2030 | 24 |  |  |  | 73.8875 | 1
| Zone | South of Lugo | 8 | Monthly System Peak Day | CAISO | 1-in-10 | 2030 | 1 |  |  |  | 76.5865 | 1
| Zone | South of Lugo | 8 | Monthly System Peak Day | CAISO | 1-in-10 | 2030 | 2 |  |  |  | 75.6031 | 1
| Zone | South of Lugo | 8 | Monthly System Peak Day | CAISO | 1-in-10 | 2030 | 3 |  |  |  | 74.8508 | 1
| Zone | South of Lugo | 8 | Monthly System Peak Day | CAISO | 1-in-10 | 2030 | 4 |  |  |  | 74.2304 | 1
| Zone | South of Lugo | 8 | Monthly System Peak Day | CAISO | 1-in-10 | 2030 | 5 |  |  |  | 73.545 | 1
| Zone | South of Lugo | 8 | Monthly System Peak Day | CAISO | 1-in-10 | 2030 | 6 |  |  |  | 72.9512 | 1
| Zone | South of Lugo | 8 | Monthly System Peak Day | CAISO | 1-in-10 | 2030 | 7 |  |  |  | 72.6527 | 1
| Zone | South of Lugo | 8 | Monthly System Peak Day | CAISO | 1-in-10 | 2030 | 8 |  |  |  | 72.635 | 1
| Zone | South of Lugo | 8 | Monthly System Peak Day | CAISO | 1-in-10 | 2030 | 9 |  |  |  | 74.9908 | 1
| Zone | South of Lugo | 8 | Monthly System Peak Day | CAISO | 1-in-10 | 2030 | 10 |  |  |  | 79.5742 | 1
| Zone | South of Lugo | 8 | Monthly System Peak Day | CAISO | 1-in-10 | 2030 | 11 |  |  |  | 84.6231 | 1
| Zone | South of Lugo | 8 | Monthly System Peak Day | CAISO | 1-in-10 | 2030 | 12 |  |  |  | 89.3115 | 1
| Zone | South of Lugo | 8 | Monthly System Peak Day | CAISO | 1-in-10 | 2030 | 13 |  |  |  | 92.7423 | 1
| Zone | South of Lugo | 8 | Monthly System Peak Day | CAISO | 1-in-10 | 2030 | 14 |  |  |  | 95.65 | 1
| Zone | South of Lugo | 8 | Monthly System Peak Day | CAISO | 1-in-10 | 2030 | 15 |  |  |  | 96.65 | 1
| Zone | South of Lugo | 8 | Monthly System Peak Day | CAISO | 1-in-10 | 2030 | 16 |  |  |  | 96.5692 | 1
| Zone | South of Lugo | 8 | Monthly System Peak Day | CAISO | 1-in-10 | 2030 | 17 |  |  |  | 95.9769 | 1
| Zone | South of Lugo | 8 | Monthly System Peak Day | CAISO | 1-in-10 | 2030 | 18 |  |  |  | 95.2 | 1
| Zone | South of Lugo | 8 | Monthly System Peak Day | CAISO | 1-in-10 | 2030 | 19 |  |  |  | 93.7462 | 1
| Zone | South of Lugo | 8 | Monthly System Peak Day | CAISO | 1-in-10 | 2030 | 20 |  |  |  | 91.3885 | 1
| Zone | South of Lugo | 8 | Monthly System Peak Day | CAISO | 1-in-10 | 2030 | 21 |  |  |  | 87.0077 | 1
| Zone | South of Lugo | 8 | Monthly System Peak Day | CAISO | 1-in-10 | 2030 | 22 |  |  |  | 83.5154 | 1
| Zone | South of Lugo | 8 | Monthly System Peak Day | CAISO | 1-in-10 | 2030 | 23 |  |  |  | 81.9577 | 1
| Zone | South of Lugo | 8 | Monthly System Peak Day | CAISO | 1-in-10 | 2030 | 24 |  |  |  | 80.7146 | 1
| Zone | South of Lugo | 8 | Typical Event Day | CAISO | 1-in-10 | 2030 | 1 |  |  |  | 77.6788 | 1
| Zone | South of Lugo | 8 | Typical Event Day | CAISO | 1-in-10 | 2030 | 2 |  |  |  | 76.6273 | 1
| Zone | South of Lugo | 8 | Typical Event Day | CAISO | 1-in-10 | 2030 | 3 |  |  |  | 75.6454 | 1
| Zone | South of Lugo | 8 | Typical Event Day | CAISO | 1-in-10 | 2030 | 4 |  |  |  | 75.2181 | 1
| Zone | South of Lugo | 8 | Typical Event Day | CAISO | 1-in-10 | 2030 | 5 |  |  |  | 74.5275 | 1
| Zone | South of Lugo | 8 | Typical Event Day | CAISO | 1-in-10 | 2030 | 6 |  |  |  | 74.1489 | 1
| Zone | South of Lugo | 8 | Typical Event Day | CAISO | 1-in-10 | 2030 | 7 |  |  |  | 73.7937 | 1
| Zone | South of Lugo | 8 | Typical Event Day | CAISO | 1-in-10 | 2030 | 8 |  |  |  | 74.4358 | 1
| Zone | South of Lugo | 8 | Typical Event Day | CAISO | 1-in-10 | 2030 | 9 |  |  |  | 77.1125 | 1
| Zone | South of Lugo | 8 | Typical Event Day | CAISO | 1-in-10 | 2030 | 10 |  |  |  | 81.5061 | 1
| Zone | South of Lugo | 8 | Typical Event Day | CAISO | 1-in-10 | 2030 | 11 |  |  |  | 86.2935 | 1
| Zone | South of Lugo | 8 | Typical Event Day | CAISO | 1-in-10 | 2030 | 12 |  |  |  | 90.2077 | 1
| Zone | South of Lugo | 8 | Typical Event Day | CAISO | 1-in-10 | 2030 | 13 |  |  |  | 92.7231 | 1
| Zone | South of Lugo | 8 | Typical Event Day | CAISO | 1-in-10 | 2030 | 14 |  |  |  | 94.8365 | 1
| Zone | South of Lugo | 8 | Typical Event Day | CAISO | 1-in-10 | 2030 | 15 |  |  |  | 96.0702 | 1
| Zone | South of Lugo | 8 | Typical Event Day | CAISO | 1-in-10 | 2030 | 16 |  |  |  | 96.351 | 1
| Zone | South of Lugo | 8 | Typical Event Day | CAISO | 1-in-10 | 2030 | 17 |  |  |  | 96.1567 | 1
| Zone | South of Lugo | 8 | Typical Event Day | CAISO | 1-in-10 | 2030 | 18 |  |  |  | 95.3356 | 1
| Zone | South of Lugo | 8 | Typical Event Day | CAISO | 1-in-10 | 2030 | 19 |  |  |  | 93.6337 | 1
| Zone | South of Lugo | 8 | Typical Event Day | CAISO | 1-in-10 | 2030 | 20 |  |  |  | 90.574 | 1
| Zone | South of Lugo | 8 | Typical Event Day | CAISO | 1-in-10 | 2030 | 21 |  |  |  | 86.8538 | 1
| Zone | South of Lugo | 8 | Typical Event Day | CAISO | 1-in-10 | 2030 | 22 |  |  |  | 83.9704 | 1
| Zone | South of Lugo | 8 | Typical Event Day | CAISO | 1-in-10 | 2030 | 23 |  |  |  | 82.0871 | 1
| Zone | South of Lugo | 8 | Typical Event Day | CAISO | 1-in-10 | 2030 | 24 |  |  |  | 80.4009 | 1
| Zone | South of Lugo | 9 | Average Weekday | CAISO | 1-in-10 | 2030 | 1 |  |  |  | 73.2512 | 1
| Zone | South of Lugo | 9 | Average Weekday | CAISO | 1-in-10 | 2030 | 2 |  |  |  | 72.3685 | 1
| Zone | South of Lugo | 9 | Average Weekday | CAISO | 1-in-10 | 2030 | 3 |  |  |  | 71.6295 | 1
| Zone | South of Lugo | 9 | Average Weekday | CAISO | 1-in-10 | 2030 | 4 |  |  |  | 70.9846 | 1
| Zone | South of Lugo | 9 | Average Weekday | CAISO | 1-in-10 | 2030 | 5 |  |  |  | 70.4271 | 1
| Zone | South of Lugo | 9 | Average Weekday | CAISO | 1-in-10 | 2030 | 6 |  |  |  | 69.9244 | 1
| Zone | South of Lugo | 9 | Average Weekday | CAISO | 1-in-10 | 2030 | 7 |  |  |  | 69.5541 | 1
| Zone | South of Lugo | 9 | Average Weekday | CAISO | 1-in-10 | 2030 | 8 |  |  |  | 69.361 | 1
| Zone | South of Lugo | 9 | Average Weekday | CAISO | 1-in-10 | 2030 | 9 |  |  |  | 70.7113 | 1
| Zone | South of Lugo | 9 | Average Weekday | CAISO | 1-in-10 | 2030 | 10 |  |  |  | 73.6147 | 1
| Zone | South of Lugo | 9 | Average Weekday | CAISO | 1-in-10 | 2030 | 11 |  |  |  | 77.1101 | 1
| Zone | South of Lugo | 9 | Average Weekday | CAISO | 1-in-10 | 2030 | 12 |  |  |  | 80.43 | 1
| Zone | South of Lugo | 9 | Average Weekday | CAISO | 1-in-10 | 2030 | 13 |  |  |  | 83.0984 | 1
| Zone | South of Lugo | 9 | Average Weekday | CAISO | 1-in-10 | 2030 | 14 |  |  |  | 84.9046 | 1
| Zone | South of Lugo | 9 | Average Weekday | CAISO | 1-in-10 | 2030 | 15 |  |  |  | 86.2075 | 1
| Zone | South of Lugo | 9 | Average Weekday | CAISO | 1-in-10 | 2030 | 16 |  |  |  | 86.7527 | 1
| Zone | South of Lugo | 9 | Average Weekday | CAISO | 1-in-10 | 2030 | 17 |  |  |  | 86.7156 | 1
| Zone | South of Lugo | 9 | Average Weekday | CAISO | 1-in-10 | 2030 | 18 |  |  |  | 85.846 | 1
| Zone | South of Lugo | 9 | Average Weekday | CAISO | 1-in-10 | 2030 | 19 |  |  |  | 84.0648 | 1
| Zone | South of Lugo | 9 | Average Weekday | CAISO | 1-in-10 | 2030 | 20 |  |  |  | 81.1436 | 1
| Zone | South of Lugo | 9 | Average Weekday | CAISO | 1-in-10 | 2030 | 21 |  |  |  | 78.0516 | 1
| Zone | South of Lugo | 9 | Average Weekday | CAISO | 1-in-10 | 2030 | 22 |  |  |  | 76.2339 | 1
| Zone | South of Lugo | 9 | Average Weekday | CAISO | 1-in-10 | 2030 | 23 |  |  |  | 74.88 | 1
| Zone | South of Lugo | 9 | Average Weekday | CAISO | 1-in-10 | 2030 | 24 |  |  |  | 73.7799 | 1
| Zone | South of Lugo | 9 | Monthly System Peak Day | CAISO | 1-in-10 | 2030 | 1 |  |  |  | 80.4154 | 1
| Zone | South of Lugo | 9 | Monthly System Peak Day | CAISO | 1-in-10 | 2030 | 2 |  |  |  | 79.4231 | 1
| Zone | South of Lugo | 9 | Monthly System Peak Day | CAISO | 1-in-10 | 2030 | 3 |  |  |  | 78.4577 | 1
| Zone | South of Lugo | 9 | Monthly System Peak Day | CAISO | 1-in-10 | 2030 | 4 |  |  |  | 78.5885 | 1
| Zone | South of Lugo | 9 | Monthly System Peak Day | CAISO | 1-in-10 | 2030 | 5 |  |  |  | 78.0654 | 1
| Zone | South of Lugo | 9 | Monthly System Peak Day | CAISO | 1-in-10 | 2030 | 6 |  |  |  | 78.0231 | 1
| Zone | South of Lugo | 9 | Monthly System Peak Day | CAISO | 1-in-10 | 2030 | 7 |  |  |  | 77.9923 | 1
| Zone | South of Lugo | 9 | Monthly System Peak Day | CAISO | 1-in-10 | 2030 | 8 |  |  |  | 78.6615 | 1
| Zone | South of Lugo | 9 | Monthly System Peak Day | CAISO | 1-in-10 | 2030 | 9 |  |  |  | 80.0038 | 1
| Zone | South of Lugo | 9 | Monthly System Peak Day | CAISO | 1-in-10 | 2030 | 10 |  |  |  | 83.3539 | 1
| Zone | South of Lugo | 9 | Monthly System Peak Day | CAISO | 1-in-10 | 2030 | 11 |  |  |  | 88.6538 | 1
| Zone | South of Lugo | 9 | Monthly System Peak Day | CAISO | 1-in-10 | 2030 | 12 |  |  |  | 92.4654 | 1
| Zone | South of Lugo | 9 | Monthly System Peak Day | CAISO | 1-in-10 | 2030 | 13 |  |  |  | 95.6692 | 1
| Zone | South of Lugo | 9 | Monthly System Peak Day | CAISO | 1-in-10 | 2030 | 14 |  |  |  | 97.75 | 1
| Zone | South of Lugo | 9 | Monthly System Peak Day | CAISO | 1-in-10 | 2030 | 15 |  |  |  | 98.8462 | 1
| Zone | South of Lugo | 9 | Monthly System Peak Day | CAISO | 1-in-10 | 2030 | 16 |  |  |  | 98.1269 | 1
| Zone | South of Lugo | 9 | Monthly System Peak Day | CAISO | 1-in-10 | 2030 | 17 |  |  |  | 98.4923 | 1
| Zone | South of Lugo | 9 | Monthly System Peak Day | CAISO | 1-in-10 | 2030 | 18 |  |  |  | 97.0962 | 1
| Zone | South of Lugo | 9 | Monthly System Peak Day | CAISO | 1-in-10 | 2030 | 19 |  |  |  | 95.35 | 1
| Zone | South of Lugo | 9 | Monthly System Peak Day | CAISO | 1-in-10 | 2030 | 20 |  |  |  | 93.2 | 1
| Zone | South of Lugo | 9 | Monthly System Peak Day | CAISO | 1-in-10 | 2030 | 21 |  |  |  | 89.9038 | 1
| Zone | South of Lugo | 9 | Monthly System Peak Day | CAISO | 1-in-10 | 2030 | 22 |  |  |  | 88.5577 | 1
| Zone | South of Lugo | 9 | Monthly System Peak Day | CAISO | 1-in-10 | 2030 | 23 |  |  |  | 87.4885 | 1
| Zone | South of Lugo | 9 | Monthly System Peak Day | CAISO | 1-in-10 | 2030 | 24 |  |  |  | 85.3615 | 1
| Zone | South of Lugo | 10 | Average Weekday | CAISO | 1-in-10 | 2030 | 1 |  |  |  | 69.762 | 1
| Zone | South of Lugo | 10 | Average Weekday | CAISO | 1-in-10 | 2030 | 2 |  |  |  | 68.8745 | 1
| Zone | South of Lugo | 10 | Average Weekday | CAISO | 1-in-10 | 2030 | 3 |  |  |  | 68.1604 | 1
| Zone | South of Lugo | 10 | Average Weekday | CAISO | 1-in-10 | 2030 | 4 |  |  |  | 67.4921 | 1
| Zone | South of Lugo | 10 | Average Weekday | CAISO | 1-in-10 | 2030 | 5 |  |  |  | 66.8849 | 1
| Zone | South of Lugo | 10 | Average Weekday | CAISO | 1-in-10 | 2030 | 6 |  |  |  | 66.4737 | 1
| Zone | South of Lugo | 10 | Average Weekday | CAISO | 1-in-10 | 2030 | 7 |  |  |  | 66.0452 | 1
| Zone | South of Lugo | 10 | Average Weekday | CAISO | 1-in-10 | 2030 | 8 |  |  |  | 65.7944 | 1
| Zone | South of Lugo | 10 | Average Weekday | CAISO | 1-in-10 | 2030 | 9 |  |  |  | 66.4184 | 1
| Zone | South of Lugo | 10 | Average Weekday | CAISO | 1-in-10 | 2030 | 10 |  |  |  | 69.4546 | 1
| Zone | South of Lugo | 10 | Average Weekday | CAISO | 1-in-10 | 2030 | 11 |  |  |  | 73.0169 | 1
| Zone | South of Lugo | 10 | Average Weekday | CAISO | 1-in-10 | 2030 | 12 |  |  |  | 76.5501 | 1
| Zone | South of Lugo | 10 | Average Weekday | CAISO | 1-in-10 | 2030 | 13 |  |  |  | 79.3305 | 1
| Zone | South of Lugo | 10 | Average Weekday | CAISO | 1-in-10 | 2030 | 14 |  |  |  | 81.3196 | 1
| Zone | South of Lugo | 10 | Average Weekday | CAISO | 1-in-10 | 2030 | 15 |  |  |  | 82.45 | 1
| Zone | South of Lugo | 10 | Average Weekday | CAISO | 1-in-10 | 2030 | 16 |  |  |  | 82.92 | 1
| Zone | South of Lugo | 10 | Average Weekday | CAISO | 1-in-10 | 2030 | 17 |  |  |  | 82.7609 | 1
| Zone | South of Lugo | 10 | Average Weekday | CAISO | 1-in-10 | 2030 | 18 |  |  |  | 82.0538 | 1
| Zone | South of Lugo | 10 | Average Weekday | CAISO | 1-in-10 | 2030 | 19 |  |  |  | 80.0614 | 1
| Zone | South of Lugo | 10 | Average Weekday | CAISO | 1-in-10 | 2030 | 20 |  |  |  | 76.8669 | 1
| Zone | South of Lugo | 10 | Average Weekday | CAISO | 1-in-10 | 2030 | 21 |  |  |  | 74.5837 | 1
| Zone | South of Lugo | 10 | Average Weekday | CAISO | 1-in-10 | 2030 | 22 |  |  |  | 73.102 | 1
| Zone | South of Lugo | 10 | Average Weekday | CAISO | 1-in-10 | 2030 | 23 |  |  |  | 71.9026 | 1
| Zone | South of Lugo | 10 | Average Weekday | CAISO | 1-in-10 | 2030 | 24 |  |  |  | 70.842 | 1
| Zone | South of Lugo | 10 | Monthly System Peak Day | CAISO | 1-in-10 | 2030 | 1 |  |  |  | 78.9042 | 1
| Zone | South of Lugo | 10 | Monthly System Peak Day | CAISO | 1-in-10 | 2030 | 2 |  |  |  | 78.3579 | 1
| Zone | South of Lugo | 10 | Monthly System Peak Day | CAISO | 1-in-10 | 2030 | 3 |  |  |  | 77.6125 | 1
| Zone | South of Lugo | 10 | Monthly System Peak Day | CAISO | 1-in-10 | 2030 | 4 |  |  |  | 76.5121 | 1
| Zone | South of Lugo | 10 | Monthly System Peak Day | CAISO | 1-in-10 | 2030 | 5 |  |  |  | 76.4137 | 1
| Zone | South of Lugo | 10 | Monthly System Peak Day | CAISO | 1-in-10 | 2030 | 6 |  |  |  | 75.9492 | 1
| Zone | South of Lugo | 10 | Monthly System Peak Day | CAISO | 1-in-10 | 2030 | 7 |  |  |  | 75.1142 | 1
| Zone | South of Lugo | 10 | Monthly System Peak Day | CAISO | 1-in-10 | 2030 | 8 |  |  |  | 74.7821 | 1
| Zone | South of Lugo | 10 | Monthly System Peak Day | CAISO | 1-in-10 | 2030 | 9 |  |  |  | 75.8142 | 1
| Zone | South of Lugo | 10 | Monthly System Peak Day | CAISO | 1-in-10 | 2030 | 10 |  |  |  | 79.1917 | 1
| Zone | South of Lugo | 10 | Monthly System Peak Day | CAISO | 1-in-10 | 2030 | 11 |  |  |  | 83.05 | 1
| Zone | South of Lugo | 10 | Monthly System Peak Day | CAISO | 1-in-10 | 2030 | 12 |  |  |  | 86.3667 | 1
| Zone | South of Lugo | 10 | Monthly System Peak Day | CAISO | 1-in-10 | 2030 | 13 |  |  |  | 88.6333 | 1
| Zone | South of Lugo | 10 | Monthly System Peak Day | CAISO | 1-in-10 | 2030 | 14 |  |  |  | 90.0042 | 1
| Zone | South of Lugo | 10 | Monthly System Peak Day | CAISO | 1-in-10 | 2030 | 15 |  |  |  | 90.7042 | 1
| Zone | South of Lugo | 10 | Monthly System Peak Day | CAISO | 1-in-10 | 2030 | 16 |  |  |  | 91.5292 | 1
| Zone | South of Lugo | 10 | Monthly System Peak Day | CAISO | 1-in-10 | 2030 | 17 |  |  |  | 90.9167 | 1
| Zone | South of Lugo | 10 | Monthly System Peak Day | CAISO | 1-in-10 | 2030 | 18 |  |  |  | 89.5 | 1
| Zone | South of Lugo | 10 | Monthly System Peak Day | CAISO | 1-in-10 | 2030 | 19 |  |  |  | 85.9708 | 1
| Zone | South of Lugo | 10 | Monthly System Peak Day | CAISO | 1-in-10 | 2030 | 20 |  |  |  | 82.3375 | 1
| Zone | South of Lugo | 10 | Monthly System Peak Day | CAISO | 1-in-10 | 2030 | 21 |  |  |  | 79.3125 | 1
| Zone | South of Lugo | 10 | Monthly System Peak Day | CAISO | 1-in-10 | 2030 | 22 |  |  |  | 77.4458 | 1
| Zone | South of Lugo | 10 | Monthly System Peak Day | CAISO | 1-in-10 | 2030 | 23 |  |  |  | 76.4558 | 1
| Zone | South of Lugo | 10 | Monthly System Peak Day | CAISO | 1-in-10 | 2030 | 24 |  |  |  | 75.52 | 1
| Zone | South of Lugo | 11 | Average Weekday | CAISO | 1-in-10 | 2030 | 1 |  |  |  | 58.4899 | 1
| Zone | South of Lugo | 11 | Average Weekday | CAISO | 1-in-10 | 2030 | 2 |  |  |  | 57.4303 | 1
| Zone | South of Lugo | 11 | Average Weekday | CAISO | 1-in-10 | 2030 | 3 |  |  |  | 56.5965 | 1
| Zone | South of Lugo | 11 | Average Weekday | CAISO | 1-in-10 | 2030 | 4 |  |  |  | 55.7784 | 1
| Zone | South of Lugo | 11 | Average Weekday | CAISO | 1-in-10 | 2030 | 5 |  |  |  | 55.1225 | 1
| Zone | South of Lugo | 11 | Average Weekday | CAISO | 1-in-10 | 2030 | 6 |  |  |  | 54.5133 | 1
| Zone | South of Lugo | 11 | Average Weekday | CAISO | 1-in-10 | 2030 | 7 |  |  |  | 54.2276 | 1
| Zone | South of Lugo | 11 | Average Weekday | CAISO | 1-in-10 | 2030 | 8 |  |  |  | 54.2096 | 1
| Zone | South of Lugo | 11 | Average Weekday | CAISO | 1-in-10 | 2030 | 9 |  |  |  | 56.0514 | 1
| Zone | South of Lugo | 11 | Average Weekday | CAISO | 1-in-10 | 2030 | 10 |  |  |  | 60.0331 | 1
| Zone | South of Lugo | 11 | Average Weekday | CAISO | 1-in-10 | 2030 | 11 |  |  |  | 64.3807 | 1
| Zone | South of Lugo | 11 | Average Weekday | CAISO | 1-in-10 | 2030 | 12 |  |  |  | 67.9142 | 1
| Zone | South of Lugo | 11 | Average Weekday | CAISO | 1-in-10 | 2030 | 13 |  |  |  | 70.4422 | 1
| Zone | South of Lugo | 11 | Average Weekday | CAISO | 1-in-10 | 2030 | 14 |  |  |  | 72.0209 | 1
| Zone | South of Lugo | 11 | Average Weekday | CAISO | 1-in-10 | 2030 | 15 |  |  |  | 72.7246 | 1
| Zone | South of Lugo | 11 | Average Weekday | CAISO | 1-in-10 | 2030 | 16 |  |  |  | 72.8761 | 1
| Zone | South of Lugo | 11 | Average Weekday | CAISO | 1-in-10 | 2030 | 17 |  |  |  | 72.1405 | 1
| Zone | South of Lugo | 11 | Average Weekday | CAISO | 1-in-10 | 2030 | 18 |  |  |  | 70.1961 | 1
| Zone | South of Lugo | 11 | Average Weekday | CAISO | 1-in-10 | 2030 | 19 |  |  |  | 67.6438 | 1
| Zone | South of Lugo | 11 | Average Weekday | CAISO | 1-in-10 | 2030 | 20 |  |  |  | 65.549 | 1
| Zone | South of Lugo | 11 | Average Weekday | CAISO | 1-in-10 | 2030 | 21 |  |  |  | 63.8706 | 1
| Zone | South of Lugo | 11 | Average Weekday | CAISO | 1-in-10 | 2030 | 22 |  |  |  | 62.2114 | 1
| Zone | South of Lugo | 11 | Average Weekday | CAISO | 1-in-10 | 2030 | 23 |  |  |  | 60.8032 | 1
| Zone | South of Lugo | 11 | Average Weekday | CAISO | 1-in-10 | 2030 | 24 |  |  |  | 59.5623 | 1
| Zone | South of Lugo | 11 | Monthly System Peak Day | CAISO | 1-in-10 | 2030 | 1 |  |  |  | 72.1583 | 1
| Zone | South of Lugo | 11 | Monthly System Peak Day | CAISO | 1-in-10 | 2030 | 2 |  |  |  | 70.2483 | 1
| Zone | South of Lugo | 11 | Monthly System Peak Day | CAISO | 1-in-10 | 2030 | 3 |  |  |  | 69.6879 | 1
| Zone | South of Lugo | 11 | Monthly System Peak Day | CAISO | 1-in-10 | 2030 | 4 |  |  |  | 68.1242 | 1
| Zone | South of Lugo | 11 | Monthly System Peak Day | CAISO | 1-in-10 | 2030 | 5 |  |  |  | 67.2212 | 1
| Zone | South of Lugo | 11 | Monthly System Peak Day | CAISO | 1-in-10 | 2030 | 6 |  |  |  | 66.5896 | 1
| Zone | South of Lugo | 11 | Monthly System Peak Day | CAISO | 1-in-10 | 2030 | 7 |  |  |  | 66.7892 | 1
| Zone | South of Lugo | 11 | Monthly System Peak Day | CAISO | 1-in-10 | 2030 | 8 |  |  |  | 67.9879 | 1
| Zone | South of Lugo | 11 | Monthly System Peak Day | CAISO | 1-in-10 | 2030 | 9 |  |  |  | 69.6179 | 1
| Zone | South of Lugo | 11 | Monthly System Peak Day | CAISO | 1-in-10 | 2030 | 10 |  |  |  | 73.6738 | 1
| Zone | South of Lugo | 11 | Monthly System Peak Day | CAISO | 1-in-10 | 2030 | 11 |  |  |  | 80.8958 | 1
| Zone | South of Lugo | 11 | Monthly System Peak Day | CAISO | 1-in-10 | 2030 | 12 |  |  |  | 87.0333 | 1
| Zone | South of Lugo | 11 | Monthly System Peak Day | CAISO | 1-in-10 | 2030 | 13 |  |  |  | 90.2167 | 1
| Zone | South of Lugo | 11 | Monthly System Peak Day | CAISO | 1-in-10 | 2030 | 14 |  |  |  | 91.8417 | 1
| Zone | South of Lugo | 11 | Monthly System Peak Day | CAISO | 1-in-10 | 2030 | 15 |  |  |  | 92.325 | 1
| Zone | South of Lugo | 11 | Monthly System Peak Day | CAISO | 1-in-10 | 2030 | 16 |  |  |  | 92.3417 | 1
| Zone | South of Lugo | 11 | Monthly System Peak Day | CAISO | 1-in-10 | 2030 | 17 |  |  |  | 91.4417 | 1
| Zone | South of Lugo | 11 | Monthly System Peak Day | CAISO | 1-in-10 | 2030 | 18 |  |  |  | 89.6292 | 1
| Zone | South of Lugo | 11 | Monthly System Peak Day | CAISO | 1-in-10 | 2030 | 19 |  |  |  | 86.7167 | 1
| Zone | South of Lugo | 11 | Monthly System Peak Day | CAISO | 1-in-10 | 2030 | 20 |  |  |  | 83.3458 | 1
| Zone | South of Lugo | 11 | Monthly System Peak Day | CAISO | 1-in-10 | 2030 | 21 |  |  |  | 80.0625 | 1
| Zone | South of Lugo | 11 | Monthly System Peak Day | CAISO | 1-in-10 | 2030 | 22 |  |  |  | 77.0746 | 1
| Zone | South of Lugo | 11 | Monthly System Peak Day | CAISO | 1-in-10 | 2030 | 23 |  |  |  | 74.9146 | 1
| Zone | South of Lugo | 11 | Monthly System Peak Day | CAISO | 1-in-10 | 2030 | 24 |  |  |  | 72.6104 | 1
| Zone | South of Lugo | 12 | Average Weekday | CAISO | 1-in-10 | 2030 | 1 |  |  |  | 54.0147 | 1
| Zone | South of Lugo | 12 | Average Weekday | CAISO | 1-in-10 | 2030 | 2 |  |  |  | 53.2901 | 1
| Zone | South of Lugo | 12 | Average Weekday | CAISO | 1-in-10 | 2030 | 3 |  |  |  | 52.5871 | 1
| Zone | South of Lugo | 12 | Average Weekday | CAISO | 1-in-10 | 2030 | 4 |  |  |  | 52.1177 | 1
| Zone | South of Lugo | 12 | Average Weekday | CAISO | 1-in-10 | 2030 | 5 |  |  |  | 51.6393 | 1
| Zone | South of Lugo | 12 | Average Weekday | CAISO | 1-in-10 | 2030 | 6 |  |  |  | 51.2256 | 1
| Zone | South of Lugo | 12 | Average Weekday | CAISO | 1-in-10 | 2030 | 7 |  |  |  | 50.9149 | 1
| Zone | South of Lugo | 12 | Average Weekday | CAISO | 1-in-10 | 2030 | 8 |  |  |  | 50.9494 | 1
| Zone | South of Lugo | 12 | Average Weekday | CAISO | 1-in-10 | 2030 | 9 |  |  |  | 52.0114 | 1
| Zone | South of Lugo | 12 | Average Weekday | CAISO | 1-in-10 | 2030 | 10 |  |  |  | 54.7951 | 1
| Zone | South of Lugo | 12 | Average Weekday | CAISO | 1-in-10 | 2030 | 11 |  |  |  | 58.1077 | 1
| Zone | South of Lugo | 12 | Average Weekday | CAISO | 1-in-10 | 2030 | 12 |  |  |  | 61.0246 | 1
| Zone | South of Lugo | 12 | Average Weekday | CAISO | 1-in-10 | 2030 | 13 |  |  |  | 62.9836 | 1
| Zone | South of Lugo | 12 | Average Weekday | CAISO | 1-in-10 | 2030 | 14 |  |  |  | 64.2755 | 1
| Zone | South of Lugo | 12 | Average Weekday | CAISO | 1-in-10 | 2030 | 15 |  |  |  | 65.0072 | 1
| Zone | South of Lugo | 12 | Average Weekday | CAISO | 1-in-10 | 2030 | 16 |  |  |  | 65.0444 | 1
| Zone | South of Lugo | 12 | Average Weekday | CAISO | 1-in-10 | 2030 | 17 |  |  |  | 64.1948 | 1
| Zone | South of Lugo | 12 | Average Weekday | CAISO | 1-in-10 | 2030 | 18 |  |  |  | 62.2119 | 1
| Zone | South of Lugo | 12 | Average Weekday | CAISO | 1-in-10 | 2030 | 19 |  |  |  | 60.0996 | 1
| Zone | South of Lugo | 12 | Average Weekday | CAISO | 1-in-10 | 2030 | 20 |  |  |  | 58.7166 | 1
| Zone | South of Lugo | 12 | Average Weekday | CAISO | 1-in-10 | 2030 | 21 |  |  |  | 57.5832 | 1
| Zone | South of Lugo | 12 | Average Weekday | CAISO | 1-in-10 | 2030 | 22 |  |  |  | 56.4118 | 1
| Zone | South of Lugo | 12 | Average Weekday | CAISO | 1-in-10 | 2030 | 23 |  |  |  | 55.4977 | 1
| Zone | South of Lugo | 12 | Average Weekday | CAISO | 1-in-10 | 2030 | 24 |  |  |  | 54.7114 | 1
| Zone | South of Lugo | 12 | Monthly System Peak Day | CAISO | 1-in-10 | 2030 | 1 |  |  |  | 43.1621 | 1
| Zone | South of Lugo | 12 | Monthly System Peak Day | CAISO | 1-in-10 | 2030 | 2 |  |  |  | 42.165 | 1
| Zone | South of Lugo | 12 | Monthly System Peak Day | CAISO | 1-in-10 | 2030 | 3 |  |  |  | 41.1825 | 1
| Zone | South of Lugo | 12 | Monthly System Peak Day | CAISO | 1-in-10 | 2030 | 4 |  |  |  | 40.5287 | 1
| Zone | South of Lugo | 12 | Monthly System Peak Day | CAISO | 1-in-10 | 2030 | 5 |  |  |  | 39.7692 | 1
| Zone | South of Lugo | 12 | Monthly System Peak Day | CAISO | 1-in-10 | 2030 | 6 |  |  |  | 38.9567 | 1
| Zone | South of Lugo | 12 | Monthly System Peak Day | CAISO | 1-in-10 | 2030 | 7 |  |  |  | 38.7854 | 1
| Zone | South of Lugo | 12 | Monthly System Peak Day | CAISO | 1-in-10 | 2030 | 8 |  |  |  | 39.3121 | 1
| Zone | South of Lugo | 12 | Monthly System Peak Day | CAISO | 1-in-10 | 2030 | 9 |  |  |  | 40.7854 | 1
| Zone | South of Lugo | 12 | Monthly System Peak Day | CAISO | 1-in-10 | 2030 | 10 |  |  |  | 44.9875 | 1
| Zone | South of Lugo | 12 | Monthly System Peak Day | CAISO | 1-in-10 | 2030 | 11 |  |  |  | 49.3725 | 1
| Zone | South of Lugo | 12 | Monthly System Peak Day | CAISO | 1-in-10 | 2030 | 12 |  |  |  | 51.6942 | 1
| Zone | South of Lugo | 12 | Monthly System Peak Day | CAISO | 1-in-10 | 2030 | 13 |  |  |  | 52.3162 | 1
| Zone | South of Lugo | 12 | Monthly System Peak Day | CAISO | 1-in-10 | 2030 | 14 |  |  |  | 53.53 | 1
| Zone | South of Lugo | 12 | Monthly System Peak Day | CAISO | 1-in-10 | 2030 | 15 |  |  |  | 54.5529 | 1
| Zone | South of Lugo | 12 | Monthly System Peak Day | CAISO | 1-in-10 | 2030 | 16 |  |  |  | 54.8563 | 1
| Zone | South of Lugo | 12 | Monthly System Peak Day | CAISO | 1-in-10 | 2030 | 17 |  |  |  | 54.495 | 1
| Zone | South of Lugo | 12 | Monthly System Peak Day | CAISO | 1-in-10 | 2030 | 18 |  |  |  | 52.5233 | 1
| Zone | South of Lugo | 12 | Monthly System Peak Day | CAISO | 1-in-10 | 2030 | 19 |  |  |  | 50.0379 | 1
| Zone | South of Lugo | 12 | Monthly System Peak Day | CAISO | 1-in-10 | 2030 | 20 |  |  |  | 49.1488 | 1
| Zone | South of Lugo | 12 | Monthly System Peak Day | CAISO | 1-in-10 | 2030 | 21 |  |  |  | 47.8304 | 1
| Zone | South of Lugo | 12 | Monthly System Peak Day | CAISO | 1-in-10 | 2030 | 22 |  |  |  | 46.2667 | 1
| Zone | South of Lugo | 12 | Monthly System Peak Day | CAISO | 1-in-10 | 2030 | 23 |  |  |  | 45.6983 | 1
| Zone | South of Lugo | 12 | Monthly System Peak Day | CAISO | 1-in-10 | 2030 | 24 |  |  |  | 45.4512 | 1
| Zone | South of Lugo | 1 | Average Weekday | CAISO | 1-in-10 | 2031 | 1 |  |  |  | 51.1891 | 1
| Zone | South of Lugo | 1 | Average Weekday | CAISO | 1-in-10 | 2031 | 2 |  |  |  | 50.37 | 1
| Zone | South of Lugo | 1 | Average Weekday | CAISO | 1-in-10 | 2031 | 3 |  |  |  | 49.6858 | 1
| Zone | South of Lugo | 1 | Average Weekday | CAISO | 1-in-10 | 2031 | 4 |  |  |  | 49.0549 | 1
| Zone | South of Lugo | 1 | Average Weekday | CAISO | 1-in-10 | 2031 | 5 |  |  |  | 48.5029 | 1
| Zone | South of Lugo | 1 | Average Weekday | CAISO | 1-in-10 | 2031 | 6 |  |  |  | 47.9978 | 1
| Zone | South of Lugo | 1 | Average Weekday | CAISO | 1-in-10 | 2031 | 7 |  |  |  | 47.6065 | 1
| Zone | South of Lugo | 1 | Average Weekday | CAISO | 1-in-10 | 2031 | 8 |  |  |  | 47.4721 | 1
| Zone | South of Lugo | 1 | Average Weekday | CAISO | 1-in-10 | 2031 | 9 |  |  |  | 48.2241 | 1
| Zone | South of Lugo | 1 | Average Weekday | CAISO | 1-in-10 | 2031 | 10 |  |  |  | 51.032 | 1
| Zone | South of Lugo | 1 | Average Weekday | CAISO | 1-in-10 | 2031 | 11 |  |  |  | 54.3859 | 1
| Zone | South of Lugo | 1 | Average Weekday | CAISO | 1-in-10 | 2031 | 12 |  |  |  | 57.4064 | 1
| Zone | South of Lugo | 1 | Average Weekday | CAISO | 1-in-10 | 2031 | 13 |  |  |  | 59.4629 | 1
| Zone | South of Lugo | 1 | Average Weekday | CAISO | 1-in-10 | 2031 | 14 |  |  |  | 60.934 | 1
| Zone | South of Lugo | 1 | Average Weekday | CAISO | 1-in-10 | 2031 | 15 |  |  |  | 61.7444 | 1
| Zone | South of Lugo | 1 | Average Weekday | CAISO | 1-in-10 | 2031 | 16 |  |  |  | 62.0385 | 1
| Zone | South of Lugo | 1 | Average Weekday | CAISO | 1-in-10 | 2031 | 17 |  |  |  | 61.6365 | 1
| Zone | South of Lugo | 1 | Average Weekday | CAISO | 1-in-10 | 2031 | 18 |  |  |  | 60.219 | 1
| Zone | South of Lugo | 1 | Average Weekday | CAISO | 1-in-10 | 2031 | 19 |  |  |  | 58.0776 | 1
| Zone | South of Lugo | 1 | Average Weekday | CAISO | 1-in-10 | 2031 | 20 |  |  |  | 56.5312 | 1
| Zone | South of Lugo | 1 | Average Weekday | CAISO | 1-in-10 | 2031 | 21 |  |  |  | 55.3422 | 1
| Zone | South of Lugo | 1 | Average Weekday | CAISO | 1-in-10 | 2031 | 22 |  |  |  | 54.2523 | 1
| Zone | South of Lugo | 1 | Average Weekday | CAISO | 1-in-10 | 2031 | 23 |  |  |  | 53.0495 | 1
| Zone | South of Lugo | 1 | Average Weekday | CAISO | 1-in-10 | 2031 | 24 |  |  |  | 52.1198 | 1
| Zone | South of Lugo | 1 | Monthly System Peak Day | CAISO | 1-in-10 | 2031 | 1 |  |  |  | 48.2546 | 1
| Zone | South of Lugo | 1 | Monthly System Peak Day | CAISO | 1-in-10 | 2031 | 2 |  |  |  | 47.2242 | 1
| Zone | South of Lugo | 1 | Monthly System Peak Day | CAISO | 1-in-10 | 2031 | 3 |  |  |  | 47.0496 | 1
| Zone | South of Lugo | 1 | Monthly System Peak Day | CAISO | 1-in-10 | 2031 | 4 |  |  |  | 46.5954 | 1
| Zone | South of Lugo | 1 | Monthly System Peak Day | CAISO | 1-in-10 | 2031 | 5 |  |  |  | 45.9596 | 1
| Zone | South of Lugo | 1 | Monthly System Peak Day | CAISO | 1-in-10 | 2031 | 6 |  |  |  | 45.4304 | 1
| Zone | South of Lugo | 1 | Monthly System Peak Day | CAISO | 1-in-10 | 2031 | 7 |  |  |  | 44.9821 | 1
| Zone | South of Lugo | 1 | Monthly System Peak Day | CAISO | 1-in-10 | 2031 | 8 |  |  |  | 44.2646 | 1
| Zone | South of Lugo | 1 | Monthly System Peak Day | CAISO | 1-in-10 | 2031 | 9 |  |  |  | 43.9946 | 1
| Zone | South of Lugo | 1 | Monthly System Peak Day | CAISO | 1-in-10 | 2031 | 10 |  |  |  | 45.905 | 1
| Zone | South of Lugo | 1 | Monthly System Peak Day | CAISO | 1-in-10 | 2031 | 11 |  |  |  | 46.0083 | 1
| Zone | South of Lugo | 1 | Monthly System Peak Day | CAISO | 1-in-10 | 2031 | 12 |  |  |  | 47.8037 | 1
| Zone | South of Lugo | 1 | Monthly System Peak Day | CAISO | 1-in-10 | 2031 | 13 |  |  |  | 49.2283 | 1
| Zone | South of Lugo | 1 | Monthly System Peak Day | CAISO | 1-in-10 | 2031 | 14 |  |  |  | 49.265 | 1
| Zone | South of Lugo | 1 | Monthly System Peak Day | CAISO | 1-in-10 | 2031 | 15 |  |  |  | 49.7642 | 1
| Zone | South of Lugo | 1 | Monthly System Peak Day | CAISO | 1-in-10 | 2031 | 16 |  |  |  | 50.74 | 1
| Zone | South of Lugo | 1 | Monthly System Peak Day | CAISO | 1-in-10 | 2031 | 17 |  |  |  | 51.0629 | 1
| Zone | South of Lugo | 1 | Monthly System Peak Day | CAISO | 1-in-10 | 2031 | 18 |  |  |  | 49.9983 | 1
| Zone | South of Lugo | 1 | Monthly System Peak Day | CAISO | 1-in-10 | 2031 | 19 |  |  |  | 48.4096 | 1
| Zone | South of Lugo | 1 | Monthly System Peak Day | CAISO | 1-in-10 | 2031 | 20 |  |  |  | 47.8275 | 1
| Zone | South of Lugo | 1 | Monthly System Peak Day | CAISO | 1-in-10 | 2031 | 21 |  |  |  | 47.2671 | 1
| Zone | South of Lugo | 1 | Monthly System Peak Day | CAISO | 1-in-10 | 2031 | 22 |  |  |  | 47.0438 | 1
| Zone | South of Lugo | 1 | Monthly System Peak Day | CAISO | 1-in-10 | 2031 | 23 |  |  |  | 46.3488 | 1
| Zone | South of Lugo | 1 | Monthly System Peak Day | CAISO | 1-in-10 | 2031 | 24 |  |  |  | 45.2792 | 1
| Zone | South of Lugo | 2 | Average Weekday | CAISO | 1-in-10 | 2031 | 1 |  |  |  | 50.13 | 1
| Zone | South of Lugo | 2 | Average Weekday | CAISO | 1-in-10 | 2031 | 2 |  |  |  | 49.1665 | 1
| Zone | South of Lugo | 2 | Average Weekday | CAISO | 1-in-10 | 2031 | 3 |  |  |  | 48.3485 | 1
| Zone | South of Lugo | 2 | Average Weekday | CAISO | 1-in-10 | 2031 | 4 |  |  |  | 47.6706 | 1
| Zone | South of Lugo | 2 | Average Weekday | CAISO | 1-in-10 | 2031 | 5 |  |  |  | 47.1168 | 1
| Zone | South of Lugo | 2 | Average Weekday | CAISO | 1-in-10 | 2031 | 6 |  |  |  | 46.6007 | 1
| Zone | South of Lugo | 2 | Average Weekday | CAISO | 1-in-10 | 2031 | 7 |  |  |  | 46.3432 | 1
| Zone | South of Lugo | 2 | Average Weekday | CAISO | 1-in-10 | 2031 | 8 |  |  |  | 46.5046 | 1
| Zone | South of Lugo | 2 | Average Weekday | CAISO | 1-in-10 | 2031 | 9 |  |  |  | 48.1818 | 1
| Zone | South of Lugo | 2 | Average Weekday | CAISO | 1-in-10 | 2031 | 10 |  |  |  | 51.4916 | 1
| Zone | South of Lugo | 2 | Average Weekday | CAISO | 1-in-10 | 2031 | 11 |  |  |  | 54.8195 | 1
| Zone | South of Lugo | 2 | Average Weekday | CAISO | 1-in-10 | 2031 | 12 |  |  |  | 57.534 | 1
| Zone | South of Lugo | 2 | Average Weekday | CAISO | 1-in-10 | 2031 | 13 |  |  |  | 59.3894 | 1
| Zone | South of Lugo | 2 | Average Weekday | CAISO | 1-in-10 | 2031 | 14 |  |  |  | 60.8652 | 1
| Zone | South of Lugo | 2 | Average Weekday | CAISO | 1-in-10 | 2031 | 15 |  |  |  | 61.8626 | 1
| Zone | South of Lugo | 2 | Average Weekday | CAISO | 1-in-10 | 2031 | 16 |  |  |  | 62.3043 | 1
| Zone | South of Lugo | 2 | Average Weekday | CAISO | 1-in-10 | 2031 | 17 |  |  |  | 61.9535 | 1
| Zone | South of Lugo | 2 | Average Weekday | CAISO | 1-in-10 | 2031 | 18 |  |  |  | 60.687 | 1
| Zone | South of Lugo | 2 | Average Weekday | CAISO | 1-in-10 | 2031 | 19 |  |  |  | 58.4288 | 1
| Zone | South of Lugo | 2 | Average Weekday | CAISO | 1-in-10 | 2031 | 20 |  |  |  | 56.4787 | 1
| Zone | South of Lugo | 2 | Average Weekday | CAISO | 1-in-10 | 2031 | 21 |  |  |  | 55.0237 | 1
| Zone | South of Lugo | 2 | Average Weekday | CAISO | 1-in-10 | 2031 | 22 |  |  |  | 53.8691 | 1
| Zone | South of Lugo | 2 | Average Weekday | CAISO | 1-in-10 | 2031 | 23 |  |  |  | 52.692 | 1
| Zone | South of Lugo | 2 | Average Weekday | CAISO | 1-in-10 | 2031 | 24 |  |  |  | 51.4944 | 1
| Zone | South of Lugo | 2 | Monthly System Peak Day | CAISO | 1-in-10 | 2031 | 1 |  |  |  | 50.5583 | 1
| Zone | South of Lugo | 2 | Monthly System Peak Day | CAISO | 1-in-10 | 2031 | 2 |  |  |  | 50.3667 | 1
| Zone | South of Lugo | 2 | Monthly System Peak Day | CAISO | 1-in-10 | 2031 | 3 |  |  |  | 50.4675 | 1
| Zone | South of Lugo | 2 | Monthly System Peak Day | CAISO | 1-in-10 | 2031 | 4 |  |  |  | 49.9513 | 1
| Zone | South of Lugo | 2 | Monthly System Peak Day | CAISO | 1-in-10 | 2031 | 5 |  |  |  | 49.1213 | 1
| Zone | South of Lugo | 2 | Monthly System Peak Day | CAISO | 1-in-10 | 2031 | 6 |  |  |  | 48.0717 | 1
| Zone | South of Lugo | 2 | Monthly System Peak Day | CAISO | 1-in-10 | 2031 | 7 |  |  |  | 47.8104 | 1
| Zone | South of Lugo | 2 | Monthly System Peak Day | CAISO | 1-in-10 | 2031 | 8 |  |  |  | 47.5567 | 1
| Zone | South of Lugo | 2 | Monthly System Peak Day | CAISO | 1-in-10 | 2031 | 9 |  |  |  | 48.2592 | 1
| Zone | South of Lugo | 2 | Monthly System Peak Day | CAISO | 1-in-10 | 2031 | 10 |  |  |  | 50.1646 | 1
| Zone | South of Lugo | 2 | Monthly System Peak Day | CAISO | 1-in-10 | 2031 | 11 |  |  |  | 51.2163 | 1
| Zone | South of Lugo | 2 | Monthly System Peak Day | CAISO | 1-in-10 | 2031 | 12 |  |  |  | 52.3767 | 1
| Zone | South of Lugo | 2 | Monthly System Peak Day | CAISO | 1-in-10 | 2031 | 13 |  |  |  | 53.2642 | 1
| Zone | South of Lugo | 2 | Monthly System Peak Day | CAISO | 1-in-10 | 2031 | 14 |  |  |  | 54.6529 | 1
| Zone | South of Lugo | 2 | Monthly System Peak Day | CAISO | 1-in-10 | 2031 | 15 |  |  |  | 55.4296 | 1
| Zone | South of Lugo | 2 | Monthly System Peak Day | CAISO | 1-in-10 | 2031 | 16 |  |  |  | 55.7683 | 1
| Zone | South of Lugo | 2 | Monthly System Peak Day | CAISO | 1-in-10 | 2031 | 17 |  |  |  | 56.9792 | 1
| Zone | South of Lugo | 2 | Monthly System Peak Day | CAISO | 1-in-10 | 2031 | 18 |  |  |  | 56.9042 | 1
| Zone | South of Lugo | 2 | Monthly System Peak Day | CAISO | 1-in-10 | 2031 | 19 |  |  |  | 55.9379 | 1
| Zone | South of Lugo | 2 | Monthly System Peak Day | CAISO | 1-in-10 | 2031 | 20 |  |  |  | 54.5992 | 1
| Zone | South of Lugo | 2 | Monthly System Peak Day | CAISO | 1-in-10 | 2031 | 21 |  |  |  | 54.22 | 1
| Zone | South of Lugo | 2 | Monthly System Peak Day | CAISO | 1-in-10 | 2031 | 22 |  |  |  | 53.5638 | 1
| Zone | South of Lugo | 2 | Monthly System Peak Day | CAISO | 1-in-10 | 2031 | 23 |  |  |  | 52.9417 | 1
| Zone | South of Lugo | 2 | Monthly System Peak Day | CAISO | 1-in-10 | 2031 | 24 |  |  |  | 52.3658 | 1
| Zone | South of Lugo | 3 | Average Weekday | CAISO | 1-in-10 | 2031 | 1 |  |  |  | 60.2963 | 1
| Zone | South of Lugo | 3 | Average Weekday | CAISO | 1-in-10 | 2031 | 2 |  |  |  | 59.2613 | 1
| Zone | South of Lugo | 3 | Average Weekday | CAISO | 1-in-10 | 2031 | 3 |  |  |  | 58.2877 | 1
| Zone | South of Lugo | 3 | Average Weekday | CAISO | 1-in-10 | 2031 | 4 |  |  |  | 57.3831 | 1
| Zone | South of Lugo | 3 | Average Weekday | CAISO | 1-in-10 | 2031 | 5 |  |  |  | 56.6944 | 1
| Zone | South of Lugo | 3 | Average Weekday | CAISO | 1-in-10 | 2031 | 6 |  |  |  | 56.0616 | 1
| Zone | South of Lugo | 3 | Average Weekday | CAISO | 1-in-10 | 2031 | 7 |  |  |  | 55.7979 | 1
| Zone | South of Lugo | 3 | Average Weekday | CAISO | 1-in-10 | 2031 | 8 |  |  |  | 55.9064 | 1
| Zone | South of Lugo | 3 | Average Weekday | CAISO | 1-in-10 | 2031 | 9 |  |  |  | 57.5692 | 1
| Zone | South of Lugo | 3 | Average Weekday | CAISO | 1-in-10 | 2031 | 10 |  |  |  | 61.2746 | 1
| Zone | South of Lugo | 3 | Average Weekday | CAISO | 1-in-10 | 2031 | 11 |  |  |  | 65.6137 | 1
| Zone | South of Lugo | 3 | Average Weekday | CAISO | 1-in-10 | 2031 | 12 |  |  |  | 69.4158 | 1
| Zone | South of Lugo | 3 | Average Weekday | CAISO | 1-in-10 | 2031 | 13 |  |  |  | 72.2824 | 1
| Zone | South of Lugo | 3 | Average Weekday | CAISO | 1-in-10 | 2031 | 14 |  |  |  | 74.1994 | 1
| Zone | South of Lugo | 3 | Average Weekday | CAISO | 1-in-10 | 2031 | 15 |  |  |  | 75.3807 | 1
| Zone | South of Lugo | 3 | Average Weekday | CAISO | 1-in-10 | 2031 | 16 |  |  |  | 75.9072 | 1
| Zone | South of Lugo | 3 | Average Weekday | CAISO | 1-in-10 | 2031 | 17 |  |  |  | 75.6839 | 1
| Zone | South of Lugo | 3 | Average Weekday | CAISO | 1-in-10 | 2031 | 18 |  |  |  | 74.6285 | 1
| Zone | South of Lugo | 3 | Average Weekday | CAISO | 1-in-10 | 2031 | 19 |  |  |  | 72.6844 | 1
| Zone | South of Lugo | 3 | Average Weekday | CAISO | 1-in-10 | 2031 | 20 |  |  |  | 69.9169 | 1
| Zone | South of Lugo | 3 | Average Weekday | CAISO | 1-in-10 | 2031 | 21 |  |  |  | 67.2424 | 1
| Zone | South of Lugo | 3 | Average Weekday | CAISO | 1-in-10 | 2031 | 22 |  |  |  | 65.5237 | 1
| Zone | South of Lugo | 3 | Average Weekday | CAISO | 1-in-10 | 2031 | 23 |  |  |  | 64.1832 | 1
| Zone | South of Lugo | 3 | Average Weekday | CAISO | 1-in-10 | 2031 | 24 |  |  |  | 62.7782 | 1
| Zone | South of Lugo | 3 | Monthly System Peak Day | CAISO | 1-in-10 | 2031 | 1 |  |  |  | 68.5037 | 1
| Zone | South of Lugo | 3 | Monthly System Peak Day | CAISO | 1-in-10 | 2031 | 2 |  |  |  | 66.4238 | 1
| Zone | South of Lugo | 3 | Monthly System Peak Day | CAISO | 1-in-10 | 2031 | 3 |  |  |  | 64.0963 | 1
| Zone | South of Lugo | 3 | Monthly System Peak Day | CAISO | 1-in-10 | 2031 | 4 |  |  |  | 63.1083 | 1
| Zone | South of Lugo | 3 | Monthly System Peak Day | CAISO | 1-in-10 | 2031 | 5 |  |  |  | 62.7329 | 1
| Zone | South of Lugo | 3 | Monthly System Peak Day | CAISO | 1-in-10 | 2031 | 6 |  |  |  | 62.0687 | 1
| Zone | South of Lugo | 3 | Monthly System Peak Day | CAISO | 1-in-10 | 2031 | 7 |  |  |  | 62.6358 | 1
| Zone | South of Lugo | 3 | Monthly System Peak Day | CAISO | 1-in-10 | 2031 | 8 |  |  |  | 62.3296 | 1
| Zone | South of Lugo | 3 | Monthly System Peak Day | CAISO | 1-in-10 | 2031 | 9 |  |  |  | 63.6896 | 1
| Zone | South of Lugo | 3 | Monthly System Peak Day | CAISO | 1-in-10 | 2031 | 10 |  |  |  | 68.6396 | 1
| Zone | South of Lugo | 3 | Monthly System Peak Day | CAISO | 1-in-10 | 2031 | 11 |  |  |  | 73.7383 | 1
| Zone | South of Lugo | 3 | Monthly System Peak Day | CAISO | 1-in-10 | 2031 | 12 |  |  |  | 78.625 | 1
| Zone | South of Lugo | 3 | Monthly System Peak Day | CAISO | 1-in-10 | 2031 | 13 |  |  |  | 83.7042 | 1
| Zone | South of Lugo | 3 | Monthly System Peak Day | CAISO | 1-in-10 | 2031 | 14 |  |  |  | 86.0333 | 1
| Zone | South of Lugo | 3 | Monthly System Peak Day | CAISO | 1-in-10 | 2031 | 15 |  |  |  | 86.1917 | 1
| Zone | South of Lugo | 3 | Monthly System Peak Day | CAISO | 1-in-10 | 2031 | 16 |  |  |  | 86.85 | 1
| Zone | South of Lugo | 3 | Monthly System Peak Day | CAISO | 1-in-10 | 2031 | 17 |  |  |  | 87.7417 | 1
| Zone | South of Lugo | 3 | Monthly System Peak Day | CAISO | 1-in-10 | 2031 | 18 |  |  |  | 87.85 | 1
| Zone | South of Lugo | 3 | Monthly System Peak Day | CAISO | 1-in-10 | 2031 | 19 |  |  |  | 86.5292 | 1
| Zone | South of Lugo | 3 | Monthly System Peak Day | CAISO | 1-in-10 | 2031 | 20 |  |  |  | 83.8708 | 1
| Zone | South of Lugo | 3 | Monthly System Peak Day | CAISO | 1-in-10 | 2031 | 21 |  |  |  | 79.9542 | 1
| Zone | South of Lugo | 3 | Monthly System Peak Day | CAISO | 1-in-10 | 2031 | 22 |  |  |  | 77.2167 | 1
| Zone | South of Lugo | 3 | Monthly System Peak Day | CAISO | 1-in-10 | 2031 | 23 |  |  |  | 74.6879 | 1
| Zone | South of Lugo | 3 | Monthly System Peak Day | CAISO | 1-in-10 | 2031 | 24 |  |  |  | 71.3121 | 1
| Zone | South of Lugo | 4 | Average Weekday | CAISO | 1-in-10 | 2031 | 1 |  |  |  | 60.9105 | 1
| Zone | South of Lugo | 4 | Average Weekday | CAISO | 1-in-10 | 2031 | 2 |  |  |  | 59.8783 | 1
| Zone | South of Lugo | 4 | Average Weekday | CAISO | 1-in-10 | 2031 | 3 |  |  |  | 58.9176 | 1
| Zone | South of Lugo | 4 | Average Weekday | CAISO | 1-in-10 | 2031 | 4 |  |  |  | 58.0606 | 1
| Zone | South of Lugo | 4 | Average Weekday | CAISO | 1-in-10 | 2031 | 5 |  |  |  | 57.3193 | 1
| Zone | South of Lugo | 4 | Average Weekday | CAISO | 1-in-10 | 2031 | 6 |  |  |  | 56.7693 | 1
| Zone | South of Lugo | 4 | Average Weekday | CAISO | 1-in-10 | 2031 | 7 |  |  |  | 56.3674 | 1
| Zone | South of Lugo | 4 | Average Weekday | CAISO | 1-in-10 | 2031 | 8 |  |  |  | 56.449 | 1
| Zone | South of Lugo | 4 | Average Weekday | CAISO | 1-in-10 | 2031 | 9 |  |  |  | 58.5507 | 1
| Zone | South of Lugo | 4 | Average Weekday | CAISO | 1-in-10 | 2031 | 10 |  |  |  | 61.5935 | 1
| Zone | South of Lugo | 4 | Average Weekday | CAISO | 1-in-10 | 2031 | 11 |  |  |  | 65.1247 | 1
| Zone | South of Lugo | 4 | Average Weekday | CAISO | 1-in-10 | 2031 | 12 |  |  |  | 68.4544 | 1
| Zone | South of Lugo | 4 | Average Weekday | CAISO | 1-in-10 | 2031 | 13 |  |  |  | 70.7821 | 1
| Zone | South of Lugo | 4 | Average Weekday | CAISO | 1-in-10 | 2031 | 14 |  |  |  | 72.461 | 1
| Zone | South of Lugo | 4 | Average Weekday | CAISO | 1-in-10 | 2031 | 15 |  |  |  | 73.7676 | 1
| Zone | South of Lugo | 4 | Average Weekday | CAISO | 1-in-10 | 2031 | 16 |  |  |  | 74.4082 | 1
| Zone | South of Lugo | 4 | Average Weekday | CAISO | 1-in-10 | 2031 | 17 |  |  |  | 74.5491 | 1
| Zone | South of Lugo | 4 | Average Weekday | CAISO | 1-in-10 | 2031 | 18 |  |  |  | 73.8145 | 1
| Zone | South of Lugo | 4 | Average Weekday | CAISO | 1-in-10 | 2031 | 19 |  |  |  | 72.4343 | 1
| Zone | South of Lugo | 4 | Average Weekday | CAISO | 1-in-10 | 2031 | 20 |  |  |  | 70.1531 | 1
| Zone | South of Lugo | 4 | Average Weekday | CAISO | 1-in-10 | 2031 | 21 |  |  |  | 67.2656 | 1
| Zone | South of Lugo | 4 | Average Weekday | CAISO | 1-in-10 | 2031 | 22 |  |  |  | 65.1688 | 1
| Zone | South of Lugo | 4 | Average Weekday | CAISO | 1-in-10 | 2031 | 23 |  |  |  | 63.6692 | 1
| Zone | South of Lugo | 4 | Average Weekday | CAISO | 1-in-10 | 2031 | 24 |  |  |  | 62.3859 | 1
| Zone | South of Lugo | 4 | Monthly System Peak Day | CAISO | 1-in-10 | 2031 | 1 |  |  |  | 73.53 | 1
| Zone | South of Lugo | 4 | Monthly System Peak Day | CAISO | 1-in-10 | 2031 | 2 |  |  |  | 71.2246 | 1
| Zone | South of Lugo | 4 | Monthly System Peak Day | CAISO | 1-in-10 | 2031 | 3 |  |  |  | 69.5304 | 1
| Zone | South of Lugo | 4 | Monthly System Peak Day | CAISO | 1-in-10 | 2031 | 4 |  |  |  | 68.065 | 1
| Zone | South of Lugo | 4 | Monthly System Peak Day | CAISO | 1-in-10 | 2031 | 5 |  |  |  | 67.9058 | 1
| Zone | South of Lugo | 4 | Monthly System Peak Day | CAISO | 1-in-10 | 2031 | 6 |  |  |  | 68.3792 | 1
| Zone | South of Lugo | 4 | Monthly System Peak Day | CAISO | 1-in-10 | 2031 | 7 |  |  |  | 68.9758 | 1
| Zone | South of Lugo | 4 | Monthly System Peak Day | CAISO | 1-in-10 | 2031 | 8 |  |  |  | 69.4688 | 1
| Zone | South of Lugo | 4 | Monthly System Peak Day | CAISO | 1-in-10 | 2031 | 9 |  |  |  | 71.8479 | 1
| Zone | South of Lugo | 4 | Monthly System Peak Day | CAISO | 1-in-10 | 2031 | 10 |  |  |  | 75.5417 | 1
| Zone | South of Lugo | 4 | Monthly System Peak Day | CAISO | 1-in-10 | 2031 | 11 |  |  |  | 79.2292 | 1
| Zone | South of Lugo | 4 | Monthly System Peak Day | CAISO | 1-in-10 | 2031 | 12 |  |  |  | 83.0583 | 1
| Zone | South of Lugo | 4 | Monthly System Peak Day | CAISO | 1-in-10 | 2031 | 13 |  |  |  | 86.0375 | 1
| Zone | South of Lugo | 4 | Monthly System Peak Day | CAISO | 1-in-10 | 2031 | 14 |  |  |  | 87.9875 | 1
| Zone | South of Lugo | 4 | Monthly System Peak Day | CAISO | 1-in-10 | 2031 | 15 |  |  |  | 89.2875 | 1
| Zone | South of Lugo | 4 | Monthly System Peak Day | CAISO | 1-in-10 | 2031 | 16 |  |  |  | 90.6958 | 1
| Zone | South of Lugo | 4 | Monthly System Peak Day | CAISO | 1-in-10 | 2031 | 17 |  |  |  | 91.4333 | 1
| Zone | South of Lugo | 4 | Monthly System Peak Day | CAISO | 1-in-10 | 2031 | 18 |  |  |  | 91.6458 | 1
| Zone | South of Lugo | 4 | Monthly System Peak Day | CAISO | 1-in-10 | 2031 | 19 |  |  |  | 91.0833 | 1
| Zone | South of Lugo | 4 | Monthly System Peak Day | CAISO | 1-in-10 | 2031 | 20 |  |  |  | 89.3375 | 1
| Zone | South of Lugo | 4 | Monthly System Peak Day | CAISO | 1-in-10 | 2031 | 21 |  |  |  | 86.3208 | 1
| Zone | South of Lugo | 4 | Monthly System Peak Day | CAISO | 1-in-10 | 2031 | 22 |  |  |  | 83.8333 | 1
| Zone | South of Lugo | 4 | Monthly System Peak Day | CAISO | 1-in-10 | 2031 | 23 |  |  |  | 81.0917 | 1
| Zone | South of Lugo | 4 | Monthly System Peak Day | CAISO | 1-in-10 | 2031 | 24 |  |  |  | 78.1342 | 1
| Zone | South of Lugo | 5 | Average Weekday | CAISO | 1-in-10 | 2031 | 1 |  |  |  | 63.7261 | 1
| Zone | South of Lugo | 5 | Average Weekday | CAISO | 1-in-10 | 2031 | 2 |  |  |  | 62.7364 | 1
| Zone | South of Lugo | 5 | Average Weekday | CAISO | 1-in-10 | 2031 | 3 |  |  |  | 61.9172 | 1
| Zone | South of Lugo | 5 | Average Weekday | CAISO | 1-in-10 | 2031 | 4 |  |  |  | 61.2504 | 1
| Zone | South of Lugo | 5 | Average Weekday | CAISO | 1-in-10 | 2031 | 5 |  |  |  | 60.7132 | 1
| Zone | South of Lugo | 5 | Average Weekday | CAISO | 1-in-10 | 2031 | 6 |  |  |  | 60.3703 | 1
| Zone | South of Lugo | 5 | Average Weekday | CAISO | 1-in-10 | 2031 | 7 |  |  |  | 60.2288 | 1
| Zone | South of Lugo | 5 | Average Weekday | CAISO | 1-in-10 | 2031 | 8 |  |  |  | 60.9294 | 1
| Zone | South of Lugo | 5 | Average Weekday | CAISO | 1-in-10 | 2031 | 9 |  |  |  | 62.9482 | 1
| Zone | South of Lugo | 5 | Average Weekday | CAISO | 1-in-10 | 2031 | 10 |  |  |  | 65.7554 | 1
| Zone | South of Lugo | 5 | Average Weekday | CAISO | 1-in-10 | 2031 | 11 |  |  |  | 68.6938 | 1
| Zone | South of Lugo | 5 | Average Weekday | CAISO | 1-in-10 | 2031 | 12 |  |  |  | 71.3639 | 1
| Zone | South of Lugo | 5 | Average Weekday | CAISO | 1-in-10 | 2031 | 13 |  |  |  | 73.5492 | 1
| Zone | South of Lugo | 5 | Average Weekday | CAISO | 1-in-10 | 2031 | 14 |  |  |  | 75.3789 | 1
| Zone | South of Lugo | 5 | Average Weekday | CAISO | 1-in-10 | 2031 | 15 |  |  |  | 76.7811 | 1
| Zone | South of Lugo | 5 | Average Weekday | CAISO | 1-in-10 | 2031 | 16 |  |  |  | 77.6 | 1
| Zone | South of Lugo | 5 | Average Weekday | CAISO | 1-in-10 | 2031 | 17 |  |  |  | 77.8548 | 1
| Zone | South of Lugo | 5 | Average Weekday | CAISO | 1-in-10 | 2031 | 18 |  |  |  | 77.2107 | 1
| Zone | South of Lugo | 5 | Average Weekday | CAISO | 1-in-10 | 2031 | 19 |  |  |  | 75.8588 | 1
| Zone | South of Lugo | 5 | Average Weekday | CAISO | 1-in-10 | 2031 | 20 |  |  |  | 73.7457 | 1
| Zone | South of Lugo | 5 | Average Weekday | CAISO | 1-in-10 | 2031 | 21 |  |  |  | 70.633 | 1
| Zone | South of Lugo | 5 | Average Weekday | CAISO | 1-in-10 | 2031 | 22 |  |  |  | 67.8287 | 1
| Zone | South of Lugo | 5 | Average Weekday | CAISO | 1-in-10 | 2031 | 23 |  |  |  | 66.0136 | 1
| Zone | South of Lugo | 5 | Average Weekday | CAISO | 1-in-10 | 2031 | 24 |  |  |  | 64.7075 | 1
| Zone | South of Lugo | 5 | Monthly System Peak Day | CAISO | 1-in-10 | 2031 | 1 |  |  |  | 75.4321 | 1
| Zone | South of Lugo | 5 | Monthly System Peak Day | CAISO | 1-in-10 | 2031 | 2 |  |  |  | 73.9658 | 1
| Zone | South of Lugo | 5 | Monthly System Peak Day | CAISO | 1-in-10 | 2031 | 3 |  |  |  | 71.9892 | 1
| Zone | South of Lugo | 5 | Monthly System Peak Day | CAISO | 1-in-10 | 2031 | 4 |  |  |  | 70.9163 | 1
| Zone | South of Lugo | 5 | Monthly System Peak Day | CAISO | 1-in-10 | 2031 | 5 |  |  |  | 70.1583 | 1
| Zone | South of Lugo | 5 | Monthly System Peak Day | CAISO | 1-in-10 | 2031 | 6 |  |  |  | 68.9408 | 1
| Zone | South of Lugo | 5 | Monthly System Peak Day | CAISO | 1-in-10 | 2031 | 7 |  |  |  | 68.7504 | 1
| Zone | South of Lugo | 5 | Monthly System Peak Day | CAISO | 1-in-10 | 2031 | 8 |  |  |  | 69.4196 | 1
| Zone | South of Lugo | 5 | Monthly System Peak Day | CAISO | 1-in-10 | 2031 | 9 |  |  |  | 74.04 | 1
| Zone | South of Lugo | 5 | Monthly System Peak Day | CAISO | 1-in-10 | 2031 | 10 |  |  |  | 80.7083 | 1
| Zone | South of Lugo | 5 | Monthly System Peak Day | CAISO | 1-in-10 | 2031 | 11 |  |  |  | 86.8583 | 1
| Zone | South of Lugo | 5 | Monthly System Peak Day | CAISO | 1-in-10 | 2031 | 12 |  |  |  | 90.5875 | 1
| Zone | South of Lugo | 5 | Monthly System Peak Day | CAISO | 1-in-10 | 2031 | 13 |  |  |  | 93.1542 | 1
| Zone | South of Lugo | 5 | Monthly System Peak Day | CAISO | 1-in-10 | 2031 | 14 |  |  |  | 94.5167 | 1
| Zone | South of Lugo | 5 | Monthly System Peak Day | CAISO | 1-in-10 | 2031 | 15 |  |  |  | 96.05 | 1
| Zone | South of Lugo | 5 | Monthly System Peak Day | CAISO | 1-in-10 | 2031 | 16 |  |  |  | 96.5375 | 1
| Zone | South of Lugo | 5 | Monthly System Peak Day | CAISO | 1-in-10 | 2031 | 17 |  |  |  | 96.4417 | 1
| Zone | South of Lugo | 5 | Monthly System Peak Day | CAISO | 1-in-10 | 2031 | 18 |  |  |  | 95.3792 | 1
| Zone | South of Lugo | 5 | Monthly System Peak Day | CAISO | 1-in-10 | 2031 | 19 |  |  |  | 94.4625 | 1
| Zone | South of Lugo | 5 | Monthly System Peak Day | CAISO | 1-in-10 | 2031 | 20 |  |  |  | 91.6125 | 1
| Zone | South of Lugo | 5 | Monthly System Peak Day | CAISO | 1-in-10 | 2031 | 21 |  |  |  | 87.3083 | 1
| Zone | South of Lugo | 5 | Monthly System Peak Day | CAISO | 1-in-10 | 2031 | 22 |  |  |  | 83.1583 | 1
| Zone | South of Lugo | 5 | Monthly System Peak Day | CAISO | 1-in-10 | 2031 | 23 |  |  |  | 80.6958 | 1
| Zone | South of Lugo | 5 | Monthly System Peak Day | CAISO | 1-in-10 | 2031 | 24 |  |  |  | 78.2358 | 1
| Zone | South of Lugo | 6 | Average Weekday | CAISO | 1-in-10 | 2031 | 1 |  |  |  | 68.1974 | 1
| Zone | South of Lugo | 6 | Average Weekday | CAISO | 1-in-10 | 2031 | 2 |  |  |  | 67.4474 | 1
| Zone | South of Lugo | 6 | Average Weekday | CAISO | 1-in-10 | 2031 | 3 |  |  |  | 66.798 | 1
| Zone | South of Lugo | 6 | Average Weekday | CAISO | 1-in-10 | 2031 | 4 |  |  |  | 66.2248 | 1
| Zone | South of Lugo | 6 | Average Weekday | CAISO | 1-in-10 | 2031 | 5 |  |  |  | 65.7795 | 1
| Zone | South of Lugo | 6 | Average Weekday | CAISO | 1-in-10 | 2031 | 6 |  |  |  | 65.4266 | 1
| Zone | South of Lugo | 6 | Average Weekday | CAISO | 1-in-10 | 2031 | 7 |  |  |  | 65.2137 | 1
| Zone | South of Lugo | 6 | Average Weekday | CAISO | 1-in-10 | 2031 | 8 |  |  |  | 65.9904 | 1
| Zone | South of Lugo | 6 | Average Weekday | CAISO | 1-in-10 | 2031 | 9 |  |  |  | 67.8836 | 1
| Zone | South of Lugo | 6 | Average Weekday | CAISO | 1-in-10 | 2031 | 10 |  |  |  | 70.8703 | 1
| Zone | South of Lugo | 6 | Average Weekday | CAISO | 1-in-10 | 2031 | 11 |  |  |  | 74.0727 | 1
| Zone | South of Lugo | 6 | Average Weekday | CAISO | 1-in-10 | 2031 | 12 |  |  |  | 77.1926 | 1
| Zone | South of Lugo | 6 | Average Weekday | CAISO | 1-in-10 | 2031 | 13 |  |  |  | 79.5914 | 1
| Zone | South of Lugo | 6 | Average Weekday | CAISO | 1-in-10 | 2031 | 14 |  |  |  | 81.2857 | 1
| Zone | South of Lugo | 6 | Average Weekday | CAISO | 1-in-10 | 2031 | 15 |  |  |  | 82.4491 | 1
| Zone | South of Lugo | 6 | Average Weekday | CAISO | 1-in-10 | 2031 | 16 |  |  |  | 83.1785 | 1
| Zone | South of Lugo | 6 | Average Weekday | CAISO | 1-in-10 | 2031 | 17 |  |  |  | 83.0988 | 1
| Zone | South of Lugo | 6 | Average Weekday | CAISO | 1-in-10 | 2031 | 18 |  |  |  | 82.3115 | 1
| Zone | South of Lugo | 6 | Average Weekday | CAISO | 1-in-10 | 2031 | 19 |  |  |  | 80.9067 | 1
| Zone | South of Lugo | 6 | Average Weekday | CAISO | 1-in-10 | 2031 | 20 |  |  |  | 78.6574 | 1
| Zone | South of Lugo | 6 | Average Weekday | CAISO | 1-in-10 | 2031 | 21 |  |  |  | 75.6723 | 1
| Zone | South of Lugo | 6 | Average Weekday | CAISO | 1-in-10 | 2031 | 22 |  |  |  | 72.5495 | 1
| Zone | South of Lugo | 6 | Average Weekday | CAISO | 1-in-10 | 2031 | 23 |  |  |  | 70.5754 | 1
| Zone | South of Lugo | 6 | Average Weekday | CAISO | 1-in-10 | 2031 | 24 |  |  |  | 69.3238 | 1
| Zone | South of Lugo | 6 | Monthly System Peak Day | CAISO | 1-in-10 | 2031 | 1 |  |  |  | 76.1479 | 1
| Zone | South of Lugo | 6 | Monthly System Peak Day | CAISO | 1-in-10 | 2031 | 2 |  |  |  | 74.6371 | 1
| Zone | South of Lugo | 6 | Monthly System Peak Day | CAISO | 1-in-10 | 2031 | 3 |  |  |  | 73.4696 | 1
| Zone | South of Lugo | 6 | Monthly System Peak Day | CAISO | 1-in-10 | 2031 | 4 |  |  |  | 72.9638 | 1
| Zone | South of Lugo | 6 | Monthly System Peak Day | CAISO | 1-in-10 | 2031 | 5 |  |  |  | 71.9967 | 1
| Zone | South of Lugo | 6 | Monthly System Peak Day | CAISO | 1-in-10 | 2031 | 6 |  |  |  | 71.4208 | 1
| Zone | South of Lugo | 6 | Monthly System Peak Day | CAISO | 1-in-10 | 2031 | 7 |  |  |  | 70.8092 | 1
| Zone | South of Lugo | 6 | Monthly System Peak Day | CAISO | 1-in-10 | 2031 | 8 |  |  |  | 72.4 | 1
| Zone | South of Lugo | 6 | Monthly System Peak Day | CAISO | 1-in-10 | 2031 | 9 |  |  |  | 77.1679 | 1
| Zone | South of Lugo | 6 | Monthly System Peak Day | CAISO | 1-in-10 | 2031 | 10 |  |  |  | 83.4454 | 1
| Zone | South of Lugo | 6 | Monthly System Peak Day | CAISO | 1-in-10 | 2031 | 11 |  |  |  | 88.3342 | 1
| Zone | South of Lugo | 6 | Monthly System Peak Day | CAISO | 1-in-10 | 2031 | 12 |  |  |  | 92.0333 | 1
| Zone | South of Lugo | 6 | Monthly System Peak Day | CAISO | 1-in-10 | 2031 | 13 |  |  |  | 93.3167 | 1
| Zone | South of Lugo | 6 | Monthly System Peak Day | CAISO | 1-in-10 | 2031 | 14 |  |  |  | 94.8792 | 1
| Zone | South of Lugo | 6 | Monthly System Peak Day | CAISO | 1-in-10 | 2031 | 15 |  |  |  | 96.675 | 1
| Zone | South of Lugo | 6 | Monthly System Peak Day | CAISO | 1-in-10 | 2031 | 16 |  |  |  | 98.15 | 1
| Zone | South of Lugo | 6 | Monthly System Peak Day | CAISO | 1-in-10 | 2031 | 17 |  |  |  | 98.45 | 1
| Zone | South of Lugo | 6 | Monthly System Peak Day | CAISO | 1-in-10 | 2031 | 18 |  |  |  | 97.8292 | 1
| Zone | South of Lugo | 6 | Monthly System Peak Day | CAISO | 1-in-10 | 2031 | 19 |  |  |  | 95.9125 | 1
| Zone | South of Lugo | 6 | Monthly System Peak Day | CAISO | 1-in-10 | 2031 | 20 |  |  |  | 91.0208 | 1
| Zone | South of Lugo | 6 | Monthly System Peak Day | CAISO | 1-in-10 | 2031 | 21 |  |  |  | 87.25 | 1
| Zone | South of Lugo | 6 | Monthly System Peak Day | CAISO | 1-in-10 | 2031 | 22 |  |  |  | 83.8883 | 1
| Zone | South of Lugo | 6 | Monthly System Peak Day | CAISO | 1-in-10 | 2031 | 23 |  |  |  | 80.4692 | 1
| Zone | South of Lugo | 6 | Monthly System Peak Day | CAISO | 1-in-10 | 2031 | 24 |  |  |  | 77.9475 | 1
| Zone | South of Lugo | 7 | Average Weekday | CAISO | 1-in-10 | 2031 | 1 |  |  |  | 73.2748 | 1
| Zone | South of Lugo | 7 | Average Weekday | CAISO | 1-in-10 | 2031 | 2 |  |  |  | 72.448 | 1
| Zone | South of Lugo | 7 | Average Weekday | CAISO | 1-in-10 | 2031 | 3 |  |  |  | 71.6747 | 1
| Zone | South of Lugo | 7 | Average Weekday | CAISO | 1-in-10 | 2031 | 4 |  |  |  | 71.1028 | 1
| Zone | South of Lugo | 7 | Average Weekday | CAISO | 1-in-10 | 2031 | 5 |  |  |  | 70.6155 | 1
| Zone | South of Lugo | 7 | Average Weekday | CAISO | 1-in-10 | 2031 | 6 |  |  |  | 70.2457 | 1
| Zone | South of Lugo | 7 | Average Weekday | CAISO | 1-in-10 | 2031 | 7 |  |  |  | 70.057 | 1
| Zone | South of Lugo | 7 | Average Weekday | CAISO | 1-in-10 | 2031 | 8 |  |  |  | 70.6914 | 1
| Zone | South of Lugo | 7 | Average Weekday | CAISO | 1-in-10 | 2031 | 9 |  |  |  | 73.0913 | 1
| Zone | South of Lugo | 7 | Average Weekday | CAISO | 1-in-10 | 2031 | 10 |  |  |  | 76.3755 | 1
| Zone | South of Lugo | 7 | Average Weekday | CAISO | 1-in-10 | 2031 | 11 |  |  |  | 79.8781 | 1
| Zone | South of Lugo | 7 | Average Weekday | CAISO | 1-in-10 | 2031 | 12 |  |  |  | 83.1077 | 1
| Zone | South of Lugo | 7 | Average Weekday | CAISO | 1-in-10 | 2031 | 13 |  |  |  | 85.4249 | 1
| Zone | South of Lugo | 7 | Average Weekday | CAISO | 1-in-10 | 2031 | 14 |  |  |  | 87.0578 | 1
| Zone | South of Lugo | 7 | Average Weekday | CAISO | 1-in-10 | 2031 | 15 |  |  |  | 88.2055 | 1
| Zone | South of Lugo | 7 | Average Weekday | CAISO | 1-in-10 | 2031 | 16 |  |  |  | 88.8228 | 1
| Zone | South of Lugo | 7 | Average Weekday | CAISO | 1-in-10 | 2031 | 17 |  |  |  | 88.8724 | 1
| Zone | South of Lugo | 7 | Average Weekday | CAISO | 1-in-10 | 2031 | 18 |  |  |  | 88.0513 | 1
| Zone | South of Lugo | 7 | Average Weekday | CAISO | 1-in-10 | 2031 | 19 |  |  |  | 86.5336 | 1
| Zone | South of Lugo | 7 | Average Weekday | CAISO | 1-in-10 | 2031 | 20 |  |  |  | 84.1525 | 1
| Zone | South of Lugo | 7 | Average Weekday | CAISO | 1-in-10 | 2031 | 21 |  |  |  | 80.9126 | 1
| Zone | South of Lugo | 7 | Average Weekday | CAISO | 1-in-10 | 2031 | 22 |  |  |  | 77.7621 | 1
| Zone | South of Lugo | 7 | Average Weekday | CAISO | 1-in-10 | 2031 | 23 |  |  |  | 75.8771 | 1
| Zone | South of Lugo | 7 | Average Weekday | CAISO | 1-in-10 | 2031 | 24 |  |  |  | 74.689 | 1
| Zone | South of Lugo | 7 | Monthly System Peak Day | CAISO | 1-in-10 | 2031 | 1 |  |  |  | 78.0346 | 1
| Zone | South of Lugo | 7 | Monthly System Peak Day | CAISO | 1-in-10 | 2031 | 2 |  |  |  | 77.3 | 1
| Zone | South of Lugo | 7 | Monthly System Peak Day | CAISO | 1-in-10 | 2031 | 3 |  |  |  | 76.25 | 1
| Zone | South of Lugo | 7 | Monthly System Peak Day | CAISO | 1-in-10 | 2031 | 4 |  |  |  | 75.4923 | 1
| Zone | South of Lugo | 7 | Monthly System Peak Day | CAISO | 1-in-10 | 2031 | 5 |  |  |  | 74.9 | 1
| Zone | South of Lugo | 7 | Monthly System Peak Day | CAISO | 1-in-10 | 2031 | 6 |  |  |  | 74.5769 | 1
| Zone | South of Lugo | 7 | Monthly System Peak Day | CAISO | 1-in-10 | 2031 | 7 |  |  |  | 74.1154 | 1
| Zone | South of Lugo | 7 | Monthly System Peak Day | CAISO | 1-in-10 | 2031 | 8 |  |  |  | 74.5308 | 1
| Zone | South of Lugo | 7 | Monthly System Peak Day | CAISO | 1-in-10 | 2031 | 9 |  |  |  | 76.8808 | 1
| Zone | South of Lugo | 7 | Monthly System Peak Day | CAISO | 1-in-10 | 2031 | 10 |  |  |  | 80.3077 | 1
| Zone | South of Lugo | 7 | Monthly System Peak Day | CAISO | 1-in-10 | 2031 | 11 |  |  |  | 84.2154 | 1
| Zone | South of Lugo | 7 | Monthly System Peak Day | CAISO | 1-in-10 | 2031 | 12 |  |  |  | 87.6462 | 1
| Zone | South of Lugo | 7 | Monthly System Peak Day | CAISO | 1-in-10 | 2031 | 13 |  |  |  | 89.9615 | 1
| Zone | South of Lugo | 7 | Monthly System Peak Day | CAISO | 1-in-10 | 2031 | 14 |  |  |  | 91.9077 | 1
| Zone | South of Lugo | 7 | Monthly System Peak Day | CAISO | 1-in-10 | 2031 | 15 |  |  |  | 92.9538 | 1
| Zone | South of Lugo | 7 | Monthly System Peak Day | CAISO | 1-in-10 | 2031 | 16 |  |  |  | 93.35 | 1
| Zone | South of Lugo | 7 | Monthly System Peak Day | CAISO | 1-in-10 | 2031 | 17 |  |  |  | 92.4077 | 1
| Zone | South of Lugo | 7 | Monthly System Peak Day | CAISO | 1-in-10 | 2031 | 18 |  |  |  | 91.8615 | 1
| Zone | South of Lugo | 7 | Monthly System Peak Day | CAISO | 1-in-10 | 2031 | 19 |  |  |  | 90.0769 | 1
| Zone | South of Lugo | 7 | Monthly System Peak Day | CAISO | 1-in-10 | 2031 | 20 |  |  |  | 87.4385 | 1
| Zone | South of Lugo | 7 | Monthly System Peak Day | CAISO | 1-in-10 | 2031 | 21 |  |  |  | 84.0692 | 1
| Zone | South of Lugo | 7 | Monthly System Peak Day | CAISO | 1-in-10 | 2031 | 22 |  |  |  | 80.6692 | 1
| Zone | South of Lugo | 7 | Monthly System Peak Day | CAISO | 1-in-10 | 2031 | 23 |  |  |  | 79.05 | 1
| Zone | South of Lugo | 7 | Monthly System Peak Day | CAISO | 1-in-10 | 2031 | 24 |  |  |  | 78.0808 | 1
| Zone | South of Lugo | 8 | Average Weekday | CAISO | 1-in-10 | 2031 | 1 |  |  |  | 72.7156 | 1
| Zone | South of Lugo | 8 | Average Weekday | CAISO | 1-in-10 | 2031 | 2 |  |  |  | 71.9812 | 1
| Zone | South of Lugo | 8 | Average Weekday | CAISO | 1-in-10 | 2031 | 3 |  |  |  | 71.3497 | 1
| Zone | South of Lugo | 8 | Average Weekday | CAISO | 1-in-10 | 2031 | 4 |  |  |  | 70.8494 | 1
| Zone | South of Lugo | 8 | Average Weekday | CAISO | 1-in-10 | 2031 | 5 |  |  |  | 70.3368 | 1
| Zone | South of Lugo | 8 | Average Weekday | CAISO | 1-in-10 | 2031 | 6 |  |  |  | 70.0051 | 1
| Zone | South of Lugo | 8 | Average Weekday | CAISO | 1-in-10 | 2031 | 7 |  |  |  | 69.7096 | 1
| Zone | South of Lugo | 8 | Average Weekday | CAISO | 1-in-10 | 2031 | 8 |  |  |  | 69.8221 | 1
| Zone | South of Lugo | 8 | Average Weekday | CAISO | 1-in-10 | 2031 | 9 |  |  |  | 71.455 | 1
| Zone | South of Lugo | 8 | Average Weekday | CAISO | 1-in-10 | 2031 | 10 |  |  |  | 74.2379 | 1
| Zone | South of Lugo | 8 | Average Weekday | CAISO | 1-in-10 | 2031 | 11 |  |  |  | 77.4461 | 1
| Zone | South of Lugo | 8 | Average Weekday | CAISO | 1-in-10 | 2031 | 12 |  |  |  | 80.5549 | 1
| Zone | South of Lugo | 8 | Average Weekday | CAISO | 1-in-10 | 2031 | 13 |  |  |  | 83.149 | 1
| Zone | South of Lugo | 8 | Average Weekday | CAISO | 1-in-10 | 2031 | 14 |  |  |  | 85.1378 | 1
| Zone | South of Lugo | 8 | Average Weekday | CAISO | 1-in-10 | 2031 | 15 |  |  |  | 86.6323 | 1
| Zone | South of Lugo | 8 | Average Weekday | CAISO | 1-in-10 | 2031 | 16 |  |  |  | 87.3098 | 1
| Zone | South of Lugo | 8 | Average Weekday | CAISO | 1-in-10 | 2031 | 17 |  |  |  | 87.3765 | 1
| Zone | South of Lugo | 8 | Average Weekday | CAISO | 1-in-10 | 2031 | 18 |  |  |  | 86.429 | 1
| Zone | South of Lugo | 8 | Average Weekday | CAISO | 1-in-10 | 2031 | 19 |  |  |  | 84.8218 | 1
| Zone | South of Lugo | 8 | Average Weekday | CAISO | 1-in-10 | 2031 | 20 |  |  |  | 82.4445 | 1
| Zone | South of Lugo | 8 | Average Weekday | CAISO | 1-in-10 | 2031 | 21 |  |  |  | 79.065 | 1
| Zone | South of Lugo | 8 | Average Weekday | CAISO | 1-in-10 | 2031 | 22 |  |  |  | 76.5069 | 1
| Zone | South of Lugo | 8 | Average Weekday | CAISO | 1-in-10 | 2031 | 23 |  |  |  | 74.9988 | 1
| Zone | South of Lugo | 8 | Average Weekday | CAISO | 1-in-10 | 2031 | 24 |  |  |  | 73.8875 | 1
| Zone | South of Lugo | 8 | Monthly System Peak Day | CAISO | 1-in-10 | 2031 | 1 |  |  |  | 76.5865 | 1
| Zone | South of Lugo | 8 | Monthly System Peak Day | CAISO | 1-in-10 | 2031 | 2 |  |  |  | 75.6031 | 1
| Zone | South of Lugo | 8 | Monthly System Peak Day | CAISO | 1-in-10 | 2031 | 3 |  |  |  | 74.8508 | 1
| Zone | South of Lugo | 8 | Monthly System Peak Day | CAISO | 1-in-10 | 2031 | 4 |  |  |  | 74.2304 | 1
| Zone | South of Lugo | 8 | Monthly System Peak Day | CAISO | 1-in-10 | 2031 | 5 |  |  |  | 73.545 | 1
| Zone | South of Lugo | 8 | Monthly System Peak Day | CAISO | 1-in-10 | 2031 | 6 |  |  |  | 72.9512 | 1
| Zone | South of Lugo | 8 | Monthly System Peak Day | CAISO | 1-in-10 | 2031 | 7 |  |  |  | 72.6527 | 1
| Zone | South of Lugo | 8 | Monthly System Peak Day | CAISO | 1-in-10 | 2031 | 8 |  |  |  | 72.635 | 1
| Zone | South of Lugo | 8 | Monthly System Peak Day | CAISO | 1-in-10 | 2031 | 9 |  |  |  | 74.9908 | 1
| Zone | South of Lugo | 8 | Monthly System Peak Day | CAISO | 1-in-10 | 2031 | 10 |  |  |  | 79.5742 | 1
| Zone | South of Lugo | 8 | Monthly System Peak Day | CAISO | 1-in-10 | 2031 | 11 |  |  |  | 84.6231 | 1
| Zone | South of Lugo | 8 | Monthly System Peak Day | CAISO | 1-in-10 | 2031 | 12 |  |  |  | 89.3115 | 1
| Zone | South of Lugo | 8 | Monthly System Peak Day | CAISO | 1-in-10 | 2031 | 13 |  |  |  | 92.7423 | 1
| Zone | South of Lugo | 8 | Monthly System Peak Day | CAISO | 1-in-10 | 2031 | 14 |  |  |  | 95.65 | 1
| Zone | South of Lugo | 8 | Monthly System Peak Day | CAISO | 1-in-10 | 2031 | 15 |  |  |  | 96.65 | 1
| Zone | South of Lugo | 8 | Monthly System Peak Day | CAISO | 1-in-10 | 2031 | 16 |  |  |  | 96.5692 | 1
| Zone | South of Lugo | 8 | Monthly System Peak Day | CAISO | 1-in-10 | 2031 | 17 |  |  |  | 95.9769 | 1
| Zone | South of Lugo | 8 | Monthly System Peak Day | CAISO | 1-in-10 | 2031 | 18 |  |  |  | 95.2 | 1
| Zone | South of Lugo | 8 | Monthly System Peak Day | CAISO | 1-in-10 | 2031 | 19 |  |  |  | 93.7462 | 1
| Zone | South of Lugo | 8 | Monthly System Peak Day | CAISO | 1-in-10 | 2031 | 20 |  |  |  | 91.3885 | 1
| Zone | South of Lugo | 8 | Monthly System Peak Day | CAISO | 1-in-10 | 2031 | 21 |  |  |  | 87.0077 | 1
| Zone | South of Lugo | 8 | Monthly System Peak Day | CAISO | 1-in-10 | 2031 | 22 |  |  |  | 83.5154 | 1
| Zone | South of Lugo | 8 | Monthly System Peak Day | CAISO | 1-in-10 | 2031 | 23 |  |  |  | 81.9577 | 1
| Zone | South of Lugo | 8 | Monthly System Peak Day | CAISO | 1-in-10 | 2031 | 24 |  |  |  | 80.7146 | 1
| Zone | South of Lugo | 8 | Typical Event Day | CAISO | 1-in-10 | 2031 | 1 |  |  |  | 77.6788 | 1
| Zone | South of Lugo | 8 | Typical Event Day | CAISO | 1-in-10 | 2031 | 2 |  |  |  | 76.6273 | 1
| Zone | South of Lugo | 8 | Typical Event Day | CAISO | 1-in-10 | 2031 | 3 |  |  |  | 75.6454 | 1
| Zone | South of Lugo | 8 | Typical Event Day | CAISO | 1-in-10 | 2031 | 4 |  |  |  | 75.2181 | 1
| Zone | South of Lugo | 8 | Typical Event Day | CAISO | 1-in-10 | 2031 | 5 |  |  |  | 74.5275 | 1
| Zone | South of Lugo | 8 | Typical Event Day | CAISO | 1-in-10 | 2031 | 6 |  |  |  | 74.1489 | 1
| Zone | South of Lugo | 8 | Typical Event Day | CAISO | 1-in-10 | 2031 | 7 |  |  |  | 73.7937 | 1
| Zone | South of Lugo | 8 | Typical Event Day | CAISO | 1-in-10 | 2031 | 8 |  |  |  | 74.4358 | 1
| Zone | South of Lugo | 8 | Typical Event Day | CAISO | 1-in-10 | 2031 | 9 |  |  |  | 77.1125 | 1
| Zone | South of Lugo | 8 | Typical Event Day | CAISO | 1-in-10 | 2031 | 10 |  |  |  | 81.5061 | 1
| Zone | South of Lugo | 8 | Typical Event Day | CAISO | 1-in-10 | 2031 | 11 |  |  |  | 86.2935 | 1
| Zone | South of Lugo | 8 | Typical Event Day | CAISO | 1-in-10 | 2031 | 12 |  |  |  | 90.2077 | 1
| Zone | South of Lugo | 8 | Typical Event Day | CAISO | 1-in-10 | 2031 | 13 |  |  |  | 92.7231 | 1
| Zone | South of Lugo | 8 | Typical Event Day | CAISO | 1-in-10 | 2031 | 14 |  |  |  | 94.8365 | 1
| Zone | South of Lugo | 8 | Typical Event Day | CAISO | 1-in-10 | 2031 | 15 |  |  |  | 96.0702 | 1
| Zone | South of Lugo | 8 | Typical Event Day | CAISO | 1-in-10 | 2031 | 16 |  |  |  | 96.351 | 1
| Zone | South of Lugo | 8 | Typical Event Day | CAISO | 1-in-10 | 2031 | 17 |  |  |  | 96.1567 | 1
| Zone | South of Lugo | 8 | Typical Event Day | CAISO | 1-in-10 | 2031 | 18 |  |  |  | 95.3356 | 1
| Zone | South of Lugo | 8 | Typical Event Day | CAISO | 1-in-10 | 2031 | 19 |  |  |  | 93.6337 | 1
| Zone | South of Lugo | 8 | Typical Event Day | CAISO | 1-in-10 | 2031 | 20 |  |  |  | 90.574 | 1
| Zone | South of Lugo | 8 | Typical Event Day | CAISO | 1-in-10 | 2031 | 21 |  |  |  | 86.8538 | 1
| Zone | South of Lugo | 8 | Typical Event Day | CAISO | 1-in-10 | 2031 | 22 |  |  |  | 83.9704 | 1
| Zone | South of Lugo | 8 | Typical Event Day | CAISO | 1-in-10 | 2031 | 23 |  |  |  | 82.0871 | 1
| Zone | South of Lugo | 8 | Typical Event Day | CAISO | 1-in-10 | 2031 | 24 |  |  |  | 80.4009 | 1
| Zone | South of Lugo | 9 | Average Weekday | CAISO | 1-in-10 | 2031 | 1 |  |  |  | 73.2512 | 1
| Zone | South of Lugo | 9 | Average Weekday | CAISO | 1-in-10 | 2031 | 2 |  |  |  | 72.3685 | 1
| Zone | South of Lugo | 9 | Average Weekday | CAISO | 1-in-10 | 2031 | 3 |  |  |  | 71.6295 | 1
| Zone | South of Lugo | 9 | Average Weekday | CAISO | 1-in-10 | 2031 | 4 |  |  |  | 70.9846 | 1
| Zone | South of Lugo | 9 | Average Weekday | CAISO | 1-in-10 | 2031 | 5 |  |  |  | 70.4271 | 1
| Zone | South of Lugo | 9 | Average Weekday | CAISO | 1-in-10 | 2031 | 6 |  |  |  | 69.9244 | 1
| Zone | South of Lugo | 9 | Average Weekday | CAISO | 1-in-10 | 2031 | 7 |  |  |  | 69.5541 | 1
| Zone | South of Lugo | 9 | Average Weekday | CAISO | 1-in-10 | 2031 | 8 |  |  |  | 69.361 | 1
| Zone | South of Lugo | 9 | Average Weekday | CAISO | 1-in-10 | 2031 | 9 |  |  |  | 70.7113 | 1
| Zone | South of Lugo | 9 | Average Weekday | CAISO | 1-in-10 | 2031 | 10 |  |  |  | 73.6147 | 1
| Zone | South of Lugo | 9 | Average Weekday | CAISO | 1-in-10 | 2031 | 11 |  |  |  | 77.1101 | 1
| Zone | South of Lugo | 9 | Average Weekday | CAISO | 1-in-10 | 2031 | 12 |  |  |  | 80.43 | 1
| Zone | South of Lugo | 9 | Average Weekday | CAISO | 1-in-10 | 2031 | 13 |  |  |  | 83.0984 | 1
| Zone | South of Lugo | 9 | Average Weekday | CAISO | 1-in-10 | 2031 | 14 |  |  |  | 84.9046 | 1
| Zone | South of Lugo | 9 | Average Weekday | CAISO | 1-in-10 | 2031 | 15 |  |  |  | 86.2075 | 1
| Zone | South of Lugo | 9 | Average Weekday | CAISO | 1-in-10 | 2031 | 16 |  |  |  | 86.7527 | 1
| Zone | South of Lugo | 9 | Average Weekday | CAISO | 1-in-10 | 2031 | 17 |  |  |  | 86.7156 | 1
| Zone | South of Lugo | 9 | Average Weekday | CAISO | 1-in-10 | 2031 | 18 |  |  |  | 85.846 | 1
| Zone | South of Lugo | 9 | Average Weekday | CAISO | 1-in-10 | 2031 | 19 |  |  |  | 84.0648 | 1
| Zone | South of Lugo | 9 | Average Weekday | CAISO | 1-in-10 | 2031 | 20 |  |  |  | 81.1436 | 1
| Zone | South of Lugo | 9 | Average Weekday | CAISO | 1-in-10 | 2031 | 21 |  |  |  | 78.0516 | 1
| Zone | South of Lugo | 9 | Average Weekday | CAISO | 1-in-10 | 2031 | 22 |  |  |  | 76.2339 | 1
| Zone | South of Lugo | 9 | Average Weekday | CAISO | 1-in-10 | 2031 | 23 |  |  |  | 74.88 | 1
| Zone | South of Lugo | 9 | Average Weekday | CAISO | 1-in-10 | 2031 | 24 |  |  |  | 73.7799 | 1
| Zone | South of Lugo | 9 | Monthly System Peak Day | CAISO | 1-in-10 | 2031 | 1 |  |  |  | 80.4154 | 1
| Zone | South of Lugo | 9 | Monthly System Peak Day | CAISO | 1-in-10 | 2031 | 2 |  |  |  | 79.4231 | 1
| Zone | South of Lugo | 9 | Monthly System Peak Day | CAISO | 1-in-10 | 2031 | 3 |  |  |  | 78.4577 | 1
| Zone | South of Lugo | 9 | Monthly System Peak Day | CAISO | 1-in-10 | 2031 | 4 |  |  |  | 78.5885 | 1
| Zone | South of Lugo | 9 | Monthly System Peak Day | CAISO | 1-in-10 | 2031 | 5 |  |  |  | 78.0654 | 1
| Zone | South of Lugo | 9 | Monthly System Peak Day | CAISO | 1-in-10 | 2031 | 6 |  |  |  | 78.0231 | 1
| Zone | South of Lugo | 9 | Monthly System Peak Day | CAISO | 1-in-10 | 2031 | 7 |  |  |  | 77.9923 | 1
| Zone | South of Lugo | 9 | Monthly System Peak Day | CAISO | 1-in-10 | 2031 | 8 |  |  |  | 78.6615 | 1
| Zone | South of Lugo | 9 | Monthly System Peak Day | CAISO | 1-in-10 | 2031 | 9 |  |  |  | 80.0038 | 1
| Zone | South of Lugo | 9 | Monthly System Peak Day | CAISO | 1-in-10 | 2031 | 10 |  |  |  | 83.3539 | 1
| Zone | South of Lugo | 9 | Monthly System Peak Day | CAISO | 1-in-10 | 2031 | 11 |  |  |  | 88.6538 | 1
| Zone | South of Lugo | 9 | Monthly System Peak Day | CAISO | 1-in-10 | 2031 | 12 |  |  |  | 92.4654 | 1
| Zone | South of Lugo | 9 | Monthly System Peak Day | CAISO | 1-in-10 | 2031 | 13 |  |  |  | 95.6692 | 1
| Zone | South of Lugo | 9 | Monthly System Peak Day | CAISO | 1-in-10 | 2031 | 14 |  |  |  | 97.75 | 1
| Zone | South of Lugo | 9 | Monthly System Peak Day | CAISO | 1-in-10 | 2031 | 15 |  |  |  | 98.8462 | 1
| Zone | South of Lugo | 9 | Monthly System Peak Day | CAISO | 1-in-10 | 2031 | 16 |  |  |  | 98.1269 | 1
| Zone | South of Lugo | 9 | Monthly System Peak Day | CAISO | 1-in-10 | 2031 | 17 |  |  |  | 98.4923 | 1
| Zone | South of Lugo | 9 | Monthly System Peak Day | CAISO | 1-in-10 | 2031 | 18 |  |  |  | 97.0962 | 1
| Zone | South of Lugo | 9 | Monthly System Peak Day | CAISO | 1-in-10 | 2031 | 19 |  |  |  | 95.35 | 1
| Zone | South of Lugo | 9 | Monthly System Peak Day | CAISO | 1-in-10 | 2031 | 20 |  |  |  | 93.2 | 1
| Zone | South of Lugo | 9 | Monthly System Peak Day | CAISO | 1-in-10 | 2031 | 21 |  |  |  | 89.9038 | 1
| Zone | South of Lugo | 9 | Monthly System Peak Day | CAISO | 1-in-10 | 2031 | 22 |  |  |  | 88.5577 | 1
| Zone | South of Lugo | 9 | Monthly System Peak Day | CAISO | 1-in-10 | 2031 | 23 |  |  |  | 87.4885 | 1
| Zone | South of Lugo | 9 | Monthly System Peak Day | CAISO | 1-in-10 | 2031 | 24 |  |  |  | 85.3615 | 1
| Zone | South of Lugo | 10 | Average Weekday | CAISO | 1-in-10 | 2031 | 1 |  |  |  | 69.762 | 1
| Zone | South of Lugo | 10 | Average Weekday | CAISO | 1-in-10 | 2031 | 2 |  |  |  | 68.8745 | 1
| Zone | South of Lugo | 10 | Average Weekday | CAISO | 1-in-10 | 2031 | 3 |  |  |  | 68.1604 | 1
| Zone | South of Lugo | 10 | Average Weekday | CAISO | 1-in-10 | 2031 | 4 |  |  |  | 67.4921 | 1
| Zone | South of Lugo | 10 | Average Weekday | CAISO | 1-in-10 | 2031 | 5 |  |  |  | 66.8849 | 1
| Zone | South of Lugo | 10 | Average Weekday | CAISO | 1-in-10 | 2031 | 6 |  |  |  | 66.4737 | 1
| Zone | South of Lugo | 10 | Average Weekday | CAISO | 1-in-10 | 2031 | 7 |  |  |  | 66.0452 | 1
| Zone | South of Lugo | 10 | Average Weekday | CAISO | 1-in-10 | 2031 | 8 |  |  |  | 65.7944 | 1
| Zone | South of Lugo | 10 | Average Weekday | CAISO | 1-in-10 | 2031 | 9 |  |  |  | 66.4184 | 1
| Zone | South of Lugo | 10 | Average Weekday | CAISO | 1-in-10 | 2031 | 10 |  |  |  | 69.4546 | 1
| Zone | South of Lugo | 10 | Average Weekday | CAISO | 1-in-10 | 2031 | 11 |  |  |  | 73.0169 | 1
| Zone | South of Lugo | 10 | Average Weekday | CAISO | 1-in-10 | 2031 | 12 |  |  |  | 76.5501 | 1
| Zone | South of Lugo | 10 | Average Weekday | CAISO | 1-in-10 | 2031 | 13 |  |  |  | 79.3305 | 1
| Zone | South of Lugo | 10 | Average Weekday | CAISO | 1-in-10 | 2031 | 14 |  |  |  | 81.3196 | 1
| Zone | South of Lugo | 10 | Average Weekday | CAISO | 1-in-10 | 2031 | 15 |  |  |  | 82.45 | 1
| Zone | South of Lugo | 10 | Average Weekday | CAISO | 1-in-10 | 2031 | 16 |  |  |  | 82.92 | 1
| Zone | South of Lugo | 10 | Average Weekday | CAISO | 1-in-10 | 2031 | 17 |  |  |  | 82.7609 | 1
| Zone | South of Lugo | 10 | Average Weekday | CAISO | 1-in-10 | 2031 | 18 |  |  |  | 82.0538 | 1
| Zone | South of Lugo | 10 | Average Weekday | CAISO | 1-in-10 | 2031 | 19 |  |  |  | 80.0614 | 1
| Zone | South of Lugo | 10 | Average Weekday | CAISO | 1-in-10 | 2031 | 20 |  |  |  | 76.8669 | 1
| Zone | South of Lugo | 10 | Average Weekday | CAISO | 1-in-10 | 2031 | 21 |  |  |  | 74.5837 | 1
| Zone | South of Lugo | 10 | Average Weekday | CAISO | 1-in-10 | 2031 | 22 |  |  |  | 73.102 | 1
| Zone | South of Lugo | 10 | Average Weekday | CAISO | 1-in-10 | 2031 | 23 |  |  |  | 71.9026 | 1
| Zone | South of Lugo | 10 | Average Weekday | CAISO | 1-in-10 | 2031 | 24 |  |  |  | 70.842 | 1
| Zone | South of Lugo | 10 | Monthly System Peak Day | CAISO | 1-in-10 | 2031 | 1 |  |  |  | 78.9042 | 1
| Zone | South of Lugo | 10 | Monthly System Peak Day | CAISO | 1-in-10 | 2031 | 2 |  |  |  | 78.3579 | 1
| Zone | South of Lugo | 10 | Monthly System Peak Day | CAISO | 1-in-10 | 2031 | 3 |  |  |  | 77.6125 | 1
| Zone | South of Lugo | 10 | Monthly System Peak Day | CAISO | 1-in-10 | 2031 | 4 |  |  |  | 76.5121 | 1
| Zone | South of Lugo | 10 | Monthly System Peak Day | CAISO | 1-in-10 | 2031 | 5 |  |  |  | 76.4137 | 1
| Zone | South of Lugo | 10 | Monthly System Peak Day | CAISO | 1-in-10 | 2031 | 6 |  |  |  | 75.9492 | 1
| Zone | South of Lugo | 10 | Monthly System Peak Day | CAISO | 1-in-10 | 2031 | 7 |  |  |  | 75.1142 | 1
| Zone | South of Lugo | 10 | Monthly System Peak Day | CAISO | 1-in-10 | 2031 | 8 |  |  |  | 74.7821 | 1
| Zone | South of Lugo | 10 | Monthly System Peak Day | CAISO | 1-in-10 | 2031 | 9 |  |  |  | 75.8142 | 1
| Zone | South of Lugo | 10 | Monthly System Peak Day | CAISO | 1-in-10 | 2031 | 10 |  |  |  | 79.1917 | 1
| Zone | South of Lugo | 10 | Monthly System Peak Day | CAISO | 1-in-10 | 2031 | 11 |  |  |  | 83.05 | 1
| Zone | South of Lugo | 10 | Monthly System Peak Day | CAISO | 1-in-10 | 2031 | 12 |  |  |  | 86.3667 | 1
| Zone | South of Lugo | 10 | Monthly System Peak Day | CAISO | 1-in-10 | 2031 | 13 |  |  |  | 88.6333 | 1
| Zone | South of Lugo | 10 | Monthly System Peak Day | CAISO | 1-in-10 | 2031 | 14 |  |  |  | 90.0042 | 1
| Zone | South of Lugo | 10 | Monthly System Peak Day | CAISO | 1-in-10 | 2031 | 15 |  |  |  | 90.7042 | 1
| Zone | South of Lugo | 10 | Monthly System Peak Day | CAISO | 1-in-10 | 2031 | 16 |  |  |  | 91.5292 | 1
| Zone | South of Lugo | 10 | Monthly System Peak Day | CAISO | 1-in-10 | 2031 | 17 |  |  |  | 90.9167 | 1
| Zone | South of Lugo | 10 | Monthly System Peak Day | CAISO | 1-in-10 | 2031 | 18 |  |  |  | 89.5 | 1
| Zone | South of Lugo | 10 | Monthly System Peak Day | CAISO | 1-in-10 | 2031 | 19 |  |  |  | 85.9708 | 1
| Zone | South of Lugo | 10 | Monthly System Peak Day | CAISO | 1-in-10 | 2031 | 20 |  |  |  | 82.3375 | 1
| Zone | South of Lugo | 10 | Monthly System Peak Day | CAISO | 1-in-10 | 2031 | 21 |  |  |  | 79.3125 | 1
| Zone | South of Lugo | 10 | Monthly System Peak Day | CAISO | 1-in-10 | 2031 | 22 |  |  |  | 77.4458 | 1
| Zone | South of Lugo | 10 | Monthly System Peak Day | CAISO | 1-in-10 | 2031 | 23 |  |  |  | 76.4558 | 1
| Zone | South of Lugo | 10 | Monthly System Peak Day | CAISO | 1-in-10 | 2031 | 24 |  |  |  | 75.52 | 1
| Zone | South of Lugo | 11 | Average Weekday | CAISO | 1-in-10 | 2031 | 1 |  |  |  | 58.4899 | 1
| Zone | South of Lugo | 11 | Average Weekday | CAISO | 1-in-10 | 2031 | 2 |  |  |  | 57.4303 | 1
| Zone | South of Lugo | 11 | Average Weekday | CAISO | 1-in-10 | 2031 | 3 |  |  |  | 56.5965 | 1
| Zone | South of Lugo | 11 | Average Weekday | CAISO | 1-in-10 | 2031 | 4 |  |  |  | 55.7784 | 1
| Zone | South of Lugo | 11 | Average Weekday | CAISO | 1-in-10 | 2031 | 5 |  |  |  | 55.1225 | 1
| Zone | South of Lugo | 11 | Average Weekday | CAISO | 1-in-10 | 2031 | 6 |  |  |  | 54.5133 | 1
| Zone | South of Lugo | 11 | Average Weekday | CAISO | 1-in-10 | 2031 | 7 |  |  |  | 54.2276 | 1
| Zone | South of Lugo | 11 | Average Weekday | CAISO | 1-in-10 | 2031 | 8 |  |  |  | 54.2096 | 1
| Zone | South of Lugo | 11 | Average Weekday | CAISO | 1-in-10 | 2031 | 9 |  |  |  | 56.0514 | 1
| Zone | South of Lugo | 11 | Average Weekday | CAISO | 1-in-10 | 2031 | 10 |  |  |  | 60.0331 | 1
| Zone | South of Lugo | 11 | Average Weekday | CAISO | 1-in-10 | 2031 | 11 |  |  |  | 64.3807 | 1
| Zone | South of Lugo | 11 | Average Weekday | CAISO | 1-in-10 | 2031 | 12 |  |  |  | 67.9142 | 1
| Zone | South of Lugo | 11 | Average Weekday | CAISO | 1-in-10 | 2031 | 13 |  |  |  | 70.4422 | 1
| Zone | South of Lugo | 11 | Average Weekday | CAISO | 1-in-10 | 2031 | 14 |  |  |  | 72.0209 | 1
| Zone | South of Lugo | 11 | Average Weekday | CAISO | 1-in-10 | 2031 | 15 |  |  |  | 72.7246 | 1
| Zone | South of Lugo | 11 | Average Weekday | CAISO | 1-in-10 | 2031 | 16 |  |  |  | 72.8761 | 1
| Zone | South of Lugo | 11 | Average Weekday | CAISO | 1-in-10 | 2031 | 17 |  |  |  | 72.1405 | 1
| Zone | South of Lugo | 11 | Average Weekday | CAISO | 1-in-10 | 2031 | 18 |  |  |  | 70.1961 | 1
| Zone | South of Lugo | 11 | Average Weekday | CAISO | 1-in-10 | 2031 | 19 |  |  |  | 67.6438 | 1
| Zone | South of Lugo | 11 | Average Weekday | CAISO | 1-in-10 | 2031 | 20 |  |  |  | 65.549 | 1
| Zone | South of Lugo | 11 | Average Weekday | CAISO | 1-in-10 | 2031 | 21 |  |  |  | 63.8706 | 1
| Zone | South of Lugo | 11 | Average Weekday | CAISO | 1-in-10 | 2031 | 22 |  |  |  | 62.2114 | 1
| Zone | South of Lugo | 11 | Average Weekday | CAISO | 1-in-10 | 2031 | 23 |  |  |  | 60.8032 | 1
| Zone | South of Lugo | 11 | Average Weekday | CAISO | 1-in-10 | 2031 | 24 |  |  |  | 59.5623 | 1
| Zone | South of Lugo | 11 | Monthly System Peak Day | CAISO | 1-in-10 | 2031 | 1 |  |  |  | 72.1583 | 1
| Zone | South of Lugo | 11 | Monthly System Peak Day | CAISO | 1-in-10 | 2031 | 2 |  |  |  | 70.2483 | 1
| Zone | South of Lugo | 11 | Monthly System Peak Day | CAISO | 1-in-10 | 2031 | 3 |  |  |  | 69.6879 | 1
| Zone | South of Lugo | 11 | Monthly System Peak Day | CAISO | 1-in-10 | 2031 | 4 |  |  |  | 68.1242 | 1
| Zone | South of Lugo | 11 | Monthly System Peak Day | CAISO | 1-in-10 | 2031 | 5 |  |  |  | 67.2212 | 1
| Zone | South of Lugo | 11 | Monthly System Peak Day | CAISO | 1-in-10 | 2031 | 6 |  |  |  | 66.5896 | 1
| Zone | South of Lugo | 11 | Monthly System Peak Day | CAISO | 1-in-10 | 2031 | 7 |  |  |  | 66.7892 | 1
| Zone | South of Lugo | 11 | Monthly System Peak Day | CAISO | 1-in-10 | 2031 | 8 |  |  |  | 67.9879 | 1
| Zone | South of Lugo | 11 | Monthly System Peak Day | CAISO | 1-in-10 | 2031 | 9 |  |  |  | 69.6179 | 1
| Zone | South of Lugo | 11 | Monthly System Peak Day | CAISO | 1-in-10 | 2031 | 10 |  |  |  | 73.6738 | 1
| Zone | South of Lugo | 11 | Monthly System Peak Day | CAISO | 1-in-10 | 2031 | 11 |  |  |  | 80.8958 | 1
| Zone | South of Lugo | 11 | Monthly System Peak Day | CAISO | 1-in-10 | 2031 | 12 |  |  |  | 87.0333 | 1
| Zone | South of Lugo | 11 | Monthly System Peak Day | CAISO | 1-in-10 | 2031 | 13 |  |  |  | 90.2167 | 1
| Zone | South of Lugo | 11 | Monthly System Peak Day | CAISO | 1-in-10 | 2031 | 14 |  |  |  | 91.8417 | 1
| Zone | South of Lugo | 11 | Monthly System Peak Day | CAISO | 1-in-10 | 2031 | 15 |  |  |  | 92.325 | 1
| Zone | South of Lugo | 11 | Monthly System Peak Day | CAISO | 1-in-10 | 2031 | 16 |  |  |  | 92.3417 | 1
| Zone | South of Lugo | 11 | Monthly System Peak Day | CAISO | 1-in-10 | 2031 | 17 |  |  |  | 91.4417 | 1
| Zone | South of Lugo | 11 | Monthly System Peak Day | CAISO | 1-in-10 | 2031 | 18 |  |  |  | 89.6292 | 1
| Zone | South of Lugo | 11 | Monthly System Peak Day | CAISO | 1-in-10 | 2031 | 19 |  |  |  | 86.7167 | 1
| Zone | South of Lugo | 11 | Monthly System Peak Day | CAISO | 1-in-10 | 2031 | 20 |  |  |  | 83.3458 | 1
| Zone | South of Lugo | 11 | Monthly System Peak Day | CAISO | 1-in-10 | 2031 | 21 |  |  |  | 80.0625 | 1
| Zone | South of Lugo | 11 | Monthly System Peak Day | CAISO | 1-in-10 | 2031 | 22 |  |  |  | 77.0746 | 1
| Zone | South of Lugo | 11 | Monthly System Peak Day | CAISO | 1-in-10 | 2031 | 23 |  |  |  | 74.9146 | 1
| Zone | South of Lugo | 11 | Monthly System Peak Day | CAISO | 1-in-10 | 2031 | 24 |  |  |  | 72.6104 | 1
| Zone | South of Lugo | 12 | Average Weekday | CAISO | 1-in-10 | 2031 | 1 |  |  |  | 54.0147 | 1
| Zone | South of Lugo | 12 | Average Weekday | CAISO | 1-in-10 | 2031 | 2 |  |  |  | 53.2901 | 1
| Zone | South of Lugo | 12 | Average Weekday | CAISO | 1-in-10 | 2031 | 3 |  |  |  | 52.5871 | 1
| Zone | South of Lugo | 12 | Average Weekday | CAISO | 1-in-10 | 2031 | 4 |  |  |  | 52.1177 | 1
| Zone | South of Lugo | 12 | Average Weekday | CAISO | 1-in-10 | 2031 | 5 |  |  |  | 51.6393 | 1
| Zone | South of Lugo | 12 | Average Weekday | CAISO | 1-in-10 | 2031 | 6 |  |  |  | 51.2256 | 1
| Zone | South of Lugo | 12 | Average Weekday | CAISO | 1-in-10 | 2031 | 7 |  |  |  | 50.9149 | 1
| Zone | South of Lugo | 12 | Average Weekday | CAISO | 1-in-10 | 2031 | 8 |  |  |  | 50.9494 | 1
| Zone | South of Lugo | 12 | Average Weekday | CAISO | 1-in-10 | 2031 | 9 |  |  |  | 52.0114 | 1
| Zone | South of Lugo | 12 | Average Weekday | CAISO | 1-in-10 | 2031 | 10 |  |  |  | 54.7951 | 1
| Zone | South of Lugo | 12 | Average Weekday | CAISO | 1-in-10 | 2031 | 11 |  |  |  | 58.1077 | 1
| Zone | South of Lugo | 12 | Average Weekday | CAISO | 1-in-10 | 2031 | 12 |  |  |  | 61.0246 | 1
| Zone | South of Lugo | 12 | Average Weekday | CAISO | 1-in-10 | 2031 | 13 |  |  |  | 62.9836 | 1
| Zone | South of Lugo | 12 | Average Weekday | CAISO | 1-in-10 | 2031 | 14 |  |  |  | 64.2755 | 1
| Zone | South of Lugo | 12 | Average Weekday | CAISO | 1-in-10 | 2031 | 15 |  |  |  | 65.0072 | 1
| Zone | South of Lugo | 12 | Average Weekday | CAISO | 1-in-10 | 2031 | 16 |  |  |  | 65.0444 | 1
| Zone | South of Lugo | 12 | Average Weekday | CAISO | 1-in-10 | 2031 | 17 |  |  |  | 64.1948 | 1
| Zone | South of Lugo | 12 | Average Weekday | CAISO | 1-in-10 | 2031 | 18 |  |  |  | 62.2119 | 1
| Zone | South of Lugo | 12 | Average Weekday | CAISO | 1-in-10 | 2031 | 19 |  |  |  | 60.0996 | 1
| Zone | South of Lugo | 12 | Average Weekday | CAISO | 1-in-10 | 2031 | 20 |  |  |  | 58.7166 | 1
| Zone | South of Lugo | 12 | Average Weekday | CAISO | 1-in-10 | 2031 | 21 |  |  |  | 57.5832 | 1
| Zone | South of Lugo | 12 | Average Weekday | CAISO | 1-in-10 | 2031 | 22 |  |  |  | 56.4118 | 1
| Zone | South of Lugo | 12 | Average Weekday | CAISO | 1-in-10 | 2031 | 23 |  |  |  | 55.4977 | 1
| Zone | South of Lugo | 12 | Average Weekday | CAISO | 1-in-10 | 2031 | 24 |  |  |  | 54.7114 | 1
| Zone | South of Lugo | 12 | Monthly System Peak Day | CAISO | 1-in-10 | 2031 | 1 |  |  |  | 43.1621 | 1
| Zone | South of Lugo | 12 | Monthly System Peak Day | CAISO | 1-in-10 | 2031 | 2 |  |  |  | 42.165 | 1
| Zone | South of Lugo | 12 | Monthly System Peak Day | CAISO | 1-in-10 | 2031 | 3 |  |  |  | 41.1825 | 1
| Zone | South of Lugo | 12 | Monthly System Peak Day | CAISO | 1-in-10 | 2031 | 4 |  |  |  | 40.5287 | 1
| Zone | South of Lugo | 12 | Monthly System Peak Day | CAISO | 1-in-10 | 2031 | 5 |  |  |  | 39.7692 | 1
| Zone | South of Lugo | 12 | Monthly System Peak Day | CAISO | 1-in-10 | 2031 | 6 |  |  |  | 38.9567 | 1
| Zone | South of Lugo | 12 | Monthly System Peak Day | CAISO | 1-in-10 | 2031 | 7 |  |  |  | 38.7854 | 1
| Zone | South of Lugo | 12 | Monthly System Peak Day | CAISO | 1-in-10 | 2031 | 8 |  |  |  | 39.3121 | 1
| Zone | South of Lugo | 12 | Monthly System Peak Day | CAISO | 1-in-10 | 2031 | 9 |  |  |  | 40.7854 | 1
| Zone | South of Lugo | 12 | Monthly System Peak Day | CAISO | 1-in-10 | 2031 | 10 |  |  |  | 44.9875 | 1
| Zone | South of Lugo | 12 | Monthly System Peak Day | CAISO | 1-in-10 | 2031 | 11 |  |  |  | 49.3725 | 1
| Zone | South of Lugo | 12 | Monthly System Peak Day | CAISO | 1-in-10 | 2031 | 12 |  |  |  | 51.6942 | 1
| Zone | South of Lugo | 12 | Monthly System Peak Day | CAISO | 1-in-10 | 2031 | 13 |  |  |  | 52.3162 | 1
| Zone | South of Lugo | 12 | Monthly System Peak Day | CAISO | 1-in-10 | 2031 | 14 |  |  |  | 53.53 | 1
| Zone | South of Lugo | 12 | Monthly System Peak Day | CAISO | 1-in-10 | 2031 | 15 |  |  |  | 54.5529 | 1
| Zone | South of Lugo | 12 | Monthly System Peak Day | CAISO | 1-in-10 | 2031 | 16 |  |  |  | 54.8563 | 1
| Zone | South of Lugo | 12 | Monthly System Peak Day | CAISO | 1-in-10 | 2031 | 17 |  |  |  | 54.495 | 1
| Zone | South of Lugo | 12 | Monthly System Peak Day | CAISO | 1-in-10 | 2031 | 18 |  |  |  | 52.5233 | 1
| Zone | South of Lugo | 12 | Monthly System Peak Day | CAISO | 1-in-10 | 2031 | 19 |  |  |  | 50.0379 | 1
| Zone | South of Lugo | 12 | Monthly System Peak Day | CAISO | 1-in-10 | 2031 | 20 |  |  |  | 49.1488 | 1
| Zone | South of Lugo | 12 | Monthly System Peak Day | CAISO | 1-in-10 | 2031 | 21 |  |  |  | 47.8304 | 1
| Zone | South of Lugo | 12 | Monthly System Peak Day | CAISO | 1-in-10 | 2031 | 22 |  |  |  | 46.2667 | 1
| Zone | South of Lugo | 12 | Monthly System Peak Day | CAISO | 1-in-10 | 2031 | 23 |  |  |  | 45.6983 | 1
| Zone | South of Lugo | 12 | Monthly System Peak Day | CAISO | 1-in-10 | 2031 | 24 |  |  |  | 45.4512 | 1
| Zone | South of Lugo | 1 | Average Weekday | CAISO | 1-in-2 | 2021 | 1 |  |  |  | 54.2996 | 1
| Zone | South of Lugo | 1 | Average Weekday | CAISO | 1-in-2 | 2021 | 2 |  |  |  | 53.4933 | 1
| Zone | South of Lugo | 1 | Average Weekday | CAISO | 1-in-2 | 2021 | 3 |  |  |  | 52.8647 | 1
| Zone | South of Lugo | 1 | Average Weekday | CAISO | 1-in-2 | 2021 | 4 |  |  |  | 52.509 | 1
| Zone | South of Lugo | 1 | Average Weekday | CAISO | 1-in-2 | 2021 | 5 |  |  |  | 51.888 | 1
| Zone | South of Lugo | 1 | Average Weekday | CAISO | 1-in-2 | 2021 | 6 |  |  |  | 51.4582 | 1
| Zone | South of Lugo | 1 | Average Weekday | CAISO | 1-in-2 | 2021 | 7 |  |  |  | 51.3033 | 1
| Zone | South of Lugo | 1 | Average Weekday | CAISO | 1-in-2 | 2021 | 8 |  |  |  | 51.2305 | 1
| Zone | South of Lugo | 1 | Average Weekday | CAISO | 1-in-2 | 2021 | 9 |  |  |  | 51.8768 | 1
| Zone | South of Lugo | 1 | Average Weekday | CAISO | 1-in-2 | 2021 | 10 |  |  |  | 54.8698 | 1
| Zone | South of Lugo | 1 | Average Weekday | CAISO | 1-in-2 | 2021 | 11 |  |  |  | 58.6824 | 1
| Zone | South of Lugo | 1 | Average Weekday | CAISO | 1-in-2 | 2021 | 12 |  |  |  | 62.0233 | 1
| Zone | South of Lugo | 1 | Average Weekday | CAISO | 1-in-2 | 2021 | 13 |  |  |  | 64.7517 | 1
| Zone | South of Lugo | 1 | Average Weekday | CAISO | 1-in-2 | 2021 | 14 |  |  |  | 66.609 | 1
| Zone | South of Lugo | 1 | Average Weekday | CAISO | 1-in-2 | 2021 | 15 |  |  |  | 67.6135 | 1
| Zone | South of Lugo | 1 | Average Weekday | CAISO | 1-in-2 | 2021 | 16 |  |  |  | 67.9239 | 1
| Zone | South of Lugo | 1 | Average Weekday | CAISO | 1-in-2 | 2021 | 17 |  |  |  | 67.218 | 1
| Zone | South of Lugo | 1 | Average Weekday | CAISO | 1-in-2 | 2021 | 18 |  |  |  | 65.4439 | 1
| Zone | South of Lugo | 1 | Average Weekday | CAISO | 1-in-2 | 2021 | 19 |  |  |  | 62.7515 | 1
| Zone | South of Lugo | 1 | Average Weekday | CAISO | 1-in-2 | 2021 | 20 |  |  |  | 60.8664 | 1
| Zone | South of Lugo | 1 | Average Weekday | CAISO | 1-in-2 | 2021 | 21 |  |  |  | 59.4075 | 1
| Zone | South of Lugo | 1 | Average Weekday | CAISO | 1-in-2 | 2021 | 22 |  |  |  | 58.0478 | 1
| Zone | South of Lugo | 1 | Average Weekday | CAISO | 1-in-2 | 2021 | 23 |  |  |  | 56.725 | 1
| Zone | South of Lugo | 1 | Average Weekday | CAISO | 1-in-2 | 2021 | 24 |  |  |  | 55.5245 | 1
| Zone | South of Lugo | 1 | Monthly System Peak Day | CAISO | 1-in-2 | 2021 | 1 |  |  |  | 49.9694 | 1
| Zone | South of Lugo | 1 | Monthly System Peak Day | CAISO | 1-in-2 | 2021 | 2 |  |  |  | 49.1283 | 1
| Zone | South of Lugo | 1 | Monthly System Peak Day | CAISO | 1-in-2 | 2021 | 3 |  |  |  | 48.2514 | 1
| Zone | South of Lugo | 1 | Monthly System Peak Day | CAISO | 1-in-2 | 2021 | 4 |  |  |  | 47.3314 | 1
| Zone | South of Lugo | 1 | Monthly System Peak Day | CAISO | 1-in-2 | 2021 | 5 |  |  |  | 46.8064 | 1
| Zone | South of Lugo | 1 | Monthly System Peak Day | CAISO | 1-in-2 | 2021 | 6 |  |  |  | 46.4111 | 1
| Zone | South of Lugo | 1 | Monthly System Peak Day | CAISO | 1-in-2 | 2021 | 7 |  |  |  | 46.005 | 1
| Zone | South of Lugo | 1 | Monthly System Peak Day | CAISO | 1-in-2 | 2021 | 8 |  |  |  | 45.7428 | 1
| Zone | South of Lugo | 1 | Monthly System Peak Day | CAISO | 1-in-2 | 2021 | 9 |  |  |  | 46.7314 | 1
| Zone | South of Lugo | 1 | Monthly System Peak Day | CAISO | 1-in-2 | 2021 | 10 |  |  |  | 49.5278 | 1
| Zone | South of Lugo | 1 | Monthly System Peak Day | CAISO | 1-in-2 | 2021 | 11 |  |  |  | 53.0378 | 1
| Zone | South of Lugo | 1 | Monthly System Peak Day | CAISO | 1-in-2 | 2021 | 12 |  |  |  | 55.56 | 1
| Zone | South of Lugo | 1 | Monthly System Peak Day | CAISO | 1-in-2 | 2021 | 13 |  |  |  | 57.2756 | 1
| Zone | South of Lugo | 1 | Monthly System Peak Day | CAISO | 1-in-2 | 2021 | 14 |  |  |  | 58.14 | 1
| Zone | South of Lugo | 1 | Monthly System Peak Day | CAISO | 1-in-2 | 2021 | 15 |  |  |  | 59.0661 | 1
| Zone | South of Lugo | 1 | Monthly System Peak Day | CAISO | 1-in-2 | 2021 | 16 |  |  |  | 58.9131 | 1
| Zone | South of Lugo | 1 | Monthly System Peak Day | CAISO | 1-in-2 | 2021 | 17 |  |  |  | 57.9606 | 1
| Zone | South of Lugo | 1 | Monthly System Peak Day | CAISO | 1-in-2 | 2021 | 18 |  |  |  | 56.3247 | 1
| Zone | South of Lugo | 1 | Monthly System Peak Day | CAISO | 1-in-2 | 2021 | 19 |  |  |  | 55.1306 | 1
| Zone | South of Lugo | 1 | Monthly System Peak Day | CAISO | 1-in-2 | 2021 | 20 |  |  |  | 54.0664 | 1
| Zone | South of Lugo | 1 | Monthly System Peak Day | CAISO | 1-in-2 | 2021 | 21 |  |  |  | 52.8489 | 1
| Zone | South of Lugo | 1 | Monthly System Peak Day | CAISO | 1-in-2 | 2021 | 22 |  |  |  | 51.9478 | 1
| Zone | South of Lugo | 1 | Monthly System Peak Day | CAISO | 1-in-2 | 2021 | 23 |  |  |  | 50.8631 | 1
| Zone | South of Lugo | 1 | Monthly System Peak Day | CAISO | 1-in-2 | 2021 | 24 |  |  |  | 50.0019 | 1
| Zone | South of Lugo | 2 | Average Weekday | CAISO | 1-in-2 | 2021 | 1 |  |  |  | 54.9585 | 1
| Zone | South of Lugo | 2 | Average Weekday | CAISO | 1-in-2 | 2021 | 2 |  |  |  | 54.0444 | 1
| Zone | South of Lugo | 2 | Average Weekday | CAISO | 1-in-2 | 2021 | 3 |  |  |  | 53.2981 | 1
| Zone | South of Lugo | 2 | Average Weekday | CAISO | 1-in-2 | 2021 | 4 |  |  |  | 52.4177 | 1
| Zone | South of Lugo | 2 | Average Weekday | CAISO | 1-in-2 | 2021 | 5 |  |  |  | 51.7822 | 1
| Zone | South of Lugo | 2 | Average Weekday | CAISO | 1-in-2 | 2021 | 6 |  |  |  | 51.1989 | 1
| Zone | South of Lugo | 2 | Average Weekday | CAISO | 1-in-2 | 2021 | 7 |  |  |  | 50.8834 | 1
| Zone | South of Lugo | 2 | Average Weekday | CAISO | 1-in-2 | 2021 | 8 |  |  |  | 50.7149 | 1
| Zone | South of Lugo | 2 | Average Weekday | CAISO | 1-in-2 | 2021 | 9 |  |  |  | 52.3662 | 1
| Zone | South of Lugo | 2 | Average Weekday | CAISO | 1-in-2 | 2021 | 10 |  |  |  | 55.9543 | 1
| Zone | South of Lugo | 2 | Average Weekday | CAISO | 1-in-2 | 2021 | 11 |  |  |  | 59.7329 | 1
| Zone | South of Lugo | 2 | Average Weekday | CAISO | 1-in-2 | 2021 | 12 |  |  |  | 62.8562 | 1
| Zone | South of Lugo | 2 | Average Weekday | CAISO | 1-in-2 | 2021 | 13 |  |  |  | 65.2729 | 1
| Zone | South of Lugo | 2 | Average Weekday | CAISO | 1-in-2 | 2021 | 14 |  |  |  | 66.8845 | 1
| Zone | South of Lugo | 2 | Average Weekday | CAISO | 1-in-2 | 2021 | 15 |  |  |  | 67.6945 | 1
| Zone | South of Lugo | 2 | Average Weekday | CAISO | 1-in-2 | 2021 | 16 |  |  |  | 67.7745 | 1
| Zone | South of Lugo | 2 | Average Weekday | CAISO | 1-in-2 | 2021 | 17 |  |  |  | 67.1868 | 1
| Zone | South of Lugo | 2 | Average Weekday | CAISO | 1-in-2 | 2021 | 18 |  |  |  | 65.7662 | 1
| Zone | South of Lugo | 2 | Average Weekday | CAISO | 1-in-2 | 2021 | 19 |  |  |  | 63.2867 | 1
| Zone | South of Lugo | 2 | Average Weekday | CAISO | 1-in-2 | 2021 | 20 |  |  |  | 61.0119 | 1
| Zone | South of Lugo | 2 | Average Weekday | CAISO | 1-in-2 | 2021 | 21 |  |  |  | 59.4756 | 1
| Zone | South of Lugo | 2 | Average Weekday | CAISO | 1-in-2 | 2021 | 22 |  |  |  | 58.2593 | 1
| Zone | South of Lugo | 2 | Average Weekday | CAISO | 1-in-2 | 2021 | 23 |  |  |  | 57.0604 | 1
| Zone | South of Lugo | 2 | Average Weekday | CAISO | 1-in-2 | 2021 | 24 |  |  |  | 55.9455 | 1
| Zone | South of Lugo | 2 | Monthly System Peak Day | CAISO | 1-in-2 | 2021 | 1 |  |  |  | 44.145 | 1
| Zone | South of Lugo | 2 | Monthly System Peak Day | CAISO | 1-in-2 | 2021 | 2 |  |  |  | 43.5347 | 1
| Zone | South of Lugo | 2 | Monthly System Peak Day | CAISO | 1-in-2 | 2021 | 3 |  |  |  | 42.6722 | 1
| Zone | South of Lugo | 2 | Monthly System Peak Day | CAISO | 1-in-2 | 2021 | 4 |  |  |  | 42.1819 | 1
| Zone | South of Lugo | 2 | Monthly System Peak Day | CAISO | 1-in-2 | 2021 | 5 |  |  |  | 41.2997 | 1
| Zone | South of Lugo | 2 | Monthly System Peak Day | CAISO | 1-in-2 | 2021 | 6 |  |  |  | 40.4433 | 1
| Zone | South of Lugo | 2 | Monthly System Peak Day | CAISO | 1-in-2 | 2021 | 7 |  |  |  | 39.7297 | 1
| Zone | South of Lugo | 2 | Monthly System Peak Day | CAISO | 1-in-2 | 2021 | 8 |  |  |  | 39.4047 | 1
| Zone | South of Lugo | 2 | Monthly System Peak Day | CAISO | 1-in-2 | 2021 | 9 |  |  |  | 41.4589 | 1
| Zone | South of Lugo | 2 | Monthly System Peak Day | CAISO | 1-in-2 | 2021 | 10 |  |  |  | 45.2028 | 1
| Zone | South of Lugo | 2 | Monthly System Peak Day | CAISO | 1-in-2 | 2021 | 11 |  |  |  | 48.4597 | 1
| Zone | South of Lugo | 2 | Monthly System Peak Day | CAISO | 1-in-2 | 2021 | 12 |  |  |  | 51.7178 | 1
| Zone | South of Lugo | 2 | Monthly System Peak Day | CAISO | 1-in-2 | 2021 | 13 |  |  |  | 53.8994 | 1
| Zone | South of Lugo | 2 | Monthly System Peak Day | CAISO | 1-in-2 | 2021 | 14 |  |  |  | 55.7092 | 1
| Zone | South of Lugo | 2 | Monthly System Peak Day | CAISO | 1-in-2 | 2021 | 15 |  |  |  | 56.8964 | 1
| Zone | South of Lugo | 2 | Monthly System Peak Day | CAISO | 1-in-2 | 2021 | 16 |  |  |  | 57.5894 | 1
| Zone | South of Lugo | 2 | Monthly System Peak Day | CAISO | 1-in-2 | 2021 | 17 |  |  |  | 57.7119 | 1
| Zone | South of Lugo | 2 | Monthly System Peak Day | CAISO | 1-in-2 | 2021 | 18 |  |  |  | 56.8094 | 1
| Zone | South of Lugo | 2 | Monthly System Peak Day | CAISO | 1-in-2 | 2021 | 19 |  |  |  | 54.6603 | 1
| Zone | South of Lugo | 2 | Monthly System Peak Day | CAISO | 1-in-2 | 2021 | 20 |  |  |  | 52.4122 | 1
| Zone | South of Lugo | 2 | Monthly System Peak Day | CAISO | 1-in-2 | 2021 | 21 |  |  |  | 50.9461 | 1
| Zone | South of Lugo | 2 | Monthly System Peak Day | CAISO | 1-in-2 | 2021 | 22 |  |  |  | 49.5397 | 1
| Zone | South of Lugo | 2 | Monthly System Peak Day | CAISO | 1-in-2 | 2021 | 23 |  |  |  | 48.0589 | 1
| Zone | South of Lugo | 2 | Monthly System Peak Day | CAISO | 1-in-2 | 2021 | 24 |  |  |  | 46.6525 | 1
| Zone | South of Lugo | 3 | Average Weekday | CAISO | 1-in-2 | 2021 | 1 |  |  |  | 55.6732 | 1
| Zone | South of Lugo | 3 | Average Weekday | CAISO | 1-in-2 | 2021 | 2 |  |  |  | 54.6557 | 1
| Zone | South of Lugo | 3 | Average Weekday | CAISO | 1-in-2 | 2021 | 3 |  |  |  | 53.7029 | 1
| Zone | South of Lugo | 3 | Average Weekday | CAISO | 1-in-2 | 2021 | 4 |  |  |  | 52.9533 | 1
| Zone | South of Lugo | 3 | Average Weekday | CAISO | 1-in-2 | 2021 | 5 |  |  |  | 52.247 | 1
| Zone | South of Lugo | 3 | Average Weekday | CAISO | 1-in-2 | 2021 | 6 |  |  |  | 51.6805 | 1
| Zone | South of Lugo | 3 | Average Weekday | CAISO | 1-in-2 | 2021 | 7 |  |  |  | 51.3971 | 1
| Zone | South of Lugo | 3 | Average Weekday | CAISO | 1-in-2 | 2021 | 8 |  |  |  | 51.3137 | 1
| Zone | South of Lugo | 3 | Average Weekday | CAISO | 1-in-2 | 2021 | 9 |  |  |  | 52.3829 | 1
| Zone | South of Lugo | 3 | Average Weekday | CAISO | 1-in-2 | 2021 | 10 |  |  |  | 55.1184 | 1
| Zone | South of Lugo | 3 | Average Weekday | CAISO | 1-in-2 | 2021 | 11 |  |  |  | 58.4502 | 1
| Zone | South of Lugo | 3 | Average Weekday | CAISO | 1-in-2 | 2021 | 12 |  |  |  | 61.5339 | 1
| Zone | South of Lugo | 3 | Average Weekday | CAISO | 1-in-2 | 2021 | 13 |  |  |  | 63.9966 | 1
| Zone | South of Lugo | 3 | Average Weekday | CAISO | 1-in-2 | 2021 | 14 |  |  |  | 65.6855 | 1
| Zone | South of Lugo | 3 | Average Weekday | CAISO | 1-in-2 | 2021 | 15 |  |  |  | 66.8916 | 1
| Zone | South of Lugo | 3 | Average Weekday | CAISO | 1-in-2 | 2021 | 16 |  |  |  | 67.591 | 1
| Zone | South of Lugo | 3 | Average Weekday | CAISO | 1-in-2 | 2021 | 17 |  |  |  | 67.8021 | 1
| Zone | South of Lugo | 3 | Average Weekday | CAISO | 1-in-2 | 2021 | 18 |  |  |  | 67.0899 | 1
| Zone | South of Lugo | 3 | Average Weekday | CAISO | 1-in-2 | 2021 | 19 |  |  |  | 65.4501 | 1
| Zone | South of Lugo | 3 | Average Weekday | CAISO | 1-in-2 | 2021 | 20 |  |  |  | 62.8909 | 1
| Zone | South of Lugo | 3 | Average Weekday | CAISO | 1-in-2 | 2021 | 21 |  |  |  | 60.3913 | 1
| Zone | South of Lugo | 3 | Average Weekday | CAISO | 1-in-2 | 2021 | 22 |  |  |  | 58.8766 | 1
| Zone | South of Lugo | 3 | Average Weekday | CAISO | 1-in-2 | 2021 | 23 |  |  |  | 57.6289 | 1
| Zone | South of Lugo | 3 | Average Weekday | CAISO | 1-in-2 | 2021 | 24 |  |  |  | 56.4541 | 1
| Zone | South of Lugo | 3 | Monthly System Peak Day | CAISO | 1-in-2 | 2021 | 1 |  |  |  | 58.4778 | 1
| Zone | South of Lugo | 3 | Monthly System Peak Day | CAISO | 1-in-2 | 2021 | 2 |  |  |  | 57.2453 | 1
| Zone | South of Lugo | 3 | Monthly System Peak Day | CAISO | 1-in-2 | 2021 | 3 |  |  |  | 56.0475 | 1
| Zone | South of Lugo | 3 | Monthly System Peak Day | CAISO | 1-in-2 | 2021 | 4 |  |  |  | 54.6481 | 1
| Zone | South of Lugo | 3 | Monthly System Peak Day | CAISO | 1-in-2 | 2021 | 5 |  |  |  | 54.2919 | 1
| Zone | South of Lugo | 3 | Monthly System Peak Day | CAISO | 1-in-2 | 2021 | 6 |  |  |  | 53.1578 | 1
| Zone | South of Lugo | 3 | Monthly System Peak Day | CAISO | 1-in-2 | 2021 | 7 |  |  |  | 52.7189 | 1
| Zone | South of Lugo | 3 | Monthly System Peak Day | CAISO | 1-in-2 | 2021 | 8 |  |  |  | 52.2422 | 1
| Zone | South of Lugo | 3 | Monthly System Peak Day | CAISO | 1-in-2 | 2021 | 9 |  |  |  | 52.5025 | 1
| Zone | South of Lugo | 3 | Monthly System Peak Day | CAISO | 1-in-2 | 2021 | 10 |  |  |  | 55.5739 | 1
| Zone | South of Lugo | 3 | Monthly System Peak Day | CAISO | 1-in-2 | 2021 | 11 |  |  |  | 60.2822 | 1
| Zone | South of Lugo | 3 | Monthly System Peak Day | CAISO | 1-in-2 | 2021 | 12 |  |  |  | 64.8764 | 1
| Zone | South of Lugo | 3 | Monthly System Peak Day | CAISO | 1-in-2 | 2021 | 13 |  |  |  | 67.8367 | 1
| Zone | South of Lugo | 3 | Monthly System Peak Day | CAISO | 1-in-2 | 2021 | 14 |  |  |  | 69.2092 | 1
| Zone | South of Lugo | 3 | Monthly System Peak Day | CAISO | 1-in-2 | 2021 | 15 |  |  |  | 70.2414 | 1
| Zone | South of Lugo | 3 | Monthly System Peak Day | CAISO | 1-in-2 | 2021 | 16 |  |  |  | 71.2658 | 1
| Zone | South of Lugo | 3 | Monthly System Peak Day | CAISO | 1-in-2 | 2021 | 17 |  |  |  | 71.6358 | 1
| Zone | South of Lugo | 3 | Monthly System Peak Day | CAISO | 1-in-2 | 2021 | 18 |  |  |  | 71.185 | 1
| Zone | South of Lugo | 3 | Monthly System Peak Day | CAISO | 1-in-2 | 2021 | 19 |  |  |  | 69.5747 | 1
| Zone | South of Lugo | 3 | Monthly System Peak Day | CAISO | 1-in-2 | 2021 | 20 |  |  |  | 66.3922 | 1
| Zone | South of Lugo | 3 | Monthly System Peak Day | CAISO | 1-in-2 | 2021 | 21 |  |  |  | 63.3958 | 1
| Zone | South of Lugo | 3 | Monthly System Peak Day | CAISO | 1-in-2 | 2021 | 22 |  |  |  | 61.6881 | 1
| Zone | South of Lugo | 3 | Monthly System Peak Day | CAISO | 1-in-2 | 2021 | 23 |  |  |  | 60.0722 | 1
| Zone | South of Lugo | 3 | Monthly System Peak Day | CAISO | 1-in-2 | 2021 | 24 |  |  |  | 58.4769 | 1
| Zone | South of Lugo | 4 | Average Weekday | CAISO | 1-in-2 | 2021 | 1 |  |  |  | 58.0175 | 1
| Zone | South of Lugo | 4 | Average Weekday | CAISO | 1-in-2 | 2021 | 2 |  |  |  | 57.1737 | 1
| Zone | South of Lugo | 4 | Average Weekday | CAISO | 1-in-2 | 2021 | 3 |  |  |  | 56.4171 | 1
| Zone | South of Lugo | 4 | Average Weekday | CAISO | 1-in-2 | 2021 | 4 |  |  |  | 55.722 | 1
| Zone | South of Lugo | 4 | Average Weekday | CAISO | 1-in-2 | 2021 | 5 |  |  |  | 55.1391 | 1
| Zone | South of Lugo | 4 | Average Weekday | CAISO | 1-in-2 | 2021 | 6 |  |  |  | 54.7482 | 1
| Zone | South of Lugo | 4 | Average Weekday | CAISO | 1-in-2 | 2021 | 7 |  |  |  | 54.4337 | 1
| Zone | South of Lugo | 4 | Average Weekday | CAISO | 1-in-2 | 2021 | 8 |  |  |  | 54.4184 | 1
| Zone | South of Lugo | 4 | Average Weekday | CAISO | 1-in-2 | 2021 | 9 |  |  |  | 55.9212 | 1
| Zone | South of Lugo | 4 | Average Weekday | CAISO | 1-in-2 | 2021 | 10 |  |  |  | 58.4835 | 1
| Zone | South of Lugo | 4 | Average Weekday | CAISO | 1-in-2 | 2021 | 11 |  |  |  | 61.2865 | 1
| Zone | South of Lugo | 4 | Average Weekday | CAISO | 1-in-2 | 2021 | 12 |  |  |  | 64.1775 | 1
| Zone | South of Lugo | 4 | Average Weekday | CAISO | 1-in-2 | 2021 | 13 |  |  |  | 66.5067 | 1
| Zone | South of Lugo | 4 | Average Weekday | CAISO | 1-in-2 | 2021 | 14 |  |  |  | 68.336 | 1
| Zone | South of Lugo | 4 | Average Weekday | CAISO | 1-in-2 | 2021 | 15 |  |  |  | 69.6837 | 1
| Zone | South of Lugo | 4 | Average Weekday | CAISO | 1-in-2 | 2021 | 16 |  |  |  | 70.354 | 1
| Zone | South of Lugo | 4 | Average Weekday | CAISO | 1-in-2 | 2021 | 17 |  |  |  | 70.5957 | 1
| Zone | South of Lugo | 4 | Average Weekday | CAISO | 1-in-2 | 2021 | 18 |  |  |  | 70.1069 | 1
| Zone | South of Lugo | 4 | Average Weekday | CAISO | 1-in-2 | 2021 | 19 |  |  |  | 68.8098 | 1
| Zone | South of Lugo | 4 | Average Weekday | CAISO | 1-in-2 | 2021 | 20 |  |  |  | 66.455 | 1
| Zone | South of Lugo | 4 | Average Weekday | CAISO | 1-in-2 | 2021 | 21 |  |  |  | 63.3945 | 1
| Zone | South of Lugo | 4 | Average Weekday | CAISO | 1-in-2 | 2021 | 22 |  |  |  | 61.1655 | 1
| Zone | South of Lugo | 4 | Average Weekday | CAISO | 1-in-2 | 2021 | 23 |  |  |  | 59.6977 | 1
| Zone | South of Lugo | 4 | Average Weekday | CAISO | 1-in-2 | 2021 | 24 |  |  |  | 58.6464 | 1
| Zone | South of Lugo | 4 | Monthly System Peak Day | CAISO | 1-in-2 | 2021 | 1 |  |  |  | 63.8797 | 1
| Zone | South of Lugo | 4 | Monthly System Peak Day | CAISO | 1-in-2 | 2021 | 2 |  |  |  | 62.5253 | 1
| Zone | South of Lugo | 4 | Monthly System Peak Day | CAISO | 1-in-2 | 2021 | 3 |  |  |  | 61.6583 | 1
| Zone | South of Lugo | 4 | Monthly System Peak Day | CAISO | 1-in-2 | 2021 | 4 |  |  |  | 60.9231 | 1
| Zone | South of Lugo | 4 | Monthly System Peak Day | CAISO | 1-in-2 | 2021 | 5 |  |  |  | 59.9731 | 1
| Zone | South of Lugo | 4 | Monthly System Peak Day | CAISO | 1-in-2 | 2021 | 6 |  |  |  | 59.3736 | 1
| Zone | South of Lugo | 4 | Monthly System Peak Day | CAISO | 1-in-2 | 2021 | 7 |  |  |  | 59.0392 | 1
| Zone | South of Lugo | 4 | Monthly System Peak Day | CAISO | 1-in-2 | 2021 | 8 |  |  |  | 59.3867 | 1
| Zone | South of Lugo | 4 | Monthly System Peak Day | CAISO | 1-in-2 | 2021 | 9 |  |  |  | 60.8022 | 1
| Zone | South of Lugo | 4 | Monthly System Peak Day | CAISO | 1-in-2 | 2021 | 10 |  |  |  | 64.9192 | 1
| Zone | South of Lugo | 4 | Monthly System Peak Day | CAISO | 1-in-2 | 2021 | 11 |  |  |  | 69.5942 | 1
| Zone | South of Lugo | 4 | Monthly System Peak Day | CAISO | 1-in-2 | 2021 | 12 |  |  |  | 74.1689 | 1
| Zone | South of Lugo | 4 | Monthly System Peak Day | CAISO | 1-in-2 | 2021 | 13 |  |  |  | 78.0494 | 1
| Zone | South of Lugo | 4 | Monthly System Peak Day | CAISO | 1-in-2 | 2021 | 14 |  |  |  | 80.7806 | 1
| Zone | South of Lugo | 4 | Monthly System Peak Day | CAISO | 1-in-2 | 2021 | 15 |  |  |  | 82.8028 | 1
| Zone | South of Lugo | 4 | Monthly System Peak Day | CAISO | 1-in-2 | 2021 | 16 |  |  |  | 83.5047 | 1
| Zone | South of Lugo | 4 | Monthly System Peak Day | CAISO | 1-in-2 | 2021 | 17 |  |  |  | 82.9567 | 1
| Zone | South of Lugo | 4 | Monthly System Peak Day | CAISO | 1-in-2 | 2021 | 18 |  |  |  | 82.3178 | 1
| Zone | South of Lugo | 4 | Monthly System Peak Day | CAISO | 1-in-2 | 2021 | 19 |  |  |  | 81.0725 | 1
| Zone | South of Lugo | 4 | Monthly System Peak Day | CAISO | 1-in-2 | 2021 | 20 |  |  |  | 78.5583 | 1
| Zone | South of Lugo | 4 | Monthly System Peak Day | CAISO | 1-in-2 | 2021 | 21 |  |  |  | 74.0617 | 1
| Zone | South of Lugo | 4 | Monthly System Peak Day | CAISO | 1-in-2 | 2021 | 22 |  |  |  | 69.5994 | 1
| Zone | South of Lugo | 4 | Monthly System Peak Day | CAISO | 1-in-2 | 2021 | 23 |  |  |  | 66.6206 | 1
| Zone | South of Lugo | 4 | Monthly System Peak Day | CAISO | 1-in-2 | 2021 | 24 |  |  |  | 64.6678 | 1
| Zone | South of Lugo | 5 | Average Weekday | CAISO | 1-in-2 | 2021 | 1 |  |  |  | 61.1348 | 1
| Zone | South of Lugo | 5 | Average Weekday | CAISO | 1-in-2 | 2021 | 2 |  |  |  | 60.5346 | 1
| Zone | South of Lugo | 5 | Average Weekday | CAISO | 1-in-2 | 2021 | 3 |  |  |  | 60.0288 | 1
| Zone | South of Lugo | 5 | Average Weekday | CAISO | 1-in-2 | 2021 | 4 |  |  |  | 59.5236 | 1
| Zone | South of Lugo | 5 | Average Weekday | CAISO | 1-in-2 | 2021 | 5 |  |  |  | 59.1163 | 1
| Zone | South of Lugo | 5 | Average Weekday | CAISO | 1-in-2 | 2021 | 6 |  |  |  | 58.7282 | 1
| Zone | South of Lugo | 5 | Average Weekday | CAISO | 1-in-2 | 2021 | 7 |  |  |  | 58.3962 | 1
| Zone | South of Lugo | 5 | Average Weekday | CAISO | 1-in-2 | 2021 | 8 |  |  |  | 58.7437 | 1
| Zone | South of Lugo | 5 | Average Weekday | CAISO | 1-in-2 | 2021 | 9 |  |  |  | 60.2327 | 1
| Zone | South of Lugo | 5 | Average Weekday | CAISO | 1-in-2 | 2021 | 10 |  |  |  | 62.3563 | 1
| Zone | South of Lugo | 5 | Average Weekday | CAISO | 1-in-2 | 2021 | 11 |  |  |  | 64.933 | 1
| Zone | South of Lugo | 5 | Average Weekday | CAISO | 1-in-2 | 2021 | 12 |  |  |  | 67.3178 | 1
| Zone | South of Lugo | 5 | Average Weekday | CAISO | 1-in-2 | 2021 | 13 |  |  |  | 69.4255 | 1
| Zone | South of Lugo | 5 | Average Weekday | CAISO | 1-in-2 | 2021 | 14 |  |  |  | 71.148 | 1
| Zone | South of Lugo | 5 | Average Weekday | CAISO | 1-in-2 | 2021 | 15 |  |  |  | 72.4241 | 1
| Zone | South of Lugo | 5 | Average Weekday | CAISO | 1-in-2 | 2021 | 16 |  |  |  | 73.1156 | 1
| Zone | South of Lugo | 5 | Average Weekday | CAISO | 1-in-2 | 2021 | 17 |  |  |  | 73.2273 | 1
| Zone | South of Lugo | 5 | Average Weekday | CAISO | 1-in-2 | 2021 | 18 |  |  |  | 72.5655 | 1
| Zone | South of Lugo | 5 | Average Weekday | CAISO | 1-in-2 | 2021 | 19 |  |  |  | 71.1484 | 1
| Zone | South of Lugo | 5 | Average Weekday | CAISO | 1-in-2 | 2021 | 20 |  |  |  | 68.9891 | 1
| Zone | South of Lugo | 5 | Average Weekday | CAISO | 1-in-2 | 2021 | 21 |  |  |  | 66.1434 | 1
| Zone | South of Lugo | 5 | Average Weekday | CAISO | 1-in-2 | 2021 | 22 |  |  |  | 63.9125 | 1
| Zone | South of Lugo | 5 | Average Weekday | CAISO | 1-in-2 | 2021 | 23 |  |  |  | 62.6515 | 1
| Zone | South of Lugo | 5 | Average Weekday | CAISO | 1-in-2 | 2021 | 24 |  |  |  | 61.7451 | 1
| Zone | South of Lugo | 5 | Monthly System Peak Day | CAISO | 1-in-2 | 2021 | 1 |  |  |  | 67.0208 | 1
| Zone | South of Lugo | 5 | Monthly System Peak Day | CAISO | 1-in-2 | 2021 | 2 |  |  |  | 65.5894 | 1
| Zone | South of Lugo | 5 | Monthly System Peak Day | CAISO | 1-in-2 | 2021 | 3 |  |  |  | 64.2253 | 1
| Zone | South of Lugo | 5 | Monthly System Peak Day | CAISO | 1-in-2 | 2021 | 4 |  |  |  | 62.7719 | 1
| Zone | South of Lugo | 5 | Monthly System Peak Day | CAISO | 1-in-2 | 2021 | 5 |  |  |  | 61.3103 | 1
| Zone | South of Lugo | 5 | Monthly System Peak Day | CAISO | 1-in-2 | 2021 | 6 |  |  |  | 60.7589 | 1
| Zone | South of Lugo | 5 | Monthly System Peak Day | CAISO | 1-in-2 | 2021 | 7 |  |  |  | 60.645 | 1
| Zone | South of Lugo | 5 | Monthly System Peak Day | CAISO | 1-in-2 | 2021 | 8 |  |  |  | 61.2089 | 1
| Zone | South of Lugo | 5 | Monthly System Peak Day | CAISO | 1-in-2 | 2021 | 9 |  |  |  | 64.0603 | 1
| Zone | South of Lugo | 5 | Monthly System Peak Day | CAISO | 1-in-2 | 2021 | 10 |  |  |  | 69.1803 | 1
| Zone | South of Lugo | 5 | Monthly System Peak Day | CAISO | 1-in-2 | 2021 | 11 |  |  |  | 74.5167 | 1
| Zone | South of Lugo | 5 | Monthly System Peak Day | CAISO | 1-in-2 | 2021 | 12 |  |  |  | 79.0092 | 1
| Zone | South of Lugo | 5 | Monthly System Peak Day | CAISO | 1-in-2 | 2021 | 13 |  |  |  | 82.1086 | 1
| Zone | South of Lugo | 5 | Monthly System Peak Day | CAISO | 1-in-2 | 2021 | 14 |  |  |  | 84.1044 | 1
| Zone | South of Lugo | 5 | Monthly System Peak Day | CAISO | 1-in-2 | 2021 | 15 |  |  |  | 85.5183 | 1
| Zone | South of Lugo | 5 | Monthly System Peak Day | CAISO | 1-in-2 | 2021 | 16 |  |  |  | 86.6833 | 1
| Zone | South of Lugo | 5 | Monthly System Peak Day | CAISO | 1-in-2 | 2021 | 17 |  |  |  | 86.2722 | 1
| Zone | South of Lugo | 5 | Monthly System Peak Day | CAISO | 1-in-2 | 2021 | 18 |  |  |  | 84.8111 | 1
| Zone | South of Lugo | 5 | Monthly System Peak Day | CAISO | 1-in-2 | 2021 | 19 |  |  |  | 82.0425 | 1
| Zone | South of Lugo | 5 | Monthly System Peak Day | CAISO | 1-in-2 | 2021 | 20 |  |  |  | 79.2078 | 1
| Zone | South of Lugo | 5 | Monthly System Peak Day | CAISO | 1-in-2 | 2021 | 21 |  |  |  | 74.8703 | 1
| Zone | South of Lugo | 5 | Monthly System Peak Day | CAISO | 1-in-2 | 2021 | 22 |  |  |  | 71.1503 | 1
| Zone | South of Lugo | 5 | Monthly System Peak Day | CAISO | 1-in-2 | 2021 | 23 |  |  |  | 69.6478 | 1
| Zone | South of Lugo | 5 | Monthly System Peak Day | CAISO | 1-in-2 | 2021 | 24 |  |  |  | 67.2344 | 1
| Zone | South of Lugo | 6 | Average Weekday | CAISO | 1-in-2 | 2021 | 1 |  |  |  | 63.9782 | 1
| Zone | South of Lugo | 6 | Average Weekday | CAISO | 1-in-2 | 2021 | 2 |  |  |  | 63.1095 | 1
| Zone | South of Lugo | 6 | Average Weekday | CAISO | 1-in-2 | 2021 | 3 |  |  |  | 62.3522 | 1
| Zone | South of Lugo | 6 | Average Weekday | CAISO | 1-in-2 | 2021 | 4 |  |  |  | 61.6996 | 1
| Zone | South of Lugo | 6 | Average Weekday | CAISO | 1-in-2 | 2021 | 5 |  |  |  | 61.1746 | 1
| Zone | South of Lugo | 6 | Average Weekday | CAISO | 1-in-2 | 2021 | 6 |  |  |  | 60.7294 | 1
| Zone | South of Lugo | 6 | Average Weekday | CAISO | 1-in-2 | 2021 | 7 |  |  |  | 60.3883 | 1
| Zone | South of Lugo | 6 | Average Weekday | CAISO | 1-in-2 | 2021 | 8 |  |  |  | 60.8863 | 1
| Zone | South of Lugo | 6 | Average Weekday | CAISO | 1-in-2 | 2021 | 9 |  |  |  | 62.5691 | 1
| Zone | South of Lugo | 6 | Average Weekday | CAISO | 1-in-2 | 2021 | 10 |  |  |  | 65.1324 | 1
| Zone | South of Lugo | 6 | Average Weekday | CAISO | 1-in-2 | 2021 | 11 |  |  |  | 68.1945 | 1
| Zone | South of Lugo | 6 | Average Weekday | CAISO | 1-in-2 | 2021 | 12 |  |  |  | 71.3648 | 1
| Zone | South of Lugo | 6 | Average Weekday | CAISO | 1-in-2 | 2021 | 13 |  |  |  | 73.9036 | 1
| Zone | South of Lugo | 6 | Average Weekday | CAISO | 1-in-2 | 2021 | 14 |  |  |  | 76.0368 | 1
| Zone | South of Lugo | 6 | Average Weekday | CAISO | 1-in-2 | 2021 | 15 |  |  |  | 77.7526 | 1
| Zone | South of Lugo | 6 | Average Weekday | CAISO | 1-in-2 | 2021 | 16 |  |  |  | 78.7286 | 1
| Zone | South of Lugo | 6 | Average Weekday | CAISO | 1-in-2 | 2021 | 17 |  |  |  | 79.2035 | 1
| Zone | South of Lugo | 6 | Average Weekday | CAISO | 1-in-2 | 2021 | 18 |  |  |  | 78.5518 | 1
| Zone | South of Lugo | 6 | Average Weekday | CAISO | 1-in-2 | 2021 | 19 |  |  |  | 77.0958 | 1
| Zone | South of Lugo | 6 | Average Weekday | CAISO | 1-in-2 | 2021 | 20 |  |  |  | 74.8612 | 1
| Zone | South of Lugo | 6 | Average Weekday | CAISO | 1-in-2 | 2021 | 21 |  |  |  | 71.7224 | 1
| Zone | South of Lugo | 6 | Average Weekday | CAISO | 1-in-2 | 2021 | 22 |  |  |  | 68.5028 | 1
| Zone | South of Lugo | 6 | Average Weekday | CAISO | 1-in-2 | 2021 | 23 |  |  |  | 66.5545 | 1
| Zone | South of Lugo | 6 | Average Weekday | CAISO | 1-in-2 | 2021 | 24 |  |  |  | 65.2126 | 1
| Zone | South of Lugo | 6 | Monthly System Peak Day | CAISO | 1-in-2 | 2021 | 1 |  |  |  | 65.3122 | 1
| Zone | South of Lugo | 6 | Monthly System Peak Day | CAISO | 1-in-2 | 2021 | 2 |  |  |  | 64.4594 | 1
| Zone | South of Lugo | 6 | Monthly System Peak Day | CAISO | 1-in-2 | 2021 | 3 |  |  |  | 63.6856 | 1
| Zone | South of Lugo | 6 | Monthly System Peak Day | CAISO | 1-in-2 | 2021 | 4 |  |  |  | 62.6772 | 1
| Zone | South of Lugo | 6 | Monthly System Peak Day | CAISO | 1-in-2 | 2021 | 5 |  |  |  | 61.7481 | 1
| Zone | South of Lugo | 6 | Monthly System Peak Day | CAISO | 1-in-2 | 2021 | 6 |  |  |  | 61.2672 | 1
| Zone | South of Lugo | 6 | Monthly System Peak Day | CAISO | 1-in-2 | 2021 | 7 |  |  |  | 60.8669 | 1
| Zone | South of Lugo | 6 | Monthly System Peak Day | CAISO | 1-in-2 | 2021 | 8 |  |  |  | 61.5311 | 1
| Zone | South of Lugo | 6 | Monthly System Peak Day | CAISO | 1-in-2 | 2021 | 9 |  |  |  | 64.1175 | 1
| Zone | South of Lugo | 6 | Monthly System Peak Day | CAISO | 1-in-2 | 2021 | 10 |  |  |  | 67.3953 | 1
| Zone | South of Lugo | 6 | Monthly System Peak Day | CAISO | 1-in-2 | 2021 | 11 |  |  |  | 70.6878 | 1
| Zone | South of Lugo | 6 | Monthly System Peak Day | CAISO | 1-in-2 | 2021 | 12 |  |  |  | 74.4286 | 1
| Zone | South of Lugo | 6 | Monthly System Peak Day | CAISO | 1-in-2 | 2021 | 13 |  |  |  | 77.7342 | 1
| Zone | South of Lugo | 6 | Monthly System Peak Day | CAISO | 1-in-2 | 2021 | 14 |  |  |  | 80.8556 | 1
| Zone | South of Lugo | 6 | Monthly System Peak Day | CAISO | 1-in-2 | 2021 | 15 |  |  |  | 83.6972 | 1
| Zone | South of Lugo | 6 | Monthly System Peak Day | CAISO | 1-in-2 | 2021 | 16 |  |  |  | 84.9611 | 1
| Zone | South of Lugo | 6 | Monthly System Peak Day | CAISO | 1-in-2 | 2021 | 17 |  |  |  | 85.0806 | 1
| Zone | South of Lugo | 6 | Monthly System Peak Day | CAISO | 1-in-2 | 2021 | 18 |  |  |  | 84.5833 | 1
| Zone | South of Lugo | 6 | Monthly System Peak Day | CAISO | 1-in-2 | 2021 | 19 |  |  |  | 83.1889 | 1
| Zone | South of Lugo | 6 | Monthly System Peak Day | CAISO | 1-in-2 | 2021 | 20 |  |  |  | 80.3558 | 1
| Zone | South of Lugo | 6 | Monthly System Peak Day | CAISO | 1-in-2 | 2021 | 21 |  |  |  | 76.0669 | 1
| Zone | South of Lugo | 6 | Monthly System Peak Day | CAISO | 1-in-2 | 2021 | 22 |  |  |  | 71.5611 | 1
| Zone | South of Lugo | 6 | Monthly System Peak Day | CAISO | 1-in-2 | 2021 | 23 |  |  |  | 68.6919 | 1
| Zone | South of Lugo | 6 | Monthly System Peak Day | CAISO | 1-in-2 | 2021 | 24 |  |  |  | 66.9717 | 1
| Zone | South of Lugo | 7 | Average Weekday | CAISO | 1-in-2 | 2021 | 1 |  |  |  | 68.6348 | 1
| Zone | South of Lugo | 7 | Average Weekday | CAISO | 1-in-2 | 2021 | 2 |  |  |  | 67.8546 | 1
| Zone | South of Lugo | 7 | Average Weekday | CAISO | 1-in-2 | 2021 | 3 |  |  |  | 67.1611 | 1
| Zone | South of Lugo | 7 | Average Weekday | CAISO | 1-in-2 | 2021 | 4 |  |  |  | 66.537 | 1
| Zone | South of Lugo | 7 | Average Weekday | CAISO | 1-in-2 | 2021 | 5 |  |  |  | 66.0419 | 1
| Zone | South of Lugo | 7 | Average Weekday | CAISO | 1-in-2 | 2021 | 6 |  |  |  | 65.5975 | 1
| Zone | South of Lugo | 7 | Average Weekday | CAISO | 1-in-2 | 2021 | 7 |  |  |  | 65.2822 | 1
| Zone | South of Lugo | 7 | Average Weekday | CAISO | 1-in-2 | 2021 | 8 |  |  |  | 65.8683 | 1
| Zone | South of Lugo | 7 | Average Weekday | CAISO | 1-in-2 | 2021 | 9 |  |  |  | 67.9582 | 1
| Zone | South of Lugo | 7 | Average Weekday | CAISO | 1-in-2 | 2021 | 10 |  |  |  | 70.6765 | 1
| Zone | South of Lugo | 7 | Average Weekday | CAISO | 1-in-2 | 2021 | 11 |  |  |  | 73.7944 | 1
| Zone | South of Lugo | 7 | Average Weekday | CAISO | 1-in-2 | 2021 | 12 |  |  |  | 76.9344 | 1
| Zone | South of Lugo | 7 | Average Weekday | CAISO | 1-in-2 | 2021 | 13 |  |  |  | 79.4886 | 1
| Zone | South of Lugo | 7 | Average Weekday | CAISO | 1-in-2 | 2021 | 14 |  |  |  | 81.4124 | 1
| Zone | South of Lugo | 7 | Average Weekday | CAISO | 1-in-2 | 2021 | 15 |  |  |  | 82.8268 | 1
| Zone | South of Lugo | 7 | Average Weekday | CAISO | 1-in-2 | 2021 | 16 |  |  |  | 83.4491 | 1
| Zone | South of Lugo | 7 | Average Weekday | CAISO | 1-in-2 | 2021 | 17 |  |  |  | 83.7052 | 1
| Zone | South of Lugo | 7 | Average Weekday | CAISO | 1-in-2 | 2021 | 18 |  |  |  | 83.0297 | 1
| Zone | South of Lugo | 7 | Average Weekday | CAISO | 1-in-2 | 2021 | 19 |  |  |  | 81.4723 | 1
| Zone | South of Lugo | 7 | Average Weekday | CAISO | 1-in-2 | 2021 | 20 |  |  |  | 79.2629 | 1
| Zone | South of Lugo | 7 | Average Weekday | CAISO | 1-in-2 | 2021 | 21 |  |  |  | 76.138 | 1
| Zone | South of Lugo | 7 | Average Weekday | CAISO | 1-in-2 | 2021 | 22 |  |  |  | 72.8533 | 1
| Zone | South of Lugo | 7 | Average Weekday | CAISO | 1-in-2 | 2021 | 23 |  |  |  | 70.8084 | 1
| Zone | South of Lugo | 7 | Average Weekday | CAISO | 1-in-2 | 2021 | 24 |  |  |  | 69.575 | 1
| Zone | South of Lugo | 7 | Monthly System Peak Day | CAISO | 1-in-2 | 2021 | 1 |  |  |  | 73.4597 | 1
| Zone | South of Lugo | 7 | Monthly System Peak Day | CAISO | 1-in-2 | 2021 | 2 |  |  |  | 72.6967 | 1
| Zone | South of Lugo | 7 | Monthly System Peak Day | CAISO | 1-in-2 | 2021 | 3 |  |  |  | 72.0013 | 1
| Zone | South of Lugo | 7 | Monthly System Peak Day | CAISO | 1-in-2 | 2021 | 4 |  |  |  | 71.4436 | 1
| Zone | South of Lugo | 7 | Monthly System Peak Day | CAISO | 1-in-2 | 2021 | 5 |  |  |  | 70.7646 | 1
| Zone | South of Lugo | 7 | Monthly System Peak Day | CAISO | 1-in-2 | 2021 | 6 |  |  |  | 70.1551 | 1
| Zone | South of Lugo | 7 | Monthly System Peak Day | CAISO | 1-in-2 | 2021 | 7 |  |  |  | 69.8672 | 1
| Zone | South of Lugo | 7 | Monthly System Peak Day | CAISO | 1-in-2 | 2021 | 8 |  |  |  | 70.0008 | 1
| Zone | South of Lugo | 7 | Monthly System Peak Day | CAISO | 1-in-2 | 2021 | 9 |  |  |  | 72.5462 | 1
| Zone | South of Lugo | 7 | Monthly System Peak Day | CAISO | 1-in-2 | 2021 | 10 |  |  |  | 76.518 | 1
| Zone | South of Lugo | 7 | Monthly System Peak Day | CAISO | 1-in-2 | 2021 | 11 |  |  |  | 81.2205 | 1
| Zone | South of Lugo | 7 | Monthly System Peak Day | CAISO | 1-in-2 | 2021 | 12 |  |  |  | 85.1359 | 1
| Zone | South of Lugo | 7 | Monthly System Peak Day | CAISO | 1-in-2 | 2021 | 13 |  |  |  | 87.8179 | 1
| Zone | South of Lugo | 7 | Monthly System Peak Day | CAISO | 1-in-2 | 2021 | 14 |  |  |  | 89.6692 | 1
| Zone | South of Lugo | 7 | Monthly System Peak Day | CAISO | 1-in-2 | 2021 | 15 |  |  |  | 90.8538 | 1
| Zone | South of Lugo | 7 | Monthly System Peak Day | CAISO | 1-in-2 | 2021 | 16 |  |  |  | 91.0974 | 1
| Zone | South of Lugo | 7 | Monthly System Peak Day | CAISO | 1-in-2 | 2021 | 17 |  |  |  | 91.1974 | 1
| Zone | South of Lugo | 7 | Monthly System Peak Day | CAISO | 1-in-2 | 2021 | 18 |  |  |  | 90.4667 | 1
| Zone | South of Lugo | 7 | Monthly System Peak Day | CAISO | 1-in-2 | 2021 | 19 |  |  |  | 88.759 | 1
| Zone | South of Lugo | 7 | Monthly System Peak Day | CAISO | 1-in-2 | 2021 | 20 |  |  |  | 86.2692 | 1
| Zone | South of Lugo | 7 | Monthly System Peak Day | CAISO | 1-in-2 | 2021 | 21 |  |  |  | 83.7231 | 1
| Zone | South of Lugo | 7 | Monthly System Peak Day | CAISO | 1-in-2 | 2021 | 22 |  |  |  | 80.9923 | 1
| Zone | South of Lugo | 7 | Monthly System Peak Day | CAISO | 1-in-2 | 2021 | 23 |  |  |  | 78.6082 | 1
| Zone | South of Lugo | 7 | Monthly System Peak Day | CAISO | 1-in-2 | 2021 | 24 |  |  |  | 76.8256 | 1
| Zone | South of Lugo | 8 | Average Weekday | CAISO | 1-in-2 | 2021 | 1 |  |  |  | 70.0345 | 1
| Zone | South of Lugo | 8 | Average Weekday | CAISO | 1-in-2 | 2021 | 2 |  |  |  | 69.0806 | 1
| Zone | South of Lugo | 8 | Average Weekday | CAISO | 1-in-2 | 2021 | 3 |  |  |  | 68.2447 | 1
| Zone | South of Lugo | 8 | Average Weekday | CAISO | 1-in-2 | 2021 | 4 |  |  |  | 67.5212 | 1
| Zone | South of Lugo | 8 | Average Weekday | CAISO | 1-in-2 | 2021 | 5 |  |  |  | 66.9202 | 1
| Zone | South of Lugo | 8 | Average Weekday | CAISO | 1-in-2 | 2021 | 6 |  |  |  | 66.3969 | 1
| Zone | South of Lugo | 8 | Average Weekday | CAISO | 1-in-2 | 2021 | 7 |  |  |  | 66.0998 | 1
| Zone | South of Lugo | 8 | Average Weekday | CAISO | 1-in-2 | 2021 | 8 |  |  |  | 66.163 | 1
| Zone | South of Lugo | 8 | Average Weekday | CAISO | 1-in-2 | 2021 | 9 |  |  |  | 68.0861 | 1
| Zone | South of Lugo | 8 | Average Weekday | CAISO | 1-in-2 | 2021 | 10 |  |  |  | 71.1121 | 1
| Zone | South of Lugo | 8 | Average Weekday | CAISO | 1-in-2 | 2021 | 11 |  |  |  | 74.7632 | 1
| Zone | South of Lugo | 8 | Average Weekday | CAISO | 1-in-2 | 2021 | 12 |  |  |  | 78.4705 | 1
| Zone | South of Lugo | 8 | Average Weekday | CAISO | 1-in-2 | 2021 | 13 |  |  |  | 81.311 | 1
| Zone | South of Lugo | 8 | Average Weekday | CAISO | 1-in-2 | 2021 | 14 |  |  |  | 83.5318 | 1
| Zone | South of Lugo | 8 | Average Weekday | CAISO | 1-in-2 | 2021 | 15 |  |  |  | 84.9576 | 1
| Zone | South of Lugo | 8 | Average Weekday | CAISO | 1-in-2 | 2021 | 16 |  |  |  | 85.6107 | 1
| Zone | South of Lugo | 8 | Average Weekday | CAISO | 1-in-2 | 2021 | 17 |  |  |  | 85.8816 | 1
| Zone | South of Lugo | 8 | Average Weekday | CAISO | 1-in-2 | 2021 | 18 |  |  |  | 85.1098 | 1
| Zone | South of Lugo | 8 | Average Weekday | CAISO | 1-in-2 | 2021 | 19 |  |  |  | 83.4933 | 1
| Zone | South of Lugo | 8 | Average Weekday | CAISO | 1-in-2 | 2021 | 20 |  |  |  | 80.9206 | 1
| Zone | South of Lugo | 8 | Average Weekday | CAISO | 1-in-2 | 2021 | 21 |  |  |  | 77.1187 | 1
| Zone | South of Lugo | 8 | Average Weekday | CAISO | 1-in-2 | 2021 | 22 |  |  |  | 74.0969 | 1
| Zone | South of Lugo | 8 | Average Weekday | CAISO | 1-in-2 | 2021 | 23 |  |  |  | 72.2916 | 1
| Zone | South of Lugo | 8 | Average Weekday | CAISO | 1-in-2 | 2021 | 24 |  |  |  | 71.0937 | 1
| Zone | South of Lugo | 8 | Monthly System Peak Day | CAISO | 1-in-2 | 2021 | 1 |  |  |  | 78.7487 | 1
| Zone | South of Lugo | 8 | Monthly System Peak Day | CAISO | 1-in-2 | 2021 | 2 |  |  |  | 77.6487 | 1
| Zone | South of Lugo | 8 | Monthly System Peak Day | CAISO | 1-in-2 | 2021 | 3 |  |  |  | 77.0128 | 1
| Zone | South of Lugo | 8 | Monthly System Peak Day | CAISO | 1-in-2 | 2021 | 4 |  |  |  | 76.2513 | 1
| Zone | South of Lugo | 8 | Monthly System Peak Day | CAISO | 1-in-2 | 2021 | 5 |  |  |  | 75.8128 | 1
| Zone | South of Lugo | 8 | Monthly System Peak Day | CAISO | 1-in-2 | 2021 | 6 |  |  |  | 75.2931 | 1
| Zone | South of Lugo | 8 | Monthly System Peak Day | CAISO | 1-in-2 | 2021 | 7 |  |  |  | 74.9128 | 1
| Zone | South of Lugo | 8 | Monthly System Peak Day | CAISO | 1-in-2 | 2021 | 8 |  |  |  | 75.1326 | 1
| Zone | South of Lugo | 8 | Monthly System Peak Day | CAISO | 1-in-2 | 2021 | 9 |  |  |  | 77.1949 | 1
| Zone | South of Lugo | 8 | Monthly System Peak Day | CAISO | 1-in-2 | 2021 | 10 |  |  |  | 81.1641 | 1
| Zone | South of Lugo | 8 | Monthly System Peak Day | CAISO | 1-in-2 | 2021 | 11 |  |  |  | 85.3154 | 1
| Zone | South of Lugo | 8 | Monthly System Peak Day | CAISO | 1-in-2 | 2021 | 12 |  |  |  | 89.3128 | 1
| Zone | South of Lugo | 8 | Monthly System Peak Day | CAISO | 1-in-2 | 2021 | 13 |  |  |  | 91.9051 | 1
| Zone | South of Lugo | 8 | Monthly System Peak Day | CAISO | 1-in-2 | 2021 | 14 |  |  |  | 93.1897 | 1
| Zone | South of Lugo | 8 | Monthly System Peak Day | CAISO | 1-in-2 | 2021 | 15 |  |  |  | 93.4641 | 1
| Zone | South of Lugo | 8 | Monthly System Peak Day | CAISO | 1-in-2 | 2021 | 16 |  |  |  | 93.5282 | 1
| Zone | South of Lugo | 8 | Monthly System Peak Day | CAISO | 1-in-2 | 2021 | 17 |  |  |  | 92.5615 | 1
| Zone | South of Lugo | 8 | Monthly System Peak Day | CAISO | 1-in-2 | 2021 | 18 |  |  |  | 90.541 | 1
| Zone | South of Lugo | 8 | Monthly System Peak Day | CAISO | 1-in-2 | 2021 | 19 |  |  |  | 88.6821 | 1
| Zone | South of Lugo | 8 | Monthly System Peak Day | CAISO | 1-in-2 | 2021 | 20 |  |  |  | 86.7615 | 1
| Zone | South of Lugo | 8 | Monthly System Peak Day | CAISO | 1-in-2 | 2021 | 21 |  |  |  | 84.1462 | 1
| Zone | South of Lugo | 8 | Monthly System Peak Day | CAISO | 1-in-2 | 2021 | 22 |  |  |  | 81.8333 | 1
| Zone | South of Lugo | 8 | Monthly System Peak Day | CAISO | 1-in-2 | 2021 | 23 |  |  |  | 80.4154 | 1
| Zone | South of Lugo | 8 | Monthly System Peak Day | CAISO | 1-in-2 | 2021 | 24 |  |  |  | 79.2487 | 1
| Zone | South of Lugo | 8 | Typical Event Day | CAISO | 1-in-2 | 2021 | 1 |  |  |  | 74.2238 | 1
| Zone | South of Lugo | 8 | Typical Event Day | CAISO | 1-in-2 | 2021 | 2 |  |  |  | 73.184 | 1
| Zone | South of Lugo | 8 | Typical Event Day | CAISO | 1-in-2 | 2021 | 3 |  |  |  | 72.4304 | 1
| Zone | South of Lugo | 8 | Typical Event Day | CAISO | 1-in-2 | 2021 | 4 |  |  |  | 71.5521 | 1
| Zone | South of Lugo | 8 | Typical Event Day | CAISO | 1-in-2 | 2021 | 5 |  |  |  | 70.8571 | 1
| Zone | South of Lugo | 8 | Typical Event Day | CAISO | 1-in-2 | 2021 | 6 |  |  |  | 70.2894 | 1
| Zone | South of Lugo | 8 | Typical Event Day | CAISO | 1-in-2 | 2021 | 7 |  |  |  | 70.0895 | 1
| Zone | South of Lugo | 8 | Typical Event Day | CAISO | 1-in-2 | 2021 | 8 |  |  |  | 70.4164 | 1
| Zone | South of Lugo | 8 | Typical Event Day | CAISO | 1-in-2 | 2021 | 9 |  |  |  | 72.6402 | 1
| Zone | South of Lugo | 8 | Typical Event Day | CAISO | 1-in-2 | 2021 | 10 |  |  |  | 76.6185 | 1
| Zone | South of Lugo | 8 | Typical Event Day | CAISO | 1-in-2 | 2021 | 11 |  |  |  | 81.2406 | 1
| Zone | South of Lugo | 8 | Typical Event Day | CAISO | 1-in-2 | 2021 | 12 |  |  |  | 85.3671 | 1
| Zone | South of Lugo | 8 | Typical Event Day | CAISO | 1-in-2 | 2021 | 13 |  |  |  | 88.2251 | 1
| Zone | South of Lugo | 8 | Typical Event Day | CAISO | 1-in-2 | 2021 | 14 |  |  |  | 90.2212 | 1
| Zone | South of Lugo | 8 | Typical Event Day | CAISO | 1-in-2 | 2021 | 15 |  |  |  | 91.4083 | 1
| Zone | South of Lugo | 8 | Typical Event Day | CAISO | 1-in-2 | 2021 | 16 |  |  |  | 91.4955 | 1
| Zone | South of Lugo | 8 | Typical Event Day | CAISO | 1-in-2 | 2021 | 17 |  |  |  | 90.9699 | 1
| Zone | South of Lugo | 8 | Typical Event Day | CAISO | 1-in-2 | 2021 | 18 |  |  |  | 89.7058 | 1
| Zone | South of Lugo | 8 | Typical Event Day | CAISO | 1-in-2 | 2021 | 19 |  |  |  | 88.3058 | 1
| Zone | South of Lugo | 8 | Typical Event Day | CAISO | 1-in-2 | 2021 | 20 |  |  |  | 86.0937 | 1
| Zone | South of Lugo | 8 | Typical Event Day | CAISO | 1-in-2 | 2021 | 21 |  |  |  | 83.049 | 1
| Zone | South of Lugo | 8 | Typical Event Day | CAISO | 1-in-2 | 2021 | 22 |  |  |  | 80.1869 | 1
| Zone | South of Lugo | 8 | Typical Event Day | CAISO | 1-in-2 | 2021 | 23 |  |  |  | 77.9566 | 1
| Zone | South of Lugo | 8 | Typical Event Day | CAISO | 1-in-2 | 2021 | 24 |  |  |  | 76.2456 | 1
| Zone | South of Lugo | 9 | Average Weekday | CAISO | 1-in-2 | 2021 | 1 |  |  |  | 69.5297 | 1
| Zone | South of Lugo | 9 | Average Weekday | CAISO | 1-in-2 | 2021 | 2 |  |  |  | 68.7128 | 1
| Zone | South of Lugo | 9 | Average Weekday | CAISO | 1-in-2 | 2021 | 3 |  |  |  | 68.0113 | 1
| Zone | South of Lugo | 9 | Average Weekday | CAISO | 1-in-2 | 2021 | 4 |  |  |  | 67.4477 | 1
| Zone | South of Lugo | 9 | Average Weekday | CAISO | 1-in-2 | 2021 | 5 |  |  |  | 66.9649 | 1
| Zone | South of Lugo | 9 | Average Weekday | CAISO | 1-in-2 | 2021 | 6 |  |  |  | 66.4867 | 1
| Zone | South of Lugo | 9 | Average Weekday | CAISO | 1-in-2 | 2021 | 7 |  |  |  | 66.2234 | 1
| Zone | South of Lugo | 9 | Average Weekday | CAISO | 1-in-2 | 2021 | 8 |  |  |  | 66.147 | 1
| Zone | South of Lugo | 9 | Average Weekday | CAISO | 1-in-2 | 2021 | 9 |  |  |  | 67.2565 | 1
| Zone | South of Lugo | 9 | Average Weekday | CAISO | 1-in-2 | 2021 | 10 |  |  |  | 69.9201 | 1
| Zone | South of Lugo | 9 | Average Weekday | CAISO | 1-in-2 | 2021 | 11 |  |  |  | 73.3148 | 1
| Zone | South of Lugo | 9 | Average Weekday | CAISO | 1-in-2 | 2021 | 12 |  |  |  | 76.8477 | 1
| Zone | South of Lugo | 9 | Average Weekday | CAISO | 1-in-2 | 2021 | 13 |  |  |  | 79.9092 | 1
| Zone | South of Lugo | 9 | Average Weekday | CAISO | 1-in-2 | 2021 | 14 |  |  |  | 82.0878 | 1
| Zone | South of Lugo | 9 | Average Weekday | CAISO | 1-in-2 | 2021 | 15 |  |  |  | 83.2611 | 1
| Zone | South of Lugo | 9 | Average Weekday | CAISO | 1-in-2 | 2021 | 16 |  |  |  | 83.7561 | 1
| Zone | South of Lugo | 9 | Average Weekday | CAISO | 1-in-2 | 2021 | 17 |  |  |  | 83.5744 | 1
| Zone | South of Lugo | 9 | Average Weekday | CAISO | 1-in-2 | 2021 | 18 |  |  |  | 82.541 | 1
| Zone | South of Lugo | 9 | Average Weekday | CAISO | 1-in-2 | 2021 | 19 |  |  |  | 80.6685 | 1
| Zone | South of Lugo | 9 | Average Weekday | CAISO | 1-in-2 | 2021 | 20 |  |  |  | 77.7379 | 1
| Zone | South of Lugo | 9 | Average Weekday | CAISO | 1-in-2 | 2021 | 21 |  |  |  | 74.6711 | 1
| Zone | South of Lugo | 9 | Average Weekday | CAISO | 1-in-2 | 2021 | 22 |  |  |  | 72.7849 | 1
| Zone | South of Lugo | 9 | Average Weekday | CAISO | 1-in-2 | 2021 | 23 |  |  |  | 71.4589 | 1
| Zone | South of Lugo | 9 | Average Weekday | CAISO | 1-in-2 | 2021 | 24 |  |  |  | 70.3249 | 1
| Zone | South of Lugo | 9 | Monthly System Peak Day | CAISO | 1-in-2 | 2021 | 1 |  |  |  | 79.7279 | 1
| Zone | South of Lugo | 9 | Monthly System Peak Day | CAISO | 1-in-2 | 2021 | 2 |  |  |  | 78.26 | 1
| Zone | South of Lugo | 9 | Monthly System Peak Day | CAISO | 1-in-2 | 2021 | 3 |  |  |  | 77.3103 | 1
| Zone | South of Lugo | 9 | Monthly System Peak Day | CAISO | 1-in-2 | 2021 | 4 |  |  |  | 76.1223 | 1
| Zone | South of Lugo | 9 | Monthly System Peak Day | CAISO | 1-in-2 | 2021 | 5 |  |  |  | 75.3567 | 1
| Zone | South of Lugo | 9 | Monthly System Peak Day | CAISO | 1-in-2 | 2021 | 6 |  |  |  | 74.6564 | 1
| Zone | South of Lugo | 9 | Monthly System Peak Day | CAISO | 1-in-2 | 2021 | 7 |  |  |  | 74.9015 | 1
| Zone | South of Lugo | 9 | Monthly System Peak Day | CAISO | 1-in-2 | 2021 | 8 |  |  |  | 75.1818 | 1
| Zone | South of Lugo | 9 | Monthly System Peak Day | CAISO | 1-in-2 | 2021 | 9 |  |  |  | 76.8754 | 1
| Zone | South of Lugo | 9 | Monthly System Peak Day | CAISO | 1-in-2 | 2021 | 10 |  |  |  | 81.5795 | 1
| Zone | South of Lugo | 9 | Monthly System Peak Day | CAISO | 1-in-2 | 2021 | 11 |  |  |  | 88 | 1
| Zone | South of Lugo | 9 | Monthly System Peak Day | CAISO | 1-in-2 | 2021 | 12 |  |  |  | 92.8974 | 1
| Zone | South of Lugo | 9 | Monthly System Peak Day | CAISO | 1-in-2 | 2021 | 13 |  |  |  | 95.8 | 1
| Zone | South of Lugo | 9 | Monthly System Peak Day | CAISO | 1-in-2 | 2021 | 14 |  |  |  | 97.6026 | 1
| Zone | South of Lugo | 9 | Monthly System Peak Day | CAISO | 1-in-2 | 2021 | 15 |  |  |  | 98.0487 | 1
| Zone | South of Lugo | 9 | Monthly System Peak Day | CAISO | 1-in-2 | 2021 | 16 |  |  |  | 96.918 | 1
| Zone | South of Lugo | 9 | Monthly System Peak Day | CAISO | 1-in-2 | 2021 | 17 |  |  |  | 95.6487 | 1
| Zone | South of Lugo | 9 | Monthly System Peak Day | CAISO | 1-in-2 | 2021 | 18 |  |  |  | 93.8744 | 1
| Zone | South of Lugo | 9 | Monthly System Peak Day | CAISO | 1-in-2 | 2021 | 19 |  |  |  | 93.2077 | 1
| Zone | South of Lugo | 9 | Monthly System Peak Day | CAISO | 1-in-2 | 2021 | 20 |  |  |  | 91.5256 | 1
| Zone | South of Lugo | 9 | Monthly System Peak Day | CAISO | 1-in-2 | 2021 | 21 |  |  |  | 88.7154 | 1
| Zone | South of Lugo | 9 | Monthly System Peak Day | CAISO | 1-in-2 | 2021 | 22 |  |  |  | 86.8 | 1
| Zone | South of Lugo | 9 | Monthly System Peak Day | CAISO | 1-in-2 | 2021 | 23 |  |  |  | 84.5641 | 1
| Zone | South of Lugo | 9 | Monthly System Peak Day | CAISO | 1-in-2 | 2021 | 24 |  |  |  | 82.3795 | 1
| Zone | South of Lugo | 10 | Average Weekday | CAISO | 1-in-2 | 2021 | 1 |  |  |  | 64.658 | 1
| Zone | South of Lugo | 10 | Average Weekday | CAISO | 1-in-2 | 2021 | 2 |  |  |  | 63.8062 | 1
| Zone | South of Lugo | 10 | Average Weekday | CAISO | 1-in-2 | 2021 | 3 |  |  |  | 62.9019 | 1
| Zone | South of Lugo | 10 | Average Weekday | CAISO | 1-in-2 | 2021 | 4 |  |  |  | 62.2469 | 1
| Zone | South of Lugo | 10 | Average Weekday | CAISO | 1-in-2 | 2021 | 5 |  |  |  | 61.6376 | 1
| Zone | South of Lugo | 10 | Average Weekday | CAISO | 1-in-2 | 2021 | 6 |  |  |  | 61.2473 | 1
| Zone | South of Lugo | 10 | Average Weekday | CAISO | 1-in-2 | 2021 | 7 |  |  |  | 60.9326 | 1
| Zone | South of Lugo | 10 | Average Weekday | CAISO | 1-in-2 | 2021 | 8 |  |  |  | 60.7842 | 1
| Zone | South of Lugo | 10 | Average Weekday | CAISO | 1-in-2 | 2021 | 9 |  |  |  | 61.3719 | 1
| Zone | South of Lugo | 10 | Average Weekday | CAISO | 1-in-2 | 2021 | 10 |  |  |  | 63.9419 | 1
| Zone | South of Lugo | 10 | Average Weekday | CAISO | 1-in-2 | 2021 | 11 |  |  |  | 67.2273 | 1
| Zone | South of Lugo | 10 | Average Weekday | CAISO | 1-in-2 | 2021 | 12 |  |  |  | 70.4369 | 1
| Zone | South of Lugo | 10 | Average Weekday | CAISO | 1-in-2 | 2021 | 13 |  |  |  | 73.1782 | 1
| Zone | South of Lugo | 10 | Average Weekday | CAISO | 1-in-2 | 2021 | 14 |  |  |  | 75.1897 | 1
| Zone | South of Lugo | 10 | Average Weekday | CAISO | 1-in-2 | 2021 | 15 |  |  |  | 76.6368 | 1
| Zone | South of Lugo | 10 | Average Weekday | CAISO | 1-in-2 | 2021 | 16 |  |  |  | 77.4598 | 1
| Zone | South of Lugo | 10 | Average Weekday | CAISO | 1-in-2 | 2021 | 17 |  |  |  | 77.3466 | 1
| Zone | South of Lugo | 10 | Average Weekday | CAISO | 1-in-2 | 2021 | 18 |  |  |  | 76.4242 | 1
| Zone | South of Lugo | 10 | Average Weekday | CAISO | 1-in-2 | 2021 | 19 |  |  |  | 74.5143 | 1
| Zone | South of Lugo | 10 | Average Weekday | CAISO | 1-in-2 | 2021 | 20 |  |  |  | 71.5232 | 1
| Zone | South of Lugo | 10 | Average Weekday | CAISO | 1-in-2 | 2021 | 21 |  |  |  | 69.4376 | 1
| Zone | South of Lugo | 10 | Average Weekday | CAISO | 1-in-2 | 2021 | 22 |  |  |  | 67.9225 | 1
| Zone | South of Lugo | 10 | Average Weekday | CAISO | 1-in-2 | 2021 | 23 |  |  |  | 66.6274 | 1
| Zone | South of Lugo | 10 | Average Weekday | CAISO | 1-in-2 | 2021 | 24 |  |  |  | 65.4949 | 1
| Zone | South of Lugo | 10 | Monthly System Peak Day | CAISO | 1-in-2 | 2021 | 1 |  |  |  | 74.9769 | 1
| Zone | South of Lugo | 10 | Monthly System Peak Day | CAISO | 1-in-2 | 2021 | 2 |  |  |  | 73.8469 | 1
| Zone | South of Lugo | 10 | Monthly System Peak Day | CAISO | 1-in-2 | 2021 | 3 |  |  |  | 72.4622 | 1
| Zone | South of Lugo | 10 | Monthly System Peak Day | CAISO | 1-in-2 | 2021 | 4 |  |  |  | 70.9661 | 1
| Zone | South of Lugo | 10 | Monthly System Peak Day | CAISO | 1-in-2 | 2021 | 5 |  |  |  | 69.9036 | 1
| Zone | South of Lugo | 10 | Monthly System Peak Day | CAISO | 1-in-2 | 2021 | 6 |  |  |  | 69.4283 | 1
| Zone | South of Lugo | 10 | Monthly System Peak Day | CAISO | 1-in-2 | 2021 | 7 |  |  |  | 69.1028 | 1
| Zone | South of Lugo | 10 | Monthly System Peak Day | CAISO | 1-in-2 | 2021 | 8 |  |  |  | 68.4244 | 1
| Zone | South of Lugo | 10 | Monthly System Peak Day | CAISO | 1-in-2 | 2021 | 9 |  |  |  | 69.4117 | 1
| Zone | South of Lugo | 10 | Monthly System Peak Day | CAISO | 1-in-2 | 2021 | 10 |  |  |  | 73.025 | 1
| Zone | South of Lugo | 10 | Monthly System Peak Day | CAISO | 1-in-2 | 2021 | 11 |  |  |  | 77.7472 | 1
| Zone | South of Lugo | 10 | Monthly System Peak Day | CAISO | 1-in-2 | 2021 | 12 |  |  |  | 82.5139 | 1
| Zone | South of Lugo | 10 | Monthly System Peak Day | CAISO | 1-in-2 | 2021 | 13 |  |  |  | 86.0528 | 1
| Zone | South of Lugo | 10 | Monthly System Peak Day | CAISO | 1-in-2 | 2021 | 14 |  |  |  | 88.1917 | 1
| Zone | South of Lugo | 10 | Monthly System Peak Day | CAISO | 1-in-2 | 2021 | 15 |  |  |  | 88.6806 | 1
| Zone | South of Lugo | 10 | Monthly System Peak Day | CAISO | 1-in-2 | 2021 | 16 |  |  |  | 88.8 | 1
| Zone | South of Lugo | 10 | Monthly System Peak Day | CAISO | 1-in-2 | 2021 | 17 |  |  |  | 88.0417 | 1
| Zone | South of Lugo | 10 | Monthly System Peak Day | CAISO | 1-in-2 | 2021 | 18 |  |  |  | 87.2611 | 1
| Zone | South of Lugo | 10 | Monthly System Peak Day | CAISO | 1-in-2 | 2021 | 19 |  |  |  | 85.3628 | 1
| Zone | South of Lugo | 10 | Monthly System Peak Day | CAISO | 1-in-2 | 2021 | 20 |  |  |  | 82.2675 | 1
| Zone | South of Lugo | 10 | Monthly System Peak Day | CAISO | 1-in-2 | 2021 | 21 |  |  |  | 79.4689 | 1
| Zone | South of Lugo | 10 | Monthly System Peak Day | CAISO | 1-in-2 | 2021 | 22 |  |  |  | 77.5472 | 1
| Zone | South of Lugo | 10 | Monthly System Peak Day | CAISO | 1-in-2 | 2021 | 23 |  |  |  | 75.9456 | 1
| Zone | South of Lugo | 10 | Monthly System Peak Day | CAISO | 1-in-2 | 2021 | 24 |  |  |  | 74.4658 | 1
| Zone | South of Lugo | 11 | Average Weekday | CAISO | 1-in-2 | 2021 | 1 |  |  |  | 57.3766 | 1
| Zone | South of Lugo | 11 | Average Weekday | CAISO | 1-in-2 | 2021 | 2 |  |  |  | 56.6196 | 1
| Zone | South of Lugo | 11 | Average Weekday | CAISO | 1-in-2 | 2021 | 3 |  |  |  | 55.8667 | 1
| Zone | South of Lugo | 11 | Average Weekday | CAISO | 1-in-2 | 2021 | 4 |  |  |  | 55.1855 | 1
| Zone | South of Lugo | 11 | Average Weekday | CAISO | 1-in-2 | 2021 | 5 |  |  |  | 54.6693 | 1
| Zone | South of Lugo | 11 | Average Weekday | CAISO | 1-in-2 | 2021 | 6 |  |  |  | 54.1856 | 1
| Zone | South of Lugo | 11 | Average Weekday | CAISO | 1-in-2 | 2021 | 7 |  |  |  | 54.014 | 1
| Zone | South of Lugo | 11 | Average Weekday | CAISO | 1-in-2 | 2021 | 8 |  |  |  | 53.9417 | 1
| Zone | South of Lugo | 11 | Average Weekday | CAISO | 1-in-2 | 2021 | 9 |  |  |  | 55.5116 | 1
| Zone | South of Lugo | 11 | Average Weekday | CAISO | 1-in-2 | 2021 | 10 |  |  |  | 58.5353 | 1
| Zone | South of Lugo | 11 | Average Weekday | CAISO | 1-in-2 | 2021 | 11 |  |  |  | 62.1631 | 1
| Zone | South of Lugo | 11 | Average Weekday | CAISO | 1-in-2 | 2021 | 12 |  |  |  | 65.3752 | 1
| Zone | South of Lugo | 11 | Average Weekday | CAISO | 1-in-2 | 2021 | 13 |  |  |  | 67.8009 | 1
| Zone | South of Lugo | 11 | Average Weekday | CAISO | 1-in-2 | 2021 | 14 |  |  |  | 69.3357 | 1
| Zone | South of Lugo | 11 | Average Weekday | CAISO | 1-in-2 | 2021 | 15 |  |  |  | 70.1111 | 1
| Zone | South of Lugo | 11 | Average Weekday | CAISO | 1-in-2 | 2021 | 16 |  |  |  | 70.1077 | 1
| Zone | South of Lugo | 11 | Average Weekday | CAISO | 1-in-2 | 2021 | 17 |  |  |  | 69.1869 | 1
| Zone | South of Lugo | 11 | Average Weekday | CAISO | 1-in-2 | 2021 | 18 |  |  |  | 67.091 | 1
| Zone | South of Lugo | 11 | Average Weekday | CAISO | 1-in-2 | 2021 | 19 |  |  |  | 64.7038 | 1
| Zone | South of Lugo | 11 | Average Weekday | CAISO | 1-in-2 | 2021 | 20 |  |  |  | 62.8628 | 1
| Zone | South of Lugo | 11 | Average Weekday | CAISO | 1-in-2 | 2021 | 21 |  |  |  | 61.4347 | 1
| Zone | South of Lugo | 11 | Average Weekday | CAISO | 1-in-2 | 2021 | 22 |  |  |  | 60.1706 | 1
| Zone | South of Lugo | 11 | Average Weekday | CAISO | 1-in-2 | 2021 | 23 |  |  |  | 59.0939 | 1
| Zone | South of Lugo | 11 | Average Weekday | CAISO | 1-in-2 | 2021 | 24 |  |  |  | 58.1829 | 1
| Zone | South of Lugo | 11 | Monthly System Peak Day | CAISO | 1-in-2 | 2021 | 1 |  |  |  | 59.1525 | 1
| Zone | South of Lugo | 11 | Monthly System Peak Day | CAISO | 1-in-2 | 2021 | 2 |  |  |  | 57.8128 | 1
| Zone | South of Lugo | 11 | Monthly System Peak Day | CAISO | 1-in-2 | 2021 | 3 |  |  |  | 56.5017 | 1
| Zone | South of Lugo | 11 | Monthly System Peak Day | CAISO | 1-in-2 | 2021 | 4 |  |  |  | 55.7769 | 1
| Zone | South of Lugo | 11 | Monthly System Peak Day | CAISO | 1-in-2 | 2021 | 5 |  |  |  | 54.8683 | 1
| Zone | South of Lugo | 11 | Monthly System Peak Day | CAISO | 1-in-2 | 2021 | 6 |  |  |  | 54.3533 | 1
| Zone | South of Lugo | 11 | Monthly System Peak Day | CAISO | 1-in-2 | 2021 | 7 |  |  |  | 53.6728 | 1
| Zone | South of Lugo | 11 | Monthly System Peak Day | CAISO | 1-in-2 | 2021 | 8 |  |  |  | 53.8197 | 1
| Zone | South of Lugo | 11 | Monthly System Peak Day | CAISO | 1-in-2 | 2021 | 9 |  |  |  | 57.4122 | 1
| Zone | South of Lugo | 11 | Monthly System Peak Day | CAISO | 1-in-2 | 2021 | 10 |  |  |  | 63.5833 | 1
| Zone | South of Lugo | 11 | Monthly System Peak Day | CAISO | 1-in-2 | 2021 | 11 |  |  |  | 69.7231 | 1
| Zone | South of Lugo | 11 | Monthly System Peak Day | CAISO | 1-in-2 | 2021 | 12 |  |  |  | 74.4992 | 1
| Zone | South of Lugo | 11 | Monthly System Peak Day | CAISO | 1-in-2 | 2021 | 13 |  |  |  | 77.7969 | 1
| Zone | South of Lugo | 11 | Monthly System Peak Day | CAISO | 1-in-2 | 2021 | 14 |  |  |  | 79.5986 | 1
| Zone | South of Lugo | 11 | Monthly System Peak Day | CAISO | 1-in-2 | 2021 | 15 |  |  |  | 80.5519 | 1
| Zone | South of Lugo | 11 | Monthly System Peak Day | CAISO | 1-in-2 | 2021 | 16 |  |  |  | 80.1353 | 1
| Zone | South of Lugo | 11 | Monthly System Peak Day | CAISO | 1-in-2 | 2021 | 17 |  |  |  | 78.8542 | 1
| Zone | South of Lugo | 11 | Monthly System Peak Day | CAISO | 1-in-2 | 2021 | 18 |  |  |  | 75.4964 | 1
| Zone | South of Lugo | 11 | Monthly System Peak Day | CAISO | 1-in-2 | 2021 | 19 |  |  |  | 71.8994 | 1
| Zone | South of Lugo | 11 | Monthly System Peak Day | CAISO | 1-in-2 | 2021 | 20 |  |  |  | 70.0583 | 1
| Zone | South of Lugo | 11 | Monthly System Peak Day | CAISO | 1-in-2 | 2021 | 21 |  |  |  | 67.8533 | 1
| Zone | South of Lugo | 11 | Monthly System Peak Day | CAISO | 1-in-2 | 2021 | 22 |  |  |  | 66.1669 | 1
| Zone | South of Lugo | 11 | Monthly System Peak Day | CAISO | 1-in-2 | 2021 | 23 |  |  |  | 63.8694 | 1
| Zone | South of Lugo | 11 | Monthly System Peak Day | CAISO | 1-in-2 | 2021 | 24 |  |  |  | 62.2781 | 1
| Zone | South of Lugo | 12 | Average Weekday | CAISO | 1-in-2 | 2021 | 1 |  |  |  | 50.4388 | 1
| Zone | South of Lugo | 12 | Average Weekday | CAISO | 1-in-2 | 2021 | 2 |  |  |  | 49.7017 | 1
| Zone | South of Lugo | 12 | Average Weekday | CAISO | 1-in-2 | 2021 | 3 |  |  |  | 49.1639 | 1
| Zone | South of Lugo | 12 | Average Weekday | CAISO | 1-in-2 | 2021 | 4 |  |  |  | 48.6896 | 1
| Zone | South of Lugo | 12 | Average Weekday | CAISO | 1-in-2 | 2021 | 5 |  |  |  | 48.2306 | 1
| Zone | South of Lugo | 12 | Average Weekday | CAISO | 1-in-2 | 2021 | 6 |  |  |  | 47.7785 | 1
| Zone | South of Lugo | 12 | Average Weekday | CAISO | 1-in-2 | 2021 | 7 |  |  |  | 47.4745 | 1
| Zone | South of Lugo | 12 | Average Weekday | CAISO | 1-in-2 | 2021 | 8 |  |  |  | 47.3875 | 1
| Zone | South of Lugo | 12 | Average Weekday | CAISO | 1-in-2 | 2021 | 9 |  |  |  | 48.3394 | 1
| Zone | South of Lugo | 12 | Average Weekday | CAISO | 1-in-2 | 2021 | 10 |  |  |  | 51.1662 | 1
| Zone | South of Lugo | 12 | Average Weekday | CAISO | 1-in-2 | 2021 | 11 |  |  |  | 54.5043 | 1
| Zone | South of Lugo | 12 | Average Weekday | CAISO | 1-in-2 | 2021 | 12 |  |  |  | 57.461 | 1
| Zone | South of Lugo | 12 | Average Weekday | CAISO | 1-in-2 | 2021 | 13 |  |  |  | 59.6531 | 1
| Zone | South of Lugo | 12 | Average Weekday | CAISO | 1-in-2 | 2021 | 14 |  |  |  | 61.1534 | 1
| Zone | South of Lugo | 12 | Average Weekday | CAISO | 1-in-2 | 2021 | 15 |  |  |  | 62.041 | 1
| Zone | South of Lugo | 12 | Average Weekday | CAISO | 1-in-2 | 2021 | 16 |  |  |  | 62.1144 | 1
| Zone | South of Lugo | 12 | Average Weekday | CAISO | 1-in-2 | 2021 | 17 |  |  |  | 61.3113 | 1
| Zone | South of Lugo | 12 | Average Weekday | CAISO | 1-in-2 | 2021 | 18 |  |  |  | 59.3422 | 1
| Zone | South of Lugo | 12 | Average Weekday | CAISO | 1-in-2 | 2021 | 19 |  |  |  | 57.1749 | 1
| Zone | South of Lugo | 12 | Average Weekday | CAISO | 1-in-2 | 2021 | 20 |  |  |  | 55.6378 | 1
| Zone | South of Lugo | 12 | Average Weekday | CAISO | 1-in-2 | 2021 | 21 |  |  |  | 54.2734 | 1
| Zone | South of Lugo | 12 | Average Weekday | CAISO | 1-in-2 | 2021 | 22 |  |  |  | 53.1359 | 1
| Zone | South of Lugo | 12 | Average Weekday | CAISO | 1-in-2 | 2021 | 23 |  |  |  | 52.0297 | 1
| Zone | South of Lugo | 12 | Average Weekday | CAISO | 1-in-2 | 2021 | 24 |  |  |  | 51.0762 | 1
| Zone | South of Lugo | 12 | Monthly System Peak Day | CAISO | 1-in-2 | 2021 | 1 |  |  |  | 51.4364 | 1
| Zone | South of Lugo | 12 | Monthly System Peak Day | CAISO | 1-in-2 | 2021 | 2 |  |  |  | 50.2519 | 1
| Zone | South of Lugo | 12 | Monthly System Peak Day | CAISO | 1-in-2 | 2021 | 3 |  |  |  | 49.8097 | 1
| Zone | South of Lugo | 12 | Monthly System Peak Day | CAISO | 1-in-2 | 2021 | 4 |  |  |  | 49.2989 | 1
| Zone | South of Lugo | 12 | Monthly System Peak Day | CAISO | 1-in-2 | 2021 | 5 |  |  |  | 48.9467 | 1
| Zone | South of Lugo | 12 | Monthly System Peak Day | CAISO | 1-in-2 | 2021 | 6 |  |  |  | 48.8219 | 1
| Zone | South of Lugo | 12 | Monthly System Peak Day | CAISO | 1-in-2 | 2021 | 7 |  |  |  | 48.4769 | 1
| Zone | South of Lugo | 12 | Monthly System Peak Day | CAISO | 1-in-2 | 2021 | 8 |  |  |  | 48.185 | 1
| Zone | South of Lugo | 12 | Monthly System Peak Day | CAISO | 1-in-2 | 2021 | 9 |  |  |  | 49.0417 | 1
| Zone | South of Lugo | 12 | Monthly System Peak Day | CAISO | 1-in-2 | 2021 | 10 |  |  |  | 52.4083 | 1
| Zone | South of Lugo | 12 | Monthly System Peak Day | CAISO | 1-in-2 | 2021 | 11 |  |  |  | 56.6939 | 1
| Zone | South of Lugo | 12 | Monthly System Peak Day | CAISO | 1-in-2 | 2021 | 12 |  |  |  | 60.3886 | 1
| Zone | South of Lugo | 12 | Monthly System Peak Day | CAISO | 1-in-2 | 2021 | 13 |  |  |  | 63.5369 | 1
| Zone | South of Lugo | 12 | Monthly System Peak Day | CAISO | 1-in-2 | 2021 | 14 |  |  |  | 65.1936 | 1
| Zone | South of Lugo | 12 | Monthly System Peak Day | CAISO | 1-in-2 | 2021 | 15 |  |  |  | 65.415 | 1
| Zone | South of Lugo | 12 | Monthly System Peak Day | CAISO | 1-in-2 | 2021 | 16 |  |  |  | 65.12 | 1
| Zone | South of Lugo | 12 | Monthly System Peak Day | CAISO | 1-in-2 | 2021 | 17 |  |  |  | 64.1567 | 1
| Zone | South of Lugo | 12 | Monthly System Peak Day | CAISO | 1-in-2 | 2021 | 18 |  |  |  | 61.6131 | 1
| Zone | South of Lugo | 12 | Monthly System Peak Day | CAISO | 1-in-2 | 2021 | 19 |  |  |  | 59.6925 | 1
| Zone | South of Lugo | 12 | Monthly System Peak Day | CAISO | 1-in-2 | 2021 | 20 |  |  |  | 58.0142 | 1
| Zone | South of Lugo | 12 | Monthly System Peak Day | CAISO | 1-in-2 | 2021 | 21 |  |  |  | 56.57 | 1
| Zone | South of Lugo | 12 | Monthly System Peak Day | CAISO | 1-in-2 | 2021 | 22 |  |  |  | 54.6525 | 1
| Zone | South of Lugo | 12 | Monthly System Peak Day | CAISO | 1-in-2 | 2021 | 23 |  |  |  | 53.4592 | 1
| Zone | South of Lugo | 12 | Monthly System Peak Day | CAISO | 1-in-2 | 2021 | 24 |  |  |  | 52.2789 | 1
| Zone | South of Lugo | 1 | Average Weekday | CAISO | 1-in-2 | 2022 | 1 |  |  |  | 54.2996 | 1
| Zone | South of Lugo | 1 | Average Weekday | CAISO | 1-in-2 | 2022 | 2 |  |  |  | 53.4933 | 1
| Zone | South of Lugo | 1 | Average Weekday | CAISO | 1-in-2 | 2022 | 3 |  |  |  | 52.8647 | 1
| Zone | South of Lugo | 1 | Average Weekday | CAISO | 1-in-2 | 2022 | 4 |  |  |  | 52.509 | 1
| Zone | South of Lugo | 1 | Average Weekday | CAISO | 1-in-2 | 2022 | 5 |  |  |  | 51.888 | 1
| Zone | South of Lugo | 1 | Average Weekday | CAISO | 1-in-2 | 2022 | 6 |  |  |  | 51.4582 | 1
| Zone | South of Lugo | 1 | Average Weekday | CAISO | 1-in-2 | 2022 | 7 |  |  |  | 51.3033 | 1
| Zone | South of Lugo | 1 | Average Weekday | CAISO | 1-in-2 | 2022 | 8 |  |  |  | 51.2305 | 1
| Zone | South of Lugo | 1 | Average Weekday | CAISO | 1-in-2 | 2022 | 9 |  |  |  | 51.8768 | 1
| Zone | South of Lugo | 1 | Average Weekday | CAISO | 1-in-2 | 2022 | 10 |  |  |  | 54.8698 | 1
| Zone | South of Lugo | 1 | Average Weekday | CAISO | 1-in-2 | 2022 | 11 |  |  |  | 58.6824 | 1
| Zone | South of Lugo | 1 | Average Weekday | CAISO | 1-in-2 | 2022 | 12 |  |  |  | 62.0233 | 1
| Zone | South of Lugo | 1 | Average Weekday | CAISO | 1-in-2 | 2022 | 13 |  |  |  | 64.7517 | 1
| Zone | South of Lugo | 1 | Average Weekday | CAISO | 1-in-2 | 2022 | 14 |  |  |  | 66.609 | 1
| Zone | South of Lugo | 1 | Average Weekday | CAISO | 1-in-2 | 2022 | 15 |  |  |  | 67.6135 | 1
| Zone | South of Lugo | 1 | Average Weekday | CAISO | 1-in-2 | 2022 | 16 |  |  |  | 67.9239 | 1
| Zone | South of Lugo | 1 | Average Weekday | CAISO | 1-in-2 | 2022 | 17 |  |  |  | 67.218 | 1
| Zone | South of Lugo | 1 | Average Weekday | CAISO | 1-in-2 | 2022 | 18 |  |  |  | 65.4439 | 1
| Zone | South of Lugo | 1 | Average Weekday | CAISO | 1-in-2 | 2022 | 19 |  |  |  | 62.7515 | 1
| Zone | South of Lugo | 1 | Average Weekday | CAISO | 1-in-2 | 2022 | 20 |  |  |  | 60.8664 | 1
| Zone | South of Lugo | 1 | Average Weekday | CAISO | 1-in-2 | 2022 | 21 |  |  |  | 59.4075 | 1
| Zone | South of Lugo | 1 | Average Weekday | CAISO | 1-in-2 | 2022 | 22 |  |  |  | 58.0478 | 1
| Zone | South of Lugo | 1 | Average Weekday | CAISO | 1-in-2 | 2022 | 23 |  |  |  | 56.725 | 1
| Zone | South of Lugo | 1 | Average Weekday | CAISO | 1-in-2 | 2022 | 24 |  |  |  | 55.5245 | 1
| Zone | South of Lugo | 1 | Monthly System Peak Day | CAISO | 1-in-2 | 2022 | 1 |  |  |  | 49.9694 | 1
| Zone | South of Lugo | 1 | Monthly System Peak Day | CAISO | 1-in-2 | 2022 | 2 |  |  |  | 49.1283 | 1
| Zone | South of Lugo | 1 | Monthly System Peak Day | CAISO | 1-in-2 | 2022 | 3 |  |  |  | 48.2514 | 1
| Zone | South of Lugo | 1 | Monthly System Peak Day | CAISO | 1-in-2 | 2022 | 4 |  |  |  | 47.3314 | 1
| Zone | South of Lugo | 1 | Monthly System Peak Day | CAISO | 1-in-2 | 2022 | 5 |  |  |  | 46.8064 | 1
| Zone | South of Lugo | 1 | Monthly System Peak Day | CAISO | 1-in-2 | 2022 | 6 |  |  |  | 46.4111 | 1
| Zone | South of Lugo | 1 | Monthly System Peak Day | CAISO | 1-in-2 | 2022 | 7 |  |  |  | 46.005 | 1
| Zone | South of Lugo | 1 | Monthly System Peak Day | CAISO | 1-in-2 | 2022 | 8 |  |  |  | 45.7428 | 1
| Zone | South of Lugo | 1 | Monthly System Peak Day | CAISO | 1-in-2 | 2022 | 9 |  |  |  | 46.7314 | 1
| Zone | South of Lugo | 1 | Monthly System Peak Day | CAISO | 1-in-2 | 2022 | 10 |  |  |  | 49.5278 | 1
| Zone | South of Lugo | 1 | Monthly System Peak Day | CAISO | 1-in-2 | 2022 | 11 |  |  |  | 53.0378 | 1
| Zone | South of Lugo | 1 | Monthly System Peak Day | CAISO | 1-in-2 | 2022 | 12 |  |  |  | 55.56 | 1
| Zone | South of Lugo | 1 | Monthly System Peak Day | CAISO | 1-in-2 | 2022 | 13 |  |  |  | 57.2756 | 1
| Zone | South of Lugo | 1 | Monthly System Peak Day | CAISO | 1-in-2 | 2022 | 14 |  |  |  | 58.14 | 1
| Zone | South of Lugo | 1 | Monthly System Peak Day | CAISO | 1-in-2 | 2022 | 15 |  |  |  | 59.0661 | 1
| Zone | South of Lugo | 1 | Monthly System Peak Day | CAISO | 1-in-2 | 2022 | 16 |  |  |  | 58.9131 | 1
| Zone | South of Lugo | 1 | Monthly System Peak Day | CAISO | 1-in-2 | 2022 | 17 |  |  |  | 57.9606 | 1
| Zone | South of Lugo | 1 | Monthly System Peak Day | CAISO | 1-in-2 | 2022 | 18 |  |  |  | 56.3247 | 1
| Zone | South of Lugo | 1 | Monthly System Peak Day | CAISO | 1-in-2 | 2022 | 19 |  |  |  | 55.1306 | 1
| Zone | South of Lugo | 1 | Monthly System Peak Day | CAISO | 1-in-2 | 2022 | 20 |  |  |  | 54.0664 | 1
| Zone | South of Lugo | 1 | Monthly System Peak Day | CAISO | 1-in-2 | 2022 | 21 |  |  |  | 52.8489 | 1
| Zone | South of Lugo | 1 | Monthly System Peak Day | CAISO | 1-in-2 | 2022 | 22 |  |  |  | 51.9478 | 1
| Zone | South of Lugo | 1 | Monthly System Peak Day | CAISO | 1-in-2 | 2022 | 23 |  |  |  | 50.8631 | 1
| Zone | South of Lugo | 1 | Monthly System Peak Day | CAISO | 1-in-2 | 2022 | 24 |  |  |  | 50.0019 | 1
| Zone | South of Lugo | 2 | Average Weekday | CAISO | 1-in-2 | 2022 | 1 |  |  |  | 54.9585 | 1
| Zone | South of Lugo | 2 | Average Weekday | CAISO | 1-in-2 | 2022 | 2 |  |  |  | 54.0444 | 1
| Zone | South of Lugo | 2 | Average Weekday | CAISO | 1-in-2 | 2022 | 3 |  |  |  | 53.2981 | 1
| Zone | South of Lugo | 2 | Average Weekday | CAISO | 1-in-2 | 2022 | 4 |  |  |  | 52.4177 | 1
| Zone | South of Lugo | 2 | Average Weekday | CAISO | 1-in-2 | 2022 | 5 |  |  |  | 51.7822 | 1
| Zone | South of Lugo | 2 | Average Weekday | CAISO | 1-in-2 | 2022 | 6 |  |  |  | 51.1989 | 1
| Zone | South of Lugo | 2 | Average Weekday | CAISO | 1-in-2 | 2022 | 7 |  |  |  | 50.8834 | 1
| Zone | South of Lugo | 2 | Average Weekday | CAISO | 1-in-2 | 2022 | 8 |  |  |  | 50.7149 | 1
| Zone | South of Lugo | 2 | Average Weekday | CAISO | 1-in-2 | 2022 | 9 |  |  |  | 52.3662 | 1
| Zone | South of Lugo | 2 | Average Weekday | CAISO | 1-in-2 | 2022 | 10 |  |  |  | 55.9543 | 1
| Zone | South of Lugo | 2 | Average Weekday | CAISO | 1-in-2 | 2022 | 11 |  |  |  | 59.7329 | 1
| Zone | South of Lugo | 2 | Average Weekday | CAISO | 1-in-2 | 2022 | 12 |  |  |  | 62.8562 | 1
| Zone | South of Lugo | 2 | Average Weekday | CAISO | 1-in-2 | 2022 | 13 |  |  |  | 65.2729 | 1
| Zone | South of Lugo | 2 | Average Weekday | CAISO | 1-in-2 | 2022 | 14 |  |  |  | 66.8845 | 1
| Zone | South of Lugo | 2 | Average Weekday | CAISO | 1-in-2 | 2022 | 15 |  |  |  | 67.6945 | 1
| Zone | South of Lugo | 2 | Average Weekday | CAISO | 1-in-2 | 2022 | 16 |  |  |  | 67.7745 | 1
| Zone | South of Lugo | 2 | Average Weekday | CAISO | 1-in-2 | 2022 | 17 |  |  |  | 67.1868 | 1
| Zone | South of Lugo | 2 | Average Weekday | CAISO | 1-in-2 | 2022 | 18 |  |  |  | 65.7662 | 1
| Zone | South of Lugo | 2 | Average Weekday | CAISO | 1-in-2 | 2022 | 19 |  |  |  | 63.2867 | 1
| Zone | South of Lugo | 2 | Average Weekday | CAISO | 1-in-2 | 2022 | 20 |  |  |  | 61.0119 | 1
| Zone | South of Lugo | 2 | Average Weekday | CAISO | 1-in-2 | 2022 | 21 |  |  |  | 59.4756 | 1
| Zone | South of Lugo | 2 | Average Weekday | CAISO | 1-in-2 | 2022 | 22 |  |  |  | 58.2593 | 1
| Zone | South of Lugo | 2 | Average Weekday | CAISO | 1-in-2 | 2022 | 23 |  |  |  | 57.0604 | 1
| Zone | South of Lugo | 2 | Average Weekday | CAISO | 1-in-2 | 2022 | 24 |  |  |  | 55.9455 | 1
| Zone | South of Lugo | 2 | Monthly System Peak Day | CAISO | 1-in-2 | 2022 | 1 |  |  |  | 44.145 | 1
| Zone | South of Lugo | 2 | Monthly System Peak Day | CAISO | 1-in-2 | 2022 | 2 |  |  |  | 43.5347 | 1
| Zone | South of Lugo | 2 | Monthly System Peak Day | CAISO | 1-in-2 | 2022 | 3 |  |  |  | 42.6722 | 1
| Zone | South of Lugo | 2 | Monthly System Peak Day | CAISO | 1-in-2 | 2022 | 4 |  |  |  | 42.1819 | 1
| Zone | South of Lugo | 2 | Monthly System Peak Day | CAISO | 1-in-2 | 2022 | 5 |  |  |  | 41.2997 | 1
| Zone | South of Lugo | 2 | Monthly System Peak Day | CAISO | 1-in-2 | 2022 | 6 |  |  |  | 40.4433 | 1
| Zone | South of Lugo | 2 | Monthly System Peak Day | CAISO | 1-in-2 | 2022 | 7 |  |  |  | 39.7297 | 1
| Zone | South of Lugo | 2 | Monthly System Peak Day | CAISO | 1-in-2 | 2022 | 8 |  |  |  | 39.4047 | 1
| Zone | South of Lugo | 2 | Monthly System Peak Day | CAISO | 1-in-2 | 2022 | 9 |  |  |  | 41.4589 | 1
| Zone | South of Lugo | 2 | Monthly System Peak Day | CAISO | 1-in-2 | 2022 | 10 |  |  |  | 45.2028 | 1
| Zone | South of Lugo | 2 | Monthly System Peak Day | CAISO | 1-in-2 | 2022 | 11 |  |  |  | 48.4597 | 1
| Zone | South of Lugo | 2 | Monthly System Peak Day | CAISO | 1-in-2 | 2022 | 12 |  |  |  | 51.7178 | 1
| Zone | South of Lugo | 2 | Monthly System Peak Day | CAISO | 1-in-2 | 2022 | 13 |  |  |  | 53.8994 | 1
| Zone | South of Lugo | 2 | Monthly System Peak Day | CAISO | 1-in-2 | 2022 | 14 |  |  |  | 55.7092 | 1
| Zone | South of Lugo | 2 | Monthly System Peak Day | CAISO | 1-in-2 | 2022 | 15 |  |  |  | 56.8964 | 1
| Zone | South of Lugo | 2 | Monthly System Peak Day | CAISO | 1-in-2 | 2022 | 16 |  |  |  | 57.5894 | 1
| Zone | South of Lugo | 2 | Monthly System Peak Day | CAISO | 1-in-2 | 2022 | 17 |  |  |  | 57.7119 | 1
| Zone | South of Lugo | 2 | Monthly System Peak Day | CAISO | 1-in-2 | 2022 | 18 |  |  |  | 56.8094 | 1
| Zone | South of Lugo | 2 | Monthly System Peak Day | CAISO | 1-in-2 | 2022 | 19 |  |  |  | 54.6603 | 1
| Zone | South of Lugo | 2 | Monthly System Peak Day | CAISO | 1-in-2 | 2022 | 20 |  |  |  | 52.4122 | 1
| Zone | South of Lugo | 2 | Monthly System Peak Day | CAISO | 1-in-2 | 2022 | 21 |  |  |  | 50.9461 | 1
| Zone | South of Lugo | 2 | Monthly System Peak Day | CAISO | 1-in-2 | 2022 | 22 |  |  |  | 49.5397 | 1
| Zone | South of Lugo | 2 | Monthly System Peak Day | CAISO | 1-in-2 | 2022 | 23 |  |  |  | 48.0589 | 1
| Zone | South of Lugo | 2 | Monthly System Peak Day | CAISO | 1-in-2 | 2022 | 24 |  |  |  | 46.6525 | 1
| Zone | South of Lugo | 3 | Average Weekday | CAISO | 1-in-2 | 2022 | 1 |  |  |  | 55.6732 | 1
| Zone | South of Lugo | 3 | Average Weekday | CAISO | 1-in-2 | 2022 | 2 |  |  |  | 54.6557 | 1
| Zone | South of Lugo | 3 | Average Weekday | CAISO | 1-in-2 | 2022 | 3 |  |  |  | 53.7029 | 1
| Zone | South of Lugo | 3 | Average Weekday | CAISO | 1-in-2 | 2022 | 4 |  |  |  | 52.9533 | 1
| Zone | South of Lugo | 3 | Average Weekday | CAISO | 1-in-2 | 2022 | 5 |  |  |  | 52.247 | 1
| Zone | South of Lugo | 3 | Average Weekday | CAISO | 1-in-2 | 2022 | 6 |  |  |  | 51.6805 | 1
| Zone | South of Lugo | 3 | Average Weekday | CAISO | 1-in-2 | 2022 | 7 |  |  |  | 51.3971 | 1
| Zone | South of Lugo | 3 | Average Weekday | CAISO | 1-in-2 | 2022 | 8 |  |  |  | 51.3137 | 1
| Zone | South of Lugo | 3 | Average Weekday | CAISO | 1-in-2 | 2022 | 9 |  |  |  | 52.3829 | 1
| Zone | South of Lugo | 3 | Average Weekday | CAISO | 1-in-2 | 2022 | 10 |  |  |  | 55.1184 | 1
| Zone | South of Lugo | 3 | Average Weekday | CAISO | 1-in-2 | 2022 | 11 |  |  |  | 58.4502 | 1
| Zone | South of Lugo | 3 | Average Weekday | CAISO | 1-in-2 | 2022 | 12 |  |  |  | 61.5339 | 1
| Zone | South of Lugo | 3 | Average Weekday | CAISO | 1-in-2 | 2022 | 13 |  |  |  | 63.9966 | 1
| Zone | South of Lugo | 3 | Average Weekday | CAISO | 1-in-2 | 2022 | 14 |  |  |  | 65.6855 | 1
| Zone | South of Lugo | 3 | Average Weekday | CAISO | 1-in-2 | 2022 | 15 |  |  |  | 66.8916 | 1
| Zone | South of Lugo | 3 | Average Weekday | CAISO | 1-in-2 | 2022 | 16 |  |  |  | 67.591 | 1
| Zone | South of Lugo | 3 | Average Weekday | CAISO | 1-in-2 | 2022 | 17 |  |  |  | 67.8021 | 1
| Zone | South of Lugo | 3 | Average Weekday | CAISO | 1-in-2 | 2022 | 18 |  |  |  | 67.0899 | 1
| Zone | South of Lugo | 3 | Average Weekday | CAISO | 1-in-2 | 2022 | 19 |  |  |  | 65.4501 | 1
| Zone | South of Lugo | 3 | Average Weekday | CAISO | 1-in-2 | 2022 | 20 |  |  |  | 62.8909 | 1
| Zone | South of Lugo | 3 | Average Weekday | CAISO | 1-in-2 | 2022 | 21 |  |  |  | 60.3913 | 1
| Zone | South of Lugo | 3 | Average Weekday | CAISO | 1-in-2 | 2022 | 22 |  |  |  | 58.8766 | 1
| Zone | South of Lugo | 3 | Average Weekday | CAISO | 1-in-2 | 2022 | 23 |  |  |  | 57.6289 | 1
| Zone | South of Lugo | 3 | Average Weekday | CAISO | 1-in-2 | 2022 | 24 |  |  |  | 56.4541 | 1
| Zone | South of Lugo | 3 | Monthly System Peak Day | CAISO | 1-in-2 | 2022 | 1 |  |  |  | 58.4778 | 1
| Zone | South of Lugo | 3 | Monthly System Peak Day | CAISO | 1-in-2 | 2022 | 2 |  |  |  | 57.2453 | 1
| Zone | South of Lugo | 3 | Monthly System Peak Day | CAISO | 1-in-2 | 2022 | 3 |  |  |  | 56.0475 | 1
| Zone | South of Lugo | 3 | Monthly System Peak Day | CAISO | 1-in-2 | 2022 | 4 |  |  |  | 54.6481 | 1
| Zone | South of Lugo | 3 | Monthly System Peak Day | CAISO | 1-in-2 | 2022 | 5 |  |  |  | 54.2919 | 1
| Zone | South of Lugo | 3 | Monthly System Peak Day | CAISO | 1-in-2 | 2022 | 6 |  |  |  | 53.1578 | 1
| Zone | South of Lugo | 3 | Monthly System Peak Day | CAISO | 1-in-2 | 2022 | 7 |  |  |  | 52.7189 | 1
| Zone | South of Lugo | 3 | Monthly System Peak Day | CAISO | 1-in-2 | 2022 | 8 |  |  |  | 52.2422 | 1
| Zone | South of Lugo | 3 | Monthly System Peak Day | CAISO | 1-in-2 | 2022 | 9 |  |  |  | 52.5025 | 1
| Zone | South of Lugo | 3 | Monthly System Peak Day | CAISO | 1-in-2 | 2022 | 10 |  |  |  | 55.5739 | 1
| Zone | South of Lugo | 3 | Monthly System Peak Day | CAISO | 1-in-2 | 2022 | 11 |  |  |  | 60.2822 | 1
| Zone | South of Lugo | 3 | Monthly System Peak Day | CAISO | 1-in-2 | 2022 | 12 |  |  |  | 64.8764 | 1
| Zone | South of Lugo | 3 | Monthly System Peak Day | CAISO | 1-in-2 | 2022 | 13 |  |  |  | 67.8367 | 1
| Zone | South of Lugo | 3 | Monthly System Peak Day | CAISO | 1-in-2 | 2022 | 14 |  |  |  | 69.2092 | 1
| Zone | South of Lugo | 3 | Monthly System Peak Day | CAISO | 1-in-2 | 2022 | 15 |  |  |  | 70.2414 | 1
| Zone | South of Lugo | 3 | Monthly System Peak Day | CAISO | 1-in-2 | 2022 | 16 |  |  |  | 71.2658 | 1
| Zone | South of Lugo | 3 | Monthly System Peak Day | CAISO | 1-in-2 | 2022 | 17 |  |  |  | 71.6358 | 1
| Zone | South of Lugo | 3 | Monthly System Peak Day | CAISO | 1-in-2 | 2022 | 18 |  |  |  | 71.185 | 1
| Zone | South of Lugo | 3 | Monthly System Peak Day | CAISO | 1-in-2 | 2022 | 19 |  |  |  | 69.5747 | 1
| Zone | South of Lugo | 3 | Monthly System Peak Day | CAISO | 1-in-2 | 2022 | 20 |  |  |  | 66.3922 | 1
| Zone | South of Lugo | 3 | Monthly System Peak Day | CAISO | 1-in-2 | 2022 | 21 |  |  |  | 63.3958 | 1
| Zone | South of Lugo | 3 | Monthly System Peak Day | CAISO | 1-in-2 | 2022 | 22 |  |  |  | 61.6881 | 1
| Zone | South of Lugo | 3 | Monthly System Peak Day | CAISO | 1-in-2 | 2022 | 23 |  |  |  | 60.0722 | 1
| Zone | South of Lugo | 3 | Monthly System Peak Day | CAISO | 1-in-2 | 2022 | 24 |  |  |  | 58.4769 | 1
| Zone | South of Lugo | 4 | Average Weekday | CAISO | 1-in-2 | 2022 | 1 |  |  |  | 58.0175 | 1
| Zone | South of Lugo | 4 | Average Weekday | CAISO | 1-in-2 | 2022 | 2 |  |  |  | 57.1737 | 1
| Zone | South of Lugo | 4 | Average Weekday | CAISO | 1-in-2 | 2022 | 3 |  |  |  | 56.4171 | 1
| Zone | South of Lugo | 4 | Average Weekday | CAISO | 1-in-2 | 2022 | 4 |  |  |  | 55.722 | 1
| Zone | South of Lugo | 4 | Average Weekday | CAISO | 1-in-2 | 2022 | 5 |  |  |  | 55.1391 | 1
| Zone | South of Lugo | 4 | Average Weekday | CAISO | 1-in-2 | 2022 | 6 |  |  |  | 54.7482 | 1
| Zone | South of Lugo | 4 | Average Weekday | CAISO | 1-in-2 | 2022 | 7 |  |  |  | 54.4337 | 1
| Zone | South of Lugo | 4 | Average Weekday | CAISO | 1-in-2 | 2022 | 8 |  |  |  | 54.4184 | 1
| Zone | South of Lugo | 4 | Average Weekday | CAISO | 1-in-2 | 2022 | 9 |  |  |  | 55.9212 | 1
| Zone | South of Lugo | 4 | Average Weekday | CAISO | 1-in-2 | 2022 | 10 |  |  |  | 58.4835 | 1
| Zone | South of Lugo | 4 | Average Weekday | CAISO | 1-in-2 | 2022 | 11 |  |  |  | 61.2865 | 1
| Zone | South of Lugo | 4 | Average Weekday | CAISO | 1-in-2 | 2022 | 12 |  |  |  | 64.1775 | 1
| Zone | South of Lugo | 4 | Average Weekday | CAISO | 1-in-2 | 2022 | 13 |  |  |  | 66.5067 | 1
| Zone | South of Lugo | 4 | Average Weekday | CAISO | 1-in-2 | 2022 | 14 |  |  |  | 68.336 | 1
| Zone | South of Lugo | 4 | Average Weekday | CAISO | 1-in-2 | 2022 | 15 |  |  |  | 69.6837 | 1
| Zone | South of Lugo | 4 | Average Weekday | CAISO | 1-in-2 | 2022 | 16 |  |  |  | 70.354 | 1
| Zone | South of Lugo | 4 | Average Weekday | CAISO | 1-in-2 | 2022 | 17 |  |  |  | 70.5957 | 1
| Zone | South of Lugo | 4 | Average Weekday | CAISO | 1-in-2 | 2022 | 18 |  |  |  | 70.1069 | 1
| Zone | South of Lugo | 4 | Average Weekday | CAISO | 1-in-2 | 2022 | 19 |  |  |  | 68.8098 | 1
| Zone | South of Lugo | 4 | Average Weekday | CAISO | 1-in-2 | 2022 | 20 |  |  |  | 66.455 | 1
| Zone | South of Lugo | 4 | Average Weekday | CAISO | 1-in-2 | 2022 | 21 |  |  |  | 63.3945 | 1
| Zone | South of Lugo | 4 | Average Weekday | CAISO | 1-in-2 | 2022 | 22 |  |  |  | 61.1655 | 1
| Zone | South of Lugo | 4 | Average Weekday | CAISO | 1-in-2 | 2022 | 23 |  |  |  | 59.6977 | 1
| Zone | South of Lugo | 4 | Average Weekday | CAISO | 1-in-2 | 2022 | 24 |  |  |  | 58.6464 | 1
| Zone | South of Lugo | 4 | Monthly System Peak Day | CAISO | 1-in-2 | 2022 | 1 |  |  |  | 63.8797 | 1
| Zone | South of Lugo | 4 | Monthly System Peak Day | CAISO | 1-in-2 | 2022 | 2 |  |  |  | 62.5253 | 1
| Zone | South of Lugo | 4 | Monthly System Peak Day | CAISO | 1-in-2 | 2022 | 3 |  |  |  | 61.6583 | 1
| Zone | South of Lugo | 4 | Monthly System Peak Day | CAISO | 1-in-2 | 2022 | 4 |  |  |  | 60.9231 | 1
| Zone | South of Lugo | 4 | Monthly System Peak Day | CAISO | 1-in-2 | 2022 | 5 |  |  |  | 59.9731 | 1
| Zone | South of Lugo | 4 | Monthly System Peak Day | CAISO | 1-in-2 | 2022 | 6 |  |  |  | 59.3736 | 1
| Zone | South of Lugo | 4 | Monthly System Peak Day | CAISO | 1-in-2 | 2022 | 7 |  |  |  | 59.0392 | 1
| Zone | South of Lugo | 4 | Monthly System Peak Day | CAISO | 1-in-2 | 2022 | 8 |  |  |  | 59.3867 | 1
| Zone | South of Lugo | 4 | Monthly System Peak Day | CAISO | 1-in-2 | 2022 | 9 |  |  |  | 60.8022 | 1
| Zone | South of Lugo | 4 | Monthly System Peak Day | CAISO | 1-in-2 | 2022 | 10 |  |  |  | 64.9192 | 1
| Zone | South of Lugo | 4 | Monthly System Peak Day | CAISO | 1-in-2 | 2022 | 11 |  |  |  | 69.5942 | 1
| Zone | South of Lugo | 4 | Monthly System Peak Day | CAISO | 1-in-2 | 2022 | 12 |  |  |  | 74.1689 | 1
| Zone | South of Lugo | 4 | Monthly System Peak Day | CAISO | 1-in-2 | 2022 | 13 |  |  |  | 78.0494 | 1
| Zone | South of Lugo | 4 | Monthly System Peak Day | CAISO | 1-in-2 | 2022 | 14 |  |  |  | 80.7806 | 1
| Zone | South of Lugo | 4 | Monthly System Peak Day | CAISO | 1-in-2 | 2022 | 15 |  |  |  | 82.8028 | 1
| Zone | South of Lugo | 4 | Monthly System Peak Day | CAISO | 1-in-2 | 2022 | 16 |  |  |  | 83.5047 | 1
| Zone | South of Lugo | 4 | Monthly System Peak Day | CAISO | 1-in-2 | 2022 | 17 |  |  |  | 82.9567 | 1
| Zone | South of Lugo | 4 | Monthly System Peak Day | CAISO | 1-in-2 | 2022 | 18 |  |  |  | 82.3178 | 1
| Zone | South of Lugo | 4 | Monthly System Peak Day | CAISO | 1-in-2 | 2022 | 19 |  |  |  | 81.0725 | 1
| Zone | South of Lugo | 4 | Monthly System Peak Day | CAISO | 1-in-2 | 2022 | 20 |  |  |  | 78.5583 | 1
| Zone | South of Lugo | 4 | Monthly System Peak Day | CAISO | 1-in-2 | 2022 | 21 |  |  |  | 74.0617 | 1
| Zone | South of Lugo | 4 | Monthly System Peak Day | CAISO | 1-in-2 | 2022 | 22 |  |  |  | 69.5994 | 1
| Zone | South of Lugo | 4 | Monthly System Peak Day | CAISO | 1-in-2 | 2022 | 23 |  |  |  | 66.6206 | 1
| Zone | South of Lugo | 4 | Monthly System Peak Day | CAISO | 1-in-2 | 2022 | 24 |  |  |  | 64.6678 | 1
| Zone | South of Lugo | 5 | Average Weekday | CAISO | 1-in-2 | 2022 | 1 |  |  |  | 61.1348 | 1
| Zone | South of Lugo | 5 | Average Weekday | CAISO | 1-in-2 | 2022 | 2 |  |  |  | 60.5346 | 1
| Zone | South of Lugo | 5 | Average Weekday | CAISO | 1-in-2 | 2022 | 3 |  |  |  | 60.0288 | 1
| Zone | South of Lugo | 5 | Average Weekday | CAISO | 1-in-2 | 2022 | 4 |  |  |  | 59.5236 | 1
| Zone | South of Lugo | 5 | Average Weekday | CAISO | 1-in-2 | 2022 | 5 |  |  |  | 59.1163 | 1
| Zone | South of Lugo | 5 | Average Weekday | CAISO | 1-in-2 | 2022 | 6 |  |  |  | 58.7282 | 1
| Zone | South of Lugo | 5 | Average Weekday | CAISO | 1-in-2 | 2022 | 7 |  |  |  | 58.3962 | 1
| Zone | South of Lugo | 5 | Average Weekday | CAISO | 1-in-2 | 2022 | 8 |  |  |  | 58.7437 | 1
| Zone | South of Lugo | 5 | Average Weekday | CAISO | 1-in-2 | 2022 | 9 |  |  |  | 60.2327 | 1
| Zone | South of Lugo | 5 | Average Weekday | CAISO | 1-in-2 | 2022 | 10 |  |  |  | 62.3563 | 1
| Zone | South of Lugo | 5 | Average Weekday | CAISO | 1-in-2 | 2022 | 11 |  |  |  | 64.933 | 1
| Zone | South of Lugo | 5 | Average Weekday | CAISO | 1-in-2 | 2022 | 12 |  |  |  | 67.3178 | 1
| Zone | South of Lugo | 5 | Average Weekday | CAISO | 1-in-2 | 2022 | 13 |  |  |  | 69.4255 | 1
| Zone | South of Lugo | 5 | Average Weekday | CAISO | 1-in-2 | 2022 | 14 |  |  |  | 71.148 | 1
| Zone | South of Lugo | 5 | Average Weekday | CAISO | 1-in-2 | 2022 | 15 |  |  |  | 72.4241 | 1
| Zone | South of Lugo | 5 | Average Weekday | CAISO | 1-in-2 | 2022 | 16 |  |  |  | 73.1156 | 1
| Zone | South of Lugo | 5 | Average Weekday | CAISO | 1-in-2 | 2022 | 17 |  |  |  | 73.2273 | 1
| Zone | South of Lugo | 5 | Average Weekday | CAISO | 1-in-2 | 2022 | 18 |  |  |  | 72.5655 | 1
| Zone | South of Lugo | 5 | Average Weekday | CAISO | 1-in-2 | 2022 | 19 |  |  |  | 71.1484 | 1
| Zone | South of Lugo | 5 | Average Weekday | CAISO | 1-in-2 | 2022 | 20 |  |  |  | 68.9891 | 1
| Zone | South of Lugo | 5 | Average Weekday | CAISO | 1-in-2 | 2022 | 21 |  |  |  | 66.1434 | 1
| Zone | South of Lugo | 5 | Average Weekday | CAISO | 1-in-2 | 2022 | 22 |  |  |  | 63.9125 | 1
| Zone | South of Lugo | 5 | Average Weekday | CAISO | 1-in-2 | 2022 | 23 |  |  |  | 62.6515 | 1
| Zone | South of Lugo | 5 | Average Weekday | CAISO | 1-in-2 | 2022 | 24 |  |  |  | 61.7451 | 1
| Zone | South of Lugo | 5 | Monthly System Peak Day | CAISO | 1-in-2 | 2022 | 1 |  |  |  | 67.0208 | 1
| Zone | South of Lugo | 5 | Monthly System Peak Day | CAISO | 1-in-2 | 2022 | 2 |  |  |  | 65.5894 | 1
| Zone | South of Lugo | 5 | Monthly System Peak Day | CAISO | 1-in-2 | 2022 | 3 |  |  |  | 64.2253 | 1
| Zone | South of Lugo | 5 | Monthly System Peak Day | CAISO | 1-in-2 | 2022 | 4 |  |  |  | 62.7719 | 1
| Zone | South of Lugo | 5 | Monthly System Peak Day | CAISO | 1-in-2 | 2022 | 5 |  |  |  | 61.3103 | 1
| Zone | South of Lugo | 5 | Monthly System Peak Day | CAISO | 1-in-2 | 2022 | 6 |  |  |  | 60.7589 | 1
| Zone | South of Lugo | 5 | Monthly System Peak Day | CAISO | 1-in-2 | 2022 | 7 |  |  |  | 60.645 | 1
| Zone | South of Lugo | 5 | Monthly System Peak Day | CAISO | 1-in-2 | 2022 | 8 |  |  |  | 61.2089 | 1
| Zone | South of Lugo | 5 | Monthly System Peak Day | CAISO | 1-in-2 | 2022 | 9 |  |  |  | 64.0603 | 1
| Zone | South of Lugo | 5 | Monthly System Peak Day | CAISO | 1-in-2 | 2022 | 10 |  |  |  | 69.1803 | 1
| Zone | South of Lugo | 5 | Monthly System Peak Day | CAISO | 1-in-2 | 2022 | 11 |  |  |  | 74.5167 | 1
| Zone | South of Lugo | 5 | Monthly System Peak Day | CAISO | 1-in-2 | 2022 | 12 |  |  |  | 79.0092 | 1
| Zone | South of Lugo | 5 | Monthly System Peak Day | CAISO | 1-in-2 | 2022 | 13 |  |  |  | 82.1086 | 1
| Zone | South of Lugo | 5 | Monthly System Peak Day | CAISO | 1-in-2 | 2022 | 14 |  |  |  | 84.1044 | 1
| Zone | South of Lugo | 5 | Monthly System Peak Day | CAISO | 1-in-2 | 2022 | 15 |  |  |  | 85.5183 | 1
| Zone | South of Lugo | 5 | Monthly System Peak Day | CAISO | 1-in-2 | 2022 | 16 |  |  |  | 86.6833 | 1
| Zone | South of Lugo | 5 | Monthly System Peak Day | CAISO | 1-in-2 | 2022 | 17 |  |  |  | 86.2722 | 1
| Zone | South of Lugo | 5 | Monthly System Peak Day | CAISO | 1-in-2 | 2022 | 18 |  |  |  | 84.8111 | 1
| Zone | South of Lugo | 5 | Monthly System Peak Day | CAISO | 1-in-2 | 2022 | 19 |  |  |  | 82.0425 | 1
| Zone | South of Lugo | 5 | Monthly System Peak Day | CAISO | 1-in-2 | 2022 | 20 |  |  |  | 79.2078 | 1
| Zone | South of Lugo | 5 | Monthly System Peak Day | CAISO | 1-in-2 | 2022 | 21 |  |  |  | 74.8703 | 1
| Zone | South of Lugo | 5 | Monthly System Peak Day | CAISO | 1-in-2 | 2022 | 22 |  |  |  | 71.1503 | 1
| Zone | South of Lugo | 5 | Monthly System Peak Day | CAISO | 1-in-2 | 2022 | 23 |  |  |  | 69.6478 | 1
| Zone | South of Lugo | 5 | Monthly System Peak Day | CAISO | 1-in-2 | 2022 | 24 |  |  |  | 67.2344 | 1
| Zone | South of Lugo | 6 | Average Weekday | CAISO | 1-in-2 | 2022 | 1 |  |  |  | 63.9782 | 1
| Zone | South of Lugo | 6 | Average Weekday | CAISO | 1-in-2 | 2022 | 2 |  |  |  | 63.1095 | 1
| Zone | South of Lugo | 6 | Average Weekday | CAISO | 1-in-2 | 2022 | 3 |  |  |  | 62.3522 | 1
| Zone | South of Lugo | 6 | Average Weekday | CAISO | 1-in-2 | 2022 | 4 |  |  |  | 61.6996 | 1
| Zone | South of Lugo | 6 | Average Weekday | CAISO | 1-in-2 | 2022 | 5 |  |  |  | 61.1746 | 1
| Zone | South of Lugo | 6 | Average Weekday | CAISO | 1-in-2 | 2022 | 6 |  |  |  | 60.7294 | 1
| Zone | South of Lugo | 6 | Average Weekday | CAISO | 1-in-2 | 2022 | 7 |  |  |  | 60.3883 | 1
| Zone | South of Lugo | 6 | Average Weekday | CAISO | 1-in-2 | 2022 | 8 |  |  |  | 60.8863 | 1
| Zone | South of Lugo | 6 | Average Weekday | CAISO | 1-in-2 | 2022 | 9 |  |  |  | 62.5691 | 1
| Zone | South of Lugo | 6 | Average Weekday | CAISO | 1-in-2 | 2022 | 10 |  |  |  | 65.1324 | 1
| Zone | South of Lugo | 6 | Average Weekday | CAISO | 1-in-2 | 2022 | 11 |  |  |  | 68.1945 | 1
| Zone | South of Lugo | 6 | Average Weekday | CAISO | 1-in-2 | 2022 | 12 |  |  |  | 71.3648 | 1
| Zone | South of Lugo | 6 | Average Weekday | CAISO | 1-in-2 | 2022 | 13 |  |  |  | 73.9036 | 1
| Zone | South of Lugo | 6 | Average Weekday | CAISO | 1-in-2 | 2022 | 14 |  |  |  | 76.0368 | 1
| Zone | South of Lugo | 6 | Average Weekday | CAISO | 1-in-2 | 2022 | 15 |  |  |  | 77.7526 | 1
| Zone | South of Lugo | 6 | Average Weekday | CAISO | 1-in-2 | 2022 | 16 |  |  |  | 78.7286 | 1
| Zone | South of Lugo | 6 | Average Weekday | CAISO | 1-in-2 | 2022 | 17 |  |  |  | 79.2035 | 1
| Zone | South of Lugo | 6 | Average Weekday | CAISO | 1-in-2 | 2022 | 18 |  |  |  | 78.5518 | 1
| Zone | South of Lugo | 6 | Average Weekday | CAISO | 1-in-2 | 2022 | 19 |  |  |  | 77.0958 | 1
| Zone | South of Lugo | 6 | Average Weekday | CAISO | 1-in-2 | 2022 | 20 |  |  |  | 74.8612 | 1
| Zone | South of Lugo | 6 | Average Weekday | CAISO | 1-in-2 | 2022 | 21 |  |  |  | 71.7224 | 1
| Zone | South of Lugo | 6 | Average Weekday | CAISO | 1-in-2 | 2022 | 22 |  |  |  | 68.5028 | 1
| Zone | South of Lugo | 6 | Average Weekday | CAISO | 1-in-2 | 2022 | 23 |  |  |  | 66.5545 | 1
| Zone | South of Lugo | 6 | Average Weekday | CAISO | 1-in-2 | 2022 | 24 |  |  |  | 65.2126 | 1
| Zone | South of Lugo | 6 | Monthly System Peak Day | CAISO | 1-in-2 | 2022 | 1 |  |  |  | 65.3122 | 1
| Zone | South of Lugo | 6 | Monthly System Peak Day | CAISO | 1-in-2 | 2022 | 2 |  |  |  | 64.4594 | 1
| Zone | South of Lugo | 6 | Monthly System Peak Day | CAISO | 1-in-2 | 2022 | 3 |  |  |  | 63.6856 | 1
| Zone | South of Lugo | 6 | Monthly System Peak Day | CAISO | 1-in-2 | 2022 | 4 |  |  |  | 62.6772 | 1
| Zone | South of Lugo | 6 | Monthly System Peak Day | CAISO | 1-in-2 | 2022 | 5 |  |  |  | 61.7481 | 1
| Zone | South of Lugo | 6 | Monthly System Peak Day | CAISO | 1-in-2 | 2022 | 6 |  |  |  | 61.2672 | 1
| Zone | South of Lugo | 6 | Monthly System Peak Day | CAISO | 1-in-2 | 2022 | 7 |  |  |  | 60.8669 | 1
| Zone | South of Lugo | 6 | Monthly System Peak Day | CAISO | 1-in-2 | 2022 | 8 |  |  |  | 61.5311 | 1
| Zone | South of Lugo | 6 | Monthly System Peak Day | CAISO | 1-in-2 | 2022 | 9 |  |  |  | 64.1175 | 1
| Zone | South of Lugo | 6 | Monthly System Peak Day | CAISO | 1-in-2 | 2022 | 10 |  |  |  | 67.3953 | 1
| Zone | South of Lugo | 6 | Monthly System Peak Day | CAISO | 1-in-2 | 2022 | 11 |  |  |  | 70.6878 | 1
| Zone | South of Lugo | 6 | Monthly System Peak Day | CAISO | 1-in-2 | 2022 | 12 |  |  |  | 74.4286 | 1
| Zone | South of Lugo | 6 | Monthly System Peak Day | CAISO | 1-in-2 | 2022 | 13 |  |  |  | 77.7342 | 1
| Zone | South of Lugo | 6 | Monthly System Peak Day | CAISO | 1-in-2 | 2022 | 14 |  |  |  | 80.8556 | 1
| Zone | South of Lugo | 6 | Monthly System Peak Day | CAISO | 1-in-2 | 2022 | 15 |  |  |  | 83.6972 | 1
| Zone | South of Lugo | 6 | Monthly System Peak Day | CAISO | 1-in-2 | 2022 | 16 |  |  |  | 84.9611 | 1
| Zone | South of Lugo | 6 | Monthly System Peak Day | CAISO | 1-in-2 | 2022 | 17 |  |  |  | 85.0806 | 1
| Zone | South of Lugo | 6 | Monthly System Peak Day | CAISO | 1-in-2 | 2022 | 18 |  |  |  | 84.5833 | 1
| Zone | South of Lugo | 6 | Monthly System Peak Day | CAISO | 1-in-2 | 2022 | 19 |  |  |  | 83.1889 | 1
| Zone | South of Lugo | 6 | Monthly System Peak Day | CAISO | 1-in-2 | 2022 | 20 |  |  |  | 80.3558 | 1
| Zone | South of Lugo | 6 | Monthly System Peak Day | CAISO | 1-in-2 | 2022 | 21 |  |  |  | 76.0669 | 1
| Zone | South of Lugo | 6 | Monthly System Peak Day | CAISO | 1-in-2 | 2022 | 22 |  |  |  | 71.5611 | 1
| Zone | South of Lugo | 6 | Monthly System Peak Day | CAISO | 1-in-2 | 2022 | 23 |  |  |  | 68.6919 | 1
| Zone | South of Lugo | 6 | Monthly System Peak Day | CAISO | 1-in-2 | 2022 | 24 |  |  |  | 66.9717 | 1
| Zone | South of Lugo | 7 | Average Weekday | CAISO | 1-in-2 | 2022 | 1 |  |  |  | 68.6348 | 1
| Zone | South of Lugo | 7 | Average Weekday | CAISO | 1-in-2 | 2022 | 2 |  |  |  | 67.8546 | 1
| Zone | South of Lugo | 7 | Average Weekday | CAISO | 1-in-2 | 2022 | 3 |  |  |  | 67.1611 | 1
| Zone | South of Lugo | 7 | Average Weekday | CAISO | 1-in-2 | 2022 | 4 |  |  |  | 66.537 | 1
| Zone | South of Lugo | 7 | Average Weekday | CAISO | 1-in-2 | 2022 | 5 |  |  |  | 66.0419 | 1
| Zone | South of Lugo | 7 | Average Weekday | CAISO | 1-in-2 | 2022 | 6 |  |  |  | 65.5975 | 1
| Zone | South of Lugo | 7 | Average Weekday | CAISO | 1-in-2 | 2022 | 7 |  |  |  | 65.2822 | 1
| Zone | South of Lugo | 7 | Average Weekday | CAISO | 1-in-2 | 2022 | 8 |  |  |  | 65.8683 | 1
| Zone | South of Lugo | 7 | Average Weekday | CAISO | 1-in-2 | 2022 | 9 |  |  |  | 67.9582 | 1
| Zone | South of Lugo | 7 | Average Weekday | CAISO | 1-in-2 | 2022 | 10 |  |  |  | 70.6765 | 1
| Zone | South of Lugo | 7 | Average Weekday | CAISO | 1-in-2 | 2022 | 11 |  |  |  | 73.7944 | 1
| Zone | South of Lugo | 7 | Average Weekday | CAISO | 1-in-2 | 2022 | 12 |  |  |  | 76.9344 | 1
| Zone | South of Lugo | 7 | Average Weekday | CAISO | 1-in-2 | 2022 | 13 |  |  |  | 79.4886 | 1
| Zone | South of Lugo | 7 | Average Weekday | CAISO | 1-in-2 | 2022 | 14 |  |  |  | 81.4124 | 1
| Zone | South of Lugo | 7 | Average Weekday | CAISO | 1-in-2 | 2022 | 15 |  |  |  | 82.8268 | 1
| Zone | South of Lugo | 7 | Average Weekday | CAISO | 1-in-2 | 2022 | 16 |  |  |  | 83.4491 | 1
| Zone | South of Lugo | 7 | Average Weekday | CAISO | 1-in-2 | 2022 | 17 |  |  |  | 83.7052 | 1
| Zone | South of Lugo | 7 | Average Weekday | CAISO | 1-in-2 | 2022 | 18 |  |  |  | 83.0297 | 1
| Zone | South of Lugo | 7 | Average Weekday | CAISO | 1-in-2 | 2022 | 19 |  |  |  | 81.4723 | 1
| Zone | South of Lugo | 7 | Average Weekday | CAISO | 1-in-2 | 2022 | 20 |  |  |  | 79.2629 | 1
| Zone | South of Lugo | 7 | Average Weekday | CAISO | 1-in-2 | 2022 | 21 |  |  |  | 76.138 | 1
| Zone | South of Lugo | 7 | Average Weekday | CAISO | 1-in-2 | 2022 | 22 |  |  |  | 72.8533 | 1
| Zone | South of Lugo | 7 | Average Weekday | CAISO | 1-in-2 | 2022 | 23 |  |  |  | 70.8084 | 1
| Zone | South of Lugo | 7 | Average Weekday | CAISO | 1-in-2 | 2022 | 24 |  |  |  | 69.575 | 1
| Zone | South of Lugo | 7 | Monthly System Peak Day | CAISO | 1-in-2 | 2022 | 1 |  |  |  | 73.4597 | 1
| Zone | South of Lugo | 7 | Monthly System Peak Day | CAISO | 1-in-2 | 2022 | 2 |  |  |  | 72.6967 | 1
| Zone | South of Lugo | 7 | Monthly System Peak Day | CAISO | 1-in-2 | 2022 | 3 |  |  |  | 72.0013 | 1
| Zone | South of Lugo | 7 | Monthly System Peak Day | CAISO | 1-in-2 | 2022 | 4 |  |  |  | 71.4436 | 1
| Zone | South of Lugo | 7 | Monthly System Peak Day | CAISO | 1-in-2 | 2022 | 5 |  |  |  | 70.7646 | 1
| Zone | South of Lugo | 7 | Monthly System Peak Day | CAISO | 1-in-2 | 2022 | 6 |  |  |  | 70.1551 | 1
| Zone | South of Lugo | 7 | Monthly System Peak Day | CAISO | 1-in-2 | 2022 | 7 |  |  |  | 69.8672 | 1
| Zone | South of Lugo | 7 | Monthly System Peak Day | CAISO | 1-in-2 | 2022 | 8 |  |  |  | 70.0008 | 1
| Zone | South of Lugo | 7 | Monthly System Peak Day | CAISO | 1-in-2 | 2022 | 9 |  |  |  | 72.5462 | 1
| Zone | South of Lugo | 7 | Monthly System Peak Day | CAISO | 1-in-2 | 2022 | 10 |  |  |  | 76.518 | 1
| Zone | South of Lugo | 7 | Monthly System Peak Day | CAISO | 1-in-2 | 2022 | 11 |  |  |  | 81.2205 | 1
| Zone | South of Lugo | 7 | Monthly System Peak Day | CAISO | 1-in-2 | 2022 | 12 |  |  |  | 85.1359 | 1
| Zone | South of Lugo | 7 | Monthly System Peak Day | CAISO | 1-in-2 | 2022 | 13 |  |  |  | 87.8179 | 1
| Zone | South of Lugo | 7 | Monthly System Peak Day | CAISO | 1-in-2 | 2022 | 14 |  |  |  | 89.6692 | 1
| Zone | South of Lugo | 7 | Monthly System Peak Day | CAISO | 1-in-2 | 2022 | 15 |  |  |  | 90.8538 | 1
| Zone | South of Lugo | 7 | Monthly System Peak Day | CAISO | 1-in-2 | 2022 | 16 |  |  |  | 91.0974 | 1
| Zone | South of Lugo | 7 | Monthly System Peak Day | CAISO | 1-in-2 | 2022 | 17 |  |  |  | 91.1974 | 1
| Zone | South of Lugo | 7 | Monthly System Peak Day | CAISO | 1-in-2 | 2022 | 18 |  |  |  | 90.4667 | 1
| Zone | South of Lugo | 7 | Monthly System Peak Day | CAISO | 1-in-2 | 2022 | 19 |  |  |  | 88.759 | 1
| Zone | South of Lugo | 7 | Monthly System Peak Day | CAISO | 1-in-2 | 2022 | 20 |  |  |  | 86.2692 | 1
| Zone | South of Lugo | 7 | Monthly System Peak Day | CAISO | 1-in-2 | 2022 | 21 |  |  |  | 83.7231 | 1
| Zone | South of Lugo | 7 | Monthly System Peak Day | CAISO | 1-in-2 | 2022 | 22 |  |  |  | 80.9923 | 1
| Zone | South of Lugo | 7 | Monthly System Peak Day | CAISO | 1-in-2 | 2022 | 23 |  |  |  | 78.6082 | 1
| Zone | South of Lugo | 7 | Monthly System Peak Day | CAISO | 1-in-2 | 2022 | 24 |  |  |  | 76.8256 | 1
| Zone | South of Lugo | 8 | Average Weekday | CAISO | 1-in-2 | 2022 | 1 |  |  |  | 70.0345 | 1
| Zone | South of Lugo | 8 | Average Weekday | CAISO | 1-in-2 | 2022 | 2 |  |  |  | 69.0806 | 1
| Zone | South of Lugo | 8 | Average Weekday | CAISO | 1-in-2 | 2022 | 3 |  |  |  | 68.2447 | 1
| Zone | South of Lugo | 8 | Average Weekday | CAISO | 1-in-2 | 2022 | 4 |  |  |  | 67.5212 | 1
| Zone | South of Lugo | 8 | Average Weekday | CAISO | 1-in-2 | 2022 | 5 |  |  |  | 66.9202 | 1
| Zone | South of Lugo | 8 | Average Weekday | CAISO | 1-in-2 | 2022 | 6 |  |  |  | 66.3969 | 1
| Zone | South of Lugo | 8 | Average Weekday | CAISO | 1-in-2 | 2022 | 7 |  |  |  | 66.0998 | 1
| Zone | South of Lugo | 8 | Average Weekday | CAISO | 1-in-2 | 2022 | 8 |  |  |  | 66.163 | 1
| Zone | South of Lugo | 8 | Average Weekday | CAISO | 1-in-2 | 2022 | 9 |  |  |  | 68.0861 | 1
| Zone | South of Lugo | 8 | Average Weekday | CAISO | 1-in-2 | 2022 | 10 |  |  |  | 71.1121 | 1
| Zone | South of Lugo | 8 | Average Weekday | CAISO | 1-in-2 | 2022 | 11 |  |  |  | 74.7632 | 1
| Zone | South of Lugo | 8 | Average Weekday | CAISO | 1-in-2 | 2022 | 12 |  |  |  | 78.4705 | 1
| Zone | South of Lugo | 8 | Average Weekday | CAISO | 1-in-2 | 2022 | 13 |  |  |  | 81.311 | 1
| Zone | South of Lugo | 8 | Average Weekday | CAISO | 1-in-2 | 2022 | 14 |  |  |  | 83.5318 | 1
| Zone | South of Lugo | 8 | Average Weekday | CAISO | 1-in-2 | 2022 | 15 |  |  |  | 84.9576 | 1
| Zone | South of Lugo | 8 | Average Weekday | CAISO | 1-in-2 | 2022 | 16 |  |  |  | 85.6107 | 1
| Zone | South of Lugo | 8 | Average Weekday | CAISO | 1-in-2 | 2022 | 17 |  |  |  | 85.8816 | 1
| Zone | South of Lugo | 8 | Average Weekday | CAISO | 1-in-2 | 2022 | 18 |  |  |  | 85.1098 | 1
| Zone | South of Lugo | 8 | Average Weekday | CAISO | 1-in-2 | 2022 | 19 |  |  |  | 83.4933 | 1
| Zone | South of Lugo | 8 | Average Weekday | CAISO | 1-in-2 | 2022 | 20 |  |  |  | 80.9206 | 1
| Zone | South of Lugo | 8 | Average Weekday | CAISO | 1-in-2 | 2022 | 21 |  |  |  | 77.1187 | 1
| Zone | South of Lugo | 8 | Average Weekday | CAISO | 1-in-2 | 2022 | 22 |  |  |  | 74.0969 | 1
| Zone | South of Lugo | 8 | Average Weekday | CAISO | 1-in-2 | 2022 | 23 |  |  |  | 72.2916 | 1
| Zone | South of Lugo | 8 | Average Weekday | CAISO | 1-in-2 | 2022 | 24 |  |  |  | 71.0937 | 1
| Zone | South of Lugo | 8 | Monthly System Peak Day | CAISO | 1-in-2 | 2022 | 1 |  |  |  | 78.7487 | 1
| Zone | South of Lugo | 8 | Monthly System Peak Day | CAISO | 1-in-2 | 2022 | 2 |  |  |  | 77.6487 | 1
| Zone | South of Lugo | 8 | Monthly System Peak Day | CAISO | 1-in-2 | 2022 | 3 |  |  |  | 77.0128 | 1
| Zone | South of Lugo | 8 | Monthly System Peak Day | CAISO | 1-in-2 | 2022 | 4 |  |  |  | 76.2513 | 1
| Zone | South of Lugo | 8 | Monthly System Peak Day | CAISO | 1-in-2 | 2022 | 5 |  |  |  | 75.8128 | 1
| Zone | South of Lugo | 8 | Monthly System Peak Day | CAISO | 1-in-2 | 2022 | 6 |  |  |  | 75.2931 | 1
| Zone | South of Lugo | 8 | Monthly System Peak Day | CAISO | 1-in-2 | 2022 | 7 |  |  |  | 74.9128 | 1
| Zone | South of Lugo | 8 | Monthly System Peak Day | CAISO | 1-in-2 | 2022 | 8 |  |  |  | 75.1326 | 1
| Zone | South of Lugo | 8 | Monthly System Peak Day | CAISO | 1-in-2 | 2022 | 9 |  |  |  | 77.1949 | 1
| Zone | South of Lugo | 8 | Monthly System Peak Day | CAISO | 1-in-2 | 2022 | 10 |  |  |  | 81.1641 | 1
| Zone | South of Lugo | 8 | Monthly System Peak Day | CAISO | 1-in-2 | 2022 | 11 |  |  |  | 85.3154 | 1
| Zone | South of Lugo | 8 | Monthly System Peak Day | CAISO | 1-in-2 | 2022 | 12 |  |  |  | 89.3128 | 1
| Zone | South of Lugo | 8 | Monthly System Peak Day | CAISO | 1-in-2 | 2022 | 13 |  |  |  | 91.9051 | 1
| Zone | South of Lugo | 8 | Monthly System Peak Day | CAISO | 1-in-2 | 2022 | 14 |  |  |  | 93.1897 | 1
| Zone | South of Lugo | 8 | Monthly System Peak Day | CAISO | 1-in-2 | 2022 | 15 |  |  |  | 93.4641 | 1
| Zone | South of Lugo | 8 | Monthly System Peak Day | CAISO | 1-in-2 | 2022 | 16 |  |  |  | 93.5282 | 1
| Zone | South of Lugo | 8 | Monthly System Peak Day | CAISO | 1-in-2 | 2022 | 17 |  |  |  | 92.5615 | 1
| Zone | South of Lugo | 8 | Monthly System Peak Day | CAISO | 1-in-2 | 2022 | 18 |  |  |  | 90.541 | 1
| Zone | South of Lugo | 8 | Monthly System Peak Day | CAISO | 1-in-2 | 2022 | 19 |  |  |  | 88.6821 | 1
| Zone | South of Lugo | 8 | Monthly System Peak Day | CAISO | 1-in-2 | 2022 | 20 |  |  |  | 86.7615 | 1
| Zone | South of Lugo | 8 | Monthly System Peak Day | CAISO | 1-in-2 | 2022 | 21 |  |  |  | 84.1462 | 1
| Zone | South of Lugo | 8 | Monthly System Peak Day | CAISO | 1-in-2 | 2022 | 22 |  |  |  | 81.8333 | 1
| Zone | South of Lugo | 8 | Monthly System Peak Day | CAISO | 1-in-2 | 2022 | 23 |  |  |  | 80.4154 | 1
| Zone | South of Lugo | 8 | Monthly System Peak Day | CAISO | 1-in-2 | 2022 | 24 |  |  |  | 79.2487 | 1
| Zone | South of Lugo | 8 | Typical Event Day | CAISO | 1-in-2 | 2022 | 1 |  |  |  | 74.2238 | 1
| Zone | South of Lugo | 8 | Typical Event Day | CAISO | 1-in-2 | 2022 | 2 |  |  |  | 73.184 | 1
| Zone | South of Lugo | 8 | Typical Event Day | CAISO | 1-in-2 | 2022 | 3 |  |  |  | 72.4304 | 1
| Zone | South of Lugo | 8 | Typical Event Day | CAISO | 1-in-2 | 2022 | 4 |  |  |  | 71.5521 | 1
| Zone | South of Lugo | 8 | Typical Event Day | CAISO | 1-in-2 | 2022 | 5 |  |  |  | 70.8571 | 1
| Zone | South of Lugo | 8 | Typical Event Day | CAISO | 1-in-2 | 2022 | 6 |  |  |  | 70.2894 | 1
| Zone | South of Lugo | 8 | Typical Event Day | CAISO | 1-in-2 | 2022 | 7 |  |  |  | 70.0895 | 1
| Zone | South of Lugo | 8 | Typical Event Day | CAISO | 1-in-2 | 2022 | 8 |  |  |  | 70.4164 | 1
| Zone | South of Lugo | 8 | Typical Event Day | CAISO | 1-in-2 | 2022 | 9 |  |  |  | 72.6402 | 1
| Zone | South of Lugo | 8 | Typical Event Day | CAISO | 1-in-2 | 2022 | 10 |  |  |  | 76.6185 | 1
| Zone | South of Lugo | 8 | Typical Event Day | CAISO | 1-in-2 | 2022 | 11 |  |  |  | 81.2406 | 1
| Zone | South of Lugo | 8 | Typical Event Day | CAISO | 1-in-2 | 2022 | 12 |  |  |  | 85.3671 | 1
| Zone | South of Lugo | 8 | Typical Event Day | CAISO | 1-in-2 | 2022 | 13 |  |  |  | 88.2251 | 1
| Zone | South of Lugo | 8 | Typical Event Day | CAISO | 1-in-2 | 2022 | 14 |  |  |  | 90.2212 | 1
| Zone | South of Lugo | 8 | Typical Event Day | CAISO | 1-in-2 | 2022 | 15 |  |  |  | 91.4083 | 1
| Zone | South of Lugo | 8 | Typical Event Day | CAISO | 1-in-2 | 2022 | 16 |  |  |  | 91.4955 | 1
| Zone | South of Lugo | 8 | Typical Event Day | CAISO | 1-in-2 | 2022 | 17 |  |  |  | 90.9699 | 1
| Zone | South of Lugo | 8 | Typical Event Day | CAISO | 1-in-2 | 2022 | 18 |  |  |  | 89.7058 | 1
| Zone | South of Lugo | 8 | Typical Event Day | CAISO | 1-in-2 | 2022 | 19 |  |  |  | 88.3058 | 1
| Zone | South of Lugo | 8 | Typical Event Day | CAISO | 1-in-2 | 2022 | 20 |  |  |  | 86.0937 | 1
| Zone | South of Lugo | 8 | Typical Event Day | CAISO | 1-in-2 | 2022 | 21 |  |  |  | 83.049 | 1
| Zone | South of Lugo | 8 | Typical Event Day | CAISO | 1-in-2 | 2022 | 22 |  |  |  | 80.1869 | 1
| Zone | South of Lugo | 8 | Typical Event Day | CAISO | 1-in-2 | 2022 | 23 |  |  |  | 77.9566 | 1
| Zone | South of Lugo | 8 | Typical Event Day | CAISO | 1-in-2 | 2022 | 24 |  |  |  | 76.2456 | 1
| Zone | South of Lugo | 9 | Average Weekday | CAISO | 1-in-2 | 2022 | 1 |  |  |  | 69.5297 | 1
| Zone | South of Lugo | 9 | Average Weekday | CAISO | 1-in-2 | 2022 | 2 |  |  |  | 68.7128 | 1
| Zone | South of Lugo | 9 | Average Weekday | CAISO | 1-in-2 | 2022 | 3 |  |  |  | 68.0113 | 1
| Zone | South of Lugo | 9 | Average Weekday | CAISO | 1-in-2 | 2022 | 4 |  |  |  | 67.4477 | 1
| Zone | South of Lugo | 9 | Average Weekday | CAISO | 1-in-2 | 2022 | 5 |  |  |  | 66.9649 | 1
| Zone | South of Lugo | 9 | Average Weekday | CAISO | 1-in-2 | 2022 | 6 |  |  |  | 66.4867 | 1
| Zone | South of Lugo | 9 | Average Weekday | CAISO | 1-in-2 | 2022 | 7 |  |  |  | 66.2234 | 1
| Zone | South of Lugo | 9 | Average Weekday | CAISO | 1-in-2 | 2022 | 8 |  |  |  | 66.147 | 1
| Zone | South of Lugo | 9 | Average Weekday | CAISO | 1-in-2 | 2022 | 9 |  |  |  | 67.2565 | 1
| Zone | South of Lugo | 9 | Average Weekday | CAISO | 1-in-2 | 2022 | 10 |  |  |  | 69.9201 | 1
| Zone | South of Lugo | 9 | Average Weekday | CAISO | 1-in-2 | 2022 | 11 |  |  |  | 73.3148 | 1
| Zone | South of Lugo | 9 | Average Weekday | CAISO | 1-in-2 | 2022 | 12 |  |  |  | 76.8477 | 1
| Zone | South of Lugo | 9 | Average Weekday | CAISO | 1-in-2 | 2022 | 13 |  |  |  | 79.9092 | 1
| Zone | South of Lugo | 9 | Average Weekday | CAISO | 1-in-2 | 2022 | 14 |  |  |  | 82.0878 | 1
| Zone | South of Lugo | 9 | Average Weekday | CAISO | 1-in-2 | 2022 | 15 |  |  |  | 83.2611 | 1
| Zone | South of Lugo | 9 | Average Weekday | CAISO | 1-in-2 | 2022 | 16 |  |  |  | 83.7561 | 1
| Zone | South of Lugo | 9 | Average Weekday | CAISO | 1-in-2 | 2022 | 17 |  |  |  | 83.5744 | 1
| Zone | South of Lugo | 9 | Average Weekday | CAISO | 1-in-2 | 2022 | 18 |  |  |  | 82.541 | 1
| Zone | South of Lugo | 9 | Average Weekday | CAISO | 1-in-2 | 2022 | 19 |  |  |  | 80.6685 | 1
| Zone | South of Lugo | 9 | Average Weekday | CAISO | 1-in-2 | 2022 | 20 |  |  |  | 77.7379 | 1
| Zone | South of Lugo | 9 | Average Weekday | CAISO | 1-in-2 | 2022 | 21 |  |  |  | 74.6711 | 1
| Zone | South of Lugo | 9 | Average Weekday | CAISO | 1-in-2 | 2022 | 22 |  |  |  | 72.7849 | 1
| Zone | South of Lugo | 9 | Average Weekday | CAISO | 1-in-2 | 2022 | 23 |  |  |  | 71.4589 | 1
| Zone | South of Lugo | 9 | Average Weekday | CAISO | 1-in-2 | 2022 | 24 |  |  |  | 70.3249 | 1
| Zone | South of Lugo | 9 | Monthly System Peak Day | CAISO | 1-in-2 | 2022 | 1 |  |  |  | 79.7279 | 1
| Zone | South of Lugo | 9 | Monthly System Peak Day | CAISO | 1-in-2 | 2022 | 2 |  |  |  | 78.26 | 1
| Zone | South of Lugo | 9 | Monthly System Peak Day | CAISO | 1-in-2 | 2022 | 3 |  |  |  | 77.3103 | 1
| Zone | South of Lugo | 9 | Monthly System Peak Day | CAISO | 1-in-2 | 2022 | 4 |  |  |  | 76.1223 | 1
| Zone | South of Lugo | 9 | Monthly System Peak Day | CAISO | 1-in-2 | 2022 | 5 |  |  |  | 75.3567 | 1
| Zone | South of Lugo | 9 | Monthly System Peak Day | CAISO | 1-in-2 | 2022 | 6 |  |  |  | 74.6564 | 1
| Zone | South of Lugo | 9 | Monthly System Peak Day | CAISO | 1-in-2 | 2022 | 7 |  |  |  | 74.9015 | 1
| Zone | South of Lugo | 9 | Monthly System Peak Day | CAISO | 1-in-2 | 2022 | 8 |  |  |  | 75.1818 | 1
| Zone | South of Lugo | 9 | Monthly System Peak Day | CAISO | 1-in-2 | 2022 | 9 |  |  |  | 76.8754 | 1
| Zone | South of Lugo | 9 | Monthly System Peak Day | CAISO | 1-in-2 | 2022 | 10 |  |  |  | 81.5795 | 1
| Zone | South of Lugo | 9 | Monthly System Peak Day | CAISO | 1-in-2 | 2022 | 11 |  |  |  | 88 | 1
| Zone | South of Lugo | 9 | Monthly System Peak Day | CAISO | 1-in-2 | 2022 | 12 |  |  |  | 92.8974 | 1
| Zone | South of Lugo | 9 | Monthly System Peak Day | CAISO | 1-in-2 | 2022 | 13 |  |  |  | 95.8 | 1
| Zone | South of Lugo | 9 | Monthly System Peak Day | CAISO | 1-in-2 | 2022 | 14 |  |  |  | 97.6026 | 1
| Zone | South of Lugo | 9 | Monthly System Peak Day | CAISO | 1-in-2 | 2022 | 15 |  |  |  | 98.0487 | 1
| Zone | South of Lugo | 9 | Monthly System Peak Day | CAISO | 1-in-2 | 2022 | 16 |  |  |  | 96.918 | 1
| Zone | South of Lugo | 9 | Monthly System Peak Day | CAISO | 1-in-2 | 2022 | 17 |  |  |  | 95.6487 | 1
| Zone | South of Lugo | 9 | Monthly System Peak Day | CAISO | 1-in-2 | 2022 | 18 |  |  |  | 93.8744 | 1
| Zone | South of Lugo | 9 | Monthly System Peak Day | CAISO | 1-in-2 | 2022 | 19 |  |  |  | 93.2077 | 1
| Zone | South of Lugo | 9 | Monthly System Peak Day | CAISO | 1-in-2 | 2022 | 20 |  |  |  | 91.5256 | 1
| Zone | South of Lugo | 9 | Monthly System Peak Day | CAISO | 1-in-2 | 2022 | 21 |  |  |  | 88.7154 | 1
| Zone | South of Lugo | 9 | Monthly System Peak Day | CAISO | 1-in-2 | 2022 | 22 |  |  |  | 86.8 | 1
| Zone | South of Lugo | 9 | Monthly System Peak Day | CAISO | 1-in-2 | 2022 | 23 |  |  |  | 84.5641 | 1
| Zone | South of Lugo | 9 | Monthly System Peak Day | CAISO | 1-in-2 | 2022 | 24 |  |  |  | 82.3795 | 1
| Zone | South of Lugo | 10 | Average Weekday | CAISO | 1-in-2 | 2022 | 1 |  |  |  | 64.658 | 1
| Zone | South of Lugo | 10 | Average Weekday | CAISO | 1-in-2 | 2022 | 2 |  |  |  | 63.8062 | 1
| Zone | South of Lugo | 10 | Average Weekday | CAISO | 1-in-2 | 2022 | 3 |  |  |  | 62.9019 | 1
| Zone | South of Lugo | 10 | Average Weekday | CAISO | 1-in-2 | 2022 | 4 |  |  |  | 62.2469 | 1
| Zone | South of Lugo | 10 | Average Weekday | CAISO | 1-in-2 | 2022 | 5 |  |  |  | 61.6376 | 1
| Zone | South of Lugo | 10 | Average Weekday | CAISO | 1-in-2 | 2022 | 6 |  |  |  | 61.2473 | 1
| Zone | South of Lugo | 10 | Average Weekday | CAISO | 1-in-2 | 2022 | 7 |  |  |  | 60.9326 | 1
| Zone | South of Lugo | 10 | Average Weekday | CAISO | 1-in-2 | 2022 | 8 |  |  |  | 60.7842 | 1
| Zone | South of Lugo | 10 | Average Weekday | CAISO | 1-in-2 | 2022 | 9 |  |  |  | 61.3719 | 1
| Zone | South of Lugo | 10 | Average Weekday | CAISO | 1-in-2 | 2022 | 10 |  |  |  | 63.9419 | 1
| Zone | South of Lugo | 10 | Average Weekday | CAISO | 1-in-2 | 2022 | 11 |  |  |  | 67.2273 | 1
| Zone | South of Lugo | 10 | Average Weekday | CAISO | 1-in-2 | 2022 | 12 |  |  |  | 70.4369 | 1
| Zone | South of Lugo | 10 | Average Weekday | CAISO | 1-in-2 | 2022 | 13 |  |  |  | 73.1782 | 1
| Zone | South of Lugo | 10 | Average Weekday | CAISO | 1-in-2 | 2022 | 14 |  |  |  | 75.1897 | 1
| Zone | South of Lugo | 10 | Average Weekday | CAISO | 1-in-2 | 2022 | 15 |  |  |  | 76.6368 | 1
| Zone | South of Lugo | 10 | Average Weekday | CAISO | 1-in-2 | 2022 | 16 |  |  |  | 77.4598 | 1
| Zone | South of Lugo | 10 | Average Weekday | CAISO | 1-in-2 | 2022 | 17 |  |  |  | 77.3466 | 1
| Zone | South of Lugo | 10 | Average Weekday | CAISO | 1-in-2 | 2022 | 18 |  |  |  | 76.4242 | 1
| Zone | South of Lugo | 10 | Average Weekday | CAISO | 1-in-2 | 2022 | 19 |  |  |  | 74.5143 | 1
| Zone | South of Lugo | 10 | Average Weekday | CAISO | 1-in-2 | 2022 | 20 |  |  |  | 71.5232 | 1
| Zone | South of Lugo | 10 | Average Weekday | CAISO | 1-in-2 | 2022 | 21 |  |  |  | 69.4376 | 1
| Zone | South of Lugo | 10 | Average Weekday | CAISO | 1-in-2 | 2022 | 22 |  |  |  | 67.9225 | 1
| Zone | South of Lugo | 10 | Average Weekday | CAISO | 1-in-2 | 2022 | 23 |  |  |  | 66.6274 | 1
| Zone | South of Lugo | 10 | Average Weekday | CAISO | 1-in-2 | 2022 | 24 |  |  |  | 65.4949 | 1
| Zone | South of Lugo | 10 | Monthly System Peak Day | CAISO | 1-in-2 | 2022 | 1 |  |  |  | 74.9769 | 1
| Zone | South of Lugo | 10 | Monthly System Peak Day | CAISO | 1-in-2 | 2022 | 2 |  |  |  | 73.8469 | 1
| Zone | South of Lugo | 10 | Monthly System Peak Day | CAISO | 1-in-2 | 2022 | 3 |  |  |  | 72.4622 | 1
| Zone | South of Lugo | 10 | Monthly System Peak Day | CAISO | 1-in-2 | 2022 | 4 |  |  |  | 70.9661 | 1
| Zone | South of Lugo | 10 | Monthly System Peak Day | CAISO | 1-in-2 | 2022 | 5 |  |  |  | 69.9036 | 1
| Zone | South of Lugo | 10 | Monthly System Peak Day | CAISO | 1-in-2 | 2022 | 6 |  |  |  | 69.4283 | 1
| Zone | South of Lugo | 10 | Monthly System Peak Day | CAISO | 1-in-2 | 2022 | 7 |  |  |  | 69.1028 | 1
| Zone | South of Lugo | 10 | Monthly System Peak Day | CAISO | 1-in-2 | 2022 | 8 |  |  |  | 68.4244 | 1
| Zone | South of Lugo | 10 | Monthly System Peak Day | CAISO | 1-in-2 | 2022 | 9 |  |  |  | 69.4117 | 1
| Zone | South of Lugo | 10 | Monthly System Peak Day | CAISO | 1-in-2 | 2022 | 10 |  |  |  | 73.025 | 1
| Zone | South of Lugo | 10 | Monthly System Peak Day | CAISO | 1-in-2 | 2022 | 11 |  |  |  | 77.7472 | 1
| Zone | South of Lugo | 10 | Monthly System Peak Day | CAISO | 1-in-2 | 2022 | 12 |  |  |  | 82.5139 | 1
| Zone | South of Lugo | 10 | Monthly System Peak Day | CAISO | 1-in-2 | 2022 | 13 |  |  |  | 86.0528 | 1
| Zone | South of Lugo | 10 | Monthly System Peak Day | CAISO | 1-in-2 | 2022 | 14 |  |  |  | 88.1917 | 1
| Zone | South of Lugo | 10 | Monthly System Peak Day | CAISO | 1-in-2 | 2022 | 15 |  |  |  | 88.6806 | 1
| Zone | South of Lugo | 10 | Monthly System Peak Day | CAISO | 1-in-2 | 2022 | 16 |  |  |  | 88.8 | 1
| Zone | South of Lugo | 10 | Monthly System Peak Day | CAISO | 1-in-2 | 2022 | 17 |  |  |  | 88.0417 | 1
| Zone | South of Lugo | 10 | Monthly System Peak Day | CAISO | 1-in-2 | 2022 | 18 |  |  |  | 87.2611 | 1
| Zone | South of Lugo | 10 | Monthly System Peak Day | CAISO | 1-in-2 | 2022 | 19 |  |  |  | 85.3628 | 1
| Zone | South of Lugo | 10 | Monthly System Peak Day | CAISO | 1-in-2 | 2022 | 20 |  |  |  | 82.2675 | 1
| Zone | South of Lugo | 10 | Monthly System Peak Day | CAISO | 1-in-2 | 2022 | 21 |  |  |  | 79.4689 | 1
| Zone | South of Lugo | 10 | Monthly System Peak Day | CAISO | 1-in-2 | 2022 | 22 |  |  |  | 77.5472 | 1
| Zone | South of Lugo | 10 | Monthly System Peak Day | CAISO | 1-in-2 | 2022 | 23 |  |  |  | 75.9456 | 1
| Zone | South of Lugo | 10 | Monthly System Peak Day | CAISO | 1-in-2 | 2022 | 24 |  |  |  | 74.4658 | 1
| Zone | South of Lugo | 11 | Average Weekday | CAISO | 1-in-2 | 2022 | 1 |  |  |  | 57.3766 | 1
| Zone | South of Lugo | 11 | Average Weekday | CAISO | 1-in-2 | 2022 | 2 |  |  |  | 56.6196 | 1
| Zone | South of Lugo | 11 | Average Weekday | CAISO | 1-in-2 | 2022 | 3 |  |  |  | 55.8667 | 1
| Zone | South of Lugo | 11 | Average Weekday | CAISO | 1-in-2 | 2022 | 4 |  |  |  | 55.1855 | 1
| Zone | South of Lugo | 11 | Average Weekday | CAISO | 1-in-2 | 2022 | 5 |  |  |  | 54.6693 | 1
| Zone | South of Lugo | 11 | Average Weekday | CAISO | 1-in-2 | 2022 | 6 |  |  |  | 54.1856 | 1
| Zone | South of Lugo | 11 | Average Weekday | CAISO | 1-in-2 | 2022 | 7 |  |  |  | 54.014 | 1
| Zone | South of Lugo | 11 | Average Weekday | CAISO | 1-in-2 | 2022 | 8 |  |  |  | 53.9417 | 1
| Zone | South of Lugo | 11 | Average Weekday | CAISO | 1-in-2 | 2022 | 9 |  |  |  | 55.5116 | 1
| Zone | South of Lugo | 11 | Average Weekday | CAISO | 1-in-2 | 2022 | 10 |  |  |  | 58.5353 | 1
| Zone | South of Lugo | 11 | Average Weekday | CAISO | 1-in-2 | 2022 | 11 |  |  |  | 62.1631 | 1
| Zone | South of Lugo | 11 | Average Weekday | CAISO | 1-in-2 | 2022 | 12 |  |  |  | 65.3752 | 1
| Zone | South of Lugo | 11 | Average Weekday | CAISO | 1-in-2 | 2022 | 13 |  |  |  | 67.8009 | 1
| Zone | South of Lugo | 11 | Average Weekday | CAISO | 1-in-2 | 2022 | 14 |  |  |  | 69.3357 | 1
| Zone | South of Lugo | 11 | Average Weekday | CAISO | 1-in-2 | 2022 | 15 |  |  |  | 70.1111 | 1
| Zone | South of Lugo | 11 | Average Weekday | CAISO | 1-in-2 | 2022 | 16 |  |  |  | 70.1077 | 1
| Zone | South of Lugo | 11 | Average Weekday | CAISO | 1-in-2 | 2022 | 17 |  |  |  | 69.1869 | 1
| Zone | South of Lugo | 11 | Average Weekday | CAISO | 1-in-2 | 2022 | 18 |  |  |  | 67.091 | 1
| Zone | South of Lugo | 11 | Average Weekday | CAISO | 1-in-2 | 2022 | 19 |  |  |  | 64.7038 | 1
| Zone | South of Lugo | 11 | Average Weekday | CAISO | 1-in-2 | 2022 | 20 |  |  |  | 62.8628 | 1
| Zone | South of Lugo | 11 | Average Weekday | CAISO | 1-in-2 | 2022 | 21 |  |  |  | 61.4347 | 1
| Zone | South of Lugo | 11 | Average Weekday | CAISO | 1-in-2 | 2022 | 22 |  |  |  | 60.1706 | 1
| Zone | South of Lugo | 11 | Average Weekday | CAISO | 1-in-2 | 2022 | 23 |  |  |  | 59.0939 | 1
| Zone | South of Lugo | 11 | Average Weekday | CAISO | 1-in-2 | 2022 | 24 |  |  |  | 58.1829 | 1
| Zone | South of Lugo | 11 | Monthly System Peak Day | CAISO | 1-in-2 | 2022 | 1 |  |  |  | 59.1525 | 1
| Zone | South of Lugo | 11 | Monthly System Peak Day | CAISO | 1-in-2 | 2022 | 2 |  |  |  | 57.8128 | 1
| Zone | South of Lugo | 11 | Monthly System Peak Day | CAISO | 1-in-2 | 2022 | 3 |  |  |  | 56.5017 | 1
| Zone | South of Lugo | 11 | Monthly System Peak Day | CAISO | 1-in-2 | 2022 | 4 |  |  |  | 55.7769 | 1
| Zone | South of Lugo | 11 | Monthly System Peak Day | CAISO | 1-in-2 | 2022 | 5 |  |  |  | 54.8683 | 1
| Zone | South of Lugo | 11 | Monthly System Peak Day | CAISO | 1-in-2 | 2022 | 6 |  |  |  | 54.3533 | 1
| Zone | South of Lugo | 11 | Monthly System Peak Day | CAISO | 1-in-2 | 2022 | 7 |  |  |  | 53.6728 | 1
| Zone | South of Lugo | 11 | Monthly System Peak Day | CAISO | 1-in-2 | 2022 | 8 |  |  |  | 53.8197 | 1
| Zone | South of Lugo | 11 | Monthly System Peak Day | CAISO | 1-in-2 | 2022 | 9 |  |  |  | 57.4122 | 1
| Zone | South of Lugo | 11 | Monthly System Peak Day | CAISO | 1-in-2 | 2022 | 10 |  |  |  | 63.5833 | 1
| Zone | South of Lugo | 11 | Monthly System Peak Day | CAISO | 1-in-2 | 2022 | 11 |  |  |  | 69.7231 | 1
| Zone | South of Lugo | 11 | Monthly System Peak Day | CAISO | 1-in-2 | 2022 | 12 |  |  |  | 74.4992 | 1
| Zone | South of Lugo | 11 | Monthly System Peak Day | CAISO | 1-in-2 | 2022 | 13 |  |  |  | 77.7969 | 1
| Zone | South of Lugo | 11 | Monthly System Peak Day | CAISO | 1-in-2 | 2022 | 14 |  |  |  | 79.5986 | 1
| Zone | South of Lugo | 11 | Monthly System Peak Day | CAISO | 1-in-2 | 2022 | 15 |  |  |  | 80.5519 | 1
| Zone | South of Lugo | 11 | Monthly System Peak Day | CAISO | 1-in-2 | 2022 | 16 |  |  |  | 80.1353 | 1
| Zone | South of Lugo | 11 | Monthly System Peak Day | CAISO | 1-in-2 | 2022 | 17 |  |  |  | 78.8542 | 1
| Zone | South of Lugo | 11 | Monthly System Peak Day | CAISO | 1-in-2 | 2022 | 18 |  |  |  | 75.4964 | 1
| Zone | South of Lugo | 11 | Monthly System Peak Day | CAISO | 1-in-2 | 2022 | 19 |  |  |  | 71.8994 | 1
| Zone | South of Lugo | 11 | Monthly System Peak Day | CAISO | 1-in-2 | 2022 | 20 |  |  |  | 70.0583 | 1
| Zone | South of Lugo | 11 | Monthly System Peak Day | CAISO | 1-in-2 | 2022 | 21 |  |  |  | 67.8533 | 1
| Zone | South of Lugo | 11 | Monthly System Peak Day | CAISO | 1-in-2 | 2022 | 22 |  |  |  | 66.1669 | 1
| Zone | South of Lugo | 11 | Monthly System Peak Day | CAISO | 1-in-2 | 2022 | 23 |  |  |  | 63.8694 | 1
| Zone | South of Lugo | 11 | Monthly System Peak Day | CAISO | 1-in-2 | 2022 | 24 |  |  |  | 62.2781 | 1
| Zone | South of Lugo | 12 | Average Weekday | CAISO | 1-in-2 | 2022 | 1 |  |  |  | 50.4388 | 1
| Zone | South of Lugo | 12 | Average Weekday | CAISO | 1-in-2 | 2022 | 2 |  |  |  | 49.7017 | 1
| Zone | South of Lugo | 12 | Average Weekday | CAISO | 1-in-2 | 2022 | 3 |  |  |  | 49.1639 | 1
| Zone | South of Lugo | 12 | Average Weekday | CAISO | 1-in-2 | 2022 | 4 |  |  |  | 48.6896 | 1
| Zone | South of Lugo | 12 | Average Weekday | CAISO | 1-in-2 | 2022 | 5 |  |  |  | 48.2306 | 1
| Zone | South of Lugo | 12 | Average Weekday | CAISO | 1-in-2 | 2022 | 6 |  |  |  | 47.7785 | 1
| Zone | South of Lugo | 12 | Average Weekday | CAISO | 1-in-2 | 2022 | 7 |  |  |  | 47.4745 | 1
| Zone | South of Lugo | 12 | Average Weekday | CAISO | 1-in-2 | 2022 | 8 |  |  |  | 47.3875 | 1
| Zone | South of Lugo | 12 | Average Weekday | CAISO | 1-in-2 | 2022 | 9 |  |  |  | 48.3394 | 1
| Zone | South of Lugo | 12 | Average Weekday | CAISO | 1-in-2 | 2022 | 10 |  |  |  | 51.1662 | 1
| Zone | South of Lugo | 12 | Average Weekday | CAISO | 1-in-2 | 2022 | 11 |  |  |  | 54.5043 | 1
| Zone | South of Lugo | 12 | Average Weekday | CAISO | 1-in-2 | 2022 | 12 |  |  |  | 57.461 | 1
| Zone | South of Lugo | 12 | Average Weekday | CAISO | 1-in-2 | 2022 | 13 |  |  |  | 59.6531 | 1
| Zone | South of Lugo | 12 | Average Weekday | CAISO | 1-in-2 | 2022 | 14 |  |  |  | 61.1534 | 1
| Zone | South of Lugo | 12 | Average Weekday | CAISO | 1-in-2 | 2022 | 15 |  |  |  | 62.041 | 1
| Zone | South of Lugo | 12 | Average Weekday | CAISO | 1-in-2 | 2022 | 16 |  |  |  | 62.1144 | 1
| Zone | South of Lugo | 12 | Average Weekday | CAISO | 1-in-2 | 2022 | 17 |  |  |  | 61.3113 | 1
| Zone | South of Lugo | 12 | Average Weekday | CAISO | 1-in-2 | 2022 | 18 |  |  |  | 59.3422 | 1
| Zone | South of Lugo | 12 | Average Weekday | CAISO | 1-in-2 | 2022 | 19 |  |  |  | 57.1749 | 1
| Zone | South of Lugo | 12 | Average Weekday | CAISO | 1-in-2 | 2022 | 20 |  |  |  | 55.6378 | 1
| Zone | South of Lugo | 12 | Average Weekday | CAISO | 1-in-2 | 2022 | 21 |  |  |  | 54.2734 | 1
| Zone | South of Lugo | 12 | Average Weekday | CAISO | 1-in-2 | 2022 | 22 |  |  |  | 53.1359 | 1
| Zone | South of Lugo | 12 | Average Weekday | CAISO | 1-in-2 | 2022 | 23 |  |  |  | 52.0297 | 1
| Zone | South of Lugo | 12 | Average Weekday | CAISO | 1-in-2 | 2022 | 24 |  |  |  | 51.0762 | 1
| Zone | South of Lugo | 12 | Monthly System Peak Day | CAISO | 1-in-2 | 2022 | 1 |  |  |  | 51.4364 | 1
| Zone | South of Lugo | 12 | Monthly System Peak Day | CAISO | 1-in-2 | 2022 | 2 |  |  |  | 50.2519 | 1
| Zone | South of Lugo | 12 | Monthly System Peak Day | CAISO | 1-in-2 | 2022 | 3 |  |  |  | 49.8097 | 1
| Zone | South of Lugo | 12 | Monthly System Peak Day | CAISO | 1-in-2 | 2022 | 4 |  |  |  | 49.2989 | 1
| Zone | South of Lugo | 12 | Monthly System Peak Day | CAISO | 1-in-2 | 2022 | 5 |  |  |  | 48.9467 | 1
| Zone | South of Lugo | 12 | Monthly System Peak Day | CAISO | 1-in-2 | 2022 | 6 |  |  |  | 48.8219 | 1
| Zone | South of Lugo | 12 | Monthly System Peak Day | CAISO | 1-in-2 | 2022 | 7 |  |  |  | 48.4769 | 1
| Zone | South of Lugo | 12 | Monthly System Peak Day | CAISO | 1-in-2 | 2022 | 8 |  |  |  | 48.185 | 1
| Zone | South of Lugo | 12 | Monthly System Peak Day | CAISO | 1-in-2 | 2022 | 9 |  |  |  | 49.0417 | 1
| Zone | South of Lugo | 12 | Monthly System Peak Day | CAISO | 1-in-2 | 2022 | 10 |  |  |  | 52.4083 | 1
| Zone | South of Lugo | 12 | Monthly System Peak Day | CAISO | 1-in-2 | 2022 | 11 |  |  |  | 56.6939 | 1
| Zone | South of Lugo | 12 | Monthly System Peak Day | CAISO | 1-in-2 | 2022 | 12 |  |  |  | 60.3886 | 1
| Zone | South of Lugo | 12 | Monthly System Peak Day | CAISO | 1-in-2 | 2022 | 13 |  |  |  | 63.5369 | 1
| Zone | South of Lugo | 12 | Monthly System Peak Day | CAISO | 1-in-2 | 2022 | 14 |  |  |  | 65.1936 | 1
| Zone | South of Lugo | 12 | Monthly System Peak Day | CAISO | 1-in-2 | 2022 | 15 |  |  |  | 65.415 | 1
| Zone | South of Lugo | 12 | Monthly System Peak Day | CAISO | 1-in-2 | 2022 | 16 |  |  |  | 65.12 | 1
| Zone | South of Lugo | 12 | Monthly System Peak Day | CAISO | 1-in-2 | 2022 | 17 |  |  |  | 64.1567 | 1
| Zone | South of Lugo | 12 | Monthly System Peak Day | CAISO | 1-in-2 | 2022 | 18 |  |  |  | 61.6131 | 1
| Zone | South of Lugo | 12 | Monthly System Peak Day | CAISO | 1-in-2 | 2022 | 19 |  |  |  | 59.6925 | 1
| Zone | South of Lugo | 12 | Monthly System Peak Day | CAISO | 1-in-2 | 2022 | 20 |  |  |  | 58.0142 | 1
| Zone | South of Lugo | 12 | Monthly System Peak Day | CAISO | 1-in-2 | 2022 | 21 |  |  |  | 56.57 | 1
| Zone | South of Lugo | 12 | Monthly System Peak Day | CAISO | 1-in-2 | 2022 | 22 |  |  |  | 54.6525 | 1
| Zone | South of Lugo | 12 | Monthly System Peak Day | CAISO | 1-in-2 | 2022 | 23 |  |  |  | 53.4592 | 1
| Zone | South of Lugo | 12 | Monthly System Peak Day | CAISO | 1-in-2 | 2022 | 24 |  |  |  | 52.2789 | 1
| Zone | South of Lugo | 1 | Average Weekday | CAISO | 1-in-2 | 2023 | 1 |  |  |  | 54.2996 | 1
| Zone | South of Lugo | 1 | Average Weekday | CAISO | 1-in-2 | 2023 | 2 |  |  |  | 53.4933 | 1
| Zone | South of Lugo | 1 | Average Weekday | CAISO | 1-in-2 | 2023 | 3 |  |  |  | 52.8647 | 1
| Zone | South of Lugo | 1 | Average Weekday | CAISO | 1-in-2 | 2023 | 4 |  |  |  | 52.509 | 1
| Zone | South of Lugo | 1 | Average Weekday | CAISO | 1-in-2 | 2023 | 5 |  |  |  | 51.888 | 1
| Zone | South of Lugo | 1 | Average Weekday | CAISO | 1-in-2 | 2023 | 6 |  |  |  | 51.4582 | 1
| Zone | South of Lugo | 1 | Average Weekday | CAISO | 1-in-2 | 2023 | 7 |  |  |  | 51.3033 | 1
| Zone | South of Lugo | 1 | Average Weekday | CAISO | 1-in-2 | 2023 | 8 |  |  |  | 51.2305 | 1
| Zone | South of Lugo | 1 | Average Weekday | CAISO | 1-in-2 | 2023 | 9 |  |  |  | 51.8768 | 1
| Zone | South of Lugo | 1 | Average Weekday | CAISO | 1-in-2 | 2023 | 10 |  |  |  | 54.8698 | 1
| Zone | South of Lugo | 1 | Average Weekday | CAISO | 1-in-2 | 2023 | 11 |  |  |  | 58.6824 | 1
| Zone | South of Lugo | 1 | Average Weekday | CAISO | 1-in-2 | 2023 | 12 |  |  |  | 62.0233 | 1
| Zone | South of Lugo | 1 | Average Weekday | CAISO | 1-in-2 | 2023 | 13 |  |  |  | 64.7517 | 1
| Zone | South of Lugo | 1 | Average Weekday | CAISO | 1-in-2 | 2023 | 14 |  |  |  | 66.609 | 1
| Zone | South of Lugo | 1 | Average Weekday | CAISO | 1-in-2 | 2023 | 15 |  |  |  | 67.6135 | 1
| Zone | South of Lugo | 1 | Average Weekday | CAISO | 1-in-2 | 2023 | 16 |  |  |  | 67.9239 | 1
| Zone | South of Lugo | 1 | Average Weekday | CAISO | 1-in-2 | 2023 | 17 |  |  |  | 67.218 | 1
| Zone | South of Lugo | 1 | Average Weekday | CAISO | 1-in-2 | 2023 | 18 |  |  |  | 65.4439 | 1
| Zone | South of Lugo | 1 | Average Weekday | CAISO | 1-in-2 | 2023 | 19 |  |  |  | 62.7515 | 1
| Zone | South of Lugo | 1 | Average Weekday | CAISO | 1-in-2 | 2023 | 20 |  |  |  | 60.8664 | 1
| Zone | South of Lugo | 1 | Average Weekday | CAISO | 1-in-2 | 2023 | 21 |  |  |  | 59.4075 | 1
| Zone | South of Lugo | 1 | Average Weekday | CAISO | 1-in-2 | 2023 | 22 |  |  |  | 58.0478 | 1
| Zone | South of Lugo | 1 | Average Weekday | CAISO | 1-in-2 | 2023 | 23 |  |  |  | 56.725 | 1
| Zone | South of Lugo | 1 | Average Weekday | CAISO | 1-in-2 | 2023 | 24 |  |  |  | 55.5245 | 1
| Zone | South of Lugo | 1 | Monthly System Peak Day | CAISO | 1-in-2 | 2023 | 1 |  |  |  | 49.9694 | 1
| Zone | South of Lugo | 1 | Monthly System Peak Day | CAISO | 1-in-2 | 2023 | 2 |  |  |  | 49.1283 | 1
| Zone | South of Lugo | 1 | Monthly System Peak Day | CAISO | 1-in-2 | 2023 | 3 |  |  |  | 48.2514 | 1
| Zone | South of Lugo | 1 | Monthly System Peak Day | CAISO | 1-in-2 | 2023 | 4 |  |  |  | 47.3314 | 1
| Zone | South of Lugo | 1 | Monthly System Peak Day | CAISO | 1-in-2 | 2023 | 5 |  |  |  | 46.8064 | 1
| Zone | South of Lugo | 1 | Monthly System Peak Day | CAISO | 1-in-2 | 2023 | 6 |  |  |  | 46.4111 | 1
| Zone | South of Lugo | 1 | Monthly System Peak Day | CAISO | 1-in-2 | 2023 | 7 |  |  |  | 46.005 | 1
| Zone | South of Lugo | 1 | Monthly System Peak Day | CAISO | 1-in-2 | 2023 | 8 |  |  |  | 45.7428 | 1
| Zone | South of Lugo | 1 | Monthly System Peak Day | CAISO | 1-in-2 | 2023 | 9 |  |  |  | 46.7314 | 1
| Zone | South of Lugo | 1 | Monthly System Peak Day | CAISO | 1-in-2 | 2023 | 10 |  |  |  | 49.5278 | 1
| Zone | South of Lugo | 1 | Monthly System Peak Day | CAISO | 1-in-2 | 2023 | 11 |  |  |  | 53.0378 | 1
| Zone | South of Lugo | 1 | Monthly System Peak Day | CAISO | 1-in-2 | 2023 | 12 |  |  |  | 55.56 | 1
| Zone | South of Lugo | 1 | Monthly System Peak Day | CAISO | 1-in-2 | 2023 | 13 |  |  |  | 57.2756 | 1
| Zone | South of Lugo | 1 | Monthly System Peak Day | CAISO | 1-in-2 | 2023 | 14 |  |  |  | 58.14 | 1
| Zone | South of Lugo | 1 | Monthly System Peak Day | CAISO | 1-in-2 | 2023 | 15 |  |  |  | 59.0661 | 1
| Zone | South of Lugo | 1 | Monthly System Peak Day | CAISO | 1-in-2 | 2023 | 16 |  |  |  | 58.9131 | 1
| Zone | South of Lugo | 1 | Monthly System Peak Day | CAISO | 1-in-2 | 2023 | 17 |  |  |  | 57.9606 | 1
| Zone | South of Lugo | 1 | Monthly System Peak Day | CAISO | 1-in-2 | 2023 | 18 |  |  |  | 56.3247 | 1
| Zone | South of Lugo | 1 | Monthly System Peak Day | CAISO | 1-in-2 | 2023 | 19 |  |  |  | 55.1306 | 1
| Zone | South of Lugo | 1 | Monthly System Peak Day | CAISO | 1-in-2 | 2023 | 20 |  |  |  | 54.0664 | 1
| Zone | South of Lugo | 1 | Monthly System Peak Day | CAISO | 1-in-2 | 2023 | 21 |  |  |  | 52.8489 | 1
| Zone | South of Lugo | 1 | Monthly System Peak Day | CAISO | 1-in-2 | 2023 | 22 |  |  |  | 51.9478 | 1
| Zone | South of Lugo | 1 | Monthly System Peak Day | CAISO | 1-in-2 | 2023 | 23 |  |  |  | 50.8631 | 1
| Zone | South of Lugo | 1 | Monthly System Peak Day | CAISO | 1-in-2 | 2023 | 24 |  |  |  | 50.0019 | 1
| Zone | South of Lugo | 2 | Average Weekday | CAISO | 1-in-2 | 2023 | 1 |  |  |  | 54.9585 | 1
| Zone | South of Lugo | 2 | Average Weekday | CAISO | 1-in-2 | 2023 | 2 |  |  |  | 54.0444 | 1
| Zone | South of Lugo | 2 | Average Weekday | CAISO | 1-in-2 | 2023 | 3 |  |  |  | 53.2981 | 1
| Zone | South of Lugo | 2 | Average Weekday | CAISO | 1-in-2 | 2023 | 4 |  |  |  | 52.4177 | 1
| Zone | South of Lugo | 2 | Average Weekday | CAISO | 1-in-2 | 2023 | 5 |  |  |  | 51.7822 | 1
| Zone | South of Lugo | 2 | Average Weekday | CAISO | 1-in-2 | 2023 | 6 |  |  |  | 51.1989 | 1
| Zone | South of Lugo | 2 | Average Weekday | CAISO | 1-in-2 | 2023 | 7 |  |  |  | 50.8834 | 1
| Zone | South of Lugo | 2 | Average Weekday | CAISO | 1-in-2 | 2023 | 8 |  |  |  | 50.7149 | 1
| Zone | South of Lugo | 2 | Average Weekday | CAISO | 1-in-2 | 2023 | 9 |  |  |  | 52.3662 | 1
| Zone | South of Lugo | 2 | Average Weekday | CAISO | 1-in-2 | 2023 | 10 |  |  |  | 55.9543 | 1
| Zone | South of Lugo | 2 | Average Weekday | CAISO | 1-in-2 | 2023 | 11 |  |  |  | 59.7329 | 1
| Zone | South of Lugo | 2 | Average Weekday | CAISO | 1-in-2 | 2023 | 12 |  |  |  | 62.8562 | 1
| Zone | South of Lugo | 2 | Average Weekday | CAISO | 1-in-2 | 2023 | 13 |  |  |  | 65.2729 | 1
| Zone | South of Lugo | 2 | Average Weekday | CAISO | 1-in-2 | 2023 | 14 |  |  |  | 66.8845 | 1
| Zone | South of Lugo | 2 | Average Weekday | CAISO | 1-in-2 | 2023 | 15 |  |  |  | 67.6945 | 1
| Zone | South of Lugo | 2 | Average Weekday | CAISO | 1-in-2 | 2023 | 16 |  |  |  | 67.7745 | 1
| Zone | South of Lugo | 2 | Average Weekday | CAISO | 1-in-2 | 2023 | 17 |  |  |  | 67.1868 | 1
| Zone | South of Lugo | 2 | Average Weekday | CAISO | 1-in-2 | 2023 | 18 |  |  |  | 65.7662 | 1
| Zone | South of Lugo | 2 | Average Weekday | CAISO | 1-in-2 | 2023 | 19 |  |  |  | 63.2867 | 1
| Zone | South of Lugo | 2 | Average Weekday | CAISO | 1-in-2 | 2023 | 20 |  |  |  | 61.0119 | 1
| Zone | South of Lugo | 2 | Average Weekday | CAISO | 1-in-2 | 2023 | 21 |  |  |  | 59.4756 | 1
| Zone | South of Lugo | 2 | Average Weekday | CAISO | 1-in-2 | 2023 | 22 |  |  |  | 58.2593 | 1
| Zone | South of Lugo | 2 | Average Weekday | CAISO | 1-in-2 | 2023 | 23 |  |  |  | 57.0604 | 1
| Zone | South of Lugo | 2 | Average Weekday | CAISO | 1-in-2 | 2023 | 24 |  |  |  | 55.9455 | 1
| Zone | South of Lugo | 2 | Monthly System Peak Day | CAISO | 1-in-2 | 2023 | 1 |  |  |  | 44.145 | 1
| Zone | South of Lugo | 2 | Monthly System Peak Day | CAISO | 1-in-2 | 2023 | 2 |  |  |  | 43.5347 | 1
| Zone | South of Lugo | 2 | Monthly System Peak Day | CAISO | 1-in-2 | 2023 | 3 |  |  |  | 42.6722 | 1
| Zone | South of Lugo | 2 | Monthly System Peak Day | CAISO | 1-in-2 | 2023 | 4 |  |  |  | 42.1819 | 1
| Zone | South of Lugo | 2 | Monthly System Peak Day | CAISO | 1-in-2 | 2023 | 5 |  |  |  | 41.2997 | 1
| Zone | South of Lugo | 2 | Monthly System Peak Day | CAISO | 1-in-2 | 2023 | 6 |  |  |  | 40.4433 | 1
| Zone | South of Lugo | 2 | Monthly System Peak Day | CAISO | 1-in-2 | 2023 | 7 |  |  |  | 39.7297 | 1
| Zone | South of Lugo | 2 | Monthly System Peak Day | CAISO | 1-in-2 | 2023 | 8 |  |  |  | 39.4047 | 1
| Zone | South of Lugo | 2 | Monthly System Peak Day | CAISO | 1-in-2 | 2023 | 9 |  |  |  | 41.4589 | 1
| Zone | South of Lugo | 2 | Monthly System Peak Day | CAISO | 1-in-2 | 2023 | 10 |  |  |  | 45.2028 | 1
| Zone | South of Lugo | 2 | Monthly System Peak Day | CAISO | 1-in-2 | 2023 | 11 |  |  |  | 48.4597 | 1
| Zone | South of Lugo | 2 | Monthly System Peak Day | CAISO | 1-in-2 | 2023 | 12 |  |  |  | 51.7178 | 1
| Zone | South of Lugo | 2 | Monthly System Peak Day | CAISO | 1-in-2 | 2023 | 13 |  |  |  | 53.8994 | 1
| Zone | South of Lugo | 2 | Monthly System Peak Day | CAISO | 1-in-2 | 2023 | 14 |  |  |  | 55.7092 | 1
| Zone | South of Lugo | 2 | Monthly System Peak Day | CAISO | 1-in-2 | 2023 | 15 |  |  |  | 56.8964 | 1
| Zone | South of Lugo | 2 | Monthly System Peak Day | CAISO | 1-in-2 | 2023 | 16 |  |  |  | 57.5894 | 1
| Zone | South of Lugo | 2 | Monthly System Peak Day | CAISO | 1-in-2 | 2023 | 17 |  |  |  | 57.7119 | 1
| Zone | South of Lugo | 2 | Monthly System Peak Day | CAISO | 1-in-2 | 2023 | 18 |  |  |  | 56.8094 | 1
| Zone | South of Lugo | 2 | Monthly System Peak Day | CAISO | 1-in-2 | 2023 | 19 |  |  |  | 54.6603 | 1
| Zone | South of Lugo | 2 | Monthly System Peak Day | CAISO | 1-in-2 | 2023 | 20 |  |  |  | 52.4122 | 1
| Zone | South of Lugo | 2 | Monthly System Peak Day | CAISO | 1-in-2 | 2023 | 21 |  |  |  | 50.9461 | 1
| Zone | South of Lugo | 2 | Monthly System Peak Day | CAISO | 1-in-2 | 2023 | 22 |  |  |  | 49.5397 | 1
| Zone | South of Lugo | 2 | Monthly System Peak Day | CAISO | 1-in-2 | 2023 | 23 |  |  |  | 48.0589 | 1
| Zone | South of Lugo | 2 | Monthly System Peak Day | CAISO | 1-in-2 | 2023 | 24 |  |  |  | 46.6525 | 1
| Zone | South of Lugo | 3 | Average Weekday | CAISO | 1-in-2 | 2023 | 1 |  |  |  | 55.6732 | 1
| Zone | South of Lugo | 3 | Average Weekday | CAISO | 1-in-2 | 2023 | 2 |  |  |  | 54.6557 | 1
| Zone | South of Lugo | 3 | Average Weekday | CAISO | 1-in-2 | 2023 | 3 |  |  |  | 53.7029 | 1
| Zone | South of Lugo | 3 | Average Weekday | CAISO | 1-in-2 | 2023 | 4 |  |  |  | 52.9533 | 1
| Zone | South of Lugo | 3 | Average Weekday | CAISO | 1-in-2 | 2023 | 5 |  |  |  | 52.247 | 1
| Zone | South of Lugo | 3 | Average Weekday | CAISO | 1-in-2 | 2023 | 6 |  |  |  | 51.6805 | 1
| Zone | South of Lugo | 3 | Average Weekday | CAISO | 1-in-2 | 2023 | 7 |  |  |  | 51.3971 | 1
| Zone | South of Lugo | 3 | Average Weekday | CAISO | 1-in-2 | 2023 | 8 |  |  |  | 51.3137 | 1
| Zone | South of Lugo | 3 | Average Weekday | CAISO | 1-in-2 | 2023 | 9 |  |  |  | 52.3829 | 1
| Zone | South of Lugo | 3 | Average Weekday | CAISO | 1-in-2 | 2023 | 10 |  |  |  | 55.1184 | 1
| Zone | South of Lugo | 3 | Average Weekday | CAISO | 1-in-2 | 2023 | 11 |  |  |  | 58.4502 | 1
| Zone | South of Lugo | 3 | Average Weekday | CAISO | 1-in-2 | 2023 | 12 |  |  |  | 61.5339 | 1
| Zone | South of Lugo | 3 | Average Weekday | CAISO | 1-in-2 | 2023 | 13 |  |  |  | 63.9966 | 1
| Zone | South of Lugo | 3 | Average Weekday | CAISO | 1-in-2 | 2023 | 14 |  |  |  | 65.6855 | 1
| Zone | South of Lugo | 3 | Average Weekday | CAISO | 1-in-2 | 2023 | 15 |  |  |  | 66.8916 | 1
| Zone | South of Lugo | 3 | Average Weekday | CAISO | 1-in-2 | 2023 | 16 |  |  |  | 67.591 | 1
| Zone | South of Lugo | 3 | Average Weekday | CAISO | 1-in-2 | 2023 | 17 |  |  |  | 67.8021 | 1
| Zone | South of Lugo | 3 | Average Weekday | CAISO | 1-in-2 | 2023 | 18 |  |  |  | 67.0899 | 1
| Zone | South of Lugo | 3 | Average Weekday | CAISO | 1-in-2 | 2023 | 19 |  |  |  | 65.4501 | 1
| Zone | South of Lugo | 3 | Average Weekday | CAISO | 1-in-2 | 2023 | 20 |  |  |  | 62.8909 | 1
| Zone | South of Lugo | 3 | Average Weekday | CAISO | 1-in-2 | 2023 | 21 |  |  |  | 60.3913 | 1
| Zone | South of Lugo | 3 | Average Weekday | CAISO | 1-in-2 | 2023 | 22 |  |  |  | 58.8766 | 1
| Zone | South of Lugo | 3 | Average Weekday | CAISO | 1-in-2 | 2023 | 23 |  |  |  | 57.6289 | 1
| Zone | South of Lugo | 3 | Average Weekday | CAISO | 1-in-2 | 2023 | 24 |  |  |  | 56.4541 | 1
| Zone | South of Lugo | 3 | Monthly System Peak Day | CAISO | 1-in-2 | 2023 | 1 |  |  |  | 58.4778 | 1
| Zone | South of Lugo | 3 | Monthly System Peak Day | CAISO | 1-in-2 | 2023 | 2 |  |  |  | 57.2453 | 1
| Zone | South of Lugo | 3 | Monthly System Peak Day | CAISO | 1-in-2 | 2023 | 3 |  |  |  | 56.0475 | 1
| Zone | South of Lugo | 3 | Monthly System Peak Day | CAISO | 1-in-2 | 2023 | 4 |  |  |  | 54.6481 | 1
| Zone | South of Lugo | 3 | Monthly System Peak Day | CAISO | 1-in-2 | 2023 | 5 |  |  |  | 54.2919 | 1
| Zone | South of Lugo | 3 | Monthly System Peak Day | CAISO | 1-in-2 | 2023 | 6 |  |  |  | 53.1578 | 1
| Zone | South of Lugo | 3 | Monthly System Peak Day | CAISO | 1-in-2 | 2023 | 7 |  |  |  | 52.7189 | 1
| Zone | South of Lugo | 3 | Monthly System Peak Day | CAISO | 1-in-2 | 2023 | 8 |  |  |  | 52.2422 | 1
| Zone | South of Lugo | 3 | Monthly System Peak Day | CAISO | 1-in-2 | 2023 | 9 |  |  |  | 52.5025 | 1
| Zone | South of Lugo | 3 | Monthly System Peak Day | CAISO | 1-in-2 | 2023 | 10 |  |  |  | 55.5739 | 1
| Zone | South of Lugo | 3 | Monthly System Peak Day | CAISO | 1-in-2 | 2023 | 11 |  |  |  | 60.2822 | 1
| Zone | South of Lugo | 3 | Monthly System Peak Day | CAISO | 1-in-2 | 2023 | 12 |  |  |  | 64.8764 | 1
| Zone | South of Lugo | 3 | Monthly System Peak Day | CAISO | 1-in-2 | 2023 | 13 |  |  |  | 67.8367 | 1
| Zone | South of Lugo | 3 | Monthly System Peak Day | CAISO | 1-in-2 | 2023 | 14 |  |  |  | 69.2092 | 1
| Zone | South of Lugo | 3 | Monthly System Peak Day | CAISO | 1-in-2 | 2023 | 15 |  |  |  | 70.2414 | 1
| Zone | South of Lugo | 3 | Monthly System Peak Day | CAISO | 1-in-2 | 2023 | 16 |  |  |  | 71.2658 | 1
| Zone | South of Lugo | 3 | Monthly System Peak Day | CAISO | 1-in-2 | 2023 | 17 |  |  |  | 71.6358 | 1
| Zone | South of Lugo | 3 | Monthly System Peak Day | CAISO | 1-in-2 | 2023 | 18 |  |  |  | 71.185 | 1
| Zone | South of Lugo | 3 | Monthly System Peak Day | CAISO | 1-in-2 | 2023 | 19 |  |  |  | 69.5747 | 1
| Zone | South of Lugo | 3 | Monthly System Peak Day | CAISO | 1-in-2 | 2023 | 20 |  |  |  | 66.3922 | 1
| Zone | South of Lugo | 3 | Monthly System Peak Day | CAISO | 1-in-2 | 2023 | 21 |  |  |  | 63.3958 | 1
| Zone | South of Lugo | 3 | Monthly System Peak Day | CAISO | 1-in-2 | 2023 | 22 |  |  |  | 61.6881 | 1
| Zone | South of Lugo | 3 | Monthly System Peak Day | CAISO | 1-in-2 | 2023 | 23 |  |  |  | 60.0722 | 1
| Zone | South of Lugo | 3 | Monthly System Peak Day | CAISO | 1-in-2 | 2023 | 24 |  |  |  | 58.4769 | 1
| Zone | South of Lugo | 4 | Average Weekday | CAISO | 1-in-2 | 2023 | 1 |  |  |  | 58.0175 | 1
| Zone | South of Lugo | 4 | Average Weekday | CAISO | 1-in-2 | 2023 | 2 |  |  |  | 57.1737 | 1
| Zone | South of Lugo | 4 | Average Weekday | CAISO | 1-in-2 | 2023 | 3 |  |  |  | 56.4171 | 1
| Zone | South of Lugo | 4 | Average Weekday | CAISO | 1-in-2 | 2023 | 4 |  |  |  | 55.722 | 1
| Zone | South of Lugo | 4 | Average Weekday | CAISO | 1-in-2 | 2023 | 5 |  |  |  | 55.1391 | 1
| Zone | South of Lugo | 4 | Average Weekday | CAISO | 1-in-2 | 2023 | 6 |  |  |  | 54.7482 | 1
| Zone | South of Lugo | 4 | Average Weekday | CAISO | 1-in-2 | 2023 | 7 |  |  |  | 54.4337 | 1
| Zone | South of Lugo | 4 | Average Weekday | CAISO | 1-in-2 | 2023 | 8 |  |  |  | 54.4184 | 1
| Zone | South of Lugo | 4 | Average Weekday | CAISO | 1-in-2 | 2023 | 9 |  |  |  | 55.9212 | 1
| Zone | South of Lugo | 4 | Average Weekday | CAISO | 1-in-2 | 2023 | 10 |  |  |  | 58.4835 | 1
| Zone | South of Lugo | 4 | Average Weekday | CAISO | 1-in-2 | 2023 | 11 |  |  |  | 61.2865 | 1
| Zone | South of Lugo | 4 | Average Weekday | CAISO | 1-in-2 | 2023 | 12 |  |  |  | 64.1775 | 1
| Zone | South of Lugo | 4 | Average Weekday | CAISO | 1-in-2 | 2023 | 13 |  |  |  | 66.5067 | 1
| Zone | South of Lugo | 4 | Average Weekday | CAISO | 1-in-2 | 2023 | 14 |  |  |  | 68.336 | 1
| Zone | South of Lugo | 4 | Average Weekday | CAISO | 1-in-2 | 2023 | 15 |  |  |  | 69.6837 | 1
| Zone | South of Lugo | 4 | Average Weekday | CAISO | 1-in-2 | 2023 | 16 |  |  |  | 70.354 | 1
| Zone | South of Lugo | 4 | Average Weekday | CAISO | 1-in-2 | 2023 | 17 |  |  |  | 70.5957 | 1
| Zone | South of Lugo | 4 | Average Weekday | CAISO | 1-in-2 | 2023 | 18 |  |  |  | 70.1069 | 1
| Zone | South of Lugo | 4 | Average Weekday | CAISO | 1-in-2 | 2023 | 19 |  |  |  | 68.8098 | 1
| Zone | South of Lugo | 4 | Average Weekday | CAISO | 1-in-2 | 2023 | 20 |  |  |  | 66.455 | 1
| Zone | South of Lugo | 4 | Average Weekday | CAISO | 1-in-2 | 2023 | 21 |  |  |  | 63.3945 | 1
| Zone | South of Lugo | 4 | Average Weekday | CAISO | 1-in-2 | 2023 | 22 |  |  |  | 61.1655 | 1
| Zone | South of Lugo | 4 | Average Weekday | CAISO | 1-in-2 | 2023 | 23 |  |  |  | 59.6977 | 1
| Zone | South of Lugo | 4 | Average Weekday | CAISO | 1-in-2 | 2023 | 24 |  |  |  | 58.6464 | 1
| Zone | South of Lugo | 4 | Monthly System Peak Day | CAISO | 1-in-2 | 2023 | 1 |  |  |  | 63.8797 | 1
| Zone | South of Lugo | 4 | Monthly System Peak Day | CAISO | 1-in-2 | 2023 | 2 |  |  |  | 62.5253 | 1
| Zone | South of Lugo | 4 | Monthly System Peak Day | CAISO | 1-in-2 | 2023 | 3 |  |  |  | 61.6583 | 1
| Zone | South of Lugo | 4 | Monthly System Peak Day | CAISO | 1-in-2 | 2023 | 4 |  |  |  | 60.9231 | 1
| Zone | South of Lugo | 4 | Monthly System Peak Day | CAISO | 1-in-2 | 2023 | 5 |  |  |  | 59.9731 | 1
| Zone | South of Lugo | 4 | Monthly System Peak Day | CAISO | 1-in-2 | 2023 | 6 |  |  |  | 59.3736 | 1
| Zone | South of Lugo | 4 | Monthly System Peak Day | CAISO | 1-in-2 | 2023 | 7 |  |  |  | 59.0392 | 1
| Zone | South of Lugo | 4 | Monthly System Peak Day | CAISO | 1-in-2 | 2023 | 8 |  |  |  | 59.3867 | 1
| Zone | South of Lugo | 4 | Monthly System Peak Day | CAISO | 1-in-2 | 2023 | 9 |  |  |  | 60.8022 | 1
| Zone | South of Lugo | 4 | Monthly System Peak Day | CAISO | 1-in-2 | 2023 | 10 |  |  |  | 64.9192 | 1
| Zone | South of Lugo | 4 | Monthly System Peak Day | CAISO | 1-in-2 | 2023 | 11 |  |  |  | 69.5942 | 1
| Zone | South of Lugo | 4 | Monthly System Peak Day | CAISO | 1-in-2 | 2023 | 12 |  |  |  | 74.1689 | 1
| Zone | South of Lugo | 4 | Monthly System Peak Day | CAISO | 1-in-2 | 2023 | 13 |  |  |  | 78.0494 | 1
| Zone | South of Lugo | 4 | Monthly System Peak Day | CAISO | 1-in-2 | 2023 | 14 |  |  |  | 80.7806 | 1
| Zone | South of Lugo | 4 | Monthly System Peak Day | CAISO | 1-in-2 | 2023 | 15 |  |  |  | 82.8028 | 1
| Zone | South of Lugo | 4 | Monthly System Peak Day | CAISO | 1-in-2 | 2023 | 16 |  |  |  | 83.5047 | 1
| Zone | South of Lugo | 4 | Monthly System Peak Day | CAISO | 1-in-2 | 2023 | 17 |  |  |  | 82.9567 | 1
| Zone | South of Lugo | 4 | Monthly System Peak Day | CAISO | 1-in-2 | 2023 | 18 |  |  |  | 82.3178 | 1
| Zone | South of Lugo | 4 | Monthly System Peak Day | CAISO | 1-in-2 | 2023 | 19 |  |  |  | 81.0725 | 1
| Zone | South of Lugo | 4 | Monthly System Peak Day | CAISO | 1-in-2 | 2023 | 20 |  |  |  | 78.5583 | 1
| Zone | South of Lugo | 4 | Monthly System Peak Day | CAISO | 1-in-2 | 2023 | 21 |  |  |  | 74.0617 | 1
| Zone | South of Lugo | 4 | Monthly System Peak Day | CAISO | 1-in-2 | 2023 | 22 |  |  |  | 69.5994 | 1
| Zone | South of Lugo | 4 | Monthly System Peak Day | CAISO | 1-in-2 | 2023 | 23 |  |  |  | 66.6206 | 1
| Zone | South of Lugo | 4 | Monthly System Peak Day | CAISO | 1-in-2 | 2023 | 24 |  |  |  | 64.6678 | 1
| Zone | South of Lugo | 5 | Average Weekday | CAISO | 1-in-2 | 2023 | 1 |  |  |  | 61.1348 | 1
| Zone | South of Lugo | 5 | Average Weekday | CAISO | 1-in-2 | 2023 | 2 |  |  |  | 60.5346 | 1
| Zone | South of Lugo | 5 | Average Weekday | CAISO | 1-in-2 | 2023 | 3 |  |  |  | 60.0288 | 1
| Zone | South of Lugo | 5 | Average Weekday | CAISO | 1-in-2 | 2023 | 4 |  |  |  | 59.5236 | 1
| Zone | South of Lugo | 5 | Average Weekday | CAISO | 1-in-2 | 2023 | 5 |  |  |  | 59.1163 | 1
| Zone | South of Lugo | 5 | Average Weekday | CAISO | 1-in-2 | 2023 | 6 |  |  |  | 58.7282 | 1
| Zone | South of Lugo | 5 | Average Weekday | CAISO | 1-in-2 | 2023 | 7 |  |  |  | 58.3962 | 1
| Zone | South of Lugo | 5 | Average Weekday | CAISO | 1-in-2 | 2023 | 8 |  |  |  | 58.7437 | 1
| Zone | South of Lugo | 5 | Average Weekday | CAISO | 1-in-2 | 2023 | 9 |  |  |  | 60.2327 | 1
| Zone | South of Lugo | 5 | Average Weekday | CAISO | 1-in-2 | 2023 | 10 |  |  |  | 62.3563 | 1
| Zone | South of Lugo | 5 | Average Weekday | CAISO | 1-in-2 | 2023 | 11 |  |  |  | 64.933 | 1
| Zone | South of Lugo | 5 | Average Weekday | CAISO | 1-in-2 | 2023 | 12 |  |  |  | 67.3178 | 1
| Zone | South of Lugo | 5 | Average Weekday | CAISO | 1-in-2 | 2023 | 13 |  |  |  | 69.4255 | 1
| Zone | South of Lugo | 5 | Average Weekday | CAISO | 1-in-2 | 2023 | 14 |  |  |  | 71.148 | 1
| Zone | South of Lugo | 5 | Average Weekday | CAISO | 1-in-2 | 2023 | 15 |  |  |  | 72.4241 | 1
| Zone | South of Lugo | 5 | Average Weekday | CAISO | 1-in-2 | 2023 | 16 |  |  |  | 73.1156 | 1
| Zone | South of Lugo | 5 | Average Weekday | CAISO | 1-in-2 | 2023 | 17 |  |  |  | 73.2273 | 1
| Zone | South of Lugo | 5 | Average Weekday | CAISO | 1-in-2 | 2023 | 18 |  |  |  | 72.5655 | 1
| Zone | South of Lugo | 5 | Average Weekday | CAISO | 1-in-2 | 2023 | 19 |  |  |  | 71.1484 | 1
| Zone | South of Lugo | 5 | Average Weekday | CAISO | 1-in-2 | 2023 | 20 |  |  |  | 68.9891 | 1
| Zone | South of Lugo | 5 | Average Weekday | CAISO | 1-in-2 | 2023 | 21 |  |  |  | 66.1434 | 1
| Zone | South of Lugo | 5 | Average Weekday | CAISO | 1-in-2 | 2023 | 22 |  |  |  | 63.9125 | 1
| Zone | South of Lugo | 5 | Average Weekday | CAISO | 1-in-2 | 2023 | 23 |  |  |  | 62.6515 | 1
| Zone | South of Lugo | 5 | Average Weekday | CAISO | 1-in-2 | 2023 | 24 |  |  |  | 61.7451 | 1
| Zone | South of Lugo | 5 | Monthly System Peak Day | CAISO | 1-in-2 | 2023 | 1 |  |  |  | 67.0208 | 1
| Zone | South of Lugo | 5 | Monthly System Peak Day | CAISO | 1-in-2 | 2023 | 2 |  |  |  | 65.5894 | 1
| Zone | South of Lugo | 5 | Monthly System Peak Day | CAISO | 1-in-2 | 2023 | 3 |  |  |  | 64.2253 | 1
| Zone | South of Lugo | 5 | Monthly System Peak Day | CAISO | 1-in-2 | 2023 | 4 |  |  |  | 62.7719 | 1
| Zone | South of Lugo | 5 | Monthly System Peak Day | CAISO | 1-in-2 | 2023 | 5 |  |  |  | 61.3103 | 1
| Zone | South of Lugo | 5 | Monthly System Peak Day | CAISO | 1-in-2 | 2023 | 6 |  |  |  | 60.7589 | 1
| Zone | South of Lugo | 5 | Monthly System Peak Day | CAISO | 1-in-2 | 2023 | 7 |  |  |  | 60.645 | 1
| Zone | South of Lugo | 5 | Monthly System Peak Day | CAISO | 1-in-2 | 2023 | 8 |  |  |  | 61.2089 | 1
| Zone | South of Lugo | 5 | Monthly System Peak Day | CAISO | 1-in-2 | 2023 | 9 |  |  |  | 64.0603 | 1
| Zone | South of Lugo | 5 | Monthly System Peak Day | CAISO | 1-in-2 | 2023 | 10 |  |  |  | 69.1803 | 1
| Zone | South of Lugo | 5 | Monthly System Peak Day | CAISO | 1-in-2 | 2023 | 11 |  |  |  | 74.5167 | 1
| Zone | South of Lugo | 5 | Monthly System Peak Day | CAISO | 1-in-2 | 2023 | 12 |  |  |  | 79.0092 | 1
| Zone | South of Lugo | 5 | Monthly System Peak Day | CAISO | 1-in-2 | 2023 | 13 |  |  |  | 82.1086 | 1
| Zone | South of Lugo | 5 | Monthly System Peak Day | CAISO | 1-in-2 | 2023 | 14 |  |  |  | 84.1044 | 1
| Zone | South of Lugo | 5 | Monthly System Peak Day | CAISO | 1-in-2 | 2023 | 15 |  |  |  | 85.5183 | 1
| Zone | South of Lugo | 5 | Monthly System Peak Day | CAISO | 1-in-2 | 2023 | 16 |  |  |  | 86.6833 | 1
| Zone | South of Lugo | 5 | Monthly System Peak Day | CAISO | 1-in-2 | 2023 | 17 |  |  |  | 86.2722 | 1
| Zone | South of Lugo | 5 | Monthly System Peak Day | CAISO | 1-in-2 | 2023 | 18 |  |  |  | 84.8111 | 1
| Zone | South of Lugo | 5 | Monthly System Peak Day | CAISO | 1-in-2 | 2023 | 19 |  |  |  | 82.0425 | 1
| Zone | South of Lugo | 5 | Monthly System Peak Day | CAISO | 1-in-2 | 2023 | 20 |  |  |  | 79.2078 | 1
| Zone | South of Lugo | 5 | Monthly System Peak Day | CAISO | 1-in-2 | 2023 | 21 |  |  |  | 74.8703 | 1
| Zone | South of Lugo | 5 | Monthly System Peak Day | CAISO | 1-in-2 | 2023 | 22 |  |  |  | 71.1503 | 1
| Zone | South of Lugo | 5 | Monthly System Peak Day | CAISO | 1-in-2 | 2023 | 23 |  |  |  | 69.6478 | 1
| Zone | South of Lugo | 5 | Monthly System Peak Day | CAISO | 1-in-2 | 2023 | 24 |  |  |  | 67.2344 | 1
| Zone | South of Lugo | 6 | Average Weekday | CAISO | 1-in-2 | 2023 | 1 |  |  |  | 63.9782 | 1
| Zone | South of Lugo | 6 | Average Weekday | CAISO | 1-in-2 | 2023 | 2 |  |  |  | 63.1095 | 1
| Zone | South of Lugo | 6 | Average Weekday | CAISO | 1-in-2 | 2023 | 3 |  |  |  | 62.3522 | 1