| All | All Customers | 4 | Monthly System Peak Day | SCE | 1-in-2 | 2030 | 13 | 410.0541 | 419.2737 | 36.7551 | 79.61 | 0
| All | All Customers | 4 | Monthly System Peak Day | SCE | 1-in-2 | 2030 | 14 | 377.5995 | 384.0251 | 36.7094 | 82.1546 | 0
| All | All Customers | 4 | Monthly System Peak Day | SCE | 1-in-2 | 2030 | 15 | 330.0688 | 335.578 | 36.6163 | 83.5285 | 0
| All | All Customers | 4 | Monthly System Peak Day | SCE | 1-in-2 | 2030 | 16 | 289.6429 | 291.8359 | 36.4895 | 84.0505 | 0
| All | All Customers | 4 | Monthly System Peak Day | SCE | 1-in-2 | 2030 | 17 | 269.5781 | 277.7497 | 36.3062 | 83.3182 | 0
| All | All Customers | 4 | Monthly System Peak Day | SCE | 1-in-2 | 2030 | 18 | 251.9156 | 258.283 | 36.319 | 83.0665 | 0
| All | All Customers | 4 | Monthly System Peak Day | SCE | 1-in-2 | 2030 | 19 | 237.5574 | 242.3722 | 36.3894 | 81.6476 | 0
| All | All Customers | 4 | Monthly System Peak Day | SCE | 1-in-2 | 2030 | 20 | 229.7544 | 233.8745 | 36.2696 | 78.91 | 0
| All | All Customers | 4 | Monthly System Peak Day | SCE | 1-in-2 | 2030 | 21 | 237.5619 | 241.6891 | 36.3169 | 74.6659 | 0
| All | All Customers | 4 | Monthly System Peak Day | SCE | 1-in-2 | 2030 | 22 | 413.5657 | 436.2496 | 36.4914 | 71.5557 | 0
| All | All Customers | 4 | Monthly System Peak Day | SCE | 1-in-2 | 2030 | 23 | 416.6855 | 440.6714 | 36.5411 | 69.323 | 0
| All | All Customers | 4 | Monthly System Peak Day | SCE | 1-in-2 | 2030 | 24 | 444.4656 | 476.6219 | 36.5899 | 66.977 | 0
| All | All Customers | 5 | Average Weekday | SCE | 1-in-2 | 2030 | 1 | 395.1028 | 409.6673 | 36.5552 | 60.1457 | 0
| All | All Customers | 5 | Average Weekday | SCE | 1-in-2 | 2030 | 2 | 383.2659 | 391.4709 | 36.5065 | 59.5142 | 0
| All | All Customers | 5 | Average Weekday | SCE | 1-in-2 | 2030 | 3 | 487.8199 | 499.8112 | 36.4993 | 58.9581 | 0
| All | All Customers | 5 | Average Weekday | SCE | 1-in-2 | 2030 | 4 | 591.3401 | 608.2485 | 36.4835 | 58.4379 | 0
| All | All Customers | 5 | Average Weekday | SCE | 1-in-2 | 2030 | 5 | 569.903 | 589.9875 | 36.4868 | 58.0047 | 0
| All | All Customers | 5 | Average Weekday | SCE | 1-in-2 | 2030 | 6 | 579.2349 | 603.7963 | 36.473 | 57.5861 | 0
| All | All Customers | 5 | Average Weekday | SCE | 1-in-2 | 2030 | 7 | 585.4946 | 602.3518 | 36.4852 | 57.2101 | 0
| All | All Customers | 5 | Average Weekday | SCE | 1-in-2 | 2030 | 8 | 611.2441 | 642.0245 | 36.6142 | 57.5194 | 0
| All | All Customers | 5 | Average Weekday | SCE | 1-in-2 | 2030 | 9 | 541.312 | 576.7755 | 36.7307 | 59.1608 | 0
| All | All Customers | 5 | Average Weekday | SCE | 1-in-2 | 2030 | 10 | 531.2969 | 554.8073 | 36.6231 | 61.3829 | 0
| All | All Customers | 5 | Average Weekday | SCE | 1-in-2 | 2030 | 11 | 516.2629 | 532.5015 | 36.6811 | 63.9673 | 0
| All | All Customers | 5 | Average Weekday | SCE | 1-in-2 | 2030 | 12 | 504.1265 | 515.4292 | 36.7388 | 66.3945 | 0
| All | All Customers | 5 | Average Weekday | SCE | 1-in-2 | 2030 | 13 | 419.1753 | 428.7403 | 36.769 | 68.5273 | 0
| All | All Customers | 5 | Average Weekday | SCE | 1-in-2 | 2030 | 14 | 392.9536 | 399.4419 | 36.7232 | 70.1991 | 0
| All | All Customers | 5 | Average Weekday | SCE | 1-in-2 | 2030 | 15 | 350.7501 | 356.2031 | 36.6303 | 71.3669 | 0
| All | All Customers | 5 | Average Weekday | SCE | 1-in-2 | 2030 | 16 | 303.8133 | 305.9438 | 36.5045 | 71.9443 | 0
| All | All Customers | 5 | Average Weekday | SCE | 1-in-2 | 2030 | 17 | 276.8897 | 285.8178 | 36.3127 | 71.9069 | 0
| All | All Customers | 5 | Average Weekday | SCE | 1-in-2 | 2030 | 18 | 263.1489 | 269.9419 | 36.3253 | 71.2705 | 0
| All | All Customers | 5 | Average Weekday | SCE | 1-in-2 | 2030 | 19 | 252.3525 | 257.5733 | 36.3855 | 69.9176 | 0
| All | All Customers | 5 | Average Weekday | SCE | 1-in-2 | 2030 | 20 | 241.8419 | 246.2218 | 36.2697 | 67.825 | 0
| All | All Customers | 5 | Average Weekday | SCE | 1-in-2 | 2030 | 21 | 252.9155 | 257.2604 | 36.3233 | 65.1177 | 0
| All | All Customers | 5 | Average Weekday | SCE | 1-in-2 | 2030 | 22 | 425.6578 | 448.8805 | 36.5078 | 62.9378 | 0
| All | All Customers | 5 | Average Weekday | SCE | 1-in-2 | 2030 | 23 | 435.1286 | 459.8564 | 36.5574 | 61.6894 | 0
| All | All Customers | 5 | Average Weekday | SCE | 1-in-2 | 2030 | 24 | 460.2716 | 493.0453 | 36.6056 | 60.763 | 0
| All | All Customers | 5 | Monthly System Peak Day | SCE | 1-in-2 | 2030 | 1 | 395.1028 | 409.6673 | 36.5552 | 65.1198 | 0
| All | All Customers | 5 | Monthly System Peak Day | SCE | 1-in-2 | 2030 | 2 | 383.2659 | 391.4709 | 36.5065 | 63.8179 | 0
| All | All Customers | 5 | Monthly System Peak Day | SCE | 1-in-2 | 2030 | 3 | 487.8199 | 499.8112 | 36.4993 | 62.7662 | 0
| All | All Customers | 5 | Monthly System Peak Day | SCE | 1-in-2 | 2030 | 4 | 591.3401 | 608.2485 | 36.4835 | 61.8959 | 0
| All | All Customers | 5 | Monthly System Peak Day | SCE | 1-in-2 | 2030 | 5 | 569.903 | 589.9875 | 36.4868 | 60.8668 | 0
| All | All Customers | 5 | Monthly System Peak Day | SCE | 1-in-2 | 2030 | 6 | 579.2349 | 603.7963 | 36.473 | 59.9669 | 0
| All | All Customers | 5 | Monthly System Peak Day | SCE | 1-in-2 | 2030 | 7 | 585.4946 | 602.3518 | 36.4852 | 59.3845 | 0
| All | All Customers | 5 | Monthly System Peak Day | SCE | 1-in-2 | 2030 | 8 | 611.2441 | 642.0245 | 36.6142 | 60.049 | 0
| All | All Customers | 5 | Monthly System Peak Day | SCE | 1-in-2 | 2030 | 9 | 541.312 | 576.7755 | 36.7307 | 63.2437 | 0
| All | All Customers | 5 | Monthly System Peak Day | SCE | 1-in-2 | 2030 | 10 | 531.2969 | 554.8073 | 36.6231 | 67.8343 | 0
| All | All Customers | 5 | Monthly System Peak Day | SCE | 1-in-2 | 2030 | 11 | 516.2629 | 532.5015 | 36.6811 | 72.8788 | 0
| All | All Customers | 5 | Monthly System Peak Day | SCE | 1-in-2 | 2030 | 12 | 504.1265 | 515.4292 | 36.7388 | 77.1882 | 0
| All | All Customers | 5 | Monthly System Peak Day | SCE | 1-in-2 | 2030 | 13 | 419.1753 | 428.7403 | 36.769 | 80.2719 | 0
| All | All Customers | 5 | Monthly System Peak Day | SCE | 1-in-2 | 2030 | 14 | 392.9536 | 399.4419 | 36.7232 | 82.7789 | 0
| All | All Customers | 5 | Monthly System Peak Day | SCE | 1-in-2 | 2030 | 15 | 350.7501 | 356.2031 | 36.6303 | 83.8067 | 0
| All | All Customers | 5 | Monthly System Peak Day | SCE | 1-in-2 | 2030 | 16 | 303.8133 | 305.9438 | 36.5045 | 84.561 | 0
| All | All Customers | 5 | Monthly System Peak Day | SCE | 1-in-2 | 2030 | 17 | 276.8897 | 285.8178 | 36.3127 | 84.6818 | 0
| All | All Customers | 5 | Monthly System Peak Day | SCE | 1-in-2 | 2030 | 18 | 263.1489 | 269.9419 | 36.3253 | 83.6385 | 0
| All | All Customers | 5 | Monthly System Peak Day | SCE | 1-in-2 | 2030 | 19 | 252.3525 | 257.5733 | 36.3855 | 81.5861 | 0
| All | All Customers | 5 | Monthly System Peak Day | SCE | 1-in-2 | 2030 | 20 | 241.8419 | 246.2218 | 36.2697 | 78.8553 | 0
| All | All Customers | 5 | Monthly System Peak Day | SCE | 1-in-2 | 2030 | 21 | 252.9155 | 257.2604 | 36.3233 | 74.8605 | 0
| All | All Customers | 5 | Monthly System Peak Day | SCE | 1-in-2 | 2030 | 22 | 425.6578 | 448.8805 | 36.5078 | 71.2586 | 0
| All | All Customers | 5 | Monthly System Peak Day | SCE | 1-in-2 | 2030 | 23 | 435.1286 | 459.8564 | 36.5574 | 69.2905 | 0
| All | All Customers | 5 | Monthly System Peak Day | SCE | 1-in-2 | 2030 | 24 | 460.2716 | 493.0453 | 36.6056 | 67.8911 | 0
| All | All Customers | 6 | Average Weekday | SCE | 1-in-2 | 2030 | 1 | 382.004 | 411.2972 | 38.0145 | 63.3347 | 0
| All | All Customers | 6 | Average Weekday | SCE | 1-in-2 | 2030 | 2 | 370.1438 | 395.8869 | 37.9843 | 62.4336 | 0
| All | All Customers | 6 | Average Weekday | SCE | 1-in-2 | 2030 | 3 | 465.186 | 503.0556 | 37.9776 | 61.6495 | 0
| All | All Customers | 6 | Average Weekday | SCE | 1-in-2 | 2030 | 4 | 562.0253 | 610.3228 | 37.9712 | 60.9868 | 0
| All | All Customers | 6 | Average Weekday | SCE | 1-in-2 | 2030 | 5 | 540.1664 | 595.7025 | 37.983 | 60.4527 | 0
| All | All Customers | 6 | Average Weekday | SCE | 1-in-2 | 2030 | 6 | 564.1804 | 627.267 | 38.0037 | 59.9373 | 0
| All | All Customers | 6 | Average Weekday | SCE | 1-in-2 | 2030 | 7 | 577.7493 | 621.4766 | 38.1567 | 59.5165 | 0
| All | All Customers | 6 | Average Weekday | SCE | 1-in-2 | 2030 | 8 | 597.1116 | 638.803 | 38.0325 | 60.1751 | 0
| All | All Customers | 6 | Average Weekday | SCE | 1-in-2 | 2030 | 9 | 552.0051 | 568.0767 | 38.0791 | 62.3426 | 0
| All | All Customers | 6 | Average Weekday | SCE | 1-in-2 | 2030 | 10 | 538.3563 | 548.041 | 38.1314 | 65.1843 | 0
| All | All Customers | 6 | Average Weekday | SCE | 1-in-2 | 2030 | 11 | 515.6443 | 521.2012 | 38.1863 | 68.3037 | 0
| All | All Customers | 6 | Average Weekday | SCE | 1-in-2 | 2030 | 12 | 506.3164 | 518.8259 | 38.2094 | 71.3783 | 0
| All | All Customers | 6 | Average Weekday | SCE | 1-in-2 | 2030 | 13 | 422.0584 | 447.7462 | 38.2686 | 73.8767 | 0
| All | All Customers | 6 | Average Weekday | SCE | 1-in-2 | 2030 | 14 | 392.7989 | 412.6694 | 38.2276 | 75.8974 | 0
| All | All Customers | 6 | Average Weekday | SCE | 1-in-2 | 2030 | 15 | 340.8055 | 357.9321 | 38.2652 | 77.3669 | 0
| All | All Customers | 6 | Average Weekday | SCE | 1-in-2 | 2030 | 16 | 298.5864 | 310.9833 | 38.338 | 78.0876 | 0
| All | All Customers | 6 | Average Weekday | SCE | 1-in-2 | 2030 | 17 | 276.4436 | 281.8036 | 38.1875 | 78.2813 | 0
| All | All Customers | 6 | Average Weekday | SCE | 1-in-2 | 2030 | 18 | 254.6733 | 264.9194 | 38.1839 | 77.522 | 0
| All | All Customers | 6 | Average Weekday | SCE | 1-in-2 | 2030 | 19 | 239.032 | 264.6121 | 58.6175 | 76.0725 | 0
| All | All Customers | 6 | Average Weekday | SCE | 1-in-2 | 2030 | 20 | 225.0915 | 251.2554 | 37.0148 | 73.9133 | 0
| All | All Customers | 6 | Average Weekday | SCE | 1-in-2 | 2030 | 21 | 242.0261 | 255.9521 | 38.1334 | 70.9037 | 0
| All | All Customers | 6 | Average Weekday | SCE | 1-in-2 | 2030 | 22 | 400.203 | 452.123 | 37.8443 | 67.7811 | 0
| All | All Customers | 6 | Average Weekday | SCE | 1-in-2 | 2030 | 23 | 428.1915 | 474.6978 | 37.9502 | 65.9071 | 0
| All | All Customers | 6 | Average Weekday | SCE | 1-in-2 | 2030 | 24 | 454.8926 | 502.2106 | 38.0048 | 64.6 | 0
| All | All Customers | 6 | Monthly System Peak Day | SCE | 1-in-2 | 2030 | 1 | 382.004 | 410.7084 | 36.5398 | 66.2097 | 0
| All | All Customers | 6 | Monthly System Peak Day | SCE | 1-in-2 | 2030 | 2 | 370.1438 | 391.0076 | 36.5426 | 65.3067 | 0
| All | All Customers | 6 | Monthly System Peak Day | SCE | 1-in-2 | 2030 | 3 | 465.186 | 492.1961 | 36.5436 | 64.5444 | 0
| All | All Customers | 6 | Monthly System Peak Day | SCE | 1-in-2 | 2030 | 4 | 562.0253 | 590.5692 | 36.5441 | 63.7331 | 0
| All | All Customers | 6 | Monthly System Peak Day | SCE | 1-in-2 | 2030 | 5 | 540.1664 | 580.395 | 36.5388 | 63.0681 | 0
| All | All Customers | 6 | Monthly System Peak Day | SCE | 1-in-2 | 2030 | 6 | 564.1804 | 610.4994 | 36.529 | 62.309 | 0
| All | All Customers | 6 | Monthly System Peak Day | SCE | 1-in-2 | 2030 | 7 | 577.7493 | 602.9401 | 36.4968 | 61.7272 | 0
| All | All Customers | 6 | Monthly System Peak Day | SCE | 1-in-2 | 2030 | 8 | 597.1116 | 626.6646 | 36.55 | 62.6254 | 0
| All | All Customers | 6 | Monthly System Peak Day | SCE | 1-in-2 | 2030 | 9 | 552.0051 | 572.5768 | 36.5712 | 65.6219 | 0
| All | All Customers | 6 | Monthly System Peak Day | SCE | 1-in-2 | 2030 | 10 | 538.3563 | 552.5405 | 36.5556 | 69.9084 | 0
| All | All Customers | 6 | Monthly System Peak Day | SCE | 1-in-2 | 2030 | 11 | 515.6443 | 528.1122 | 36.5845 | 73.7067 | 0
| All | All Customers | 6 | Monthly System Peak Day | SCE | 1-in-2 | 2030 | 12 | 506.3164 | 520.9163 | 36.6168 | 76.9806 | 0
| All | All Customers | 6 | Monthly System Peak Day | SCE | 1-in-2 | 2030 | 13 | 422.0584 | 441.4997 | 36.6278 | 78.6684 | 0
| All | All Customers | 6 | Monthly System Peak Day | SCE | 1-in-2 | 2030 | 14 | 392.7989 | 409.1711 | 36.5988 | 80.1551 | 0
| All | All Customers | 6 | Monthly System Peak Day | SCE | 1-in-2 | 2030 | 15 | 340.8055 | 355.3035 | 36.5331 | 81.9574 | 0
| All | All Customers | 6 | Monthly System Peak Day | SCE | 1-in-2 | 2030 | 16 | 298.5864 | 301.5916 | 36.4816 | 83.0361 | 0
| All | All Customers | 6 | Monthly System Peak Day | SCE | 1-in-2 | 2030 | 17 | 276.4436 | 285.6986 | 36.7674 | 83.2226 | 0
| All | All Customers | 6 | Monthly System Peak Day | SCE | 1-in-2 | 2030 | 18 | 254.6733 | 269.6344 | 36.7888 | 82.3696 | 0
| All | All Customers | 6 | Monthly System Peak Day | SCE | 1-in-2 | 2030 | 19 | 239.032 | 261.9725 | 39.3244 | 80.113 | 0
| All | All Customers | 6 | Monthly System Peak Day | SCE | 1-in-2 | 2030 | 20 | 225.0915 | 244.6655 | 36.7404 | 77.1837 | 0
| All | All Customers | 6 | Monthly System Peak Day | SCE | 1-in-2 | 2030 | 21 | 242.0261 | 257.9958 | 37.0074 | 74.1464 | 0
| All | All Customers | 6 | Monthly System Peak Day | SCE | 1-in-2 | 2030 | 22 | 400.203 | 433.7472 | 36.6071 | 71.4734 | 0
| All | All Customers | 6 | Monthly System Peak Day | SCE | 1-in-2 | 2030 | 23 | 428.1915 | 462.2023 | 36.5692 | 69.8039 | 0
| All | All Customers | 6 | Monthly System Peak Day | SCE | 1-in-2 | 2030 | 24 | 454.8926 | 496.4913 | 36.5513 | 68.3328 | 0
| All | All Customers | 7 | Average Weekday | SCE | 1-in-2 | 2030 | 1 | 382.9883 | 410.5108 | 39.2806 | 68.1243 | 0
| All | All Customers | 7 | Average Weekday | SCE | 1-in-2 | 2030 | 2 | 381.462 | 400.3247 | 39.2762 | 67.4089 | 0
| All | All Customers | 7 | Average Weekday | SCE | 1-in-2 | 2030 | 3 | 468.089 | 493.9045 | 39.275 | 66.7668 | 0
| All | All Customers | 7 | Average Weekday | SCE | 1-in-2 | 2030 | 4 | 565.7461 | 595.5562 | 39.2728 | 66.2032 | 0
| All | All Customers | 7 | Average Weekday | SCE | 1-in-2 | 2030 | 5 | 547.1913 | 587.7078 | 39.2703 | 65.7063 | 0
| All | All Customers | 7 | Average Weekday | SCE | 1-in-2 | 2030 | 6 | 555.7844 | 600.1016 | 39.2639 | 65.2472 | 0
| All | All Customers | 7 | Average Weekday | SCE | 1-in-2 | 2030 | 7 | 561.5334 | 583.722 | 39.264 | 64.9139 | 0
| All | All Customers | 7 | Average Weekday | SCE | 1-in-2 | 2030 | 8 | 578.3164 | 607.8103 | 39.2949 | 65.3722 | 0
| All | All Customers | 7 | Average Weekday | SCE | 1-in-2 | 2030 | 9 | 522.7498 | 542.7776 | 39.3278 | 67.4307 | 0
| All | All Customers | 7 | Average Weekday | SCE | 1-in-2 | 2030 | 10 | 511.4311 | 524.3684 | 39.3268 | 70.1693 | 0
| All | All Customers | 7 | Average Weekday | SCE | 1-in-2 | 2030 | 11 | 494.0077 | 505.9297 | 39.3621 | 73.2355 | 0
| All | All Customers | 7 | Average Weekday | SCE | 1-in-2 | 2030 | 12 | 486.079 | 501.1602 | 39.3964 | 76.3415 | 0
| All | All Customers | 7 | Average Weekday | SCE | 1-in-2 | 2030 | 13 | 400.4433 | 418.2323 | 39.4119 | 78.8269 | 0
| All | All Customers | 7 | Average Weekday | SCE | 1-in-2 | 2030 | 14 | 374.6869 | 390.0771 | 39.3806 | 80.7152 | 0
| All | All Customers | 7 | Average Weekday | SCE | 1-in-2 | 2030 | 15 | 328.6983 | 342.8307 | 39.322 | 82.0515 | 0
| All | All Customers | 7 | Average Weekday | SCE | 1-in-2 | 2030 | 16 | 281.5043 | 282.3955 | 39.2796 | 82.5892 | 0
| All | All Customers | 7 | Average Weekday | SCE | 1-in-2 | 2030 | 17 | 263.1925 | 271.1345 | 39.6829 | 82.6471 | 0
| All | All Customers | 7 | Average Weekday | SCE | 1-in-2 | 2030 | 18 | 249.697 | 261.975 | 39.7055 | 81.8483 | 0
| All | All Customers | 7 | Average Weekday | SCE | 1-in-2 | 2030 | 19 | 235.8693 | 257.2166 | 40.3107 | 80.2734 | 0
| All | All Customers | 7 | Average Weekday | SCE | 1-in-2 | 2030 | 20 | 230.1679 | 245.5101 | 39.2443 | 78.0883 | 0
| All | All Customers | 7 | Average Weekday | SCE | 1-in-2 | 2030 | 21 | 250.9143 | 263.2607 | 39.7147 | 75.1032 | 0
| All | All Customers | 7 | Average Weekday | SCE | 1-in-2 | 2030 | 22 | 408.437 | 443.9068 | 39.2551 | 71.9933 | 0
| All | All Customers | 7 | Average Weekday | SCE | 1-in-2 | 2030 | 23 | 427.5344 | 457.991 | 39.2674 | 70.1118 | 0
| All | All Customers | 7 | Average Weekday | SCE | 1-in-2 | 2030 | 24 | 449.8468 | 488.9221 | 39.2836 | 68.9207 | 0
| All | All Customers | 7 | Monthly System Peak Day | SCE | 1-in-2 | 2030 | 1 | 382.9883 | 375.2964 | 39.293 | 71.8638 | 0
| All | All Customers | 7 | Monthly System Peak Day | SCE | 1-in-2 | 2030 | 2 | 381.462 | 354.4397 | 39.2779 | 71.0105 | 0
| All | All Customers | 7 | Monthly System Peak Day | SCE | 1-in-2 | 2030 | 3 | 468.089 | 418.3949 | 39.2763 | 70.0679 | 0
| All | All Customers | 7 | Monthly System Peak Day | SCE | 1-in-2 | 2030 | 4 | 565.7461 | 491.3786 | 39.273 | 69.3622 | 0
| All | All Customers | 7 | Monthly System Peak Day | SCE | 1-in-2 | 2030 | 5 | 547.1913 | 490.239 | 39.2811 | 68.9796 | 0
| All | All Customers | 7 | Monthly System Peak Day | SCE | 1-in-2 | 2030 | 6 | 555.7844 | 514.08 | 39.2953 | 68.5707 | 0
| All | All Customers | 7 | Monthly System Peak Day | SCE | 1-in-2 | 2030 | 7 | 561.5334 | 505.9289 | 39.3438 | 68.0494 | 0
| All | All Customers | 7 | Monthly System Peak Day | SCE | 1-in-2 | 2030 | 8 | 578.3164 | 535.9863 | 39.3115 | 68.5783 | 0
| All | All Customers | 7 | Monthly System Peak Day | SCE | 1-in-2 | 2030 | 9 | 522.7498 | 496.6663 | 39.3148 | 71.4768 | 0
| All | All Customers | 7 | Monthly System Peak Day | SCE | 1-in-2 | 2030 | 10 | 511.4311 | 474.9661 | 39.3058 | 75.3406 | 0
| All | All Customers | 7 | Monthly System Peak Day | SCE | 1-in-2 | 2030 | 11 | 494.0077 | 458.4914 | 39.316 | 79.281 | 0
| All | All Customers | 7 | Monthly System Peak Day | SCE | 1-in-2 | 2030 | 12 | 486.079 | 451.1352 | 39.327 | 82.9879 | 0
| All | All Customers | 7 | Monthly System Peak Day | SCE | 1-in-2 | 2030 | 13 | 400.4433 | 383.2455 | 39.339 | 85.9598 | 0
| All | All Customers | 7 | Monthly System Peak Day | SCE | 1-in-2 | 2030 | 14 | 374.6869 | 359.326 | 39.3333 | 87.6332 | 0
| All | All Customers | 7 | Monthly System Peak Day | SCE | 1-in-2 | 2030 | 15 | 328.6983 | 317.6707 | 39.3499 | 89.3057 | 0
| All | All Customers | 7 | Monthly System Peak Day | SCE | 1-in-2 | 2030 | 16 | 281.5043 | 256.4933 | 39.3482 | 89.9238 | 0
| All | All Customers | 7 | Monthly System Peak Day | SCE | 1-in-2 | 2030 | 17 | 263.1925 | 273.8367 | 39.2274 | 90.7044 | 0
| All | All Customers | 7 | Monthly System Peak Day | SCE | 1-in-2 | 2030 | 18 | 249.697 | 272.4128 | 39.3164 | 89.8839 | 0
| All | All Customers | 7 | Monthly System Peak Day | SCE | 1-in-2 | 2030 | 19 | 235.8693 | 231.7906 | 38.9074 | 87.8404 | 0
| All | All Customers | 7 | Monthly System Peak Day | SCE | 1-in-2 | 2030 | 20 | 230.1679 | 253.2993 | 38.6766 | 85.258 | 0
| All | All Customers | 7 | Monthly System Peak Day | SCE | 1-in-2 | 2030 | 21 | 250.9143 | 236.8718 | 39.8663 | 82.1522 | 0
| All | All Customers | 7 | Monthly System Peak Day | SCE | 1-in-2 | 2030 | 22 | 408.437 | 394.2853 | 39.4006 | 78.5182 | 0
| All | All Customers | 7 | Monthly System Peak Day | SCE | 1-in-2 | 2030 | 23 | 427.5344 | 395.0099 | 39.3075 | 76.1399 | 0
| All | All Customers | 7 | Monthly System Peak Day | SCE | 1-in-2 | 2030 | 24 | 449.8468 | 426.1693 | 39.3011 | 74.359 | 0
| All | All Customers | 8 | Average Weekday | SCE | 1-in-2 | 2030 | 1 | 403.9128 | 435.2372 | 36.7493 | 68.6048 | 0
| All | All Customers | 8 | Average Weekday | SCE | 1-in-2 | 2030 | 2 | 390.4081 | 412.8236 | 36.7446 | 67.7051 | 0
| All | All Customers | 8 | Average Weekday | SCE | 1-in-2 | 2030 | 3 | 473.5912 | 499.5113 | 36.7431 | 66.9073 | 0
| All | All Customers | 8 | Average Weekday | SCE | 1-in-2 | 2030 | 4 | 577.6613 | 608.6848 | 36.7401 | 66.1811 | 0
| All | All Customers | 8 | Average Weekday | SCE | 1-in-2 | 2030 | 5 | 552.1736 | 593.8597 | 36.7375 | 65.5312 | 0
| All | All Customers | 8 | Average Weekday | SCE | 1-in-2 | 2030 | 6 | 564.9996 | 612.7668 | 36.7302 | 64.9865 | 0
| All | All Customers | 8 | Average Weekday | SCE | 1-in-2 | 2030 | 7 | 579.1399 | 606.5265 | 36.7363 | 64.5957 | 0
| All | All Customers | 8 | Average Weekday | SCE | 1-in-2 | 2030 | 8 | 589.3834 | 621.9501 | 36.765 | 64.5927 | 0
| All | All Customers | 8 | Average Weekday | SCE | 1-in-2 | 2030 | 9 | 528.6298 | 549.5619 | 36.8 | 66.6332 | 0
| All | All Customers | 8 | Average Weekday | SCE | 1-in-2 | 2030 | 10 | 519.4633 | 533.4288 | 36.8043 | 69.8708 | 0
| All | All Customers | 8 | Average Weekday | SCE | 1-in-2 | 2030 | 11 | 498.3079 | 511.2224 | 36.8375 | 73.6852 | 0
| All | All Customers | 8 | Average Weekday | SCE | 1-in-2 | 2030 | 12 | 487.4673 | 503.7685 | 36.8663 | 77.4375 | 0
| All | All Customers | 8 | Average Weekday | SCE | 1-in-2 | 2030 | 13 | 410.7784 | 430.8595 | 36.8814 | 80.3669 | 0
| All | All Customers | 8 | Average Weekday | SCE | 1-in-2 | 2030 | 14 | 382.6062 | 399.4326 | 36.8513 | 82.5867 | 0
| All | All Customers | 8 | Average Weekday | SCE | 1-in-2 | 2030 | 15 | 336.821 | 351.897 | 36.7976 | 83.9652 | 0
| All | All Customers | 8 | Average Weekday | SCE | 1-in-2 | 2030 | 16 | 290.4366 | 294.4676 | 36.7597 | 84.4882 | 0
| All | All Customers | 8 | Average Weekday | SCE | 1-in-2 | 2030 | 17 | 273.4798 | 280.8019 | 37.1208 | 84.5142 | 0
| All | All Customers | 8 | Average Weekday | SCE | 1-in-2 | 2030 | 18 | 250.5109 | 264.4615 | 37.1765 | 83.6598 | 0
| All | All Customers | 8 | Average Weekday | SCE | 1-in-2 | 2030 | 19 | 236.9923 | 260.6699 | 38.0513 | 81.9995 | 0
| All | All Customers | 8 | Average Weekday | SCE | 1-in-2 | 2030 | 20 | 236.8813 | 256.2908 | 36.9426 | 79.4151 | 0
| All | All Customers | 8 | Average Weekday | SCE | 1-in-2 | 2030 | 21 | 261.5873 | 277.3615 | 37.3116 | 75.7188 | 0
| All | All Customers | 8 | Average Weekday | SCE | 1-in-2 | 2030 | 22 | 421.6944 | 454.0658 | 36.7133 | 72.7525 | 0
| All | All Customers | 8 | Average Weekday | SCE | 1-in-2 | 2030 | 23 | 444.58 | 480.0433 | 36.7257 | 70.9434 | 0
| All | All Customers | 8 | Average Weekday | SCE | 1-in-2 | 2030 | 24 | 470.478 | 513.3916 | 36.7495 | 69.6999 | 0
| All | All Customers | 8 | Monthly System Peak Day | SCE | 1-in-2 | 2030 | 1 | 403.9128 | 396.1391 | 31.3111 | 76.729 | 0
| All | All Customers | 8 | Monthly System Peak Day | SCE | 1-in-2 | 2030 | 2 | 390.4081 | 365.5959 | 31.2953 | 75.7112 | 0
| All | All Customers | 8 | Monthly System Peak Day | SCE | 1-in-2 | 2030 | 3 | 473.5912 | 429.8928 | 31.2941 | 75.0151 | 0
| All | All Customers | 8 | Monthly System Peak Day | SCE | 1-in-2 | 2030 | 4 | 577.6613 | 506.2999 | 31.2912 | 74.1331 | 0
| All | All Customers | 8 | Monthly System Peak Day | SCE | 1-in-2 | 2030 | 5 | 552.1736 | 498.8848 | 31.2997 | 73.4784 | 0
| All | All Customers | 8 | Monthly System Peak Day | SCE | 1-in-2 | 2030 | 6 | 564.9996 | 521.7094 | 31.316 | 73.0231 | 0
| All | All Customers | 8 | Monthly System Peak Day | SCE | 1-in-2 | 2030 | 7 | 579.1399 | 524.2768 | 31.3616 | 72.4765 | 0
| All | All Customers | 8 | Monthly System Peak Day | SCE | 1-in-2 | 2030 | 8 | 589.3834 | 545.4357 | 31.3288 | 72.4993 | 0
| All | All Customers | 8 | Monthly System Peak Day | SCE | 1-in-2 | 2030 | 9 | 528.6298 | 504.3842 | 31.3304 | 74.4048 | 0
| All | All Customers | 8 | Monthly System Peak Day | SCE | 1-in-2 | 2030 | 10 | 519.4633 | 484.7573 | 31.3147 | 78.181 | 0
| All | All Customers | 8 | Monthly System Peak Day | SCE | 1-in-2 | 2030 | 11 | 498.3079 | 462.4732 | 31.3276 | 82.3488 | 0
| All | All Customers | 8 | Monthly System Peak Day | SCE | 1-in-2 | 2030 | 12 | 487.4673 | 451.4691 | 31.3458 | 85.8708 | 0
| All | All Customers | 8 | Monthly System Peak Day | SCE | 1-in-2 | 2030 | 13 | 410.7784 | 394.2894 | 31.36 | 88.3284 | 0
| All | All Customers | 8 | Monthly System Peak Day | SCE | 1-in-2 | 2030 | 14 | 382.6062 | 368.5291 | 31.3546 | 90.4758 | 0
| All | All Customers | 8 | Monthly System Peak Day | SCE | 1-in-2 | 2030 | 15 | 336.821 | 327.0979 | 31.3698 | 91.872 | 0
| All | All Customers | 8 | Monthly System Peak Day | SCE | 1-in-2 | 2030 | 16 | 290.4366 | 268.9441 | 31.3587 | 91.7197 | 0
| All | All Customers | 8 | Monthly System Peak Day | SCE | 1-in-2 | 2030 | 17 | 273.4798 | 283.2293 | 31.1826 | 91.0049 | 0
| All | All Customers | 8 | Monthly System Peak Day | SCE | 1-in-2 | 2030 | 18 | 250.5109 | 275.239 | 31.273 | 89.5054 | 0
| All | All Customers | 8 | Monthly System Peak Day | SCE | 1-in-2 | 2030 | 19 | 236.9923 | 234.7561 | 30.9377 | 88.0806 | 0
| All | All Customers | 8 | Monthly System Peak Day | SCE | 1-in-2 | 2030 | 20 | 236.8813 | 227.8567 | 30.7969 | 86.4 | 0
| All | All Customers | 8 | Monthly System Peak Day | SCE | 1-in-2 | 2030 | 21 | 261.5873 | 241.7538 | 32.0479 | 82.8954 | 0
| All | All Customers | 8 | Monthly System Peak Day | SCE | 1-in-2 | 2030 | 22 | 421.6944 | 396.6236 | 31.4619 | 79.7942 | 0
| All | All Customers | 8 | Monthly System Peak Day | SCE | 1-in-2 | 2030 | 23 | 444.58 | 418.4437 | 31.3423 | 77.8258 | 0
| All | All Customers | 8 | Monthly System Peak Day | SCE | 1-in-2 | 2030 | 24 | 470.478 | 450.8741 | 31.3233 | 76.3618 | 0
| All | All Customers | 8 | Typical Event Day | SCE | 1-in-2 | 2030 | 1 | 403.9128 | 396.1391 | 31.3111 | 72.4861 | 0
| All | All Customers | 8 | Typical Event Day | SCE | 1-in-2 | 2030 | 2 | 390.4081 | 365.5959 | 31.2953 | 71.5249 | 0
| All | All Customers | 8 | Typical Event Day | SCE | 1-in-2 | 2030 | 3 | 473.5912 | 429.8928 | 31.2941 | 70.6941 | 0
| All | All Customers | 8 | Typical Event Day | SCE | 1-in-2 | 2030 | 4 | 577.6613 | 506.2999 | 31.2912 | 69.8869 | 0
| All | All Customers | 8 | Typical Event Day | SCE | 1-in-2 | 2030 | 5 | 552.1736 | 498.8848 | 31.2997 | 69.2133 | 0
| All | All Customers | 8 | Typical Event Day | SCE | 1-in-2 | 2030 | 6 | 564.9996 | 521.7094 | 31.316 | 68.6247 | 0
| All | All Customers | 8 | Typical Event Day | SCE | 1-in-2 | 2030 | 7 | 579.1399 | 524.2768 | 31.3616 | 68.1379 | 0
| All | All Customers | 8 | Typical Event Day | SCE | 1-in-2 | 2030 | 8 | 589.3834 | 545.4357 | 31.3288 | 68.4562 | 0
| All | All Customers | 8 | Typical Event Day | SCE | 1-in-2 | 2030 | 9 | 528.6298 | 504.3842 | 31.3304 | 70.9203 | 0
| All | All Customers | 8 | Typical Event Day | SCE | 1-in-2 | 2030 | 10 | 519.4633 | 484.7573 | 31.3147 | 75.0162 | 0
| All | All Customers | 8 | Typical Event Day | SCE | 1-in-2 | 2030 | 11 | 498.3079 | 462.4732 | 31.3276 | 79.3024 | 0
| All | All Customers | 8 | Typical Event Day | SCE | 1-in-2 | 2030 | 12 | 487.4673 | 451.4691 | 31.3458 | 83.1312 | 0
| All | All Customers | 8 | Typical Event Day | SCE | 1-in-2 | 2030 | 13 | 410.7784 | 394.2894 | 31.36 | 85.912 | 0
| All | All Customers | 8 | Typical Event Day | SCE | 1-in-2 | 2030 | 14 | 382.6062 | 368.5291 | 31.3546 | 87.9349 | 0
| All | All Customers | 8 | Typical Event Day | SCE | 1-in-2 | 2030 | 15 | 336.821 | 327.0979 | 31.3698 | 89.4513 | 0
| All | All Customers | 8 | Typical Event Day | SCE | 1-in-2 | 2030 | 16 | 290.4366 | 268.9441 | 31.3587 | 89.7042 | 0
| All | All Customers | 8 | Typical Event Day | SCE | 1-in-2 | 2030 | 17 | 273.4798 | 283.2293 | 31.1826 | 89.701 | 0
| All | All Customers | 8 | Typical Event Day | SCE | 1-in-2 | 2030 | 18 | 250.5109 | 275.239 | 31.273 | 88.7098 | 0
| All | All Customers | 8 | Typical Event Day | SCE | 1-in-2 | 2030 | 19 | 236.9923 | 234.7561 | 30.9377 | 87.0032 | 0
| All | All Customers | 8 | Typical Event Day | SCE | 1-in-2 | 2030 | 20 | 236.8813 | 227.8567 | 30.7969 | 84.6105 | 0
| All | All Customers | 8 | Typical Event Day | SCE | 1-in-2 | 2030 | 21 | 261.5873 | 241.7538 | 32.0479 | 81.2896 | 0
| All | All Customers | 8 | Typical Event Day | SCE | 1-in-2 | 2030 | 22 | 421.6944 | 396.6236 | 31.4619 | 78.334 | 0
| All | All Customers | 8 | Typical Event Day | SCE | 1-in-2 | 2030 | 23 | 444.58 | 418.4437 | 31.3423 | 76.345 | 0
| All | All Customers | 8 | Typical Event Day | SCE | 1-in-2 | 2030 | 24 | 470.478 | 450.8741 | 31.3233 | 74.6513 | 0
| All | All Customers | 9 | Average Weekday | SCE | 1-in-2 | 2030 | 1 | 372.5574 | 393.7484 | 39.4226 | 68.2248 | 0
| All | All Customers | 9 | Average Weekday | SCE | 1-in-2 | 2030 | 2 | 368.9552 | 379.7778 | 39.4177 | 67.3747 | 0
| All | All Customers | 9 | Average Weekday | SCE | 1-in-2 | 2030 | 3 | 466.4996 | 473.5078 | 39.4162 | 66.6469 | 0
| All | All Customers | 9 | Average Weekday | SCE | 1-in-2 | 2030 | 4 | 573.3727 | 584.1054 | 39.4154 | 65.9978 | 0
| All | All Customers | 9 | Average Weekday | SCE | 1-in-2 | 2030 | 5 | 536.6157 | 554.6593 | 39.4126 | 65.4474 | 0
| All | All Customers | 9 | Average Weekday | SCE | 1-in-2 | 2030 | 6 | 538.1636 | 566.9952 | 39.4067 | 64.9529 | 0
| All | All Customers | 9 | Average Weekday | SCE | 1-in-2 | 2030 | 7 | 563.5441 | 582.4426 | 39.3975 | 64.5849 | 0
| All | All Customers | 9 | Average Weekday | SCE | 1-in-2 | 2030 | 8 | 562.7629 | 579.6196 | 39.4315 | 64.395 | 0
| All | All Customers | 9 | Average Weekday | SCE | 1-in-2 | 2030 | 9 | 500.8494 | 517.5532 | 39.4663 | 65.5182 | 0
| All | All Customers | 9 | Average Weekday | SCE | 1-in-2 | 2030 | 10 | 498.2069 | 507.5411 | 39.4631 | 68.2871 | 0
| All | All Customers | 9 | Average Weekday | SCE | 1-in-2 | 2030 | 11 | 480.821 | 489.4408 | 39.5055 | 71.8009 | 0
| All | All Customers | 9 | Average Weekday | SCE | 1-in-2 | 2030 | 12 | 471.7034 | 480.7939 | 39.5487 | 75.3148 | 0
| All | All Customers | 9 | Average Weekday | SCE | 1-in-2 | 2030 | 13 | 405.4749 | 416.1424 | 39.5674 | 78.1724 | 0
| All | All Customers | 9 | Average Weekday | SCE | 1-in-2 | 2030 | 14 | 373.644 | 383.7072 | 39.5329 | 80.1734 | 0
| All | All Customers | 9 | Average Weekday | SCE | 1-in-2 | 2030 | 15 | 334.4809 | 344.3041 | 39.4629 | 81.3344 | 0
| All | All Customers | 9 | Average Weekday | SCE | 1-in-2 | 2030 | 16 | 303.6144 | 302.971 | 39.4127 | 81.812 | 0
| All | All Customers | 9 | Average Weekday | SCE | 1-in-2 | 2030 | 17 | 277.0687 | 289.8355 | 39.6453 | 81.5813 | 0
| All | All Customers | 9 | Average Weekday | SCE | 1-in-2 | 2030 | 18 | 258.6617 | 276.519 | 39.5685 | 80.5863 | 0
| All | All Customers | 9 | Average Weekday | SCE | 1-in-2 | 2030 | 19 | 261.6637 | 272.2444 | 40.805 | 78.8037 | 0
| All | All Customers | 9 | Average Weekday | SCE | 1-in-2 | 2030 | 20 | 261.9814 | 270.5476 | 39.2851 | 75.9106 | 0
| All | All Customers | 9 | Average Weekday | SCE | 1-in-2 | 2030 | 21 | 278.4121 | 288.3994 | 39.4481 | 72.9426 | 0
| All | All Customers | 9 | Average Weekday | SCE | 1-in-2 | 2030 | 22 | 420.9936 | 444.0206 | 39.3756 | 71.2201 | 0
| All | All Customers | 9 | Average Weekday | SCE | 1-in-2 | 2030 | 23 | 424.3276 | 446.962 | 39.4253 | 69.9888 | 0
| All | All Customers | 9 | Average Weekday | SCE | 1-in-2 | 2030 | 24 | 439.7952 | 471.3593 | 39.4299 | 68.9206 | 0
| All | All Customers | 9 | Monthly System Peak Day | SCE | 1-in-2 | 2030 | 1 | 372.5574 | 356.2426 | 39.5031 | 75.2302 | 0
| All | All Customers | 9 | Monthly System Peak Day | SCE | 1-in-2 | 2030 | 2 | 368.9552 | 334.0962 | 39.4895 | 74.1473 | 0
| All | All Customers | 9 | Monthly System Peak Day | SCE | 1-in-2 | 2030 | 3 | 466.4996 | 403.6377 | 39.488 | 73.2171 | 0
| All | All Customers | 9 | Monthly System Peak Day | SCE | 1-in-2 | 2030 | 4 | 573.3727 | 472.7961 | 39.4838 | 72.3767 | 0
| All | All Customers | 9 | Monthly System Peak Day | SCE | 1-in-2 | 2030 | 5 | 536.6157 | 450.4499 | 39.491 | 71.3744 | 0
| All | All Customers | 9 | Monthly System Peak Day | SCE | 1-in-2 | 2030 | 6 | 538.1636 | 463.3271 | 39.5025 | 70.647 | 0
| All | All Customers | 9 | Monthly System Peak Day | SCE | 1-in-2 | 2030 | 7 | 563.5441 | 488.1838 | 39.5564 | 70.3486 | 0
| All | All Customers | 9 | Monthly System Peak Day | SCE | 1-in-2 | 2030 | 8 | 562.7629 | 490.228 | 39.524 | 70.1718 | 0
| All | All Customers | 9 | Monthly System Peak Day | SCE | 1-in-2 | 2030 | 9 | 500.8494 | 469.1027 | 39.5277 | 72.2417 | 0
| All | All Customers | 9 | Monthly System Peak Day | SCE | 1-in-2 | 2030 | 10 | 498.2069 | 453.8584 | 39.5249 | 76.6962 | 0
| All | All Customers | 9 | Monthly System Peak Day | SCE | 1-in-2 | 2030 | 11 | 480.821 | 435.9959 | 39.5286 | 81.9531 | 0
| All | All Customers | 9 | Monthly System Peak Day | SCE | 1-in-2 | 2030 | 12 | 471.7034 | 426.7424 | 39.5285 | 86.7778 | 0
| All | All Customers | 9 | Monthly System Peak Day | SCE | 1-in-2 | 2030 | 13 | 405.4749 | 373.0912 | 39.5371 | 90.8267 | 0
| All | All Customers | 9 | Monthly System Peak Day | SCE | 1-in-2 | 2030 | 14 | 373.644 | 347.5467 | 39.5333 | 93.6136 | 0
| All | All Customers | 9 | Monthly System Peak Day | SCE | 1-in-2 | 2030 | 15 | 334.4809 | 315.2334 | 39.5576 | 94.781 | 0
| All | All Customers | 9 | Monthly System Peak Day | SCE | 1-in-2 | 2030 | 16 | 303.6144 | 272.2991 | 39.5669 | 94.2312 | 0
| All | All Customers | 9 | Monthly System Peak Day | SCE | 1-in-2 | 2030 | 17 | 277.0687 | 287.926 | 39.4468 | 93.9331 | 0
| All | All Customers | 9 | Monthly System Peak Day | SCE | 1-in-2 | 2030 | 18 | 258.6617 | 282.4358 | 39.4557 | 93.1571 | 0
| All | All Customers | 9 | Monthly System Peak Day | SCE | 1-in-2 | 2030 | 19 | 261.6637 | 233.3766 | 39.9354 | 92.0918 | 0
| All | All Customers | 9 | Monthly System Peak Day | SCE | 1-in-2 | 2030 | 20 | 261.9814 | 222.1805 | 38.6439 | 89.7033 | 0
| All | All Customers | 9 | Monthly System Peak Day | SCE | 1-in-2 | 2030 | 21 | 278.4121 | 247.4759 | 39.6036 | 86.0369 | 0
| All | All Customers | 9 | Monthly System Peak Day | SCE | 1-in-2 | 2030 | 22 | 420.9936 | 378.6843 | 39.6061 | 83.6113 | 0
| All | All Customers | 9 | Monthly System Peak Day | SCE | 1-in-2 | 2030 | 23 | 424.3276 | 378.3921 | 39.4968 | 81.6711 | 0
| All | All Customers | 9 | Monthly System Peak Day | SCE | 1-in-2 | 2030 | 24 | 439.7952 | 403.9042 | 39.5057 | 79.6122 | 0
| All | All Customers | 10 | Average Weekday | SCE | 1-in-2 | 2030 | 1 | 399.9143 | 413.8397 | 36.6448 | 63.1078 | 0
| All | All Customers | 10 | Average Weekday | SCE | 1-in-2 | 2030 | 2 | 377.972 | 385.206 | 36.5488 | 62.2306 | 0
| All | All Customers | 10 | Average Weekday | SCE | 1-in-2 | 2030 | 3 | 473.0316 | 483.0435 | 36.5352 | 61.3429 | 0
| All | All Customers | 10 | Average Weekday | SCE | 1-in-2 | 2030 | 4 | 580.7298 | 595.657 | 36.5024 | 60.6521 | 0
| All | All Customers | 10 | Average Weekday | SCE | 1-in-2 | 2030 | 5 | 584.2856 | 601.0441 | 36.5081 | 59.9614 | 0
| All | All Customers | 10 | Average Weekday | SCE | 1-in-2 | 2030 | 6 | 597.358 | 618.4422 | 36.4762 | 59.4727 | 0
| All | All Customers | 10 | Average Weekday | SCE | 1-in-2 | 2030 | 7 | 606.1149 | 621.9742 | 36.4895 | 59.0885 | 0
| All | All Customers | 10 | Average Weekday | SCE | 1-in-2 | 2030 | 8 | 629.5294 | 655.7257 | 36.7466 | 58.8572 | 0
| All | All Customers | 10 | Average Weekday | SCE | 1-in-2 | 2030 | 9 | 567.7206 | 605.0793 | 37.0076 | 59.2786 | 0
| All | All Customers | 10 | Average Weekday | SCE | 1-in-2 | 2030 | 10 | 553.5757 | 573.4505 | 36.7844 | 61.808 | 0
| All | All Customers | 10 | Average Weekday | SCE | 1-in-2 | 2030 | 11 | 544.2828 | 559.3158 | 36.9131 | 65.2524 | 0
| All | All Customers | 10 | Average Weekday | SCE | 1-in-2 | 2030 | 12 | 527.5551 | 539.0326 | 37.0548 | 68.7871 | 0
| All | All Customers | 10 | Average Weekday | SCE | 1-in-2 | 2030 | 13 | 434.695 | 443.6034 | 37.1495 | 71.7612 | 0
| All | All Customers | 10 | Average Weekday | SCE | 1-in-2 | 2030 | 14 | 385.476 | 391.532 | 37.0418 | 73.8981 | 0
| All | All Customers | 10 | Average Weekday | SCE | 1-in-2 | 2030 | 15 | 341.6897 | 346.7805 | 36.8267 | 75.2877 | 0
| All | All Customers | 10 | Average Weekday | SCE | 1-in-2 | 2030 | 16 | 295.6495 | 297.599 | 36.5472 | 76.0881 | 0
| All | All Customers | 10 | Average Weekday | SCE | 1-in-2 | 2030 | 17 | 276.5277 | 285.3319 | 36.3081 | 75.9371 | 0
| All | All Customers | 10 | Average Weekday | SCE | 1-in-2 | 2030 | 18 | 269.1556 | 276.1753 | 36.3351 | 74.9092 | 0
| All | All Customers | 10 | Average Weekday | SCE | 1-in-2 | 2030 | 19 | 260.2996 | 264.8906 | 36.8434 | 72.9505 | 0
| All | All Customers | 10 | Average Weekday | SCE | 1-in-2 | 2030 | 20 | 261.5971 | 265.6213 | 36.2696 | 70.0551 | 0
| All | All Customers | 10 | Average Weekday | SCE | 1-in-2 | 2030 | 21 | 269.2018 | 273.4719 | 36.3361 | 67.8774 | 0
| All | All Customers | 10 | Average Weekday | SCE | 1-in-2 | 2030 | 22 | 440.9072 | 463.1621 | 36.5338 | 66.2813 | 0
| All | All Customers | 10 | Average Weekday | SCE | 1-in-2 | 2030 | 23 | 430.9102 | 454.3604 | 36.6297 | 65.0082 | 0
| All | All Customers | 10 | Average Weekday | SCE | 1-in-2 | 2030 | 24 | 449.3098 | 480.8803 | 36.7396 | 63.8932 | 0
| All | All Customers | 10 | Monthly System Peak Day | SCE | 1-in-2 | 2030 | 1 | 399.9143 | 427.8853 | 36.2546 | 71.8962 | 0
| All | All Customers | 10 | Monthly System Peak Day | SCE | 1-in-2 | 2030 | 2 | 377.972 | 392.8418 | 36.2986 | 70.4043 | 0
| All | All Customers | 10 | Monthly System Peak Day | SCE | 1-in-2 | 2030 | 3 | 473.0316 | 491.5945 | 36.3053 | 68.1625 | 0
| All | All Customers | 10 | Monthly System Peak Day | SCE | 1-in-2 | 2030 | 4 | 580.7298 | 600.6562 | 36.327 | 67.3048 | 0
| All | All Customers | 10 | Monthly System Peak Day | SCE | 1-in-2 | 2030 | 5 | 584.2856 | 608.6509 | 36.3243 | 66.6615 | 0
| All | All Customers | 10 | Monthly System Peak Day | SCE | 1-in-2 | 2030 | 6 | 597.358 | 619.7313 | 36.352 | 66.0378 | 0
| All | All Customers | 10 | Monthly System Peak Day | SCE | 1-in-2 | 2030 | 7 | 606.1149 | 619.7458 | 36.3592 | 65.2515 | 0
| All | All Customers | 10 | Monthly System Peak Day | SCE | 1-in-2 | 2030 | 8 | 629.5294 | 666.7463 | 36.2314 | 65.0625 | 0
| All | All Customers | 10 | Monthly System Peak Day | SCE | 1-in-2 | 2030 | 9 | 567.7206 | 615.903 | 36.1897 | 65.933 | 0
| All | All Customers | 10 | Monthly System Peak Day | SCE | 1-in-2 | 2030 | 10 | 553.5757 | 580.1631 | 36.2406 | 70.1461 | 0
| All | All Customers | 10 | Monthly System Peak Day | SCE | 1-in-2 | 2030 | 11 | 544.2828 | 569.397 | 36.2707 | 76.4511 | 0
| All | All Customers | 10 | Monthly System Peak Day | SCE | 1-in-2 | 2030 | 12 | 527.5551 | 552.33 | 36.336 | 82.4643 | 0
| All | All Customers | 10 | Monthly System Peak Day | SCE | 1-in-2 | 2030 | 13 | 434.695 | 446.8538 | 36.3996 | 86.6366 | 0
| All | All Customers | 10 | Monthly System Peak Day | SCE | 1-in-2 | 2030 | 14 | 385.476 | 391.8629 | 36.3409 | 89.0965 | 0
| All | All Customers | 10 | Monthly System Peak Day | SCE | 1-in-2 | 2030 | 15 | 341.6897 | 346.2338 | 36.2659 | 90.3652 | 0
| All | All Customers | 10 | Monthly System Peak Day | SCE | 1-in-2 | 2030 | 16 | 295.6495 | 295.3095 | 36.3073 | 90.8787 | 0
| All | All Customers | 10 | Monthly System Peak Day | SCE | 1-in-2 | 2030 | 17 | 276.5277 | 285.3471 | 36.2769 | 90.5482 | 0
| All | All Customers | 10 | Monthly System Peak Day | SCE | 1-in-2 | 2030 | 18 | 269.1556 | 276.4508 | 36.2634 | 89.5589 | 0
| All | All Customers | 10 | Monthly System Peak Day | SCE | 1-in-2 | 2030 | 19 | 260.2996 | 264.1913 | 36.9793 | 87.8291 | 0
| All | All Customers | 10 | Monthly System Peak Day | SCE | 1-in-2 | 2030 | 20 | 261.5971 | 264.8183 | 36.2694 | 84.3371 | 0
| All | All Customers | 10 | Monthly System Peak Day | SCE | 1-in-2 | 2030 | 21 | 269.2018 | 274.3629 | 36.3957 | 81.1782 | 0
| All | All Customers | 10 | Monthly System Peak Day | SCE | 1-in-2 | 2030 | 22 | 440.9072 | 463.393 | 36.3297 | 78.8058 | 0
| All | All Customers | 10 | Monthly System Peak Day | SCE | 1-in-2 | 2030 | 23 | 430.9102 | 458.7297 | 36.2766 | 76.234 | 0
| All | All Customers | 10 | Monthly System Peak Day | SCE | 1-in-2 | 2030 | 24 | 449.3098 | 500.9884 | 36.2226 | 74.6523 | 0
| All | All Customers | 11 | Average Weekday | SCE | 1-in-2 | 2030 | 1 | 375.8835 | 384.2272 | 36.544 | 57.097 | 0
| All | All Customers | 11 | Average Weekday | SCE | 1-in-2 | 2030 | 2 | 358.063 | 364.876 | 36.5314 | 56.2395 | 0
| All | All Customers | 11 | Average Weekday | SCE | 1-in-2 | 2030 | 3 | 452.64 | 464.3169 | 36.5077 | 55.5321 | 0
| All | All Customers | 11 | Average Weekday | SCE | 1-in-2 | 2030 | 4 | 566.7578 | 585.0059 | 36.5116 | 54.9319 | 0
| All | All Customers | 11 | Average Weekday | SCE | 1-in-2 | 2030 | 5 | 556.9378 | 586.3533 | 36.4908 | 54.3851 | 0
| All | All Customers | 11 | Average Weekday | SCE | 1-in-2 | 2030 | 6 | 573.0677 | 610.5849 | 36.5003 | 53.8723 | 0
| All | All Customers | 11 | Average Weekday | SCE | 1-in-2 | 2030 | 7 | 587.48 | 603.7994 | 36.6774 | 53.6302 | 0
| All | All Customers | 11 | Average Weekday | SCE | 1-in-2 | 2030 | 8 | 599.3347 | 614.2607 | 36.8538 | 53.5519 | 0
| All | All Customers | 11 | Average Weekday | SCE | 1-in-2 | 2030 | 9 | 543.0139 | 569.6437 | 36.7039 | 55.1501 | 0
| All | All Customers | 11 | Average Weekday | SCE | 1-in-2 | 2030 | 10 | 528.6745 | 542.8682 | 36.7849 | 58.5803 | 0
| All | All Customers | 11 | Average Weekday | SCE | 1-in-2 | 2030 | 11 | 511.3306 | 520.8723 | 36.8841 | 62.3808 | 0
| All | All Customers | 11 | Average Weekday | SCE | 1-in-2 | 2030 | 12 | 500.4771 | 507.4628 | 36.951 | 65.6261 | 0
| All | All Customers | 11 | Average Weekday | SCE | 1-in-2 | 2030 | 13 | 414.3015 | 424.0786 | 36.8892 | 67.9906 | 0
| All | All Customers | 11 | Average Weekday | SCE | 1-in-2 | 2030 | 14 | 377.5387 | 384.5228 | 36.758 | 69.4818 | 0
| All | All Customers | 11 | Average Weekday | SCE | 1-in-2 | 2030 | 15 | 324.7502 | 331.607 | 36.5608 | 70.3008 | 0
| All | All Customers | 11 | Average Weekday | SCE | 1-in-2 | 2030 | 16 | 286.4056 | 287.8851 | 36.561 | 70.3572 | 0
| All | All Customers | 11 | Average Weekday | SCE | 1-in-2 | 2030 | 17 | 265.5856 | 273.3664 | 36.3345 | 69.4195 | 0
| All | All Customers | 11 | Average Weekday | SCE | 1-in-2 | 2030 | 18 | 255.3713 | 262.7365 | 36.4019 | 67.259 | 0
| All | All Customers | 11 | Average Weekday | SCE | 1-in-2 | 2030 | 19 | 250.5953 | 255.0209 | 36.2703 | 64.7932 | 0
| All | All Customers | 11 | Average Weekday | SCE | 1-in-2 | 2030 | 20 | 248.826 | 317.2091 | 43.9534 | 62.9626 | 0
| All | All Customers | 11 | Average Weekday | SCE | 1-in-2 | 2030 | 21 | 250.9632 | 256.2426 | 36.3669 | 61.4319 | 0
| All | All Customers | 11 | Average Weekday | SCE | 1-in-2 | 2030 | 22 | 416.4412 | 436.3712 | 36.5907 | 60.0821 | 0
| All | All Customers | 11 | Average Weekday | SCE | 1-in-2 | 2030 | 23 | 406.6912 | 423.7478 | 36.6693 | 58.91 | 0
| All | All Customers | 11 | Average Weekday | SCE | 1-in-2 | 2030 | 24 | 421.8133 | 437.9203 | 36.6114 | 57.9723 | 0
| All | All Customers | 11 | Monthly System Peak Day | SCE | 1-in-2 | 2030 | 1 | 375.8835 | 392.4533 | 36.3172 | 63.6961 | 0
| All | All Customers | 11 | Monthly System Peak Day | SCE | 1-in-2 | 2030 | 2 | 358.063 | 371.9528 | 36.3168 | 62.2587 | 0
| All | All Customers | 11 | Monthly System Peak Day | SCE | 1-in-2 | 2030 | 3 | 452.64 | 470.4658 | 36.3426 | 61.2894 | 0
| All | All Customers | 11 | Monthly System Peak Day | SCE | 1-in-2 | 2030 | 4 | 566.7578 | 591.5907 | 36.3359 | 60.4635 | 0
| All | All Customers | 11 | Monthly System Peak Day | SCE | 1-in-2 | 2030 | 5 | 556.9378 | 591.358 | 36.3694 | 59.6652 | 0
| All | All Customers | 11 | Monthly System Peak Day | SCE | 1-in-2 | 2030 | 6 | 573.0677 | 613.4759 | 36.3681 | 58.6302 | 0
| All | All Customers | 11 | Monthly System Peak Day | SCE | 1-in-2 | 2030 | 7 | 587.48 | 603.5488 | 36.205 | 58.3757 | 0
| All | All Customers | 11 | Monthly System Peak Day | SCE | 1-in-2 | 2030 | 8 | 599.3347 | 637.1003 | 36.1685 | 58.0452 | 0
| All | All Customers | 11 | Monthly System Peak Day | SCE | 1-in-2 | 2030 | 9 | 543.0139 | 577.8735 | 36.2785 | 60.3861 | 0
| All | All Customers | 11 | Monthly System Peak Day | SCE | 1-in-2 | 2030 | 10 | 528.6745 | 552.8138 | 36.2565 | 65.4171 | 0
| All | All Customers | 11 | Monthly System Peak Day | SCE | 1-in-2 | 2030 | 11 | 511.3306 | 535.2109 | 36.3507 | 71.7569 | 0
| All | All Customers | 11 | Monthly System Peak Day | SCE | 1-in-2 | 2030 | 12 | 500.4771 | 523.0052 | 36.4806 | 77.5791 | 0
| All | All Customers | 11 | Monthly System Peak Day | SCE | 1-in-2 | 2030 | 13 | 414.3015 | 427.2667 | 36.4661 | 81.6227 | 0
| All | All Customers | 11 | Monthly System Peak Day | SCE | 1-in-2 | 2030 | 14 | 377.5387 | 384.2204 | 36.3539 | 84.1448 | 0
| All | All Customers | 11 | Monthly System Peak Day | SCE | 1-in-2 | 2030 | 15 | 324.7502 | 331.0435 | 36.3502 | 85.3594 | 0
| All | All Customers | 11 | Monthly System Peak Day | SCE | 1-in-2 | 2030 | 16 | 286.4056 | 285.6118 | 36.3021 | 85.3616 | 0
| All | All Customers | 11 | Monthly System Peak Day | SCE | 1-in-2 | 2030 | 17 | 265.5856 | 274.0956 | 36.2586 | 84.0997 | 0
| All | All Customers | 11 | Monthly System Peak Day | SCE | 1-in-2 | 2030 | 18 | 255.3713 | 264.8001 | 36.2112 | 81.2779 | 0
| All | All Customers | 11 | Monthly System Peak Day | SCE | 1-in-2 | 2030 | 19 | 250.5953 | 254.7556 | 36.27 | 77.5579 | 0
| All | All Customers | 11 | Monthly System Peak Day | SCE | 1-in-2 | 2030 | 20 | 248.826 | 372.6582 | 48.183 | 74.9178 | 0
| All | All Customers | 11 | Monthly System Peak Day | SCE | 1-in-2 | 2030 | 21 | 250.9632 | 256.9575 | 36.4254 | 72.6122 | 0
| All | All Customers | 11 | Monthly System Peak Day | SCE | 1-in-2 | 2030 | 22 | 416.4412 | 438.6287 | 36.2766 | 70.6432 | 0
| All | All Customers | 11 | Monthly System Peak Day | SCE | 1-in-2 | 2030 | 23 | 406.6912 | 430.9485 | 36.224 | 68.8396 | 0
| All | All Customers | 11 | Monthly System Peak Day | SCE | 1-in-2 | 2030 | 24 | 421.8133 | 452.8908 | 36.2723 | 67.2187 | 0
| All | All Customers | 12 | Average Weekday | SCE | 1-in-2 | 2030 | 1 | 415.8287 | 424.5878 | 36.4284 | 51.0993 | 0
| All | All Customers | 12 | Average Weekday | SCE | 1-in-2 | 2030 | 2 | 399.7902 | 407.4333 | 36.4225 | 50.4096 | 0
| All | All Customers | 12 | Average Weekday | SCE | 1-in-2 | 2030 | 3 | 492.3552 | 505.0745 | 36.4219 | 49.8263 | 0
| All | All Customers | 12 | Average Weekday | SCE | 1-in-2 | 2030 | 4 | 607.6296 | 627.149 | 36.4212 | 49.2979 | 0
| All | All Customers | 12 | Average Weekday | SCE | 1-in-2 | 2030 | 5 | 601.753 | 633.2311 | 36.4241 | 48.8154 | 0
| All | All Customers | 12 | Average Weekday | SCE | 1-in-2 | 2030 | 6 | 603.6064 | 644.3268 | 36.4289 | 48.2936 | 0
| All | All Customers | 12 | Average Weekday | SCE | 1-in-2 | 2030 | 7 | 611.1353 | 628.4415 | 36.4354 | 47.946 | 0
| All | All Customers | 12 | Average Weekday | SCE | 1-in-2 | 2030 | 8 | 629.6105 | 646.2609 | 36.4437 | 47.7165 | 0
| All | All Customers | 12 | Average Weekday | SCE | 1-in-2 | 2030 | 9 | 564.4936 | 591.8442 | 36.4526 | 48.2968 | 0
| All | All Customers | 12 | Average Weekday | SCE | 1-in-2 | 2030 | 10 | 540.67 | 557.7428 | 36.441 | 50.7893 | 0
| All | All Customers | 12 | Average Weekday | SCE | 1-in-2 | 2030 | 11 | 525.9917 | 536.8468 | 36.4573 | 53.9511 | 0
| All | All Customers | 12 | Average Weekday | SCE | 1-in-2 | 2030 | 12 | 513.8369 | 520.4989 | 36.4736 | 56.8956 | 0
| All | All Customers | 12 | Average Weekday | SCE | 1-in-2 | 2030 | 13 | 434.5884 | 444.0543 | 36.4839 | 59.1373 | 0
| All | All Customers | 12 | Average Weekday | SCE | 1-in-2 | 2030 | 14 | 401.7076 | 409.2341 | 36.472 | 60.6795 | 0
| All | All Customers | 12 | Average Weekday | SCE | 1-in-2 | 2030 | 15 | 365.5885 | 371.8889 | 36.4474 | 61.5091 | 0
| All | All Customers | 12 | Average Weekday | SCE | 1-in-2 | 2030 | 16 | 325.5073 | 326.9312 | 36.4282 | 61.6436 | 0
| All | All Customers | 12 | Average Weekday | SCE | 1-in-2 | 2030 | 17 | 312.1415 | 320.5881 | 36.2929 | 60.916 | 0
| All | All Customers | 12 | Average Weekday | SCE | 1-in-2 | 2030 | 18 | 303.6182 | 310.7693 | 36.2931 | 58.9961 | 0
| All | All Customers | 12 | Average Weekday | SCE | 1-in-2 | 2030 | 19 | 299.9264 | 304.166 | 36.2699 | 56.8459 | 0
| All | All Customers | 12 | Average Weekday | SCE | 1-in-2 | 2030 | 20 | 306.5219 | 376.0681 | 36.9567 | 55.3643 | 0
| All | All Customers | 12 | Average Weekday | SCE | 1-in-2 | 2030 | 21 | 310.0063 | 315.4296 | 36.3352 | 54.1662 | 0
| All | All Customers | 12 | Average Weekday | SCE | 1-in-2 | 2030 | 22 | 462.8864 | 482.282 | 36.4325 | 53.0867 | 0
| All | All Customers | 12 | Average Weekday | SCE | 1-in-2 | 2030 | 23 | 452.8901 | 469.4749 | 36.436 | 52.1648 | 0
| All | All Customers | 12 | Average Weekday | SCE | 1-in-2 | 2030 | 24 | 466.1581 | 482.7457 | 36.4361 | 51.3065 | 0
| All | All Customers | 12 | Monthly System Peak Day | SCE | 1-in-2 | 2030 | 1 | 415.8287 | 424.5878 | 36.4284 | 43.8672 | 0
| All | All Customers | 12 | Monthly System Peak Day | SCE | 1-in-2 | 2030 | 2 | 399.7902 | 407.4333 | 36.4225 | 43.2256 | 0
| All | All Customers | 12 | Monthly System Peak Day | SCE | 1-in-2 | 2030 | 3 | 492.3552 | 505.0745 | 36.4219 | 42.6913 | 0
| All | All Customers | 12 | Monthly System Peak Day | SCE | 1-in-2 | 2030 | 4 | 607.6296 | 627.149 | 36.4212 | 42.4777 | 0
| All | All Customers | 12 | Monthly System Peak Day | SCE | 1-in-2 | 2030 | 5 | 601.753 | 633.2311 | 36.4241 | 42.1367 | 0
| All | All Customers | 12 | Monthly System Peak Day | SCE | 1-in-2 | 2030 | 6 | 603.6064 | 644.3268 | 36.4289 | 41.8913 | 0
| All | All Customers | 12 | Monthly System Peak Day | SCE | 1-in-2 | 2030 | 7 | 611.1353 | 628.4415 | 36.4354 | 41.6735 | 0
| All | All Customers | 12 | Monthly System Peak Day | SCE | 1-in-2 | 2030 | 8 | 629.6105 | 646.2609 | 36.4437 | 41.2499 | 0
| All | All Customers | 12 | Monthly System Peak Day | SCE | 1-in-2 | 2030 | 9 | 564.4936 | 591.8442 | 36.4526 | 41.9432 | 0
| All | All Customers | 12 | Monthly System Peak Day | SCE | 1-in-2 | 2030 | 10 | 540.67 | 557.7428 | 36.441 | 45.6321 | 0
| All | All Customers | 12 | Monthly System Peak Day | SCE | 1-in-2 | 2030 | 11 | 525.9917 | 536.8468 | 36.4573 | 49.6998 | 0
| All | All Customers | 12 | Monthly System Peak Day | SCE | 1-in-2 | 2030 | 12 | 513.8369 | 520.4989 | 36.4736 | 53.7228 | 0
| All | All Customers | 12 | Monthly System Peak Day | SCE | 1-in-2 | 2030 | 13 | 434.5884 | 444.0543 | 36.4839 | 56.0063 | 0
| All | All Customers | 12 | Monthly System Peak Day | SCE | 1-in-2 | 2030 | 14 | 401.7076 | 409.2341 | 36.472 | 57.4507 | 0
| All | All Customers | 12 | Monthly System Peak Day | SCE | 1-in-2 | 2030 | 15 | 365.5885 | 371.8889 | 36.4474 | 58.3329 | 0
| All | All Customers | 12 | Monthly System Peak Day | SCE | 1-in-2 | 2030 | 16 | 325.5073 | 326.9312 | 36.4282 | 58.708 | 0
| All | All Customers | 12 | Monthly System Peak Day | SCE | 1-in-2 | 2030 | 17 | 312.1415 | 320.5881 | 36.2929 | 58.3844 | 0
| All | All Customers | 12 | Monthly System Peak Day | SCE | 1-in-2 | 2030 | 18 | 303.6182 | 310.7693 | 36.2931 | 56.4194 | 0
| All | All Customers | 12 | Monthly System Peak Day | SCE | 1-in-2 | 2030 | 19 | 299.9264 | 304.166 | 36.2699 | 53.7091 | 0
| All | All Customers | 12 | Monthly System Peak Day | SCE | 1-in-2 | 2030 | 20 | 306.5219 | 376.0681 | 36.9567 | 51.8177 | 0
| All | All Customers | 12 | Monthly System Peak Day | SCE | 1-in-2 | 2030 | 21 | 310.0063 | 315.4296 | 36.3352 | 50.129 | 0
| All | All Customers | 12 | Monthly System Peak Day | SCE | 1-in-2 | 2030 | 22 | 462.8864 | 482.282 | 36.4325 | 48.4225 | 0
| All | All Customers | 12 | Monthly System Peak Day | SCE | 1-in-2 | 2030 | 23 | 452.8901 | 469.4749 | 36.436 | 46.8118 | 0
| All | All Customers | 12 | Monthly System Peak Day | SCE | 1-in-2 | 2030 | 24 | 466.1581 | 482.7457 | 36.4361 | 45.5506 | 0
| All | All Customers | 1 | Average Weekday | SCE | 1-in-2 | 2031 | 1 | 412.3749 | 420.4325 | 36.4387 | 52.5295 | 0
| All | All Customers | 1 | Average Weekday | SCE | 1-in-2 | 2031 | 2 | 400.0649 | 408.0879 | 36.4328 | 51.5748 | 0
| All | All Customers | 1 | Average Weekday | SCE | 1-in-2 | 2031 | 3 | 497.507 | 509.8971 | 36.4321 | 50.7559 | 0
| All | All Customers | 1 | Average Weekday | SCE | 1-in-2 | 2031 | 4 | 610.2991 | 629.091 | 36.4315 | 50.1253 | 0
| All | All Customers | 1 | Average Weekday | SCE | 1-in-2 | 2031 | 5 | 605.2117 | 636.0061 | 36.4344 | 49.4067 | 0
| All | All Customers | 1 | Average Weekday | SCE | 1-in-2 | 2031 | 6 | 614.7012 | 654.1479 | 36.4392 | 48.8381 | 0
| All | All Customers | 1 | Average Weekday | SCE | 1-in-2 | 2031 | 7 | 629.9474 | 646.5846 | 36.4457 | 48.56 | 0
| All | All Customers | 1 | Average Weekday | SCE | 1-in-2 | 2031 | 8 | 651.2337 | 667.153 | 36.4539 | 48.3527 | 0
| All | All Customers | 1 | Average Weekday | SCE | 1-in-2 | 2031 | 9 | 582.9 | 608.5575 | 36.4629 | 49.0075 | 0
| All | All Customers | 1 | Average Weekday | SCE | 1-in-2 | 2031 | 10 | 569.4835 | 584.2618 | 36.4513 | 52.3494 | 0
| All | All Customers | 1 | Average Weekday | SCE | 1-in-2 | 2031 | 11 | 551.0857 | 560.7957 | 36.4676 | 56.7873 | 0
| All | All Customers | 1 | Average Weekday | SCE | 1-in-2 | 2031 | 12 | 541.1647 | 547.8808 | 36.4839 | 60.8785 | 0
| All | All Customers | 1 | Average Weekday | SCE | 1-in-2 | 2031 | 13 | 466.4183 | 475.8959 | 36.4942 | 63.9218 | 0
| All | All Customers | 1 | Average Weekday | SCE | 1-in-2 | 2031 | 14 | 428.9966 | 435.9534 | 36.4823 | 65.9741 | 0
| All | All Customers | 1 | Average Weekday | SCE | 1-in-2 | 2031 | 15 | 390.2809 | 395.9289 | 36.4577 | 67.2299 | 0
| All | All Customers | 1 | Average Weekday | SCE | 1-in-2 | 2031 | 16 | 349.0149 | 350.2618 | 36.4385 | 67.6672 | 0
| All | All Customers | 1 | Average Weekday | SCE | 1-in-2 | 2031 | 17 | 334.4524 | 342.7884 | 36.3045 | 67.081 | 0
| All | All Customers | 1 | Average Weekday | SCE | 1-in-2 | 2031 | 18 | 323.0428 | 330.3132 | 36.3047 | 65.1671 | 0
| All | All Customers | 1 | Average Weekday | SCE | 1-in-2 | 2031 | 19 | 311.4217 | 315.7048 | 36.2809 | 62.0782 | 0
| All | All Customers | 1 | Average Weekday | SCE | 1-in-2 | 2031 | 20 | 311.0855 | 380.1512 | 36.9656 | 59.7939 | 0
| All | All Customers | 1 | Average Weekday | SCE | 1-in-2 | 2031 | 21 | 303.3087 | 308.567 | 36.3466 | 58.1234 | 0
| All | All Customers | 1 | Average Weekday | SCE | 1-in-2 | 2031 | 22 | 457.9294 | 477.5036 | 36.4426 | 56.6753 | 0
| All | All Customers | 1 | Average Weekday | SCE | 1-in-2 | 2031 | 23 | 450.6073 | 467.2428 | 36.4463 | 55.3814 | 0
| All | All Customers | 1 | Average Weekday | SCE | 1-in-2 | 2031 | 24 | 467.3959 | 483.1935 | 36.4463 | 54.2169 | 0
| All | All Customers | 1 | Monthly System Peak Day | SCE | 1-in-2 | 2031 | 1 | 412.3749 | 420.4325 | 36.4387 | 46.1508 | 0
| All | All Customers | 1 | Monthly System Peak Day | SCE | 1-in-2 | 2031 | 2 | 400.0649 | 408.0879 | 36.4328 | 45.2304 | 0
| All | All Customers | 1 | Monthly System Peak Day | SCE | 1-in-2 | 2031 | 3 | 497.507 | 509.8971 | 36.4321 | 43.7928 | 0
| All | All Customers | 1 | Monthly System Peak Day | SCE | 1-in-2 | 2031 | 4 | 610.2991 | 629.091 | 36.4315 | 43.0306 | 0
| All | All Customers | 1 | Monthly System Peak Day | SCE | 1-in-2 | 2031 | 5 | 605.2117 | 636.0061 | 36.4344 | 42.073 | 0
| All | All Customers | 1 | Monthly System Peak Day | SCE | 1-in-2 | 2031 | 6 | 614.7012 | 654.1479 | 36.4392 | 41.6713 | 0
| All | All Customers | 1 | Monthly System Peak Day | SCE | 1-in-2 | 2031 | 7 | 629.9474 | 646.5846 | 36.4457 | 41.5705 | 0
| All | All Customers | 1 | Monthly System Peak Day | SCE | 1-in-2 | 2031 | 8 | 651.2337 | 667.153 | 36.4539 | 41.7766 | 0
| All | All Customers | 1 | Monthly System Peak Day | SCE | 1-in-2 | 2031 | 9 | 582.9 | 608.5575 | 36.4629 | 42.4508 | 0
| All | All Customers | 1 | Monthly System Peak Day | SCE | 1-in-2 | 2031 | 10 | 569.4835 | 584.2618 | 36.4513 | 45.1188 | 0
| All | All Customers | 1 | Monthly System Peak Day | SCE | 1-in-2 | 2031 | 11 | 551.0857 | 560.7957 | 36.4676 | 48.6287 | 0
| All | All Customers | 1 | Monthly System Peak Day | SCE | 1-in-2 | 2031 | 12 | 541.1647 | 547.8808 | 36.4839 | 51.5031 | 0
| All | All Customers | 1 | Monthly System Peak Day | SCE | 1-in-2 | 2031 | 13 | 466.4183 | 475.8959 | 36.4942 | 53.0908 | 0
| All | All Customers | 1 | Monthly System Peak Day | SCE | 1-in-2 | 2031 | 14 | 428.9966 | 435.9534 | 36.4823 | 53.2152 | 0
| All | All Customers | 1 | Monthly System Peak Day | SCE | 1-in-2 | 2031 | 15 | 390.2809 | 395.9289 | 36.4577 | 53.2796 | 0
| All | All Customers | 1 | Monthly System Peak Day | SCE | 1-in-2 | 2031 | 16 | 349.0149 | 350.2618 | 36.4385 | 54.5165 | 0
| All | All Customers | 1 | Monthly System Peak Day | SCE | 1-in-2 | 2031 | 17 | 334.4524 | 342.7884 | 36.3045 | 55.0011 | 0
| All | All Customers | 1 | Monthly System Peak Day | SCE | 1-in-2 | 2031 | 18 | 323.0428 | 330.3132 | 36.3047 | 54.0223 | 0
| All | All Customers | 1 | Monthly System Peak Day | SCE | 1-in-2 | 2031 | 19 | 311.4217 | 315.7048 | 36.2809 | 52.2181 | 0
| All | All Customers | 1 | Monthly System Peak Day | SCE | 1-in-2 | 2031 | 20 | 311.0855 | 380.1512 | 36.9656 | 50.8769 | 0
| All | All Customers | 1 | Monthly System Peak Day | SCE | 1-in-2 | 2031 | 21 | 303.3087 | 308.567 | 36.3466 | 49.9865 | 0
| All | All Customers | 1 | Monthly System Peak Day | SCE | 1-in-2 | 2031 | 22 | 457.9294 | 477.5036 | 36.4426 | 48.9518 | 0
| All | All Customers | 1 | Monthly System Peak Day | SCE | 1-in-2 | 2031 | 23 | 450.6073 | 467.2428 | 36.4463 | 47.5941 | 0
| All | All Customers | 1 | Monthly System Peak Day | SCE | 1-in-2 | 2031 | 24 | 467.3959 | 483.1935 | 36.4463 | 46.7194 | 0
| All | All Customers | 2 | Average Weekday | SCE | 1-in-2 | 2031 | 1 | 386.3421 | 395.1022 | 36.4798 | 52.0965 | 0
| All | All Customers | 2 | Average Weekday | SCE | 1-in-2 | 2031 | 2 | 372.4909 | 381.2391 | 36.4733 | 51.2532 | 0
| All | All Customers | 2 | Average Weekday | SCE | 1-in-2 | 2031 | 3 | 463.8973 | 477.416 | 36.4726 | 50.4252 | 0
| All | All Customers | 2 | Average Weekday | SCE | 1-in-2 | 2031 | 4 | 571.7239 | 592.6195 | 36.4719 | 49.6982 | 0
| All | All Customers | 2 | Average Weekday | SCE | 1-in-2 | 2031 | 5 | 570.8705 | 603.8976 | 36.4754 | 49.1156 | 0
| All | All Customers | 2 | Average Weekday | SCE | 1-in-2 | 2031 | 6 | 583.4379 | 624.7151 | 36.4813 | 48.5566 | 0
| All | All Customers | 2 | Average Weekday | SCE | 1-in-2 | 2031 | 7 | 588.5399 | 605.9424 | 36.4885 | 48.1632 | 0
| All | All Customers | 2 | Average Weekday | SCE | 1-in-2 | 2031 | 8 | 610.8247 | 627.025 | 36.4968 | 48.0226 | 0
| All | All Customers | 2 | Average Weekday | SCE | 1-in-2 | 2031 | 9 | 559.797 | 585.4634 | 36.5057 | 49.4233 | 0
| All | All Customers | 2 | Average Weekday | SCE | 1-in-2 | 2031 | 10 | 541.8599 | 556.1057 | 36.4924 | 52.86 | 0
| All | All Customers | 2 | Average Weekday | SCE | 1-in-2 | 2031 | 11 | 527.3068 | 537.1867 | 36.5101 | 56.7186 | 0
| All | All Customers | 2 | Average Weekday | SCE | 1-in-2 | 2031 | 12 | 516.786 | 524.0862 | 36.5279 | 60.1321 | 0
| All | All Customers | 2 | Average Weekday | SCE | 1-in-2 | 2031 | 13 | 440.2363 | 450.4904 | 36.5393 | 62.679 | 0
| All | All Customers | 2 | Average Weekday | SCE | 1-in-2 | 2031 | 14 | 399.5681 | 407.0016 | 36.5264 | 64.327 | 0
| All | All Customers | 2 | Average Weekday | SCE | 1-in-2 | 2031 | 15 | 352.7695 | 360.1064 | 36.4998 | 65.2057 | 0
| All | All Customers | 2 | Average Weekday | SCE | 1-in-2 | 2031 | 16 | 313.0901 | 315.4437 | 36.4792 | 65.3934 | 0
| All | All Customers | 2 | Average Weekday | SCE | 1-in-2 | 2031 | 17 | 288.0807 | 295.5693 | 36.3181 | 64.8548 | 0
| All | All Customers | 2 | Average Weekday | SCE | 1-in-2 | 2031 | 18 | 277.0287 | 283.4489 | 36.319 | 63.4338 | 0
| All | All Customers | 2 | Average Weekday | SCE | 1-in-2 | 2031 | 19 | 270.8344 | 275.5513 | 36.2813 | 60.8602 | 0
| All | All Customers | 2 | Average Weekday | SCE | 1-in-2 | 2031 | 20 | 270.4195 | 337.3364 | 37.0657 | 58.5517 | 0
| All | All Customers | 2 | Average Weekday | SCE | 1-in-2 | 2031 | 21 | 264.6817 | 270.0646 | 36.3619 | 56.9202 | 0
| All | All Customers | 2 | Average Weekday | SCE | 1-in-2 | 2031 | 22 | 421.0652 | 441.1826 | 36.4853 | 55.6652 | 0
| All | All Customers | 2 | Average Weekday | SCE | 1-in-2 | 2031 | 23 | 415.8514 | 433.1764 | 36.4891 | 54.4868 | 0
| All | All Customers | 2 | Average Weekday | SCE | 1-in-2 | 2031 | 24 | 434.4698 | 451.2937 | 36.4884 | 53.3759 | 0
| All | All Customers | 2 | Monthly System Peak Day | SCE | 1-in-2 | 2031 | 1 | 386.3421 | 395.1022 | 36.4798 | 43.6333 | 0
| All | All Customers | 2 | Monthly System Peak Day | SCE | 1-in-2 | 2031 | 2 | 372.4909 | 381.2391 | 36.4733 | 43.2482 | 0
| All | All Customers | 2 | Monthly System Peak Day | SCE | 1-in-2 | 2031 | 3 | 463.8973 | 477.416 | 36.4726 | 42.8123 | 0
| All | All Customers | 2 | Monthly System Peak Day | SCE | 1-in-2 | 2031 | 4 | 571.7239 | 592.6195 | 36.4719 | 42.2775 | 0
| All | All Customers | 2 | Monthly System Peak Day | SCE | 1-in-2 | 2031 | 5 | 570.8705 | 603.8976 | 36.4754 | 41.5906 | 0
| All | All Customers | 2 | Monthly System Peak Day | SCE | 1-in-2 | 2031 | 6 | 583.4379 | 624.7151 | 36.4813 | 40.8777 | 0
| All | All Customers | 2 | Monthly System Peak Day | SCE | 1-in-2 | 2031 | 7 | 588.5399 | 605.9424 | 36.4885 | 40.6514 | 0
| All | All Customers | 2 | Monthly System Peak Day | SCE | 1-in-2 | 2031 | 8 | 610.8247 | 627.025 | 36.4968 | 40.8793 | 0
| All | All Customers | 2 | Monthly System Peak Day | SCE | 1-in-2 | 2031 | 9 | 559.797 | 585.4634 | 36.5057 | 42.3693 | 0
| All | All Customers | 2 | Monthly System Peak Day | SCE | 1-in-2 | 2031 | 10 | 541.8599 | 556.1057 | 36.4924 | 44.9734 | 0
| All | All Customers | 2 | Monthly System Peak Day | SCE | 1-in-2 | 2031 | 11 | 527.3068 | 537.1867 | 36.5101 | 47.8451 | 0
| All | All Customers | 2 | Monthly System Peak Day | SCE | 1-in-2 | 2031 | 12 | 516.786 | 524.0862 | 36.5279 | 50.2003 | 0
| All | All Customers | 2 | Monthly System Peak Day | SCE | 1-in-2 | 2031 | 13 | 440.2363 | 450.4904 | 36.5393 | 52.0658 | 0
| All | All Customers | 2 | Monthly System Peak Day | SCE | 1-in-2 | 2031 | 14 | 399.5681 | 407.0016 | 36.5264 | 53.5748 | 0
| All | All Customers | 2 | Monthly System Peak Day | SCE | 1-in-2 | 2031 | 15 | 352.7695 | 360.1064 | 36.4998 | 54.8527 | 0
| All | All Customers | 2 | Monthly System Peak Day | SCE | 1-in-2 | 2031 | 16 | 313.0901 | 315.4437 | 36.4792 | 55.6969 | 0
| All | All Customers | 2 | Monthly System Peak Day | SCE | 1-in-2 | 2031 | 17 | 288.0807 | 295.5693 | 36.3181 | 55.7396 | 0
| All | All Customers | 2 | Monthly System Peak Day | SCE | 1-in-2 | 2031 | 18 | 277.0287 | 283.4489 | 36.319 | 54.9962 | 0
| All | All Customers | 2 | Monthly System Peak Day | SCE | 1-in-2 | 2031 | 19 | 270.8344 | 275.5513 | 36.2813 | 53.1385 | 0
| All | All Customers | 2 | Monthly System Peak Day | SCE | 1-in-2 | 2031 | 20 | 270.4195 | 337.3364 | 37.0657 | 51.5411 | 0
| All | All Customers | 2 | Monthly System Peak Day | SCE | 1-in-2 | 2031 | 21 | 264.6817 | 270.0646 | 36.3619 | 50.1384 | 0
| All | All Customers | 2 | Monthly System Peak Day | SCE | 1-in-2 | 2031 | 22 | 421.0652 | 441.1826 | 36.4853 | 48.936 | 0
| All | All Customers | 2 | Monthly System Peak Day | SCE | 1-in-2 | 2031 | 23 | 415.8514 | 433.1764 | 36.4891 | 47.915 | 0
| All | All Customers | 2 | Monthly System Peak Day | SCE | 1-in-2 | 2031 | 24 | 434.4698 | 451.2937 | 36.4884 | 46.7847 | 0
| All | All Customers | 3 | Average Weekday | SCE | 1-in-2 | 2031 | 1 | 417.8723 | 433.212 | 36.5485 | 54.7625 | 0
| All | All Customers | 3 | Average Weekday | SCE | 1-in-2 | 2031 | 2 | 404.0912 | 412.8967 | 36.4994 | 53.8696 | 0
| All | All Customers | 3 | Average Weekday | SCE | 1-in-2 | 2031 | 3 | 509.6843 | 520.9661 | 36.4922 | 53.0858 | 0
| All | All Customers | 3 | Average Weekday | SCE | 1-in-2 | 2031 | 4 | 619.6949 | 636.1477 | 36.4761 | 52.4151 | 0
| All | All Customers | 3 | Average Weekday | SCE | 1-in-2 | 2031 | 5 | 601.485 | 622.1022 | 36.4794 | 51.7834 | 0
| All | All Customers | 3 | Average Weekday | SCE | 1-in-2 | 2031 | 6 | 615.8356 | 639.86 | 36.465 | 51.2916 | 0
| All | All Customers | 3 | Average Weekday | SCE | 1-in-2 | 2031 | 7 | 629.1581 | 645.7351 | 36.4768 | 50.929 | 0
| All | All Customers | 3 | Average Weekday | SCE | 1-in-2 | 2031 | 8 | 647.3574 | 677.6202 | 36.607 | 50.7469 | 0
| All | All Customers | 3 | Average Weekday | SCE | 1-in-2 | 2031 | 9 | 590.1151 | 628.4259 | 36.7252 | 51.8629 | 0
| All | All Customers | 3 | Average Weekday | SCE | 1-in-2 | 2031 | 10 | 575.5144 | 598.7325 | 36.6176 | 54.692 | 0
| All | All Customers | 3 | Average Weekday | SCE | 1-in-2 | 2031 | 11 | 550.6641 | 568.0569 | 36.6764 | 58.0164 | 0
| All | All Customers | 3 | Average Weekday | SCE | 1-in-2 | 2031 | 12 | 542.6981 | 554.236 | 36.7348 | 61.0929 | 0
| All | All Customers | 3 | Average Weekday | SCE | 1-in-2 | 2031 | 13 | 447.7206 | 456.9865 | 36.7658 | 63.4709 | 0
| All | All Customers | 3 | Average Weekday | SCE | 1-in-2 | 2031 | 14 | 418.6977 | 425.0927 | 36.7199 | 65.1214 | 0
| All | All Customers | 3 | Average Weekday | SCE | 1-in-2 | 2031 | 15 | 373.021 | 378.3418 | 36.6261 | 66.1825 | 0
| All | All Customers | 3 | Average Weekday | SCE | 1-in-2 | 2031 | 16 | 335.3276 | 337.4461 | 36.498 | 66.793 | 0
| All | All Customers | 3 | Average Weekday | SCE | 1-in-2 | 2031 | 17 | 322.4216 | 331.5227 | 36.3143 | 66.7953 | 0
| All | All Customers | 3 | Average Weekday | SCE | 1-in-2 | 2031 | 18 | 309.0339 | 316.0494 | 36.3275 | 65.948 | 0
| All | All Customers | 3 | Average Weekday | SCE | 1-in-2 | 2031 | 19 | 301.3931 | 306.2441 | 36.4007 | 64.3239 | 0
| All | All Customers | 3 | Average Weekday | SCE | 1-in-2 | 2031 | 20 | 291.3355 | 295.3793 | 36.2806 | 62.0171 | 0
| All | All Customers | 3 | Average Weekday | SCE | 1-in-2 | 2031 | 21 | 277.215 | 281.1699 | 36.3235 | 59.7601 | 0
| All | All Customers | 3 | Average Weekday | SCE | 1-in-2 | 2031 | 22 | 453.077 | 476.0062 | 36.4996 | 58.2531 | 0
| All | All Customers | 3 | Average Weekday | SCE | 1-in-2 | 2031 | 23 | 452.5457 | 476.8423 | 36.5492 | 57.109 | 0
| All | All Customers | 3 | Average Weekday | SCE | 1-in-2 | 2031 | 24 | 478.5834 | 511.3244 | 36.5987 | 56.1105 | 0
| All | All Customers | 3 | Monthly System Peak Day | SCE | 1-in-2 | 2031 | 1 | 417.8723 | 433.212 | 36.5485 | 57.2027 | 0
| All | All Customers | 3 | Monthly System Peak Day | SCE | 1-in-2 | 2031 | 2 | 404.0912 | 412.8967 | 36.4994 | 55.9682 | 0
| All | All Customers | 3 | Monthly System Peak Day | SCE | 1-in-2 | 2031 | 3 | 509.6843 | 520.9661 | 36.4922 | 54.3904 | 0
| All | All Customers | 3 | Monthly System Peak Day | SCE | 1-in-2 | 2031 | 4 | 619.6949 | 636.1477 | 36.4761 | 53.6067 | 0
| All | All Customers | 3 | Monthly System Peak Day | SCE | 1-in-2 | 2031 | 5 | 601.485 | 622.1022 | 36.4794 | 52.7762 | 0
| All | All Customers | 3 | Monthly System Peak Day | SCE | 1-in-2 | 2031 | 6 | 615.8356 | 639.86 | 36.465 | 51.984 | 0
| All | All Customers | 3 | Monthly System Peak Day | SCE | 1-in-2 | 2031 | 7 | 629.1581 | 645.7351 | 36.4768 | 51.3964 | 0
| All | All Customers | 3 | Monthly System Peak Day | SCE | 1-in-2 | 2031 | 8 | 647.3574 | 677.6202 | 36.607 | 50.9278 | 0
| All | All Customers | 3 | Monthly System Peak Day | SCE | 1-in-2 | 2031 | 9 | 590.1151 | 628.4259 | 36.7252 | 51.4779 | 0
| All | All Customers | 3 | Monthly System Peak Day | SCE | 1-in-2 | 2031 | 10 | 575.5144 | 598.7325 | 36.6176 | 54.6642 | 0
| All | All Customers | 3 | Monthly System Peak Day | SCE | 1-in-2 | 2031 | 11 | 550.6641 | 568.0569 | 36.6764 | 59.3457 | 0
| All | All Customers | 3 | Monthly System Peak Day | SCE | 1-in-2 | 2031 | 12 | 542.6981 | 554.236 | 36.7348 | 63.7367 | 0
| All | All Customers | 3 | Monthly System Peak Day | SCE | 1-in-2 | 2031 | 13 | 447.7206 | 456.9865 | 36.7658 | 66.7122 | 0
| All | All Customers | 3 | Monthly System Peak Day | SCE | 1-in-2 | 2031 | 14 | 418.6977 | 425.0927 | 36.7199 | 68.3248 | 0
| All | All Customers | 3 | Monthly System Peak Day | SCE | 1-in-2 | 2031 | 15 | 373.021 | 378.3418 | 36.6261 | 69.3994 | 0
| All | All Customers | 3 | Monthly System Peak Day | SCE | 1-in-2 | 2031 | 16 | 335.3276 | 337.4461 | 36.498 | 70.2048 | 0
| All | All Customers | 3 | Monthly System Peak Day | SCE | 1-in-2 | 2031 | 17 | 322.4216 | 331.5227 | 36.3143 | 70.3423 | 0
| All | All Customers | 3 | Monthly System Peak Day | SCE | 1-in-2 | 2031 | 18 | 309.0339 | 316.0494 | 36.3275 | 69.8318 | 0
| All | All Customers | 3 | Monthly System Peak Day | SCE | 1-in-2 | 2031 | 19 | 301.3931 | 306.2441 | 36.4007 | 68.2629 | 0
| All | All Customers | 3 | Monthly System Peak Day | SCE | 1-in-2 | 2031 | 20 | 291.3355 | 295.3793 | 36.2806 | 65.4545 | 0
| All | All Customers | 3 | Monthly System Peak Day | SCE | 1-in-2 | 2031 | 21 | 277.215 | 281.1699 | 36.3235 | 62.6352 | 0
| All | All Customers | 3 | Monthly System Peak Day | SCE | 1-in-2 | 2031 | 22 | 453.077 | 476.0062 | 36.4996 | 60.6982 | 0
| All | All Customers | 3 | Monthly System Peak Day | SCE | 1-in-2 | 2031 | 23 | 452.5457 | 476.8423 | 36.5492 | 59.1499 | 0
| All | All Customers | 3 | Monthly System Peak Day | SCE | 1-in-2 | 2031 | 24 | 478.5834 | 511.3244 | 36.5987 | 57.8611 | 0
| All | All Customers | 4 | Average Weekday | SCE | 1-in-2 | 2031 | 1 | 387.2876 | 401.6975 | 36.5508 | 57.1753 | 0
| All | All Customers | 4 | Average Weekday | SCE | 1-in-2 | 2031 | 2 | 374.7307 | 384.0683 | 36.5021 | 56.3202 | 0
| All | All Customers | 4 | Average Weekday | SCE | 1-in-2 | 2031 | 3 | 475.9622 | 487.6946 | 36.4949 | 55.5379 | 0
| All | All Customers | 4 | Average Weekday | SCE | 1-in-2 | 2031 | 4 | 577.7906 | 593.9834 | 36.479 | 54.8818 | 0
| All | All Customers | 4 | Average Weekday | SCE | 1-in-2 | 2031 | 5 | 552.3077 | 571.7313 | 36.4822 | 54.2577 | 0
| All | All Customers | 4 | Average Weekday | SCE | 1-in-2 | 2031 | 6 | 567.166 | 590.2807 | 36.4681 | 53.7676 | 0
| All | All Customers | 4 | Average Weekday | SCE | 1-in-2 | 2031 | 7 | 581.266 | 598.3898 | 36.4799 | 53.3789 | 0
| All | All Customers | 4 | Average Weekday | SCE | 1-in-2 | 2031 | 8 | 598.836 | 627.1707 | 36.6093 | 53.2824 | 0
| All | All Customers | 4 | Average Weekday | SCE | 1-in-2 | 2031 | 9 | 532.9462 | 570.2903 | 36.7264 | 54.8003 | 0
| All | All Customers | 4 | Average Weekday | SCE | 1-in-2 | 2031 | 10 | 518.131 | 541.7335 | 36.6192 | 57.5333 | 0
| All | All Customers | 4 | Average Weekday | SCE | 1-in-2 | 2031 | 11 | 502.1487 | 518.0228 | 36.6775 | 60.4352 | 0
| All | All Customers | 4 | Average Weekday | SCE | 1-in-2 | 2031 | 12 | 494.5031 | 506.042 | 36.7354 | 63.2489 | 0
| All | All Customers | 4 | Average Weekday | SCE | 1-in-2 | 2031 | 13 | 410.0845 | 419.3042 | 36.766 | 65.5271 | 0
| All | All Customers | 4 | Average Weekday | SCE | 1-in-2 | 2031 | 14 | 377.636 | 384.065 | 36.7203 | 67.2952 | 0
| All | All Customers | 4 | Average Weekday | SCE | 1-in-2 | 2031 | 15 | 330.0936 | 335.6023 | 36.6272 | 68.5536 | 0
| All | All Customers | 4 | Average Weekday | SCE | 1-in-2 | 2031 | 16 | 289.6692 | 291.8622 | 36.5004 | 69.152 | 0
| All | All Customers | 4 | Average Weekday | SCE | 1-in-2 | 2031 | 17 | 269.6116 | 277.7826 | 36.3173 | 69.2153 | 0
| All | All Customers | 4 | Average Weekday | SCE | 1-in-2 | 2031 | 18 | 251.9524 | 258.3187 | 36.33 | 68.5661 | 0
| All | All Customers | 4 | Average Weekday | SCE | 1-in-2 | 2031 | 19 | 237.5909 | 242.4052 | 36.4004 | 67.2787 | 0
| All | All Customers | 4 | Average Weekday | SCE | 1-in-2 | 2031 | 20 | 229.7829 | 233.903 | 36.2807 | 65.0403 | 0
| All | All Customers | 4 | Average Weekday | SCE | 1-in-2 | 2031 | 21 | 237.5873 | 241.7148 | 36.3279 | 62.1313 | 0
| All | All Customers | 4 | Average Weekday | SCE | 1-in-2 | 2031 | 22 | 413.5993 | 436.2832 | 36.5023 | 60.0517 | 0
| All | All Customers | 4 | Average Weekday | SCE | 1-in-2 | 2031 | 23 | 416.7375 | 440.7235 | 36.552 | 58.7101 | 0
| All | All Customers | 4 | Average Weekday | SCE | 1-in-2 | 2031 | 24 | 444.5366 | 476.6938 | 36.6008 | 57.68 | 0
| All | All Customers | 4 | Monthly System Peak Day | SCE | 1-in-2 | 2031 | 1 | 387.2876 | 401.6975 | 36.5508 | 64.7863 | 0
| All | All Customers | 4 | Monthly System Peak Day | SCE | 1-in-2 | 2031 | 2 | 374.7307 | 384.0683 | 36.5021 | 63.5506 | 0
| All | All Customers | 4 | Monthly System Peak Day | SCE | 1-in-2 | 2031 | 3 | 475.9622 | 487.6946 | 36.4949 | 62.4604 | 0
| All | All Customers | 4 | Monthly System Peak Day | SCE | 1-in-2 | 2031 | 4 | 577.7906 | 593.9834 | 36.479 | 61.4728 | 0
| All | All Customers | 4 | Monthly System Peak Day | SCE | 1-in-2 | 2031 | 5 | 552.3077 | 571.7313 | 36.4822 | 60.4898 | 0
| All | All Customers | 4 | Monthly System Peak Day | SCE | 1-in-2 | 2031 | 6 | 567.166 | 590.2807 | 36.4681 | 59.5601 | 0
| All | All Customers | 4 | Monthly System Peak Day | SCE | 1-in-2 | 2031 | 7 | 581.266 | 598.3898 | 36.4799 | 58.9145 | 0
| All | All Customers | 4 | Monthly System Peak Day | SCE | 1-in-2 | 2031 | 8 | 598.836 | 627.1707 | 36.6093 | 58.7164 | 0
| All | All Customers | 4 | Monthly System Peak Day | SCE | 1-in-2 | 2031 | 9 | 532.9462 | 570.2903 | 36.7264 | 60.5697 | 0
| All | All Customers | 4 | Monthly System Peak Day | SCE | 1-in-2 | 2031 | 10 | 518.131 | 541.7335 | 36.6192 | 64.9865 | 0
| All | All Customers | 4 | Monthly System Peak Day | SCE | 1-in-2 | 2031 | 11 | 502.1487 | 518.0228 | 36.6775 | 70.5153 | 0
| All | All Customers | 4 | Monthly System Peak Day | SCE | 1-in-2 | 2031 | 12 | 494.5031 | 506.042 | 36.7354 | 75.5434 | 0
| All | All Customers | 4 | Monthly System Peak Day | SCE | 1-in-2 | 2031 | 13 | 410.0845 | 419.3042 | 36.766 | 79.61 | 0
| All | All Customers | 4 | Monthly System Peak Day | SCE | 1-in-2 | 2031 | 14 | 377.636 | 384.065 | 36.7203 | 82.1546 | 0
| All | All Customers | 4 | Monthly System Peak Day | SCE | 1-in-2 | 2031 | 15 | 330.0936 | 335.6023 | 36.6272 | 83.5285 | 0
| All | All Customers | 4 | Monthly System Peak Day | SCE | 1-in-2 | 2031 | 16 | 289.6692 | 291.8622 | 36.5004 | 84.0505 | 0
| All | All Customers | 4 | Monthly System Peak Day | SCE | 1-in-2 | 2031 | 17 | 269.6116 | 277.7826 | 36.3173 | 83.3182 | 0
| All | All Customers | 4 | Monthly System Peak Day | SCE | 1-in-2 | 2031 | 18 | 251.9524 | 258.3187 | 36.33 | 83.0665 | 0
| All | All Customers | 4 | Monthly System Peak Day | SCE | 1-in-2 | 2031 | 19 | 237.5909 | 242.4052 | 36.4004 | 81.6476 | 0
| All | All Customers | 4 | Monthly System Peak Day | SCE | 1-in-2 | 2031 | 20 | 229.7829 | 233.903 | 36.2807 | 78.91 | 0
| All | All Customers | 4 | Monthly System Peak Day | SCE | 1-in-2 | 2031 | 21 | 237.5873 | 241.7148 | 36.3279 | 74.6659 | 0
| All | All Customers | 4 | Monthly System Peak Day | SCE | 1-in-2 | 2031 | 22 | 413.5993 | 436.2832 | 36.5023 | 71.5557 | 0
| All | All Customers | 4 | Monthly System Peak Day | SCE | 1-in-2 | 2031 | 23 | 416.7375 | 440.7235 | 36.552 | 69.323 | 0
| All | All Customers | 4 | Monthly System Peak Day | SCE | 1-in-2 | 2031 | 24 | 444.5366 | 476.6938 | 36.6008 | 66.977 | 0
| All | All Customers | 5 | Average Weekday | SCE | 1-in-2 | 2031 | 1 | 395.1591 | 409.7242 | 36.5661 | 60.1457 | 0
| All | All Customers | 5 | Average Weekday | SCE | 1-in-2 | 2031 | 2 | 383.3129 | 391.5239 | 36.5174 | 59.5142 | 0
| All | All Customers | 5 | Average Weekday | SCE | 1-in-2 | 2031 | 3 | 487.8902 | 499.8814 | 36.5102 | 58.9581 | 0
| All | All Customers | 5 | Average Weekday | SCE | 1-in-2 | 2031 | 4 | 591.4158 | 608.3248 | 36.4944 | 58.4379 | 0
| All | All Customers | 5 | Average Weekday | SCE | 1-in-2 | 2031 | 5 | 569.958 | 590.0428 | 36.4978 | 58.0047 | 0
| All | All Customers | 5 | Average Weekday | SCE | 1-in-2 | 2031 | 6 | 579.2997 | 603.8669 | 36.4839 | 57.5861 | 0
| All | All Customers | 5 | Average Weekday | SCE | 1-in-2 | 2031 | 7 | 585.561 | 602.4182 | 36.4961 | 57.2101 | 0
| All | All Customers | 5 | Average Weekday | SCE | 1-in-2 | 2031 | 8 | 611.3126 | 642.0936 | 36.6251 | 57.5194 | 0
| All | All Customers | 5 | Average Weekday | SCE | 1-in-2 | 2031 | 9 | 541.3635 | 576.8281 | 36.7416 | 59.1608 | 0
| All | All Customers | 5 | Average Weekday | SCE | 1-in-2 | 2031 | 10 | 531.3481 | 554.8586 | 36.634 | 61.3829 | 0
| All | All Customers | 5 | Average Weekday | SCE | 1-in-2 | 2031 | 11 | 516.3009 | 532.5428 | 36.692 | 63.9673 | 0
| All | All Customers | 5 | Average Weekday | SCE | 1-in-2 | 2031 | 12 | 504.1671 | 515.4698 | 36.7497 | 66.3945 | 0
| All | All Customers | 5 | Average Weekday | SCE | 1-in-2 | 2031 | 13 | 419.2046 | 428.7708 | 36.7798 | 68.5273 | 0
| All | All Customers | 5 | Average Weekday | SCE | 1-in-2 | 2031 | 14 | 392.9901 | 399.4784 | 36.7341 | 70.1991 | 0
| All | All Customers | 5 | Average Weekday | SCE | 1-in-2 | 2031 | 15 | 350.7746 | 356.2279 | 36.6412 | 71.3669 | 0
| All | All Customers | 5 | Average Weekday | SCE | 1-in-2 | 2031 | 16 | 303.8398 | 305.9703 | 36.5154 | 71.9443 | 0
| All | All Customers | 5 | Average Weekday | SCE | 1-in-2 | 2031 | 17 | 276.9221 | 285.8507 | 36.3238 | 71.9069 | 0
| All | All Customers | 5 | Average Weekday | SCE | 1-in-2 | 2031 | 18 | 263.1848 | 269.9772 | 36.3363 | 71.2705 | 0
| All | All Customers | 5 | Average Weekday | SCE | 1-in-2 | 2031 | 19 | 252.3846 | 257.6054 | 36.3965 | 69.9176 | 0
| All | All Customers | 5 | Average Weekday | SCE | 1-in-2 | 2031 | 20 | 241.8689 | 246.2493 | 36.2807 | 67.825 | 0
| All | All Customers | 5 | Average Weekday | SCE | 1-in-2 | 2031 | 21 | 252.9414 | 257.2863 | 36.3343 | 65.1177 | 0
| All | All Customers | 5 | Average Weekday | SCE | 1-in-2 | 2031 | 22 | 425.6914 | 448.9141 | 36.5187 | 62.9378 | 0
| All | All Customers | 5 | Average Weekday | SCE | 1-in-2 | 2031 | 23 | 435.1806 | 459.9084 | 36.5683 | 61.6894 | 0
| All | All Customers | 5 | Average Weekday | SCE | 1-in-2 | 2031 | 24 | 460.3426 | 493.1163 | 36.6165 | 60.763 | 0
| All | All Customers | 5 | Monthly System Peak Day | SCE | 1-in-2 | 2031 | 1 | 395.1591 | 409.7242 | 36.5661 | 65.1198 | 0
| All | All Customers | 5 | Monthly System Peak Day | SCE | 1-in-2 | 2031 | 2 | 383.3129 | 391.5239 | 36.5174 | 63.8179 | 0
| All | All Customers | 5 | Monthly System Peak Day | SCE | 1-in-2 | 2031 | 3 | 487.8902 | 499.8814 | 36.5102 | 62.7662 | 0
| All | All Customers | 5 | Monthly System Peak Day | SCE | 1-in-2 | 2031 | 4 | 591.4158 | 608.3248 | 36.4944 | 61.8959 | 0
| All | All Customers | 5 | Monthly System Peak Day | SCE | 1-in-2 | 2031 | 5 | 569.958 | 590.0428 | 36.4978 | 60.8668 | 0
| All | All Customers | 5 | Monthly System Peak Day | SCE | 1-in-2 | 2031 | 6 | 579.2997 | 603.8669 | 36.4839 | 59.9669 | 0
| All | All Customers | 5 | Monthly System Peak Day | SCE | 1-in-2 | 2031 | 7 | 585.561 | 602.4182 | 36.4961 | 59.3845 | 0
| All | All Customers | 5 | Monthly System Peak Day | SCE | 1-in-2 | 2031 | 8 | 611.3126 | 642.0936 | 36.6251 | 60.049 | 0
| All | All Customers | 5 | Monthly System Peak Day | SCE | 1-in-2 | 2031 | 9 | 541.3635 | 576.8281 | 36.7416 | 63.2437 | 0
| All | All Customers | 5 | Monthly System Peak Day | SCE | 1-in-2 | 2031 | 10 | 531.3481 | 554.8586 | 36.634 | 67.8343 | 0
| All | All Customers | 5 | Monthly System Peak Day | SCE | 1-in-2 | 2031 | 11 | 516.3009 | 532.5428 | 36.692 | 72.8788 | 0
| All | All Customers | 5 | Monthly System Peak Day | SCE | 1-in-2 | 2031 | 12 | 504.1671 | 515.4698 | 36.7497 | 77.1882 | 0
| All | All Customers | 5 | Monthly System Peak Day | SCE | 1-in-2 | 2031 | 13 | 419.2046 | 428.7708 | 36.7798 | 80.2719 | 0
| All | All Customers | 5 | Monthly System Peak Day | SCE | 1-in-2 | 2031 | 14 | 392.9901 | 399.4784 | 36.7341 | 82.7789 | 0
| All | All Customers | 5 | Monthly System Peak Day | SCE | 1-in-2 | 2031 | 15 | 350.7746 | 356.2279 | 36.6412 | 83.8067 | 0
| All | All Customers | 5 | Monthly System Peak Day | SCE | 1-in-2 | 2031 | 16 | 303.8398 | 305.9703 | 36.5154 | 84.561 | 0
| All | All Customers | 5 | Monthly System Peak Day | SCE | 1-in-2 | 2031 | 17 | 276.9221 | 285.8507 | 36.3238 | 84.6818 | 0
| All | All Customers | 5 | Monthly System Peak Day | SCE | 1-in-2 | 2031 | 18 | 263.1848 | 269.9772 | 36.3363 | 83.6385 | 0
| All | All Customers | 5 | Monthly System Peak Day | SCE | 1-in-2 | 2031 | 19 | 252.3846 | 257.6054 | 36.3965 | 81.5861 | 0
| All | All Customers | 5 | Monthly System Peak Day | SCE | 1-in-2 | 2031 | 20 | 241.8689 | 246.2493 | 36.2807 | 78.8553 | 0
| All | All Customers | 5 | Monthly System Peak Day | SCE | 1-in-2 | 2031 | 21 | 252.9414 | 257.2863 | 36.3343 | 74.8605 | 0
| All | All Customers | 5 | Monthly System Peak Day | SCE | 1-in-2 | 2031 | 22 | 425.6914 | 448.9141 | 36.5187 | 71.2586 | 0
| All | All Customers | 5 | Monthly System Peak Day | SCE | 1-in-2 | 2031 | 23 | 435.1806 | 459.9084 | 36.5683 | 69.2905 | 0
| All | All Customers | 5 | Monthly System Peak Day | SCE | 1-in-2 | 2031 | 24 | 460.3426 | 493.1163 | 36.6165 | 67.8911 | 0
| All | All Customers | 6 | Average Weekday | SCE | 1-in-2 | 2031 | 1 | 382.0562 | 411.3528 | 38.025 | 63.3347 | 0
| All | All Customers | 6 | Average Weekday | SCE | 1-in-2 | 2031 | 2 | 370.2056 | 395.9545 | 37.9948 | 62.4336 | 0
| All | All Customers | 6 | Average Weekday | SCE | 1-in-2 | 2031 | 3 | 465.2496 | 503.1232 | 37.9881 | 61.6495 | 0
| All | All Customers | 6 | Average Weekday | SCE | 1-in-2 | 2031 | 4 | 562.1009 | 610.3928 | 37.9818 | 60.9868 | 0
| All | All Customers | 6 | Average Weekday | SCE | 1-in-2 | 2031 | 5 | 540.2199 | 595.7615 | 37.9935 | 60.4527 | 0
| All | All Customers | 6 | Average Weekday | SCE | 1-in-2 | 2031 | 6 | 564.2438 | 627.3339 | 38.0142 | 59.9373 | 0
| All | All Customers | 6 | Average Weekday | SCE | 1-in-2 | 2031 | 7 | 577.8129 | 621.5416 | 38.1671 | 59.5165 | 0
| All | All Customers | 6 | Average Weekday | SCE | 1-in-2 | 2031 | 8 | 597.1708 | 638.867 | 38.043 | 60.1751 | 0
| All | All Customers | 6 | Average Weekday | SCE | 1-in-2 | 2031 | 9 | 552.0538 | 568.1262 | 38.0896 | 62.3426 | 0
| All | All Customers | 6 | Average Weekday | SCE | 1-in-2 | 2031 | 10 | 538.4024 | 548.0881 | 38.1419 | 65.1843 | 0
| All | All Customers | 6 | Average Weekday | SCE | 1-in-2 | 2031 | 11 | 515.6815 | 521.2396 | 38.1968 | 68.3037 | 0
| All | All Customers | 6 | Average Weekday | SCE | 1-in-2 | 2031 | 12 | 506.3523 | 518.8628 | 38.2199 | 71.3783 | 0
| All | All Customers | 6 | Average Weekday | SCE | 1-in-2 | 2031 | 13 | 422.0912 | 447.78 | 38.2791 | 73.8767 | 0
| All | All Customers | 6 | Average Weekday | SCE | 1-in-2 | 2031 | 14 | 392.8346 | 412.7056 | 38.238 | 75.8974 | 0
| All | All Customers | 6 | Average Weekday | SCE | 1-in-2 | 2031 | 15 | 340.8297 | 357.9575 | 38.2756 | 77.3669 | 0
| All | All Customers | 6 | Average Weekday | SCE | 1-in-2 | 2031 | 16 | 298.612 | 311.0086 | 38.3484 | 78.0876 | 0
| All | All Customers | 6 | Average Weekday | SCE | 1-in-2 | 2031 | 17 | 276.4758 | 281.8354 | 38.1979 | 78.2813 | 0
| All | All Customers | 6 | Average Weekday | SCE | 1-in-2 | 2031 | 18 | 254.7083 | 264.9538 | 38.1944 | 77.522 | 0
| All | All Customers | 6 | Average Weekday | SCE | 1-in-2 | 2031 | 19 | 239.0637 | 264.6438 | 58.6243 | 76.0725 | 0
| All | All Customers | 6 | Average Weekday | SCE | 1-in-2 | 2031 | 20 | 225.1174 | 251.2815 | 37.0257 | 73.9133 | 0
| All | All Customers | 6 | Average Weekday | SCE | 1-in-2 | 2031 | 21 | 242.0513 | 255.9754 | 38.1439 | 70.9037 | 0
| All | All Customers | 6 | Average Weekday | SCE | 1-in-2 | 2031 | 22 | 400.2358 | 452.1547 | 37.8549 | 67.7811 | 0
| All | All Customers | 6 | Average Weekday | SCE | 1-in-2 | 2031 | 23 | 428.2424 | 474.7475 | 37.9608 | 65.9071 | 0
| All | All Customers | 6 | Average Weekday | SCE | 1-in-2 | 2031 | 24 | 454.962 | 502.28 | 38.0153 | 64.6 | 0
| All | All Customers | 6 | Monthly System Peak Day | SCE | 1-in-2 | 2031 | 1 | 382.0562 | 410.7613 | 36.5508 | 66.2097 | 0
| All | All Customers | 6 | Monthly System Peak Day | SCE | 1-in-2 | 2031 | 2 | 370.2056 | 391.0753 | 36.5536 | 65.3067 | 0
| All | All Customers | 6 | Monthly System Peak Day | SCE | 1-in-2 | 2031 | 3 | 465.2496 | 492.2638 | 36.5545 | 64.5444 | 0
| All | All Customers | 6 | Monthly System Peak Day | SCE | 1-in-2 | 2031 | 4 | 562.1009 | 590.6438 | 36.555 | 63.7331 | 0
| All | All Customers | 6 | Monthly System Peak Day | SCE | 1-in-2 | 2031 | 5 | 540.2199 | 580.454 | 36.5497 | 63.0681 | 0
| All | All Customers | 6 | Monthly System Peak Day | SCE | 1-in-2 | 2031 | 6 | 564.2438 | 610.5663 | 36.5399 | 62.309 | 0
| All | All Customers | 6 | Monthly System Peak Day | SCE | 1-in-2 | 2031 | 7 | 577.8129 | 603.0051 | 36.5077 | 61.7272 | 0
| All | All Customers | 6 | Monthly System Peak Day | SCE | 1-in-2 | 2031 | 8 | 597.1708 | 626.7313 | 36.5609 | 62.6254 | 0
| All | All Customers | 6 | Monthly System Peak Day | SCE | 1-in-2 | 2031 | 9 | 552.0538 | 572.6269 | 36.5821 | 65.6219 | 0
| All | All Customers | 6 | Monthly System Peak Day | SCE | 1-in-2 | 2031 | 10 | 538.4024 | 552.5883 | 36.5665 | 69.9084 | 0
| All | All Customers | 6 | Monthly System Peak Day | SCE | 1-in-2 | 2031 | 11 | 515.6815 | 528.1517 | 36.5954 | 73.7067 | 0
| All | All Customers | 6 | Monthly System Peak Day | SCE | 1-in-2 | 2031 | 12 | 506.3523 | 520.9522 | 36.6277 | 76.9806 | 0
| All | All Customers | 6 | Monthly System Peak Day | SCE | 1-in-2 | 2031 | 13 | 422.0912 | 441.5325 | 36.6387 | 78.6684 | 0
| All | All Customers | 6 | Monthly System Peak Day | SCE | 1-in-2 | 2031 | 14 | 392.8346 | 409.2068 | 36.6097 | 80.1551 | 0
| All | All Customers | 6 | Monthly System Peak Day | SCE | 1-in-2 | 2031 | 15 | 340.8297 | 355.3278 | 36.544 | 81.9574 | 0
| All | All Customers | 6 | Monthly System Peak Day | SCE | 1-in-2 | 2031 | 16 | 298.612 | 301.619 | 36.4925 | 83.0361 | 0
| All | All Customers | 6 | Monthly System Peak Day | SCE | 1-in-2 | 2031 | 17 | 276.4758 | 285.7304 | 36.7783 | 83.2226 | 0
| All | All Customers | 6 | Monthly System Peak Day | SCE | 1-in-2 | 2031 | 18 | 254.7083 | 269.6688 | 36.7997 | 82.3696 | 0
| All | All Customers | 6 | Monthly System Peak Day | SCE | 1-in-2 | 2031 | 19 | 239.0637 | 262.0042 | 39.3346 | 80.113 | 0
| All | All Customers | 6 | Monthly System Peak Day | SCE | 1-in-2 | 2031 | 20 | 225.1174 | 244.6914 | 36.7513 | 77.1837 | 0
| All | All Customers | 6 | Monthly System Peak Day | SCE | 1-in-2 | 2031 | 21 | 242.0513 | 258.0201 | 37.0182 | 74.1464 | 0
| All | All Customers | 6 | Monthly System Peak Day | SCE | 1-in-2 | 2031 | 22 | 400.2358 | 433.78 | 36.6179 | 71.4734 | 0
| All | All Customers | 6 | Monthly System Peak Day | SCE | 1-in-2 | 2031 | 23 | 428.2424 | 462.2532 | 36.5801 | 69.8039 | 0
| All | All Customers | 6 | Monthly System Peak Day | SCE | 1-in-2 | 2031 | 24 | 454.962 | 496.5608 | 36.5622 | 68.3328 | 0
| All | All Customers | 7 | Average Weekday | SCE | 1-in-2 | 2031 | 1 | 383.0395 | 410.5626 | 39.2907 | 68.1243 | 0
| All | All Customers | 7 | Average Weekday | SCE | 1-in-2 | 2031 | 2 | 381.5242 | 400.392 | 39.2864 | 67.4089 | 0
| All | All Customers | 7 | Average Weekday | SCE | 1-in-2 | 2031 | 3 | 468.1512 | 493.9709 | 39.2852 | 66.7668 | 0
| All | All Customers | 7 | Average Weekday | SCE | 1-in-2 | 2031 | 4 | 565.8201 | 595.6246 | 39.2829 | 66.2032 | 0
| All | All Customers | 7 | Average Weekday | SCE | 1-in-2 | 2031 | 5 | 547.2434 | 587.7603 | 39.2805 | 65.7063 | 0
| All | All Customers | 7 | Average Weekday | SCE | 1-in-2 | 2031 | 6 | 555.8455 | 600.1672 | 39.274 | 65.2472 | 0
| All | All Customers | 7 | Average Weekday | SCE | 1-in-2 | 2031 | 7 | 561.5973 | 583.7858 | 39.2742 | 64.9139 | 0
| All | All Customers | 7 | Average Weekday | SCE | 1-in-2 | 2031 | 8 | 578.3771 | 607.8757 | 39.305 | 65.3722 | 0
| All | All Customers | 7 | Average Weekday | SCE | 1-in-2 | 2031 | 9 | 522.7975 | 542.8282 | 39.338 | 67.4307 | 0
| All | All Customers | 7 | Average Weekday | SCE | 1-in-2 | 2031 | 10 | 511.4763 | 524.4136 | 39.3369 | 70.1693 | 0
| All | All Customers | 7 | Average Weekday | SCE | 1-in-2 | 2031 | 11 | 494.0443 | 505.9684 | 39.3723 | 73.2355 | 0
| All | All Customers | 7 | Average Weekday | SCE | 1-in-2 | 2031 | 12 | 486.1185 | 501.1996 | 39.4066 | 76.3415 | 0
| All | All Customers | 7 | Average Weekday | SCE | 1-in-2 | 2031 | 13 | 400.4754 | 418.2644 | 39.4221 | 78.8269 | 0
| All | All Customers | 7 | Average Weekday | SCE | 1-in-2 | 2031 | 14 | 374.7219 | 390.1154 | 39.3908 | 80.7152 | 0
| All | All Customers | 7 | Average Weekday | SCE | 1-in-2 | 2031 | 15 | 328.7216 | 342.8545 | 39.3321 | 82.0515 | 0
| All | All Customers | 7 | Average Weekday | SCE | 1-in-2 | 2031 | 16 | 281.5291 | 282.4221 | 39.2898 | 82.5892 | 0
| All | All Customers | 7 | Average Weekday | SCE | 1-in-2 | 2031 | 17 | 263.2241 | 271.1653 | 39.693 | 82.6471 | 0
| All | All Customers | 7 | Average Weekday | SCE | 1-in-2 | 2031 | 18 | 249.7323 | 262.0086 | 39.7156 | 81.8483 | 0
| All | All Customers | 7 | Average Weekday | SCE | 1-in-2 | 2031 | 19 | 235.9004 | 257.2477 | 40.3206 | 80.2734 | 0
| All | All Customers | 7 | Average Weekday | SCE | 1-in-2 | 2031 | 20 | 230.1933 | 245.5355 | 39.2546 | 78.0883 | 0
| All | All Customers | 7 | Average Weekday | SCE | 1-in-2 | 2031 | 21 | 250.9381 | 263.2845 | 39.7248 | 75.1032 | 0
| All | All Customers | 7 | Average Weekday | SCE | 1-in-2 | 2031 | 22 | 408.4692 | 443.939 | 39.2653 | 71.9933 | 0
| All | All Customers | 7 | Average Weekday | SCE | 1-in-2 | 2031 | 23 | 427.5844 | 458.0409 | 39.2775 | 70.1118 | 0
| All | All Customers | 7 | Average Weekday | SCE | 1-in-2 | 2031 | 24 | 449.9148 | 488.9901 | 39.2938 | 68.9207 | 0
| All | All Customers | 7 | Monthly System Peak Day | SCE | 1-in-2 | 2031 | 1 | 383.0395 | 375.3482 | 39.3032 | 71.8638 | 0
| All | All Customers | 7 | Monthly System Peak Day | SCE | 1-in-2 | 2031 | 2 | 381.5242 | 354.5005 | 39.288 | 71.0105 | 0
| All | All Customers | 7 | Monthly System Peak Day | SCE | 1-in-2 | 2031 | 3 | 468.1512 | 418.4578 | 39.2865 | 70.0679 | 0
| All | All Customers | 7 | Monthly System Peak Day | SCE | 1-in-2 | 2031 | 4 | 565.8201 | 491.4517 | 39.2832 | 69.3622 | 0
| All | All Customers | 7 | Monthly System Peak Day | SCE | 1-in-2 | 2031 | 5 | 547.2434 | 490.2968 | 39.2912 | 68.9796 | 0
| All | All Customers | 7 | Monthly System Peak Day | SCE | 1-in-2 | 2031 | 6 | 555.8455 | 514.1356 | 39.3055 | 68.5707 | 0
| All | All Customers | 7 | Monthly System Peak Day | SCE | 1-in-2 | 2031 | 7 | 561.5973 | 505.9809 | 39.3539 | 68.0494 | 0
| All | All Customers | 7 | Monthly System Peak Day | SCE | 1-in-2 | 2031 | 8 | 578.3771 | 536.0436 | 39.3216 | 68.5783 | 0
| All | All Customers | 7 | Monthly System Peak Day | SCE | 1-in-2 | 2031 | 9 | 522.7975 | 496.7169 | 39.325 | 71.4768 | 0
| All | All Customers | 7 | Monthly System Peak Day | SCE | 1-in-2 | 2031 | 10 | 511.4763 | 475.0127 | 39.316 | 75.3406 | 0
| All | All Customers | 7 | Monthly System Peak Day | SCE | 1-in-2 | 2031 | 11 | 494.0443 | 458.5214 | 39.3262 | 79.281 | 0
| All | All Customers | 7 | Monthly System Peak Day | SCE | 1-in-2 | 2031 | 12 | 486.1185 | 451.1707 | 39.3371 | 82.9879 | 0
| All | All Customers | 7 | Monthly System Peak Day | SCE | 1-in-2 | 2031 | 13 | 400.4754 | 383.2737 | 39.3492 | 85.9598 | 0
| All | All Customers | 7 | Monthly System Peak Day | SCE | 1-in-2 | 2031 | 14 | 374.7219 | 359.3604 | 39.3435 | 87.6332 | 0
| All | All Customers | 7 | Monthly System Peak Day | SCE | 1-in-2 | 2031 | 15 | 328.7216 | 317.6944 | 39.3601 | 89.3057 | 0
| All | All Customers | 7 | Monthly System Peak Day | SCE | 1-in-2 | 2031 | 16 | 281.5291 | 256.5175 | 39.3584 | 89.9238 | 0
| All | All Customers | 7 | Monthly System Peak Day | SCE | 1-in-2 | 2031 | 17 | 263.2241 | 273.8672 | 39.2376 | 90.7044 | 0
| All | All Customers | 7 | Monthly System Peak Day | SCE | 1-in-2 | 2031 | 18 | 249.7323 | 272.4474 | 39.3266 | 89.8839 | 0
| All | All Customers | 7 | Monthly System Peak Day | SCE | 1-in-2 | 2031 | 19 | 235.9004 | 231.8224 | 38.9178 | 87.8404 | 0
| All | All Customers | 7 | Monthly System Peak Day | SCE | 1-in-2 | 2031 | 20 | 230.1933 | 253.3297 | 38.687 | 85.258 | 0
| All | All Customers | 7 | Monthly System Peak Day | SCE | 1-in-2 | 2031 | 21 | 250.9381 | 236.8983 | 39.8763 | 82.1522 | 0
| All | All Customers | 7 | Monthly System Peak Day | SCE | 1-in-2 | 2031 | 22 | 408.4692 | 394.3237 | 39.4107 | 78.5182 | 0
| All | All Customers | 7 | Monthly System Peak Day | SCE | 1-in-2 | 2031 | 23 | 427.5844 | 395.0579 | 39.3176 | 76.1399 | 0
| All | All Customers | 7 | Monthly System Peak Day | SCE | 1-in-2 | 2031 | 24 | 449.9148 | 426.237 | 39.3112 | 74.359 | 0
| All | All Customers | 8 | Average Weekday | SCE | 1-in-2 | 2031 | 1 | 403.9667 | 435.2916 | 36.7602 | 68.6048 | 0
| All | All Customers | 8 | Average Weekday | SCE | 1-in-2 | 2031 | 2 | 390.4692 | 412.8899 | 36.7555 | 67.7051 | 0
| All | All Customers | 8 | Average Weekday | SCE | 1-in-2 | 2031 | 3 | 473.6579 | 499.5764 | 36.754 | 66.9073 | 0
| All | All Customers | 8 | Average Weekday | SCE | 1-in-2 | 2031 | 4 | 577.7353 | 608.7633 | 36.751 | 66.1811 | 0
| All | All Customers | 8 | Average Weekday | SCE | 1-in-2 | 2031 | 5 | 552.2311 | 593.9175 | 36.7483 | 65.5312 | 0
| All | All Customers | 8 | Average Weekday | SCE | 1-in-2 | 2031 | 6 | 565.0616 | 612.8325 | 36.741 | 64.9865 | 0
| All | All Customers | 8 | Average Weekday | SCE | 1-in-2 | 2031 | 7 | 579.2036 | 606.5901 | 36.7472 | 64.5957 | 0
| All | All Customers | 8 | Average Weekday | SCE | 1-in-2 | 2031 | 8 | 589.4487 | 622.0154 | 36.7759 | 64.5927 | 0
| All | All Customers | 8 | Average Weekday | SCE | 1-in-2 | 2031 | 9 | 528.6774 | 549.6096 | 36.8108 | 66.6332 | 0
| All | All Customers | 8 | Average Weekday | SCE | 1-in-2 | 2031 | 10 | 519.5085 | 533.4756 | 36.8151 | 69.8708 | 0
| All | All Customers | 8 | Average Weekday | SCE | 1-in-2 | 2031 | 11 | 498.3445 | 511.2611 | 36.8484 | 73.6852 | 0
| All | All Customers | 8 | Average Weekday | SCE | 1-in-2 | 2031 | 12 | 487.5067 | 503.808 | 36.8772 | 77.4375 | 0
| All | All Customers | 8 | Average Weekday | SCE | 1-in-2 | 2031 | 13 | 410.8105 | 430.8916 | 36.8923 | 80.3669 | 0
| All | All Customers | 8 | Average Weekday | SCE | 1-in-2 | 2031 | 14 | 382.6412 | 399.4676 | 36.8621 | 82.5867 | 0
| All | All Customers | 8 | Average Weekday | SCE | 1-in-2 | 2031 | 15 | 336.8448 | 351.9207 | 36.8084 | 83.9652 | 0
| All | All Customers | 8 | Average Weekday | SCE | 1-in-2 | 2031 | 16 | 290.4614 | 294.4924 | 36.7706 | 84.4882 | 0
| All | All Customers | 8 | Average Weekday | SCE | 1-in-2 | 2031 | 17 | 273.5114 | 280.8326 | 37.1315 | 84.5142 | 0
| All | All Customers | 8 | Average Weekday | SCE | 1-in-2 | 2031 | 18 | 250.5462 | 264.4952 | 37.1873 | 83.6598 | 0
| All | All Customers | 8 | Average Weekday | SCE | 1-in-2 | 2031 | 19 | 237.0222 | 260.701 | 38.0618 | 81.9995 | 0
| All | All Customers | 8 | Average Weekday | SCE | 1-in-2 | 2031 | 20 | 236.9063 | 256.3158 | 36.9534 | 79.4151 | 0
| All | All Customers | 8 | Average Weekday | SCE | 1-in-2 | 2031 | 21 | 261.6116 | 277.3853 | 37.3223 | 75.7188 | 0
| All | All Customers | 8 | Average Weekday | SCE | 1-in-2 | 2031 | 22 | 421.7266 | 454.0979 | 36.7241 | 72.7525 | 0
| All | All Customers | 8 | Average Weekday | SCE | 1-in-2 | 2031 | 23 | 444.6299 | 480.0932 | 36.7366 | 70.9434 | 0
| All | All Customers | 8 | Average Weekday | SCE | 1-in-2 | 2031 | 24 | 470.546 | 513.4596 | 36.7603 | 69.6999 | 0
| All | All Customers | 8 | Monthly System Peak Day | SCE | 1-in-2 | 2031 | 1 | 403.9667 | 396.1909 | 31.3238 | 76.729 | 0
| All | All Customers | 8 | Monthly System Peak Day | SCE | 1-in-2 | 2031 | 2 | 390.4692 | 365.6584 | 31.308 | 75.7112 | 0
| All | All Customers | 8 | Monthly System Peak Day | SCE | 1-in-2 | 2031 | 3 | 473.6579 | 429.9598 | 31.3068 | 75.0151 | 0
| All | All Customers | 8 | Monthly System Peak Day | SCE | 1-in-2 | 2031 | 4 | 577.7353 | 506.3791 | 31.304 | 74.1331 | 0
| All | All Customers | 8 | Monthly System Peak Day | SCE | 1-in-2 | 2031 | 5 | 552.2311 | 498.9429 | 31.3125 | 73.4784 | 0
| All | All Customers | 8 | Monthly System Peak Day | SCE | 1-in-2 | 2031 | 6 | 565.0616 | 521.7664 | 31.3288 | 73.0231 | 0
| All | All Customers | 8 | Monthly System Peak Day | SCE | 1-in-2 | 2031 | 7 | 579.2036 | 524.3289 | 31.3743 | 72.4765 | 0
| All | All Customers | 8 | Monthly System Peak Day | SCE | 1-in-2 | 2031 | 8 | 589.4487 | 545.4931 | 31.3415 | 72.4993 | 0
| All | All Customers | 8 | Monthly System Peak Day | SCE | 1-in-2 | 2031 | 9 | 528.6774 | 504.4318 | 31.3431 | 74.4048 | 0
| All | All Customers | 8 | Monthly System Peak Day | SCE | 1-in-2 | 2031 | 10 | 519.5085 | 484.8039 | 31.3275 | 78.181 | 0
| All | All Customers | 8 | Monthly System Peak Day | SCE | 1-in-2 | 2031 | 11 | 498.3445 | 462.5119 | 31.3403 | 82.3488 | 0
| All | All Customers | 8 | Monthly System Peak Day | SCE | 1-in-2 | 2031 | 12 | 487.5067 | 451.5047 | 31.3585 | 85.8708 | 0
| All | All Customers | 8 | Monthly System Peak Day | SCE | 1-in-2 | 2031 | 13 | 410.8105 | 394.3139 | 31.3728 | 88.3284 | 0
| All | All Customers | 8 | Monthly System Peak Day | SCE | 1-in-2 | 2031 | 14 | 382.6412 | 368.5647 | 31.3673 | 90.4758 | 0
| All | All Customers | 8 | Monthly System Peak Day | SCE | 1-in-2 | 2031 | 15 | 336.8448 | 327.1209 | 31.3825 | 91.872 | 0
| All | All Customers | 8 | Monthly System Peak Day | SCE | 1-in-2 | 2031 | 16 | 290.4614 | 268.9682 | 31.3714 | 91.7197 | 0
| All | All Customers | 8 | Monthly System Peak Day | SCE | 1-in-2 | 2031 | 17 | 273.5114 | 283.2602 | 31.1954 | 91.0049 | 0
| All | All Customers | 8 | Monthly System Peak Day | SCE | 1-in-2 | 2031 | 18 | 250.5462 | 275.2729 | 31.2858 | 89.5054 | 0
| All | All Customers | 8 | Monthly System Peak Day | SCE | 1-in-2 | 2031 | 19 | 237.0222 | 234.789 | 30.9507 | 88.0806 | 0
| All | All Customers | 8 | Monthly System Peak Day | SCE | 1-in-2 | 2031 | 20 | 236.9063 | 227.8855 | 30.81 | 86.4 | 0
| All | All Customers | 8 | Monthly System Peak Day | SCE | 1-in-2 | 2031 | 21 | 261.6116 | 241.7779 | 32.0604 | 82.8954 | 0
| All | All Customers | 8 | Monthly System Peak Day | SCE | 1-in-2 | 2031 | 22 | 421.7266 | 396.6547 | 31.4746 | 79.7942 | 0
| All | All Customers | 8 | Monthly System Peak Day | SCE | 1-in-2 | 2031 | 23 | 444.6299 | 418.4916 | 31.3551 | 77.8258 | 0
| All | All Customers | 8 | Monthly System Peak Day | SCE | 1-in-2 | 2031 | 24 | 470.546 | 450.9418 | 31.3361 | 76.3618 | 0
| All | All Customers | 8 | Typical Event Day | SCE | 1-in-2 | 2031 | 1 | 403.9667 | 396.1909 | 31.3238 | 72.4861 | 0
| All | All Customers | 8 | Typical Event Day | SCE | 1-in-2 | 2031 | 2 | 390.4692 | 365.6584 | 31.308 | 71.5249 | 0
| All | All Customers | 8 | Typical Event Day | SCE | 1-in-2 | 2031 | 3 | 473.6579 | 429.9598 | 31.3068 | 70.6941 | 0
| All | All Customers | 8 | Typical Event Day | SCE | 1-in-2 | 2031 | 4 | 577.7353 | 506.3791 | 31.304 | 69.8869 | 0
| All | All Customers | 8 | Typical Event Day | SCE | 1-in-2 | 2031 | 5 | 552.2311 | 498.9429 | 31.3125 | 69.2133 | 0
| All | All Customers | 8 | Typical Event Day | SCE | 1-in-2 | 2031 | 6 | 565.0616 | 521.7664 | 31.3288 | 68.6247 | 0
| All | All Customers | 8 | Typical Event Day | SCE | 1-in-2 | 2031 | 7 | 579.2036 | 524.3289 | 31.3743 | 68.1379 | 0
| All | All Customers | 8 | Typical Event Day | SCE | 1-in-2 | 2031 | 8 | 589.4487 | 545.4931 | 31.3415 | 68.4562 | 0
| All | All Customers | 8 | Typical Event Day | SCE | 1-in-2 | 2031 | 9 | 528.6774 | 504.4318 | 31.3431 | 70.9203 | 0
| All | All Customers | 8 | Typical Event Day | SCE | 1-in-2 | 2031 | 10 | 519.5085 | 484.8039 | 31.3275 | 75.0162 | 0
| All | All Customers | 8 | Typical Event Day | SCE | 1-in-2 | 2031 | 11 | 498.3445 | 462.5119 | 31.3403 | 79.3024 | 0
| All | All Customers | 8 | Typical Event Day | SCE | 1-in-2 | 2031 | 12 | 487.5067 | 451.5047 | 31.3585 | 83.1312 | 0
| All | All Customers | 8 | Typical Event Day | SCE | 1-in-2 | 2031 | 13 | 410.8105 | 394.3139 | 31.3728 | 85.912 | 0
| All | All Customers | 8 | Typical Event Day | SCE | 1-in-2 | 2031 | 14 | 382.6412 | 368.5647 | 31.3673 | 87.9349 | 0
| All | All Customers | 8 | Typical Event Day | SCE | 1-in-2 | 2031 | 15 | 336.8448 | 327.1209 | 31.3825 | 89.4513 | 0
| All | All Customers | 8 | Typical Event Day | SCE | 1-in-2 | 2031 | 16 | 290.4614 | 268.9682 | 31.3714 | 89.7042 | 0
| All | All Customers | 8 | Typical Event Day | SCE | 1-in-2 | 2031 | 17 | 273.5114 | 283.2602 | 31.1954 | 89.701 | 0
| All | All Customers | 8 | Typical Event Day | SCE | 1-in-2 | 2031 | 18 | 250.5462 | 275.2729 | 31.2858 | 88.7098 | 0
| All | All Customers | 8 | Typical Event Day | SCE | 1-in-2 | 2031 | 19 | 237.0222 | 234.789 | 30.9507 | 87.0032 | 0
| All | All Customers | 8 | Typical Event Day | SCE | 1-in-2 | 2031 | 20 | 236.9063 | 227.8855 | 30.81 | 84.6105 | 0
| All | All Customers | 8 | Typical Event Day | SCE | 1-in-2 | 2031 | 21 | 261.6116 | 241.7779 | 32.0604 | 81.2896 | 0
| All | All Customers | 8 | Typical Event Day | SCE | 1-in-2 | 2031 | 22 | 421.7266 | 396.6547 | 31.4746 | 78.334 | 0
| All | All Customers | 8 | Typical Event Day | SCE | 1-in-2 | 2031 | 23 | 444.6299 | 418.4916 | 31.3551 | 76.345 | 0
| All | All Customers | 8 | Typical Event Day | SCE | 1-in-2 | 2031 | 24 | 470.546 | 450.9418 | 31.3361 | 74.6513 | 0
| All | All Customers | 9 | Average Weekday | SCE | 1-in-2 | 2031 | 1 | 372.6086 | 393.7996 | 39.4327 | 68.2248 | 0
| All | All Customers | 9 | Average Weekday | SCE | 1-in-2 | 2031 | 2 | 369.0015 | 379.8242 | 39.4279 | 67.3747 | 0
| All | All Customers | 9 | Average Weekday | SCE | 1-in-2 | 2031 | 3 | 466.5614 | 473.5696 | 39.4263 | 66.6469 | 0
| All | All Customers | 9 | Average Weekday | SCE | 1-in-2 | 2031 | 4 | 573.4467 | 584.1793 | 39.4255 | 65.9978 | 0
| All | All Customers | 9 | Average Weekday | SCE | 1-in-2 | 2031 | 5 | 536.6672 | 554.7114 | 39.4227 | 65.4474 | 0
| All | All Customers | 9 | Average Weekday | SCE | 1-in-2 | 2031 | 6 | 538.2243 | 567.0574 | 39.4168 | 64.9529 | 0
| All | All Customers | 9 | Average Weekday | SCE | 1-in-2 | 2031 | 7 | 563.6065 | 582.5065 | 39.4076 | 64.5849 | 0
| All | All Customers | 9 | Average Weekday | SCE | 1-in-2 | 2031 | 8 | 562.821 | 579.6802 | 39.4417 | 64.395 | 0
| All | All Customers | 9 | Average Weekday | SCE | 1-in-2 | 2031 | 9 | 500.8971 | 517.6009 | 39.4764 | 65.5182 | 0
| All | All Customers | 9 | Average Weekday | SCE | 1-in-2 | 2031 | 10 | 498.2521 | 507.5863 | 39.4732 | 68.2871 | 0
| All | All Customers | 9 | Average Weekday | SCE | 1-in-2 | 2031 | 11 | 480.8575 | 489.4773 | 39.5156 | 71.8009 | 0
| All | All Customers | 9 | Average Weekday | SCE | 1-in-2 | 2031 | 12 | 471.7386 | 480.829 | 39.5588 | 75.3148 | 0
| All | All Customers | 9 | Average Weekday | SCE | 1-in-2 | 2031 | 13 | 405.507 | 416.1745 | 39.5775 | 78.1724 | 0
| All | All Customers | 9 | Average Weekday | SCE | 1-in-2 | 2031 | 14 | 373.6784 | 383.7416 | 39.543 | 80.1734 | 0
| All | All Customers | 9 | Average Weekday | SCE | 1-in-2 | 2031 | 15 | 334.5042 | 344.3274 | 39.473 | 81.3344 | 0
| All | All Customers | 9 | Average Weekday | SCE | 1-in-2 | 2031 | 16 | 303.6392 | 302.9958 | 39.4228 | 81.812 | 0
| All | All Customers | 9 | Average Weekday | SCE | 1-in-2 | 2031 | 17 | 277.0999 | 289.8663 | 39.6554 | 81.5813 | 0
| All | All Customers | 9 | Average Weekday | SCE | 1-in-2 | 2031 | 18 | 258.6954 | 276.5526 | 39.5786 | 80.5863 | 0
| All | All Customers | 9 | Average Weekday | SCE | 1-in-2 | 2031 | 19 | 261.6948 | 272.2755 | 40.8148 | 78.8037 | 0
| All | All Customers | 9 | Average Weekday | SCE | 1-in-2 | 2031 | 20 | 262.0068 | 270.5732 | 39.2953 | 75.9106 | 0
| All | All Customers | 9 | Average Weekday | SCE | 1-in-2 | 2031 | 21 | 278.4359 | 288.4232 | 39.4583 | 72.9426 | 0
| All | All Customers | 9 | Average Weekday | SCE | 1-in-2 | 2031 | 22 | 421.0258 | 444.0528 | 39.3857 | 71.2201 | 0
| All | All Customers | 9 | Average Weekday | SCE | 1-in-2 | 2031 | 23 | 424.3776 | 447.0119 | 39.4354 | 69.9888 | 0
| All | All Customers | 9 | Average Weekday | SCE | 1-in-2 | 2031 | 24 | 439.8632 | 471.4273 | 39.44 | 68.9206 | 0
| All | All Customers | 9 | Monthly System Peak Day | SCE | 1-in-2 | 2031 | 1 | 372.6086 | 356.2938 | 39.5132 | 75.2302 | 0
| All | All Customers | 9 | Monthly System Peak Day | SCE | 1-in-2 | 2031 | 2 | 369.0015 | 334.1501 | 39.4996 | 74.1473 | 0
| All | All Customers | 9 | Monthly System Peak Day | SCE | 1-in-2 | 2031 | 3 | 466.5614 | 403.6956 | 39.4981 | 73.2171 | 0
| All | All Customers | 9 | Monthly System Peak Day | SCE | 1-in-2 | 2031 | 4 | 573.4467 | 472.8687 | 39.4939 | 72.3767 | 0
| All | All Customers | 9 | Monthly System Peak Day | SCE | 1-in-2 | 2031 | 5 | 536.6672 | 450.5018 | 39.501 | 71.3744 | 0
| All | All Customers | 9 | Monthly System Peak Day | SCE | 1-in-2 | 2031 | 6 | 538.2243 | 463.3802 | 39.5126 | 70.647 | 0
| All | All Customers | 9 | Monthly System Peak Day | SCE | 1-in-2 | 2031 | 7 | 563.6065 | 488.2361 | 39.5665 | 70.3486 | 0
| All | All Customers | 9 | Monthly System Peak Day | SCE | 1-in-2 | 2031 | 8 | 562.821 | 490.2806 | 39.5341 | 70.1718 | 0
| All | All Customers | 9 | Monthly System Peak Day | SCE | 1-in-2 | 2031 | 9 | 500.8971 | 469.1503 | 39.5378 | 72.2417 | 0
| All | All Customers | 9 | Monthly System Peak Day | SCE | 1-in-2 | 2031 | 10 | 498.2521 | 453.9052 | 39.535 | 76.6962 | 0
| All | All Customers | 9 | Monthly System Peak Day | SCE | 1-in-2 | 2031 | 11 | 480.8575 | 436.0346 | 39.5387 | 81.9531 | 0
| All | All Customers | 9 | Monthly System Peak Day | SCE | 1-in-2 | 2031 | 12 | 471.7386 | 426.7736 | 39.5386 | 86.7778 | 0
| All | All Customers | 9 | Monthly System Peak Day | SCE | 1-in-2 | 2031 | 13 | 405.507 | 373.1171 | 39.5472 | 90.8267 | 0
| All | All Customers | 9 | Monthly System Peak Day | SCE | 1-in-2 | 2031 | 14 | 373.6784 | 347.5823 | 39.5434 | 93.6136 | 0
| All | All Customers | 9 | Monthly System Peak Day | SCE | 1-in-2 | 2031 | 15 | 334.5042 | 315.257 | 39.5677 | 94.781 | 0
| All | All Customers | 9 | Monthly System Peak Day | SCE | 1-in-2 | 2031 | 16 | 303.6392 | 272.3238 | 39.577 | 94.2312 | 0
| All | All Customers | 9 | Monthly System Peak Day | SCE | 1-in-2 | 2031 | 17 | 277.0999 | 287.9569 | 39.4569 | 93.9331 | 0
| All | All Customers | 9 | Monthly System Peak Day | SCE | 1-in-2 | 2031 | 18 | 258.6954 | 282.4695 | 39.4659 | 93.1571 | 0
| All | All Customers | 9 | Monthly System Peak Day | SCE | 1-in-2 | 2031 | 19 | 261.6948 | 233.4087 | 39.9455 | 92.0918 | 0
| All | All Customers | 9 | Monthly System Peak Day | SCE | 1-in-2 | 2031 | 20 | 262.0068 | 222.2097 | 38.6543 | 89.7033 | 0
| All | All Customers | 9 | Monthly System Peak Day | SCE | 1-in-2 | 2031 | 21 | 278.4359 | 247.5008 | 39.6137 | 86.0369 | 0
| All | All Customers | 9 | Monthly System Peak Day | SCE | 1-in-2 | 2031 | 22 | 421.0258 | 378.7154 | 39.6161 | 83.6113 | 0
| All | All Customers | 9 | Monthly System Peak Day | SCE | 1-in-2 | 2031 | 23 | 424.3776 | 378.44 | 39.5068 | 81.6711 | 0
| All | All Customers | 9 | Monthly System Peak Day | SCE | 1-in-2 | 2031 | 24 | 439.8632 | 403.9719 | 39.5158 | 79.6122 | 0
| All | All Customers | 10 | Average Weekday | SCE | 1-in-2 | 2031 | 1 | 399.9705 | 413.8965 | 36.6557 | 63.1078 | 0
| All | All Customers | 10 | Average Weekday | SCE | 1-in-2 | 2031 | 2 | 378.0197 | 385.2537 | 36.5597 | 62.2306 | 0
| All | All Customers | 10 | Average Weekday | SCE | 1-in-2 | 2031 | 3 | 473.097 | 483.1088 | 36.5461 | 61.3429 | 0
| All | All Customers | 10 | Average Weekday | SCE | 1-in-2 | 2031 | 4 | 580.8022 | 595.7294 | 36.5133 | 60.6521 | 0
| All | All Customers | 10 | Average Weekday | SCE | 1-in-2 | 2031 | 5 | 584.3411 | 601.0948 | 36.519 | 59.9614 | 0
| All | All Customers | 10 | Average Weekday | SCE | 1-in-2 | 2031 | 6 | 597.4222 | 618.5063 | 36.4871 | 59.4727 | 0
| All | All Customers | 10 | Average Weekday | SCE | 1-in-2 | 2031 | 7 | 606.1799 | 622.0406 | 36.5004 | 59.0885 | 0
| All | All Customers | 10 | Average Weekday | SCE | 1-in-2 | 2031 | 8 | 629.59 | 655.7941 | 36.7575 | 58.8572 | 0
| All | All Customers | 10 | Average Weekday | SCE | 1-in-2 | 2031 | 9 | 567.7693 | 605.1321 | 37.0183 | 59.2786 | 0
| All | All Customers | 10 | Average Weekday | SCE | 1-in-2 | 2031 | 10 | 553.6229 | 573.4977 | 36.7952 | 61.808 | 0
| All | All Customers | 10 | Average Weekday | SCE | 1-in-2 | 2031 | 11 | 544.3209 | 559.3539 | 36.9239 | 65.2524 | 0
| All | All Customers | 10 | Average Weekday | SCE | 1-in-2 | 2031 | 12 | 527.5963 | 539.0738 | 37.0656 | 68.7871 | 0
| All | All Customers | 10 | Average Weekday | SCE | 1-in-2 | 2031 | 13 | 434.7257 | 443.6342 | 37.1602 | 71.7612 | 0
| All | All Customers | 10 | Average Weekday | SCE | 1-in-2 | 2031 | 14 | 385.5124 | 391.5685 | 37.0526 | 73.8981 | 0
| All | All Customers | 10 | Average Weekday | SCE | 1-in-2 | 2031 | 15 | 341.714 | 346.8048 | 36.8376 | 75.2877 | 0
| All | All Customers | 10 | Average Weekday | SCE | 1-in-2 | 2031 | 16 | 295.675 | 297.6244 | 36.5581 | 76.0881 | 0
| All | All Customers | 10 | Average Weekday | SCE | 1-in-2 | 2031 | 17 | 276.5526 | 285.3649 | 36.3191 | 75.9371 | 0
| All | All Customers | 10 | Average Weekday | SCE | 1-in-2 | 2031 | 18 | 269.1822 | 276.2107 | 36.3461 | 74.9092 | 0
| All | All Customers | 10 | Average Weekday | SCE | 1-in-2 | 2031 | 19 | 260.3304 | 264.9223 | 36.8543 | 72.9505 | 0
| All | All Customers | 10 | Average Weekday | SCE | 1-in-2 | 2031 | 20 | 261.6237 | 265.6479 | 36.2807 | 70.0551 | 0
| All | All Customers | 10 | Average Weekday | SCE | 1-in-2 | 2031 | 21 | 269.226 | 273.4962 | 36.3471 | 67.8774 | 0
| All | All Customers | 10 | Average Weekday | SCE | 1-in-2 | 2031 | 22 | 440.9405 | 463.1956 | 36.5447 | 66.2813 | 0
| All | All Customers | 10 | Average Weekday | SCE | 1-in-2 | 2031 | 23 | 430.9623 | 454.4124 | 36.6406 | 65.0082 | 0
| All | All Customers | 10 | Average Weekday | SCE | 1-in-2 | 2031 | 24 | 449.3804 | 480.9509 | 36.7505 | 63.8932 | 0
| All | All Customers | 10 | Monthly System Peak Day | SCE | 1-in-2 | 2031 | 1 | 399.9705 | 427.9421 | 36.2656 | 71.8962 | 0
| All | All Customers | 10 | Monthly System Peak Day | SCE | 1-in-2 | 2031 | 2 | 378.0197 | 392.8948 | 36.3096 | 70.4043 | 0
| All | All Customers | 10 | Monthly System Peak Day | SCE | 1-in-2 | 2031 | 3 | 473.097 | 491.6651 | 36.3163 | 68.1625 | 0
| All | All Customers | 10 | Monthly System Peak Day | SCE | 1-in-2 | 2031 | 4 | 580.8022 | 600.7285 | 36.338 | 67.3048 | 0
| All | All Customers | 10 | Monthly System Peak Day | SCE | 1-in-2 | 2031 | 5 | 584.3411 | 608.7017 | 36.3353 | 66.6615 | 0
| All | All Customers | 10 | Monthly System Peak Day | SCE | 1-in-2 | 2031 | 6 | 597.4222 | 619.7964 | 36.363 | 66.0378 | 0
| All | All Customers | 10 | Monthly System Peak Day | SCE | 1-in-2 | 2031 | 7 | 606.1799 | 619.8123 | 36.3701 | 65.2515 | 0
| All | All Customers | 10 | Monthly System Peak Day | SCE | 1-in-2 | 2031 | 8 | 629.59 | 666.8132 | 36.2424 | 65.0625 | 0
| All | All Customers | 10 | Monthly System Peak Day | SCE | 1-in-2 | 2031 | 9 | 567.7693 | 615.9557 | 36.2007 | 65.933 | 0
| All | All Customers | 10 | Monthly System Peak Day | SCE | 1-in-2 | 2031 | 10 | 553.6229 | 580.2147 | 36.2516 | 70.1461 | 0
| All | All Customers | 10 | Monthly System Peak Day | SCE | 1-in-2 | 2031 | 11 | 544.3209 | 569.4384 | 36.2817 | 76.4511 | 0
| All | All Customers | 10 | Monthly System Peak Day | SCE | 1-in-2 | 2031 | 12 | 527.5963 | 552.3711 | 36.347 | 82.4643 | 0
| All | All Customers | 10 | Monthly System Peak Day | SCE | 1-in-2 | 2031 | 13 | 434.7257 | 446.8834 | 36.4105 | 86.6366 | 0
| All | All Customers | 10 | Monthly System Peak Day | SCE | 1-in-2 | 2031 | 14 | 385.5124 | 391.8994 | 36.3519 | 89.0965 | 0
| All | All Customers | 10 | Monthly System Peak Day | SCE | 1-in-2 | 2031 | 15 | 341.714 | 346.2585 | 36.2769 | 90.3652 | 0
| All | All Customers | 10 | Monthly System Peak Day | SCE | 1-in-2 | 2031 | 16 | 295.675 | 295.3349 | 36.3183 | 90.8787 | 0
| All | All Customers | 10 | Monthly System Peak Day | SCE | 1-in-2 | 2031 | 17 | 276.5526 | 285.38 | 36.288 | 90.5482 | 0
| All | All Customers | 10 | Monthly System Peak Day | SCE | 1-in-2 | 2031 | 18 | 269.1822 | 276.4861 | 36.2744 | 89.5589 | 0
| All | All Customers | 10 | Monthly System Peak Day | SCE | 1-in-2 | 2031 | 19 | 260.3304 | 264.2229 | 36.9902 | 87.8291 | 0
| All | All Customers | 10 | Monthly System Peak Day | SCE | 1-in-2 | 2031 | 20 | 261.6237 | 264.845 | 36.2804 | 84.3371 | 0
| All | All Customers | 10 | Monthly System Peak Day | SCE | 1-in-2 | 2031 | 21 | 269.226 | 274.3871 | 36.4067 | 81.1782 | 0
| All | All Customers | 10 | Monthly System Peak Day | SCE | 1-in-2 | 2031 | 22 | 440.9405 | 463.4265 | 36.3407 | 78.8058 | 0
| All | All Customers | 10 | Monthly System Peak Day | SCE | 1-in-2 | 2031 | 23 | 430.9623 | 458.7817 | 36.2876 | 76.234 | 0
| All | All Customers | 10 | Monthly System Peak Day | SCE | 1-in-2 | 2031 | 24 | 449.3804 | 501.059 | 36.2336 | 74.6523 | 0
| All | All Customers | 11 | Average Weekday | SCE | 1-in-2 | 2031 | 1 | 375.9376 | 384.282 | 36.5549 | 57.097 | 0
| All | All Customers | 11 | Average Weekday | SCE | 1-in-2 | 2031 | 2 | 358.1086 | 364.9215 | 36.5423 | 56.2395 | 0
| All | All Customers | 11 | Average Weekday | SCE | 1-in-2 | 2031 | 3 | 452.7032 | 464.3812 | 36.5186 | 55.5321 | 0
| All | All Customers | 11 | Average Weekday | SCE | 1-in-2 | 2031 | 4 | 566.8281 | 585.0769 | 36.5225 | 54.9319 | 0
| All | All Customers | 11 | Average Weekday | SCE | 1-in-2 | 2031 | 5 | 556.9867 | 586.408 | 36.5018 | 54.3851 | 0
| All | All Customers | 11 | Average Weekday | SCE | 1-in-2 | 2031 | 6 | 573.1296 | 610.6522 | 36.5112 | 53.8723 | 0
| All | All Customers | 11 | Average Weekday | SCE | 1-in-2 | 2031 | 7 | 587.546 | 603.8653 | 36.6883 | 53.6302 | 0
| All | All Customers | 11 | Average Weekday | SCE | 1-in-2 | 2031 | 8 | 599.3952 | 614.3261 | 36.8646 | 53.5519 | 0
| All | All Customers | 11 | Average Weekday | SCE | 1-in-2 | 2031 | 9 | 543.0624 | 569.6953 | 36.7148 | 55.1501 | 0
| All | All Customers | 11 | Average Weekday | SCE | 1-in-2 | 2031 | 10 | 528.7214 | 542.9152 | 36.7958 | 58.5803 | 0
| All | All Customers | 11 | Average Weekday | SCE | 1-in-2 | 2031 | 11 | 511.3686 | 520.9103 | 36.8949 | 62.3808 | 0
| All | All Customers | 11 | Average Weekday | SCE | 1-in-2 | 2031 | 12 | 500.5182 | 507.504 | 36.9618 | 65.6261 | 0
| All | All Customers | 11 | Average Weekday | SCE | 1-in-2 | 2031 | 13 | 414.3312 | 424.1082 | 36.9 | 67.9906 | 0
| All | All Customers | 11 | Average Weekday | SCE | 1-in-2 | 2031 | 14 | 377.5739 | 384.558 | 36.7689 | 69.4818 | 0
| All | All Customers | 11 | Average Weekday | SCE | 1-in-2 | 2031 | 15 | 324.7749 | 331.6318 | 36.5717 | 70.3008 | 0
| All | All Customers | 11 | Average Weekday | SCE | 1-in-2 | 2031 | 16 | 286.4312 | 287.9107 | 36.5719 | 70.3572 | 0
| All | All Customers | 11 | Average Weekday | SCE | 1-in-2 | 2031 | 17 | 265.6166 | 273.3983 | 36.3455 | 69.4195 | 0
| All | All Customers | 11 | Average Weekday | SCE | 1-in-2 | 2031 | 18 | 255.4052 | 262.7702 | 36.4129 | 67.259 | 0
| All | All Customers | 11 | Average Weekday | SCE | 1-in-2 | 2031 | 19 | 250.6274 | 255.053 | 36.2814 | 64.7932 | 0
| All | All Customers | 11 | Average Weekday | SCE | 1-in-2 | 2031 | 20 | 248.8527 | 317.2287 | 43.9625 | 62.9626 | 0
| All | All Customers | 11 | Average Weekday | SCE | 1-in-2 | 2031 | 21 | 250.987 | 256.2664 | 36.3779 | 61.4319 | 0
| All | All Customers | 11 | Average Weekday | SCE | 1-in-2 | 2031 | 22 | 416.4744 | 436.4046 | 36.6016 | 60.0821 | 0
| All | All Customers | 11 | Average Weekday | SCE | 1-in-2 | 2031 | 23 | 406.7433 | 423.7998 | 36.6802 | 58.91 | 0
| All | All Customers | 11 | Average Weekday | SCE | 1-in-2 | 2031 | 24 | 421.8813 | 437.9883 | 36.6223 | 57.9723 | 0
| All | All Customers | 11 | Monthly System Peak Day | SCE | 1-in-2 | 2031 | 1 | 375.9376 | 392.5081 | 36.3282 | 63.6961 | 0
| All | All Customers | 11 | Monthly System Peak Day | SCE | 1-in-2 | 2031 | 2 | 358.1086 | 372.0015 | 36.3278 | 62.2587 | 0
| All | All Customers | 11 | Monthly System Peak Day | SCE | 1-in-2 | 2031 | 3 | 452.7032 | 470.5301 | 36.3536 | 61.2894 | 0
| All | All Customers | 11 | Monthly System Peak Day | SCE | 1-in-2 | 2031 | 4 | 566.8281 | 591.6638 | 36.3469 | 60.4635 | 0
| All | All Customers | 11 | Monthly System Peak Day | SCE | 1-in-2 | 2031 | 5 | 556.9867 | 591.4126 | 36.3804 | 59.6652 | 0
| All | All Customers | 11 | Monthly System Peak Day | SCE | 1-in-2 | 2031 | 6 | 573.1296 | 613.5427 | 36.379 | 58.6302 | 0
| All | All Customers | 11 | Monthly System Peak Day | SCE | 1-in-2 | 2031 | 7 | 587.546 | 603.6124 | 36.216 | 58.3757 | 0
| All | All Customers | 11 | Monthly System Peak Day | SCE | 1-in-2 | 2031 | 8 | 599.3952 | 637.1671 | 36.1795 | 58.0452 | 0
| All | All Customers | 11 | Monthly System Peak Day | SCE | 1-in-2 | 2031 | 9 | 543.0624 | 577.9262 | 36.2895 | 60.3861 | 0
| All | All Customers | 11 | Monthly System Peak Day | SCE | 1-in-2 | 2031 | 10 | 528.7214 | 552.8651 | 36.2675 | 65.4171 | 0
| All | All Customers | 11 | Monthly System Peak Day | SCE | 1-in-2 | 2031 | 11 | 511.3686 | 535.2523 | 36.3616 | 71.7569 | 0
| All | All Customers | 11 | Monthly System Peak Day | SCE | 1-in-2 | 2031 | 12 | 500.5182 | 523.0463 | 36.4915 | 77.5791 | 0
| All | All Customers | 11 | Monthly System Peak Day | SCE | 1-in-2 | 2031 | 13 | 414.3312 | 427.296 | 36.4771 | 81.6227 | 0
| All | All Customers | 11 | Monthly System Peak Day | SCE | 1-in-2 | 2031 | 14 | 377.5739 | 384.259 | 36.3648 | 84.1448 | 0
| All | All Customers | 11 | Monthly System Peak Day | SCE | 1-in-2 | 2031 | 15 | 324.7749 | 331.0683 | 36.3612 | 85.3594 | 0
| All | All Customers | 11 | Monthly System Peak Day | SCE | 1-in-2 | 2031 | 16 | 286.4312 | 285.6374 | 36.3131 | 85.3616 | 0
| All | All Customers | 11 | Monthly System Peak Day | SCE | 1-in-2 | 2031 | 17 | 265.6166 | 274.1266 | 36.2696 | 84.0997 | 0
| All | All Customers | 11 | Monthly System Peak Day | SCE | 1-in-2 | 2031 | 18 | 255.4052 | 264.8339 | 36.2222 | 81.2779 | 0
| All | All Customers | 11 | Monthly System Peak Day | SCE | 1-in-2 | 2031 | 19 | 250.6274 | 254.7878 | 36.2811 | 77.5579 | 0
| All | All Customers | 11 | Monthly System Peak Day | SCE | 1-in-2 | 2031 | 20 | 248.8527 | 372.6772 | 48.1913 | 74.9178 | 0
| All | All Customers | 11 | Monthly System Peak Day | SCE | 1-in-2 | 2031 | 21 | 250.987 | 256.9813 | 36.4364 | 72.6122 | 0
| All | All Customers | 11 | Monthly System Peak Day | SCE | 1-in-2 | 2031 | 22 | 416.4744 | 438.6621 | 36.2875 | 70.6432 | 0
| All | All Customers | 11 | Monthly System Peak Day | SCE | 1-in-2 | 2031 | 23 | 406.7433 | 431.0004 | 36.235 | 68.8396 | 0
| All | All Customers | 11 | Monthly System Peak Day | SCE | 1-in-2 | 2031 | 24 | 421.8813 | 452.9613 | 36.2833 | 67.2187 | 0
| All | All Customers | 12 | Average Weekday | SCE | 1-in-2 | 2031 | 1 | 415.8849 | 424.6473 | 36.4394 | 51.0993 | 0
| All | All Customers | 12 | Average Weekday | SCE | 1-in-2 | 2031 | 2 | 399.841 | 407.4893 | 36.4335 | 50.4096 | 0
| All | All Customers | 12 | Average Weekday | SCE | 1-in-2 | 2031 | 3 | 492.4256 | 505.1472 | 36.4328 | 49.8263 | 0
| All | All Customers | 12 | Average Weekday | SCE | 1-in-2 | 2031 | 4 | 607.7068 | 627.2269 | 36.4322 | 49.2979 | 0
| All | All Customers | 12 | Average Weekday | SCE | 1-in-2 | 2031 | 5 | 601.8094 | 633.2874 | 36.4351 | 48.8154 | 0
| All | All Customers | 12 | Average Weekday | SCE | 1-in-2 | 2031 | 6 | 603.6716 | 644.3978 | 36.4399 | 48.2936 | 0
| All | All Customers | 12 | Average Weekday | SCE | 1-in-2 | 2031 | 7 | 611.2002 | 628.5079 | 36.4464 | 47.946 | 0
| All | All Customers | 12 | Average Weekday | SCE | 1-in-2 | 2031 | 8 | 629.6786 | 646.329 | 36.4547 | 47.7165 | 0
| All | All Customers | 12 | Average Weekday | SCE | 1-in-2 | 2031 | 9 | 564.5451 | 591.8958 | 36.4636 | 48.2968 | 0
| All | All Customers | 12 | Average Weekday | SCE | 1-in-2 | 2031 | 10 | 540.7169 | 557.7941 | 36.4519 | 50.7893 | 0
| All | All Customers | 12 | Average Weekday | SCE | 1-in-2 | 2031 | 11 | 526.0297 | 536.8881 | 36.4683 | 53.9511 | 0
| All | All Customers | 12 | Average Weekday | SCE | 1-in-2 | 2031 | 12 | 513.8775 | 520.5395 | 36.4846 | 56.8956 | 0
| All | All Customers | 12 | Average Weekday | SCE | 1-in-2 | 2031 | 13 | 434.6188 | 444.0847 | 36.4948 | 59.1373 | 0
| All | All Customers | 12 | Average Weekday | SCE | 1-in-2 | 2031 | 14 | 401.7475 | 409.274 | 36.4829 | 60.6795 | 0
| All | All Customers | 12 | Average Weekday | SCE | 1-in-2 | 2031 | 15 | 365.6133 | 371.9161 | 36.4583 | 61.5091 | 0
| All | All Customers | 12 | Average Weekday | SCE | 1-in-2 | 2031 | 16 | 325.533 | 326.9588 | 36.4391 | 61.6436 | 0
| All | All Customers | 12 | Average Weekday | SCE | 1-in-2 | 2031 | 17 | 312.1736 | 320.6211 | 36.304 | 60.916 | 0
| All | All Customers | 12 | Average Weekday | SCE | 1-in-2 | 2031 | 18 | 303.6519 | 310.803 | 36.3042 | 58.9961 | 0
| All | All Customers | 12 | Average Weekday | SCE | 1-in-2 | 2031 | 19 | 299.9585 | 304.1981 | 36.2809 | 56.8459 | 0
| All | All Customers | 12 | Average Weekday | SCE | 1-in-2 | 2031 | 20 | 306.548 | 376.0871 | 36.9676 | 55.3643 | 0
| All | All Customers | 12 | Average Weekday | SCE | 1-in-2 | 2031 | 21 | 310.0302 | 315.454 | 36.3462 | 54.1662 | 0
| All | All Customers | 12 | Average Weekday | SCE | 1-in-2 | 2031 | 22 | 462.9196 | 482.3155 | 36.4434 | 53.0867 | 0
| All | All Customers | 12 | Average Weekday | SCE | 1-in-2 | 2031 | 23 | 452.9422 | 469.527 | 36.447 | 52.1648 | 0
| All | All Customers | 12 | Average Weekday | SCE | 1-in-2 | 2031 | 24 | 466.2285 | 482.8161 | 36.447 | 51.3065 | 0
| All | All Customers | 12 | Monthly System Peak Day | SCE | 1-in-2 | 2031 | 1 | 415.8849 | 424.6473 | 36.4394 | 43.8672 | 0
| All | All Customers | 12 | Monthly System Peak Day | SCE | 1-in-2 | 2031 | 2 | 399.841 | 407.4893 | 36.4335 | 43.2256 | 0
| All | All Customers | 12 | Monthly System Peak Day | SCE | 1-in-2 | 2031 | 3 | 492.4256 | 505.1472 | 36.4328 | 42.6913 | 0
| All | All Customers | 12 | Monthly System Peak Day | SCE | 1-in-2 | 2031 | 4 | 607.7068 | 627.2269 | 36.4322 | 42.4777 | 0
| All | All Customers | 12 | Monthly System Peak Day | SCE | 1-in-2 | 2031 | 5 | 601.8094 | 633.2874 | 36.4351 | 42.1367 | 0
| All | All Customers | 12 | Monthly System Peak Day | SCE | 1-in-2 | 2031 | 6 | 603.6716 | 644.3978 | 36.4399 | 41.8913 | 0
| All | All Customers | 12 | Monthly System Peak Day | SCE | 1-in-2 | 2031 | 7 | 611.2002 | 628.5079 | 36.4464 | 41.6735 | 0
| All | All Customers | 12 | Monthly System Peak Day | SCE | 1-in-2 | 2031 | 8 | 629.6786 | 646.329 | 36.4547 | 41.2499 | 0
| All | All Customers | 12 | Monthly System Peak Day | SCE | 1-in-2 | 2031 | 9 | 564.5451 | 591.8958 | 36.4636 | 41.9432 | 0
| All | All Customers | 12 | Monthly System Peak Day | SCE | 1-in-2 | 2031 | 10 | 540.7169 | 557.7941 | 36.4519 | 45.6321 | 0
| All | All Customers | 12 | Monthly System Peak Day | SCE | 1-in-2 | 2031 | 11 | 526.0297 | 536.8881 | 36.4683 | 49.6998 | 0
| All | All Customers | 12 | Monthly System Peak Day | SCE | 1-in-2 | 2031 | 12 | 513.8775 | 520.5395 | 36.4846 | 53.7228 | 0
| All | All Customers | 12 | Monthly System Peak Day | SCE | 1-in-2 | 2031 | 13 | 434.6188 | 444.0847 | 36.4948 | 56.0063 | 0
| All | All Customers | 12 | Monthly System Peak Day | SCE | 1-in-2 | 2031 | 14 | 401.7475 | 409.274 | 36.4829 | 57.4507 | 0
| All | All Customers | 12 | Monthly System Peak Day | SCE | 1-in-2 | 2031 | 15 | 365.6133 | 371.9161 | 36.4583 | 58.3329 | 0
| All | All Customers | 12 | Monthly System Peak Day | SCE | 1-in-2 | 2031 | 16 | 325.533 | 326.9588 | 36.4391 | 58.708 | 0
| All | All Customers | 12 | Monthly System Peak Day | SCE | 1-in-2 | 2031 | 17 | 312.1736 | 320.6211 | 36.304 | 58.3844 | 0
| All | All Customers | 12 | Monthly System Peak Day | SCE | 1-in-2 | 2031 | 18 | 303.6519 | 310.803 | 36.3042 | 56.4194 | 0
| All | All Customers | 12 | Monthly System Peak Day | SCE | 1-in-2 | 2031 | 19 | 299.9585 | 304.1981 | 36.2809 | 53.7091 | 0
| All | All Customers | 12 | Monthly System Peak Day | SCE | 1-in-2 | 2031 | 20 | 306.548 | 376.0871 | 36.9676 | 51.8177 | 0
| All | All Customers | 12 | Monthly System Peak Day | SCE | 1-in-2 | 2031 | 21 | 310.0302 | 315.454 | 36.3462 | 50.129 | 0
| All | All Customers | 12 | Monthly System Peak Day | SCE | 1-in-2 | 2031 | 22 | 462.9196 | 482.3155 | 36.4434 | 48.4225 | 0
| All | All Customers | 12 | Monthly System Peak Day | SCE | 1-in-2 | 2031 | 23 | 452.9422 | 469.527 | 36.447 | 46.8118 | 0
| All | All Customers | 12 | Monthly System Peak Day | SCE | 1-in-2 | 2031 | 24 | 466.2285 | 482.8161 | 36.447 | 45.5506 | 0
| LCA | Big Creek/Ventura | 1 | Average Weekday | CAISO | 1-in-10 | 2021 | 1 |  |  |  | 46.9726 | 1
| LCA | Big Creek/Ventura | 1 | Average Weekday | CAISO | 1-in-10 | 2021 | 2 |  |  |  | 46.3899 | 1
| LCA | Big Creek/Ventura | 1 | Average Weekday | CAISO | 1-in-10 | 2021 | 3 |  |  |  | 45.8098 | 1
| LCA | Big Creek/Ventura | 1 | Average Weekday | CAISO | 1-in-10 | 2021 | 4 |  |  |  | 45.1295 | 1
| LCA | Big Creek/Ventura | 1 | Average Weekday | CAISO | 1-in-10 | 2021 | 5 |  |  |  | 44.5356 | 1
| LCA | Big Creek/Ventura | 1 | Average Weekday | CAISO | 1-in-10 | 2021 | 6 |  |  |  | 44.1452 | 1
| LCA | Big Creek/Ventura | 1 | Average Weekday | CAISO | 1-in-10 | 2021 | 7 |  |  |  | 43.7767 | 1
| LCA | Big Creek/Ventura | 1 | Average Weekday | CAISO | 1-in-10 | 2021 | 8 |  |  |  | 43.4369 | 1
| LCA | Big Creek/Ventura | 1 | Average Weekday | CAISO | 1-in-10 | 2021 | 9 |  |  |  | 43.825 | 1
| LCA | Big Creek/Ventura | 1 | Average Weekday | CAISO | 1-in-10 | 2021 | 10 |  |  |  | 46.4388 | 1
| LCA | Big Creek/Ventura | 1 | Average Weekday | CAISO | 1-in-10 | 2021 | 11 |  |  |  | 50.0898 | 1
| LCA | Big Creek/Ventura | 1 | Average Weekday | CAISO | 1-in-10 | 2021 | 12 |  |  |  | 53.082 | 1
| LCA | Big Creek/Ventura | 1 | Average Weekday | CAISO | 1-in-10 | 2021 | 13 |  |  |  | 55.1166 | 1
| LCA | Big Creek/Ventura | 1 | Average Weekday | CAISO | 1-in-10 | 2021 | 14 |  |  |  | 56.5521 | 1
| LCA | Big Creek/Ventura | 1 | Average Weekday | CAISO | 1-in-10 | 2021 | 15 |  |  |  | 57.5392 | 1
| LCA | Big Creek/Ventura | 1 | Average Weekday | CAISO | 1-in-10 | 2021 | 16 |  |  |  | 57.9567 | 1
| LCA | Big Creek/Ventura | 1 | Average Weekday | CAISO | 1-in-10 | 2021 | 17 |  |  |  | 57.6834 | 1
| LCA | Big Creek/Ventura | 1 | Average Weekday | CAISO | 1-in-10 | 2021 | 18 |  |  |  | 56.3685 | 1
| LCA | Big Creek/Ventura | 1 | Average Weekday | CAISO | 1-in-10 | 2021 | 19 |  |  |  | 54.0957 | 1
| LCA | Big Creek/Ventura | 1 | Average Weekday | CAISO | 1-in-10 | 2021 | 20 |  |  |  | 52.0419 | 1
| LCA | Big Creek/Ventura | 1 | Average Weekday | CAISO | 1-in-10 | 2021 | 21 |  |  |  | 50.5806 | 1
| LCA | Big Creek/Ventura | 1 | Average Weekday | CAISO | 1-in-10 | 2021 | 22 |  |  |  | 49.3198 | 1
| LCA | Big Creek/Ventura | 1 | Average Weekday | CAISO | 1-in-10 | 2021 | 23 |  |  |  | 48.2823 | 1
| LCA | Big Creek/Ventura | 1 | Average Weekday | CAISO | 1-in-10 | 2021 | 24 |  |  |  | 47.6345 | 1
| LCA | Big Creek/Ventura | 1 | Monthly System Peak Day | CAISO | 1-in-10 | 2021 | 1 |  |  |  | 42.9814 | 1
| LCA | Big Creek/Ventura | 1 | Monthly System Peak Day | CAISO | 1-in-10 | 2021 | 2 |  |  |  | 41.9271 | 1
| LCA | Big Creek/Ventura | 1 | Monthly System Peak Day | CAISO | 1-in-10 | 2021 | 3 |  |  |  | 41.1229 | 1
| LCA | Big Creek/Ventura | 1 | Monthly System Peak Day | CAISO | 1-in-10 | 2021 | 4 |  |  |  | 40.1829 | 1
| LCA | Big Creek/Ventura | 1 | Monthly System Peak Day | CAISO | 1-in-10 | 2021 | 5 |  |  |  | 39.4 | 1
| LCA | Big Creek/Ventura | 1 | Monthly System Peak Day | CAISO | 1-in-10 | 2021 | 6 |  |  |  | 38.7186 | 1
| LCA | Big Creek/Ventura | 1 | Monthly System Peak Day | CAISO | 1-in-10 | 2021 | 7 |  |  |  | 38.7 | 1
| LCA | Big Creek/Ventura | 1 | Monthly System Peak Day | CAISO | 1-in-10 | 2021 | 8 |  |  |  | 38.26 | 1
| LCA | Big Creek/Ventura | 1 | Monthly System Peak Day | CAISO | 1-in-10 | 2021 | 9 |  |  |  | 37.9814 | 1
| LCA | Big Creek/Ventura | 1 | Monthly System Peak Day | CAISO | 1-in-10 | 2021 | 10 |  |  |  | 39.6057 | 1
| LCA | Big Creek/Ventura | 1 | Monthly System Peak Day | CAISO | 1-in-10 | 2021 | 11 |  |  |  | 40.7343 | 1
| LCA | Big Creek/Ventura | 1 | Monthly System Peak Day | CAISO | 1-in-10 | 2021 | 12 |  |  |  | 42.1614 | 1
| LCA | Big Creek/Ventura | 1 | Monthly System Peak Day | CAISO | 1-in-10 | 2021 | 13 |  |  |  | 44.2464 | 1
| LCA | Big Creek/Ventura | 1 | Monthly System Peak Day | CAISO | 1-in-10 | 2021 | 14 |  |  |  | 45.7571 | 1
| LCA | Big Creek/Ventura | 1 | Monthly System Peak Day | CAISO | 1-in-10 | 2021 | 15 |  |  |  | 46.6686 | 1
| LCA | Big Creek/Ventura | 1 | Monthly System Peak Day | CAISO | 1-in-10 | 2021 | 16 |  |  |  | 47.2671 | 1
| LCA | Big Creek/Ventura | 1 | Monthly System Peak Day | CAISO | 1-in-10 | 2021 | 17 |  |  |  | 46.9836 | 1
| LCA | Big Creek/Ventura | 1 | Monthly System Peak Day | CAISO | 1-in-10 | 2021 | 18 |  |  |  | 46.0157 | 1
| LCA | Big Creek/Ventura | 1 | Monthly System Peak Day | CAISO | 1-in-10 | 2021 | 19 |  |  |  | 44.1421 | 1
| LCA | Big Creek/Ventura | 1 | Monthly System Peak Day | CAISO | 1-in-10 | 2021 | 20 |  |  |  | 42.4371 | 1
| LCA | Big Creek/Ventura | 1 | Monthly System Peak Day | CAISO | 1-in-10 | 2021 | 21 |  |  |  | 41.4129 | 1
| LCA | Big Creek/Ventura | 1 | Monthly System Peak Day | CAISO | 1-in-10 | 2021 | 22 |  |  |  | 40.7507 | 1
| LCA | Big Creek/Ventura | 1 | Monthly System Peak Day | CAISO | 1-in-10 | 2021 | 23 |  |  |  | 39.7821 | 1
| LCA | Big Creek/Ventura | 1 | Monthly System Peak Day | CAISO | 1-in-10 | 2021 | 24 |  |  |  | 39.175 | 1
| LCA | Big Creek/Ventura | 2 | Average Weekday | CAISO | 1-in-10 | 2021 | 1 |  |  |  | 45.707 | 1
| LCA | Big Creek/Ventura | 2 | Average Weekday | CAISO | 1-in-10 | 2021 | 2 |  |  |  | 44.7326 | 1
| LCA | Big Creek/Ventura | 2 | Average Weekday | CAISO | 1-in-10 | 2021 | 3 |  |  |  | 43.8035 | 1
| LCA | Big Creek/Ventura | 2 | Average Weekday | CAISO | 1-in-10 | 2021 | 4 |  |  |  | 42.9706 | 1
| LCA | Big Creek/Ventura | 2 | Average Weekday | CAISO | 1-in-10 | 2021 | 5 |  |  |  | 42.419 | 1
| LCA | Big Creek/Ventura | 2 | Average Weekday | CAISO | 1-in-10 | 2021 | 6 |  |  |  | 41.8458 | 1
| LCA | Big Creek/Ventura | 2 | Average Weekday | CAISO | 1-in-10 | 2021 | 7 |  |  |  | 41.4224 | 1
| LCA | Big Creek/Ventura | 2 | Average Weekday | CAISO | 1-in-10 | 2021 | 8 |  |  |  | 41.013 | 1
| LCA | Big Creek/Ventura | 2 | Average Weekday | CAISO | 1-in-10 | 2021 | 9 |  |  |  | 42.4194 | 1
| LCA | Big Creek/Ventura | 2 | Average Weekday | CAISO | 1-in-10 | 2021 | 10 |  |  |  | 46.5558 | 1
| LCA | Big Creek/Ventura | 2 | Average Weekday | CAISO | 1-in-10 | 2021 | 11 |  |  |  | 50.9389 | 1
| LCA | Big Creek/Ventura | 2 | Average Weekday | CAISO | 1-in-10 | 2021 | 12 |  |  |  | 54.6573 | 1
| LCA | Big Creek/Ventura | 2 | Average Weekday | CAISO | 1-in-10 | 2021 | 13 |  |  |  | 57.3028 | 1
| LCA | Big Creek/Ventura | 2 | Average Weekday | CAISO | 1-in-10 | 2021 | 14 |  |  |  | 58.8465 | 1
| LCA | Big Creek/Ventura | 2 | Average Weekday | CAISO | 1-in-10 | 2021 | 15 |  |  |  | 59.7065 | 1
| LCA | Big Creek/Ventura | 2 | Average Weekday | CAISO | 1-in-10 | 2021 | 16 |  |  |  | 60.0267 | 1
| LCA | Big Creek/Ventura | 2 | Average Weekday | CAISO | 1-in-10 | 2021 | 17 |  |  |  | 59.6988 | 1
| LCA | Big Creek/Ventura | 2 | Average Weekday | CAISO | 1-in-10 | 2021 | 18 |  |  |  | 58.4652 | 1
| LCA | Big Creek/Ventura | 2 | Average Weekday | CAISO | 1-in-10 | 2021 | 19 |  |  |  | 56.0586 | 1
| LCA | Big Creek/Ventura | 2 | Average Weekday | CAISO | 1-in-10 | 2021 | 20 |  |  |  | 53.3348 | 1
| LCA | Big Creek/Ventura | 2 | Average Weekday | CAISO | 1-in-10 | 2021 | 21 |  |  |  | 51.1011 | 1
| LCA | Big Creek/Ventura | 2 | Average Weekday | CAISO | 1-in-10 | 2021 | 22 |  |  |  | 49.4697 | 1
| LCA | Big Creek/Ventura | 2 | Average Weekday | CAISO | 1-in-10 | 2021 | 23 |  |  |  | 48.3302 | 1
| LCA | Big Creek/Ventura | 2 | Average Weekday | CAISO | 1-in-10 | 2021 | 24 |  |  |  | 47.3612 | 1
| LCA | Big Creek/Ventura | 2 | Monthly System Peak Day | CAISO | 1-in-10 | 2021 | 1 |  |  |  | 48.465 | 1
| LCA | Big Creek/Ventura | 2 | Monthly System Peak Day | CAISO | 1-in-10 | 2021 | 2 |  |  |  | 47.7136 | 1
| LCA | Big Creek/Ventura | 2 | Monthly System Peak Day | CAISO | 1-in-10 | 2021 | 3 |  |  |  | 47.5193 | 1
| LCA | Big Creek/Ventura | 2 | Monthly System Peak Day | CAISO | 1-in-10 | 2021 | 4 |  |  |  | 47.6686 | 1
| LCA | Big Creek/Ventura | 2 | Monthly System Peak Day | CAISO | 1-in-10 | 2021 | 5 |  |  |  | 47.5536 | 1
| LCA | Big Creek/Ventura | 2 | Monthly System Peak Day | CAISO | 1-in-10 | 2021 | 6 |  |  |  | 47.6229 | 1
| LCA | Big Creek/Ventura | 2 | Monthly System Peak Day | CAISO | 1-in-10 | 2021 | 7 |  |  |  | 47.74 | 1
| LCA | Big Creek/Ventura | 2 | Monthly System Peak Day | CAISO | 1-in-10 | 2021 | 8 |  |  |  | 47.3214 | 1
| LCA | Big Creek/Ventura | 2 | Monthly System Peak Day | CAISO | 1-in-10 | 2021 | 9 |  |  |  | 47.0379 | 1
| LCA | Big Creek/Ventura | 2 | Monthly System Peak Day | CAISO | 1-in-10 | 2021 | 10 |  |  |  | 47.7886 | 1
| LCA | Big Creek/Ventura | 2 | Monthly System Peak Day | CAISO | 1-in-10 | 2021 | 11 |  |  |  | 49.3229 | 1
| LCA | Big Creek/Ventura | 2 | Monthly System Peak Day | CAISO | 1-in-10 | 2021 | 12 |  |  |  | 50.3379 | 1
| LCA | Big Creek/Ventura | 2 | Monthly System Peak Day | CAISO | 1-in-10 | 2021 | 13 |  |  |  | 51.4179 | 1
| LCA | Big Creek/Ventura | 2 | Monthly System Peak Day | CAISO | 1-in-10 | 2021 | 14 |  |  |  | 51.9221 | 1
| LCA | Big Creek/Ventura | 2 | Monthly System Peak Day | CAISO | 1-in-10 | 2021 | 15 |  |  |  | 52.2614 | 1
| LCA | Big Creek/Ventura | 2 | Monthly System Peak Day | CAISO | 1-in-10 | 2021 | 16 |  |  |  | 52.7943 | 1
| LCA | Big Creek/Ventura | 2 | Monthly System Peak Day | CAISO | 1-in-10 | 2021 | 17 |  |  |  | 53.0479 | 1
| LCA | Big Creek/Ventura | 2 | Monthly System Peak Day | CAISO | 1-in-10 | 2021 | 18 |  |  |  | 52.5714 | 1
| LCA | Big Creek/Ventura | 2 | Monthly System Peak Day | CAISO | 1-in-10 | 2021 | 19 |  |  |  | 51.6114 | 1
| LCA | Big Creek/Ventura | 2 | Monthly System Peak Day | CAISO | 1-in-10 | 2021 | 20 |  |  |  | 50.7571 | 1
| LCA | Big Creek/Ventura | 2 | Monthly System Peak Day | CAISO | 1-in-10 | 2021 | 21 |  |  |  | 50.2686 | 1
| LCA | Big Creek/Ventura | 2 | Monthly System Peak Day | CAISO | 1-in-10 | 2021 | 22 |  |  |  | 49.6393 | 1
| LCA | Big Creek/Ventura | 2 | Monthly System Peak Day | CAISO | 1-in-10 | 2021 | 23 |  |  |  | 49.1679 | 1
| LCA | Big Creek/Ventura | 2 | Monthly System Peak Day | CAISO | 1-in-10 | 2021 | 24 |  |  |  | 48.6071 | 1
| LCA | Big Creek/Ventura | 3 | Average Weekday | CAISO | 1-in-10 | 2021 | 1 |  |  |  | 55.76 | 1
| LCA | Big Creek/Ventura | 3 | Average Weekday | CAISO | 1-in-10 | 2021 | 2 |  |  |  | 54.6302 | 1
| LCA | Big Creek/Ventura | 3 | Average Weekday | CAISO | 1-in-10 | 2021 | 3 |  |  |  | 53.6954 | 1
| LCA | Big Creek/Ventura | 3 | Average Weekday | CAISO | 1-in-10 | 2021 | 4 |  |  |  | 52.8489 | 1
| LCA | Big Creek/Ventura | 3 | Average Weekday | CAISO | 1-in-10 | 2021 | 5 |  |  |  | 51.8634 | 1
| LCA | Big Creek/Ventura | 3 | Average Weekday | CAISO | 1-in-10 | 2021 | 6 |  |  |  | 51.0123 | 1
| LCA | Big Creek/Ventura | 3 | Average Weekday | CAISO | 1-in-10 | 2021 | 7 |  |  |  | 50.3326 | 1
| LCA | Big Creek/Ventura | 3 | Average Weekday | CAISO | 1-in-10 | 2021 | 8 |  |  |  | 49.9971 | 1
| LCA | Big Creek/Ventura | 3 | Average Weekday | CAISO | 1-in-10 | 2021 | 9 |  |  |  | 51.0948 | 1
| LCA | Big Creek/Ventura | 3 | Average Weekday | CAISO | 1-in-10 | 2021 | 10 |  |  |  | 54.9948 | 1
| LCA | Big Creek/Ventura | 3 | Average Weekday | CAISO | 1-in-10 | 2021 | 11 |  |  |  | 59.737 | 1
| LCA | Big Creek/Ventura | 3 | Average Weekday | CAISO | 1-in-10 | 2021 | 12 |  |  |  | 63.8311 | 1
| LCA | Big Creek/Ventura | 3 | Average Weekday | CAISO | 1-in-10 | 2021 | 13 |  |  |  | 67.0932 | 1
| LCA | Big Creek/Ventura | 3 | Average Weekday | CAISO | 1-in-10 | 2021 | 14 |  |  |  | 69.3943 | 1
| LCA | Big Creek/Ventura | 3 | Average Weekday | CAISO | 1-in-10 | 2021 | 15 |  |  |  | 70.8584 | 1
| LCA | Big Creek/Ventura | 3 | Average Weekday | CAISO | 1-in-10 | 2021 | 16 |  |  |  | 71.6505 | 1
| LCA | Big Creek/Ventura | 3 | Average Weekday | CAISO | 1-in-10 | 2021 | 17 |  |  |  | 71.9429 | 1
| LCA | Big Creek/Ventura | 3 | Average Weekday | CAISO | 1-in-10 | 2021 | 18 |  |  |  | 71.2563 | 1
| LCA | Big Creek/Ventura | 3 | Average Weekday | CAISO | 1-in-10 | 2021 | 19 |  |  |  | 69.5572 | 1
| LCA | Big Creek/Ventura | 3 | Average Weekday | CAISO | 1-in-10 | 2021 | 20 |  |  |  | 66.8135 | 1
| LCA | Big Creek/Ventura | 3 | Average Weekday | CAISO | 1-in-10 | 2021 | 21 |  |  |  | 63.5231 | 1
| LCA | Big Creek/Ventura | 3 | Average Weekday | CAISO | 1-in-10 | 2021 | 22 |  |  |  | 61.2592 | 1
| LCA | Big Creek/Ventura | 3 | Average Weekday | CAISO | 1-in-10 | 2021 | 23 |  |  |  | 59.4613 | 1
| LCA | Big Creek/Ventura | 3 | Average Weekday | CAISO | 1-in-10 | 2021 | 24 |  |  |  | 58.0116 | 1
| LCA | Big Creek/Ventura | 3 | Monthly System Peak Day | CAISO | 1-in-10 | 2021 | 1 |  |  |  | 61.6436 | 1
| LCA | Big Creek/Ventura | 3 | Monthly System Peak Day | CAISO | 1-in-10 | 2021 | 2 |  |  |  | 59.7364 | 1
| LCA | Big Creek/Ventura | 3 | Monthly System Peak Day | CAISO | 1-in-10 | 2021 | 3 |  |  |  | 58.4079 | 1
| LCA | Big Creek/Ventura | 3 | Monthly System Peak Day | CAISO | 1-in-10 | 2021 | 4 |  |  |  | 57.565 | 1
| LCA | Big Creek/Ventura | 3 | Monthly System Peak Day | CAISO | 1-in-10 | 2021 | 5 |  |  |  | 57.0829 | 1
| LCA | Big Creek/Ventura | 3 | Monthly System Peak Day | CAISO | 1-in-10 | 2021 | 6 |  |  |  | 56.065 | 1
| LCA | Big Creek/Ventura | 3 | Monthly System Peak Day | CAISO | 1-in-10 | 2021 | 7 |  |  |  | 55.2536 | 1
| LCA | Big Creek/Ventura | 3 | Monthly System Peak Day | CAISO | 1-in-10 | 2021 | 8 |  |  |  | 54.7814 | 1
| LCA | Big Creek/Ventura | 3 | Monthly System Peak Day | CAISO | 1-in-10 | 2021 | 9 |  |  |  | 55.7129 | 1
| LCA | Big Creek/Ventura | 3 | Monthly System Peak Day | CAISO | 1-in-10 | 2021 | 10 |  |  |  | 60.6879 | 1
| LCA | Big Creek/Ventura | 3 | Monthly System Peak Day | CAISO | 1-in-10 | 2021 | 11 |  |  |  | 67.1879 | 1
| LCA | Big Creek/Ventura | 3 | Monthly System Peak Day | CAISO | 1-in-10 | 2021 | 12 |  |  |  | 73.9 | 1
| LCA | Big Creek/Ventura | 3 | Monthly System Peak Day | CAISO | 1-in-10 | 2021 | 13 |  |  |  | 79.72 | 1
| LCA | Big Creek/Ventura | 3 | Monthly System Peak Day | CAISO | 1-in-10 | 2021 | 14 |  |  |  | 82.0929 | 1
| LCA | Big Creek/Ventura | 3 | Monthly System Peak Day | CAISO | 1-in-10 | 2021 | 15 |  |  |  | 83.7714 | 1
| LCA | Big Creek/Ventura | 3 | Monthly System Peak Day | CAISO | 1-in-10 | 2021 | 16 |  |  |  | 85.2714 | 1
| LCA | Big Creek/Ventura | 3 | Monthly System Peak Day | CAISO | 1-in-10 | 2021 | 17 |  |  |  | 85.1714 | 1
| LCA | Big Creek/Ventura | 3 | Monthly System Peak Day | CAISO | 1-in-10 | 2021 | 18 |  |  |  | 85.25 | 1
| LCA | Big Creek/Ventura | 3 | Monthly System Peak Day | CAISO | 1-in-10 | 2021 | 19 |  |  |  | 84.4714 | 1
| LCA | Big Creek/Ventura | 3 | Monthly System Peak Day | CAISO | 1-in-10 | 2021 | 20 |  |  |  | 82.6071 | 1
| LCA | Big Creek/Ventura | 3 | Monthly System Peak Day | CAISO | 1-in-10 | 2021 | 21 |  |  |  | 77.33 | 1
| LCA | Big Creek/Ventura | 3 | Monthly System Peak Day | CAISO | 1-in-10 | 2021 | 22 |  |  |  | 71.775 | 1
| LCA | Big Creek/Ventura | 3 | Monthly System Peak Day | CAISO | 1-in-10 | 2021 | 23 |  |  |  | 67.95 | 1
| LCA | Big Creek/Ventura | 3 | Monthly System Peak Day | CAISO | 1-in-10 | 2021 | 24 |  |  |  | 65.3679 | 1
| LCA | Big Creek/Ventura | 4 | Average Weekday | CAISO | 1-in-10 | 2021 | 1 |  |  |  | 58.3482 | 1
| LCA | Big Creek/Ventura | 4 | Average Weekday | CAISO | 1-in-10 | 2021 | 2 |  |  |  | 57.2873 | 1
| LCA | Big Creek/Ventura | 4 | Average Weekday | CAISO | 1-in-10 | 2021 | 3 |  |  |  | 56.364 | 1
| LCA | Big Creek/Ventura | 4 | Average Weekday | CAISO | 1-in-10 | 2021 | 4 |  |  |  | 55.4985 | 1
| LCA | Big Creek/Ventura | 4 | Average Weekday | CAISO | 1-in-10 | 2021 | 5 |  |  |  | 54.483 | 1
| LCA | Big Creek/Ventura | 4 | Average Weekday | CAISO | 1-in-10 | 2021 | 6 |  |  |  | 53.6963 | 1
| LCA | Big Creek/Ventura | 4 | Average Weekday | CAISO | 1-in-10 | 2021 | 7 |  |  |  | 53.0497 | 1
| LCA | Big Creek/Ventura | 4 | Average Weekday | CAISO | 1-in-10 | 2021 | 8 |  |  |  | 52.7385 | 1
| LCA | Big Creek/Ventura | 4 | Average Weekday | CAISO | 1-in-10 | 2021 | 9 |  |  |  | 54.3959 | 1
| LCA | Big Creek/Ventura | 4 | Average Weekday | CAISO | 1-in-10 | 2021 | 10 |  |  |  | 58.3757 | 1
| LCA | Big Creek/Ventura | 4 | Average Weekday | CAISO | 1-in-10 | 2021 | 11 |  |  |  | 62.5234 | 1
| LCA | Big Creek/Ventura | 4 | Average Weekday | CAISO | 1-in-10 | 2021 | 12 |  |  |  | 66.0911 | 1
| LCA | Big Creek/Ventura | 4 | Average Weekday | CAISO | 1-in-10 | 2021 | 13 |  |  |  | 68.8485 | 1
| LCA | Big Creek/Ventura | 4 | Average Weekday | CAISO | 1-in-10 | 2021 | 14 |  |  |  | 70.7663 | 1
| LCA | Big Creek/Ventura | 4 | Average Weekday | CAISO | 1-in-10 | 2021 | 15 |  |  |  | 72.0711 | 1
| LCA | Big Creek/Ventura | 4 | Average Weekday | CAISO | 1-in-10 | 2021 | 16 |  |  |  | 72.7096 | 1
| LCA | Big Creek/Ventura | 4 | Average Weekday | CAISO | 1-in-10 | 2021 | 17 |  |  |  | 72.6504 | 1
| LCA | Big Creek/Ventura | 4 | Average Weekday | CAISO | 1-in-10 | 2021 | 18 |  |  |  | 71.757 | 1
| LCA | Big Creek/Ventura | 4 | Average Weekday | CAISO | 1-in-10 | 2021 | 19 |  |  |  | 70.1217 | 1
| LCA | Big Creek/Ventura | 4 | Average Weekday | CAISO | 1-in-10 | 2021 | 20 |  |  |  | 67.9586 | 1
| LCA | Big Creek/Ventura | 4 | Average Weekday | CAISO | 1-in-10 | 2021 | 21 |  |  |  | 65.246 | 1
| LCA | Big Creek/Ventura | 4 | Average Weekday | CAISO | 1-in-10 | 2021 | 22 |  |  |  | 62.8863 | 1
| LCA | Big Creek/Ventura | 4 | Average Weekday | CAISO | 1-in-10 | 2021 | 23 |  |  |  | 61.0799 | 1
| LCA | Big Creek/Ventura | 4 | Average Weekday | CAISO | 1-in-10 | 2021 | 24 |  |  |  | 59.6054 | 1
| LCA | Big Creek/Ventura | 4 | Monthly System Peak Day | CAISO | 1-in-10 | 2021 | 1 |  |  |  | 64.0893 | 1
| LCA | Big Creek/Ventura | 4 | Monthly System Peak Day | CAISO | 1-in-10 | 2021 | 2 |  |  |  | 62.165 | 1
| LCA | Big Creek/Ventura | 4 | Monthly System Peak Day | CAISO | 1-in-10 | 2021 | 3 |  |  |  | 60.4214 | 1
| LCA | Big Creek/Ventura | 4 | Monthly System Peak Day | CAISO | 1-in-10 | 2021 | 4 |  |  |  | 59.8814 | 1
| LCA | Big Creek/Ventura | 4 | Monthly System Peak Day | CAISO | 1-in-10 | 2021 | 5 |  |  |  | 59.8436 | 1
| LCA | Big Creek/Ventura | 4 | Monthly System Peak Day | CAISO | 1-in-10 | 2021 | 6 |  |  |  | 58.9564 | 1
| LCA | Big Creek/Ventura | 4 | Monthly System Peak Day | CAISO | 1-in-10 | 2021 | 7 |  |  |  | 59.7036 | 1
| LCA | Big Creek/Ventura | 4 | Monthly System Peak Day | CAISO | 1-in-10 | 2021 | 8 |  |  |  | 60.475 | 1
| LCA | Big Creek/Ventura | 4 | Monthly System Peak Day | CAISO | 1-in-10 | 2021 | 9 |  |  |  | 64.3743 | 1
| LCA | Big Creek/Ventura | 4 | Monthly System Peak Day | CAISO | 1-in-10 | 2021 | 10 |  |  |  | 68.8586 | 1
| LCA | Big Creek/Ventura | 4 | Monthly System Peak Day | CAISO | 1-in-10 | 2021 | 11 |  |  |  | 73.6929 | 1
| LCA | Big Creek/Ventura | 4 | Monthly System Peak Day | CAISO | 1-in-10 | 2021 | 12 |  |  |  | 78.29 | 1
| LCA | Big Creek/Ventura | 4 | Monthly System Peak Day | CAISO | 1-in-10 | 2021 | 13 |  |  |  | 81.9714 | 1
| LCA | Big Creek/Ventura | 4 | Monthly System Peak Day | CAISO | 1-in-10 | 2021 | 14 |  |  |  | 84.0071 | 1
| LCA | Big Creek/Ventura | 4 | Monthly System Peak Day | CAISO | 1-in-10 | 2021 | 15 |  |  |  | 85.5643 | 1
| LCA | Big Creek/Ventura | 4 | Monthly System Peak Day | CAISO | 1-in-10 | 2021 | 16 |  |  |  | 87.0857 | 1
| LCA | Big Creek/Ventura | 4 | Monthly System Peak Day | CAISO | 1-in-10 | 2021 | 17 |  |  |  | 87.9786 | 1
| LCA | Big Creek/Ventura | 4 | Monthly System Peak Day | CAISO | 1-in-10 | 2021 | 18 |  |  |  | 88.1929 | 1
| LCA | Big Creek/Ventura | 4 | Monthly System Peak Day | CAISO | 1-in-10 | 2021 | 19 |  |  |  | 87.2786 | 1
| LCA | Big Creek/Ventura | 4 | Monthly System Peak Day | CAISO | 1-in-10 | 2021 | 20 |  |  |  | 84.6071 | 1
| LCA | Big Creek/Ventura | 4 | Monthly System Peak Day | CAISO | 1-in-10 | 2021 | 21 |  |  |  | 80.6643 | 1
| LCA | Big Creek/Ventura | 4 | Monthly System Peak Day | CAISO | 1-in-10 | 2021 | 22 |  |  |  | 76.51 | 1
| LCA | Big Creek/Ventura | 4 | Monthly System Peak Day | CAISO | 1-in-10 | 2021 | 23 |  |  |  | 73.0807 | 1
| LCA | Big Creek/Ventura | 4 | Monthly System Peak Day | CAISO | 1-in-10 | 2021 | 24 |  |  |  | 69.31 | 1
| LCA | Big Creek/Ventura | 5 | Average Weekday | CAISO | 1-in-10 | 2021 | 1 |  |  |  | 62.5912 | 1
| LCA | Big Creek/Ventura | 5 | Average Weekday | CAISO | 1-in-10 | 2021 | 2 |  |  |  | 61.3025 | 1
| LCA | Big Creek/Ventura | 5 | Average Weekday | CAISO | 1-in-10 | 2021 | 3 |  |  |  | 60.0848 | 1
| LCA | Big Creek/Ventura | 5 | Average Weekday | CAISO | 1-in-10 | 2021 | 4 |  |  |  | 58.8481 | 1
| LCA | Big Creek/Ventura | 5 | Average Weekday | CAISO | 1-in-10 | 2021 | 5 |  |  |  | 58.0431 | 1
| LCA | Big Creek/Ventura | 5 | Average Weekday | CAISO | 1-in-10 | 2021 | 6 |  |  |  | 57.2156 | 1
| LCA | Big Creek/Ventura | 5 | Average Weekday | CAISO | 1-in-10 | 2021 | 7 |  |  |  | 56.479 | 1
| LCA | Big Creek/Ventura | 5 | Average Weekday | CAISO | 1-in-10 | 2021 | 8 |  |  |  | 56.8888 | 1
| LCA | Big Creek/Ventura | 5 | Average Weekday | CAISO | 1-in-10 | 2021 | 9 |  |  |  | 60.1908 | 1
| LCA | Big Creek/Ventura | 5 | Average Weekday | CAISO | 1-in-10 | 2021 | 10 |  |  |  | 64.6334 | 1
| LCA | Big Creek/Ventura | 5 | Average Weekday | CAISO | 1-in-10 | 2021 | 11 |  |  |  | 68.5848 | 1
| LCA | Big Creek/Ventura | 5 | Average Weekday | CAISO | 1-in-10 | 2021 | 12 |  |  |  | 71.6441 | 1
| LCA | Big Creek/Ventura | 5 | Average Weekday | CAISO | 1-in-10 | 2021 | 13 |  |  |  | 74.0241 | 1
| LCA | Big Creek/Ventura | 5 | Average Weekday | CAISO | 1-in-10 | 2021 | 14 |  |  |  | 75.6921 | 1
| LCA | Big Creek/Ventura | 5 | Average Weekday | CAISO | 1-in-10 | 2021 | 15 |  |  |  | 76.7916 | 1
| LCA | Big Creek/Ventura | 5 | Average Weekday | CAISO | 1-in-10 | 2021 | 16 |  |  |  | 77.2805 | 1
| LCA | Big Creek/Ventura | 5 | Average Weekday | CAISO | 1-in-10 | 2021 | 17 |  |  |  | 77.2165 | 1
| LCA | Big Creek/Ventura | 5 | Average Weekday | CAISO | 1-in-10 | 2021 | 18 |  |  |  | 76.5896 | 1
| LCA | Big Creek/Ventura | 5 | Average Weekday | CAISO | 1-in-10 | 2021 | 19 |  |  |  | 75.461 | 1
| LCA | Big Creek/Ventura | 5 | Average Weekday | CAISO | 1-in-10 | 2021 | 20 |  |  |  | 73.5426 | 1
| LCA | Big Creek/Ventura | 5 | Average Weekday | CAISO | 1-in-10 | 2021 | 21 |  |  |  | 70.8603 | 1
| LCA | Big Creek/Ventura | 5 | Average Weekday | CAISO | 1-in-10 | 2021 | 22 |  |  |  | 68.0311 | 1
| LCA | Big Creek/Ventura | 5 | Average Weekday | CAISO | 1-in-10 | 2021 | 23 |  |  |  | 66.0109 | 1
| LCA | Big Creek/Ventura | 5 | Average Weekday | CAISO | 1-in-10 | 2021 | 24 |  |  |  | 64.0741 | 1
| LCA | Big Creek/Ventura | 5 | Monthly System Peak Day | CAISO | 1-in-10 | 2021 | 1 |  |  |  | 73.7593 | 1
| LCA | Big Creek/Ventura | 5 | Monthly System Peak Day | CAISO | 1-in-10 | 2021 | 2 |  |  |  | 71.6129 | 1
| LCA | Big Creek/Ventura | 5 | Monthly System Peak Day | CAISO | 1-in-10 | 2021 | 3 |  |  |  | 69.8557 | 1
| LCA | Big Creek/Ventura | 5 | Monthly System Peak Day | CAISO | 1-in-10 | 2021 | 4 |  |  |  | 68.0679 | 1
| LCA | Big Creek/Ventura | 5 | Monthly System Peak Day | CAISO | 1-in-10 | 2021 | 5 |  |  |  | 65.8314 | 1
| LCA | Big Creek/Ventura | 5 | Monthly System Peak Day | CAISO | 1-in-10 | 2021 | 6 |  |  |  | 64.9371 | 1
| LCA | Big Creek/Ventura | 5 | Monthly System Peak Day | CAISO | 1-in-10 | 2021 | 7 |  |  |  | 64.2586 | 1
| LCA | Big Creek/Ventura | 5 | Monthly System Peak Day | CAISO | 1-in-10 | 2021 | 8 |  |  |  | 64.3064 | 1
| LCA | Big Creek/Ventura | 5 | Monthly System Peak Day | CAISO | 1-in-10 | 2021 | 9 |  |  |  | 68.5121 | 1
| LCA | Big Creek/Ventura | 5 | Monthly System Peak Day | CAISO | 1-in-10 | 2021 | 10 |  |  |  | 74.5079 | 1
| LCA | Big Creek/Ventura | 5 | Monthly System Peak Day | CAISO | 1-in-10 | 2021 | 11 |  |  |  | 80.8571 | 1
| LCA | Big Creek/Ventura | 5 | Monthly System Peak Day | CAISO | 1-in-10 | 2021 | 12 |  |  |  | 85.8971 | 1
| LCA | Big Creek/Ventura | 5 | Monthly System Peak Day | CAISO | 1-in-10 | 2021 | 13 |  |  |  | 89.2071 | 1
| LCA | Big Creek/Ventura | 5 | Monthly System Peak Day | CAISO | 1-in-10 | 2021 | 14 |  |  |  | 91.3857 | 1
| LCA | Big Creek/Ventura | 5 | Monthly System Peak Day | CAISO | 1-in-10 | 2021 | 15 |  |  |  | 92.3 | 1
| LCA | Big Creek/Ventura | 5 | Monthly System Peak Day | CAISO | 1-in-10 | 2021 | 16 |  |  |  | 92.5643 | 1
| LCA | Big Creek/Ventura | 5 | Monthly System Peak Day | CAISO | 1-in-10 | 2021 | 17 |  |  |  | 92.3714 | 1
| LCA | Big Creek/Ventura | 5 | Monthly System Peak Day | CAISO | 1-in-10 | 2021 | 18 |  |  |  | 91.9429 | 1
| LCA | Big Creek/Ventura | 5 | Monthly System Peak Day | CAISO | 1-in-10 | 2021 | 19 |  |  |  | 90.6 | 1
| LCA | Big Creek/Ventura | 5 | Monthly System Peak Day | CAISO | 1-in-10 | 2021 | 20 |  |  |  | 87.835 | 1
| LCA | Big Creek/Ventura | 5 | Monthly System Peak Day | CAISO | 1-in-10 | 2021 | 21 |  |  |  | 83.1979 | 1
| LCA | Big Creek/Ventura | 5 | Monthly System Peak Day | CAISO | 1-in-10 | 2021 | 22 |  |  |  | 79.3571 | 1
| LCA | Big Creek/Ventura | 5 | Monthly System Peak Day | CAISO | 1-in-10 | 2021 | 23 |  |  |  | 76.5479 | 1
| LCA | Big Creek/Ventura | 5 | Monthly System Peak Day | CAISO | 1-in-10 | 2021 | 24 |  |  |  | 73.7157 | 1
| LCA | Big Creek/Ventura | 6 | Average Weekday | CAISO | 1-in-10 | 2021 | 1 |  |  |  | 67.5979 | 1
| LCA | Big Creek/Ventura | 6 | Average Weekday | CAISO | 1-in-10 | 2021 | 2 |  |  |  | 66.7173 | 1
| LCA | Big Creek/Ventura | 6 | Average Weekday | CAISO | 1-in-10 | 2021 | 3 |  |  |  | 65.8067 | 1
| LCA | Big Creek/Ventura | 6 | Average Weekday | CAISO | 1-in-10 | 2021 | 4 |  |  |  | 64.7835 | 1
| LCA | Big Creek/Ventura | 6 | Average Weekday | CAISO | 1-in-10 | 2021 | 5 |  |  |  | 63.8893 | 1
| LCA | Big Creek/Ventura | 6 | Average Weekday | CAISO | 1-in-10 | 2021 | 6 |  |  |  | 63.1691 | 1
| LCA | Big Creek/Ventura | 6 | Average Weekday | CAISO | 1-in-10 | 2021 | 7 |  |  |  | 62.6661 | 1
| LCA | Big Creek/Ventura | 6 | Average Weekday | CAISO | 1-in-10 | 2021 | 8 |  |  |  | 63.2141 | 1
| LCA | Big Creek/Ventura | 6 | Average Weekday | CAISO | 1-in-10 | 2021 | 9 |  |  |  | 66.1776 | 1
| LCA | Big Creek/Ventura | 6 | Average Weekday | CAISO | 1-in-10 | 2021 | 10 |  |  |  | 70.0818 | 1
| LCA | Big Creek/Ventura | 6 | Average Weekday | CAISO | 1-in-10 | 2021 | 11 |  |  |  | 73.9836 | 1
| LCA | Big Creek/Ventura | 6 | Average Weekday | CAISO | 1-in-10 | 2021 | 12 |  |  |  | 77.4319 | 1
| LCA | Big Creek/Ventura | 6 | Average Weekday | CAISO | 1-in-10 | 2021 | 13 |  |  |  | 80.1443 | 1
| LCA | Big Creek/Ventura | 6 | Average Weekday | CAISO | 1-in-10 | 2021 | 14 |  |  |  | 82.1737 | 1
| LCA | Big Creek/Ventura | 6 | Average Weekday | CAISO | 1-in-10 | 2021 | 15 |  |  |  | 83.3627 | 1
| LCA | Big Creek/Ventura | 6 | Average Weekday | CAISO | 1-in-10 | 2021 | 16 |  |  |  | 83.8567 | 1
| LCA | Big Creek/Ventura | 6 | Average Weekday | CAISO | 1-in-10 | 2021 | 17 |  |  |  | 83.6788 | 1
| LCA | Big Creek/Ventura | 6 | Average Weekday | CAISO | 1-in-10 | 2021 | 18 |  |  |  | 82.6209 | 1
| LCA | Big Creek/Ventura | 6 | Average Weekday | CAISO | 1-in-10 | 2021 | 19 |  |  |  | 80.9659 | 1
| LCA | Big Creek/Ventura | 6 | Average Weekday | CAISO | 1-in-10 | 2021 | 20 |  |  |  | 78.9063 | 1
| LCA | Big Creek/Ventura | 6 | Average Weekday | CAISO | 1-in-10 | 2021 | 21 |  |  |  | 76.1141 | 1
| LCA | Big Creek/Ventura | 6 | Average Weekday | CAISO | 1-in-10 | 2021 | 22 |  |  |  | 72.8496 | 1
| LCA | Big Creek/Ventura | 6 | Average Weekday | CAISO | 1-in-10 | 2021 | 23 |  |  |  | 70.6066 | 1
| LCA | Big Creek/Ventura | 6 | Average Weekday | CAISO | 1-in-10 | 2021 | 24 |  |  |  | 68.955 | 1
| LCA | Big Creek/Ventura | 6 | Monthly System Peak Day | CAISO | 1-in-10 | 2021 | 1 |  |  |  | 74.6807 | 1
| LCA | Big Creek/Ventura | 6 | Monthly System Peak Day | CAISO | 1-in-10 | 2021 | 2 |  |  |  | 73.9664 | 1
| LCA | Big Creek/Ventura | 6 | Monthly System Peak Day | CAISO | 1-in-10 | 2021 | 3 |  |  |  | 72.8129 | 1
| LCA | Big Creek/Ventura | 6 | Monthly System Peak Day | CAISO | 1-in-10 | 2021 | 4 |  |  |  | 71.8886 | 1
| LCA | Big Creek/Ventura | 6 | Monthly System Peak Day | CAISO | 1-in-10 | 2021 | 5 |  |  |  | 70.4636 | 1
| LCA | Big Creek/Ventura | 6 | Monthly System Peak Day | CAISO | 1-in-10 | 2021 | 6 |  |  |  | 69.4257 | 1
| LCA | Big Creek/Ventura | 6 | Monthly System Peak Day | CAISO | 1-in-10 | 2021 | 7 |  |  |  | 69.0036 | 1
| LCA | Big Creek/Ventura | 6 | Monthly System Peak Day | CAISO | 1-in-10 | 2021 | 8 |  |  |  | 69.4093 | 1
| LCA | Big Creek/Ventura | 6 | Monthly System Peak Day | CAISO | 1-in-10 | 2021 | 9 |  |  |  | 73.6814 | 1
| LCA | Big Creek/Ventura | 6 | Monthly System Peak Day | CAISO | 1-in-10 | 2021 | 10 |  |  |  | 79.1464 | 1
| LCA | Big Creek/Ventura | 6 | Monthly System Peak Day | CAISO | 1-in-10 | 2021 | 11 |  |  |  | 84.1829 | 1
| LCA | Big Creek/Ventura | 6 | Monthly System Peak Day | CAISO | 1-in-10 | 2021 | 12 |  |  |  | 89.2807 | 1
| LCA | Big Creek/Ventura | 6 | Monthly System Peak Day | CAISO | 1-in-10 | 2021 | 13 |  |  |  | 92.9336 | 1
| LCA | Big Creek/Ventura | 6 | Monthly System Peak Day | CAISO | 1-in-10 | 2021 | 14 |  |  |  | 95.6929 | 1
| LCA | Big Creek/Ventura | 6 | Monthly System Peak Day | CAISO | 1-in-10 | 2021 | 15 |  |  |  | 96.9571 | 1
| LCA | Big Creek/Ventura | 6 | Monthly System Peak Day | CAISO | 1-in-10 | 2021 | 16 |  |  |  | 97.8571 | 1
| LCA | Big Creek/Ventura | 6 | Monthly System Peak Day | CAISO | 1-in-10 | 2021 | 17 |  |  |  | 97.3714 | 1
| LCA | Big Creek/Ventura | 6 | Monthly System Peak Day | CAISO | 1-in-10 | 2021 | 18 |  |  |  | 96.5143 | 1
| LCA | Big Creek/Ventura | 6 | Monthly System Peak Day | CAISO | 1-in-10 | 2021 | 19 |  |  |  | 94.2643 | 1
| LCA | Big Creek/Ventura | 6 | Monthly System Peak Day | CAISO | 1-in-10 | 2021 | 20 |  |  |  | 91.4107 | 1
| LCA | Big Creek/Ventura | 6 | Monthly System Peak Day | CAISO | 1-in-10 | 2021 | 21 |  |  |  | 88.3343 | 1
| LCA | Big Creek/Ventura | 6 | Monthly System Peak Day | CAISO | 1-in-10 | 2021 | 22 |  |  |  | 84.5707 | 1
| LCA | Big Creek/Ventura | 6 | Monthly System Peak Day | CAISO | 1-in-10 | 2021 | 23 |  |  |  | 81.8114 | 1
| LCA | Big Creek/Ventura | 6 | Monthly System Peak Day | CAISO | 1-in-10 | 2021 | 24 |  |  |  | 80.2729 | 1
| LCA | Big Creek/Ventura | 7 | Average Weekday | CAISO | 1-in-10 | 2021 | 1 |  |  |  | 73.7504 | 1
| LCA | Big Creek/Ventura | 7 | Average Weekday | CAISO | 1-in-10 | 2021 | 2 |  |  |  | 72.6444 | 1
| LCA | Big Creek/Ventura | 7 | Average Weekday | CAISO | 1-in-10 | 2021 | 3 |  |  |  | 71.7965 | 1
| LCA | Big Creek/Ventura | 7 | Average Weekday | CAISO | 1-in-10 | 2021 | 4 |  |  |  | 70.8986 | 1
| LCA | Big Creek/Ventura | 7 | Average Weekday | CAISO | 1-in-10 | 2021 | 5 |  |  |  | 70.1004 | 1
| LCA | Big Creek/Ventura | 7 | Average Weekday | CAISO | 1-in-10 | 2021 | 6 |  |  |  | 69.3371 | 1
| LCA | Big Creek/Ventura | 7 | Average Weekday | CAISO | 1-in-10 | 2021 | 7 |  |  |  | 68.9791 | 1
| LCA | Big Creek/Ventura | 7 | Average Weekday | CAISO | 1-in-10 | 2021 | 8 |  |  |  | 69.3313 | 1
| LCA | Big Creek/Ventura | 7 | Average Weekday | CAISO | 1-in-10 | 2021 | 9 |  |  |  | 72.2421 | 1
| LCA | Big Creek/Ventura | 7 | Average Weekday | CAISO | 1-in-10 | 2021 | 10 |  |  |  | 76.3167 | 1
| LCA | Big Creek/Ventura | 7 | Average Weekday | CAISO | 1-in-10 | 2021 | 11 |  |  |  | 80.6703 | 1
| LCA | Big Creek/Ventura | 7 | Average Weekday | CAISO | 1-in-10 | 2021 | 12 |  |  |  | 84.4912 | 1
| LCA | Big Creek/Ventura | 7 | Average Weekday | CAISO | 1-in-10 | 2021 | 13 |  |  |  | 87.3622 | 1
| LCA | Big Creek/Ventura | 7 | Average Weekday | CAISO | 1-in-10 | 2021 | 14 |  |  |  | 89.604 | 1
| LCA | Big Creek/Ventura | 7 | Average Weekday | CAISO | 1-in-10 | 2021 | 15 |  |  |  | 91.1072 | 1
| LCA | Big Creek/Ventura | 7 | Average Weekday | CAISO | 1-in-10 | 2021 | 16 |  |  |  | 91.7086 | 1
| LCA | Big Creek/Ventura | 7 | Average Weekday | CAISO | 1-in-10 | 2021 | 17 |  |  |  | 91.4436 | 1
| LCA | Big Creek/Ventura | 7 | Average Weekday | CAISO | 1-in-10 | 2021 | 18 |  |  |  | 90.5951 | 1
| LCA | Big Creek/Ventura | 7 | Average Weekday | CAISO | 1-in-10 | 2021 | 19 |  |  |  | 88.7186 | 1
| LCA | Big Creek/Ventura | 7 | Average Weekday | CAISO | 1-in-10 | 2021 | 20 |  |  |  | 85.9757 | 1
| LCA | Big Creek/Ventura | 7 | Average Weekday | CAISO | 1-in-10 | 2021 | 21 |  |  |  | 82.4525 | 1
| LCA | Big Creek/Ventura | 7 | Average Weekday | CAISO | 1-in-10 | 2021 | 22 |  |  |  | 78.9574 | 1
| LCA | Big Creek/Ventura | 7 | Average Weekday | CAISO | 1-in-10 | 2021 | 23 |  |  |  | 76.8646 | 1
| LCA | Big Creek/Ventura | 7 | Average Weekday | CAISO | 1-in-10 | 2021 | 24 |  |  |  | 75.4968 | 1
| LCA | Big Creek/Ventura | 7 | Monthly System Peak Day | CAISO | 1-in-10 | 2021 | 1 |  |  |  | 80.5621 | 1
| LCA | Big Creek/Ventura | 7 | Monthly System Peak Day | CAISO | 1-in-10 | 2021 | 2 |  |  |  | 80.3943 | 1
| LCA | Big Creek/Ventura | 7 | Monthly System Peak Day | CAISO | 1-in-10 | 2021 | 3 |  |  |  | 79.0186 | 1
| LCA | Big Creek/Ventura | 7 | Monthly System Peak Day | CAISO | 1-in-10 | 2021 | 4 |  |  |  | 75.5979 | 1
| LCA | Big Creek/Ventura | 7 | Monthly System Peak Day | CAISO | 1-in-10 | 2021 | 5 |  |  |  | 73.91 | 1
| LCA | Big Creek/Ventura | 7 | Monthly System Peak Day | CAISO | 1-in-10 | 2021 | 6 |  |  |  | 73.0279 | 1
| LCA | Big Creek/Ventura | 7 | Monthly System Peak Day | CAISO | 1-in-10 | 2021 | 7 |  |  |  | 72.825 | 1
| LCA | Big Creek/Ventura | 7 | Monthly System Peak Day | CAISO | 1-in-10 | 2021 | 8 |  |  |  | 72.9407 | 1
| LCA | Big Creek/Ventura | 7 | Monthly System Peak Day | CAISO | 1-in-10 | 2021 | 9 |  |  |  | 76.145 | 1
| LCA | Big Creek/Ventura | 7 | Monthly System Peak Day | CAISO | 1-in-10 | 2021 | 10 |  |  |  | 81.4593 | 1
| LCA | Big Creek/Ventura | 7 | Monthly System Peak Day | CAISO | 1-in-10 | 2021 | 11 |  |  |  | 86.7071 | 1
| LCA | Big Creek/Ventura | 7 | Monthly System Peak Day | CAISO | 1-in-10 | 2021 | 12 |  |  |  | 91.1643 | 1
| LCA | Big Creek/Ventura | 7 | Monthly System Peak Day | CAISO | 1-in-10 | 2021 | 13 |  |  |  | 93.6143 | 1
| LCA | Big Creek/Ventura | 7 | Monthly System Peak Day | CAISO | 1-in-10 | 2021 | 14 |  |  |  | 95.0357 | 1
| LCA | Big Creek/Ventura | 7 | Monthly System Peak Day | CAISO | 1-in-10 | 2021 | 15 |  |  |  | 96.6929 | 1
| LCA | Big Creek/Ventura | 7 | Monthly System Peak Day | CAISO | 1-in-10 | 2021 | 16 |  |  |  | 97.1357 | 1
| LCA | Big Creek/Ventura | 7 | Monthly System Peak Day | CAISO | 1-in-10 | 2021 | 17 |  |  |  | 96.5286 | 1
| LCA | Big Creek/Ventura | 7 | Monthly System Peak Day | CAISO | 1-in-10 | 2021 | 18 |  |  |  | 95.7 | 1
| LCA | Big Creek/Ventura | 7 | Monthly System Peak Day | CAISO | 1-in-10 | 2021 | 19 |  |  |  | 94.3071 | 1
| LCA | Big Creek/Ventura | 7 | Monthly System Peak Day | CAISO | 1-in-10 | 2021 | 20 |  |  |  | 91 | 1
| LCA | Big Creek/Ventura | 7 | Monthly System Peak Day | CAISO | 1-in-10 | 2021 | 21 |  |  |  | 87.2271 | 1
| LCA | Big Creek/Ventura | 7 | Monthly System Peak Day | CAISO | 1-in-10 | 2021 | 22 |  |  |  | 83.105 | 1
| LCA | Big Creek/Ventura | 7 | Monthly System Peak Day | CAISO | 1-in-10 | 2021 | 23 |  |  |  | 81.2114 | 1
| LCA | Big Creek/Ventura | 7 | Monthly System Peak Day | CAISO | 1-in-10 | 2021 | 24 |  |  |  | 79.2186 | 1
| LCA | Big Creek/Ventura | 8 | Average Weekday | CAISO | 1-in-10 | 2021 | 1 |  |  |  | 71.773 | 1
| LCA | Big Creek/Ventura | 8 | Average Weekday | CAISO | 1-in-10 | 2021 | 2 |  |  |  | 70.8122 | 1
| LCA | Big Creek/Ventura | 8 | Average Weekday | CAISO | 1-in-10 | 2021 | 3 |  |  |  | 70.0332 | 1
| LCA | Big Creek/Ventura | 8 | Average Weekday | CAISO | 1-in-10 | 2021 | 4 |  |  |  | 69.3359 | 1
| LCA | Big Creek/Ventura | 8 | Average Weekday | CAISO | 1-in-10 | 2021 | 5 |  |  |  | 68.5356 | 1
| LCA | Big Creek/Ventura | 8 | Average Weekday | CAISO | 1-in-10 | 2021 | 6 |  |  |  | 67.6954 | 1
| LCA | Big Creek/Ventura | 8 | Average Weekday | CAISO | 1-in-10 | 2021 | 7 |  |  |  | 67.0748 | 1
| LCA | Big Creek/Ventura | 8 | Average Weekday | CAISO | 1-in-10 | 2021 | 8 |  |  |  | 66.8998 | 1
| LCA | Big Creek/Ventura | 8 | Average Weekday | CAISO | 1-in-10 | 2021 | 9 |  |  |  | 69.0394 | 1
| LCA | Big Creek/Ventura | 8 | Average Weekday | CAISO | 1-in-10 | 2021 | 10 |  |  |  | 72.7622 | 1
| LCA | Big Creek/Ventura | 8 | Average Weekday | CAISO | 1-in-10 | 2021 | 11 |  |  |  | 76.7959 | 1
| LCA | Big Creek/Ventura | 8 | Average Weekday | CAISO | 1-in-10 | 2021 | 12 |  |  |  | 80.7141 | 1
| LCA | Big Creek/Ventura | 8 | Average Weekday | CAISO | 1-in-10 | 2021 | 13 |  |  |  | 83.8698 | 1
| LCA | Big Creek/Ventura | 8 | Average Weekday | CAISO | 1-in-10 | 2021 | 14 |  |  |  | 86.2495 | 1
| LCA | Big Creek/Ventura | 8 | Average Weekday | CAISO | 1-in-10 | 2021 | 15 |  |  |  | 87.7802 | 1
| LCA | Big Creek/Ventura | 8 | Average Weekday | CAISO | 1-in-10 | 2021 | 16 |  |  |  | 88.4706 | 1
| LCA | Big Creek/Ventura | 8 | Average Weekday | CAISO | 1-in-10 | 2021 | 17 |  |  |  | 88.218 | 1
| LCA | Big Creek/Ventura | 8 | Average Weekday | CAISO | 1-in-10 | 2021 | 18 |  |  |  | 87.3481 | 1
| LCA | Big Creek/Ventura | 8 | Average Weekday | CAISO | 1-in-10 | 2021 | 19 |  |  |  | 85.6245 | 1
| LCA | Big Creek/Ventura | 8 | Average Weekday | CAISO | 1-in-10 | 2021 | 20 |  |  |  | 82.9859 | 1
| LCA | Big Creek/Ventura | 8 | Average Weekday | CAISO | 1-in-10 | 2021 | 21 |  |  |  | 79.446 | 1
| LCA | Big Creek/Ventura | 8 | Average Weekday | CAISO | 1-in-10 | 2021 | 22 |  |  |  | 76.5588 | 1
| LCA | Big Creek/Ventura | 8 | Average Weekday | CAISO | 1-in-10 | 2021 | 23 |  |  |  | 74.6878 | 1
| LCA | Big Creek/Ventura | 8 | Average Weekday | CAISO | 1-in-10 | 2021 | 24 |  |  |  | 73.243 | 1
| LCA | Big Creek/Ventura | 8 | Monthly System Peak Day | CAISO | 1-in-10 | 2021 | 1 |  |  |  | 75.8614 | 1
| LCA | Big Creek/Ventura | 8 | Monthly System Peak Day | CAISO | 1-in-10 | 2021 | 2 |  |  |  | 75.0521 | 1
| LCA | Big Creek/Ventura | 8 | Monthly System Peak Day | CAISO | 1-in-10 | 2021 | 3 |  |  |  | 74.275 | 1
| LCA | Big Creek/Ventura | 8 | Monthly System Peak Day | CAISO | 1-in-10 | 2021 | 4 |  |  |  | 73.3857 | 1
| LCA | Big Creek/Ventura | 8 | Monthly System Peak Day | CAISO | 1-in-10 | 2021 | 5 |  |  |  | 72.4779 | 1
| LCA | Big Creek/Ventura | 8 | Monthly System Peak Day | CAISO | 1-in-10 | 2021 | 6 |  |  |  | 71.3657 | 1
| LCA | Big Creek/Ventura | 8 | Monthly System Peak Day | CAISO | 1-in-10 | 2021 | 7 |  |  |  | 71.1021 | 1
| LCA | Big Creek/Ventura | 8 | Monthly System Peak Day | CAISO | 1-in-10 | 2021 | 8 |  |  |  | 70.685 | 1
| LCA | Big Creek/Ventura | 8 | Monthly System Peak Day | CAISO | 1-in-10 | 2021 | 9 |  |  |  | 73.5929 | 1
| LCA | Big Creek/Ventura | 8 | Monthly System Peak Day | CAISO | 1-in-10 | 2021 | 10 |  |  |  | 77.95 | 1
| LCA | Big Creek/Ventura | 8 | Monthly System Peak Day | CAISO | 1-in-10 | 2021 | 11 |  |  |  | 83.1193 | 1
| LCA | Big Creek/Ventura | 8 | Monthly System Peak Day | CAISO | 1-in-10 | 2021 | 12 |  |  |  | 88.1879 | 1
| LCA | Big Creek/Ventura | 8 | Monthly System Peak Day | CAISO | 1-in-10 | 2021 | 13 |  |  |  | 92.3714 | 1
| LCA | Big Creek/Ventura | 8 | Monthly System Peak Day | CAISO | 1-in-10 | 2021 | 14 |  |  |  | 95.0214 | 1
| LCA | Big Creek/Ventura | 8 | Monthly System Peak Day | CAISO | 1-in-10 | 2021 | 15 |  |  |  | 96.2714 | 1
| LCA | Big Creek/Ventura | 8 | Monthly System Peak Day | CAISO | 1-in-10 | 2021 | 16 |  |  |  | 96.85 | 1
| LCA | Big Creek/Ventura | 8 | Monthly System Peak Day | CAISO | 1-in-10 | 2021 | 17 |  |  |  | 96.3143 | 1
| LCA | Big Creek/Ventura | 8 | Monthly System Peak Day | CAISO | 1-in-10 | 2021 | 18 |  |  |  | 95.3286 | 1
| LCA | Big Creek/Ventura | 8 | Monthly System Peak Day | CAISO | 1-in-10 | 2021 | 19 |  |  |  | 93.3214 | 1
| LCA | Big Creek/Ventura | 8 | Monthly System Peak Day | CAISO | 1-in-10 | 2021 | 20 |  |  |  | 89.9429 | 1
| LCA | Big Creek/Ventura | 8 | Monthly System Peak Day | CAISO | 1-in-10 | 2021 | 21 |  |  |  | 85.6986 | 1
| LCA | Big Creek/Ventura | 8 | Monthly System Peak Day | CAISO | 1-in-10 | 2021 | 22 |  |  |  | 82.6936 | 1
| LCA | Big Creek/Ventura | 8 | Monthly System Peak Day | CAISO | 1-in-10 | 2021 | 23 |  |  |  | 80.7414 | 1
| LCA | Big Creek/Ventura | 8 | Monthly System Peak Day | CAISO | 1-in-10 | 2021 | 24 |  |  |  | 79.3707 | 1
| LCA | Big Creek/Ventura | 8 | Typical Event Day | CAISO | 1-in-10 | 2021 | 1 |  |  |  | 77.2739 | 1
| LCA | Big Creek/Ventura | 8 | Typical Event Day | CAISO | 1-in-10 | 2021 | 2 |  |  |  | 76.5187 | 1
| LCA | Big Creek/Ventura | 8 | Typical Event Day | CAISO | 1-in-10 | 2021 | 3 |  |  |  | 75.457 | 1
| LCA | Big Creek/Ventura | 8 | Typical Event Day | CAISO | 1-in-10 | 2021 | 4 |  |  |  | 74.0543 | 1
| LCA | Big Creek/Ventura | 8 | Typical Event Day | CAISO | 1-in-10 | 2021 | 5 |  |  |  | 73.0975 | 1
| LCA | Big Creek/Ventura | 8 | Typical Event Day | CAISO | 1-in-10 | 2021 | 6 |  |  |  | 72.138 | 1
| LCA | Big Creek/Ventura | 8 | Typical Event Day | CAISO | 1-in-10 | 2021 | 7 |  |  |  | 71.9071 | 1
| LCA | Big Creek/Ventura | 8 | Typical Event Day | CAISO | 1-in-10 | 2021 | 8 |  |  |  | 72.008 | 1
| LCA | Big Creek/Ventura | 8 | Typical Event Day | CAISO | 1-in-10 | 2021 | 9 |  |  |  | 74.7386 | 1
| LCA | Big Creek/Ventura | 8 | Typical Event Day | CAISO | 1-in-10 | 2021 | 10 |  |  |  | 79.5193 | 1
| LCA | Big Creek/Ventura | 8 | Typical Event Day | CAISO | 1-in-10 | 2021 | 11 |  |  |  | 84.3773 | 1
| LCA | Big Creek/Ventura | 8 | Typical Event Day | CAISO | 1-in-10 | 2021 | 12 |  |  |  | 89.0189 | 1
| LCA | Big Creek/Ventura | 8 | Typical Event Day | CAISO | 1-in-10 | 2021 | 13 |  |  |  | 92.2941 | 1
| LCA | Big Creek/Ventura | 8 | Typical Event Day | CAISO | 1-in-10 | 2021 | 14 |  |  |  | 94.5786 | 1
| LCA | Big Creek/Ventura | 8 | Typical Event Day | CAISO | 1-in-10 | 2021 | 15 |  |  |  | 95.975 | 1
| LCA | Big Creek/Ventura | 8 | Typical Event Day | CAISO | 1-in-10 | 2021 | 16 |  |  |  | 96.8518 | 1
| LCA | Big Creek/Ventura | 8 | Typical Event Day | CAISO | 1-in-10 | 2021 | 17 |  |  |  | 96.6714 | 1
| LCA | Big Creek/Ventura | 8 | Typical Event Day | CAISO | 1-in-10 | 2021 | 18 |  |  |  | 95.7714 | 1
| LCA | Big Creek/Ventura | 8 | Typical Event Day | CAISO | 1-in-10 | 2021 | 19 |  |  |  | 93.7018 | 1
| LCA | Big Creek/Ventura | 8 | Typical Event Day | CAISO | 1-in-10 | 2021 | 20 |  |  |  | 90.7312 | 1
| LCA | Big Creek/Ventura | 8 | Typical Event Day | CAISO | 1-in-10 | 2021 | 21 |  |  |  | 87.3168 | 1
| LCA | Big Creek/Ventura | 8 | Typical Event Day | CAISO | 1-in-10 | 2021 | 22 |  |  |  | 83.9977 | 1
| LCA | Big Creek/Ventura | 8 | Typical Event Day | CAISO | 1-in-10 | 2021 | 23 |  |  |  | 81.8893 | 1
| LCA | Big Creek/Ventura | 8 | Typical Event Day | CAISO | 1-in-10 | 2021 | 24 |  |  |  | 80.237 | 1
| LCA | Big Creek/Ventura | 9 | Average Weekday | CAISO | 1-in-10 | 2021 | 1 |  |  |  | 70.2028 | 1
| LCA | Big Creek/Ventura | 9 | Average Weekday | CAISO | 1-in-10 | 2021 | 2 |  |  |  | 69.1836 | 1
| LCA | Big Creek/Ventura | 9 | Average Weekday | CAISO | 1-in-10 | 2021 | 3 |  |  |  | 68.2518 | 1
| LCA | Big Creek/Ventura | 9 | Average Weekday | CAISO | 1-in-10 | 2021 | 4 |  |  |  | 67.4618 | 1
| LCA | Big Creek/Ventura | 9 | Average Weekday | CAISO | 1-in-10 | 2021 | 5 |  |  |  | 66.5713 | 1
| LCA | Big Creek/Ventura | 9 | Average Weekday | CAISO | 1-in-10 | 2021 | 6 |  |  |  | 65.7951 | 1
| LCA | Big Creek/Ventura | 9 | Average Weekday | CAISO | 1-in-10 | 2021 | 7 |  |  |  | 65.2006 | 1
| LCA | Big Creek/Ventura | 9 | Average Weekday | CAISO | 1-in-10 | 2021 | 8 |  |  |  | 64.7186 | 1
| LCA | Big Creek/Ventura | 9 | Average Weekday | CAISO | 1-in-10 | 2021 | 9 |  |  |  | 65.7455 | 1
| LCA | Big Creek/Ventura | 9 | Average Weekday | CAISO | 1-in-10 | 2021 | 10 |  |  |  | 69.433 | 1
| LCA | Big Creek/Ventura | 9 | Average Weekday | CAISO | 1-in-10 | 2021 | 11 |  |  |  | 73.8913 | 1
| LCA | Big Creek/Ventura | 9 | Average Weekday | CAISO | 1-in-10 | 2021 | 12 |  |  |  | 78.089 | 1
| LCA | Big Creek/Ventura | 9 | Average Weekday | CAISO | 1-in-10 | 2021 | 13 |  |  |  | 81.4035 | 1
| LCA | Big Creek/Ventura | 9 | Average Weekday | CAISO | 1-in-10 | 2021 | 14 |  |  |  | 83.8146 | 1
| LCA | Big Creek/Ventura | 9 | Average Weekday | CAISO | 1-in-10 | 2021 | 15 |  |  |  | 85.4224 | 1
| LCA | Big Creek/Ventura | 9 | Average Weekday | CAISO | 1-in-10 | 2021 | 16 |  |  |  | 86.0571 | 1
| LCA | Big Creek/Ventura | 9 | Average Weekday | CAISO | 1-in-10 | 2021 | 17 |  |  |  | 85.7889 | 1
| LCA | Big Creek/Ventura | 9 | Average Weekday | CAISO | 1-in-10 | 2021 | 18 |  |  |  | 84.8251 | 1
| LCA | Big Creek/Ventura | 9 | Average Weekday | CAISO | 1-in-10 | 2021 | 19 |  |  |  | 82.9592 | 1
| LCA | Big Creek/Ventura | 9 | Average Weekday | CAISO | 1-in-10 | 2021 | 20 |  |  |  | 79.8824 | 1
| LCA | Big Creek/Ventura | 9 | Average Weekday | CAISO | 1-in-10 | 2021 | 21 |  |  |  | 76.5321 | 1
| LCA | Big Creek/Ventura | 9 | Average Weekday | CAISO | 1-in-10 | 2021 | 22 |  |  |  | 74.4318 | 1
| LCA | Big Creek/Ventura | 9 | Average Weekday | CAISO | 1-in-10 | 2021 | 23 |  |  |  | 72.679 | 1
| LCA | Big Creek/Ventura | 9 | Average Weekday | CAISO | 1-in-10 | 2021 | 24 |  |  |  | 71.1678 | 1
| LCA | Big Creek/Ventura | 9 | Monthly System Peak Day | CAISO | 1-in-10 | 2021 | 1 |  |  |  | 77.9914 | 1
| LCA | Big Creek/Ventura | 9 | Monthly System Peak Day | CAISO | 1-in-10 | 2021 | 2 |  |  |  | 76.6621 | 1
| LCA | Big Creek/Ventura | 9 | Monthly System Peak Day | CAISO | 1-in-10 | 2021 | 3 |  |  |  | 75.7214 | 1
| LCA | Big Creek/Ventura | 9 | Monthly System Peak Day | CAISO | 1-in-10 | 2021 | 4 |  |  |  | 75.345 | 1
| LCA | Big Creek/Ventura | 9 | Monthly System Peak Day | CAISO | 1-in-10 | 2021 | 5 |  |  |  | 75.5386 | 1
| LCA | Big Creek/Ventura | 9 | Monthly System Peak Day | CAISO | 1-in-10 | 2021 | 6 |  |  |  | 74.7329 | 1
| LCA | Big Creek/Ventura | 9 | Monthly System Peak Day | CAISO | 1-in-10 | 2021 | 7 |  |  |  | 74.6979 | 1
| LCA | Big Creek/Ventura | 9 | Monthly System Peak Day | CAISO | 1-in-10 | 2021 | 8 |  |  |  | 74.9971 | 1
| LCA | Big Creek/Ventura | 9 | Monthly System Peak Day | CAISO | 1-in-10 | 2021 | 9 |  |  |  | 75.535 | 1
| LCA | Big Creek/Ventura | 9 | Monthly System Peak Day | CAISO | 1-in-10 | 2021 | 10 |  |  |  | 79.5214 | 1
| LCA | Big Creek/Ventura | 9 | Monthly System Peak Day | CAISO | 1-in-10 | 2021 | 11 |  |  |  | 83.5 | 1
| LCA | Big Creek/Ventura | 9 | Monthly System Peak Day | CAISO | 1-in-10 | 2021 | 12 |  |  |  | 87.4429 | 1
| LCA | Big Creek/Ventura | 9 | Monthly System Peak Day | CAISO | 1-in-10 | 2021 | 13 |  |  |  | 90.2571 | 1
| LCA | Big Creek/Ventura | 9 | Monthly System Peak Day | CAISO | 1-in-10 | 2021 | 14 |  |  |  | 92.5643 | 1
| LCA | Big Creek/Ventura | 9 | Monthly System Peak Day | CAISO | 1-in-10 | 2021 | 15 |  |  |  | 93.9786 | 1
| LCA | Big Creek/Ventura | 9 | Monthly System Peak Day | CAISO | 1-in-10 | 2021 | 16 |  |  |  | 95.5643 | 1
| LCA | Big Creek/Ventura | 9 | Monthly System Peak Day | CAISO | 1-in-10 | 2021 | 17 |  |  |  | 96.4714 | 1
| LCA | Big Creek/Ventura | 9 | Monthly System Peak Day | CAISO | 1-in-10 | 2021 | 18 |  |  |  | 95.5429 | 1
| LCA | Big Creek/Ventura | 9 | Monthly System Peak Day | CAISO | 1-in-10 | 2021 | 19 |  |  |  | 92.9143 | 1
| LCA | Big Creek/Ventura | 9 | Monthly System Peak Day | CAISO | 1-in-10 | 2021 | 20 |  |  |  | 90.5714 | 1
| LCA | Big Creek/Ventura | 9 | Monthly System Peak Day | CAISO | 1-in-10 | 2021 | 21 |  |  |  | 88.0071 | 1
| LCA | Big Creek/Ventura | 9 | Monthly System Peak Day | CAISO | 1-in-10 | 2021 | 22 |  |  |  | 85.6214 | 1
| LCA | Big Creek/Ventura | 9 | Monthly System Peak Day | CAISO | 1-in-10 | 2021 | 23 |  |  |  | 83.7929 | 1
| LCA | Big Creek/Ventura | 9 | Monthly System Peak Day | CAISO | 1-in-10 | 2021 | 24 |  |  |  | 82.0857 | 1
| LCA | Big Creek/Ventura | 10 | Average Weekday | CAISO | 1-in-10 | 2021 | 1 |  |  |  | 64.6574 | 1
| LCA | Big Creek/Ventura | 10 | Average Weekday | CAISO | 1-in-10 | 2021 | 2 |  |  |  | 63.6685 | 1
| LCA | Big Creek/Ventura | 10 | Average Weekday | CAISO | 1-in-10 | 2021 | 3 |  |  |  | 62.8361 | 1
| LCA | Big Creek/Ventura | 10 | Average Weekday | CAISO | 1-in-10 | 2021 | 4 |  |  |  | 61.9542 | 1
| LCA | Big Creek/Ventura | 10 | Average Weekday | CAISO | 1-in-10 | 2021 | 5 |  |  |  | 61.1331 | 1
| LCA | Big Creek/Ventura | 10 | Average Weekday | CAISO | 1-in-10 | 2021 | 6 |  |  |  | 60.6957 | 1
| LCA | Big Creek/Ventura | 10 | Average Weekday | CAISO | 1-in-10 | 2021 | 7 |  |  |  | 60.0795 | 1
| LCA | Big Creek/Ventura | 10 | Average Weekday | CAISO | 1-in-10 | 2021 | 8 |  |  |  | 59.6208 | 1
| LCA | Big Creek/Ventura | 10 | Average Weekday | CAISO | 1-in-10 | 2021 | 9 |  |  |  | 60.0076 | 1
| LCA | Big Creek/Ventura | 10 | Average Weekday | CAISO | 1-in-10 | 2021 | 10 |  |  |  | 63.1345 | 1
| LCA | Big Creek/Ventura | 10 | Average Weekday | CAISO | 1-in-10 | 2021 | 11 |  |  |  | 67.9007 | 1
| LCA | Big Creek/Ventura | 10 | Average Weekday | CAISO | 1-in-10 | 2021 | 12 |  |  |  | 72.4013 | 1
| LCA | Big Creek/Ventura | 10 | Average Weekday | CAISO | 1-in-10 | 2021 | 13 |  |  |  | 75.8279 | 1
| LCA | Big Creek/Ventura | 10 | Average Weekday | CAISO | 1-in-10 | 2021 | 14 |  |  |  | 78.2119 | 1
| LCA | Big Creek/Ventura | 10 | Average Weekday | CAISO | 1-in-10 | 2021 | 15 |  |  |  | 79.6814 | 1
| LCA | Big Creek/Ventura | 10 | Average Weekday | CAISO | 1-in-10 | 2021 | 16 |  |  |  | 80.4072 | 1
| LCA | Big Creek/Ventura | 10 | Average Weekday | CAISO | 1-in-10 | 2021 | 17 |  |  |  | 80.5515 | 1
| LCA | Big Creek/Ventura | 10 | Average Weekday | CAISO | 1-in-10 | 2021 | 18 |  |  |  | 79.6518 | 1
| LCA | Big Creek/Ventura | 10 | Average Weekday | CAISO | 1-in-10 | 2021 | 19 |  |  |  | 77.5644 | 1
| LCA | Big Creek/Ventura | 10 | Average Weekday | CAISO | 1-in-10 | 2021 | 20 |  |  |  | 74.3088 | 1
| LCA | Big Creek/Ventura | 10 | Average Weekday | CAISO | 1-in-10 | 2021 | 21 |  |  |  | 71.652 | 1
| LCA | Big Creek/Ventura | 10 | Average Weekday | CAISO | 1-in-10 | 2021 | 22 |  |  |  | 69.4339 | 1
| LCA | Big Creek/Ventura | 10 | Average Weekday | CAISO | 1-in-10 | 2021 | 23 |  |  |  | 67.5514 | 1
| LCA | Big Creek/Ventura | 10 | Average Weekday | CAISO | 1-in-10 | 2021 | 24 |  |  |  | 65.7874 | 1
| LCA | Big Creek/Ventura | 10 | Monthly System Peak Day | CAISO | 1-in-10 | 2021 | 1 |  |  |  | 75.2321 | 1
| LCA | Big Creek/Ventura | 10 | Monthly System Peak Day | CAISO | 1-in-10 | 2021 | 2 |  |  |  | 74.2014 | 1
| LCA | Big Creek/Ventura | 10 | Monthly System Peak Day | CAISO | 1-in-10 | 2021 | 3 |  |  |  | 72.9943 | 1
| LCA | Big Creek/Ventura | 10 | Monthly System Peak Day | CAISO | 1-in-10 | 2021 | 4 |  |  |  | 71.7943 | 1
| LCA | Big Creek/Ventura | 10 | Monthly System Peak Day | CAISO | 1-in-10 | 2021 | 5 |  |  |  | 70.9321 | 1
| LCA | Big Creek/Ventura | 10 | Monthly System Peak Day | CAISO | 1-in-10 | 2021 | 6 |  |  |  | 71.2614 | 1
| LCA | Big Creek/Ventura | 10 | Monthly System Peak Day | CAISO | 1-in-10 | 2021 | 7 |  |  |  | 70.4243 | 1
| LCA | Big Creek/Ventura | 10 | Monthly System Peak Day | CAISO | 1-in-10 | 2021 | 8 |  |  |  | 69.4007 | 1
| LCA | Big Creek/Ventura | 10 | Monthly System Peak Day | CAISO | 1-in-10 | 2021 | 9 |  |  |  | 69.2471 | 1
| LCA | Big Creek/Ventura | 10 | Monthly System Peak Day | CAISO | 1-in-10 | 2021 | 10 |  |  |  | 72.7614 | 1
| LCA | Big Creek/Ventura | 10 | Monthly System Peak Day | CAISO | 1-in-10 | 2021 | 11 |  |  |  | 78.1214 | 1
| LCA | Big Creek/Ventura | 10 | Monthly System Peak Day | CAISO | 1-in-10 | 2021 | 12 |  |  |  | 82.6357 | 1
| LCA | Big Creek/Ventura | 10 | Monthly System Peak Day | CAISO | 1-in-10 | 2021 | 13 |  |  |  | 86.7857 | 1
| LCA | Big Creek/Ventura | 10 | Monthly System Peak Day | CAISO | 1-in-10 | 2021 | 14 |  |  |  | 89.45 | 1
| LCA | Big Creek/Ventura | 10 | Monthly System Peak Day | CAISO | 1-in-10 | 2021 | 15 |  |  |  | 90.7571 | 1
| LCA | Big Creek/Ventura | 10 | Monthly System Peak Day | CAISO | 1-in-10 | 2021 | 16 |  |  |  | 91.2857 | 1
| LCA | Big Creek/Ventura | 10 | Monthly System Peak Day | CAISO | 1-in-10 | 2021 | 17 |  |  |  | 90.4714 | 1
| LCA | Big Creek/Ventura | 10 | Monthly System Peak Day | CAISO | 1-in-10 | 2021 | 18 |  |  |  | 88.65 | 1
| LCA | Big Creek/Ventura | 10 | Monthly System Peak Day | CAISO | 1-in-10 | 2021 | 19 |  |  |  | 85.7786 | 1
| LCA | Big Creek/Ventura | 10 | Monthly System Peak Day | CAISO | 1-in-10 | 2021 | 20 |  |  |  | 81.85 | 1
| LCA | Big Creek/Ventura | 10 | Monthly System Peak Day | CAISO | 1-in-10 | 2021 | 21 |  |  |  | 78.975 | 1
| LCA | Big Creek/Ventura | 10 | Monthly System Peak Day | CAISO | 1-in-10 | 2021 | 22 |  |  |  | 77.0079 | 1
| LCA | Big Creek/Ventura | 10 | Monthly System Peak Day | CAISO | 1-in-10 | 2021 | 23 |  |  |  | 75.0014 | 1
| LCA | Big Creek/Ventura | 10 | Monthly System Peak Day | CAISO | 1-in-10 | 2021 | 24 |  |  |  | 73.4014 | 1
| LCA | Big Creek/Ventura | 11 | Average Weekday | CAISO | 1-in-10 | 2021 | 1 |  |  |  | 53.2581 | 1
| LCA | Big Creek/Ventura | 11 | Average Weekday | CAISO | 1-in-10 | 2021 | 2 |  |  |  | 52.2332 | 1
| LCA | Big Creek/Ventura | 11 | Average Weekday | CAISO | 1-in-10 | 2021 | 3 |  |  |  | 51.3054 | 1
| LCA | Big Creek/Ventura | 11 | Average Weekday | CAISO | 1-in-10 | 2021 | 4 |  |  |  | 50.3869 | 1
| LCA | Big Creek/Ventura | 11 | Average Weekday | CAISO | 1-in-10 | 2021 | 5 |  |  |  | 49.5653 | 1
| LCA | Big Creek/Ventura | 11 | Average Weekday | CAISO | 1-in-10 | 2021 | 6 |  |  |  | 48.9192 | 1
| LCA | Big Creek/Ventura | 11 | Average Weekday | CAISO | 1-in-10 | 2021 | 7 |  |  |  | 48.5108 | 1
| LCA | Big Creek/Ventura | 11 | Average Weekday | CAISO | 1-in-10 | 2021 | 8 |  |  |  | 48.19 | 1
| LCA | Big Creek/Ventura | 11 | Average Weekday | CAISO | 1-in-10 | 2021 | 9 |  |  |  | 49.6874 | 1
| LCA | Big Creek/Ventura | 11 | Average Weekday | CAISO | 1-in-10 | 2021 | 10 |  |  |  | 53.9557 | 1
| LCA | Big Creek/Ventura | 11 | Average Weekday | CAISO | 1-in-10 | 2021 | 11 |  |  |  | 58.7942 | 1
| LCA | Big Creek/Ventura | 11 | Average Weekday | CAISO | 1-in-10 | 2021 | 12 |  |  |  | 63.0026 | 1
| LCA | Big Creek/Ventura | 11 | Average Weekday | CAISO | 1-in-10 | 2021 | 13 |  |  |  | 65.857 | 1
| LCA | Big Creek/Ventura | 11 | Average Weekday | CAISO | 1-in-10 | 2021 | 14 |  |  |  | 67.6396 | 1
| LCA | Big Creek/Ventura | 11 | Average Weekday | CAISO | 1-in-10 | 2021 | 15 |  |  |  | 68.5811 | 1
| LCA | Big Creek/Ventura | 11 | Average Weekday | CAISO | 1-in-10 | 2021 | 16 |  |  |  | 68.8531 | 1
| LCA | Big Creek/Ventura | 11 | Average Weekday | CAISO | 1-in-10 | 2021 | 17 |  |  |  | 68.3015 | 1
| LCA | Big Creek/Ventura | 11 | Average Weekday | CAISO | 1-in-10 | 2021 | 18 |  |  |  | 66.4193 | 1
| LCA | Big Creek/Ventura | 11 | Average Weekday | CAISO | 1-in-10 | 2021 | 19 |  |  |  | 63.5043 | 1
| LCA | Big Creek/Ventura | 11 | Average Weekday | CAISO | 1-in-10 | 2021 | 20 |  |  |  | 60.7171 | 1
| LCA | Big Creek/Ventura | 11 | Average Weekday | CAISO | 1-in-10 | 2021 | 21 |  |  |  | 58.3538 | 1
| LCA | Big Creek/Ventura | 11 | Average Weekday | CAISO | 1-in-10 | 2021 | 22 |  |  |  | 56.4636 | 1
| LCA | Big Creek/Ventura | 11 | Average Weekday | CAISO | 1-in-10 | 2021 | 23 |  |  |  | 55.1132 | 1
| LCA | Big Creek/Ventura | 11 | Average Weekday | CAISO | 1-in-10 | 2021 | 24 |  |  |  | 54.0951 | 1
| LCA | Big Creek/Ventura | 11 | Monthly System Peak Day | CAISO | 1-in-10 | 2021 | 1 |  |  |  | 64.8557 | 1
| LCA | Big Creek/Ventura | 11 | Monthly System Peak Day | CAISO | 1-in-10 | 2021 | 2 |  |  |  | 63.4 | 1
| LCA | Big Creek/Ventura | 11 | Monthly System Peak Day | CAISO | 1-in-10 | 2021 | 3 |  |  |  | 62.575 | 1
| LCA | Big Creek/Ventura | 11 | Monthly System Peak Day | CAISO | 1-in-10 | 2021 | 4 |  |  |  | 60.9329 | 1
| LCA | Big Creek/Ventura | 11 | Monthly System Peak Day | CAISO | 1-in-10 | 2021 | 5 |  |  |  | 60.2993 | 1
| LCA | Big Creek/Ventura | 11 | Monthly System Peak Day | CAISO | 1-in-10 | 2021 | 6 |  |  |  | 58.755 | 1
| LCA | Big Creek/Ventura | 11 | Monthly System Peak Day | CAISO | 1-in-10 | 2021 | 7 |  |  |  | 58.1757 | 1
| LCA | Big Creek/Ventura | 11 | Monthly System Peak Day | CAISO | 1-in-10 | 2021 | 8 |  |  |  | 58.4971 | 1
| LCA | Big Creek/Ventura | 11 | Monthly System Peak Day | CAISO | 1-in-10 | 2021 | 9 |  |  |  | 59.5321 | 1
| LCA | Big Creek/Ventura | 11 | Monthly System Peak Day | CAISO | 1-in-10 | 2021 | 10 |  |  |  | 63.5629 | 1
| LCA | Big Creek/Ventura | 11 | Monthly System Peak Day | CAISO | 1-in-10 | 2021 | 11 |  |  |  | 70.165 | 1
| LCA | Big Creek/Ventura | 11 | Monthly System Peak Day | CAISO | 1-in-10 | 2021 | 12 |  |  |  | 76.7329 | 1
| LCA | Big Creek/Ventura | 11 | Monthly System Peak Day | CAISO | 1-in-10 | 2021 | 13 |  |  |  | 80.7714 | 1
| LCA | Big Creek/Ventura | 11 | Monthly System Peak Day | CAISO | 1-in-10 | 2021 | 14 |  |  |  | 83.5714 | 1
| LCA | Big Creek/Ventura | 11 | Monthly System Peak Day | CAISO | 1-in-10 | 2021 | 15 |  |  |  | 84.6071 | 1
| LCA | Big Creek/Ventura | 11 | Monthly System Peak Day | CAISO | 1-in-10 | 2021 | 16 |  |  |  | 85.3286 | 1
| LCA | Big Creek/Ventura | 11 | Monthly System Peak Day | CAISO | 1-in-10 | 2021 | 17 |  |  |  | 85.3643 | 1
| LCA | Big Creek/Ventura | 11 | Monthly System Peak Day | CAISO | 1-in-10 | 2021 | 18 |  |  |  | 84.1 | 1
| LCA | Big Creek/Ventura | 11 | Monthly System Peak Day | CAISO | 1-in-10 | 2021 | 19 |  |  |  | 80.6929 | 1
| LCA | Big Creek/Ventura | 11 | Monthly System Peak Day | CAISO | 1-in-10 | 2021 | 20 |  |  |  | 75.6357 | 1
| LCA | Big Creek/Ventura | 11 | Monthly System Peak Day | CAISO | 1-in-10 | 2021 | 21 |  |  |  | 70.7864 | 1
| LCA | Big Creek/Ventura | 11 | Monthly System Peak Day | CAISO | 1-in-10 | 2021 | 22 |  |  |  | 68.4421 | 1
| LCA | Big Creek/Ventura | 11 | Monthly System Peak Day | CAISO | 1-in-10 | 2021 | 23 |  |  |  | 66.3479 | 1
| LCA | Big Creek/Ventura | 11 | Monthly System Peak Day | CAISO | 1-in-10 | 2021 | 24 |  |  |  | 64.7529 | 1
| LCA | Big Creek/Ventura | 12 | Average Weekday | CAISO | 1-in-10 | 2021 | 1 |  |  |  | 49.213 | 1
| LCA | Big Creek/Ventura | 12 | Average Weekday | CAISO | 1-in-10 | 2021 | 2 |  |  |  | 48.3094 | 1
| LCA | Big Creek/Ventura | 12 | Average Weekday | CAISO | 1-in-10 | 2021 | 3 |  |  |  | 47.6023 | 1
| LCA | Big Creek/Ventura | 12 | Average Weekday | CAISO | 1-in-10 | 2021 | 4 |  |  |  | 47.0329 | 1
| LCA | Big Creek/Ventura | 12 | Average Weekday | CAISO | 1-in-10 | 2021 | 5 |  |  |  | 46.6208 | 1
| LCA | Big Creek/Ventura | 12 | Average Weekday | CAISO | 1-in-10 | 2021 | 6 |  |  |  | 46.0586 | 1
| LCA | Big Creek/Ventura | 12 | Average Weekday | CAISO | 1-in-10 | 2021 | 7 |  |  |  | 45.5353 | 1
| LCA | Big Creek/Ventura | 12 | Average Weekday | CAISO | 1-in-10 | 2021 | 8 |  |  |  | 45.3266 | 1
| LCA | Big Creek/Ventura | 12 | Average Weekday | CAISO | 1-in-10 | 2021 | 9 |  |  |  | 45.9254 | 1
| LCA | Big Creek/Ventura | 12 | Average Weekday | CAISO | 1-in-10 | 2021 | 10 |  |  |  | 48.8067 | 1
| LCA | Big Creek/Ventura | 12 | Average Weekday | CAISO | 1-in-10 | 2021 | 11 |  |  |  | 52.4494 | 1
| LCA | Big Creek/Ventura | 12 | Average Weekday | CAISO | 1-in-10 | 2021 | 12 |  |  |  | 55.69 | 1
| LCA | Big Creek/Ventura | 12 | Average Weekday | CAISO | 1-in-10 | 2021 | 13 |  |  |  | 58.1193 | 1
| LCA | Big Creek/Ventura | 12 | Average Weekday | CAISO | 1-in-10 | 2021 | 14 |  |  |  | 59.6231 | 1
| LCA | Big Creek/Ventura | 12 | Average Weekday | CAISO | 1-in-10 | 2021 | 15 |  |  |  | 60.432 | 1
| LCA | Big Creek/Ventura | 12 | Average Weekday | CAISO | 1-in-10 | 2021 | 16 |  |  |  | 60.7262 | 1
| LCA | Big Creek/Ventura | 12 | Average Weekday | CAISO | 1-in-10 | 2021 | 17 |  |  |  | 60.1832 | 1
| LCA | Big Creek/Ventura | 12 | Average Weekday | CAISO | 1-in-10 | 2021 | 18 |  |  |  | 58.5616 | 1
| LCA | Big Creek/Ventura | 12 | Average Weekday | CAISO | 1-in-10 | 2021 | 19 |  |  |  | 56.4683 | 1
| LCA | Big Creek/Ventura | 12 | Average Weekday | CAISO | 1-in-10 | 2021 | 20 |  |  |  | 54.639 | 1
| LCA | Big Creek/Ventura | 12 | Average Weekday | CAISO | 1-in-10 | 2021 | 21 |  |  |  | 53.0953 | 1
| LCA | Big Creek/Ventura | 12 | Average Weekday | CAISO | 1-in-10 | 2021 | 22 |  |  |  | 51.9125 | 1
| LCA | Big Creek/Ventura | 12 | Average Weekday | CAISO | 1-in-10 | 2021 | 23 |  |  |  | 50.7329 | 1
| LCA | Big Creek/Ventura | 12 | Average Weekday | CAISO | 1-in-10 | 2021 | 24 |  |  |  | 49.8726 | 1
| LCA | Big Creek/Ventura | 12 | Monthly System Peak Day | CAISO | 1-in-10 | 2021 | 1 |  |  |  | 40.7736 | 1
| LCA | Big Creek/Ventura | 12 | Monthly System Peak Day | CAISO | 1-in-10 | 2021 | 2 |  |  |  | 40.2071 | 1
| LCA | Big Creek/Ventura | 12 | Monthly System Peak Day | CAISO | 1-in-10 | 2021 | 3 |  |  |  | 38.9471 | 1
| LCA | Big Creek/Ventura | 12 | Monthly System Peak Day | CAISO | 1-in-10 | 2021 | 4 |  |  |  | 37.6914 | 1
| LCA | Big Creek/Ventura | 12 | Monthly System Peak Day | CAISO | 1-in-10 | 2021 | 5 |  |  |  | 37.0429 | 1
| LCA | Big Creek/Ventura | 12 | Monthly System Peak Day | CAISO | 1-in-10 | 2021 | 6 |  |  |  | 35.6071 | 1
| LCA | Big Creek/Ventura | 12 | Monthly System Peak Day | CAISO | 1-in-10 | 2021 | 7 |  |  |  | 34.0793 | 1
| LCA | Big Creek/Ventura | 12 | Monthly System Peak Day | CAISO | 1-in-10 | 2021 | 8 |  |  |  | 33.665 | 1
| LCA | Big Creek/Ventura | 12 | Monthly System Peak Day | CAISO | 1-in-10 | 2021 | 9 |  |  |  | 35.5443 | 1
| LCA | Big Creek/Ventura | 12 | Monthly System Peak Day | CAISO | 1-in-10 | 2021 | 10 |  |  |  | 39.2764 | 1
| LCA | Big Creek/Ventura | 12 | Monthly System Peak Day | CAISO | 1-in-10 | 2021 | 11 |  |  |  | 42.9014 | 1
| LCA | Big Creek/Ventura | 12 | Monthly System Peak Day | CAISO | 1-in-10 | 2021 | 12 |  |  |  | 46.0714 | 1
| LCA | Big Creek/Ventura | 12 | Monthly System Peak Day | CAISO | 1-in-10 | 2021 | 13 |  |  |  | 47.7536 | 1
| LCA | Big Creek/Ventura | 12 | Monthly System Peak Day | CAISO | 1-in-10 | 2021 | 14 |  |  |  | 49.1129 | 1
| LCA | Big Creek/Ventura | 12 | Monthly System Peak Day | CAISO | 1-in-10 | 2021 | 15 |  |  |  | 50.4914 | 1
| LCA | Big Creek/Ventura | 12 | Monthly System Peak Day | CAISO | 1-in-10 | 2021 | 16 |  |  |  | 51.1093 | 1
| LCA | Big Creek/Ventura | 12 | Monthly System Peak Day | CAISO | 1-in-10 | 2021 | 17 |  |  |  | 50.6336 | 1
| LCA | Big Creek/Ventura | 12 | Monthly System Peak Day | CAISO | 1-in-10 | 2021 | 18 |  |  |  | 49.1286 | 1
| LCA | Big Creek/Ventura | 12 | Monthly System Peak Day | CAISO | 1-in-10 | 2021 | 19 |  |  |  | 46.04 | 1
| LCA | Big Creek/Ventura | 12 | Monthly System Peak Day | CAISO | 1-in-10 | 2021 | 20 |  |  |  | 43.6421 | 1
| LCA | Big Creek/Ventura | 12 | Monthly System Peak Day | CAISO | 1-in-10 | 2021 | 21 |  |  |  | 41.805 | 1
| LCA | Big Creek/Ventura | 12 | Monthly System Peak Day | CAISO | 1-in-10 | 2021 | 22 |  |  |  | 40.2143 | 1
| LCA | Big Creek/Ventura | 12 | Monthly System Peak Day | CAISO | 1-in-10 | 2021 | 23 |  |  |  | 39.0786 | 1
| LCA | Big Creek/Ventura | 12 | Monthly System Peak Day | CAISO | 1-in-10 | 2021 | 24 |  |  |  | 38.1714 | 1
| LCA | Big Creek/Ventura | 1 | Average Weekday | CAISO | 1-in-10 | 2022 | 1 |  |  |  | 46.9726 | 1
| LCA | Big Creek/Ventura | 1 | Average Weekday | CAISO | 1-in-10 | 2022 | 2 |  |  |  | 46.3899 | 1
| LCA | Big Creek/Ventura | 1 | Average Weekday | CAISO | 1-in-10 | 2022 | 3 |  |  |  | 45.8098 | 1
| LCA | Big Creek/Ventura | 1 | Average Weekday | CAISO | 1-in-10 | 2022 | 4 |  |  |  | 45.1295 | 1
| LCA | Big Creek/Ventura | 1 | Average Weekday | CAISO | 1-in-10 | 2022 | 5 |  |  |  | 44.5356 | 1
| LCA | Big Creek/Ventura | 1 | Average Weekday | CAISO | 1-in-10 | 2022 | 6 |  |  |  | 44.1452 | 1
| LCA | Big Creek/Ventura | 1 | Average Weekday | CAISO | 1-in-10 | 2022 | 7 |  |  |  | 43.7767 | 1
| LCA | Big Creek/Ventura | 1 | Average Weekday | CAISO | 1-in-10 | 2022 | 8 |  |  |  | 43.4369 | 1
| LCA | Big Creek/Ventura | 1 | Average Weekday | CAISO | 1-in-10 | 2022 | 9 |  |  |  | 43.825 | 1
| LCA | Big Creek/Ventura | 1 | Average Weekday | CAISO | 1-in-10 | 2022 | 10 |  |  |  | 46.4388 | 1
| LCA | Big Creek/Ventura | 1 | Average Weekday | CAISO | 1-in-10 | 2022 | 11 |  |  |  | 50.0898 | 1
| LCA | Big Creek/Ventura | 1 | Average Weekday | CAISO | 1-in-10 | 2022 | 12 |  |  |  | 53.082 | 1
| LCA | Big Creek/Ventura | 1 | Average Weekday | CAISO | 1-in-10 | 2022 | 13 |  |  |  | 55.1166 | 1
| LCA | Big Creek/Ventura | 1 | Average Weekday | CAISO | 1-in-10 | 2022 | 14 |  |  |  | 56.5521 | 1
| LCA | Big Creek/Ventura | 1 | Average Weekday | CAISO | 1-in-10 | 2022 | 15 |  |  |  | 57.5392 | 1
| LCA | Big Creek/Ventura | 1 | Average Weekday | CAISO | 1-in-10 | 2022 | 16 |  |  |  | 57.9567 | 1
| LCA | Big Creek/Ventura | 1 | Average Weekday | CAISO | 1-in-10 | 2022 | 17 |  |  |  | 57.6834 | 1
| LCA | Big Creek/Ventura | 1 | Average Weekday | CAISO | 1-in-10 | 2022 | 18 |  |  |  | 56.3685 | 1
| LCA | Big Creek/Ventura | 1 | Average Weekday | CAISO | 1-in-10 | 2022 | 19 |  |  |  | 54.0957 | 1
| LCA | Big Creek/Ventura | 1 | Average Weekday | CAISO | 1-in-10 | 2022 | 20 |  |  |  | 52.0419 | 1
| LCA | Big Creek/Ventura | 1 | Average Weekday | CAISO | 1-in-10 | 2022 | 21 |  |  |  | 50.5806 | 1
| LCA | Big Creek/Ventura | 1 | Average Weekday | CAISO | 1-in-10 | 2022 | 22 |  |  |  | 49.3198 | 1
| LCA | Big Creek/Ventura | 1 | Average Weekday | CAISO | 1-in-10 | 2022 | 23 |  |  |  | 48.2823 | 1
| LCA | Big Creek/Ventura | 1 | Average Weekday | CAISO | 1-in-10 | 2022 | 24 |  |  |  | 47.6345 | 1
| LCA | Big Creek/Ventura | 1 | Monthly System Peak Day | CAISO | 1-in-10 | 2022 | 1 |  |  |  | 42.9814 | 1
| LCA | Big Creek/Ventura | 1 | Monthly System Peak Day | CAISO | 1-in-10 | 2022 | 2 |  |  |  | 41.9271 | 1
| LCA | Big Creek/Ventura | 1 | Monthly System Peak Day | CAISO | 1-in-10 | 2022 | 3 |  |  |  | 41.1229 | 1
| LCA | Big Creek/Ventura | 1 | Monthly System Peak Day | CAISO | 1-in-10 | 2022 | 4 |  |  |  | 40.1829 | 1
| LCA | Big Creek/Ventura | 1 | Monthly System Peak Day | CAISO | 1-in-10 | 2022 | 5 |  |  |  | 39.4 | 1
| LCA | Big Creek/Ventura | 1 | Monthly System Peak Day | CAISO | 1-in-10 | 2022 | 6 |  |  |  | 38.7186 | 1
| LCA | Big Creek/Ventura | 1 | Monthly System Peak Day | CAISO | 1-in-10 | 2022 | 7 |  |  |  | 38.7 | 1
| LCA | Big Creek/Ventura | 1 | Monthly System Peak Day | CAISO | 1-in-10 | 2022 | 8 |  |  |  | 38.26 | 1
| LCA | Big Creek/Ventura | 1 | Monthly System Peak Day | CAISO | 1-in-10 | 2022 | 9 |  |  |  | 37.9814 | 1
| LCA | Big Creek/Ventura | 1 | Monthly System Peak Day | CAISO | 1-in-10 | 2022 | 10 |  |  |  | 39.6057 | 1
| LCA | Big Creek/Ventura | 1 | Monthly System Peak Day | CAISO | 1-in-10 | 2022 | 11 |  |  |  | 40.7343 | 1
| LCA | Big Creek/Ventura | 1 | Monthly System Peak Day | CAISO | 1-in-10 | 2022 | 12 |  |  |  | 42.1614 | 1
| LCA | Big Creek/Ventura | 1 | Monthly System Peak Day | CAISO | 1-in-10 | 2022 | 13 |  |  |  | 44.2464 | 1
| LCA | Big Creek/Ventura | 1 | Monthly System Peak Day | CAISO | 1-in-10 | 2022 | 14 |  |  |  | 45.7571 | 1
| LCA | Big Creek/Ventura | 1 | Monthly System Peak Day | CAISO | 1-in-10 | 2022 | 15 |  |  |  | 46.6686 | 1
| LCA | Big Creek/Ventura | 1 | Monthly System Peak Day | CAISO | 1-in-10 | 2022 | 16 |  |  |  | 47.2671 | 1
| LCA | Big Creek/Ventura | 1 | Monthly System Peak Day | CAISO | 1-in-10 | 2022 | 17 |  |  |  | 46.9836 | 1
| LCA | Big Creek/Ventura | 1 | Monthly System Peak Day | CAISO | 1-in-10 | 2022 | 18 |  |  |  | 46.0157 | 1
| LCA | Big Creek/Ventura | 1 | Monthly System Peak Day | CAISO | 1-in-10 | 2022 | 19 |  |  |  | 44.1421 | 1
| LCA | Big Creek/Ventura | 1 | Monthly System Peak Day | CAISO | 1-in-10 | 2022 | 20 |  |  |  | 42.4371 | 1
| LCA | Big Creek/Ventura | 1 | Monthly System Peak Day | CAISO | 1-in-10 | 2022 | 21 |  |  |  | 41.4129 | 1
| LCA | Big Creek/Ventura | 1 | Monthly System Peak Day | CAISO | 1-in-10 | 2022 | 22 |  |  |  | 40.7507 | 1
| LCA | Big Creek/Ventura | 1 | Monthly System Peak Day | CAISO | 1-in-10 | 2022 | 23 |  |  |  | 39.7821 | 1
| LCA | Big Creek/Ventura | 1 | Monthly System Peak Day | CAISO | 1-in-10 | 2022 | 24 |  |  |  | 39.175 | 1
| LCA | Big Creek/Ventura | 2 | Average Weekday | CAISO | 1-in-10 | 2022 | 1 |  |  |  | 45.707 | 1
| LCA | Big Creek/Ventura | 2 | Average Weekday | CAISO | 1-in-10 | 2022 | 2 |  |  |  | 44.7326 | 1
| LCA | Big Creek/Ventura | 2 | Average Weekday | CAISO | 1-in-10 | 2022 | 3 |  |  |  | 43.8035 | 1
| LCA | Big Creek/Ventura | 2 | Average Weekday | CAISO | 1-in-10 | 2022 | 4 |  |  |  | 42.9706 | 1
| LCA | Big Creek/Ventura | 2 | Average Weekday | CAISO | 1-in-10 | 2022 | 5 |  |  |  | 42.419 | 1
| LCA | Big Creek/Ventura | 2 | Average Weekday | CAISO | 1-in-10 | 2022 | 6 |  |  |  | 41.8458 | 1
| LCA | Big Creek/Ventura | 2 | Average Weekday | CAISO | 1-in-10 | 2022 | 7 |  |  |  | 41.4224 | 1
| LCA | Big Creek/Ventura | 2 | Average Weekday | CAISO | 1-in-10 | 2022 | 8 |  |  |  | 41.013 | 1
| LCA | Big Creek/Ventura | 2 | Average Weekday | CAISO | 1-in-10 | 2022 | 9 |  |  |  | 42.4194 | 1
| LCA | Big Creek/Ventura | 2 | Average Weekday | CAISO | 1-in-10 | 2022 | 10 |  |  |  | 46.5558 | 1
| LCA | Big Creek/Ventura | 2 | Average Weekday | CAISO | 1-in-10 | 2022 | 11 |  |  |  | 50.9389 | 1
| LCA | Big Creek/Ventura | 2 | Average Weekday | CAISO | 1-in-10 | 2022 | 12 |  |  |  | 54.6573 | 1
| LCA | Big Creek/Ventura | 2 | Average Weekday | CAISO | 1-in-10 | 2022 | 13 |  |  |  | 57.3028 | 1
| LCA | Big Creek/Ventura | 2 | Average Weekday | CAISO | 1-in-10 | 2022 | 14 |  |  |  | 58.8465 | 1
| LCA | Big Creek/Ventura | 2 | Average Weekday | CAISO | 1-in-10 | 2022 | 15 |  |  |  | 59.7065 | 1
| LCA | Big Creek/Ventura | 2 | Average Weekday | CAISO | 1-in-10 | 2022 | 16 |  |  |  | 60.0267 | 1
| LCA | Big Creek/Ventura | 2 | Average Weekday | CAISO | 1-in-10 | 2022 | 17 |  |  |  | 59.6988 | 1
| LCA | Big Creek/Ventura | 2 | Average Weekday | CAISO | 1-in-10 | 2022 | 18 |  |  |  | 58.4652 | 1
| LCA | Big Creek/Ventura | 2 | Average Weekday | CAISO | 1-in-10 | 2022 | 19 |  |  |  | 56.0586 | 1
| LCA | Big Creek/Ventura | 2 | Average Weekday | CAISO | 1-in-10 | 2022 | 20 |  |  |  | 53.3348 | 1
| LCA | Big Creek/Ventura | 2 | Average Weekday | CAISO | 1-in-10 | 2022 | 21 |  |  |  | 51.1011 | 1
| LCA | Big Creek/Ventura | 2 | Average Weekday | CAISO | 1-in-10 | 2022 | 22 |  |  |  | 49.4697 | 1
| LCA | Big Creek/Ventura | 2 | Average Weekday | CAISO | 1-in-10 | 2022 | 23 |  |  |  | 48.3302 | 1
| LCA | Big Creek/Ventura | 2 | Average Weekday | CAISO | 1-in-10 | 2022 | 24 |  |  |  | 47.3612 | 1
| LCA | Big Creek/Ventura | 2 | Monthly System Peak Day | CAISO | 1-in-10 | 2022 | 1 |  |  |  | 48.465 | 1
| LCA | Big Creek/Ventura | 2 | Monthly System Peak Day | CAISO | 1-in-10 | 2022 | 2 |  |  |  | 47.7136 | 1
| LCA | Big Creek/Ventura | 2 | Monthly System Peak Day | CAISO | 1-in-10 | 2022 | 3 |  |  |  | 47.5193 | 1
| LCA | Big Creek/Ventura | 2 | Monthly System Peak Day | CAISO | 1-in-10 | 2022 | 4 |  |  |  | 47.6686 | 1
| LCA | Big Creek/Ventura | 2 | Monthly System Peak Day | CAISO | 1-in-10 | 2022 | 5 |  |  |  | 47.5536 | 1
| LCA | Big Creek/Ventura | 2 | Monthly System Peak Day | CAISO | 1-in-10 | 2022 | 6 |  |  |  | 47.6229 | 1
| LCA | Big Creek/Ventura | 2 | Monthly System Peak Day | CAISO | 1-in-10 | 2022 | 7 |  |  |  | 47.74 | 1
| LCA | Big Creek/Ventura | 2 | Monthly System Peak Day | CAISO | 1-in-10 | 2022 | 8 |  |  |  | 47.3214 | 1
| LCA | Big Creek/Ventura | 2 | Monthly System Peak Day | CAISO | 1-in-10 | 2022 | 9 |  |  |  | 47.0379 | 1
| LCA | Big Creek/Ventura | 2 | Monthly System Peak Day | CAISO | 1-in-10 | 2022 | 10 |  |  |  | 47.7886 | 1
| LCA | Big Creek/Ventura | 2 | Monthly System Peak Day | CAISO | 1-in-10 | 2022 | 11 |  |  |  | 49.3229 | 1
| LCA | Big Creek/Ventura | 2 | Monthly System Peak Day | CAISO | 1-in-10 | 2022 | 12 |  |  |  | 50.3379 | 1
| LCA | Big Creek/Ventura | 2 | Monthly System Peak Day | CAISO | 1-in-10 | 2022 | 13 |  |  |  | 51.4179 | 1
| LCA | Big Creek/Ventura | 2 | Monthly System Peak Day | CAISO | 1-in-10 | 2022 | 14 |  |  |  | 51.9221 | 1
| LCA | Big Creek/Ventura | 2 | Monthly System Peak Day | CAISO | 1-in-10 | 2022 | 15 |  |  |  | 52.2614 | 1
| LCA | Big Creek/Ventura | 2 | Monthly System Peak Day | CAISO | 1-in-10 | 2022 | 16 |  |  |  | 52.7943 | 1
| LCA | Big Creek/Ventura | 2 | Monthly System Peak Day | CAISO | 1-in-10 | 2022 | 17 |  |  |  | 53.0479 | 1
| LCA | Big Creek/Ventura | 2 | Monthly System Peak Day | CAISO | 1-in-10 | 2022 | 18 |  |  |  | 52.5714 | 1
| LCA | Big Creek/Ventura | 2 | Monthly System Peak Day | CAISO | 1-in-10 | 2022 | 19 |  |  |  | 51.6114 | 1
| LCA | Big Creek/Ventura | 2 | Monthly System Peak Day | CAISO | 1-in-10 | 2022 | 20 |  |  |  | 50.7571 | 1
| LCA | Big Creek/Ventura | 2 | Monthly System Peak Day | CAISO | 1-in-10 | 2022 | 21 |  |  |  | 50.2686 | 1
| LCA | Big Creek/Ventura | 2 | Monthly System Peak Day | CAISO | 1-in-10 | 2022 | 22 |  |  |  | 49.6393 | 1
| LCA | Big Creek/Ventura | 2 | Monthly System Peak Day | CAISO | 1-in-10 | 2022 | 23 |  |  |  | 49.1679 | 1
| LCA | Big Creek/Ventura | 2 | Monthly System Peak Day | CAISO | 1-in-10 | 2022 | 24 |  |  |  | 48.6071 | 1
| LCA | Big Creek/Ventura | 3 | Average Weekday | CAISO | 1-in-10 | 2022 | 1 |  |  |  | 55.76 | 1
| LCA | Big Creek/Ventura | 3 | Average Weekday | CAISO | 1-in-10 | 2022 | 2 |  |  |  | 54.6302 | 1
| LCA | Big Creek/Ventura | 3 | Average Weekday | CAISO | 1-in-10 | 2022 | 3 |  |  |  | 53.6954 | 1
| LCA | Big Creek/Ventura | 3 | Average Weekday | CAISO | 1-in-10 | 2022 | 4 |  |  |  | 52.8489 | 1
| LCA | Big Creek/Ventura | 3 | Average Weekday | CAISO | 1-in-10 | 2022 | 5 |  |  |  | 51.8634 | 1
| LCA | Big Creek/Ventura | 3 | Average Weekday | CAISO | 1-in-10 | 2022 | 6 |  |  |  | 51.0123 | 1
| LCA | Big Creek/Ventura | 3 | Average Weekday | CAISO | 1-in-10 | 2022 | 7 |  |  |  | 50.3326 | 1
| LCA | Big Creek/Ventura | 3 | Average Weekday | CAISO | 1-in-10 | 2022 | 8 |  |  |  | 49.9971 | 1
| LCA | Big Creek/Ventura | 3 | Average Weekday | CAISO | 1-in-10 | 2022 | 9 |  |  |  | 51.0948 | 1
| LCA | Big Creek/Ventura | 3 | Average Weekday | CAISO | 1-in-10 | 2022 | 10 |  |  |  | 54.9948 | 1
| LCA | Big Creek/Ventura | 3 | Average Weekday | CAISO | 1-in-10 | 2022 | 11 |  |  |  | 59.737 | 1
| LCA | Big Creek/Ventura | 3 | Average Weekday | CAISO | 1-in-10 | 2022 | 12 |  |  |  | 63.8311 | 1
| LCA | Big Creek/Ventura | 3 | Average Weekday | CAISO | 1-in-10 | 2022 | 13 |  |  |  | 67.0932 | 1
| LCA | Big Creek/Ventura | 3 | Average Weekday | CAISO | 1-in-10 | 2022 | 14 |  |  |  | 69.3943 | 1
| LCA | Big Creek/Ventura | 3 | Average Weekday | CAISO | 1-in-10 | 2022 | 15 |  |  |  | 70.8584 | 1
| LCA | Big Creek/Ventura | 3 | Average Weekday | CAISO | 1-in-10 | 2022 | 16 |  |  |  | 71.6505 | 1
| LCA | Big Creek/Ventura | 3 | Average Weekday | CAISO | 1-in-10 | 2022 | 17 |  |  |  | 71.9429 | 1
| LCA | Big Creek/Ventura | 3 | Average Weekday | CAISO | 1-in-10 | 2022 | 18 |  |  |  | 71.2563 | 1
| LCA | Big Creek/Ventura | 3 | Average Weekday | CAISO | 1-in-10 | 2022 | 19 |  |  |  | 69.5572 | 1
| LCA | Big Creek/Ventura | 3 | Average Weekday | CAISO | 1-in-10 | 2022 | 20 |  |  |  | 66.8135 | 1
| LCA | Big Creek/Ventura | 3 | Average Weekday | CAISO | 1-in-10 | 2022 | 21 |  |  |  | 63.5231 | 1
| LCA | Big Creek/Ventura | 3 | Average Weekday | CAISO | 1-in-10 | 2022 | 22 |  |  |  | 61.2592 | 1
| LCA | Big Creek/Ventura | 3 | Average Weekday | CAISO | 1-in-10 | 2022 | 23 |  |  |  | 59.4613 | 1
| LCA | Big Creek/Ventura | 3 | Average Weekday | CAISO | 1-in-10 | 2022 | 24 |  |  |  | 58.0116 | 1
| LCA | Big Creek/Ventura | 3 | Monthly System Peak Day | CAISO | 1-in-10 | 2022 | 1 |  |  |  | 61.6436 | 1
| LCA | Big Creek/Ventura | 3 | Monthly System Peak Day | CAISO | 1-in-10 | 2022 | 2 |  |  |  | 59.7364 | 1
| LCA | Big Creek/Ventura | 3 | Monthly System Peak Day | CAISO | 1-in-10 | 2022 | 3 |  |  |  | 58.4079 | 1
| LCA | Big Creek/Ventura | 3 | Monthly System Peak Day | CAISO | 1-in-10 | 2022 | 4 |  |  |  | 57.565 | 1
| LCA | Big Creek/Ventura | 3 | Monthly System Peak Day | CAISO | 1-in-10 | 2022 | 5 |  |  |  | 57.0829 | 1
| LCA | Big Creek/Ventura | 3 | Monthly System Peak Day | CAISO | 1-in-10 | 2022 | 6 |  |  |  | 56.065 | 1
| LCA | Big Creek/Ventura | 3 | Monthly System Peak Day | CAISO | 1-in-10 | 2022 | 7 |  |  |  | 55.2536 | 1
| LCA | Big Creek/Ventura | 3 | Monthly System Peak Day | CAISO | 1-in-10 | 2022 | 8 |  |  |  | 54.7814 | 1
| LCA | Big Creek/Ventura | 3 | Monthly System Peak Day | CAISO | 1-in-10 | 2022 | 9 |  |  |  | 55.7129 | 1
| LCA | Big Creek/Ventura | 3 | Monthly System Peak Day | CAISO | 1-in-10 | 2022 | 10 |  |  |  | 60.6879 | 1
| LCA | Big Creek/Ventura | 3 | Monthly System Peak Day | CAISO | 1-in-10 | 2022 | 11 |  |  |  | 67.1879 | 1
| LCA | Big Creek/Ventura | 3 | Monthly System Peak Day | CAISO | 1-in-10 | 2022 | 12 |  |  |  | 73.9 | 1
| LCA | Big Creek/Ventura | 3 | Monthly System Peak Day | CAISO | 1-in-10 | 2022 | 13 |  |  |  | 79.72 | 1
| LCA | Big Creek/Ventura | 3 | Monthly System Peak Day | CAISO | 1-in-10 | 2022 | 14 |  |  |  | 82.0929 | 1
| LCA | Big Creek/Ventura | 3 | Monthly System Peak Day | CAISO | 1-in-10 | 2022 | 15 |  |  |  | 83.7714 | 1
| LCA | Big Creek/Ventura | 3 | Monthly System Peak Day | CAISO | 1-in-10 | 2022 | 16 |  |  |  | 85.2714 | 1
| LCA | Big Creek/Ventura | 3 | Monthly System Peak Day | CAISO | 1-in-10 | 2022 | 17 |  |  |  | 85.1714 | 1
| LCA | Big Creek/Ventura | 3 | Monthly System Peak Day | CAISO | 1-in-10 | 2022 | 18 |  |  |  | 85.25 | 1
| LCA | Big Creek/Ventura | 3 | Monthly System Peak Day | CAISO | 1-in-10 | 2022 | 19 |  |  |  | 84.4714 | 1
| LCA | Big Creek/Ventura | 3 | Monthly System Peak Day | CAISO | 1-in-10 | 2022 | 20 |  |  |  | 82.6071 | 1
| LCA | Big Creek/Ventura | 3 | Monthly System Peak Day | CAISO | 1-in-10 | 2022 | 21 |  |  |  | 77.33 | 1
| LCA | Big Creek/Ventura | 3 | Monthly System Peak Day | CAISO | 1-in-10 | 2022 | 22 |  |  |  | 71.775 | 1
| LCA | Big Creek/Ventura | 3 | Monthly System Peak Day | CAISO | 1-in-10 | 2022 | 23 |  |  |  | 67.95 | 1
| LCA | Big Creek/Ventura | 3 | Monthly System Peak Day | CAISO | 1-in-10 | 2022 | 24 |  |  |  | 65.3679 | 1
| LCA | Big Creek/Ventura | 4 | Average Weekday | CAISO | 1-in-10 | 2022 | 1 |  |  |  | 58.3482 | 1
| LCA | Big Creek/Ventura | 4 | Average Weekday | CAISO | 1-in-10 | 2022 | 2 |  |  |  | 57.2873 | 1
| LCA | Big Creek/Ventura | 4 | Average Weekday | CAISO | 1-in-10 | 2022 | 3 |  |  |  | 56.364 | 1
| LCA | Big Creek/Ventura | 4 | Average Weekday | CAISO | 1-in-10 | 2022 | 4 |  |  |  | 55.4985 | 1
| LCA | Big Creek/Ventura | 4 | Average Weekday | CAISO | 1-in-10 | 2022 | 5 |  |  |  | 54.483 | 1
| LCA | Big Creek/Ventura | 4 | Average Weekday | CAISO | 1-in-10 | 2022 | 6 |  |  |  | 53.6963 | 1
| LCA | Big Creek/Ventura | 4 | Average Weekday | CAISO | 1-in-10 | 2022 | 7 |  |  |  | 53.0497 | 1
| LCA | Big Creek/Ventura | 4 | Average Weekday | CAISO | 1-in-10 | 2022 | 8 |  |  |  | 52.7385 | 1
| LCA | Big Creek/Ventura | 4 | Average Weekday | CAISO | 1-in-10 | 2022 | 9 |  |  |  | 54.3959 | 1
| LCA | Big Creek/Ventura | 4 | Average Weekday | CAISO | 1-in-10 | 2022 | 10 |  |  |  | 58.3757 | 1
| LCA | Big Creek/Ventura | 4 | Average Weekday | CAISO | 1-in-10 | 2022 | 11 |  |  |  | 62.5234 | 1
| LCA | Big Creek/Ventura | 4 | Average Weekday | CAISO | 1-in-10 | 2022 | 12 |  |  |  | 66.0911 | 1
| LCA | Big Creek/Ventura | 4 | Average Weekday | CAISO | 1-in-10 | 2022 | 13 |  |  |  | 68.8485 | 1
| LCA | Big Creek/Ventura | 4 | Average Weekday | CAISO | 1-in-10 | 2022 | 14 |  |  |  | 70.7663 | 1
| LCA | Big Creek/Ventura | 4 | Average Weekday | CAISO | 1-in-10 | 2022 | 15 |  |  |  | 72.0711 | 1
| LCA | Big Creek/Ventura | 4 | Average Weekday | CAISO | 1-in-10 | 2022 | 16 |  |  |  | 72.7096 | 1
| LCA | Big Creek/Ventura | 4 | Average Weekday | CAISO | 1-in-10 | 2022 | 17 |  |  |  | 72.6504 | 1
| LCA | Big Creek/Ventura | 4 | Average Weekday | CAISO | 1-in-10 | 2022 | 18 |  |  |  | 71.757 | 1
| LCA | Big Creek/Ventura | 4 | Average Weekday | CAISO | 1-in-10 | 2022 | 19 |  |  |  | 70.1217 | 1
| LCA | Big Creek/Ventura | 4 | Average Weekday | CAISO | 1-in-10 | 2022 | 20 |  |  |  | 67.9586 | 1
| LCA | Big Creek/Ventura | 4 | Average Weekday | CAISO | 1-in-10 | 2022 | 21 |  |  |  | 65.246 | 1
| LCA | Big Creek/Ventura | 4 | Average Weekday | CAISO | 1-in-10 | 2022 | 22 |  |  |  | 62.8863 | 1
| LCA | Big Creek/Ventura | 4 | Average Weekday | CAISO | 1-in-10 | 2022 | 23 |  |  |  | 61.0799 | 1
| LCA | Big Creek/Ventura | 4 | Average Weekday | CAISO | 1-in-10 | 2022 | 24 |  |  |  | 59.6054 | 1
| LCA | Big Creek/Ventura | 4 | Monthly System Peak Day | CAISO | 1-in-10 | 2022 | 1 |  |  |  | 64.0893 | 1
| LCA | Big Creek/Ventura | 4 | Monthly System Peak Day | CAISO | 1-in-10 | 2022 | 2 |  |  |  | 62.165 | 1
| LCA | Big Creek/Ventura | 4 | Monthly System Peak Day | CAISO | 1-in-10 | 2022 | 3 |  |  |  | 60.4214 | 1
| LCA | Big Creek/Ventura | 4 | Monthly System Peak Day | CAISO | 1-in-10 | 2022 | 4 |  |  |  | 59.8814 | 1
| LCA | Big Creek/Ventura | 4 | Monthly System Peak Day | CAISO | 1-in-10 | 2022 | 5 |  |  |  | 59.8436 | 1
| LCA | Big Creek/Ventura | 4 | Monthly System Peak Day | CAISO | 1-in-10 | 2022 | 6 |  |  |  | 58.9564 | 1
| LCA | Big Creek/Ventura | 4 | Monthly System Peak Day | CAISO | 1-in-10 | 2022 | 7 |  |  |  | 59.7036 | 1
| LCA | Big Creek/Ventura | 4 | Monthly System Peak Day | CAISO | 1-in-10 | 2022 | 8 |  |  |  | 60.475 | 1
| LCA | Big Creek/Ventura | 4 | Monthly System Peak Day | CAISO | 1-in-10 | 2022 | 9 |  |  |  | 64.3743 | 1
| LCA | Big Creek/Ventura | 4 | Monthly System Peak Day | CAISO | 1-in-10 | 2022 | 10 |  |  |  | 68.8586 | 1
| LCA | Big Creek/Ventura | 4 | Monthly System Peak Day | CAISO | 1-in-10 | 2022 | 11 |  |  |  | 73.6929 | 1
| LCA | Big Creek/Ventura | 4 | Monthly System Peak Day | CAISO | 1-in-10 | 2022 | 12 |  |  |  | 78.29 | 1
| LCA | Big Creek/Ventura | 4 | Monthly System Peak Day | CAISO | 1-in-10 | 2022 | 13 |  |  |  | 81.9714 | 1
| LCA | Big Creek/Ventura | 4 | Monthly System Peak Day | CAISO | 1-in-10 | 2022 | 14 |  |  |  | 84.0071 | 1
| LCA | Big Creek/Ventura | 4 | Monthly System Peak Day | CAISO | 1-in-10 | 2022 | 15 |  |  |  | 85.5643 | 1
| LCA | Big Creek/Ventura | 4 | Monthly System Peak Day | CAISO | 1-in-10 | 2022 | 16 |  |  |  | 87.0857 | 1
| LCA | Big Creek/Ventura | 4 | Monthly System Peak Day | CAISO | 1-in-10 | 2022 | 17 |  |  |  | 87.9786 | 1
| LCA | Big Creek/Ventura | 4 | Monthly System Peak Day | CAISO | 1-in-10 | 2022 | 18 |  |  |  | 88.1929 | 1
| LCA | Big Creek/Ventura | 4 | Monthly System Peak Day | CAISO | 1-in-10 | 2022 | 19 |  |  |  | 87.2786 | 1
| LCA | Big Creek/Ventura | 4 | Monthly System Peak Day | CAISO | 1-in-10 | 2022 | 20 |  |  |  | 84.6071 | 1
| LCA | Big Creek/Ventura | 4 | Monthly System Peak Day | CAISO | 1-in-10 | 2022 | 21 |  |  |  | 80.6643 | 1
| LCA | Big Creek/Ventura | 4 | Monthly System Peak Day | CAISO | 1-in-10 | 2022 | 22 |  |  |  | 76.51 | 1
| LCA | Big Creek/Ventura | 4 | Monthly System Peak Day | CAISO | 1-in-10 | 2022 | 23 |  |  |  | 73.0807 | 1
| LCA | Big Creek/Ventura | 4 | Monthly System Peak Day | CAISO | 1-in-10 | 2022 | 24 |  |  |  | 69.31 | 1
| LCA | Big Creek/Ventura | 5 | Average Weekday | CAISO | 1-in-10 | 2022 | 1 |  |  |  | 62.5912 | 1
| LCA | Big Creek/Ventura | 5 | Average Weekday | CAISO | 1-in-10 | 2022 | 2 |  |  |  | 61.3025 | 1
| LCA | Big Creek/Ventura | 5 | Average Weekday | CAISO | 1-in-10 | 2022 | 3 |  |  |  | 60.0848 | 1
| LCA | Big Creek/Ventura | 5 | Average Weekday | CAISO | 1-in-10 | 2022 | 4 |  |  |  | 58.8481 | 1
| LCA | Big Creek/Ventura | 5 | Average Weekday | CAISO | 1-in-10 | 2022 | 5 |  |  |  | 58.0431 | 1
| LCA | Big Creek/Ventura | 5 | Average Weekday | CAISO | 1-in-10 | 2022 | 6 |  |  |  | 57.2156 | 1
| LCA | Big Creek/Ventura | 5 | Average Weekday | CAISO | 1-in-10 | 2022 | 7 |  |  |  | 56.479 | 1
| LCA | Big Creek/Ventura | 5 | Average Weekday | CAISO | 1-in-10 | 2022 | 8 |  |  |  | 56.8888 | 1
| LCA | Big Creek/Ventura | 5 | Average Weekday | CAISO | 1-in-10 | 2022 | 9 |  |  |  | 60.1908 | 1
| LCA | Big Creek/Ventura | 5 | Average Weekday | CAISO | 1-in-10 | 2022 | 10 |  |  |  | 64.6334 | 1
| LCA | Big Creek/Ventura | 5 | Average Weekday | CAISO | 1-in-10 | 2022 | 11 |  |  |  | 68.5848 | 1
| LCA | Big Creek/Ventura | 5 | Average Weekday | CAISO | 1-in-10 | 2022 | 12 |  |  |  | 71.6441 | 1
| LCA | Big Creek/Ventura | 5 | Average Weekday | CAISO | 1-in-10 | 2022 | 13 |  |  |  | 74.0241 | 1
| LCA | Big Creek/Ventura | 5 | Average Weekday | CAISO | 1-in-10 | 2022 | 14 |  |  |  | 75.6921 | 1
| LCA | Big Creek/Ventura | 5 | Average Weekday | CAISO | 1-in-10 | 2022 | 15 |  |  |  | 76.7916 | 1
| LCA | Big Creek/Ventura | 5 | Average Weekday | CAISO | 1-in-10 | 2022 | 16 |  |  |  | 77.2805 | 1
| LCA | Big Creek/Ventura | 5 | Average Weekday | CAISO | 1-in-10 | 2022 | 17 |  |  |  | 77.2165 | 1
| LCA | Big Creek/Ventura | 5 | Average Weekday | CAISO | 1-in-10 | 2022 | 18 |  |  |  | 76.5896 | 1
| LCA | Big Creek/Ventura | 5 | Average Weekday | CAISO | 1-in-10 | 2022 | 19 |  |  |  | 75.461 | 1
| LCA | Big Creek/Ventura | 5 | Average Weekday | CAISO | 1-in-10 | 2022 | 20 |  |  |  | 73.5426 | 1
| LCA | Big Creek/Ventura | 5 | Average Weekday | CAISO | 1-in-10 | 2022 | 21 |  |  |  | 70.8603 | 1
| LCA | Big Creek/Ventura | 5 | Average Weekday | CAISO | 1-in-10 | 2022 | 22 |  |  |  | 68.0311 | 1
| LCA | Big Creek/Ventura | 5 | Average Weekday | CAISO | 1-in-10 | 2022 | 23 |  |  |  | 66.0109 | 1
| LCA | Big Creek/Ventura | 5 | Average Weekday | CAISO | 1-in-10 | 2022 | 24 |  |  |  | 64.0741 | 1
| LCA | Big Creek/Ventura | 5 | Monthly System Peak Day | CAISO | 1-in-10 | 2022 | 1 |  |  |  | 73.7593 | 1
| LCA | Big Creek/Ventura | 5 | Monthly System Peak Day | CAISO | 1-in-10 | 2022 | 2 |  |  |  | 71.6129 | 1
| LCA | Big Creek/Ventura | 5 | Monthly System Peak Day | CAISO | 1-in-10 | 2022 | 3 |  |  |  | 69.8557 | 1
| LCA | Big Creek/Ventura | 5 | Monthly System Peak Day | CAISO | 1-in-10 | 2022 | 4 |  |  |  | 68.0679 | 1
| LCA | Big Creek/Ventura | 5 | Monthly System Peak Day | CAISO | 1-in-10 | 2022 | 5 |  |  |  | 65.8314 | 1
| LCA | Big Creek/Ventura | 5 | Monthly System Peak Day | CAISO | 1-in-10 | 2022 | 6 |  |  |  | 64.9371 | 1
| LCA | Big Creek/Ventura | 5 | Monthly System Peak Day | CAISO | 1-in-10 | 2022 | 7 |  |  |  | 64.2586 | 1
| LCA | Big Creek/Ventura | 5 | Monthly System Peak Day | CAISO | 1-in-10 | 2022 | 8 |  |  |  | 64.3064 | 1
| LCA | Big Creek/Ventura | 5 | Monthly System Peak Day | CAISO | 1-in-10 | 2022 | 9 |  |  |  | 68.5121 | 1
| LCA | Big Creek/Ventura | 5 | Monthly System Peak Day | CAISO | 1-in-10 | 2022 | 10 |  |  |  | 74.5079 | 1
| LCA | Big Creek/Ventura | 5 | Monthly System Peak Day | CAISO | 1-in-10 | 2022 | 11 |  |  |  | 80.8571 | 1
| LCA | Big Creek/Ventura | 5 | Monthly System Peak Day | CAISO | 1-in-10 | 2022 | 12 |  |  |  | 85.8971 | 1
| LCA | Big Creek/Ventura | 5 | Monthly System Peak Day | CAISO | 1-in-10 | 2022 | 13 |  |  |  | 89.2071 | 1
| LCA | Big Creek/Ventura | 5 | Monthly System Peak Day | CAISO | 1-in-10 | 2022 | 14 |  |  |  | 91.3857 | 1
| LCA | Big Creek/Ventura | 5 | Monthly System Peak Day | CAISO | 1-in-10 | 2022 | 15 |  |  |  | 92.3 | 1
| LCA | Big Creek/Ventura | 5 | Monthly System Peak Day | CAISO | 1-in-10 | 2022 | 16 |  |  |  | 92.5643 | 1
| LCA | Big Creek/Ventura | 5 | Monthly System Peak Day | CAISO | 1-in-10 | 2022 | 17 |  |  |  | 92.3714 | 1
| LCA | Big Creek/Ventura | 5 | Monthly System Peak Day | CAISO | 1-in-10 | 2022 | 18 |  |  |  | 91.9429 | 1
| LCA | Big Creek/Ventura | 5 | Monthly System Peak Day | CAISO | 1-in-10 | 2022 | 19 |  |  |  | 90.6 | 1
| LCA | Big Creek/Ventura | 5 | Monthly System Peak Day | CAISO | 1-in-10 | 2022 | 20 |  |  |  | 87.835 | 1
| LCA | Big Creek/Ventura | 5 | Monthly System Peak Day | CAISO | 1-in-10 | 2022 | 21 |  |  |  | 83.1979 | 1
| LCA | Big Creek/Ventura | 5 | Monthly System Peak Day | CAISO | 1-in-10 | 2022 | 22 |  |  |  | 79.3571 | 1
| LCA | Big Creek/Ventura | 5 | Monthly System Peak Day | CAISO | 1-in-10 | 2022 | 23 |  |  |  | 76.5479 | 1
| LCA | Big Creek/Ventura | 5 | Monthly System Peak Day | CAISO | 1-in-10 | 2022 | 24 |  |  |  | 73.7157 | 1
| LCA | Big Creek/Ventura | 6 | Average Weekday | CAISO | 1-in-10 | 2022 | 1 |  |  |  | 67.5979 | 1
| LCA | Big Creek/Ventura | 6 | Average Weekday | CAISO | 1-in-10 | 2022 | 2 |  |  |  | 66.7173 | 1
| LCA | Big Creek/Ventura | 6 | Average Weekday | CAISO | 1-in-10 | 2022 | 3 |  |  |  | 65.8067 | 1
| LCA | Big Creek/Ventura | 6 | Average Weekday | CAISO | 1-in-10 | 2022 | 4 |  |  |  | 64.7835 | 1
| LCA | Big Creek/Ventura | 6 | Average Weekday | CAISO | 1-in-10 | 2022 | 5 |  |  |  | 63.8893 | 1
| LCA | Big Creek/Ventura | 6 | Average Weekday | CAISO | 1-in-10 | 2022 | 6 |  |  |  | 63.1691 | 1
| LCA | Big Creek/Ventura | 6 | Average Weekday | CAISO | 1-in-10 | 2022 | 7 |  |  |  | 62.6661 | 1
| LCA | Big Creek/Ventura | 6 | Average Weekday | CAISO | 1-in-10 | 2022 | 8 |  |  |  | 63.2141 | 1
| LCA | Big Creek/Ventura | 6 | Average Weekday | CAISO | 1-in-10 | 2022 | 9 |  |  |  | 66.1776 | 1
| LCA | Big Creek/Ventura | 6 | Average Weekday | CAISO | 1-in-10 | 2022 | 10 |  |  |  | 70.0818 | 1
| LCA | Big Creek/Ventura | 6 | Average Weekday | CAISO | 1-in-10 | 2022 | 11 |  |  |  | 73.9836 | 1
| LCA | Big Creek/Ventura | 6 | Average Weekday | CAISO | 1-in-10 | 2022 | 12 |  |  |  | 77.4319 | 1
| LCA | Big Creek/Ventura | 6 | Average Weekday | CAISO | 1-in-10 | 2022 | 13 |  |  |  | 80.1443 | 1
| LCA | Big Creek/Ventura | 6 | Average Weekday | CAISO | 1-in-10 | 2022 | 14 |  |  |  | 82.1737 | 1
| LCA | Big Creek/Ventura | 6 | Average Weekday | CAISO | 1-in-10 | 2022 | 15 |  |  |  | 83.3627 | 1
| LCA | Big Creek/Ventura | 6 | Average Weekday | CAISO | 1-in-10 | 2022 | 16 |  |  |  | 83.8567 | 1
| LCA | Big Creek/Ventura | 6 | Average Weekday | CAISO | 1-in-10 | 2022 | 17 |  |  |  | 83.6788 | 1
| LCA | Big Creek/Ventura | 6 | Average Weekday | CAISO | 1-in-10 | 2022 | 18 |  |  |  | 82.6209 | 1
| LCA | Big Creek/Ventura | 6 | Average Weekday | CAISO | 1-in-10 | 2022 | 19 |  |  |  | 80.9659 | 1
| LCA | Big Creek/Ventura | 6 | Average Weekday | CAISO | 1-in-10 | 2022 | 20 |  |  |  | 78.9063 | 1
| LCA | Big Creek/Ventura | 6 | Average Weekday | CAISO | 1-in-10 | 2022 | 21 |  |  |  | 76.1141 | 1
| LCA | Big Creek/Ventura | 6 | Average Weekday | CAISO | 1-in-10 | 2022 | 22 |  |  |  | 72.8496 | 1
| LCA | Big Creek/Ventura | 6 | Average Weekday | CAISO | 1-in-10 | 2022 | 23 |  |  |  | 70.6066 | 1
| LCA | Big Creek/Ventura | 6 | Average Weekday | CAISO | 1-in-10 | 2022 | 24 |  |  |  | 68.955 | 1
| LCA | Big Creek/Ventura | 6 | Monthly System Peak Day | CAISO | 1-in-10 | 2022 | 1 |  |  |  | 74.6807 | 1
| LCA | Big Creek/Ventura | 6 | Monthly System Peak Day | CAISO | 1-in-10 | 2022 | 2 |  |  |  | 73.9664 | 1
| LCA | Big Creek/Ventura | 6 | Monthly System Peak Day | CAISO | 1-in-10 | 2022 | 3 |  |  |  | 72.8129 | 1
| LCA | Big Creek/Ventura | 6 | Monthly System Peak Day | CAISO | 1-in-10 | 2022 | 4 |  |  |  | 71.8886 | 1
| LCA | Big Creek/Ventura | 6 | Monthly System Peak Day | CAISO | 1-in-10 | 2022 | 5 |  |  |  | 70.4636 | 1
| LCA | Big Creek/Ventura | 6 | Monthly System Peak Day | CAISO | 1-in-10 | 2022 | 6 |  |  |  | 69.4257 | 1
| LCA | Big Creek/Ventura | 6 | Monthly System Peak Day | CAISO | 1-in-10 | 2022 | 7 |  |  |  | 69.0036 | 1
| LCA | Big Creek/Ventura | 6 | Monthly System Peak Day | CAISO | 1-in-10 | 2022 | 8 |  |  |  | 69.4093 | 1
| LCA | Big Creek/Ventura | 6 | Monthly System Peak Day | CAISO | 1-in-10 | 2022 | 9 |  |  |  | 73.6814 | 1
| LCA | Big Creek/Ventura | 6 | Monthly System Peak Day | CAISO | 1-in-10 | 2022 | 10 |  |  |  | 79.1464 | 1
| LCA | Big Creek/Ventura | 6 | Monthly System Peak Day | CAISO | 1-in-10 | 2022 | 11 |  |  |  | 84.1829 | 1
| LCA | Big Creek/Ventura | 6 | Monthly System Peak Day | CAISO | 1-in-10 | 2022 | 12 |  |  |  | 89.2807 | 1
| LCA | Big Creek/Ventura | 6 | Monthly System Peak Day | CAISO | 1-in-10 | 2022 | 13 |  |  |  | 92.9336 | 1
| LCA | Big Creek/Ventura | 6 | Monthly System Peak Day | CAISO | 1-in-10 | 2022 | 14 |  |  |  | 95.6929 | 1
| LCA | Big Creek/Ventura | 6 | Monthly System Peak Day | CAISO | 1-in-10 | 2022 | 15 |  |  |  | 96.9571 | 1
| LCA | Big Creek/Ventura | 6 | Monthly System Peak Day | CAISO | 1-in-10 | 2022 | 16 |  |  |  | 97.8571 | 1
| LCA | Big Creek/Ventura | 6 | Monthly System Peak Day | CAISO | 1-in-10 | 2022 | 17 |  |  |  | 97.3714 | 1
| LCA | Big Creek/Ventura | 6 | Monthly System Peak Day | CAISO | 1-in-10 | 2022 | 18 |  |  |  | 96.5143 | 1
| LCA | Big Creek/Ventura | 6 | Monthly System Peak Day | CAISO | 1-in-10 | 2022 | 19 |  |  |  | 94.2643 | 1
| LCA | Big Creek/Ventura | 6 | Monthly System Peak Day | CAISO | 1-in-10 | 2022 | 20 |  |  |  | 91.4107 | 1
| LCA | Big Creek/Ventura | 6 | Monthly System Peak Day | CAISO | 1-in-10 | 2022 | 21 |  |  |  | 88.3343 | 1
| LCA | Big Creek/Ventura | 6 | Monthly System Peak Day | CAISO | 1-in-10 | 2022 | 22 |  |  |  | 84.5707 | 1
| LCA | Big Creek/Ventura | 6 | Monthly System Peak Day | CAISO | 1-in-10 | 2022 | 23 |  |  |  | 81.8114 | 1
| LCA | Big Creek/Ventura | 6 | Monthly System Peak Day | CAISO | 1-in-10 | 2022 | 24 |  |  |  | 80.2729 | 1
| LCA | Big Creek/Ventura | 7 | Average Weekday | CAISO | 1-in-10 | 2022 | 1 |  |  |  | 73.7504 | 1
| LCA | Big Creek/Ventura | 7 | Average Weekday | CAISO | 1-in-10 | 2022 | 2 |  |  |  | 72.6444 | 1
| LCA | Big Creek/Ventura | 7 | Average Weekday | CAISO | 1-in-10 | 2022 | 3 |  |  |  | 71.7965 | 1
| LCA | Big Creek/Ventura | 7 | Average Weekday | CAISO | 1-in-10 | 2022 | 4 |  |  |  | 70.8986 | 1
| LCA | Big Creek/Ventura | 7 | Average Weekday | CAISO | 1-in-10 | 2022 | 5 |  |  |  | 70.1004 | 1
| LCA | Big Creek/Ventura | 7 | Average Weekday | CAISO | 1-in-10 | 2022 | 6 |  |  |  | 69.3371 | 1
| LCA | Big Creek/Ventura | 7 | Average Weekday | CAISO | 1-in-10 | 2022 | 7 |  |  |  | 68.9791 | 1
| LCA | Big Creek/Ventura | 7 | Average Weekday | CAISO | 1-in-10 | 2022 | 8 |  |  |  | 69.3313 | 1
| LCA | Big Creek/Ventura | 7 | Average Weekday | CAISO | 1-in-10 | 2022 | 9 |  |  |  | 72.2421 | 1
| LCA | Big Creek/Ventura | 7 | Average Weekday | CAISO | 1-in-10 | 2022 | 10 |  |  |  | 76.3167 | 1
| LCA | Big Creek/Ventura | 7 | Average Weekday | CAISO | 1-in-10 | 2022 | 11 |  |  |  | 80.6703 | 1
| LCA | Big Creek/Ventura | 7 | Average Weekday | CAISO | 1-in-10 | 2022 | 12 |  |  |  | 84.4912 | 1
| LCA | Big Creek/Ventura | 7 | Average Weekday | CAISO | 1-in-10 | 2022 | 13 |  |  |  | 87.3622 | 1
| LCA | Big Creek/Ventura | 7 | Average Weekday | CAISO | 1-in-10 | 2022 | 14 |  |  |  | 89.604 | 1
| LCA | Big Creek/Ventura | 7 | Average Weekday | CAISO | 1-in-10 | 2022 | 15 |  |  |  | 91.1072 | 1
| LCA | Big Creek/Ventura | 7 | Average Weekday | CAISO | 1-in-10 | 2022 | 16 |  |  |  | 91.7086 | 1
| LCA | Big Creek/Ventura | 7 | Average Weekday | CAISO | 1-in-10 | 2022 | 17 |  |  |  | 91.4436 | 1
| LCA | Big Creek/Ventura | 7 | Average Weekday | CAISO | 1-in-10 | 2022 | 18 |  |  |  | 90.5951 | 1
| LCA | Big Creek/Ventura | 7 | Average Weekday | CAISO | 1-in-10 | 2022 | 19 |  |  |  | 88.7186 | 1
| LCA | Big Creek/Ventura | 7 | Average Weekday | CAISO | 1-in-10 | 2022 | 20 |  |  |  | 85.9757 | 1
| LCA | Big Creek/Ventura | 7 | Average Weekday | CAISO | 1-in-10 | 2022 | 21 |  |  |  | 82.4525 | 1
| LCA | Big Creek/Ventura | 7 | Average Weekday | CAISO | 1-in-10 | 2022 | 22 |  |  |  | 78.9574 | 1
| LCA | Big Creek/Ventura | 7 | Average Weekday | CAISO | 1-in-10 | 2022 | 23 |  |  |  | 76.8646 | 1
| LCA | Big Creek/Ventura | 7 | Average Weekday | CAISO | 1-in-10 | 2022 | 24 |  |  |  | 75.4968 | 1
| LCA | Big Creek/Ventura | 7 | Monthly System Peak Day | CAISO | 1-in-10 | 2022 | 1 |  |  |  | 80.5621 | 1
| LCA | Big Creek/Ventura | 7 | Monthly System Peak Day | CAISO | 1-in-10 | 2022 | 2 |  |  |  | 80.3943 | 1
| LCA | Big Creek/Ventura | 7 | Monthly System Peak Day | CAISO | 1-in-10 | 2022 | 3 |  |  |  | 79.0186 | 1
| LCA | Big Creek/Ventura | 7 | Monthly System Peak Day | CAISO | 1-in-10 | 2022 | 4 |  |  |  | 75.5979 | 1
| LCA | Big Creek/Ventura | 7 | Monthly System Peak Day | CAISO | 1-in-10 | 2022 | 5 |  |  |  | 73.91 | 1
| LCA | Big Creek/Ventura | 7 | Monthly System Peak Day | CAISO | 1-in-10 | 2022 | 6 |  |  |  | 73.0279 | 1
| LCA | Big Creek/Ventura | 7 | Monthly System Peak Day | CAISO | 1-in-10 | 2022 | 7 |  |  |  | 72.825 | 1
| LCA | Big Creek/Ventura | 7 | Monthly System Peak Day | CAISO | 1-in-10 | 2022 | 8 |  |  |  | 72.9407 | 1
| LCA | Big Creek/Ventura | 7 | Monthly System Peak Day | CAISO | 1-in-10 | 2022 | 9 |  |  |  | 76.145 | 1
| LCA | Big Creek/Ventura | 7 | Monthly System Peak Day | CAISO | 1-in-10 | 2022 | 10 |  |  |  | 81.4593 | 1
| LCA | Big Creek/Ventura | 7 | Monthly System Peak Day | CAISO | 1-in-10 | 2022 | 11 |  |  |  | 86.7071 | 1
| LCA | Big Creek/Ventura | 7 | Monthly System Peak Day | CAISO | 1-in-10 | 2022 | 12 |  |  |  | 91.1643 | 1
| LCA | Big Creek/Ventura | 7 | Monthly System Peak Day | CAISO | 1-in-10 | 2022 | 13 |  |  |  | 93.6143 | 1
| LCA | Big Creek/Ventura | 7 | Monthly System Peak Day | CAISO | 1-in-10 | 2022 | 14 |  |  |  | 95.0357 | 1
| LCA | Big Creek/Ventura | 7 | Monthly System Peak Day | CAISO | 1-in-10 | 2022 | 15 |  |  |  | 96.6929 | 1
| LCA | Big Creek/Ventura | 7 | Monthly System Peak Day | CAISO | 1-in-10 | 2022 | 16 |  |  |  | 97.1357 | 1
| LCA | Big Creek/Ventura | 7 | Monthly System Peak Day | CAISO | 1-in-10 | 2022 | 17 |  |  |  | 96.5286 | 1
| LCA | Big Creek/Ventura | 7 | Monthly System Peak Day | CAISO | 1-in-10 | 2022 | 18 |  |  |  | 95.7 | 1
| LCA | Big Creek/Ventura | 7 | Monthly System Peak Day | CAISO | 1-in-10 | 2022 | 19 |  |  |  | 94.3071 | 1
| LCA | Big Creek/Ventura | 7 | Monthly System Peak Day | CAISO | 1-in-10 | 2022 | 20 |  |  |  | 91 | 1
| LCA | Big Creek/Ventura | 7 | Monthly System Peak Day | CAISO | 1-in-10 | 2022 | 21 |  |  |  | 87.2271 | 1
| LCA | Big Creek/Ventura | 7 | Monthly System Peak Day | CAISO | 1-in-10 | 2022 | 22 |  |  |  | 83.105 | 1
| LCA | Big Creek/Ventura | 7 | Monthly System Peak Day | CAISO | 1-in-10 | 2022 | 23 |  |  |  | 81.2114 | 1
| LCA | Big Creek/Ventura | 7 | Monthly System Peak Day | CAISO | 1-in-10 | 2022 | 24 |  |  |  | 79.2186 | 1
| LCA | Big Creek/Ventura | 8 | Average Weekday | CAISO | 1-in-10 | 2022 | 1 |  |  |  | 71.773 | 1
| LCA | Big Creek/Ventura | 8 | Average Weekday | CAISO | 1-in-10 | 2022 | 2 |  |  |  | 70.8122 | 1
| LCA | Big Creek/Ventura | 8 | Average Weekday | CAISO | 1-in-10 | 2022 | 3 |  |  |  | 70.0332 | 1
| LCA | Big Creek/Ventura | 8 | Average Weekday | CAISO | 1-in-10 | 2022 | 4 |  |  |  | 69.3359 | 1
| LCA | Big Creek/Ventura | 8 | Average Weekday | CAISO | 1-in-10 | 2022 | 5 |  |  |  | 68.5356 | 1
| LCA | Big Creek/Ventura | 8 | Average Weekday | CAISO | 1-in-10 | 2022 | 6 |  |  |  | 67.6954 | 1
| LCA | Big Creek/Ventura | 8 | Average Weekday | CAISO | 1-in-10 | 2022 | 7 |  |  |  | 67.0748 | 1
| LCA | Big Creek/Ventura | 8 | Average Weekday | CAISO | 1-in-10 | 2022 | 8 |  |  |  | 66.8998 | 1
| LCA | Big Creek/Ventura | 8 | Average Weekday | CAISO | 1-in-10 | 2022 | 9 |  |  |  | 69.0394 | 1
| LCA | Big Creek/Ventura | 8 | Average Weekday | CAISO | 1-in-10 | 2022 | 10 |  |  |  | 72.7622 | 1
| LCA | Big Creek/Ventura | 8 | Average Weekday | CAISO | 1-in-10 | 2022 | 11 |  |  |  | 76.7959 | 1
| LCA | Big Creek/Ventura | 8 | Average Weekday | CAISO | 1-in-10 | 2022 | 12 |  |  |  | 80.7141 | 1
| LCA | Big Creek/Ventura | 8 | Average Weekday | CAISO | 1-in-10 | 2022 | 13 |  |  |  | 83.8698 | 1
| LCA | Big Creek/Ventura | 8 | Average Weekday | CAISO | 1-in-10 | 2022 | 14 |  |  |  | 86.2495 | 1
| LCA | Big Creek/Ventura | 8 | Average Weekday | CAISO | 1-in-10 | 2022 | 15 |  |  |  | 87.7802 | 1
| LCA | Big Creek/Ventura | 8 | Average Weekday | CAISO | 1-in-10 | 2022 | 16 |  |  |  | 88.4706 | 1
| LCA | Big Creek/Ventura | 8 | Average Weekday | CAISO | 1-in-10 | 2022 | 17 |  |  |  | 88.218 | 1
| LCA | Big Creek/Ventura | 8 | Average Weekday | CAISO | 1-in-10 | 2022 | 18 |  |  |  | 87.3481 | 1
| LCA | Big Creek/Ventura | 8 | Average Weekday | CAISO | 1-in-10 | 2022 | 19 |  |  |  | 85.6245 | 1
| LCA | Big Creek/Ventura | 8 | Average Weekday | CAISO | 1-in-10 | 2022 | 20 |  |  |  | 82.9859 | 1
| LCA | Big Creek/Ventura | 8 | Average Weekday | CAISO | 1-in-10 | 2022 | 21 |  |  |  | 79.446 | 1
| LCA | Big Creek/Ventura | 8 | Average Weekday | CAISO | 1-in-10 | 2022 | 22 |  |  |  | 76.5588 | 1
| LCA | Big Creek/Ventura | 8 | Average Weekday | CAISO | 1-in-10 | 2022 | 23 |  |  |  | 74.6878 | 1
| LCA | Big Creek/Ventura | 8 | Average Weekday | CAISO | 1-in-10 | 2022 | 24 |  |  |  | 73.243 | 1
| LCA | Big Creek/Ventura | 8 | Monthly System Peak Day | CAISO | 1-in-10 | 2022 | 1 |  |  |  | 75.8614 | 1
| LCA | Big Creek/Ventura | 8 | Monthly System Peak Day | CAISO | 1-in-10 | 2022 | 2 |  |  |  | 75.0521 | 1
| LCA | Big Creek/Ventura | 8 | Monthly System Peak Day | CAISO | 1-in-10 | 2022 | 3 |  |  |  | 74.275 | 1
| LCA | Big Creek/Ventura | 8 | Monthly System Peak Day | CAISO | 1-in-10 | 2022 | 4 |  |  |  | 73.3857 | 1
| LCA | Big Creek/Ventura | 8 | Monthly System Peak Day | CAISO | 1-in-10 | 2022 | 5 |  |  |  | 72.4779 | 1
| LCA | Big Creek/Ventura | 8 | Monthly System Peak Day | CAISO | 1-in-10 | 2022 | 6 |  |  |  | 71.3657 | 1
| LCA | Big Creek/Ventura | 8 | Monthly System Peak Day | CAISO | 1-in-10 | 2022 | 7 |  |  |  | 71.1021 | 1
| LCA | Big Creek/Ventura | 8 | Monthly System Peak Day | CAISO | 1-in-10 | 2022 | 8 |  |  |  | 70.685 | 1
| LCA | Big Creek/Ventura | 8 | Monthly System Peak Day | CAISO | 1-in-10 | 2022 | 9 |  |  |  | 73.5929 | 1
| LCA | Big Creek/Ventura | 8 | Monthly System Peak Day | CAISO | 1-in-10 | 2022 | 10 |  |  |  | 77.95 | 1
| LCA | Big Creek/Ventura | 8 | Monthly System Peak Day | CAISO | 1-in-10 | 2022 | 11 |  |  |  | 83.1193 | 1
| LCA | Big Creek/Ventura | 8 | Monthly System Peak Day | CAISO | 1-in-10 | 2022 | 12 |  |  |  | 88.1879 | 1
| LCA | Big Creek/Ventura | 8 | Monthly System Peak Day | CAISO | 1-in-10 | 2022 | 13 |  |  |  | 92.3714 | 1
| LCA | Big Creek/Ventura | 8 | Monthly System Peak Day | CAISO | 1-in-10 | 2022 | 14 |  |  |  | 95.0214 | 1
| LCA | Big Creek/Ventura | 8 | Monthly System Peak Day | CAISO | 1-in-10 | 2022 | 15 |  |  |  | 96.2714 | 1
| LCA | Big Creek/Ventura | 8 | Monthly System Peak Day | CAISO | 1-in-10 | 2022 | 16 |  |  |  | 96.85 | 1
| LCA | Big Creek/Ventura | 8 | Monthly System Peak Day | CAISO | 1-in-10 | 2022 | 17 |  |  |  | 96.3143 | 1
| LCA | Big Creek/Ventura | 8 | Monthly System Peak Day | CAISO | 1-in-10 | 2022 | 18 |  |  |  | 95.3286 | 1
| LCA | Big Creek/Ventura | 8 | Monthly System Peak Day | CAISO | 1-in-10 | 2022 | 19 |  |  |  | 93.3214 | 1
| LCA | Big Creek/Ventura | 8 | Monthly System Peak Day | CAISO | 1-in-10 | 2022 | 20 |  |  |  | 89.9429 | 1
| LCA | Big Creek/Ventura | 8 | Monthly System Peak Day | CAISO | 1-in-10 | 2022 | 21 |  |  |  | 85.6986 | 1
| LCA | Big Creek/Ventura | 8 | Monthly System Peak Day | CAISO | 1-in-10 | 2022 | 22 |  |  |  | 82.6936 | 1
| LCA | Big Creek/Ventura | 8 | Monthly System Peak Day | CAISO | 1-in-10 | 2022 | 23 |  |  |  | 80.7414 | 1
| LCA | Big Creek/Ventura | 8 | Monthly System Peak Day | CAISO | 1-in-10 | 2022 | 24 |  |  |  | 79.3707 | 1
| LCA | Big Creek/Ventura | 8 | Typical Event Day | CAISO | 1-in-10 | 2022 | 1 |  |  |  | 77.2739 | 1
| LCA | Big Creek/Ventura | 8 | Typical Event Day | CAISO | 1-in-10 | 2022 | 2 |  |  |  | 76.5187 | 1
| LCA | Big Creek/Ventura | 8 | Typical Event Day | CAISO | 1-in-10 | 2022 | 3 |  |  |  | 75.457 | 1
| LCA | Big Creek/Ventura | 8 | Typical Event Day | CAISO | 1-in-10 | 2022 | 4 |  |  |  | 74.0543 | 1
| LCA | Big Creek/Ventura | 8 | Typical Event Day | CAISO | 1-in-10 | 2022 | 5 |  |  |  | 73.0975 | 1
| LCA | Big Creek/Ventura | 8 | Typical Event Day | CAISO | 1-in-10 | 2022 | 6 |  |  |  | 72.138 | 1
| LCA | Big Creek/Ventura | 8 | Typical Event Day | CAISO | 1-in-10 | 2022 | 7 |  |  |  | 71.9071 | 1
| LCA | Big Creek/Ventura | 8 | Typical Event Day | CAISO | 1-in-10 | 2022 | 8 |  |  |  | 72.008 | 1
| LCA | Big Creek/Ventura | 8 | Typical Event Day | CAISO | 1-in-10 | 2022 | 9 |  |  |  | 74.7386 | 1
| LCA | Big Creek/Ventura | 8 | Typical Event Day | CAISO | 1-in-10 | 2022 | 10 |  |  |  | 79.5193 | 1
| LCA | Big Creek/Ventura | 8 | Typical Event Day | CAISO | 1-in-10 | 2022 | 11 |  |  |  | 84.3773 | 1
| LCA | Big Creek/Ventura | 8 | Typical Event Day | CAISO | 1-in-10 | 2022 | 12 |  |  |  | 89.0189 | 1
| LCA | Big Creek/Ventura | 8 | Typical Event Day | CAISO | 1-in-10 | 2022 | 13 |  |  |  | 92.2941 | 1
| LCA | Big Creek/Ventura | 8 | Typical Event Day | CAISO | 1-in-10 | 2022 | 14 |  |  |  | 94.5786 | 1
| LCA | Big Creek/Ventura | 8 | Typical Event Day | CAISO | 1-in-10 | 2022 | 15 |  |  |  | 95.975 | 1
| LCA | Big Creek/Ventura | 8 | Typical Event Day | CAISO | 1-in-10 | 2022 | 16 |  |  |  | 96.8518 | 1
| LCA | Big Creek/Ventura | 8 | Typical Event Day | CAISO | 1-in-10 | 2022 | 17 |  |  |  | 96.6714 | 1
| LCA | Big Creek/Ventura | 8 | Typical Event Day | CAISO | 1-in-10 | 2022 | 18 |  |  |  | 95.7714 | 1
| LCA | Big Creek/Ventura | 8 | Typical Event Day | CAISO | 1-in-10 | 2022 | 19 |  |  |  | 93.7018 | 1
| LCA | Big Creek/Ventura | 8 | Typical Event Day | CAISO | 1-in-10 | 2022 | 20 |  |  |  | 90.7312 | 1
| LCA | Big Creek/Ventura | 8 | Typical Event Day | CAISO | 1-in-10 | 2022 | 21 |  |  |  | 87.3168 | 1
| LCA | Big Creek/Ventura | 8 | Typical Event Day | CAISO | 1-in-10 | 2022 | 22 |  |  |  | 83.9977 | 1
| LCA | Big Creek/Ventura | 8 | Typical Event Day | CAISO | 1-in-10 | 2022 | 23 |  |  |  | 81.8893 | 1
| LCA | Big Creek/Ventura | 8 | Typical Event Day | CAISO | 1-in-10 | 2022 | 24 |  |  |  | 80.237 | 1
| LCA | Big Creek/Ventura | 9 | Average Weekday | CAISO | 1-in-10 | 2022 | 1 |  |  |  | 70.2028 | 1
| LCA | Big Creek/Ventura | 9 | Average Weekday | CAISO | 1-in-10 | 2022 | 2 |  |  |  | 69.1836 | 1
| LCA | Big Creek/Ventura | 9 | Average Weekday | CAISO | 1-in-10 | 2022 | 3 |  |  |  | 68.2518 | 1
| LCA | Big Creek/Ventura | 9 | Average Weekday | CAISO | 1-in-10 | 2022 | 4 |  |  |  | 67.4618 | 1
| LCA | Big Creek/Ventura | 9 | Average Weekday | CAISO | 1-in-10 | 2022 | 5 |  |  |  | 66.5713 | 1
| LCA | Big Creek/Ventura | 9 | Average Weekday | CAISO | 1-in-10 | 2022 | 6 |  |  |  | 65.7951 | 1
| LCA | Big Creek/Ventura | 9 | Average Weekday | CAISO | 1-in-10 | 2022 | 7 |  |  |  | 65.2006 | 1
| LCA | Big Creek/Ventura | 9 | Average Weekday | CAISO | 1-in-10 | 2022 | 8 |  |  |  | 64.7186 | 1
| LCA | Big Creek/Ventura | 9 | Average Weekday | CAISO | 1-in-10 | 2022 | 9 |  |  |  | 65.7455 | 1
| LCA | Big Creek/Ventura | 9 | Average Weekday | CAISO | 1-in-10 | 2022 | 10 |  |  |  | 69.433 | 1
| LCA | Big Creek/Ventura | 9 | Average Weekday | CAISO | 1-in-10 | 2022 | 11 |  |  |  | 73.8913 | 1
| LCA | Big Creek/Ventura | 9 | Average Weekday | CAISO | 1-in-10 | 2022 | 12 |  |  |  | 78.089 | 1
| LCA | Big Creek/Ventura | 9 | Average Weekday | CAISO | 1-in-10 | 2022 | 13 |  |  |  | 81.4035 | 1
| LCA | Big Creek/Ventura | 9 | Average Weekday | CAISO | 1-in-10 | 2022 | 14 |  |  |  | 83.8146 | 1
| LCA | Big Creek/Ventura | 9 | Average Weekday | CAISO | 1-in-10 | 2022 | 15 |  |  |  | 85.4224 | 1
| LCA | Big Creek/Ventura | 9 | Average Weekday | CAISO | 1-in-10 | 2022 | 16 |  |  |  | 86.0571 | 1
| LCA | Big Creek/Ventura | 9 | Average Weekday | CAISO | 1-in-10 | 2022 | 17 |  |  |  | 85.7889 | 1
| LCA | Big Creek/Ventura | 9 | Average Weekday | CAISO | 1-in-10 | 2022 | 18 |  |  |  | 84.8251 | 1
| LCA | Big Creek/Ventura | 9 | Average Weekday | CAISO | 1-in-10 | 2022 | 19 |  |  |  | 82.9592 | 1
| LCA | Big Creek/Ventura | 9 | Average Weekday | CAISO | 1-in-10 | 2022 | 20 |  |  |  | 79.8824 | 1
| LCA | Big Creek/Ventura | 9 | Average Weekday | CAISO | 1-in-10 | 2022 | 21 |  |  |  | 76.5321 | 1
| LCA | Big Creek/Ventura | 9 | Average Weekday | CAISO | 1-in-10 | 2022 | 22 |  |  |  | 74.4318 | 1
| LCA | Big Creek/Ventura | 9 | Average Weekday | CAISO | 1-in-10 | 2022 | 23 |  |  |  | 72.679 | 1
| LCA | Big Creek/Ventura | 9 | Average Weekday | CAISO | 1-in-10 | 2022 | 24 |  |  |  | 71.1678 | 1
| LCA | Big Creek/Ventura | 9 | Monthly System Peak Day | CAISO | 1-in-10 | 2022 | 1 |  |  |  | 77.9914 | 1
| LCA | Big Creek/Ventura | 9 | Monthly System Peak Day | CAISO | 1-in-10 | 2022 | 2 |  |  |  | 76.6621 | 1
| LCA | Big Creek/Ventura | 9 | Monthly System Peak Day | CAISO | 1-in-10 | 2022 | 3 |  |  |  | 75.7214 | 1
| LCA | Big Creek/Ventura | 9 | Monthly System Peak Day | CAISO | 1-in-10 | 2022 | 4 |  |  |  | 75.345 | 1
| LCA | Big Creek/Ventura | 9 | Monthly System Peak Day | CAISO | 1-in-10 | 2022 | 5 |  |  |  | 75.5386 | 1
| LCA | Big Creek/Ventura | 9 | Monthly System Peak Day | CAISO | 1-in-10 | 2022 | 6 |  |  |  | 74.7329 | 1
| LCA | Big Creek/Ventura | 9 | Monthly System Peak Day | CAISO | 1-in-10 | 2022 | 7 |  |  |  | 74.6979 | 1
| LCA | Big Creek/Ventura | 9 | Monthly System Peak Day | CAISO | 1-in-10 | 2022 | 8 |  |  |  | 74.9971 | 1
| LCA | Big Creek/Ventura | 9 | Monthly System Peak Day | CAISO | 1-in-10 | 2022 | 9 |  |  |  | 75.535 | 1
| LCA | Big Creek/Ventura | 9 | Monthly System Peak Day | CAISO | 1-in-10 | 2022 | 10 |  |  |  | 79.5214 | 1
| LCA | Big Creek/Ventura | 9 | Monthly System Peak Day | CAISO | 1-in-10 | 2022 | 11 |  |  |  | 83.5 | 1
| LCA | Big Creek/Ventura | 9 | Monthly System Peak Day | CAISO | 1-in-10 | 2022 | 12 |  |  |  | 87.4429 | 1
| LCA | Big Creek/Ventura | 9 | Monthly System Peak Day | CAISO | 1-in-10 | 2022 | 13 |  |  |  | 90.2571 | 1
| LCA | Big Creek/Ventura | 9 | Monthly System Peak Day | CAISO | 1-in-10 | 2022 | 14 |  |  |  | 92.5643 | 1
| LCA | Big Creek/Ventura | 9 | Monthly System Peak Day | CAISO | 1-in-10 | 2022 | 15 |  |  |  | 93.9786 | 1
| LCA | Big Creek/Ventura | 9 | Monthly System Peak Day | CAISO | 1-in-10 | 2022 | 16 |  |  |  | 95.5643 | 1
| LCA | Big Creek/Ventura | 9 | Monthly System Peak Day | CAISO | 1-in-10 | 2022 | 17 |  |  |  | 96.4714 | 1
| LCA | Big Creek/Ventura | 9 | Monthly System Peak Day | CAISO | 1-in-10 | 2022 | 18 |  |  |  | 95.5429 | 1
| LCA | Big Creek/Ventura | 9 | Monthly System Peak Day | CAISO | 1-in-10 | 2022 | 19 |  |  |  | 92.9143 | 1
| LCA | Big Creek/Ventura | 9 | Monthly System Peak Day | CAISO | 1-in-10 | 2022 | 20 |  |  |  | 90.5714 | 1
| LCA | Big Creek/Ventura | 9 | Monthly System Peak Day | CAISO | 1-in-10 | 2022 | 21 |  |  |  | 88.0071 | 1
| LCA | Big Creek/Ventura | 9 | Monthly System Peak Day | CAISO | 1-in-10 | 2022 | 22 |  |  |  | 85.6214 | 1
| LCA | Big Creek/Ventura | 9 | Monthly System Peak Day | CAISO | 1-in-10 | 2022 | 23 |  |  |  | 83.7929 | 1
| LCA | Big Creek/Ventura | 9 | Monthly System Peak Day | CAISO | 1-in-10 | 2022 | 24 |  |  |  | 82.0857 | 1
| LCA | Big Creek/Ventura | 10 | Average Weekday | CAISO | 1-in-10 | 2022 | 1 |  |  |  | 64.6574 | 1
| LCA | Big Creek/Ventura | 10 | Average Weekday | CAISO | 1-in-10 | 2022 | 2 |  |  |  | 63.6685 | 1
| LCA | Big Creek/Ventura | 10 | Average Weekday | CAISO | 1-in-10 | 2022 | 3 |  |  |  | 62.8361 | 1
| LCA | Big Creek/Ventura | 10 | Average Weekday | CAISO | 1-in-10 | 2022 | 4 |  |  |  | 61.9542 | 1
| LCA | Big Creek/Ventura | 10 | Average Weekday | CAISO | 1-in-10 | 2022 | 5 |  |  |  | 61.1331 | 1
| LCA | Big Creek/Ventura | 10 | Average Weekday | CAISO | 1-in-10 | 2022 | 6 |  |  |  | 60.6957 | 1
| LCA | Big Creek/Ventura | 10 | Average Weekday | CAISO | 1-in-10 | 2022 | 7 |  |  |  | 60.0795 | 1
| LCA | Big Creek/Ventura | 10 | Average Weekday | CAISO | 1-in-10 | 2022 | 8 |  |  |  | 59.6208 | 1
| LCA | Big Creek/Ventura | 10 | Average Weekday | CAISO | 1-in-10 | 2022 | 9 |  |  |  | 60.0076 | 1
| LCA | Big Creek/Ventura | 10 | Average Weekday | CAISO | 1-in-10 | 2022 | 10 |  |  |  | 63.1345 | 1
| LCA | Big Creek/Ventura | 10 | Average Weekday | CAISO | 1-in-10 | 2022 | 11 |  |  |  | 67.9007 | 1
| LCA | Big Creek/Ventura | 10 | Average Weekday | CAISO | 1-in-10 | 2022 | 12 |  |  |  | 72.4013 | 1
| LCA | Big Creek/Ventura | 10 | Average Weekday | CAISO | 1-in-10 | 2022 | 13 |  |  |  | 75.8279 | 1
| LCA | Big Creek/Ventura | 10 | Average Weekday | CAISO | 1-in-10 | 2022 | 14 |  |  |  | 78.2119 | 1
| LCA | Big Creek/Ventura | 10 | Average Weekday | CAISO | 1-in-10 | 2022 | 15 |  |  |  | 79.6814 | 1
| LCA | Big Creek/Ventura | 10 | Average Weekday | CAISO | 1-in-10 | 2022 | 16 |  |  |  | 80.4072 | 1
| LCA | Big Creek/Ventura | 10 | Average Weekday | CAISO | 1-in-10 | 2022 | 17 |  |  |  | 80.5515 | 1
| LCA | Big Creek/Ventura | 10 | Average Weekday | CAISO | 1-in-10 | 2022 | 18 |  |  |  | 79.6518 | 1
| LCA | Big Creek/Ventura | 10 | Average Weekday | CAISO | 1-in-10 | 2022 | 19 |  |  |  | 77.5644 | 1
| LCA | Big Creek/Ventura | 10 | Average Weekday | CAISO | 1-in-10 | 2022 | 20 |  |  |  | 74.3088 | 1
| LCA | Big Creek/Ventura | 10 | Average Weekday | CAISO | 1-in-10 | 2022 | 21 |  |  |  | 71.652 | 1
| LCA | Big Creek/Ventura | 10 | Average Weekday | CAISO | 1-in-10 | 2022 | 22 |  |  |  | 69.4339 | 1
| LCA | Big Creek/Ventura | 10 | Average Weekday | CAISO | 1-in-10 | 2022 | 23 |  |  |  | 67.5514 | 1
| LCA | Big Creek/Ventura | 10 | Average Weekday | CAISO | 1-in-10 | 2022 | 24 |  |  |  | 65.7874 | 1
| LCA | Big Creek/Ventura | 10 | Monthly System Peak Day | CAISO | 1-in-10 | 2022 | 1 |  |  |  | 75.2321 | 1
| LCA | Big Creek/Ventura | 10 | Monthly System Peak Day | CAISO | 1-in-10 | 2022 | 2 |  |  |  | 74.2014 | 1
| LCA | Big Creek/Ventura | 10 | Monthly System Peak Day | CAISO | 1-in-10 | 2022 | 3 |  |  |  | 72.9943 | 1
| LCA | Big Creek/Ventura | 10 | Monthly System Peak Day | CAISO | 1-in-10 | 2022 | 4 |  |  |  | 71.7943 | 1
| LCA | Big Creek/Ventura | 10 | Monthly System Peak Day | CAISO | 1-in-10 | 2022 | 5 |  |  |  | 70.9321 | 1
| LCA | Big Creek/Ventura | 10 | Monthly System Peak Day | CAISO | 1-in-10 | 2022 | 6 |  |  |  | 71.2614 | 1
| LCA | Big Creek/Ventura | 10 | Monthly System Peak Day | CAISO | 1-in-10 | 2022 | 7 |  |  |  | 70.4243 | 1
| LCA | Big Creek/Ventura | 10 | Monthly System Peak Day | CAISO | 1-in-10 | 2022 | 8 |  |  |  | 69.4007 | 1
| LCA | Big Creek/Ventura | 10 | Monthly System Peak Day | CAISO | 1-in-10 | 2022 | 9 |  |  |  | 69.2471 | 1
| LCA | Big Creek/Ventura | 10 | Monthly System Peak Day | CAISO | 1-in-10 | 2022 | 10 |  |  |  | 72.7614 | 1
| LCA | Big Creek/Ventura | 10 | Monthly System Peak Day | CAISO | 1-in-10 | 2022 | 11 |  |  |  | 78.1214 | 1
| LCA | Big Creek/Ventura | 10 | Monthly System Peak Day | CAISO | 1-in-10 | 2022 | 12 |  |  |  | 82.6357 | 1
| LCA | Big Creek/Ventura | 10 | Monthly System Peak Day | CAISO | 1-in-10 | 2022 | 13 |  |  |  | 86.7857 | 1
| LCA | Big Creek/Ventura | 10 | Monthly System Peak Day | CAISO | 1-in-10 | 2022 | 14 |  |  |  | 89.45 | 1
| LCA | Big Creek/Ventura | 10 | Monthly System Peak Day | CAISO | 1-in-10 | 2022 | 15 |  |  |  | 90.7571 | 1
| LCA | Big Creek/Ventura | 10 | Monthly System Peak Day | CAISO | 1-in-10 | 2022 | 16 |  |  |  | 91.2857 | 1
| LCA | Big Creek/Ventura | 10 | Monthly System Peak Day | CAISO | 1-in-10 | 2022 | 17 |  |  |  | 90.4714 | 1
| LCA | Big Creek/Ventura | 10 | Monthly System Peak Day | CAISO | 1-in-10 | 2022 | 18 |  |  |  | 88.65 | 1
| LCA | Big Creek/Ventura | 10 | Monthly System Peak Day | CAISO | 1-in-10 | 2022 | 19 |  |  |  | 85.7786 | 1
| LCA | Big Creek/Ventura | 10 | Monthly System Peak Day | CAISO | 1-in-10 | 2022 | 20 |  |  |  | 81.85 | 1
| LCA | Big Creek/Ventura | 10 | Monthly System Peak Day | CAISO | 1-in-10 | 2022 | 21 |  |  |  | 78.975 | 1
| LCA | Big Creek/Ventura | 10 | Monthly System Peak Day | CAISO | 1-in-10 | 2022 | 22 |  |  |  | 77.0079 | 1
| LCA | Big Creek/Ventura | 10 | Monthly System Peak Day | CAISO | 1-in-10 | 2022 | 23 |  |  |  | 75.0014 | 1
| LCA | Big Creek/Ventura | 10 | Monthly System Peak Day | CAISO | 1-in-10 | 2022 | 24 |  |  |  | 73.4014 | 1
| LCA | Big Creek/Ventura | 11 | Average Weekday | CAISO | 1-in-10 | 2022 | 1 |  |  |  | 53.2581 | 1
| LCA | Big Creek/Ventura | 11 | Average Weekday | CAISO | 1-in-10 | 2022 | 2 |  |  |  | 52.2332 | 1
| LCA | Big Creek/Ventura | 11 | Average Weekday | CAISO | 1-in-10 | 2022 | 3 |  |  |  | 51.3054 | 1
| LCA | Big Creek/Ventura | 11 | Average Weekday | CAISO | 1-in-10 | 2022 | 4 |  |  |  | 50.3869 | 1
| LCA | Big Creek/Ventura | 11 | Average Weekday | CAISO | 1-in-10 | 2022 | 5 |  |  |  | 49.5653 | 1
| LCA | Big Creek/Ventura | 11 | Average Weekday | CAISO | 1-in-10 | 2022 | 6 |  |  |  | 48.9192 | 1
| LCA | Big Creek/Ventura | 11 | Average Weekday | CAISO | 1-in-10 | 2022 | 7 |  |  |  | 48.5108 | 1
| LCA | Big Creek/Ventura | 11 | Average Weekday | CAISO | 1-in-10 | 2022 | 8 |  |  |  | 48.19 | 1
| LCA | Big Creek/Ventura | 11 | Average Weekday | CAISO | 1-in-10 | 2022 | 9 |  |  |  | 49.6874 | 1
| LCA | Big Creek/Ventura | 11 | Average Weekday | CAISO | 1-in-10 | 2022 | 10 |  |  |  | 53.9557 | 1
| LCA | Big Creek/Ventura | 11 | Average Weekday | CAISO | 1-in-10 | 2022 | 11 |  |  |  | 58.7942 | 1
| LCA | Big Creek/Ventura | 11 | Average Weekday | CAISO | 1-in-10 | 2022 | 12 |  |  |  | 63.0026 | 1
| LCA | Big Creek/Ventura | 11 | Average Weekday | CAISO | 1-in-10 | 2022 | 13 |  |  |  | 65.857 | 1
| LCA | Big Creek/Ventura | 11 | Average Weekday | CAISO | 1-in-10 | 2022 | 14 |  |  |  | 67.6396 | 1
| LCA | Big Creek/Ventura | 11 | Average Weekday | CAISO | 1-in-10 | 2022 | 15 |  |  |  | 68.5811 | 1
| LCA | Big Creek/Ventura | 11 | Average Weekday | CAISO | 1-in-10 | 2022 | 16 |  |  |  | 68.8531 | 1
| LCA | Big Creek/Ventura | 11 | Average Weekday | CAISO | 1-in-10 | 2022 | 17 |  |  |  | 68.3015 | 1
| LCA | Big Creek/Ventura | 11 | Average Weekday | CAISO | 1-in-10 | 2022 | 18 |  |  |  | 66.4193 | 1
| LCA | Big Creek/Ventura | 11 | Average Weekday | CAISO | 1-in-10 | 2022 | 19 |  |  |  | 63.5043 | 1
| LCA | Big Creek/Ventura | 11 | Average Weekday | CAISO | 1-in-10 | 2022 | 20 |  |  |  | 60.7171 | 1
| LCA | Big Creek/Ventura | 11 | Average Weekday | CAISO | 1-in-10 | 2022 | 21 |  |  |  | 58.3538 | 1
| LCA | Big Creek/Ventura | 11 | Average Weekday | CAISO | 1-in-10 | 2022 | 22 |  |  |  | 56.4636 | 1
| LCA | Big Creek/Ventura | 11 | Average Weekday | CAISO | 1-in-10 | 2022 | 23 |  |  |  | 55.1132 | 1
| LCA | Big Creek/Ventura | 11 | Average Weekday | CAISO | 1-in-10 | 2022 | 24 |  |  |  | 54.0951 | 1
| LCA | Big Creek/Ventura | 11 | Monthly System Peak Day | CAISO | 1-in-10 | 2022 | 1 |  |  |  | 64.8557 | 1
| LCA | Big Creek/Ventura | 11 | Monthly System Peak Day | CAISO | 1-in-10 | 2022 | 2 |  |  |  | 63.4 | 1
| LCA | Big Creek/Ventura | 11 | Monthly System Peak Day | CAISO | 1-in-10 | 2022 | 3 |  |  |  | 62.575 | 1
| LCA | Big Creek/Ventura | 11 | Monthly System Peak Day | CAISO | 1-in-10 | 2022 | 4 |  |  |  | 60.9329 | 1
| LCA | Big Creek/Ventura | 11 | Monthly System Peak Day | CAISO | 1-in-10 | 2022 | 5 |  |  |  | 60.2993 | 1
| LCA | Big Creek/Ventura | 11 | Monthly System Peak Day | CAISO | 1-in-10 | 2022 | 6 |  |  |  | 58.755 | 1
| LCA | Big Creek/Ventura | 11 | Monthly System Peak Day | CAISO | 1-in-10 | 2022 | 7 |  |  |  | 58.1757 | 1
| LCA | Big Creek/Ventura | 11 | Monthly System Peak Day | CAISO | 1-in-10 | 2022 | 8 |  |  |  | 58.4971 | 1
| LCA | Big Creek/Ventura | 11 | Monthly System Peak Day | CAISO | 1-in-10 | 2022 | 9 |  |  |  | 59.5321 | 1
| LCA | Big Creek/Ventura | 11 | Monthly System Peak Day | CAISO | 1-in-10 | 2022 | 10 |  |  |  | 63.5629 | 1
| LCA | Big Creek/Ventura | 11 | Monthly System Peak Day | CAISO | 1-in-10 | 2022 | 11 |  |  |  | 70.165 | 1
| LCA | Big Creek/Ventura | 11 | Monthly System Peak Day | CAISO | 1-in-10 | 2022 | 12 |  |  |  | 76.7329 | 1
| LCA | Big Creek/Ventura | 11 | Monthly System Peak Day | CAISO | 1-in-10 | 2022 | 13 |  |  |  | 80.7714 | 1
| LCA | Big Creek/Ventura | 11 | Monthly System Peak Day | CAISO | 1-in-10 | 2022 | 14 |  |  |  | 83.5714 | 1
| LCA | Big Creek/Ventura | 11 | Monthly System Peak Day | CAISO | 1-in-10 | 2022 | 15 |  |  |  | 84.6071 | 1
| LCA | Big Creek/Ventura | 11 | Monthly System Peak Day | CAISO | 1-in-10 | 2022 | 16 |  |  |  | 85.3286 | 1
| LCA | Big Creek/Ventura | 11 | Monthly System Peak Day | CAISO | 1-in-10 | 2022 | 17 |  |  |  | 85.3643 | 1
| LCA | Big Creek/Ventura | 11 | Monthly System Peak Day | CAISO | 1-in-10 | 2022 | 18 |  |  |  | 84.1 | 1
| LCA | Big Creek/Ventura | 11 | Monthly System Peak Day | CAISO | 1-in-10 | 2022 | 19 |  |  |  | 80.6929 | 1
| LCA | Big Creek/Ventura | 11 | Monthly System Peak Day | CAISO | 1-in-10 | 2022 | 20 |  |  |  | 75.6357 | 1
| LCA | Big Creek/Ventura | 11 | Monthly System Peak Day | CAISO | 1-in-10 | 2022 | 21 |  |  |  | 70.7864 | 1
| LCA | Big Creek/Ventura | 11 | Monthly System Peak Day | CAISO | 1-in-10 | 2022 | 22 |  |  |  | 68.4421 | 1
| LCA | Big Creek/Ventura | 11 | Monthly System Peak Day | CAISO | 1-in-10 | 2022 | 23 |  |  |  | 66.3479 | 1
| LCA | Big Creek/Ventura | 11 | Monthly System Peak Day | CAISO | 1-in-10 | 2022 | 24 |  |  |  | 64.7529 | 1
| LCA | Big Creek/Ventura | 12 | Average Weekday | CAISO | 1-in-10 | 2022 | 1 |  |  |  | 49.213 | 1
| LCA | Big Creek/Ventura | 12 | Average Weekday | CAISO | 1-in-10 | 2022 | 2 |  |  |  | 48.3094 | 1
| LCA | Big Creek/Ventura | 12 | Average Weekday | CAISO | 1-in-10 | 2022 | 3 |  |  |  | 47.6023 | 1
| LCA | Big Creek/Ventura | 12 | Average Weekday | CAISO | 1-in-10 | 2022 | 4 |  |  |  | 47.0329 | 1
| LCA | Big Creek/Ventura | 12 | Average Weekday | CAISO | 1-in-10 | 2022 | 5 |  |  |  | 46.6208 | 1
| LCA | Big Creek/Ventura | 12 | Average Weekday | CAISO | 1-in-10 | 2022 | 6 |  |  |  | 46.0586 | 1
| LCA | Big Creek/Ventura | 12 | Average Weekday | CAISO | 1-in-10 | 2022 | 7 |  |  |  | 45.5353 | 1
| LCA | Big Creek/Ventura | 12 | Average Weekday | CAISO | 1-in-10 | 2022 | 8 |  |  |  | 45.3266 | 1
| LCA | Big Creek/Ventura | 12 | Average Weekday | CAISO | 1-in-10 | 2022 | 9 |  |  |  | 45.9254 | 1
| LCA | Big Creek/Ventura | 12 | Average Weekday | CAISO | 1-in-10 | 2022 | 10 |  |  |  | 48.8067 | 1
| LCA | Big Creek/Ventura | 12 | Average Weekday | CAISO | 1-in-10 | 2022 | 11 |  |  |  | 52.4494 | 1
| LCA | Big Creek/Ventura | 12 | Average Weekday | CAISO | 1-in-10 | 2022 | 12 |  |  |  | 55.69 | 1
| LCA | Big Creek/Ventura | 12 | Average Weekday | CAISO | 1-in-10 | 2022 | 13 |  |  |  | 58.1193 | 1
| LCA | Big Creek/Ventura | 12 | Average Weekday | CAISO | 1-in-10 | 2022 | 14 |  |  |  | 59.6231 | 1
| LCA | Big Creek/Ventura | 12 | Average Weekday | CAISO | 1-in-10 | 2022 | 15 |  |  |  | 60.432 | 1
| LCA | Big Creek/Ventura | 12 | Average Weekday | CAISO | 1-in-10 | 2022 | 16 |  |  |  | 60.7262 | 1
| LCA | Big Creek/Ventura | 12 | Average Weekday | CAISO | 1-in-10 | 2022 | 17 |  |  |  | 60.1832 | 1
| LCA | Big Creek/Ventura | 12 | Average Weekday | CAISO | 1-in-10 | 2022 | 18 |  |  |  | 58.5616 | 1
| LCA | Big Creek/Ventura | 12 | Average Weekday | CAISO | 1-in-10 | 2022 | 19 |  |  |  | 56.4683 | 1
| LCA | Big Creek/Ventura | 12 | Average Weekday | CAISO | 1-in-10 | 2022 | 20 |  |  |  | 54.639 | 1
| LCA | Big Creek/Ventura | 12 | Average Weekday | CAISO | 1-in-10 | 2022 | 21 |  |  |  | 53.0953 | 1
| LCA | Big Creek/Ventura | 12 | Average Weekday | CAISO | 1-in-10 | 2022 | 22 |  |  |  | 51.9125 | 1
| LCA | Big Creek/Ventura | 12 | Average Weekday | CAISO | 1-in-10 | 2022 | 23 |  |  |  | 50.7329 | 1
| LCA | Big Creek/Ventura | 12 | Average Weekday | CAISO | 1-in-10 | 2022 | 24 |  |  |  | 49.8726 | 1
| LCA | Big Creek/Ventura | 12 | Monthly System Peak Day | CAISO | 1-in-10 | 2022 | 1 |  |  |  | 40.7736 | 1
| LCA | Big Creek/Ventura | 12 | Monthly System Peak Day | CAISO | 1-in-10 | 2022 | 2 |  |  |  | 40.2071 | 1
| LCA | Big Creek/Ventura | 12 | Monthly System Peak Day | CAISO | 1-in-10 | 2022 | 3 |  |  |  | 38.9471 | 1
| LCA | Big Creek/Ventura | 12 | Monthly System Peak Day | CAISO | 1-in-10 | 2022 | 4 |  |  |  | 37.6914 | 1
| LCA | Big Creek/Ventura | 12 | Monthly System Peak Day | CAISO | 1-in-10 | 2022 | 5 |  |  |  | 37.0429 | 1
| LCA | Big Creek/Ventura | 12 | Monthly System Peak Day | CAISO | 1-in-10 | 2022 | 6 |  |  |  | 35.6071 | 1
| LCA | Big Creek/Ventura | 12 | Monthly System Peak Day | CAISO | 1-in-10 | 2022 | 7 |  |  |  | 34.0793 | 1
| LCA | Big Creek/Ventura | 12 | Monthly System Peak Day | CAISO | 1-in-10 | 2022 | 8 |  |  |  | 33.665 | 1
| LCA | Big Creek/Ventura | 12 | Monthly System Peak Day | CAISO | 1-in-10 | 2022 | 9 |  |  |  | 35.5443 | 1
| LCA | Big Creek/Ventura | 12 | Monthly System Peak Day | CAISO | 1-in-10 | 2022 | 10 |  |  |  | 39.2764 | 1
| LCA | Big Creek/Ventura | 12 | Monthly System Peak Day | CAISO | 1-in-10 | 2022 | 11 |  |  |  | 42.9014 | 1
| LCA | Big Creek/Ventura | 12 | Monthly System Peak Day | CAISO | 1-in-10 | 2022 | 12 |  |  |  | 46.0714 | 1
| LCA | Big Creek/Ventura | 12 | Monthly System Peak Day | CAISO | 1-in-10 | 2022 | 13 |  |  |  | 47.7536 | 1
| LCA | Big Creek/Ventura | 12 | Monthly System Peak Day | CAISO | 1-in-10 | 2022 | 14 |  |  |  | 49.1129 | 1
| LCA | Big Creek/Ventura | 12 | Monthly System Peak Day | CAISO | 1-in-10 | 2022 | 15 |  |  |  | 50.4914 | 1
| LCA | Big Creek/Ventura | 12 | Monthly System Peak Day | CAISO | 1-in-10 | 2022 | 16 |  |  |  | 51.1093 | 1
| LCA | Big Creek/Ventura | 12 | Monthly System Peak Day | CAISO | 1-in-10 | 2022 | 17 |  |  |  | 50.6336 | 1
| LCA | Big Creek/Ventura | 12 | Monthly System Peak Day | CAISO | 1-in-10 | 2022 | 18 |  |  |  | 49.1286 | 1
| LCA | Big Creek/Ventura | 12 | Monthly System Peak Day | CAISO | 1-in-10 | 2022 | 19 |  |  |  | 46.04 | 1
| LCA | Big Creek/Ventura | 12 | Monthly System Peak Day | CAISO | 1-in-10 | 2022 | 20 |  |  |  | 43.6421 | 1
| LCA | Big Creek/Ventura | 12 | Monthly System Peak Day | CAISO | 1-in-10 | 2022 | 21 |  |  |  | 41.805 | 1
| LCA | Big Creek/Ventura | 12 | Monthly System Peak Day | CAISO | 1-in-10 | 2022 | 22 |  |  |  | 40.2143 | 1
| LCA | Big Creek/Ventura | 12 | Monthly System Peak Day | CAISO | 1-in-10 | 2022 | 23 |  |  |  | 39.0786 | 1
| LCA | Big Creek/Ventura | 12 | Monthly System Peak Day | CAISO | 1-in-10 | 2022 | 24 |  |  |  | 38.1714 | 1
| LCA | Big Creek/Ventura | 1 | Average Weekday | CAISO | 1-in-10 | 2023 | 1 |  |  |  | 46.9726 | 1
| LCA | Big Creek/Ventura | 1 | Average Weekday | CAISO | 1-in-10 | 2023 | 2 |  |  |  | 46.3899 | 1
| LCA | Big Creek/Ventura | 1 | Average Weekday | CAISO | 1-in-10 | 2023 | 3 |  |  |  | 45.8098 | 1
| LCA | Big Creek/Ventura | 1 | Average Weekday | CAISO | 1-in-10 | 2023 | 4 |  |  |  | 45.1295 | 1
| LCA | Big Creek/Ventura | 1 | Average Weekday | CAISO | 1-in-10 | 2023 | 5 |  |  |  | 44.5356 | 1
| LCA | Big Creek/Ventura | 1 | Average Weekday | CAISO | 1-in-10 | 2023 | 6 |  |  |  | 44.1452 | 1
| LCA | Big Creek/Ventura | 1 | Average Weekday | CAISO | 1-in-10 | 2023 | 7 |  |  |  | 43.7767 | 1
| LCA | Big Creek/Ventura | 1 | Average Weekday | CAISO | 1-in-10 | 2023 | 8 |  |  |  | 43.4369 | 1
| LCA | Big Creek/Ventura | 1 | Average Weekday | CAISO | 1-in-10 | 2023 | 9 |  |  |  | 43.825 | 1
| LCA | Big Creek/Ventura | 1 | Average Weekday | CAISO | 1-in-10 | 2023 | 10 |  |  |  | 46.4388 | 1
| LCA | Big Creek/Ventura | 1 | Average Weekday | CAISO | 1-in-10 | 2023 | 11 |  |  |  | 50.0898 | 1
| LCA | Big Creek/Ventura | 1 | Average Weekday | CAISO | 1-in-10 | 2023 | 12 |  |  |  | 53.082 | 1
| LCA | Big Creek/Ventura | 1 | Average Weekday | CAISO | 1-in-10 | 2023 | 13 |  |  |  | 55.1166 | 1
| LCA | Big Creek/Ventura | 1 | Average Weekday | CAISO | 1-in-10 | 2023 | 14 |  |  |  | 56.5521 | 1
| LCA | Big Creek/Ventura | 1 | Average Weekday | CAISO | 1-in-10 | 2023 | 15 |  |  |  | 57.5392 | 1
| LCA | Big Creek/Ventura | 1 | Average Weekday | CAISO | 1-in-10 | 2023 | 16 |  |  |  | 57.9567 | 1
| LCA | Big Creek/Ventura | 1 | Average Weekday | CAISO | 1-in-10 | 2023 | 17 |  |  |  | 57.6834 | 1
| LCA | Big Creek/Ventura | 1 | Average Weekday | CAISO | 1-in-10 | 2023 | 18 |  |  |  | 56.3685 | 1
| LCA | Big Creek/Ventura | 1 | Average Weekday | CAISO | 1-in-10 | 2023 | 19 |  |  |  | 54.0957 | 1
| LCA | Big Creek/Ventura | 1 | Average Weekday | CAISO | 1-in-10 | 2023 | 20 |  |  |  | 52.0419 | 1
| LCA | Big Creek/Ventura | 1 | Average Weekday | CAISO | 1-in-10 | 2023 | 21 |  |  |  | 50.5806 | 1
| LCA | Big Creek/Ventura | 1 | Average Weekday | CAISO | 1-in-10 | 2023 | 22 |  |  |  | 49.3198 | 1
| LCA | Big Creek/Ventura | 1 | Average Weekday | CAISO | 1-in-10 | 2023 | 23 |  |  |  | 48.2823 | 1
| LCA | Big Creek/Ventura | 1 | Average Weekday | CAISO | 1-in-10 | 2023 | 24 |  |  |  | 47.6345 | 1
| LCA | Big Creek/Ventura | 1 | Monthly System Peak Day | CAISO | 1-in-10 | 2023 | 1 |  |  |  | 42.9814 | 1
| LCA | Big Creek/Ventura | 1 | Monthly System Peak Day | CAISO | 1-in-10 | 2023 | 2 |  |  |  | 41.9271 | 1
| LCA | Big Creek/Ventura | 1 | Monthly System Peak Day | CAISO | 1-in-10 | 2023 | 3 |  |  |  | 41.1229 | 1
| LCA | Big Creek/Ventura | 1 | Monthly System Peak Day | CAISO | 1-in-10 | 2023 | 4 |  |  |  | 40.1829 | 1
| LCA | Big Creek/Ventura | 1 | Monthly System Peak Day | CAISO | 1-in-10 | 2023 | 5 |  |  |  | 39.4 | 1
| LCA | Big Creek/Ventura | 1 | Monthly System Peak Day | CAISO | 1-in-10 | 2023 | 6 |  |  |  | 38.7186 | 1
| LCA | Big Creek/Ventura | 1 | Monthly System Peak Day | CAISO | 1-in-10 | 2023 | 7 |  |  |  | 38.7 | 1
| LCA | Big Creek/Ventura | 1 | Monthly System Peak Day | CAISO | 1-in-10 | 2023 | 8 |  |  |  | 38.26 | 1
| LCA | Big Creek/Ventura | 1 | Monthly System Peak Day | CAISO | 1-in-10 | 2023 | 9 |  |  |  | 37.9814 | 1
| LCA | Big Creek/Ventura | 1 | Monthly System Peak Day | CAISO | 1-in-10 | 2023 | 10 |  |  |  | 39.6057 | 1
| LCA | Big Creek/Ventura | 1 | Monthly System Peak Day | CAISO | 1-in-10 | 2023 | 11 |  |  |  | 40.7343 | 1
| LCA | Big Creek/Ventura | 1 | Monthly System Peak Day | CAISO | 1-in-10 | 2023 | 12 |  |  |  | 42.1614 | 1
| LCA | Big Creek/Ventura | 1 | Monthly System Peak Day | CAISO | 1-in-10 | 2023 | 13 |  |  |  | 44.2464 | 1
| LCA | Big Creek/Ventura | 1 | Monthly System Peak Day | CAISO | 1-in-10 | 2023 | 14 |  |  |  | 45.7571 | 1
| LCA | Big Creek/Ventura | 1 | Monthly System Peak Day | CAISO | 1-in-10 | 2023 | 15 |  |  |  | 46.6686 | 1
| LCA | Big Creek/Ventura | 1 | Monthly System Peak Day | CAISO | 1-in-10 | 2023 | 16 |  |  |  | 47.2671 | 1
| LCA | Big Creek/Ventura | 1 | Monthly System Peak Day | CAISO | 1-in-10 | 2023 | 17 |  |  |  | 46.9836 | 1
| LCA | Big Creek/Ventura | 1 | Monthly System Peak Day | CAISO | 1-in-10 | 2023 | 18 |  |  |  | 46.0157 | 1
| LCA | Big Creek/Ventura | 1 | Monthly System Peak Day | CAISO | 1-in-10 | 2023 | 19 |  |  |  | 44.1421 | 1
| LCA | Big Creek/Ventura | 1 | Monthly System Peak Day | CAISO | 1-in-10 | 2023 | 20 |  |  |  | 42.4371 | 1
| LCA | Big Creek/Ventura | 1 | Monthly System Peak Day | CAISO | 1-in-10 | 2023 | 21 |  |  |  | 41.4129 | 1
| LCA | Big Creek/Ventura | 1 | Monthly System Peak Day | CAISO | 1-in-10 | 2023 | 22 |  |  |  | 40.7507 | 1
| LCA | Big Creek/Ventura | 1 | Monthly System Peak Day | CAISO | 1-in-10 | 2023 | 23 |  |  |  | 39.7821 | 1
| LCA | Big Creek/Ventura | 1 | Monthly System Peak Day | CAISO | 1-in-10 | 2023 | 24 |  |  |  | 39.175 | 1
| LCA | Big Creek/Ventura | 2 | Average Weekday | CAISO | 1-in-10 | 2023 | 1 |  |  |  | 45.707 | 1
| LCA | Big Creek/Ventura | 2 | Average Weekday | CAISO | 1-in-10 | 2023 | 2 |  |  |  | 44.7326 | 1
| LCA | Big Creek/Ventura | 2 | Average Weekday | CAISO | 1-in-10 | 2023 | 3 |  |  |  | 43.8035 | 1
| LCA | Big Creek/Ventura | 2 | Average Weekday | CAISO | 1-in-10 | 2023 | 4 |  |  |  | 42.9706 | 1
| LCA | Big Creek/Ventura | 2 | Average Weekday | CAISO | 1-in-10 | 2023 | 5 |  |  |  | 42.419 | 1
| LCA | Big Creek/Ventura | 2 | Average Weekday | CAISO | 1-in-10 | 2023 | 6 |  |  |  | 41.8458 | 1
| LCA | Big Creek/Ventura | 2 | Average Weekday | CAISO | 1-in-10 | 2023 | 7 |  |  |  | 41.4224 | 1
| LCA | Big Creek/Ventura | 2 | Average Weekday | CAISO | 1-in-10 | 2023 | 8 |  |  |  | 41.013 | 1
| LCA | Big Creek/Ventura | 2 | Average Weekday | CAISO | 1-in-10 | 2023 | 9 |  |  |  | 42.4194 | 1
| LCA | Big Creek/Ventura | 2 | Average Weekday | CAISO | 1-in-10 | 2023 | 10 |  |  |  | 46.5558 | 1
| LCA | Big Creek/Ventura | 2 | Average Weekday | CAISO | 1-in-10 | 2023 | 11 |  |  |  | 50.9389 | 1
| LCA | Big Creek/Ventura | 2 | Average Weekday | CAISO | 1-in-10 | 2023 | 12 |  |  |  | 54.6573 | 1
| LCA | Big Creek/Ventura | 2 | Average Weekday | CAISO | 1-in-10 | 2023 | 13 |  |  |  | 57.3028 | 1
| LCA | Big Creek/Ventura | 2 | Average Weekday | CAISO | 1-in-10 | 2023 | 14 |  |  |  | 58.8465 | 1
| LCA | Big Creek/Ventura | 2 | Average Weekday | CAISO | 1-in-10 | 2023 | 15 |  |  |  | 59.7065 | 1
| LCA | Big Creek/Ventura | 2 | Average Weekday | CAISO | 1-in-10 | 2023 | 16 |  |  |  | 60.0267 | 1
| LCA | Big Creek/Ventura | 2 | Average Weekday | CAISO | 1-in-10 | 2023 | 17 |  |  |  | 59.6988 | 1
| LCA | Big Creek/Ventura | 2 | Average Weekday | CAISO | 1-in-10 | 2023 | 18 |  |  |  | 58.4652 | 1
| LCA | Big Creek/Ventura | 2 | Average Weekday | CAISO | 1-in-10 | 2023 | 19 |  |  |  | 56.0586 | 1
| LCA | Big Creek/Ventura | 2 | Average Weekday | CAISO | 1-in-10 | 2023 | 20 |  |  |  | 53.3348 | 1
| LCA | Big Creek/Ventura | 2 | Average Weekday | CAISO | 1-in-10 | 2023 | 21 |  |  |  | 51.1011 | 1
| LCA | Big Creek/Ventura | 2 | Average Weekday | CAISO | 1-in-10 | 2023 | 22 |  |  |  | 49.4697 | 1
| LCA | Big Creek/Ventura | 2 | Average Weekday | CAISO | 1-in-10 | 2023 | 23 |  |  |  | 48.3302 | 1
| LCA | Big Creek/Ventura | 2 | Average Weekday | CAISO | 1-in-10 | 2023 | 24 |  |  |  | 47.3612 | 1
| LCA | Big Creek/Ventura | 2 | Monthly System Peak Day | CAISO | 1-in-10 | 2023 | 1 |  |  |  | 48.465 | 1
| LCA | Big Creek/Ventura | 2 | Monthly System Peak Day | CAISO | 1-in-10 | 2023 | 2 |  |  |  | 47.7136 | 1
| LCA | Big Creek/Ventura | 2 | Monthly System Peak Day | CAISO | 1-in-10 | 2023 | 3 |  |  |  | 47.5193 | 1
| LCA | Big Creek/Ventura | 2 | Monthly System Peak Day | CAISO | 1-in-10 | 2023 | 4 |  |  |  | 47.6686 | 1
| LCA | Big Creek/Ventura | 2 | Monthly System Peak Day | CAISO | 1-in-10 | 2023 | 5 |  |  |  | 47.5536 | 1
| LCA | Big Creek/Ventura | 2 | Monthly System Peak Day | CAISO | 1-in-10 | 2023 | 6 |  |  |  | 47.6229 | 1
| LCA | Big Creek/Ventura | 2 | Monthly System Peak Day | CAISO | 1-in-10 | 2023 | 7 |  |  |  | 47.74 | 1
| LCA | Big Creek/Ventura | 2 | Monthly System Peak Day | CAISO | 1-in-10 | 2023 | 8 |  |  |  | 47.3214 | 1
| LCA | Big Creek/Ventura | 2 | Monthly System Peak Day | CAISO | 1-in-10 | 2023 | 9 |  |  |  | 47.0379 | 1
| LCA | Big Creek/Ventura | 2 | Monthly System Peak Day | CAISO | 1-in-10 | 2023 | 10 |  |  |  | 47.7886 | 1
| LCA | Big Creek/Ventura | 2 | Monthly System Peak Day | CAISO | 1-in-10 | 2023 | 11 |  |  |  | 49.3229 | 1
| LCA | Big Creek/Ventura | 2 | Monthly System Peak Day | CAISO | 1-in-10 | 2023 | 12 |  |  |  | 50.3379 | 1
| LCA | Big Creek/Ventura | 2 | Monthly System Peak Day | CAISO | 1-in-10 | 2023 | 13 |  |  |  | 51.4179 | 1
| LCA | Big Creek/Ventura | 2 | Monthly System Peak Day | CAISO | 1-in-10 | 2023 | 14 |  |  |  | 51.9221 | 1
| LCA | Big Creek/Ventura | 2 | Monthly System Peak Day | CAISO | 1-in-10 | 2023 | 15 |  |  |  | 52.2614 | 1
| LCA | Big Creek/Ventura | 2 | Monthly System Peak Day | CAISO | 1-in-10 | 2023 | 16 |  |  |  | 52.7943 | 1
| LCA | Big Creek/Ventura | 2 | Monthly System Peak Day | CAISO | 1-in-10 | 2023 | 17 |  |  |  | 53.0479 | 1
| LCA | Big Creek/Ventura | 2 | Monthly System Peak Day | CAISO | 1-in-10 | 2023 | 18 |  |  |  | 52.5714 | 1
| LCA | Big Creek/Ventura | 2 | Monthly System Peak Day | CAISO | 1-in-10 | 2023 | 19 |  |  |  | 51.6114 | 1
| LCA | Big Creek/Ventura | 2 | Monthly System Peak Day | CAISO | 1-in-10 | 2023 | 20 |  |  |  | 50.7571 | 1
| LCA | Big Creek/Ventura | 2 | Monthly System Peak Day | CAISO | 1-in-10 | 2023 | 21 |  |  |  | 50.2686 | 1
| LCA | Big Creek/Ventura | 2 | Monthly System Peak Day | CAISO | 1-in-10 | 2023 | 22 |  |  |  | 49.6393 | 1
| LCA | Big Creek/Ventura | 2 | Monthly System Peak Day | CAISO | 1-in-10 | 2023 | 23 |  |  |  | 49.1679 | 1
| LCA | Big Creek/Ventura | 2 | Monthly System Peak Day | CAISO | 1-in-10 | 2023 | 24 |  |  |  | 48.6071 | 1
| LCA | Big Creek/Ventura | 3 | Average Weekday | CAISO | 1-in-10 | 2023 | 1 |  |  |  | 55.76 | 1
| LCA | Big Creek/Ventura | 3 | Average Weekday | CAISO | 1-in-10 | 2023 | 2 |  |  |  | 54.6302 | 1
| LCA | Big Creek/Ventura | 3 | Average Weekday | CAISO | 1-in-10 | 2023 | 3 |  |  |  | 53.6954 | 1
| LCA | Big Creek/Ventura | 3 | Average Weekday | CAISO | 1-in-10 | 2023 | 4 |  |  |  | 52.8489 | 1
| LCA | Big Creek/Ventura | 3 | Average Weekday | CAISO | 1-in-10 | 2023 | 5 |  |  |  | 51.8634 | 1
| LCA | Big Creek/Ventura | 3 | Average Weekday | CAISO | 1-in-10 | 2023 | 6 |  |  |  | 51.0123 | 1
| LCA | Big Creek/Ventura | 3 | Average Weekday | CAISO | 1-in-10 | 2023 | 7 |  |  |  | 50.3326 | 1
| LCA | Big Creek/Ventura | 3 | Average Weekday | CAISO | 1-in-10 | 2023 | 8 |  |  |  | 49.9971 | 1
| LCA | Big Creek/Ventura | 3 | Average Weekday | CAISO | 1-in-10 | 2023 | 9 |  |  |  | 51.0948 | 1
| LCA | Big Creek/Ventura | 3 | Average Weekday | CAISO | 1-in-10 | 2023 | 10 |  |  |  | 54.9948 | 1
| LCA | Big Creek/Ventura | 3 | Average Weekday | CAISO | 1-in-10 | 2023 | 11 |  |  |  | 59.737 | 1
| LCA | Big Creek/Ventura | 3 | Average Weekday | CAISO | 1-in-10 | 2023 | 12 |  |  |  | 63.8311 | 1
| LCA | Big Creek/Ventura | 3 | Average Weekday | CAISO | 1-in-10 | 2023 | 13 |  |  |  | 67.0932 | 1
| LCA | Big Creek/Ventura | 3 | Average Weekday | CAISO | 1-in-10 | 2023 | 14 |  |  |  | 69.3943 | 1
| LCA | Big Creek/Ventura | 3 | Average Weekday | CAISO | 1-in-10 | 2023 | 15 |  |  |  | 70.8584 | 1
| LCA | Big Creek/Ventura | 3 | Average Weekday | CAISO | 1-in-10 | 2023 | 16 |  |  |  | 71.6505 | 1
| LCA | Big Creek/Ventura | 3 | Average Weekday | CAISO | 1-in-10 | 2023 | 17 |  |  |  | 71.9429 | 1
| LCA | Big Creek/Ventura | 3 | Average Weekday | CAISO | 1-in-10 | 2023 | 18 |  |  |  | 71.2563 | 1
| LCA | Big Creek/Ventura | 3 | Average Weekday | CAISO | 1-in-10 | 2023 | 19 |  |  |  | 69.5572 | 1
| LCA | Big Creek/Ventura | 3 | Average Weekday | CAISO | 1-in-10 | 2023 | 20 |  |  |  | 66.8135 | 1
| LCA | Big Creek/Ventura | 3 | Average Weekday | CAISO | 1-in-10 | 2023 | 21 |  |  |  | 63.5231 | 1
| LCA | Big Creek/Ventura | 3 | Average Weekday | CAISO | 1-in-10 | 2023 | 22 |  |  |  | 61.2592 | 1
| LCA | Big Creek/Ventura | 3 | Average Weekday | CAISO | 1-in-10 | 2023 | 23 |  |  |  | 59.4613 | 1
| LCA | Big Creek/Ventura | 3 | Average Weekday | CAISO | 1-in-10 | 2023 | 24 |  |  |  | 58.0116 | 1
| LCA | Big Creek/Ventura | 3 | Monthly System Peak Day | CAISO | 1-in-10 | 2023 | 1 |  |  |  | 61.6436 | 1
| LCA | Big Creek/Ventura | 3 | Monthly System Peak Day | CAISO | 1-in-10 | 2023 | 2 |  |  |  | 59.7364 | 1
| LCA | Big Creek/Ventura | 3 | Monthly System Peak Day | CAISO | 1-in-10 | 2023 | 3 |  |  |  | 58.4079 | 1
| LCA | Big Creek/Ventura | 3 | Monthly System Peak Day | CAISO | 1-in-10 | 2023 | 4 |  |  |  | 57.565 | 1
| LCA | Big Creek/Ventura | 3 | Monthly System Peak Day | CAISO | 1-in-10 | 2023 | 5 |  |  |  | 57.0829 | 1
| LCA | Big Creek/Ventura | 3 | Monthly System Peak Day | CAISO | 1-in-10 | 2023 | 6 |  |  |  | 56.065 | 1
| LCA | Big Creek/Ventura | 3 | Monthly System Peak Day | CAISO | 1-in-10 | 2023 | 7 |  |  |  | 55.2536 | 1
| LCA | Big Creek/Ventura | 3 | Monthly System Peak Day | CAISO | 1-in-10 | 2023 | 8 |  |  |  | 54.7814 | 1
| LCA | Big Creek/Ventura | 3 | Monthly System Peak Day | CAISO | 1-in-10 | 2023 | 9 |  |  |  | 55.7129 | 1
| LCA | Big Creek/Ventura | 3 | Monthly System Peak Day | CAISO | 1-in-10 | 2023 | 10 |  |  |  | 60.6879 | 1
| LCA | Big Creek/Ventura | 3 | Monthly System Peak Day | CAISO | 1-in-10 | 2023 | 11 |  |  |  | 67.1879 | 1
| LCA | Big Creek/Ventura | 3 | Monthly System Peak Day | CAISO | 1-in-10 | 2023 | 12 |  |  |  | 73.9 | 1
| LCA | Big Creek/Ventura | 3 | Monthly System Peak Day | CAISO | 1-in-10 | 2023 | 13 |  |  |  | 79.72 | 1
| LCA | Big Creek/Ventura | 3 | Monthly System Peak Day | CAISO | 1-in-10 | 2023 | 14 |  |  |  | 82.0929 | 1
| LCA | Big Creek/Ventura | 3 | Monthly System Peak Day | CAISO | 1-in-10 | 2023 | 15 |  |  |  | 83.7714 | 1
| LCA | Big Creek/Ventura | 3 | Monthly System Peak Day | CAISO | 1-in-10 | 2023 | 16 |  |  |  | 85.2714 | 1
| LCA | Big Creek/Ventura | 3 | Monthly System Peak Day | CAISO | 1-in-10 | 2023 | 17 |  |  |  | 85.1714 | 1
| LCA | Big Creek/Ventura | 3 | Monthly System Peak Day | CAISO | 1-in-10 | 2023 | 18 |  |  |  | 85.25 | 1
| LCA | Big Creek/Ventura | 3 | Monthly System Peak Day | CAISO | 1-in-10 | 2023 | 19 |  |  |  | 84.4714 | 1
| LCA | Big Creek/Ventura | 3 | Monthly System Peak Day | CAISO | 1-in-10 | 2023 | 20 |  |  |  | 82.6071 | 1
| LCA | Big Creek/Ventura | 3 | Monthly System Peak Day | CAISO | 1-in-10 | 2023 | 21 |  |  |  | 77.33 | 1
| LCA | Big Creek/Ventura | 3 | Monthly System Peak Day | CAISO | 1-in-10 | 2023 | 22 |  |  |  | 71.775 | 1
| LCA | Big Creek/Ventura | 3 | Monthly System Peak Day | CAISO | 1-in-10 | 2023 | 23 |  |  |  | 67.95 | 1
| LCA | Big Creek/Ventura | 3 | Monthly System Peak Day | CAISO | 1-in-10 | 2023 | 24 |  |  |  | 65.3679 | 1
| LCA | Big Creek/Ventura | 4 | Average Weekday | CAISO | 1-in-10 | 2023 | 1 |  |  |  | 58.3482 | 1
| LCA | Big Creek/Ventura | 4 | Average Weekday | CAISO | 1-in-10 | 2023 | 2 |  |  |  | 57.2873 | 1
| LCA | Big Creek/Ventura | 4 | Average Weekday | CAISO | 1-in-10 | 2023 | 3 |  |  |  | 56.364 | 1
| LCA | Big Creek/Ventura | 4 | Average Weekday | CAISO | 1-in-10 | 2023 | 4 |  |  |  | 55.4985 | 1
| LCA | Big Creek/Ventura | 4 | Average Weekday | CAISO | 1-in-10 | 2023 | 5 |  |  |  | 54.483 | 1
| LCA | Big Creek/Ventura | 4 | Average Weekday | CAISO | 1-in-10 | 2023 | 6 |  |  |  | 53.6963 | 1
| LCA | Big Creek/Ventura | 4 | Average Weekday | CAISO | 1-in-10 | 2023 | 7 |  |  |  | 53.0497 | 1
| LCA | Big Creek/Ventura | 4 | Average Weekday | CAISO | 1-in-10 | 2023 | 8 |  |  |  | 52.7385 | 1
| LCA | Big Creek/Ventura | 4 | Average Weekday | CAISO | 1-in-10 | 2023 | 9 |  |  |  | 54.3959 | 1
| LCA | Big Creek/Ventura | 4 | Average Weekday | CAISO | 1-in-10 | 2023 | 10 |  |  |  | 58.3757 | 1
| LCA | Big Creek/Ventura | 4 | Average Weekday | CAISO | 1-in-10 | 2023 | 11 |  |  |  | 62.5234 | 1
| LCA | Big Creek/Ventura | 4 | Average Weekday | CAISO | 1-in-10 | 2023 | 12 |  |  |  | 66.0911 | 1
| LCA | Big Creek/Ventura | 4 | Average Weekday | CAISO | 1-in-10 | 2023 | 13 |  |  |  | 68.8485 | 1
| LCA | Big Creek/Ventura | 4 | Average Weekday | CAISO | 1-in-10 | 2023 | 14 |  |  |  | 70.7663 | 1
| LCA | Big Creek/Ventura | 4 | Average Weekday | CAISO | 1-in-10 | 2023 | 15 |  |  |  | 72.0711 | 1
| LCA | Big Creek/Ventura | 4 | Average Weekday | CAISO | 1-in-10 | 2023 | 16 |  |  |  | 72.7096 | 1
| LCA | Big Creek/Ventura | 4 | Average Weekday | CAISO | 1-in-10 | 2023 | 17 |  |  |  | 72.6504 | 1
| LCA | Big Creek/Ventura | 4 | Average Weekday | CAISO | 1-in-10 | 2023 | 18 |  |  |  | 71.757 | 1
| LCA | Big Creek/Ventura | 4 | Average Weekday | CAISO | 1-in-10 | 2023 | 19 |  |  |  | 70.1217 | 1
| LCA | Big Creek/Ventura | 4 | Average Weekday | CAISO | 1-in-10 | 2023 | 20 |  |  |  | 67.9586 | 1
| LCA | Big Creek/Ventura | 4 | Average Weekday | CAISO | 1-in-10 | 2023 | 21 |  |  |  | 65.246 | 1
| LCA | Big Creek/Ventura | 4 | Average Weekday | CAISO | 1-in-10 | 2023 | 22 |  |  |  | 62.8863 | 1
| LCA | Big Creek/Ventura | 4 | Average Weekday | CAISO | 1-in-10 | 2023 | 23 |  |  |  | 61.0799 | 1
| LCA | Big Creek/Ventura | 4 | Average Weekday | CAISO | 1-in-10 | 2023 | 24 |  |  |  | 59.6054 | 1
| LCA | Big Creek/Ventura | 4 | Monthly System Peak Day | CAISO | 1-in-10 | 2023 | 1 |  |  |  | 64.0893 | 1
| LCA | Big Creek/Ventura | 4 | Monthly System Peak Day | CAISO | 1-in-10 | 2023 | 2 |  |  |  | 62.165 | 1
| LCA | Big Creek/Ventura | 4 | Monthly System Peak Day | CAISO | 1-in-10 | 2023 | 3 |  |  |  | 60.4214 | 1
| LCA | Big Creek/Ventura | 4 | Monthly System Peak Day | CAISO | 1-in-10 | 2023 | 4 |  |  |  | 59.8814 | 1
| LCA | Big Creek/Ventura | 4 | Monthly System Peak Day | CAISO | 1-in-10 | 2023 | 5 |  |  |  | 59.8436 | 1
| LCA | Big Creek/Ventura | 4 | Monthly System Peak Day | CAISO | 1-in-10 | 2023 | 6 |  |  |  | 58.9564 | 1
| LCA | Big Creek/Ventura | 4 | Monthly System Peak Day | CAISO | 1-in-10 | 2023 | 7 |  |  |  | 59.7036 | 1
| LCA | Big Creek/Ventura | 4 | Monthly System Peak Day | CAISO | 1-in-10 | 2023 | 8 |  |  |  | 60.475 | 1
| LCA | Big Creek/Ventura | 4 | Monthly System Peak Day | CAISO | 1-in-10 | 2023 | 9 |  |  |  | 64.3743 | 1
| LCA | Big Creek/Ventura | 4 | Monthly System Peak Day | CAISO | 1-in-10 | 2023 | 10 |  |  |  | 68.8586 | 1
| LCA | Big Creek/Ventura | 4 | Monthly System Peak Day | CAISO | 1-in-10 | 2023 | 11 |  |  |  | 73.6929 | 1
| LCA | Big Creek/Ventura | 4 | Monthly System Peak Day | CAISO | 1-in-10 | 2023 | 12 |  |  |  | 78.29 | 1
| LCA | Big Creek/Ventura | 4 | Monthly System Peak Day | CAISO | 1-in-10 | 2023 | 13 |  |  |  | 81.9714 | 1
| LCA | Big Creek/Ventura | 4 | Monthly System Peak Day | CAISO | 1-in-10 | 2023 | 14 |  |  |  | 84.0071 | 1
| LCA | Big Creek/Ventura | 4 | Monthly System Peak Day | CAISO | 1-in-10 | 2023 | 15 |  |  |  | 85.5643 | 1
| LCA | Big Creek/Ventura | 4 | Monthly System Peak Day | CAISO | 1-in-10 | 2023 | 16 |  |  |  | 87.0857 | 1
| LCA | Big Creek/Ventura | 4 | Monthly System Peak Day | CAISO | 1-in-10 | 2023 | 17 |  |  |  | 87.9786 | 1
| LCA | Big Creek/Ventura | 4 | Monthly System Peak Day | CAISO | 1-in-10 | 2023 | 18 |  |  |  | 88.1929 | 1
| LCA | Big Creek/Ventura | 4 | Monthly System Peak Day | CAISO | 1-in-10 | 2023 | 19 |  |  |  | 87.2786 | 1
| LCA | Big Creek/Ventura | 4 | Monthly System Peak Day | CAISO | 1-in-10 | 2023 | 20 |  |  |  | 84.6071 | 1
| LCA | Big Creek/Ventura | 4 | Monthly System Peak Day | CAISO | 1-in-10 | 2023 | 21 |  |  |  | 80.6643 | 1
| LCA | Big Creek/Ventura | 4 | Monthly System Peak Day | CAISO | 1-in-10 | 2023 | 22 |  |  |  | 76.51 | 1
| LCA | Big Creek/Ventura | 4 | Monthly System Peak Day | CAISO | 1-in-10 | 2023 | 23 |  |  |  | 73.0807 | 1
| LCA | Big Creek/Ventura | 4 | Monthly System Peak Day | CAISO | 1-in-10 | 2023 | 24 |  |  |  | 69.31 | 1
| LCA | Big Creek/Ventura | 5 | Average Weekday | CAISO | 1-in-10 | 2023 | 1 |  |  |  | 62.5912 | 1
| LCA | Big Creek/Ventura | 5 | Average Weekday | CAISO | 1-in-10 | 2023 | 2 |  |  |  | 61.3025 | 1
| LCA | Big Creek/Ventura | 5 | Average Weekday | CAISO | 1-in-10 | 2023 | 3 |  |  |  | 60.0848 | 1
| LCA | Big Creek/Ventura | 5 | Average Weekday | CAISO | 1-in-10 | 2023 | 4 |  |  |  | 58.8481 | 1
| LCA | Big Creek/Ventura | 5 | Average Weekday | CAISO | 1-in-10 | 2023 | 5 |  |  |  | 58.0431 | 1
| LCA | Big Creek/Ventura | 5 | Average Weekday | CAISO | 1-in-10 | 2023 | 6 |  |  |  | 57.2156 | 1
| LCA | Big Creek/Ventura | 5 | Average Weekday | CAISO | 1-in-10 | 2023 | 7 |  |  |  | 56.479 | 1
| LCA | Big Creek/Ventura | 5 | Average Weekday | CAISO | 1-in-10 | 2023 | 8 |  |  |  | 56.8888 | 1
| LCA | Big Creek/Ventura | 5 | Average Weekday | CAISO | 1-in-10 | 2023 | 9 |  |  |  | 60.1908 | 1
| LCA | Big Creek/Ventura | 5 | Average Weekday | CAISO | 1-in-10 | 2023 | 10 |  |  |  | 64.6334 | 1
| LCA | Big Creek/Ventura | 5 | Average Weekday | CAISO | 1-in-10 | 2023 | 11 |  |  |  | 68.5848 | 1
| LCA | Big Creek/Ventura | 5 | Average Weekday | CAISO | 1-in-10 | 2023 | 12 |  |  |  | 71.6441 | 1
| LCA | Big Creek/Ventura | 5 | Average Weekday | CAISO | 1-in-10 | 2023 | 13 |  |  |  | 74.0241 | 1
| LCA | Big Creek/Ventura | 5 | Average Weekday | CAISO | 1-in-10 | 2023 | 14 |  |  |  | 75.6921 | 1
| LCA | Big Creek/Ventura | 5 | Average Weekday | CAISO | 1-in-10 | 2023 | 15 |  |  |  | 76.7916 | 1
| LCA | Big Creek/Ventura | 5 | Average Weekday | CAISO | 1-in-10 | 2023 | 16 |  |  |  | 77.2805 | 1
| LCA | Big Creek/Ventura | 5 | Average Weekday | CAISO | 1-in-10 | 2023 | 17 |  |  |  | 77.2165 | 1
| LCA | Big Creek/Ventura | 5 | Average Weekday | CAISO | 1-in-10 | 2023 | 18 |  |  |  | 76.5896 | 1
| LCA | Big Creek/Ventura | 5 | Average Weekday | CAISO | 1-in-10 | 2023 | 19 |  |  |  | 75.461 | 1
| LCA | Big Creek/Ventura | 5 | Average Weekday | CAISO | 1-in-10 | 2023 | 20 |  |  |  | 73.5426 | 1
| LCA | Big Creek/Ventura | 5 | Average Weekday | CAISO | 1-in-10 | 2023 | 21 |  |  |  | 70.8603 | 1
| LCA | Big Creek/Ventura | 5 | Average Weekday | CAISO | 1-in-10 | 2023 | 22 |  |  |  | 68.0311 | 1
| LCA | Big Creek/Ventura | 5 | Average Weekday | CAISO | 1-in-10 | 2023 | 23 |  |  |  | 66.0109 | 1
| LCA | Big Creek/Ventura | 5 | Average Weekday | CAISO | 1-in-10 | 2023 | 24 |  |  |  | 64.0741 | 1
| LCA | Big Creek/Ventura | 5 | Monthly System Peak Day | CAISO | 1-in-10 | 2023 | 1 |  |  |  | 73.7593 | 1
| LCA | Big Creek/Ventura | 5 | Monthly System Peak Day | CAISO | 1-in-10 | 2023 | 2 |  |  |  | 71.6129 | 1
| LCA | Big Creek/Ventura | 5 | Monthly System Peak Day | CAISO | 1-in-10 | 2023 | 3 |  |  |  | 69.8557 | 1
| LCA | Big Creek/Ventura | 5 | Monthly System Peak Day | CAISO | 1-in-10 | 2023 | 4 |  |  |  | 68.0679 | 1
| LCA | Big Creek/Ventura | 5 | Monthly System Peak Day | CAISO | 1-in-10 | 2023 | 5 |  |  |  | 65.8314 | 1
| LCA | Big Creek/Ventura | 5 | Monthly System Peak Day | CAISO | 1-in-10 | 2023 | 6 |  |  |  | 64.9371 | 1
| LCA | Big Creek/Ventura | 5 | Monthly System Peak Day | CAISO | 1-in-10 | 2023 | 7 |  |  |  | 64.2586 | 1
| LCA | Big Creek/Ventura | 5 | Monthly System Peak Day | CAISO | 1-in-10 | 2023 | 8 |  |  |  | 64.3064 | 1
| LCA | Big Creek/Ventura | 5 | Monthly System Peak Day | CAISO | 1-in-10 | 2023 | 9 |  |  |  | 68.5121 | 1
| LCA | Big Creek/Ventura | 5 | Monthly System Peak Day | CAISO | 1-in-10 | 2023 | 10 |  |  |  | 74.5079 | 1
| LCA | Big Creek/Ventura | 5 | Monthly System Peak Day | CAISO | 1-in-10 | 2023 | 11 |  |  |  | 80.8571 | 1
| LCA | Big Creek/Ventura | 5 | Monthly System Peak Day | CAISO | 1-in-10 | 2023 | 12 |  |  |  | 85.8971 | 1
| LCA | Big Creek/Ventura | 5 | Monthly System Peak Day | CAISO | 1-in-10 | 2023 | 13 |  |  |  | 89.2071 | 1
| LCA | Big Creek/Ventura | 5 | Monthly System Peak Day | CAISO | 1-in-10 | 2023 | 14 |  |  |  | 91.3857 | 1
| LCA | Big Creek/Ventura | 5 | Monthly System Peak Day | CAISO | 1-in-10 | 2023 | 15 |  |  |  | 92.3 | 1
| LCA | Big Creek/Ventura | 5 | Monthly System Peak Day | CAISO | 1-in-10 | 2023 | 16 |  |  |  | 92.5643 | 1
| LCA | Big Creek/Ventura | 5 | Monthly System Peak Day | CAISO | 1-in-10 | 2023 | 17 |  |  |  | 92.3714 | 1
| LCA | Big Creek/Ventura | 5 | Monthly System Peak Day | CAISO | 1-in-10 | 2023 | 18 |  |  |  | 91.9429 | 1
| LCA | Big Creek/Ventura | 5 | Monthly System Peak Day | CAISO | 1-in-10 | 2023 | 19 |  |  |  | 90.6 | 1
| LCA | Big Creek/Ventura | 5 | Monthly System Peak Day | CAISO | 1-in-10 | 2023 | 20 |  |  |  | 87.835 | 1
| LCA | Big Creek/Ventura | 5 | Monthly System Peak Day | CAISO | 1-in-10 | 2023 | 21 |  |  |  | 83.1979 | 1
| LCA | Big Creek/Ventura | 5 | Monthly System Peak Day | CAISO | 1-in-10 | 2023 | 22 |  |  |  | 79.3571 | 1
| LCA | Big Creek/Ventura | 5 | Monthly System Peak Day | CAISO | 1-in-10 | 2023 | 23 |  |  |  | 76.5479 | 1
| LCA | Big Creek/Ventura | 5 | Monthly System Peak Day | CAISO | 1-in-10 | 2023 | 24 |  |  |  | 73.7157 | 1
| LCA | Big Creek/Ventura | 6 | Average Weekday | CAISO | 1-in-10 | 2023 | 1 |  |  |  | 67.5979 | 1
| LCA | Big Creek/Ventura | 6 | Average Weekday | CAISO | 1-in-10 | 2023 | 2 |  |  |  | 66.7173 | 1
| LCA | Big Creek/Ventura | 6 | Average Weekday | CAISO | 1-in-10 | 2023 | 3 |  |  |  | 65.8067 | 1
| LCA | Big Creek/Ventura | 6 | Average Weekday | CAISO | 1-in-10 | 2023 | 4 |  |  |  | 64.7835 | 1
| LCA | Big Creek/Ventura | 6 | Average Weekday | CAISO | 1-in-10 | 2023 | 5 |  |  |  | 63.8893 | 1
| LCA | Big Creek/Ventura | 6 | Average Weekday | CAISO | 1-in-10 | 2023 | 6 |  |  |  | 63.1691 | 1
| LCA | Big Creek/Ventura | 6 | Average Weekday | CAISO | 1-in-10 | 2023 | 7 |  |  |  | 62.6661 | 1
| LCA | Big Creek/Ventura | 6 | Average Weekday | CAISO | 1-in-10 | 2023 | 8 |  |  |  | 63.2141 | 1
| LCA | Big Creek/Ventura | 6 | Average Weekday | CAISO | 1-in-10 | 2023 | 9 |  |  |  | 66.1776 | 1
| LCA | Big Creek/Ventura | 6 | Average Weekday | CAISO | 1-in-10 | 2023 | 10 |  |  |  | 70.0818 | 1
| LCA | Big Creek/Ventura | 6 | Average Weekday | CAISO | 1-in-10 | 2023 | 11 |  |  |  | 73.9836 | 1
| LCA | Big Creek/Ventura | 6 | Average Weekday | CAISO | 1-in-10 | 2023 | 12 |  |  |  | 77.4319 | 1
| LCA | Big Creek/Ventura | 6 | Average Weekday | CAISO | 1-in-10 | 2023 | 13 |  |  |  | 80.1443 | 1
| LCA | Big Creek/Ventura | 6 | Average Weekday | CAISO | 1-in-10 | 2023 | 14 |  |  |  | 82.1737 | 1
| LCA | Big Creek/Ventura | 6 | Average Weekday | CAISO | 1-in-10 | 2023 | 15 |  |  |  | 83.3627 | 1
| LCA | Big Creek/Ventura | 6 | Average Weekday | CAISO | 1-in-10 | 2023 | 16 |  |  |  | 83.8567 | 1
| LCA | Big Creek/Ventura | 6 | Average Weekday | CAISO | 1-in-10 | 2023 | 17 |  |  |  | 83.6788 | 1
| LCA | Big Creek/Ventura | 6 | Average Weekday | CAISO | 1-in-10 | 2023 | 18 |  |  |  | 82.6209 | 1
| LCA | Big Creek/Ventura | 6 | Average Weekday | CAISO | 1-in-10 | 2023 | 19 |  |  |  | 80.9659 | 1
| LCA | Big Creek/Ventura | 6 | Average Weekday | CAISO | 1-in-10 | 2023 | 20 |  |  |  | 78.9063 | 1
| LCA | Big Creek/Ventura | 6 | Average Weekday | CAISO | 1-in-10 | 2023 | 21 |  |  |  | 76.1141 | 1
| LCA | Big Creek/Ventura | 6 | Average Weekday | CAISO | 1-in-10 | 2023 | 22 |  |  |  | 72.8496 | 1
| LCA | Big Creek/Ventura | 6 | Average Weekday | CAISO | 1-in-10 | 2023 | 23 |  |  |  | 70.6066 | 1
| LCA | Big Creek/Ventura | 6 | Average Weekday | CAISO | 1-in-10 | 2023 | 24 |  |  |  | 68.955 | 1
| LCA | Big Creek/Ventura | 6 | Monthly System Peak Day | CAISO | 1-in-10 | 2023 | 1 |  |  |  | 74.6807 | 1
| LCA | Big Creek/Ventura | 6 | Monthly System Peak Day | CAISO | 1-in-10 | 2023 | 2 |  |  |  | 73.9664 | 1
| LCA | Big Creek/Ventura | 6 | Monthly System Peak Day | CAISO | 1-in-10 | 2023 | 3 |  |  |  | 72.8129 | 1
| LCA | Big Creek/Ventura | 6 | Monthly System Peak Day | CAISO | 1-in-10 | 2023 | 4 |  |  |  | 71.8886 | 1
| LCA | Big Creek/Ventura | 6 | Monthly System Peak Day | CAISO | 1-in-10 | 2023 | 5 |  |  |  | 70.4636 | 1
| LCA | Big Creek/Ventura | 6 | Monthly System Peak Day | CAISO | 1-in-10 | 2023 | 6 |  |  |  | 69.4257 | 1
| LCA | Big Creek/Ventura | 6 | Monthly System Peak Day | CAISO | 1-in-10 | 2023 | 7 |  |  |  | 69.0036 | 1
| LCA | Big Creek/Ventura | 6 | Monthly System Peak Day | CAISO | 1-in-10 | 2023 | 8 |  |  |  | 69.4093 | 1
| LCA | Big Creek/Ventura | 6 | Monthly System Peak Day | CAISO | 1-in-10 | 2023 | 9 |  |  |  | 73.6814 | 1
| LCA | Big Creek/Ventura | 6 | Monthly System Peak Day | CAISO | 1-in-10 | 2023 | 10 |  |  |  | 79.1464 | 1
| LCA | Big Creek/Ventura | 6 | Monthly System Peak Day | CAISO | 1-in-10 | 2023 | 11 |  |  |  | 84.1829 | 1
| LCA | Big Creek/Ventura | 6 | Monthly System Peak Day | CAISO | 1-in-10 | 2023 | 12 |  |  |  | 89.2807 | 1
| LCA | Big Creek/Ventura | 6 | Monthly System Peak Day | CAISO | 1-in-10 | 2023 | 13 |  |  |  | 92.9336 | 1
| LCA | Big Creek/Ventura | 6 | Monthly System Peak Day | CAISO | 1-in-10 | 2023 | 14 |  |  |  | 95.6929 | 1
| LCA | Big Creek/Ventura | 6 | Monthly System Peak Day | CAISO | 1-in-10 | 2023 | 15 |  |  |  | 96.9571 | 1
| LCA | Big Creek/Ventura | 6 | Monthly System Peak Day | CAISO | 1-in-10 | 2023 | 16 |  |  |  | 97.8571 | 1
| LCA | Big Creek/Ventura | 6 | Monthly System Peak Day | CAISO | 1-in-10 | 2023 | 17 |  |  |  | 97.3714 | 1
| LCA | Big Creek/Ventura | 6 | Monthly System Peak Day | CAISO | 1-in-10 | 2023 | 18 |  |  |  | 96.5143 | 1
| LCA | Big Creek/Ventura | 6 | Monthly System Peak Day | CAISO | 1-in-10 | 2023 | 19 |  |  |  | 94.2643 | 1
| LCA | Big Creek/Ventura | 6 | Monthly System Peak Day | CAISO | 1-in-10 | 2023 | 20 |  |  |  | 91.4107 | 1
| LCA | Big Creek/Ventura | 6 | Monthly System Peak Day | CAISO | 1-in-10 | 2023 | 21 |  |  |  | 88.3343 | 1
| LCA | Big Creek/Ventura | 6 | Monthly System Peak Day | CAISO | 1-in-10 | 2023 | 22 |  |  |  | 84.5707 | 1
| LCA | Big Creek/Ventura | 6 | Monthly System Peak Day | CAISO | 1-in-10 | 2023 | 23 |  |  |  | 81.8114 | 1
| LCA | Big Creek/Ventura | 6 | Monthly System Peak Day | CAISO | 1-in-10 | 2023 | 24 |  |  |  | 80.2729 | 1
| LCA | Big Creek/Ventura | 7 | Average Weekday | CAISO | 1-in-10 | 2023 | 1 |  |  |  | 73.7504 | 1
| LCA | Big Creek/Ventura | 7 | Average Weekday | CAISO | 1-in-10 | 2023 | 2 |  |  |  | 72.6444 | 1
| LCA | Big Creek/Ventura | 7 | Average Weekday | CAISO | 1-in-10 | 2023 | 3 |  |  |  | 71.7965 | 1
| LCA | Big Creek/Ventura | 7 | Average Weekday | CAISO | 1-in-10 | 2023 | 4 |  |  |  | 70.8986 | 1
| LCA | Big Creek/Ventura | 7 | Average Weekday | CAISO | 1-in-10 | 2023 | 5 |  |  |  | 70.1004 | 1
| LCA | Big Creek/Ventura | 7 | Average Weekday | CAISO | 1-in-10 | 2023 | 6 |  |  |  | 69.3371 | 1
| LCA | Big Creek/Ventura | 7 | Average Weekday | CAISO | 1-in-10 | 2023 | 7 |  |  |  | 68.9791 | 1
| LCA | Big Creek/Ventura | 7 | Average Weekday | CAISO | 1-in-10 | 2023 | 8 |  |  |  | 69.3313 | 1
| LCA | Big Creek/Ventura | 7 | Average Weekday | CAISO | 1-in-10 | 2023 | 9 |  |  |  | 72.2421 | 1
| LCA | Big Creek/Ventura | 7 | Average Weekday | CAISO | 1-in-10 | 2023 | 10 |  |  |  | 76.3167 | 1
| LCA | Big Creek/Ventura | 7 | Average Weekday | CAISO | 1-in-10 | 2023 | 11 |  |  |  | 80.6703 | 1
| LCA | Big Creek/Ventura | 7 | Average Weekday | CAISO | 1-in-10 | 2023 | 12 |  |  |  | 84.4912 | 1
| LCA | Big Creek/Ventura | 7 | Average Weekday | CAISO | 1-in-10 | 2023 | 13 |  |  |  | 87.3622 | 1
| LCA | Big Creek/Ventura | 7 | Average Weekday | CAISO | 1-in-10 | 2023 | 14 |  |  |  | 89.604 | 1
| LCA | Big Creek/Ventura | 7 | Average Weekday | CAISO | 1-in-10 | 2023 | 15 |  |  |  | 91.1072 | 1
| LCA | Big Creek/Ventura | 7 | Average Weekday | CAISO | 1-in-10 | 2023 | 16 |  |  |  | 91.7086 | 1
| LCA | Big Creek/Ventura | 7 | Average Weekday | CAISO | 1-in-10 | 2023 | 17 |  |  |  | 91.4436 | 1
| LCA | Big Creek/Ventura | 7 | Average Weekday | CAISO | 1-in-10 | 2023 | 18 |  |  |  | 90.5951 | 1
| LCA | Big Creek/Ventura | 7 | Average Weekday | CAISO | 1-in-10 | 2023 | 19 |  |  |  | 88.7186 | 1
| LCA | Big Creek/Ventura | 7 | Average Weekday | CAISO | 1-in-10 | 2023 | 20 |  |  |  | 85.9757 | 1
| LCA | Big Creek/Ventura | 7 | Average Weekday | CAISO | 1-in-10 | 2023 | 21 |  |  |  | 82.4525 | 1
| LCA | Big Creek/Ventura | 7 | Average Weekday | CAISO | 1-in-10 | 2023 | 22 |  |  |  | 78.9574 | 1
| LCA | Big Creek/Ventura | 7 | Average Weekday | CAISO | 1-in-10 | 2023 | 23 |  |  |  | 76.8646 | 1
| LCA | Big Creek/Ventura | 7 | Average Weekday | CAISO | 1-in-10 | 2023 | 24 |  |  |  | 75.4968 | 1
| LCA | Big Creek/Ventura | 7 | Monthly System Peak Day | CAISO | 1-in-10 | 2023 | 1 |  |  |  | 80.5621 | 1
| LCA | Big Creek/Ventura | 7 | Monthly System Peak Day | CAISO | 1-in-10 | 2023 | 2 |  |  |  | 80.3943 | 1
| LCA | Big Creek/Ventura | 7 | Monthly System Peak Day | CAISO | 1-in-10 | 2023 | 3 |  |  |  | 79.0186 | 1
| LCA | Big Creek/Ventura | 7 | Monthly System Peak Day | CAISO | 1-in-10 | 2023 | 4 |  |  |  | 75.5979 | 1
| LCA | Big Creek/Ventura | 7 | Monthly System Peak Day | CAISO | 1-in-10 | 2023 | 5 |  |  |  | 73.91 | 1
| LCA | Big Creek/Ventura | 7 | Monthly System Peak Day | CAISO | 1-in-10 | 2023 | 6 |  |  |  | 73.0279 | 1
| LCA | Big Creek/Ventura | 7 | Monthly System Peak Day | CAISO | 1-in-10 | 2023 | 7 |  |  |  | 72.825 | 1
| LCA | Big Creek/Ventura | 7 | Monthly System Peak Day | CAISO | 1-in-10 | 2023 | 8 |  |  |  | 72.9407 | 1
| LCA | Big Creek/Ventura | 7 | Monthly System Peak Day | CAISO | 1-in-10 | 2023 | 9 |  |  |  | 76.145 | 1
| LCA | Big Creek/Ventura | 7 | Monthly System Peak Day | CAISO | 1-in-10 | 2023 | 10 |  |  |  | 81.4593 | 1
| LCA | Big Creek/Ventura | 7 | Monthly System Peak Day | CAISO | 1-in-10 | 2023 | 11 |  |  |  | 86.7071 | 1
| LCA | Big Creek/Ventura | 7 | Monthly System Peak Day | CAISO | 1-in-10 | 2023 | 12 |  |  |  | 91.1643 | 1
| LCA | Big Creek/Ventura | 7 | Monthly System Peak Day | CAISO | 1-in-10 | 2023 | 13 |  |  |  | 93.6143 | 1
| LCA | Big Creek/Ventura | 7 | Monthly System Peak Day | CAISO | 1-in-10 | 2023 | 14 |  |  |  | 95.0357 | 1
| LCA | Big Creek/Ventura | 7 | Monthly System Peak Day | CAISO | 1-in-10 | 2023 | 15 |  |  |  | 96.6929 | 1
| LCA | Big Creek/Ventura | 7 | Monthly System Peak Day | CAISO | 1-in-10 | 2023 | 16 |  |  |  | 97.1357 | 1
| LCA | Big Creek/Ventura | 7 | Monthly System Peak Day | CAISO | 1-in-10 | 2023 | 17 |  |  |  | 96.5286 | 1
| LCA | Big Creek/Ventura | 7 | Monthly System Peak Day | CAISO | 1-in-10 | 2023 | 18 |  |  |  | 95.7 | 1
| LCA | Big Creek/Ventura | 7 | Monthly System Peak Day | CAISO | 1-in-10 | 2023 | 19 |  |  |  | 94.3071 | 1
| LCA | Big Creek/Ventura | 7 | Monthly System Peak Day | CAISO | 1-in-10 | 2023 | 20 |  |  |  | 91 | 1
| LCA | Big Creek/Ventura | 7 | Monthly System Peak Day | CAISO | 1-in-10 | 2023 | 21 |  |  |  | 87.2271 | 1
| LCA | Big Creek/Ventura | 7 | Monthly System Peak Day | CAISO | 1-in-10 | 2023 | 22 |  |  |  | 83.105 | 1
| LCA | Big Creek/Ventura | 7 | Monthly System Peak Day | CAISO | 1-in-10 | 2023 | 23 |  |  |  | 81.2114 | 1
| LCA | Big Creek/Ventura | 7 | Monthly System Peak Day | CAISO | 1-in-10 | 2023 | 24 |  |  |  | 79.2186 | 1
| LCA | Big Creek/Ventura | 8 | Average Weekday | CAISO | 1-in-10 | 2023 | 1 |  |  |  | 71.773 | 1
| LCA | Big Creek/Ventura | 8 | Average Weekday | CAISO | 1-in-10 | 2023 | 2 |  |  |  | 70.8122 | 1
| LCA | Big Creek/Ventura | 8 | Average Weekday | CAISO | 1-in-10 | 2023 | 3 |  |  |  | 70.0332 | 1
| LCA | Big Creek/Ventura | 8 | Average Weekday | CAISO | 1-in-10 | 2023 | 4 |  |  |  | 69.3359 | 1
| LCA | Big Creek/Ventura | 8 | Average Weekday | CAISO | 1-in-10 | 2023 | 5 |  |  |  | 68.5356 | 1
| LCA | Big Creek/Ventura | 8 | Average Weekday | CAISO | 1-in-10 | 2023 | 6 |  |  |  | 67.6954 | 1
| LCA | Big Creek/Ventura | 8 | Average Weekday | CAISO | 1-in-10 | 2023 | 7 |  |  |  | 67.0748 | 1
| LCA | Big Creek/Ventura | 8 | Average Weekday | CAISO | 1-in-10 | 2023 | 8 |  |  |  | 66.8998 | 1
| LCA | Big Creek/Ventura | 8 | Average Weekday | CAISO | 1-in-10 | 2023 | 9 |  |  |  | 69.0394 | 1
| LCA | Big Creek/Ventura | 8 | Average Weekday | CAISO | 1-in-10 | 2023 | 10 |  |  |  | 72.7622 | 1
| LCA | Big Creek/Ventura | 8 | Average Weekday | CAISO | 1-in-10 | 2023 | 11 |  |  |  | 76.7959 | 1
| LCA | Big Creek/Ventura | 8 | Average Weekday | CAISO | 1-in-10 | 2023 | 12 |  |  |  | 80.7141 | 1
| LCA | Big Creek/Ventura | 8 | Average Weekday | CAISO | 1-in-10 | 2023 | 13 |  |  |  | 83.8698 | 1
| LCA | Big Creek/Ventura | 8 | Average Weekday | CAISO | 1-in-10 | 2023 | 14 |  |  |  | 86.2495 | 1
| LCA | Big Creek/Ventura | 8 | Average Weekday | CAISO | 1-in-10 | 2023 | 15 |  |  |  | 87.7802 | 1
| LCA | Big Creek/Ventura | 8 | Average Weekday | CAISO | 1-in-10 | 2023 | 16 |  |  |  | 88.4706 | 1
| LCA | Big Creek/Ventura | 8 | Average Weekday | CAISO | 1-in-10 | 2023 | 17 |  |  |  | 88.218 | 1
| LCA | Big Creek/Ventura | 8 | Average Weekday | CAISO | 1-in-10 | 2023 | 18 |  |  |  | 87.3481 | 1
| LCA | Big Creek/Ventura | 8 | Average Weekday | CAISO | 1-in-10 | 2023 | 19 |  |  |  | 85.6245 | 1
| LCA | Big Creek/Ventura | 8 | Average Weekday | CAISO | 1-in-10 | 2023 | 20 |  |  |  | 82.9859 | 1
| LCA | Big Creek/Ventura | 8 | Average Weekday | CAISO | 1-in-10 | 2023 | 21 |  |  |  | 79.446 | 1
| LCA | Big Creek/Ventura | 8 | Average Weekday | CAISO | 1-in-10 | 2023 | 22 |  |  |  | 76.5588 | 1
| LCA | Big Creek/Ventura | 8 | Average Weekday | CAISO | 1-in-10 | 2023 | 23 |  |  |  | 74.6878 | 1
| LCA | Big Creek/Ventura | 8 | Average Weekday | CAISO | 1-in-10 | 2023 | 24 |  |  |  | 73.243 | 1
| LCA | Big Creek/Ventura | 8 | Monthly System Peak Day | CAISO | 1-in-10 | 2023 | 1 |  |  |  | 75.8614 | 1
| LCA | Big Creek/Ventura | 8 | Monthly System Peak Day | CAISO | 1-in-10 | 2023 | 2 |  |  |  | 75.0521 | 1
| LCA | Big Creek/Ventura | 8 | Monthly System Peak Day | CAISO | 1-in-10 | 2023 | 3 |  |  |  | 74.275 | 1
| LCA | Big Creek/Ventura | 8 | Monthly System Peak Day | CAISO | 1-in-10 | 2023 | 4 |  |  |  | 73.3857 | 1
| LCA | Big Creek/Ventura | 8 | Monthly System Peak Day | CAISO | 1-in-10 | 2023 | 5 |  |  |  | 72.4779 | 1
| LCA | Big Creek/Ventura | 8 | Monthly System Peak Day | CAISO | 1-in-10 | 2023 | 6 |  |  |  | 71.3657 | 1
| LCA | Big Creek/Ventura | 8 | Monthly System Peak Day | CAISO | 1-in-10 | 2023 | 7 |  |  |  | 71.1021 | 1
| LCA | Big Creek/Ventura | 8 | Monthly System Peak Day | CAISO | 1-in-10 | 2023 | 8 |  |  |  | 70.685 | 1
| LCA | Big Creek/Ventura | 8 | Monthly System Peak Day | CAISO | 1-in-10 | 2023 | 9 |  |  |  | 73.5929 | 1
| LCA | Big Creek/Ventura | 8 | Monthly System Peak Day | CAISO | 1-in-10 | 2023 | 10 |  |  |  | 77.95 | 1
| LCA | Big Creek/Ventura | 8 | Monthly System Peak Day | CAISO | 1-in-10 | 2023 | 11 |  |  |  | 83.1193 | 1
| LCA | Big Creek/Ventura | 8 | Monthly System Peak Day | CAISO | 1-in-10 | 2023 | 12 |  |  |  | 88.1879 | 1
| LCA | Big Creek/Ventura | 8 | Monthly System Peak Day | CAISO | 1-in-10 | 2023 | 13 |  |  |  | 92.3714 | 1
| LCA | Big Creek/Ventura | 8 | Monthly System Peak Day | CAISO | 1-in-10 | 2023 | 14 |  |  |  | 95.0214 | 1
| LCA | Big Creek/Ventura | 8 | Monthly System Peak Day | CAISO | 1-in-10 | 2023 | 15 |  |  |  | 96.2714 | 1
| LCA | Big Creek/Ventura | 8 | Monthly System Peak Day | CAISO | 1-in-10 | 2023 | 16 |  |  |  | 96.85 | 1
| LCA | Big Creek/Ventura | 8 | Monthly System Peak Day | CAISO | 1-in-10 | 2023 | 17 |  |  |  | 96.3143 | 1
| LCA | Big Creek/Ventura | 8 | Monthly System Peak Day | CAISO | 1-in-10 | 2023 | 18 |  |  |  | 95.3286 | 1
| LCA | Big Creek/Ventura | 8 | Monthly System Peak Day | CAISO | 1-in-10 | 2023 | 19 |  |  |  | 93.3214 | 1
| LCA | Big Creek/Ventura | 8 | Monthly System Peak Day | CAISO | 1-in-10 | 2023 | 20 |  |  |  | 89.9429 | 1
| LCA | Big Creek/Ventura | 8 | Monthly System Peak Day | CAISO | 1-in-10 | 2023 | 21 |  |  |  | 85.6986 | 1
| LCA | Big Creek/Ventura | 8 | Monthly System Peak Day | CAISO | 1-in-10 | 2023 | 22 |  |  |  | 82.6936 | 1
| LCA | Big Creek/Ventura | 8 | Monthly System Peak Day | CAISO | 1-in-10 | 2023 | 23 |  |  |  | 80.7414 | 1
| LCA | Big Creek/Ventura | 8 | Monthly System Peak Day | CAISO | 1-in-10 | 2023 | 24 |  |  |  | 79.3707 | 1
| LCA | Big Creek/Ventura | 8 | Typical Event Day | CAISO | 1-in-10 | 2023 | 1 |  |  |  | 77.2739 | 1
| LCA | Big Creek/Ventura | 8 | Typical Event Day | CAISO | 1-in-10 | 2023 | 2 |  |  |  | 76.5187 | 1
| LCA | Big Creek/Ventura | 8 | Typical Event Day | CAISO | 1-in-10 | 2023 | 3 |  |  |  | 75.457 | 1
| LCA | Big Creek/Ventura | 8 | Typical Event Day | CAISO | 1-in-10 | 2023 | 4 |  |  |  | 74.0543 | 1
| LCA | Big Creek/Ventura | 8 | Typical Event Day | CAISO | 1-in-10 | 2023 | 5 |  |  |  | 73.0975 | 1
| LCA | Big Creek/Ventura | 8 | Typical Event Day | CAISO | 1-in-10 | 2023 | 6 |  |  |  | 72.138 | 1
| LCA | Big Creek/Ventura | 8 | Typical Event Day | CAISO | 1-in-10 | 2023 | 7 |  |  |  | 71.9071 | 1
| LCA | Big Creek/Ventura | 8 | Typical Event Day | CAISO | 1-in-10 | 2023 | 8 |  |  |  | 72.008 | 1
| LCA | Big Creek/Ventura | 8 | Typical Event Day | CAISO | 1-in-10 | 2023 | 9 |  |  |  | 74.7386 | 1
| LCA | Big Creek/Ventura | 8 | Typical Event Day | CAISO | 1-in-10 | 2023 | 10 |  |  |  | 79.5193 | 1
| LCA | Big Creek/Ventura | 8 | Typical Event Day | CAISO | 1-in-10 | 2023 | 11 |  |  |  | 84.3773 | 1
| LCA | Big Creek/Ventura | 8 | Typical Event Day | CAISO | 1-in-10 | 2023 | 12 |  |  |  | 89.0189 | 1
| LCA | Big Creek/Ventura | 8 | Typical Event Day | CAISO | 1-in-10 | 2023 | 13 |  |  |  | 92.2941 | 1
| LCA | Big Creek/Ventura | 8 | Typical Event Day | CAISO | 1-in-10 | 2023 | 14 |  |  |  | 94.5786 | 1
| LCA | Big Creek/Ventura | 8 | Typical Event Day | CAISO | 1-in-10 | 2023 | 15 |  |  |  | 95.975 | 1
| LCA | Big Creek/Ventura | 8 | Typical Event Day | CAISO | 1-in-10 | 2023 | 16 |  |  |  | 96.8518 | 1
| LCA | Big Creek/Ventura | 8 | Typical Event Day | CAISO | 1-in-10 | 2023 | 17 |  |  |  | 96.6714 | 1
| LCA | Big Creek/Ventura | 8 | Typical Event Day | CAISO | 1-in-10 | 2023 | 18 |  |  |  | 95.7714 | 1
| LCA | Big Creek/Ventura | 8 | Typical Event Day | CAISO | 1-in-10 | 2023 | 19 |  |  |  | 93.7018 | 1
| LCA | Big Creek/Ventura | 8 | Typical Event Day | CAISO | 1-in-10 | 2023 | 20 |  |  |  | 90.7312 | 1
| LCA | Big Creek/Ventura | 8 | Typical Event Day | CAISO | 1-in-10 | 2023 | 21 |  |  |  | 87.3168 | 1
| LCA | Big Creek/Ventura | 8 | Typical Event Day | CAISO | 1-in-10 | 2023 | 22 |  |  |  | 83.9977 | 1
| LCA | Big Creek/Ventura | 8 | Typical Event Day | CAISO | 1-in-10 | 2023 | 23 |  |  |  | 81.8893 | 1
| LCA | Big Creek/Ventura | 8 | Typical Event Day | CAISO | 1-in-10 | 2023 | 24 |  |  |  | 80.237 | 1
| LCA | Big Creek/Ventura | 9 | Average Weekday | CAISO | 1-in-10 | 2023 | 1 |  |  |  | 70.2028 | 1
| LCA | Big Creek/Ventura | 9 | Average Weekday | CAISO | 1-in-10 | 2023 | 2 |  |  |  | 69.1836 | 1
| LCA | Big Creek/Ventura | 9 | Average Weekday | CAISO | 1-in-10 | 2023 | 3 |  |  |  | 68.2518 | 1
| LCA | Big Creek/Ventura | 9 | Average Weekday | CAISO | 1-in-10 | 2023 | 4 |  |  |  | 67.4618 | 1
| LCA | Big Creek/Ventura | 9 | Average Weekday | CAISO | 1-in-10 | 2023 | 5 |  |  |  | 66.5713 | 1
| LCA | Big Creek/Ventura | 9 | Average Weekday | CAISO | 1-in-10 | 2023 | 6 |  |  |  | 65.7951 | 1
| LCA | Big Creek/Ventura | 9 | Average Weekday | CAISO | 1-in-10 | 2023 | 7 |  |  |  | 65.2006 | 1
| LCA | Big Creek/Ventura | 9 | Average Weekday | CAISO | 1-in-10 | 2023 | 8 |  |  |  | 64.7186 | 1
| LCA | Big Creek/Ventura | 9 | Average Weekday | CAISO | 1-in-10 | 2023 | 9 |  |  |  | 65.7455 | 1
| LCA | Big Creek/Ventura | 9 | Average Weekday | CAISO | 1-in-10 | 2023 | 10 |  |  |  | 69.433 | 1
| LCA | Big Creek/Ventura | 9 | Average Weekday | CAISO | 1-in-10 | 2023 | 11 |  |  |  | 73.8913 | 1
| LCA | Big Creek/Ventura | 9 | Average Weekday | CAISO | 1-in-10 | 2023 | 12 |  |  |  | 78.089 | 1
| LCA | Big Creek/Ventura | 9 | Average Weekday | CAISO | 1-in-10 | 2023 | 13 |  |  |  | 81.4035 | 1
| LCA | Big Creek/Ventura | 9 | Average Weekday | CAISO | 1-in-10 | 2023 | 14 |  |  |  | 83.8146 | 1
| LCA | Big Creek/Ventura | 9 | Average Weekday | CAISO | 1-in-10 | 2023 | 15 |  |  |  | 85.4224 | 1
| LCA | Big Creek/Ventura | 9 | Average Weekday | CAISO | 1-in-10 | 2023 | 16 |  |  |  | 86.0571 | 1
| LCA | Big Creek/Ventura | 9 | Average Weekday | CAISO | 1-in-10 | 2023 | 17 |  |  |  | 85.7889 | 1
| LCA | Big Creek/Ventura | 9 | Average Weekday | CAISO | 1-in-10 | 2023 | 18 |  |  |  | 84.8251 | 1
| LCA | Big Creek/Ventura | 9 | Average Weekday | CAISO | 1-in-10 | 2023 | 19 |  |  |  | 82.9592 | 1
| LCA | Big Creek/Ventura | 9 | Average Weekday | CAISO | 1-in-10 | 2023 | 20 |  |  |  | 79.8824 | 1
| LCA | Big Creek/Ventura | 9 | Average Weekday | CAISO | 1-in-10 | 2023 | 21 |  |  |  | 76.5321 | 1
| LCA | Big Creek/Ventura | 9 | Average Weekday | CAISO | 1-in-10 | 2023 | 22 |  |  |  | 74.4318 | 1
| LCA | Big Creek/Ventura | 9 | Average Weekday | CAISO | 1-in-10 | 2023 | 23 |  |  |  | 72.679 | 1
| LCA | Big Creek/Ventura | 9 | Average Weekday | CAISO | 1-in-10 | 2023 | 24 |  |  |  | 71.1678 | 1
| LCA | Big Creek/Ventura | 9 | Monthly System Peak Day | CAISO | 1-in-10 | 2023 | 1 |  |  |  | 77.9914 | 1
| LCA | Big Creek/Ventura | 9 | Monthly System Peak Day | CAISO | 1-in-10 | 2023 | 2 |  |  |  | 76.6621 | 1
| LCA | Big Creek/Ventura | 9 | Monthly System Peak Day | CAISO | 1-in-10 | 2023 | 3 |  |  |  | 75.7214 | 1
| LCA | Big Creek/Ventura | 9 | Monthly System Peak Day | CAISO | 1-in-10 | 2023 | 4 |  |  |  | 75.345 | 1
| LCA | Big Creek/Ventura | 9 | Monthly System Peak Day | CAISO | 1-in-10 | 2023 | 5 |  |  |  | 75.5386 | 1
| LCA | Big Creek/Ventura | 9 | Monthly System Peak Day | CAISO | 1-in-10 | 2023 | 6 |  |  |  | 74.7329 | 1
| LCA | Big Creek/Ventura | 9 | Monthly System Peak Day | CAISO | 1-in-10 | 2023 | 7 |  |  |  | 74.6979 | 1
| LCA | Big Creek/Ventura | 9 | Monthly System Peak Day | CAISO | 1-in-10 | 2023 | 8 |  |  |  | 74.9971 | 1
| LCA | Big Creek/Ventura | 9 | Monthly System Peak Day | CAISO | 1-in-10 | 2023 | 9 |  |  |  | 75.535 | 1
| LCA | Big Creek/Ventura | 9 | Monthly System Peak Day | CAISO | 1-in-10 | 2023 | 10 |  |  |  | 79.5214 | 1
| LCA | Big Creek/Ventura | 9 | Monthly System Peak Day | CAISO | 1-in-10 | 2023 | 11 |  |  |  | 83.5 | 1
| LCA | Big Creek/Ventura | 9 | Monthly System Peak Day | CAISO | 1-in-10 | 2023 | 12 |  |  |  | 87.4429 | 1
| LCA | Big Creek/Ventura | 9 | Monthly System Peak Day | CAISO | 1-in-10 | 2023 | 13 |  |  |  | 90.2571 | 1
| LCA | Big Creek/Ventura | 9 | Monthly System Peak Day | CAISO | 1-in-10 | 2023 | 14 |  |  |  | 92.5643 | 1
| LCA | Big Creek/Ventura | 9 | Monthly System Peak Day | CAISO | 1-in-10 | 2023 | 15 |  |  |  | 93.9786 | 1
| LCA | Big Creek/Ventura | 9 | Monthly System Peak Day | CAISO | 1-in-10 | 2023 | 16 |  |  |  | 95.5643 | 1
| LCA | Big Creek/Ventura | 9 | Monthly System Peak Day | CAISO | 1-in-10 | 2023 | 17 |  |  |  | 96.4714 | 1
| LCA | Big Creek/Ventura | 9 | Monthly System Peak Day | CAISO | 1-in-10 | 2023 | 18 |  |  |  | 95.5429 | 1
| LCA | Big Creek/Ventura | 9 | Monthly System Peak Day | CAISO | 1-in-10 | 2023 | 19 |  |  |  | 92.9143 | 1
| LCA | Big Creek/Ventura | 9 | Monthly System Peak Day | CAISO | 1-in-10 | 2023 | 20 |  |  |  | 90.5714 | 1
| LCA | Big Creek/Ventura | 9 | Monthly System Peak Day | CAISO | 1-in-10 | 2023 | 21 |  |  |  | 88.0071 | 1
| LCA | Big Creek/Ventura | 9 | Monthly System Peak Day | CAISO | 1-in-10 | 2023 | 22 |  |  |  | 85.6214 | 1
| LCA | Big Creek/Ventura | 9 | Monthly System Peak Day | CAISO | 1-in-10 | 2023 | 23 |  |  |  | 83.7929 | 1
| LCA | Big Creek/Ventura | 9 | Monthly System Peak Day | CAISO | 1-in-10 | 2023 | 24 |  |  |  | 82.0857 | 1
| LCA | Big Creek/Ventura | 10 | Average Weekday | CAISO | 1-in-10 | 2023 | 1 |  |  |  | 64.6574 | 1
| LCA | Big Creek/Ventura | 10 | Average Weekday | CAISO | 1-in-10 | 2023 | 2 |  |  |  | 63.6685 | 1
| LCA | Big Creek/Ventura | 10 | Average Weekday | CAISO | 1-in-10 | 2023 | 3 |  |  |  | 62.8361 | 1
| LCA | Big Creek/Ventura | 10 | Average Weekday | CAISO | 1-in-10 | 2023 | 4 |  |  |  | 61.9542 | 1
| LCA | Big Creek/Ventura | 10 | Average Weekday | CAISO | 1-in-10 | 2023 | 5 |  |  |  | 61.1331 | 1
| LCA | Big Creek/Ventura | 10 | Average Weekday | CAISO | 1-in-10 | 2023 | 6 |  |  |  | 60.6957 | 1
| LCA | Big Creek/Ventura | 10 | Average Weekday | CAISO | 1-in-10 | 2023 | 7 |  |  |  | 60.0795 | 1
| LCA | Big Creek/Ventura | 10 | Average Weekday | CAISO | 1-in-10 | 2023 | 8 |  |  |  | 59.6208 | 1
| LCA | Big Creek/Ventura | 10 | Average Weekday | CAISO | 1-in-10 | 2023 | 9 |  |  |  | 60.0076 | 1
| LCA | Big Creek/Ventura | 10 | Average Weekday | CAISO | 1-in-10 | 2023 | 10 |  |  |  | 63.1345 | 1
| LCA | Big Creek/Ventura | 10 | Average Weekday | CAISO | 1-in-10 | 2023 | 11 |  |  |  | 67.9007 | 1
| LCA | Big Creek/Ventura | 10 | Average Weekday | CAISO | 1-in-10 | 2023 | 12 |  |  |  | 72.4013 | 1
| LCA | Big Creek/Ventura | 10 | Average Weekday | CAISO | 1-in-10 | 2023 | 13 |  |  |  | 75.8279 | 1
| LCA | Big Creek/Ventura | 10 | Average Weekday | CAISO | 1-in-10 | 2023 | 14 |  |  |  | 78.2119 | 1
| LCA | Big Creek/Ventura | 10 | Average Weekday | CAISO | 1-in-10 | 2023 | 15 |  |  |  | 79.6814 | 1
| LCA | Big Creek/Ventura | 10 | Average Weekday | CAISO | 1-in-10 | 2023 | 16 |  |  |  | 80.4072 | 1
| LCA | Big Creek/Ventura | 10 | Average Weekday | CAISO | 1-in-10 | 2023 | 17 |  |  |  | 80.5515 | 1
| LCA | Big Creek/Ventura | 10 | Average Weekday | CAISO | 1-in-10 | 2023 | 18 |  |  |  | 79.6518 | 1
| LCA | Big Creek/Ventura | 10 | Average Weekday | CAISO | 1-in-10 | 2023 | 19 |  |  |  | 77.5644 | 1
| LCA | Big Creek/Ventura | 10 | Average Weekday | CAISO | 1-in-10 | 2023 | 20 |  |  |  | 74.3088 | 1
| LCA | Big Creek/Ventura | 10 | Average Weekday | CAISO | 1-in-10 | 2023 | 21 |  |  |  | 71.652 | 1
| LCA | Big Creek/Ventura | 10 | Average Weekday | CAISO | 1-in-10 | 2023 | 22 |  |  |  | 69.4339 | 1
| LCA | Big Creek/Ventura | 10 | Average Weekday | CAISO | 1-in-10 | 2023 | 23 |  |  |  | 67.5514 | 1
| LCA | Big Creek/Ventura | 10 | Average Weekday | CAISO | 1-in-10 | 2023 | 24 |  |  |  | 65.7874 | 1
| LCA | Big Creek/Ventura | 10 | Monthly System Peak Day | CAISO | 1-in-10 | 2023 | 1 |  |  |  | 75.2321 | 1
| LCA | Big Creek/Ventura | 10 | Monthly System Peak Day | CAISO | 1-in-10 | 2023 | 2 |  |  |  | 74.2014 | 1
| LCA | Big Creek/Ventura | 10 | Monthly System Peak Day | CAISO | 1-in-10 | 2023 | 3 |  |  |  | 72.9943 | 1
| LCA | Big Creek/Ventura | 10 | Monthly System Peak Day | CAISO | 1-in-10 | 2023 | 4 |  |  |  | 71.7943 | 1
| LCA | Big Creek/Ventura | 10 | Monthly System Peak Day | CAISO | 1-in-10 | 2023 | 5 |  |  |  | 70.9321 | 1
| LCA | Big Creek/Ventura | 10 | Monthly System Peak Day | CAISO | 1-in-10 | 2023 | 6 |  |  |  | 71.2614 | 1
| LCA | Big Creek/Ventura | 10 | Monthly System Peak Day | CAISO | 1-in-10 | 2023 | 7 |  |  |  | 70.4243 | 1
| LCA | Big Creek/Ventura | 10 | Monthly System Peak Day | CAISO | 1-in-10 | 2023 | 8 |  |  |  | 69.4007 | 1
| LCA | Big Creek/Ventura | 10 | Monthly System Peak Day | CAISO | 1-in-10 | 2023 | 9 |  |  |  | 69.2471 | 1
| LCA | Big Creek/Ventura | 10 | Monthly System Peak Day | CAISO | 1-in-10 | 2023 | 10 |  |  |  | 72.7614 | 1
| LCA | Big Creek/Ventura | 10 | Monthly System Peak Day | CAISO | 1-in-10 | 2023 | 11 |  |  |  | 78.1214 | 1
| LCA | Big Creek/Ventura | 10 | Monthly System Peak Day | CAISO | 1-in-10 | 2023 | 12 |  |  |  | 82.6357 | 1
| LCA | Big Creek/Ventura | 10 | Monthly System Peak Day | CAISO | 1-in-10 | 2023 | 13 |  |  |  | 86.7857 | 1
| LCA | Big Creek/Ventura | 10 | Monthly System Peak Day | CAISO | 1-in-10 | 2023 | 14 |  |  |  | 89.45 | 1
| LCA | Big Creek/Ventura | 10 | Monthly System Peak Day | CAISO | 1-in-10 | 2023 | 15 |  |  |  | 90.7571 | 1
| LCA | Big Creek/Ventura | 10 | Monthly System Peak Day | CAISO | 1-in-10 | 2023 | 16 |  |  |  | 91.2857 | 1
| LCA | Big Creek/Ventura | 10 | Monthly System Peak Day | CAISO | 1-in-10 | 2023 | 17 |  |  |  | 90.4714 | 1
| LCA | Big Creek/Ventura | 10 | Monthly System Peak Day | CAISO | 1-in-10 | 2023 | 18 |  |  |  | 88.65 | 1
| LCA | Big Creek/Ventura | 10 | Monthly System Peak Day | CAISO | 1-in-10 | 2023 | 19 |  |  |  | 85.7786 | 1
| LCA | Big Creek/Ventura | 10 | Monthly System Peak Day | CAISO | 1-in-10 | 2023 | 20 |  |  |  | 81.85 | 1
| LCA | Big Creek/Ventura | 10 | Monthly System Peak Day | CAISO | 1-in-10 | 2023 | 21 |  |  |  | 78.975 | 1
| LCA | Big Creek/Ventura | 10 | Monthly System Peak Day | CAISO | 1-in-10 | 2023 | 22 |  |  |  | 77.0079 | 1
| LCA | Big Creek/Ventura | 10 | Monthly System Peak Day | CAISO | 1-in-10 | 2023 | 23 |  |  |  | 75.0014 | 1
| LCA | Big Creek/Ventura | 10 | Monthly System Peak Day | CAISO | 1-in-10 | 2023 | 24 |  |  |  | 73.4014 | 1
| LCA | Big Creek/Ventura | 11 | Average Weekday | CAISO | 1-in-10 | 2023 | 1 |  |  |  | 53.2581 | 1
| LCA | Big Creek/Ventura | 11 | Average Weekday | CAISO | 1-in-10 | 2023 | 2 |  |  |  | 52.2332 | 1
| LCA | Big Creek/Ventura | 11 | Average Weekday | CAISO | 1-in-10 | 2023 | 3 |  |  |  | 51.3054 | 1
| LCA | Big Creek/Ventura | 11 | Average Weekday | CAISO | 1-in-10 | 2023 | 4 |  |  |  | 50.3869 | 1
| LCA | Big Creek/Ventura | 11 | Average Weekday | CAISO | 1-in-10 | 2023 | 5 |  |  |  | 49.5653 | 1
| LCA | Big Creek/Ventura | 11 | Average Weekday | CAISO | 1-in-10 | 2023 | 6 |  |  |  | 48.9192 | 1
| LCA | Big Creek/Ventura | 11 | Average Weekday | CAISO | 1-in-10 | 2023 | 7 |  |  |  | 48.5108 | 1
| LCA | Big Creek/Ventura | 11 | Average Weekday | CAISO | 1-in-10 | 2023 | 8 |  |  |  | 48.19 | 1
| LCA | Big Creek/Ventura | 11 | Average Weekday | CAISO | 1-in-10 | 2023 | 9 |  |  |  | 49.6874 | 1
| LCA | Big Creek/Ventura | 11 | Average Weekday | CAISO | 1-in-10 | 2023 | 10 |  |  |  | 53.9557 | 1
| LCA | Big Creek/Ventura | 11 | Average Weekday | CAISO | 1-in-10 | 2023 | 11 |  |  |  | 58.7942 | 1
| LCA | Big Creek/Ventura | 11 | Average Weekday | CAISO | 1-in-10 | 2023 | 12 |  |  |  | 63.0026 | 1
| LCA | Big Creek/Ventura | 11 | Average Weekday | CAISO | 1-in-10 | 2023 | 13 |  |  |  | 65.857 | 1
| LCA | Big Creek/Ventura | 11 | Average Weekday | CAISO | 1-in-10 | 2023 | 14 |  |  |  | 67.6396 | 1
| LCA | Big Creek/Ventura | 11 | Average Weekday | CAISO | 1-in-10 | 2023 | 15 |  |  |  | 68.5811 | 1
| LCA | Big Creek/Ventura | 11 | Average Weekday | CAISO | 1-in-10 | 2023 | 16 |  |  |  | 68.8531 | 1
| LCA | Big Creek/Ventura | 11 | Average Weekday | CAISO | 1-in-10 | 2023 | 17 |  |  |  | 68.3015 | 1
| LCA | Big Creek/Ventura | 11 | Average Weekday | CAISO | 1-in-10 | 2023 | 18 |  |  |  | 66.4193 | 1
| LCA | Big Creek/Ventura | 11 | Average Weekday | CAISO | 1-in-10 | 2023 | 19 |  |  |  | 63.5043 | 1
| LCA | Big Creek/Ventura | 11 | Average Weekday | CAISO | 1-in-10 | 2023 | 20 |  |  |  | 60.7171 | 1
| LCA | Big Creek/Ventura | 11 | Average Weekday | CAISO | 1-in-10 | 2023 | 21 |  |  |  | 58.3538 | 1
| LCA | Big Creek/Ventura | 11 | Average Weekday | CAISO | 1-in-10 | 2023 | 22 |  |  |  | 56.4636 | 1
| LCA | Big Creek/Ventura | 11 | Average Weekday | CAISO | 1-in-10 | 2023 | 23 |  |  |  | 55.1132 | 1
| LCA | Big Creek/Ventura | 11 | Average Weekday | CAISO | 1-in-10 | 2023 | 24 |  |  |  | 54.0951 | 1
| LCA | Big Creek/Ventura | 11 | Monthly System Peak Day | CAISO | 1-in-10 | 2023 | 1 |  |  |  | 64.8557 | 1
| LCA | Big Creek/Ventura | 11 | Monthly System Peak Day | CAISO | 1-in-10 | 2023 | 2 |  |  |  | 63.4 | 1
| LCA | Big Creek/Ventura | 11 | Monthly System Peak Day | CAISO | 1-in-10 | 2023 | 3 |  |  |  | 62.575 | 1
| LCA | Big Creek/Ventura | 11 | Monthly System Peak Day | CAISO | 1-in-10 | 2023 | 4 |  |  |  | 60.9329 | 1
| LCA | Big Creek/Ventura | 11 | Monthly System Peak Day | CAISO | 1-in-10 | 2023 | 5 |  |  |  | 60.2993 | 1
| LCA | Big Creek/Ventura | 11 | Monthly System Peak Day | CAISO | 1-in-10 | 2023 | 6 |  |  |  | 58.755 | 1
| LCA | Big Creek/Ventura | 11 | Monthly System Peak Day | CAISO | 1-in-10 | 2023 | 7 |  |  |  | 58.1757 | 1
| LCA | Big Creek/Ventura | 11 | Monthly System Peak Day | CAISO | 1-in-10 | 2023 | 8 |  |  |  | 58.4971 | 1
| LCA | Big Creek/Ventura | 11 | Monthly System Peak Day | CAISO | 1-in-10 | 2023 | 9 |  |  |  | 59.5321 | 1
| LCA | Big Creek/Ventura | 11 | Monthly System Peak Day | CAISO | 1-in-10 | 2023 | 10 |  |  |  | 63.5629 | 1
| LCA | Big Creek/Ventura | 11 | Monthly System Peak Day | CAISO | 1-in-10 | 2023 | 11 |  |  |  | 70.165 | 1
| LCA | Big Creek/Ventura | 11 | Monthly System Peak Day | CAISO | 1-in-10 | 2023 | 12 |  |  |  | 76.7329 | 1
| LCA | Big Creek/Ventura | 11 | Monthly System Peak Day | CAISO | 1-in-10 | 2023 | 13 |  |  |  | 80.7714 | 1
| LCA | Big Creek/Ventura | 11 | Monthly System Peak Day | CAISO | 1-in-10 | 2023 | 14 |  |  |  | 83.5714 | 1
| LCA | Big Creek/Ventura | 11 | Monthly System Peak Day | CAISO | 1-in-10 | 2023 | 15 |  |  |  | 84.6071 | 1
| LCA | Big Creek/Ventura | 11 | Monthly System Peak Day | CAISO | 1-in-10 | 2023 | 16 |  |  |  | 85.3286 | 1
| LCA | Big Creek/Ventura | 11 | Monthly System Peak Day | CAISO | 1-in-10 | 2023 | 17 |  |  |  | 85.3643 | 1
| LCA | Big Creek/Ventura | 11 | Monthly System Peak Day | CAISO | 1-in-10 | 2023 | 18 |  |  |  | 84.1 | 1
| LCA | Big Creek/Ventura | 11 | Monthly System Peak Day | CAISO | 1-in-10 | 2023 | 19 |  |  |  | 80.6929 | 1
| LCA | Big Creek/Ventura | 11 | Monthly System Peak Day | CAISO | 1-in-10 | 2023 | 20 |  |  |  | 75.6357 | 1
| LCA | Big Creek/Ventura | 11 | Monthly System Peak Day | CAISO | 1-in-10 | 2023 | 21 |  |  |  | 70.7864 | 1
| LCA | Big Creek/Ventura | 11 | Monthly System Peak Day | CAISO | 1-in-10 | 2023 | 22 |  |  |  | 68.4421 | 1
| LCA | Big Creek/Ventura | 11 | Monthly System Peak Day | CAISO | 1-in-10 | 2023 | 23 |  |  |  | 66.3479 | 1
| LCA | Big Creek/Ventura | 11 | Monthly System Peak Day | CAISO | 1-in-10 | 2023 | 24 |  |  |  | 64.7529 | 1
| LCA | Big Creek/Ventura | 12 | Average Weekday | CAISO | 1-in-10 | 2023 | 1 |  |  |  | 49.213 | 1
| LCA | Big Creek/Ventura | 12 | Average Weekday | CAISO | 1-in-10 | 2023 | 2 |  |  |  | 48.3094 | 1
| LCA | Big Creek/Ventura | 12 | Average Weekday | CAISO | 1-in-10 | 2023 | 3 |  |  |  | 47.6023 | 1
| LCA | Big Creek/Ventura | 12 | Average Weekday | CAISO | 1-in-10 | 2023 | 4 |  |  |  | 47.0329 | 1
| LCA | Big Creek/Ventura | 12 | Average Weekday | CAISO | 1-in-10 | 2023 | 5 |  |  |  | 46.6208 | 1
| LCA | Big Creek/Ventura | 12 | Average Weekday | CAISO | 1-in-10 | 2023 | 6 |  |  |  | 46.0586 | 1
| LCA | Big Creek/Ventura | 12 | Average Weekday | CAISO | 1-in-10 | 2023 | 7 |  |  |  | 45.5353 | 1
| LCA | Big Creek/Ventura | 12 | Average Weekday | CAISO | 1-in-10 | 2023 | 8 |  |  |  | 45.3266 | 1
| LCA | Big Creek/Ventura | 12 | Average Weekday | CAISO | 1-in-10 | 2023 | 9 |  |  |  | 45.9254 | 1
| LCA | Big Creek/Ventura | 12 | Average Weekday | CAISO | 1-in-10 | 2023 | 10 |  |  |  | 48.8067 | 1
| LCA | Big Creek/Ventura | 12 | Average Weekday | CAISO | 1-in-10 | 2023 | 11 |  |  |  | 52.4494 | 1
| LCA | Big Creek/Ventura | 12 | Average Weekday | CAISO | 1-in-10 | 2023 | 12 |  |  |  | 55.69 | 1
| LCA | Big Creek/Ventura | 12 | Average Weekday | CAISO | 1-in-10 | 2023 | 13 |  |  |  | 58.1193 | 1
| LCA | Big Creek/Ventura | 12 | Average Weekday | CAISO | 1-in-10 | 2023 | 14 |  |  |  | 59.6231 | 1
| LCA | Big Creek/Ventura | 12 | Average Weekday | CAISO | 1-in-10 | 2023 | 15 |  |  |  | 60.432 | 1
| LCA | Big Creek/Ventura | 12 | Average Weekday | CAISO | 1-in-10 | 2023 | 16 |  |  |  | 60.7262 | 1
| LCA | Big Creek/Ventura | 12 | Average Weekday | CAISO | 1-in-10 | 2023 | 17 |  |  |  | 60.1832 | 1
| LCA | Big Creek/Ventura | 12 | Average Weekday | CAISO | 1-in-10 | 2023 | 18 |  |  |  | 58.5616 | 1
| LCA | Big Creek/Ventura | 12 | Average Weekday | CAISO | 1-in-10 | 2023 | 19 |  |  |  | 56.4683 | 1
| LCA | Big Creek/Ventura | 12 | Average Weekday | CAISO | 1-in-10 | 2023 | 20 |  |  |  | 54.639 | 1
| LCA | Big Creek/Ventura | 12 | Average Weekday | CAISO | 1-in-10 | 2023 | 21 |  |  |  | 53.0953 | 1
| LCA | Big Creek/Ventura | 12 | Average Weekday | CAISO | 1-in-10 | 2023 | 22 |  |  |  | 51.9125 | 1
| LCA | Big Creek/Ventura | 12 | Average Weekday | CAISO | 1-in-10 | 2023 | 23 |  |  |  | 50.7329 | 1
| LCA | Big Creek/Ventura | 12 | Average Weekday | CAISO | 1-in-10 | 2023 | 24 |  |  |  | 49.8726 | 1
| LCA | Big Creek/Ventura | 12 | Monthly System Peak Day | CAISO | 1-in-10 | 2023 | 1 |  |  |  | 40.7736 | 1
| LCA | Big Creek/Ventura | 12 | Monthly System Peak Day | CAISO | 1-in-10 | 2023 | 2 |  |  |  | 40.2071 | 1
| LCA | Big Creek/Ventura | 12 | Monthly System Peak Day | CAISO | 1-in-10 | 2023 | 3 |  |  |  | 38.9471 | 1
| LCA | Big Creek/Ventura | 12 | Monthly System Peak Day | CAISO | 1-in-10 | 2023 | 4 |  |  |  | 37.6914 | 1
| LCA | Big Creek/Ventura | 12 | Monthly System Peak Day | CAISO | 1-in-10 | 2023 | 5 |  |  |  | 37.0429 | 1
| LCA | Big Creek/Ventura | 12 | Monthly System Peak Day | CAISO | 1-in-10 | 2023 | 6 |  |  |  | 35.6071 | 1
| LCA | Big Creek/Ventura | 12 | Monthly System Peak Day | CAISO | 1-in-10 | 2023 | 7 |  |  |  | 34.0793 | 1
| LCA | Big Creek/Ventura | 12 | Monthly System Peak Day | CAISO | 1-in-10 | 2023 | 8 |  |  |  | 33.665 | 1
| LCA | Big Creek/Ventura | 12 | Monthly System Peak Day | CAISO | 1-in-10 | 2023 | 9 |  |  |  | 35.5443 | 1
| LCA | Big Creek/Ventura | 12 | Monthly System Peak Day | CAISO | 1-in-10 | 2023 | 10 |  |  |  | 39.2764 | 1
| LCA | Big Creek/Ventura | 12 | Monthly System Peak Day | CAISO | 1-in-10 | 2023 | 11 |  |  |  | 42.9014 | 1
| LCA | Big Creek/Ventura | 12 | Monthly System Peak Day | CAISO | 1-in-10 | 2023 | 12 |  |  |  | 46.0714 | 1
| LCA | Big Creek/Ventura | 12 | Monthly System Peak Day | CAISO | 1-in-10 | 2023 | 13 |  |  |  | 47.7536 | 1
| LCA | Big Creek/Ventura | 12 | Monthly System Peak Day | CAISO | 1-in-10 | 2023 | 14 |  |  |  | 49.1129 | 1
| LCA | Big Creek/Ventura | 12 | Monthly System Peak Day | CAISO | 1-in-10 | 2023 | 15 |  |  |  | 50.4914 | 1
| LCA | Big Creek/Ventura | 12 | Monthly System Peak Day | CAISO | 1-in-10 | 2023 | 16 |  |  |  | 51.1093 | 1
| LCA | Big Creek/Ventura | 12 | Monthly System Peak Day | CAISO | 1-in-10 | 2023 | 17 |  |  |  | 50.6336 | 1
| LCA | Big Creek/Ventura | 12 | Monthly System Peak Day | CAISO | 1-in-10 | 2023 | 18 |  |  |  | 49.1286 | 1
| LCA | Big Creek/Ventura | 12 | Monthly System Peak Day | CAISO | 1-in-10 | 2023 | 19 |  |  |  | 46.04 | 1
| LCA | Big Creek/Ventura | 12 | Monthly System Peak Day | CAISO | 1-in-10 | 2023 | 20 |  |  |  | 43.6421 | 1
| LCA | Big Creek/Ventura | 12 | Monthly System Peak Day | CAISO | 1-in-10 | 2023 | 21 |  |  |  | 41.805 | 1
| LCA | Big Creek/Ventura | 12 | Monthly System Peak Day | CAISO | 1-in-10 | 2023 | 22 |  |  |  | 40.2143 | 1
| LCA | Big Creek/Ventura | 12 | Monthly System Peak Day | CAISO | 1-in-10 | 2023 | 23 |  |  |  | 39.0786 | 1
| LCA | Big Creek/Ventura | 12 | Monthly System Peak Day | CAISO | 1-in-10 | 2023 | 24 |  |  |  | 38.1714 | 1
| LCA | Big Creek/Ventura | 1 | Average Weekday | CAISO | 1-in-10 | 2024 | 1 |  |  |  | 46.9726 | 1
| LCA | Big Creek/Ventura | 1 | Average Weekday | CAISO | 1-in-10 | 2024 | 2 |  |  |  | 46.3899 | 1
| LCA | Big Creek/Ventura | 1 | Average Weekday | CAISO | 1-in-10 | 2024 | 3 |  |  |  | 45.8098 | 1
| LCA | Big Creek/Ventura | 1 | Average Weekday | CAISO | 1-in-10 | 2024 | 4 |  |  |  | 45.1295 | 1
| LCA | Big Creek/Ventura | 1 | Average Weekday | CAISO | 1-in-10 | 2024 | 5 |  |  |  | 44.5356 | 1
| LCA | Big Creek/Ventura | 1 | Average Weekday | CAISO | 1-in-10 | 2024 | 6 |  |  |  | 44.1452 | 1
| LCA | Big Creek/Ventura | 1 | Average Weekday | CAISO | 1-in-10 | 2024 | 7 |  |  |  | 43.7767 | 1
| LCA | Big Creek/Ventura | 1 | Average Weekday | CAISO | 1-in-10 | 2024 | 8 |  |  |  | 43.4369 | 1
| LCA | Big Creek/Ventura | 1 | Average Weekday | CAISO | 1-in-10 | 2024 | 9 |  |  |  | 43.825 | 1
| LCA | Big Creek/Ventura | 1 | Average Weekday | CAISO | 1-in-10 | 2024 | 10 |  |  |  | 46.4388 | 1
| LCA | Big Creek/Ventura | 1 | Average Weekday | CAISO | 1-in-10 | 2024 | 11 |  |  |  | 50.0898 | 1
| LCA | Big Creek/Ventura | 1 | Average Weekday | CAISO | 1-in-10 | 2024 | 12 |  |  |  | 53.082 | 1
| LCA | Big Creek/Ventura | 1 | Average Weekday | CAISO | 1-in-10 | 2024 | 13 |  |  |  | 55.1166 | 1
| LCA | Big Creek/Ventura | 1 | Average Weekday | CAISO | 1-in-10 | 2024 | 14 |  |  |  | 56.5521 | 1
| LCA | Big Creek/Ventura | 1 | Average Weekday | CAISO | 1-in-10 | 2024 | 15 |  |  |  | 57.5392 | 1
| LCA | Big Creek/Ventura | 1 | Average Weekday | CAISO | 1-in-10 | 2024 | 16 |  |  |  | 57.9567 | 1
| LCA | Big Creek/Ventura | 1 | Average Weekday | CAISO | 1-in-10 | 2024 | 17 |  |  |  | 57.6834 | 1
| LCA | Big Creek/Ventura | 1 | Average Weekday | CAISO | 1-in-10 | 2024 | 18 |  |  |  | 56.3685 | 1
| LCA | Big Creek/Ventura | 1 | Average Weekday | CAISO | 1-in-10 | 2024 | 19 |  |  |  | 54.0957 | 1
| LCA | Big Creek/Ventura | 1 | Average Weekday | CAISO | 1-in-10 | 2024 | 20 |  |  |  | 52.0419 | 1
| LCA | Big Creek/Ventura | 1 | Average Weekday | CAISO | 1-in-10 | 2024 | 21 |  |  |  | 50.5806 | 1
| LCA | Big Creek/Ventura | 1 | Average Weekday | CAISO | 1-in-10 | 2024 | 22 |  |  |  | 49.3198 | 1
| LCA | Big Creek/Ventura | 1 | Average Weekday | CAISO | 1-in-10 | 2024 | 23 |  |  |  | 48.2823 | 1
| LCA | Big Creek/Ventura | 1 | Average Weekday | CAISO | 1-in-10 | 2024 | 24 |  |  |  | 47.6345 | 1
| LCA | Big Creek/Ventura | 1 | Monthly System Peak Day | CAISO | 1-in-10 | 2024 | 1 |  |  |  | 42.9814 | 1
| LCA | Big Creek/Ventura | 1 | Monthly System Peak Day | CAISO | 1-in-10 | 2024 | 2 |  |  |  | 41.9271 | 1
| LCA | Big Creek/Ventura | 1 | Monthly System Peak Day | CAISO | 1-in-10 | 2024 | 3 |  |  |  | 41.1229 | 1
| LCA | Big Creek/Ventura | 1 | Monthly System Peak Day | CAISO | 1-in-10 | 2024 | 4 |  |  |  | 40.1829 | 1
| LCA | Big Creek/Ventura | 1 | Monthly System Peak Day | CAISO | 1-in-10 | 2024 | 5 |  |  |  | 39.4 | 1
| LCA | Big Creek/Ventura | 1 | Monthly System Peak Day | CAISO | 1-in-10 | 2024 | 6 |  |  |  | 38.7186 | 1
| LCA | Big Creek/Ventura | 1 | Monthly System Peak Day | CAISO | 1-in-10 | 2024 | 7 |  |  |  | 38.7 | 1
| LCA | Big Creek/Ventura | 1 | Monthly System Peak Day | CAISO | 1-in-10 | 2024 | 8 |  |  |  | 38.26 | 1
| LCA | Big Creek/Ventura | 1 | Monthly System Peak Day | CAISO | 1-in-10 | 2024 | 9 |  |  |  | 37.9814 | 1
| LCA | Big Creek/Ventura | 1 | Monthly System Peak Day | CAISO | 1-in-10 | 2024 | 10 |  |  |  | 39.6057 | 1
| LCA | Big Creek/Ventura | 1 | Monthly System Peak Day | CAISO | 1-in-10 | 2024 | 11 |  |  |  | 40.7343 | 1
| LCA | Big Creek/Ventura | 1 | Monthly System Peak Day | CAISO | 1-in-10 | 2024 | 12 |  |  |  | 42.1614 | 1
| LCA | Big Creek/Ventura | 1 | Monthly System Peak Day | CAISO | 1-in-10 | 2024 | 13 |  |  |  | 44.2464 | 1
| LCA | Big Creek/Ventura | 1 | Monthly System Peak Day | CAISO | 1-in-10 | 2024 | 14 |  |  |  | 45.7571 | 1
| LCA | Big Creek/Ventura | 1 | Monthly System Peak Day | CAISO | 1-in-10 | 2024 | 15 |  |  |  | 46.6686 | 1
| LCA | Big Creek/Ventura | 1 | Monthly System Peak Day | CAISO | 1-in-10 | 2024 | 16 |  |  |  | 47.2671 | 1
| LCA | Big Creek/Ventura | 1 | Monthly System Peak Day | CAISO | 1-in-10 | 2024 | 17 |  |  |  | 46.9836 | 1
| LCA | Big Creek/Ventura | 1 | Monthly System Peak Day | CAISO | 1-in-10 | 2024 | 18 |  |  |  | 46.0157 | 1
| LCA | Big Creek/Ventura | 1 | Monthly System Peak Day | CAISO | 1-in-10 | 2024 | 19 |  |  |  | 44.1421 | 1
| LCA | Big Creek/Ventura | 1 | Monthly System Peak Day | CAISO | 1-in-10 | 2024 | 20 |  |  |  | 42.4371 | 1
| LCA | Big Creek/Ventura | 1 | Monthly System Peak Day | CAISO | 1-in-10 | 2024 | 21 |  |  |  | 41.4129 | 1
| LCA | Big Creek/Ventura | 1 | Monthly System Peak Day | CAISO | 1-in-10 | 2024 | 22 |  |  |  | 40.7507 | 1
| LCA | Big Creek/Ventura | 1 | Monthly System Peak Day | CAISO | 1-in-10 | 2024 | 23 |  |  |  | 39.7821 | 1
| LCA | Big Creek/Ventura | 1 | Monthly System Peak Day | CAISO | 1-in-10 | 2024 | 24 |  |  |  | 39.175 | 1
| LCA | Big Creek/Ventura | 2 | Average Weekday | CAISO | 1-in-10 | 2024 | 1 |  |  |  | 45.707 | 1
| LCA | Big Creek/Ventura | 2 | Average Weekday | CAISO | 1-in-10 | 2024 | 2 |  |  |  | 44.7326 | 1
| LCA | Big Creek/Ventura | 2 | Average Weekday | CAISO | 1-in-10 | 2024 | 3 |  |  |  | 43.8035 | 1
| LCA | Big Creek/Ventura | 2 | Average Weekday | CAISO | 1-in-10 | 2024 | 4 |  |  |  | 42.9706 | 1
| LCA | Big Creek/Ventura | 2 | Average Weekday | CAISO | 1-in-10 | 2024 | 5 |  |  |  | 42.419 | 1
| LCA | Big Creek/Ventura | 2 | Average Weekday | CAISO | 1-in-10 | 2024 | 6 |  |  |  | 41.8458 | 1
| LCA | Big Creek/Ventura | 2 | Average Weekday | CAISO | 1-in-10 | 2024 | 7 |  |  |  | 41.4224 | 1
| LCA | Big Creek/Ventura | 2 | Average Weekday | CAISO | 1-in-10 | 2024 | 8 |  |  |  | 41.013 | 1
| LCA | Big Creek/Ventura | 2 | Average Weekday | CAISO | 1-in-10 | 2024 | 9 |  |  |  | 42.4194 | 1
| LCA | Big Creek/Ventura | 2 | Average Weekday | CAISO | 1-in-10 | 2024 | 10 |  |  |  | 46.5558 | 1
| LCA | Big Creek/Ventura | 2 | Average Weekday | CAISO | 1-in-10 | 2024 | 11 |  |  |  | 50.9389 | 1
| LCA | Big Creek/Ventura | 2 | Average Weekday | CAISO | 1-in-10 | 2024 | 12 |  |  |  | 54.6573 | 1
| LCA | Big Creek/Ventura | 2 | Average Weekday | CAISO | 1-in-10 | 2024 | 13 |  |  |  | 57.3028 | 1
| LCA | Big Creek/Ventura | 2 | Average Weekday | CAISO | 1-in-10 | 2024 | 14 |  |  |  | 58.8465 | 1
| LCA | Big Creek/Ventura | 2 | Average Weekday | CAISO | 1-in-10 | 2024 | 15 |  |  |  | 59.7065 | 1
| LCA | Big Creek/Ventura | 2 | Average Weekday | CAISO | 1-in-10 | 2024 | 16 |  |  |  | 60.0267 | 1
| LCA | Big Creek/Ventura | 2 | Average Weekday | CAISO | 1-in-10 | 2024 | 17 |  |  |  | 59.6988 | 1
| LCA | Big Creek/Ventura | 2 | Average Weekday | CAISO | 1-in-10 | 2024 | 18 |  |  |  | 58.4652 | 1
| LCA | Big Creek/Ventura | 2 | Average Weekday | CAISO | 1-in-10 | 2024 | 19 |  |  |  | 56.0586 | 1
| LCA | Big Creek/Ventura | 2 | Average Weekday | CAISO | 1-in-10 | 2024 | 20 |  |  |  | 53.3348 | 1
| LCA | Big Creek/Ventura | 2 | Average Weekday | CAISO | 1-in-10 | 2024 | 21 |  |  |  | 51.1011 | 1
| LCA | Big Creek/Ventura | 2 | Average Weekday | CAISO | 1-in-10 | 2024 | 22 |  |  |  | 49.4697 | 1
| LCA | Big Creek/Ventura | 2 | Average Weekday | CAISO | 1-in-10 | 2024 | 23 |  |  |  | 48.3302 | 1
| LCA | Big Creek/Ventura | 2 | Average Weekday | CAISO | 1-in-10 | 2024 | 24 |  |  |  | 47.3612 | 1
| LCA | Big Creek/Ventura | 2 | Monthly System Peak Day | CAISO | 1-in-10 | 2024 | 1 |  |  |  | 48.465 | 1
| LCA | Big Creek/Ventura | 2 | Monthly System Peak Day | CAISO | 1-in-10 | 2024 | 2 |  |  |  | 47.7136 | 1
| LCA | Big Creek/Ventura | 2 | Monthly System Peak Day | CAISO | 1-in-10 | 2024 | 3 |  |  |  | 47.5193 | 1
| LCA | Big Creek/Ventura | 2 | Monthly System Peak Day | CAISO | 1-in-10 | 2024 | 4 |  |  |  | 47.6686 | 1
| LCA | Big Creek/Ventura | 2 | Monthly System Peak Day | CAISO | 1-in-10 | 2024 | 5 |  |  |  | 47.5536 | 1
| LCA | Big Creek/Ventura | 2 | Monthly System Peak Day | CAISO | 1-in-10 | 2024 | 6 |  |  |  | 47.6229 | 1
| LCA | Big Creek/Ventura | 2 | Monthly System Peak Day | CAISO | 1-in-10 | 2024 | 7 |  |  |  | 47.74 | 1
| LCA | Big Creek/Ventura | 2 | Monthly System Peak Day | CAISO | 1-in-10 | 2024 | 8 |  |  |  | 47.3214 | 1
| LCA | Big Creek/Ventura | 2 | Monthly System Peak Day | CAISO | 1-in-10 | 2024 | 9 |  |  |  | 47.0379 | 1
| LCA | Big Creek/Ventura | 2 | Monthly System Peak Day | CAISO | 1-in-10 | 2024 | 10 |  |  |  | 47.7886 | 1
| LCA | Big Creek/Ventura | 2 | Monthly System Peak Day | CAISO | 1-in-10 | 2024 | 11 |  |  |  | 49.3229 | 1
| LCA | Big Creek/Ventura | 2 | Monthly System Peak Day | CAISO | 1-in-10 | 2024 | 12 |  |  |  | 50.3379 | 1
| LCA | Big Creek/Ventura | 2 | Monthly System Peak Day | CAISO | 1-in-10 | 2024 | 13 |  |  |  | 51.4179 | 1
| LCA | Big Creek/Ventura | 2 | Monthly System Peak Day | CAISO | 1-in-10 | 2024 | 14 |  |  |  | 51.9221 | 1
| LCA | Big Creek/Ventura | 2 | Monthly System Peak Day | CAISO | 1-in-10 | 2024 | 15 |  |  |  | 52.2614 | 1
| LCA | Big Creek/Ventura | 2 | Monthly System Peak Day | CAISO | 1-in-10 | 2024 | 16 |  |  |  | 52.7943 | 1
| LCA | Big Creek/Ventura | 2 | Monthly System Peak Day | CAISO | 1-in-10 | 2024 | 17 |  |  |  | 53.0479 | 1
| LCA | Big Creek/Ventura | 2 | Monthly System Peak Day | CAISO | 1-in-10 | 2024 | 18 |  |  |  | 52.5714 | 1
| LCA | Big Creek/Ventura | 2 | Monthly System Peak Day | CAISO | 1-in-10 | 2024 | 19 |  |  |  | 51.6114 | 1
| LCA | Big Creek/Ventura | 2 | Monthly System Peak Day | CAISO | 1-in-10 | 2024 | 20 |  |  |  | 50.7571 | 1
| LCA | Big Creek/Ventura | 2 | Monthly System Peak Day | CAISO | 1-in-10 | 2024 | 21 |  |  |  | 50.2686 | 1
| LCA | Big Creek/Ventura | 2 | Monthly System Peak Day | CAISO | 1-in-10 | 2024 | 22 |  |  |  | 49.6393 | 1
| LCA | Big Creek/Ventura | 2 | Monthly System Peak Day | CAISO | 1-in-10 | 2024 | 23 |  |  |  | 49.1679 | 1
| LCA | Big Creek/Ventura | 2 | Monthly System Peak Day | CAISO | 1-in-10 | 2024 | 24 |  |  |  | 48.6071 | 1
| LCA | Big Creek/Ventura | 3 | Average Weekday | CAISO | 1-in-10 | 2024 | 1 |  |  |  | 55.76 | 1
| LCA | Big Creek/Ventura | 3 | Average Weekday | CAISO | 1-in-10 | 2024 | 2 |  |  |  | 54.6302 | 1
| LCA | Big Creek/Ventura | 3 | Average Weekday | CAISO | 1-in-10 | 2024 | 3 |  |  |  | 53.6954 | 1
| LCA | Big Creek/Ventura | 3 | Average Weekday | CAISO | 1-in-10 | 2024 | 4 |  |  |  | 52.8489 | 1
| LCA | Big Creek/Ventura | 3 | Average Weekday | CAISO | 1-in-10 | 2024 | 5 |  |  |  | 51.8634 | 1
| LCA | Big Creek/Ventura | 3 | Average Weekday | CAISO | 1-in-10 | 2024 | 6 |  |  |  | 51.0123 | 1
| LCA | Big Creek/Ventura | 3 | Average Weekday | CAISO | 1-in-10 | 2024 | 7 |  |  |  | 50.3326 | 1
| LCA | Big Creek/Ventura | 3 | Average Weekday | CAISO | 1-in-10 | 2024 | 8 |  |  |  | 49.9971 | 1
| LCA | Big Creek/Ventura | 3 | Average Weekday | CAISO | 1-in-10 | 2024 | 9 |  |  |  | 51.0948 | 1
| LCA | Big Creek/Ventura | 3 | Average Weekday | CAISO | 1-in-10 | 2024 | 10 |  |  |  | 54.9948 | 1
| LCA | Big Creek/Ventura | 3 | Average Weekday | CAISO | 1-in-10 | 2024 | 11 |  |  |  | 59.737 | 1
| LCA | Big Creek/Ventura | 3 | Average Weekday | CAISO | 1-in-10 | 2024 | 12 |  |  |  | 63.8311 | 1
| LCA | Big Creek/Ventura | 3 | Average Weekday | CAISO | 1-in-10 | 2024 | 13 |  |  |  | 67.0932 | 1
| LCA | Big Creek/Ventura | 3 | Average Weekday | CAISO | 1-in-10 | 2024 | 14 |  |  |  | 69.3943 | 1
| LCA | Big Creek/Ventura | 3 | Average Weekday | CAISO | 1-in-10 | 2024 | 15 |  |  |  | 70.8584 | 1
| LCA | Big Creek/Ventura | 3 | Average Weekday | CAISO | 1-in-10 | 2024 | 16 |  |  |  | 71.6505 | 1
| LCA | Big Creek/Ventura | 3 | Average Weekday | CAISO | 1-in-10 | 2024 | 17 |  |  |  | 71.9429 | 1
| LCA | Big Creek/Ventura | 3 | Average Weekday | CAISO | 1-in-10 | 2024 | 18 |  |  |  | 71.2563 | 1
| LCA | Big Creek/Ventura | 3 | Average Weekday | CAISO | 1-in-10 | 2024 | 19 |  |  |  | 69.5572 | 1
| LCA | Big Creek/Ventura | 3 | Average Weekday | CAISO | 1-in-10 | 2024 | 20 |  |  |  | 66.8135 | 1
| LCA | Big Creek/Ventura | 3 | Average Weekday | CAISO | 1-in-10 | 2024 | 21 |  |  |  | 63.5231 | 1
| LCA | Big Creek/Ventura | 3 | Average Weekday | CAISO | 1-in-10 | 2024 | 22 |  |  |  | 61.2592 | 1
| LCA | Big Creek/Ventura | 3 | Average Weekday | CAISO | 1-in-10 | 2024 | 23 |  |  |  | 59.4613 | 1
| LCA | Big Creek/Ventura | 3 | Average Weekday | CAISO | 1-in-10 | 2024 | 24 |  |  |  | 58.0116 | 1
| LCA | Big Creek/Ventura | 3 | Monthly System Peak Day | CAISO | 1-in-10 | 2024 | 1 |  |  |  | 61.6436 | 1
| LCA | Big Creek/Ventura | 3 | Monthly System Peak Day | CAISO | 1-in-10 | 2024 | 2 |  |  |  | 59.7364 | 1
| LCA | Big Creek/Ventura | 3 | Monthly System Peak Day | CAISO | 1-in-10 | 2024 | 3 |  |  |  | 58.4079 | 1
| LCA | Big Creek/Ventura | 3 | Monthly System Peak Day | CAISO | 1-in-10 | 2024 | 4 |  |  |  | 57.565 | 1
| LCA | Big Creek/Ventura | 3 | Monthly System Peak Day | CAISO | 1-in-10 | 2024 | 5 |  |  |  | 57.0829 | 1
| LCA | Big Creek/Ventura | 3 | Monthly System Peak Day | CAISO | 1-in-10 | 2024 | 6 |  |  |  | 56.065 | 1
| LCA | Big Creek/Ventura | 3 | Monthly System Peak Day | CAISO | 1-in-10 | 2024 | 7 |  |  |  | 55.2536 | 1
| LCA | Big Creek/Ventura | 3 | Monthly System Peak Day | CAISO | 1-in-10 | 2024 | 8 |  |  |  | 54.7814 | 1
| LCA | Big Creek/Ventura | 3 | Monthly System Peak Day | CAISO | 1-in-10 | 2024 | 9 |  |  |  | 55.7129 | 1
| LCA | Big Creek/Ventura | 3 | Monthly System Peak Day | CAISO | 1-in-10 | 2024 | 10 |  |  |  | 60.6879 | 1
| LCA | Big Creek/Ventura | 3 | Monthly System Peak Day | CAISO | 1-in-10 | 2024 | 11 |  |  |  | 67.1879 | 1
| LCA | Big Creek/Ventura | 3 | Monthly System Peak Day | CAISO | 1-in-10 | 2024 | 12 |  |  |  | 73.9 | 1
| LCA | Big Creek/Ventura | 3 | Monthly System Peak Day | CAISO | 1-in-10 | 2024 | 13 |  |  |  | 79.72 | 1
| LCA | Big Creek/Ventura | 3 | Monthly System Peak Day | CAISO | 1-in-10 | 2024 | 14 |  |  |  | 82.0929 | 1
| LCA | Big Creek/Ventura | 3 | Monthly System Peak Day | CAISO | 1-in-10 | 2024 | 15 |  |  |  | 83.7714 | 1
| LCA | Big Creek/Ventura | 3 | Monthly System Peak Day | CAISO | 1-in-10 | 2024 | 16 |  |  |  | 85.2714 | 1
| LCA | Big Creek/Ventura | 3 | Monthly System Peak Day | CAISO | 1-in-10 | 2024 | 17 |  |  |  | 85.1714 | 1
| LCA | Big Creek/Ventura | 3 | Monthly System Peak Day | CAISO | 1-in-10 | 2024 | 18 |  |  |  | 85.25 | 1
| LCA | Big Creek/Ventura | 3 | Monthly System Peak Day | CAISO | 1-in-10 | 2024 | 19 |  |  |  | 84.4714 | 1
| LCA | Big Creek/Ventura | 3 | Monthly System Peak Day | CAISO | 1-in-10 | 2024 | 20 |  |  |  | 82.6071 | 1
| LCA | Big Creek/Ventura | 3 | Monthly System Peak Day | CAISO | 1-in-10 | 2024 | 21 |  |  |  | 77.33 | 1
| LCA | Big Creek/Ventura | 3 | Monthly System Peak Day | CAISO | 1-in-10 | 2024 | 22 |  |  |  | 71.775 | 1
| LCA | Big Creek/Ventura | 3 | Monthly System Peak Day | CAISO | 1-in-10 | 2024 | 23 |  |  |  | 67.95 | 1
| LCA | Big Creek/Ventura | 3 | Monthly System Peak Day | CAISO | 1-in-10 | 2024 | 24 |  |  |  | 65.3679 | 1
| LCA | Big Creek/Ventura | 4 | Average Weekday | CAISO | 1-in-10 | 2024 | 1 |  |  |  | 58.3482 | 1
| LCA | Big Creek/Ventura | 4 | Average Weekday | CAISO | 1-in-10 | 2024 | 2 |  |  |  | 57.2873 | 1
| LCA | Big Creek/Ventura | 4 | Average Weekday | CAISO | 1-in-10 | 2024 | 3 |  |  |  | 56.364 | 1
| LCA | Big Creek/Ventura | 4 | Average Weekday | CAISO | 1-in-10 | 2024 | 4 |  |  |  | 55.4985 | 1
| LCA | Big Creek/Ventura | 4 | Average Weekday | CAISO | 1-in-10 | 2024 | 5 |  |  |  | 54.483 | 1
| LCA | Big Creek/Ventura | 4 | Average Weekday | CAISO | 1-in-10 | 2024 | 6 |  |  |  | 53.6963 | 1
| LCA | Big Creek/Ventura | 4 | Average Weekday | CAISO | 1-in-10 | 2024 | 7 |  |  |  | 53.0497 | 1
| LCA | Big Creek/Ventura | 4 | Average Weekday | CAISO | 1-in-10 | 2024 | 8 |  |  |  | 52.7385 | 1
| LCA | Big Creek/Ventura | 4 | Average Weekday | CAISO | 1-in-10 | 2024 | 9 |  |  |  | 54.3959 | 1
| LCA | Big Creek/Ventura | 4 | Average Weekday | CAISO | 1-in-10 | 2024 | 10 |  |  |  | 58.3757 | 1
| LCA | Big Creek/Ventura | 4 | Average Weekday | CAISO | 1-in-10 | 2024 | 11 |  |  |  | 62.5234 | 1
| LCA | Big Creek/Ventura | 4 | Average Weekday | CAISO | 1-in-10 | 2024 | 12 |  |  |  | 66.0911 | 1
| LCA | Big Creek/Ventura | 4 | Average Weekday | CAISO | 1-in-10 | 2024 | 13 |  |  |  | 68.8485 | 1
| LCA | Big Creek/Ventura | 4 | Average Weekday | CAISO | 1-in-10 | 2024 | 14 |  |  |  | 70.7663 | 1
| LCA | Big Creek/Ventura | 4 | Average Weekday | CAISO | 1-in-10 | 2024 | 15 |  |  |  | 72.0711 | 1
| LCA | Big Creek/Ventura | 4 | Average Weekday | CAISO | 1-in-10 | 2024 | 16 |  |  |  | 72.7096 | 1
| LCA | Big Creek/Ventura | 4 | Average Weekday | CAISO | 1-in-10 | 2024 | 17 |  |  |  | 72.6504 | 1
| LCA | Big Creek/Ventura | 4 | Average Weekday | CAISO | 1-in-10 | 2024 | 18 |  |  |  | 71.757 | 1
| LCA | Big Creek/Ventura | 4 | Average Weekday | CAISO | 1-in-10 | 2024 | 19 |  |  |  | 70.1217 | 1
| LCA | Big Creek/Ventura | 4 | Average Weekday | CAISO | 1-in-10 | 2024 | 20 |  |  |  | 67.9586 | 1
| LCA | Big Creek/Ventura | 4 | Average Weekday | CAISO | 1-in-10 | 2024 | 21 |  |  |  | 65.246 | 1
| LCA | Big Creek/Ventura | 4 | Average Weekday | CAISO | 1-in-10 | 2024 | 22 |  |  |  | 62.8863 | 1
| LCA | Big Creek/Ventura | 4 | Average Weekday | CAISO | 1-in-10 | 2024 | 23 |  |  |  | 61.0799 | 1
| LCA | Big Creek/Ventura | 4 | Average Weekday | CAISO | 1-in-10 | 2024 | 24 |  |  |  | 59.6054 | 1
| LCA | Big Creek/Ventura | 4 | Monthly System Peak Day | CAISO | 1-in-10 | 2024 | 1 |  |  |  | 64.0893 | 1
| LCA | Big Creek/Ventura | 4 | Monthly System Peak Day | CAISO | 1-in-10 | 2024 | 2 |  |  |  | 62.165 | 1
| LCA | Big Creek/Ventura | 4 | Monthly System Peak Day | CAISO | 1-in-10 | 2024 | 3 |  |  |  | 60.4214 | 1
| LCA | Big Creek/Ventura | 4 | Monthly System Peak Day | CAISO | 1-in-10 | 2024 | 4 |  |  |  | 59.8814 | 1
| LCA | Big Creek/Ventura | 4 | Monthly System Peak Day | CAISO | 1-in-10 | 2024 | 5 |  |  |  | 59.8436 | 1
| LCA | Big Creek/Ventura | 4 | Monthly System Peak Day | CAISO | 1-in-10 | 2024 | 6 |  |  |  | 58.9564 | 1
| LCA | Big Creek/Ventura | 4 | Monthly System Peak Day | CAISO | 1-in-10 | 2024 | 7 |  |  |  | 59.7036 | 1
| LCA | Big Creek/Ventura | 4 | Monthly System Peak Day | CAISO | 1-in-10 | 2024 | 8 |  |  |  | 60.475 | 1
| LCA | Big Creek/Ventura | 4 | Monthly System Peak Day | CAISO | 1-in-10 | 2024 | 9 |  |  |  | 64.3743 | 1
| LCA | Big Creek/Ventura | 4 | Monthly System Peak Day | CAISO | 1-in-10 | 2024 | 10 |  |  |  | 68.8586 | 1
| LCA | Big Creek/Ventura | 4 | Monthly System Peak Day | CAISO | 1-in-10 | 2024 | 11 |  |  |  | 73.6929 | 1
| LCA | Big Creek/Ventura | 4 | Monthly System Peak Day | CAISO | 1-in-10 | 2024 | 12 |  |  |  | 78.29 | 1
| LCA | Big Creek/Ventura | 4 | Monthly System Peak Day | CAISO | 1-in-10 | 2024 | 13 |  |  |  | 81.9714 | 1
| LCA | Big Creek/Ventura | 4 | Monthly System Peak Day | CAISO | 1-in-10 | 2024 | 14 |  |  |  | 84.0071 | 1
| LCA | Big Creek/Ventura | 4 | Monthly System Peak Day | CAISO | 1-in-10 | 2024 | 15 |  |  |  | 85.5643 | 1
| LCA | Big Creek/Ventura | 4 | Monthly System Peak Day | CAISO | 1-in-10 | 2024 | 16 |  |  |  | 87.0857 | 1
| LCA | Big Creek/Ventura | 4 | Monthly System Peak Day | CAISO | 1-in-10 | 2024 | 17 |  |  |  | 87.9786 | 1
| LCA | Big Creek/Ventura | 4 | Monthly System Peak Day | CAISO | 1-in-10 | 2024 | 18 |  |  |  | 88.1929 | 1
| LCA | Big Creek/Ventura | 4 | Monthly System Peak Day | CAISO | 1-in-10 | 2024 | 19 |  |  |  | 87.2786 | 1
| LCA | Big Creek/Ventura | 4 | Monthly System Peak Day | CAISO | 1-in-10 | 2024 | 20 |  |  |  | 84.6071 | 1
| LCA | Big Creek/Ventura | 4 | Monthly System Peak Day | CAISO | 1-in-10 | 2024 | 21 |  |  |  | 80.6643 | 1
| LCA | Big Creek/Ventura | 4 | Monthly System Peak Day | CAISO | 1-in-10 | 2024 | 22 |  |  |  | 76.51 | 1
| LCA | Big Creek/Ventura | 4 | Monthly System Peak Day | CAISO | 1-in-10 | 2024 | 23 |  |  |  | 73.0807 | 1
| LCA | Big Creek/Ventura | 4 | Monthly System Peak Day | CAISO | 1-in-10 | 2024 | 24 |  |  |  | 69.31 | 1
| LCA | Big Creek/Ventura | 5 | Average Weekday | CAISO | 1-in-10 | 2024 | 1 |  |  |  | 62.5912 | 1
| LCA | Big Creek/Ventura | 5 | Average Weekday | CAISO | 1-in-10 | 2024 | 2 |  |  |  | 61.3025 | 1
| LCA | Big Creek/Ventura | 5 | Average Weekday | CAISO | 1-in-10 | 2024 | 3 |  |  |  | 60.0848 | 1
| LCA | Big Creek/Ventura | 5 | Average Weekday | CAISO | 1-in-10 | 2024 | 4 |  |  |  | 58.8481 | 1
| LCA | Big Creek/Ventura | 5 | Average Weekday | CAISO | 1-in-10 | 2024 | 5 |  |  |  | 58.0431 | 1
| LCA | Big Creek/Ventura | 5 | Average Weekday | CAISO | 1-in-10 | 2024 | 6 |  |  |  | 57.2156 | 1
| LCA | Big Creek/Ventura | 5 | Average Weekday | CAISO | 1-in-10 | 2024 | 7 |  |  |  | 56.479 | 1
| LCA | Big Creek/Ventura | 5 | Average Weekday | CAISO | 1-in-10 | 2024 | 8 |  |  |  | 56.8888 | 1
| LCA | Big Creek/Ventura | 5 | Average Weekday | CAISO | 1-in-10 | 2024 | 9 |  |  |  | 60.1908 | 1
| LCA | Big Creek/Ventura | 5 | Average Weekday | CAISO | 1-in-10 | 2024 | 10 |  |  |  | 64.6334 | 1
| LCA | Big Creek/Ventura | 5 | Average Weekday | CAISO | 1-in-10 | 2024 | 11 |  |  |  | 68.5848 | 1
| LCA | Big Creek/Ventura | 5 | Average Weekday | CAISO | 1-in-10 | 2024 | 12 |  |  |  | 71.6441 | 1
| LCA | Big Creek/Ventura | 5 | Average Weekday | CAISO | 1-in-10 | 2024 | 13 |  |  |  | 74.0241 | 1
| LCA | Big Creek/Ventura | 5 | Average Weekday | CAISO | 1-in-10 | 2024 | 14 |  |  |  | 75.6921 | 1
| LCA | Big Creek/Ventura | 5 | Average Weekday | CAISO | 1-in-10 | 2024 | 15 |  |  |  | 76.7916 | 1
| LCA | Big Creek/Ventura | 5 | Average Weekday | CAISO | 1-in-10 | 2024 | 16 |  |  |  | 77.2805 | 1
| LCA | Big Creek/Ventura | 5 | Average Weekday | CAISO | 1-in-10 | 2024 | 17 |  |  |  | 77.2165 | 1
| LCA | Big Creek/Ventura | 5 | Average Weekday | CAISO | 1-in-10 | 2024 | 18 |  |  |  | 76.5896 | 1
| LCA | Big Creek/Ventura | 5 | Average Weekday | CAISO | 1-in-10 | 2024 | 19 |  |  |  | 75.461 | 1
| LCA | Big Creek/Ventura | 5 | Average Weekday | CAISO | 1-in-10 | 2024 | 20 |  |  |  | 73.5426 | 1
| LCA | Big Creek/Ventura | 5 | Average Weekday | CAISO | 1-in-10 | 2024 | 21 |  |  |  | 70.8603 | 1
| LCA | Big Creek/Ventura | 5 | Average Weekday | CAISO | 1-in-10 | 2024 | 22 |  |  |  | 68.0311 | 1
| LCA | Big Creek/Ventura | 5 | Average Weekday | CAISO | 1-in-10 | 2024 | 23 |  |  |  | 66.0109 | 1
| LCA | Big Creek/Ventura | 5 | Average Weekday | CAISO | 1-in-10 | 2024 | 24 |  |  |  | 64.0741 | 1
| LCA | Big Creek/Ventura | 5 | Monthly System Peak Day | CAISO | 1-in-10 | 2024 | 1 |  |  |  | 73.7593 | 1
| LCA | Big Creek/Ventura | 5 | Monthly System Peak Day | CAISO | 1-in-10 | 2024 | 2 |  |  |  | 71.6129 | 1
| LCA | Big Creek/Ventura | 5 | Monthly System Peak Day | CAISO | 1-in-10 | 2024 | 3 |  |  |  | 69.8557 | 1
| LCA | Big Creek/Ventura | 5 | Monthly System Peak Day | CAISO | 1-in-10 | 2024 | 4 |  |  |  | 68.0679 | 1
| LCA | Big Creek/Ventura | 5 | Monthly System Peak Day | CAISO | 1-in-10 | 2024 | 5 |  |  |  | 65.8314 | 1
| LCA | Big Creek/Ventura | 5 | Monthly System Peak Day | CAISO | 1-in-10 | 2024 | 6 |  |  |  | 64.9371 | 1
| LCA | Big Creek/Ventura | 5 | Monthly System Peak Day | CAISO | 1-in-10 | 2024 | 7 |  |  |  | 64.2586 | 1
| LCA | Big Creek/Ventura | 5 | Monthly System Peak Day | CAISO | 1-in-10 | 2024 | 8 |  |  |  | 64.3064 | 1
| LCA | Big Creek/Ventura | 5 | Monthly System Peak Day | CAISO | 1-in-10 | 2024 | 9 |  |  |  | 68.5121 | 1
| LCA | Big Creek/Ventura | 5 | Monthly System Peak Day | CAISO | 1-in-10 | 2024 | 10 |  |  |  | 74.5079 | 1
| LCA | Big Creek/Ventura | 5 | Monthly System Peak Day | CAISO | 1-in-10 | 2024 | 11 |  |  |  | 80.8571 | 1
| LCA | Big Creek/Ventura | 5 | Monthly System Peak Day | CAISO | 1-in-10 | 2024 | 12 |  |  |  | 85.8971 | 1
| LCA | Big Creek/Ventura | 5 | Monthly System Peak Day | CAISO | 1-in-10 | 2024 | 13 |  |  |  | 89.2071 | 1
| LCA | Big Creek/Ventura | 5 | Monthly System Peak Day | CAISO | 1-in-10 | 2024 | 14 |  |  |  | 91.3857 | 1
| LCA | Big Creek/Ventura | 5 | Monthly System Peak Day | CAISO | 1-in-10 | 2024 | 15 |  |  |  | 92.3 | 1
| LCA | Big Creek/Ventura | 5 | Monthly System Peak Day | CAISO | 1-in-10 | 2024 | 16 |  |  |  | 92.5643 | 1
| LCA | Big Creek/Ventura | 5 | Monthly System Peak Day | CAISO | 1-in-10 | 2024 | 17 |  |  |  | 92.3714 | 1
| LCA | Big Creek/Ventura | 5 | Monthly System Peak Day | CAISO | 1-in-10 | 2024 | 18 |  |  |  | 91.9429 | 1
| LCA | Big Creek/Ventura | 5 | Monthly System Peak Day | CAISO | 1-in-10 | 2024 | 19 |  |  |  | 90.6 | 1
| LCA | Big Creek/Ventura | 5 | Monthly System Peak Day | CAISO | 1-in-10 | 2024 | 20 |  |  |  | 87.835 | 1
| LCA | Big Creek/Ventura | 5 | Monthly System Peak Day | CAISO | 1-in-10 | 2024 | 21 |  |  |  | 83.1979 | 1
| LCA | Big Creek/Ventura | 5 | Monthly System Peak Day | CAISO | 1-in-10 | 2024 | 22 |  |  |  | 79.3571 | 1
| LCA | Big Creek/Ventura | 5 | Monthly System Peak Day | CAISO | 1-in-10 | 2024 | 23 |  |  |  | 76.5479 | 1
| LCA | Big Creek/Ventura | 5 | Monthly System Peak Day | CAISO | 1-in-10 | 2024 | 24 |  |  |  | 73.7157 | 1
| LCA | Big Creek/Ventura | 6 | Average Weekday | CAISO | 1-in-10 | 2024 | 1 |  |  |  | 67.5979 | 1
| LCA | Big Creek/Ventura | 6 | Average Weekday | CAISO | 1-in-10 | 2024 | 2 |  |  |  | 66.7173 | 1
| LCA | Big Creek/Ventura | 6 | Average Weekday | CAISO | 1-in-10 | 2024 | 3 |  |  |  | 65.8067 | 1
| LCA | Big Creek/Ventura | 6 | Average Weekday | CAISO | 1-in-10 | 2024 | 4 |  |  |  | 64.7835 | 1
| LCA | Big Creek/Ventura | 6 | Average Weekday | CAISO | 1-in-10 | 2024 | 5 |  |  |  | 63.8893 | 1
| LCA | Big Creek/Ventura | 6 | Average Weekday | CAISO | 1-in-10 | 2024 | 6 |  |  |  | 63.1691 | 1
| LCA | Big Creek/Ventura | 6 | Average Weekday | CAISO | 1-in-10 | 2024 | 7 |  |  |  | 62.6661 | 1
| LCA | Big Creek/Ventura | 6 | Average Weekday | CAISO | 1-in-10 | 2024 | 8 |  |  |  | 63.2141 | 1
| LCA | Big Creek/Ventura | 6 | Average Weekday | CAISO | 1-in-10 | 2024 | 9 |  |  |  | 66.1776 | 1
| LCA | Big Creek/Ventura | 6 | Average Weekday | CAISO | 1-in-10 | 2024 | 10 |  |  |  | 70.0818 | 1
| LCA | Big Creek/Ventura | 6 | Average Weekday | CAISO | 1-in-10 | 2024 | 11 |  |  |  | 73.9836 | 1
| LCA | Big Creek/Ventura | 6 | Average Weekday | CAISO | 1-in-10 | 2024 | 12 |  |  |  | 77.4319 | 1
| LCA | Big Creek/Ventura | 6 | Average Weekday | CAISO | 1-in-10 | 2024 | 13 |  |  |  | 80.1443 | 1
| LCA | Big Creek/Ventura | 6 | Average Weekday | CAISO | 1-in-10 | 2024 | 14 |  |  |  | 82.1737 | 1
| LCA | Big Creek/Ventura | 6 | Average Weekday | CAISO | 1-in-10 | 2024 | 15 |  |  |  | 83.3627 | 1
| LCA | Big Creek/Ventura | 6 | Average Weekday | CAISO | 1-in-10 | 2024 | 16 |  |  |  | 83.8567 | 1
| LCA | Big Creek/Ventura | 6 | Average Weekday | CAISO | 1-in-10 | 2024 | 17 |  |  |  | 83.6788 | 1
| LCA | Big Creek/Ventura | 6 | Average Weekday | CAISO | 1-in-10 | 2024 | 18 |  |  |  | 82.6209 | 1
| LCA | Big Creek/Ventura | 6 | Average Weekday | CAISO | 1-in-10 | 2024 | 19 |  |  |  | 80.9659 | 1
| LCA | Big Creek/Ventura | 6 | Average Weekday | CAISO | 1-in-10 | 2024 | 20 |  |  |  | 78.9063 | 1
| LCA | Big Creek/Ventura | 6 | Average Weekday | CAISO | 1-in-10 | 2024 | 21 |  |  |  | 76.1141 | 1
| LCA | Big Creek/Ventura | 6 | Average Weekday | CAISO | 1-in-10 | 2024 | 22 |  |  |  | 72.8496 | 1
| LCA | Big Creek/Ventura | 6 | Average Weekday | CAISO | 1-in-10 | 2024 | 23 |  |  |  | 70.6066 | 1
| LCA | Big Creek/Ventura | 6 | Average Weekday | CAISO | 1-in-10 | 2024 | 24 |  |  |  | 68.955 | 1
| LCA | Big Creek/Ventura | 6 | Monthly System Peak Day | CAISO | 1-in-10 | 2024 | 1 |  |  |  | 74.6807 | 1
| LCA | Big Creek/Ventura | 6 | Monthly System Peak Day | CAISO | 1-in-10 | 2024 | 2 |  |  |  | 73.9664 | 1
| LCA | Big Creek/Ventura | 6 | Monthly System Peak Day | CAISO | 1-in-10 | 2024 | 3 |  |  |  | 72.8129 | 1
| LCA | Big Creek/Ventura | 6 | Monthly System Peak Day | CAISO | 1-in-10 | 2024 | 4 |  |  |  | 71.8886 | 1
| LCA | Big Creek/Ventura | 6 | Monthly System Peak Day | CAISO | 1-in-10 | 2024 | 5 |  |  |  | 70.4636 | 1
| LCA | Big Creek/Ventura | 6 | Monthly System Peak Day | CAISO | 1-in-10 | 2024 | 6 |  |  |  | 69.4257 | 1
| LCA | Big Creek/Ventura | 6 | Monthly System Peak Day | CAISO | 1-in-10 | 2024 | 7 |  |  |  | 69.0036 | 1
| LCA | Big Creek/Ventura | 6 | Monthly System Peak Day | CAISO | 1-in-10 | 2024 | 8 |  |  |  | 69.4093 | 1
| LCA | Big Creek/Ventura | 6 | Monthly System Peak Day | CAISO | 1-in-10 | 2024 | 9 |  |  |  | 73.6814 | 1
| LCA | Big Creek/Ventura | 6 | Monthly System Peak Day | CAISO | 1-in-10 | 2024 | 10 |  |  |  | 79.1464 | 1
| LCA | Big Creek/Ventura | 6 | Monthly System Peak Day | CAISO | 1-in-10 | 2024 | 11 |  |  |  | 84.1829 | 1
| LCA | Big Creek/Ventura | 6 | Monthly System Peak Day | CAISO | 1-in-10 | 2024 | 12 |  |  |  | 89.2807 | 1
| LCA | Big Creek/Ventura | 6 | Monthly System Peak Day | CAISO | 1-in-10 | 2024 | 13 |  |  |  | 92.9336 | 1
| LCA | Big Creek/Ventura | 6 | Monthly System Peak Day | CAISO | 1-in-10 | 2024 | 14 |  |  |  | 95.6929 | 1
| LCA | Big Creek/Ventura | 6 | Monthly System Peak Day | CAISO | 1-in-10 | 2024 | 15 |  |  |  | 96.9571 | 1
| LCA | Big Creek/Ventura | 6 | Monthly System Peak Day | CAISO | 1-in-10 | 2024 | 16 |  |  |  | 97.8571 | 1
| LCA | Big Creek/Ventura | 6 | Monthly System Peak Day | CAISO | 1-in-10 | 2024 | 17 |  |  |  | 97.3714 | 1
| LCA | Big Creek/Ventura | 6 | Monthly System Peak Day | CAISO | 1-in-10 | 2024 | 18 |  |  |  | 96.5143 | 1
| LCA | Big Creek/Ventura | 6 | Monthly System Peak Day | CAISO | 1-in-10 | 2024 | 19 |  |  |  | 94.2643 | 1
| LCA | Big Creek/Ventura | 6 | Monthly System Peak Day | CAISO | 1-in-10 | 2024 | 20 |  |  |  | 91.4107 | 1
| LCA | Big Creek/Ventura | 6 | Monthly System Peak Day | CAISO | 1-in-10 | 2024 | 21 |  |  |  | 88.3343 | 1
| LCA | Big Creek/Ventura | 6 | Monthly System Peak Day | CAISO | 1-in-10 | 2024 | 22 |  |  |  | 84.5707 | 1
| LCA | Big Creek/Ventura | 6 | Monthly System Peak Day | CAISO | 1-in-10 | 2024 | 23 |  |  |  | 81.8114 | 1
| LCA | Big Creek/Ventura | 6 | Monthly System Peak Day | CAISO | 1-in-10 | 2024 | 24 |  |  |  | 80.2729 | 1
| LCA | Big Creek/Ventura | 7 | Average Weekday | CAISO | 1-in-10 | 2024 | 1 |  |  |  | 73.7504 | 1
| LCA | Big Creek/Ventura | 7 | Average Weekday | CAISO | 1-in-10 | 2024 | 2 |  |  |  | 72.6444 | 1
| LCA | Big Creek/Ventura | 7 | Average Weekday | CAISO | 1-in-10 | 2024 | 3 |  |  |  | 71.7965 | 1
| LCA | Big Creek/Ventura | 7 | Average Weekday | CAISO | 1-in-10 | 2024 | 4 |  |  |  | 70.8986 | 1
| LCA | Big Creek/Ventura | 7 | Average Weekday | CAISO | 1-in-10 | 2024 | 5 |  |  |  | 70.1004 | 1
| LCA | Big Creek/Ventura | 7 | Average Weekday | CAISO | 1-in-10 | 2024 | 6 |  |  |  | 69.3371 | 1
| LCA | Big Creek/Ventura | 7 | Average Weekday | CAISO | 1-in-10 | 2024 | 7 |  |  |  | 68.9791 | 1
| LCA | Big Creek/Ventura | 7 | Average Weekday | CAISO | 1-in-10 | 2024 | 8 |  |  |  | 69.3313 | 1
| LCA | Big Creek/Ventura | 7 | Average Weekday | CAISO | 1-in-10 | 2024 | 9 |  |  |  | 72.2421 | 1
| LCA | Big Creek/Ventura | 7 | Average Weekday | CAISO | 1-in-10 | 2024 | 10 |  |  |  | 76.3167 | 1
| LCA | Big Creek/Ventura | 7 | Average Weekday | CAISO | 1-in-10 | 2024 | 11 |  |  |  | 80.6703 | 1
| LCA | Big Creek/Ventura | 7 | Average Weekday | CAISO | 1-in-10 | 2024 | 12 |  |  |  | 84.4912 | 1
| LCA | Big Creek/Ventura | 7 | Average Weekday | CAISO | 1-in-10 | 2024 | 13 |  |  |  | 87.3622 | 1
| LCA | Big Creek/Ventura | 7 | Average Weekday | CAISO | 1-in-10 | 2024 | 14 |  |  |  | 89.604 | 1
| LCA | Big Creek/Ventura | 7 | Average Weekday | CAISO | 1-in-10 | 2024 | 15 |  |  |  | 91.1072 | 1
| LCA | Big Creek/Ventura | 7 | Average Weekday | CAISO | 1-in-10 | 2024 | 16 |  |  |  | 91.7086 | 1
| LCA | Big Creek/Ventura | 7 | Average Weekday | CAISO | 1-in-10 | 2024 | 17 |  |  |  | 91.4436 | 1
| LCA | Big Creek/Ventura | 7 | Average Weekday | CAISO | 1-in-10 | 2024 | 18 |  |  |  | 90.5951 | 1
| LCA | Big Creek/Ventura | 7 | Average Weekday | CAISO | 1-in-10 | 2024 | 19 |  |  |  | 88.7186 | 1
| LCA | Big Creek/Ventura | 7 | Average Weekday | CAISO | 1-in-10 | 2024 | 20 |  |  |  | 85.9757 | 1
| LCA | Big Creek/Ventura | 7 | Average Weekday | CAISO | 1-in-10 | 2024 | 21 |  |  |  | 82.4525 | 1
| LCA | Big Creek/Ventura | 7 | Average Weekday | CAISO | 1-in-10 | 2024 | 22 |  |  |  | 78.9574 | 1
| LCA | Big Creek/Ventura | 7 | Average Weekday | CAISO | 1-in-10 | 2024 | 23 |  |  |  | 76.8646 | 1
| LCA | Big Creek/Ventura | 7 | Average Weekday | CAISO | 1-in-10 | 2024 | 24 |  |  |  | 75.4968 | 1
| LCA | Big Creek/Ventura | 7 | Monthly System Peak Day | CAISO | 1-in-10 | 2024 | 1 |  |  |  | 80.5621 | 1
| LCA | Big Creek/Ventura | 7 | Monthly System Peak Day | CAISO | 1-in-10 | 2024 | 2 |  |  |  | 80.3943 | 1
| LCA | Big Creek/Ventura | 7 | Monthly System Peak Day | CAISO | 1-in-10 | 2024 | 3 |  |  |  | 79.0186 | 1
| LCA | Big Creek/Ventura | 7 | Monthly System Peak Day | CAISO | 1-in-10 | 2024 | 4 |  |  |  | 75.5979 | 1
| LCA | Big Creek/Ventura | 7 | Monthly System Peak Day | CAISO | 1-in-10 | 2024 | 5 |  |  |  | 73.91 | 1
| LCA | Big Creek/Ventura | 7 | Monthly System Peak Day | CAISO | 1-in-10 | 2024 | 6 |  |  |  | 73.0279 | 1
| LCA | Big Creek/Ventura | 7 | Monthly System Peak Day | CAISO | 1-in-10 | 2024 | 7 |  |  |  | 72.825 | 1
| LCA | Big Creek/Ventura | 7 | Monthly System Peak Day | CAISO | 1-in-10 | 2024 | 8 |  |  |  | 72.9407 | 1
| LCA | Big Creek/Ventura | 7 | Monthly System Peak Day | CAISO | 1-in-10 | 2024 | 9 |  |  |  | 76.145 | 1
| LCA | Big Creek/Ventura | 7 | Monthly System Peak Day | CAISO | 1-in-10 | 2024 | 10 |  |  |  | 81.4593 | 1
| LCA | Big Creek/Ventura | 7 | Monthly System Peak Day | CAISO | 1-in-10 | 2024 | 11 |  |  |  | 86.7071 | 1
| LCA | Big Creek/Ventura | 7 | Monthly System Peak Day | CAISO | 1-in-10 | 2024 | 12 |  |  |  | 91.1643 | 1
| LCA | Big Creek/Ventura | 7 | Monthly System Peak Day | CAISO | 1-in-10 | 2024 | 13 |  |  |  | 93.6143 | 1
| LCA | Big Creek/Ventura | 7 | Monthly System Peak Day | CAISO | 1-in-10 | 2024 | 14 |  |  |  | 95.0357 | 1
| LCA | Big Creek/Ventura | 7 | Monthly System Peak Day | CAISO | 1-in-10 | 2024 | 15 |  |  |  | 96.6929 | 1
| LCA | Big Creek/Ventura | 7 | Monthly System Peak Day | CAISO | 1-in-10 | 2024 | 16 |  |  |  | 97.1357 | 1
| LCA | Big Creek/Ventura | 7 | Monthly System Peak Day | CAISO | 1-in-10 | 2024 | 17 |  |  |  | 96.5286 | 1
| LCA | Big Creek/Ventura | 7 | Monthly System Peak Day | CAISO | 1-in-10 | 2024 | 18 |  |  |  | 95.7 | 1
| LCA | Big Creek/Ventura | 7 | Monthly System Peak Day | CAISO | 1-in-10 | 2024 | 19 |  |  |  | 94.3071 | 1
| LCA | Big Creek/Ventura | 7 | Monthly System Peak Day | CAISO | 1-in-10 | 2024 | 20 |  |  |  | 91 | 1
| LCA | Big Creek/Ventura | 7 | Monthly System Peak Day | CAISO | 1-in-10 | 2024 | 21 |  |  |  | 87.2271 | 1
| LCA | Big Creek/Ventura | 7 | Monthly System Peak Day | CAISO | 1-in-10 | 2024 | 22 |  |  |  | 83.105 | 1
| LCA | Big Creek/Ventura | 7 | Monthly System Peak Day | CAISO | 1-in-10 | 2024 | 23 |  |  |  | 81.2114 | 1
| LCA | Big Creek/Ventura | 7 | Monthly System Peak Day | CAISO | 1-in-10 | 2024 | 24 |  |  |  | 79.2186 | 1
| LCA | Big Creek/Ventura | 8 | Average Weekday | CAISO | 1-in-10 | 2024 | 1 |  |  |  | 71.773 | 1
| LCA | Big Creek/Ventura | 8 | Average Weekday | CAISO | 1-in-10 | 2024 | 2 |  |  |  | 70.8122 | 1
| LCA | Big Creek/Ventura | 8 | Average Weekday | CAISO | 1-in-10 | 2024 | 3 |  |  |  | 70.0332 | 1
| LCA | Big Creek/Ventura | 8 | Average Weekday | CAISO | 1-in-10 | 2024 | 4 |  |  |  | 69.3359 | 1
| LCA | Big Creek/Ventura | 8 | Average Weekday | CAISO | 1-in-10 | 2024 | 5 |  |  |  | 68.5356 | 1
| LCA | Big Creek/Ventura | 8 | Average Weekday | CAISO | 1-in-10 | 2024 | 6 |  |  |  | 67.6954 | 1
| LCA | Big Creek/Ventura | 8 | Average Weekday | CAISO | 1-in-10 | 2024 | 7 |  |  |  | 67.0748 | 1
| LCA | Big Creek/Ventura | 8 | Average Weekday | CAISO | 1-in-10 | 2024 | 8 |  |  |  | 66.8998 | 1
| LCA | Big Creek/Ventura | 8 | Average Weekday | CAISO | 1-in-10 | 2024 | 9 |  |  |  | 69.0394 | 1
| LCA | Big Creek/Ventura | 8 | Average Weekday | CAISO | 1-in-10 | 2024 | 10 |  |  |  | 72.7622 | 1
| LCA | Big Creek/Ventura | 8 | Average Weekday | CAISO | 1-in-10 | 2024 | 11 |  |  |  | 76.7959 | 1
| LCA | Big Creek/Ventura | 8 | Average Weekday | CAISO | 1-in-10 | 2024 | 12 |  |  |  | 80.7141 | 1
| LCA | Big Creek/Ventura | 8 | Average Weekday | CAISO | 1-in-10 | 2024 | 13 |  |  |  | 83.8698 | 1
| LCA | Big Creek/Ventura | 8 | Average Weekday | CAISO | 1-in-10 | 2024 | 14 |  |  |  | 86.2495 | 1
| LCA | Big Creek/Ventura | 8 | Average Weekday | CAISO | 1-in-10 | 2024 | 15 |  |  |  | 87.7802 | 1
| LCA | Big Creek/Ventura | 8 | Average Weekday | CAISO | 1-in-10 | 2024 | 16 |  |  |  | 88.4706 | 1
| LCA | Big Creek/Ventura | 8 | Average Weekday | CAISO | 1-in-10 | 2024 | 17 |  |  |  | 88.218 | 1
| LCA | Big Creek/Ventura | 8 | Average Weekday | CAISO | 1-in-10 | 2024 | 18 |  |  |  | 87.3481 | 1
| LCA | Big Creek/Ventura | 8 | Average Weekday | CAISO | 1-in-10 | 2024 | 19 |  |  |  | 85.6245 | 1
| LCA | Big Creek/Ventura | 8 | Average Weekday | CAISO | 1-in-10 | 2024 | 20 |  |  |  | 82.9859 | 1
| LCA | Big Creek/Ventura | 8 | Average Weekday | CAISO | 1-in-10 | 2024 | 21 |  |  |  | 79.446 | 1
| LCA | Big Creek/Ventura | 8 | Average Weekday | CAISO | 1-in-10 | 2024 | 22 |  |  |  | 76.5588 | 1
| LCA | Big Creek/Ventura | 8 | Average Weekday | CAISO | 1-in-10 | 2024 | 23 |  |  |  | 74.6878 | 1
| LCA | Big Creek/Ventura | 8 | Average Weekday | CAISO | 1-in-10 | 2024 | 24 |  |  |  | 73.243 | 1
| LCA | Big Creek/Ventura | 8 | Monthly System Peak Day | CAISO | 1-in-10 | 2024 | 1 |  |  |  | 75.8614 | 1
| LCA | Big Creek/Ventura | 8 | Monthly System Peak Day | CAISO | 1-in-10 | 2024 | 2 |  |  |  | 75.0521 | 1
| LCA | Big Creek/Ventura | 8 | Monthly System Peak Day | CAISO | 1-in-10 | 2024 | 3 |  |  |  | 74.275 | 1
| LCA | Big Creek/Ventura | 8 | Monthly System Peak Day | CAISO | 1-in-10 | 2024 | 4 |  |  |  | 73.3857 | 1
| LCA | Big Creek/Ventura | 8 | Monthly System Peak Day | CAISO | 1-in-10 | 2024 | 5 |  |  |  | 72.4779 | 1
| LCA | Big Creek/Ventura | 8 | Monthly System Peak Day | CAISO | 1-in-10 | 2024 | 6 |  |  |  | 71.3657 | 1
| LCA | Big Creek/Ventura | 8 | Monthly System Peak Day | CAISO | 1-in-10 | 2024 | 7 |  |  |  | 71.1021 | 1
| LCA | Big Creek/Ventura | 8 | Monthly System Peak Day | CAISO | 1-in-10 | 2024 | 8 |  |  |  | 70.685 | 1
| LCA | Big Creek/Ventura | 8 | Monthly System Peak Day | CAISO | 1-in-10 | 2024 | 9 |  |  |  | 73.5929 | 1
| LCA | Big Creek/Ventura | 8 | Monthly System Peak Day | CAISO | 1-in-10 | 2024 | 10 |  |  |  | 77.95 | 1
| LCA | Big Creek/Ventura | 8 | Monthly System Peak Day | CAISO | 1-in-10 | 2024 | 11 |  |  |  | 83.1193 | 1
| LCA | Big Creek/Ventura | 8 | Monthly System Peak Day | CAISO | 1-in-10 | 2024 | 12 |  |  |  | 88.1879 | 1
| LCA | Big Creek/Ventura | 8 | Monthly System Peak Day | CAISO | 1-in-10 | 2024 | 13 |  |  |  | 92.3714 | 1
| LCA | Big Creek/Ventura | 8 | Monthly System Peak Day | CAISO | 1-in-10 | 2024 | 14 |  |  |  | 95.0214 | 1
| LCA | Big Creek/Ventura | 8 | Monthly System Peak Day | CAISO | 1-in-10 | 2024 | 15 |  |  |  | 96.2714 | 1
| LCA | Big Creek/Ventura | 8 | Monthly System Peak Day | CAISO | 1-in-10 | 2024 | 16 |  |  |  | 96.85 | 1
| LCA | Big Creek/Ventura | 8 | Monthly System Peak Day | CAISO | 1-in-10 | 2024 | 17 |  |  |  | 96.3143 | 1
| LCA | Big Creek/Ventura | 8 | Monthly System Peak Day | CAISO | 1-in-10 | 2024 | 18 |  |  |  | 95.3286 | 1
| LCA | Big Creek/Ventura | 8 | Monthly System Peak Day | CAISO | 1-in-10 | 2024 | 19 |  |  |  | 93.3214 | 1
| LCA | Big Creek/Ventura | 8 | Monthly System Peak Day | CAISO | 1-in-10 | 2024 | 20 |  |  |  | 89.9429 | 1
| LCA | Big Creek/Ventura | 8 | Monthly System Peak Day | CAISO | 1-in-10 | 2024 | 21 |  |  |  | 85.6986 | 1
| LCA | Big Creek/Ventura | 8 | Monthly System Peak Day | CAISO | 1-in-10 | 2024 | 22 |  |  |  | 82.6936 | 1
| LCA | Big Creek/Ventura | 8 | Monthly System Peak Day | CAISO | 1-in-10 | 2024 | 23 |  |  |  | 80.7414 | 1
| LCA | Big Creek/Ventura | 8 | Monthly System Peak Day | CAISO | 1-in-10 | 2024 | 24 |  |  |  | 79.3707 | 1
| LCA | Big Creek/Ventura | 8 | Typical Event Day | CAISO | 1-in-10 | 2024 | 1 |  |  |  | 77.2739 | 1
| LCA | Big Creek/Ventura | 8 | Typical Event Day | CAISO | 1-in-10 | 2024 | 2 |  |  |  | 76.5187 | 1
| LCA | Big Creek/Ventura | 8 | Typical Event Day | CAISO | 1-in-10 | 2024 | 3 |  |  |  | 75.457 | 1
| LCA | Big Creek/Ventura | 8 | Typical Event Day | CAISO | 1-in-10 | 2024 | 4 |  |  |  | 74.0543 | 1
| LCA | Big Creek/Ventura | 8 | Typical Event Day | CAISO | 1-in-10 | 2024 | 5 |  |  |  | 73.0975 | 1
| LCA | Big Creek/Ventura | 8 | Typical Event Day | CAISO | 1-in-10 | 2024 | 6 |  |  |  | 72.138 | 1
| LCA | Big Creek/Ventura | 8 | Typical Event Day | CAISO | 1-in-10 | 2024 | 7 |  |  |  | 71.9071 | 1
| LCA | Big Creek/Ventura | 8 | Typical Event Day | CAISO | 1-in-10 | 2024 | 8 |  |  |  | 72.008 | 1
| LCA | Big Creek/Ventura | 8 | Typical Event Day | CAISO | 1-in-10 | 2024 | 9 |  |  |  | 74.7386 | 1
| LCA | Big Creek/Ventura | 8 | Typical Event Day | CAISO | 1-in-10 | 2024 | 10 |  |  |  | 79.5193 | 1
| LCA | Big Creek/Ventura | 8 | Typical Event Day | CAISO | 1-in-10 | 2024 | 11 |  |  |  | 84.3773 | 1
| LCA | Big Creek/Ventura | 8 | Typical Event Day | CAISO | 1-in-10 | 2024 | 12 |  |  |  | 89.0189 | 1
| LCA | Big Creek/Ventura | 8 | Typical Event Day | CAISO | 1-in-10 | 2024 | 13 |  |  |  | 92.2941 | 1
| LCA | Big Creek/Ventura | 8 | Typical Event Day | CAISO | 1-in-10 | 2024 | 14 |  |  |  | 94.5786 | 1
| LCA | Big Creek/Ventura | 8 | Typical Event Day | CAISO | 1-in-10 | 2024 | 15 |  |  |  | 95.975 | 1
| LCA | Big Creek/Ventura | 8 | Typical Event Day | CAISO | 1-in-10 | 2024 | 16 |  |  |  | 96.8518 | 1
| LCA | Big Creek/Ventura | 8 | Typical Event Day | CAISO | 1-in-10 | 2024 | 17 |  |  |  | 96.6714 | 1
| LCA | Big Creek/Ventura | 8 | Typical Event Day | CAISO | 1-in-10 | 2024 | 18 |  |  |  | 95.7714 | 1
| LCA | Big Creek/Ventura | 8 | Typical Event Day | CAISO | 1-in-10 | 2024 | 19 |  |  |  | 93.7018 | 1
| LCA | Big Creek/Ventura | 8 | Typical Event Day | CAISO | 1-in-10 | 2024 | 20 |  |  |  | 90.7312 | 1
| LCA | Big Creek/Ventura | 8 | Typical Event Day | CAISO | 1-in-10 | 2024 | 21 |  |  |  | 87.3168 | 1
| LCA | Big Creek/Ventura | 8 | Typical Event Day | CAISO | 1-in-10 | 2024 | 22 |  |  |  | 83.9977 | 1
| LCA | Big Creek/Ventura | 8 | Typical Event Day | CAISO | 1-in-10 | 2024 | 23 |  |  |  | 81.8893 | 1
| LCA | Big Creek/Ventura | 8 | Typical Event Day | CAISO | 1-in-10 | 2024 | 24 |  |  |  | 80.237 | 1
| LCA | Big Creek/Ventura | 9 | Average Weekday | CAISO | 1-in-10 | 2024 | 1 |  |  |  | 70.2028 | 1
| LCA | Big Creek/Ventura | 9 | Average Weekday | CAISO | 1-in-10 | 2024 | 2 |  |  |  | 69.1836 | 1
| LCA | Big Creek/Ventura | 9 | Average Weekday | CAISO | 1-in-10 | 2024 | 3 |  |  |  | 68.2518 | 1
| LCA | Big Creek/Ventura | 9 | Average Weekday | CAISO | 1-in-10 | 2024 | 4 |  |  |  | 67.4618 | 1
| LCA | Big Creek/Ventura | 9 | Average Weekday | CAISO | 1-in-10 | 2024 | 5 |  |  |  | 66.5713 | 1
| LCA | Big Creek/Ventura | 9 | Average Weekday | CAISO | 1-in-10 | 2024 | 6 |  |  |  | 65.7951 | 1
| LCA | Big Creek/Ventura | 9 | Average Weekday | CAISO | 1-in-10 | 2024 | 7 |  |  |  | 65.2006 | 1
| LCA | Big Creek/Ventura | 9 | Average Weekday | CAISO | 1-in-10 | 2024 | 8 |  |  |  | 64.7186 | 1
| LCA | Big Creek/Ventura | 9 | Average Weekday | CAISO | 1-in-10 | 2024 | 9 |  |  |  | 65.7455 | 1
| LCA | Big Creek/Ventura | 9 | Average Weekday | CAISO | 1-in-10 | 2024 | 10 |  |  |  | 69.433 | 1
| LCA | Big Creek/Ventura | 9 | Average Weekday | CAISO | 1-in-10 | 2024 | 11 |  |  |  | 73.8913 | 1
| LCA | Big Creek/Ventura | 9 | Average Weekday | CAISO | 1-in-10 | 2024 | 12 |  |  |  | 78.089 | 1
| LCA | Big Creek/Ventura | 9 | Average Weekday | CAISO | 1-in-10 | 2024 | 13 |  |  |  | 81.4035 | 1
| LCA | Big Creek/Ventura | 9 | Average Weekday | CAISO | 1-in-10 | 2024 | 14 |  |  |  | 83.8146 | 1
| LCA | Big Creek/Ventura | 9 | Average Weekday | CAISO | 1-in-10 | 2024 | 15 |  |  |  | 85.4224 | 1
| LCA | Big Creek/Ventura | 9 | Average Weekday | CAISO | 1-in-10 | 2024 | 16 |  |  |  | 86.0571 | 1
| LCA | Big Creek/Ventura | 9 | Average Weekday | CAISO | 1-in-10 | 2024 | 17 |  |  |  | 85.7889 | 1
| LCA | Big Creek/Ventura | 9 | Average Weekday | CAISO | 1-in-10 | 2024 | 18 |  |  |  | 84.8251 | 1
| LCA | Big Creek/Ventura | 9 | Average Weekday | CAISO | 1-in-10 | 2024 | 19 |  |  |  | 82.9592 | 1
| LCA | Big Creek/Ventura | 9 | Average Weekday | CAISO | 1-in-10 | 2024 | 20 |  |  |  | 79.8824 | 1
| LCA | Big Creek/Ventura | 9 | Average Weekday | CAISO | 1-in-10 | 2024 | 21 |  |  |  | 76.5321 | 1
| LCA | Big Creek/Ventura | 9 | Average Weekday | CAISO | 1-in-10 | 2024 | 22 |  |  |  | 74.4318 | 1
| LCA | Big Creek/Ventura | 9 | Average Weekday | CAISO | 1-in-10 | 2024 | 23 |  |  |  | 72.679 | 1
| LCA | Big Creek/Ventura | 9 | Average Weekday | CAISO | 1-in-10 | 2024 | 24 |  |  |  | 71.1678 | 1
| LCA | Big Creek/Ventura | 9 | Monthly System Peak Day | CAISO | 1-in-10 | 2024 | 1 |  |  |  | 77.9914 | 1
| LCA | Big Creek/Ventura | 9 | Monthly System Peak Day | CAISO | 1-in-10 | 2024 | 2 |  |  |  | 76.6621 | 1
| LCA | Big Creek/Ventura | 9 | Monthly System Peak Day | CAISO | 1-in-10 | 2024 | 3 |  |  |  | 75.7214 | 1
| LCA | Big Creek/Ventura | 9 | Monthly System Peak Day | CAISO | 1-in-10 | 2024 | 4 |  |  |  | 75.345 | 1
| LCA | Big Creek/Ventura | 9 | Monthly System Peak Day | CAISO | 1-in-10 | 2024 | 5 |  |  |  | 75.5386 | 1
| LCA | Big Creek/Ventura | 9 | Monthly System Peak Day | CAISO | 1-in-10 | 2024 | 6 |  |  |  | 74.7329 | 1
| LCA | Big Creek/Ventura | 9 | Monthly System Peak Day | CAISO | 1-in-10 | 2024 | 7 |  |  |  | 74.6979 | 1
| LCA | Big Creek/Ventura | 9 | Monthly System Peak Day | CAISO | 1-in-10 | 2024 | 8 |  |  |  | 74.9971 | 1
| LCA | Big Creek/Ventura | 9 | Monthly System Peak Day | CAISO | 1-in-10 | 2024 | 9 |  |  |  | 75.535 | 1
| LCA | Big Creek/Ventura | 9 | Monthly System Peak Day | CAISO | 1-in-10 | 2024 | 10 |  |  |  | 79.5214 | 1
| LCA | Big Creek/Ventura | 9 | Monthly System Peak Day | CAISO | 1-in-10 | 2024 | 11 |  |  |  | 83.5 | 1
| LCA | Big Creek/Ventura | 9 | Monthly System Peak Day | CAISO | 1-in-10 | 2024 | 12 |  |  |  | 87.4429 | 1
| LCA | Big Creek/Ventura | 9 | Monthly System Peak Day | CAISO | 1-in-10 | 2024 | 13 |  |  |  | 90.2571 | 1
| LCA | Big Creek/Ventura | 9 | Monthly System Peak Day | CAISO | 1-in-10 | 2024 | 14 |  |  |  | 92.5643 | 1
| LCA | Big Creek/Ventura | 9 | Monthly System Peak Day | CAISO | 1-in-10 | 2024 | 15 |  |  |  | 93.9786 | 1
| LCA | Big Creek/Ventura | 9 | Monthly System Peak Day | CAISO | 1-in-10 | 2024 | 16 |  |  |  | 95.5643 | 1
| LCA | Big Creek/Ventura | 9 | Monthly System Peak Day | CAISO | 1-in-10 | 2024 | 17 |  |  |  | 96.4714 | 1
| LCA | Big Creek/Ventura | 9 | Monthly System Peak Day | CAISO | 1-in-10 | 2024 | 18 |  |  |  | 95.5429 | 1
| LCA | Big Creek/Ventura | 9 | Monthly System Peak Day | CAISO | 1-in-10 | 2024 | 19 |  |  |  | 92.9143 | 1
| LCA | Big Creek/Ventura | 9 | Monthly System Peak Day | CAISO | 1-in-10 | 2024 | 20 |  |  |  | 90.5714 | 1
| LCA | Big Creek/Ventura | 9 | Monthly System Peak Day | CAISO | 1-in-10 | 2024 | 21 |  |  |  | 88.0071 | 1
| LCA | Big Creek/Ventura | 9 | Monthly System Peak Day | CAISO | 1-in-10 | 2024 | 22 |  |  |  | 85.6214 | 1
| LCA | Big Creek/Ventura | 9 | Monthly System Peak Day | CAISO | 1-in-10 | 2024 | 23 |  |  |  | 83.7929 | 1
| LCA | Big Creek/Ventura | 9 | Monthly System Peak Day | CAISO | 1-in-10 | 2024 | 24 |  |  |  | 82.0857 | 1
| LCA | Big Creek/Ventura | 10 | Average Weekday | CAISO | 1-in-10 | 2024 | 1 |  |  |  | 64.6574 | 1
| LCA | Big Creek/Ventura | 10 | Average Weekday | CAISO | 1-in-10 | 2024 | 2 |  |  |  | 63.6685 | 1
| LCA | Big Creek/Ventura | 10 | Average Weekday | CAISO | 1-in-10 | 2024 | 3 |  |  |  | 62.8361 | 1
| LCA | Big Creek/Ventura | 10 | Average Weekday | CAISO | 1-in-10 | 2024 | 4 |  |  |  | 61.9542 | 1
| LCA | Big Creek/Ventura | 10 | Average Weekday | CAISO | 1-in-10 | 2024 | 5 |  |  |  | 61.1331 | 1
| LCA | Big Creek/Ventura | 10 | Average Weekday | CAISO | 1-in-10 | 2024 | 6 |  |  |  | 60.6957 | 1
| LCA | Big Creek/Ventura | 10 | Average Weekday | CAISO | 1-in-10 | 2024 | 7 |  |  |  | 60.0795 | 1
| LCA | Big Creek/Ventura | 10 | Average Weekday | CAISO | 1-in-10 | 2024 | 8 |  |  |  | 59.6208 | 1
| LCA | Big Creek/Ventura | 10 | Average Weekday | CAISO | 1-in-10 | 2024 | 9 |  |  |  | 60.0076 | 1
| LCA | Big Creek/Ventura | 10 | Average Weekday | CAISO | 1-in-10 | 2024 | 10 |  |  |  | 63.1345 | 1
| LCA | Big Creek/Ventura | 10 | Average Weekday | CAISO | 1-in-10 | 2024 | 11 |  |  |  | 67.9007 | 1
| LCA | Big Creek/Ventura | 10 | Average Weekday | CAISO | 1-in-10 | 2024 | 12 |  |  |  | 72.4013 | 1
| LCA | Big Creek/Ventura | 10 | Average Weekday | CAISO | 1-in-10 | 2024 | 13 |  |  |  | 75.8279 | 1
| LCA | Big Creek/Ventura | 10 | Average Weekday | CAISO | 1-in-10 | 2024 | 14 |  |  |  | 78.2119 | 1
| LCA | Big Creek/Ventura | 10 | Average Weekday | CAISO | 1-in-10 | 2024 | 15 |  |  |  | 79.6814 | 1
| LCA | Big Creek/Ventura | 10 | Average Weekday | CAISO | 1-in-10 | 2024 | 16 |  |  |  | 80.4072 | 1
| LCA | Big Creek/Ventura | 10 | Average Weekday | CAISO | 1-in-10 | 2024 | 17 |  |  |  | 80.5515 | 1
| LCA | Big Creek/Ventura | 10 | Average Weekday | CAISO | 1-in-10 | 2024 | 18 |  |  |  | 79.6518 | 1
| LCA | Big Creek/Ventura | 10 | Average Weekday | CAISO | 1-in-10 | 2024 | 19 |  |  |  | 77.5644 | 1
| LCA | Big Creek/Ventura | 10 | Average Weekday | CAISO | 1-in-10 | 2024 | 20 |  |  |  | 74.3088 | 1
| LCA | Big Creek/Ventura | 10 | Average Weekday | CAISO | 1-in-10 | 2024 | 21 |  |  |  | 71.652 | 1
| LCA | Big Creek/Ventura | 10 | Average Weekday | CAISO | 1-in-10 | 2024 | 22 |  |  |  | 69.4339 | 1
| LCA | Big Creek/Ventura | 10 | Average Weekday | CAISO | 1-in-10 | 2024 | 23 |  |  |  | 67.5514 | 1
| LCA | Big Creek/Ventura | 10 | Average Weekday | CAISO | 1-in-10 | 2024 | 24 |  |  |  | 65.7874 | 1
| LCA | Big Creek/Ventura | 10 | Monthly System Peak Day | CAISO | 1-in-10 | 2024 | 1 |  |  |  | 75.2321 | 1
| LCA | Big Creek/Ventura | 10 | Monthly System Peak Day | CAISO | 1-in-10 | 2024 | 2 |  |  |  | 74.2014 | 1
| LCA | Big Creek/Ventura | 10 | Monthly System Peak Day | CAISO | 1-in-10 | 2024 | 3 |  |  |  | 72.9943 | 1
| LCA | Big Creek/Ventura | 10 | Monthly System Peak Day | CAISO | 1-in-10 | 2024 | 4 |  |  |  | 71.7943 | 1
| LCA | Big Creek/Ventura | 10 | Monthly System Peak Day | CAISO | 1-in-10 | 2024 | 5 |  |  |  | 70.9321 | 1
| LCA | Big Creek/Ventura | 10 | Monthly System Peak Day | CAISO | 1-in-10 | 2024 | 6 |  |  |  | 71.2614 | 1
| LCA | Big Creek/Ventura | 10 | Monthly System Peak Day | CAISO | 1-in-10 | 2024 | 7 |  |  |  | 70.4243 | 1
| LCA | Big Creek/Ventura | 10 | Monthly System Peak Day | CAISO | 1-in-10 | 2024 | 8 |  |  |  | 69.4007 | 1
| LCA | Big Creek/Ventura | 10 | Monthly System Peak Day | CAISO | 1-in-10 | 2024 | 9 |  |  |  | 69.2471 | 1
| LCA | Big Creek/Ventura | 10 | Monthly System Peak Day | CAISO | 1-in-10 | 2024 | 10 |  |  |  | 72.7614 | 1
| LCA | Big Creek/Ventura | 10 | Monthly System Peak Day | CAISO | 1-in-10 | 2024 | 11 |  |  |  | 78.1214 | 1
| LCA | Big Creek/Ventura | 10 | Monthly System Peak Day | CAISO | 1-in-10 | 2024 | 12 |  |  |  | 82.6357 | 1
| LCA | Big Creek/Ventura | 10 | Monthly System Peak Day | CAISO | 1-in-10 | 2024 | 13 |  |  |  | 86.7857 | 1
| LCA | Big Creek/Ventura | 10 | Monthly System Peak Day | CAISO | 1-in-10 | 2024 | 14 |  |  |  | 89.45 | 1
| LCA | Big Creek/Ventura | 10 | Monthly System Peak Day | CAISO | 1-in-10 | 2024 | 15 |  |  |  | 90.7571 | 1
| LCA | Big Creek/Ventura | 10 | Monthly System Peak Day | CAISO | 1-in-10 | 2024 | 16 |  |  |  | 91.2857 | 1
| LCA | Big Creek/Ventura | 10 | Monthly System Peak Day | CAISO | 1-in-10 | 2024 | 17 |  |  |  | 90.4714 | 1
| LCA | Big Creek/Ventura | 10 | Monthly System Peak Day | CAISO | 1-in-10 | 2024 | 18 |  |  |  | 88.65 | 1
| LCA | Big Creek/Ventura | 10 | Monthly System Peak Day | CAISO | 1-in-10 | 2024 | 19 |  |  |  | 85.7786 | 1
| LCA | Big Creek/Ventura | 10 | Monthly System Peak Day | CAISO | 1-in-10 | 2024 | 20 |  |  |  | 81.85 | 1
| LCA | Big Creek/Ventura | 10 | Monthly System Peak Day | CAISO | 1-in-10 | 2024 | 21 |  |  |  | 78.975 | 1
| LCA | Big Creek/Ventura | 10 | Monthly System Peak Day | CAISO | 1-in-10 | 2024 | 22 |  |  |  | 77.0079 | 1
| LCA | Big Creek/Ventura | 10 | Monthly System Peak Day | CAISO | 1-in-10 | 2024 | 23 |  |  |  | 75.0014 | 1
| LCA | Big Creek/Ventura | 10 | Monthly System Peak Day | CAISO | 1-in-10 | 2024 | 24 |  |  |  | 73.4014 | 1
| LCA | Big Creek/Ventura | 11 | Average Weekday | CAISO | 1-in-10 | 2024 | 1 |  |  |  | 53.2581 | 1
| LCA | Big Creek/Ventura | 11 | Average Weekday | CAISO | 1-in-10 | 2024 | 2 |  |  |  | 52.2332 | 1
| LCA | Big Creek/Ventura | 11 | Average Weekday | CAISO | 1-in-10 | 2024 | 3 |  |  |  | 51.3054 | 1
| LCA | Big Creek/Ventura | 11 | Average Weekday | CAISO | 1-in-10 | 2024 | 4 |  |  |  | 50.3869 | 1
| LCA | Big Creek/Ventura | 11 | Average Weekday | CAISO | 1-in-10 | 2024 | 5 |  |  |  | 49.5653 | 1
| LCA | Big Creek/Ventura | 11 | Average Weekday | CAISO | 1-in-10 | 2024 | 6 |  |  |  | 48.9192 | 1
| LCA | Big Creek/Ventura | 11 | Average Weekday | CAISO | 1-in-10 | 2024 | 7 |  |  |  | 48.5108 | 1
| LCA | Big Creek/Ventura | 11 | Average Weekday | CAISO | 1-in-10 | 2024 | 8 |  |  |  | 48.19 | 1
| LCA | Big Creek/Ventura | 11 | Average Weekday | CAISO | 1-in-10 | 2024 | 9 |  |  |  | 49.6874 | 1
| LCA | Big Creek/Ventura | 11 | Average Weekday | CAISO | 1-in-10 | 2024 | 10 |  |  |  | 53.9557 | 1
| LCA | Big Creek/Ventura | 11 | Average Weekday | CAISO | 1-in-10 | 2024 | 11 |  |  |  | 58.7942 | 1
| LCA | Big Creek/Ventura | 11 | Average Weekday | CAISO | 1-in-10 | 2024 | 12 |  |  |  | 63.0026 | 1
| LCA | Big Creek/Ventura | 11 | Average Weekday | CAISO | 1-in-10 | 2024 | 13 |  |  |  | 65.857 | 1
| LCA | Big Creek/Ventura | 11 | Average Weekday | CAISO | 1-in-10 | 2024 | 14 |  |  |  | 67.6396 | 1
| LCA | Big Creek/Ventura | 11 | Average Weekday | CAISO | 1-in-10 | 2024 | 15 |  |  |  | 68.5811 | 1
| LCA | Big Creek/Ventura | 11 | Average Weekday | CAISO | 1-in-10 | 2024 | 16 |  |  |  | 68.8531 | 1
| LCA | Big Creek/Ventura | 11 | Average Weekday | CAISO | 1-in-10 | 2024 | 17 |  |  |  | 68.3015 | 1
| LCA | Big Creek/Ventura | 11 | Average Weekday | CAISO | 1-in-10 | 2024 | 18 |  |  |  | 66.4193 | 1
| LCA | Big Creek/Ventura | 11 | Average Weekday | CAISO | 1-in-10 | 2024 | 19 |  |  |  | 63.5043 | 1
| LCA | Big Creek/Ventura | 11 | Average Weekday | CAISO | 1-in-10 | 2024 | 20 |  |  |  | 60.7171 | 1
| LCA | Big Creek/Ventura | 11 | Average Weekday | CAISO | 1-in-10 | 2024 | 21 |  |  |  | 58.3538 | 1
| LCA | Big Creek/Ventura | 11 | Average Weekday | CAISO | 1-in-10 | 2024 | 22 |  |  |  | 56.4636 | 1
| LCA | Big Creek/Ventura | 11 | Average Weekday | CAISO | 1-in-10 | 2024 | 23 |  |  |  | 55.1132 | 1
| LCA | Big Creek/Ventura | 11 | Average Weekday | CAISO | 1-in-10 | 2024 | 24 |  |  |  | 54.0951 | 1
| LCA | Big Creek/Ventura | 11 | Monthly System Peak Day | CAISO | 1-in-10 | 2024 | 1 |  |  |  | 64.8557 | 1
| LCA | Big Creek/Ventura | 11 | Monthly System Peak Day | CAISO | 1-in-10 | 2024 | 2 |  |  |  | 63.4 | 1
| LCA | Big Creek/Ventura | 11 | Monthly System Peak Day | CAISO | 1-in-10 | 2024 | 3 |  |  |  | 62.575 | 1
| LCA | Big Creek/Ventura | 11 | Monthly System Peak Day | CAISO | 1-in-10 | 2024 | 4 |  |  |  | 60.9329 | 1
| LCA | Big Creek/Ventura | 11 | Monthly System Peak Day | CAISO | 1-in-10 | 2024 | 5 |  |  |  | 60.2993 | 1
| LCA | Big Creek/Ventura | 11 | Monthly System Peak Day | CAISO | 1-in-10 | 2024 | 6 |  |  |  | 58.755 | 1
| LCA | Big Creek/Ventura | 11 | Monthly System Peak Day | CAISO | 1-in-10 | 2024 | 7 |  |  |  | 58.1757 | 1
| LCA | Big Creek/Ventura | 11 | Monthly System Peak Day | CAISO | 1-in-10 | 2024 | 8 |  |  |  | 58.4971 | 1
| LCA | Big Creek/Ventura | 11 | Monthly System Peak Day | CAISO | 1-in-10 | 2024 | 9 |  |  |  | 59.5321 | 1
| LCA | Big Creek/Ventura | 11 | Monthly System Peak Day | CAISO | 1-in-10 | 2024 | 10 |  |  |  | 63.5629 | 1
| LCA | Big Creek/Ventura | 11 | Monthly System Peak Day | CAISO | 1-in-10 | 2024 | 11 |  |  |  | 70.165 | 1
| LCA | Big Creek/Ventura | 11 | Monthly System Peak Day | CAISO | 1-in-10 | 2024 | 12 |  |  |  | 76.7329 | 1
| LCA | Big Creek/Ventura | 11 | Monthly System Peak Day | CAISO | 1-in-10 | 2024 | 13 |  |  |  | 80.7714 | 1
| LCA | Big Creek/Ventura | 11 | Monthly System Peak Day | CAISO | 1-in-10 | 2024 | 14 |  |  |  | 83.5714 | 1
| LCA | Big Creek/Ventura | 11 | Monthly System Peak Day | CAISO | 1-in-10 | 2024 | 15 |  |  |  | 84.6071 | 1
| LCA | Big Creek/Ventura | 11 | Monthly System Peak Day | CAISO | 1-in-10 | 2024 | 16 |  |  |  | 85.3286 | 1
| LCA | Big Creek/Ventura | 11 | Monthly System Peak Day | CAISO | 1-in-10 | 2024 | 17 |  |  |  | 85.3643 | 1
| LCA | Big Creek/Ventura | 11 | Monthly System Peak Day | CAISO | 1-in-10 | 2024 | 18 |  |  |  | 84.1 | 1
| LCA | Big Creek/Ventura | 11 | Monthly System Peak Day | CAISO | 1-in-10 | 2024 | 19 |  |  |  | 80.6929 | 1
| LCA | Big Creek/Ventura | 11 | Monthly System Peak Day | CAISO | 1-in-10 | 2024 | 20 |  |  |  | 75.6357 | 1
| LCA | Big Creek/Ventura | 11 | Monthly System Peak Day | CAISO | 1-in-10 | 2024 | 21 |  |  |  | 70.7864 | 1
| LCA | Big Creek/Ventura | 11 | Monthly System Peak Day | CAISO | 1-in-10 | 2024 | 22 |  |  |  | 68.4421 | 1
| LCA | Big Creek/Ventura | 11 | Monthly System Peak Day | CAISO | 1-in-10 | 2024 | 23 |  |  |  | 66.3479 | 1
| LCA | Big Creek/Ventura | 11 | Monthly System Peak Day | CAISO | 1-in-10 | 2024 | 24 |  |  |  | 64.7529 | 1
| LCA | Big Creek/Ventura | 12 | Average Weekday | CAISO | 1-in-10 | 2024 | 1 |  |  |  | 49.213 | 1
| LCA | Big Creek/Ventura | 12 | Average Weekday | CAISO | 1-in-10 | 2024 | 2 |  |  |  | 48.3094 | 1
| LCA | Big Creek/Ventura | 12 | Average Weekday | CAISO | 1-in-10 | 2024 | 3 |  |  |  | 47.6023 | 1
| LCA | Big Creek/Ventura | 12 | Average Weekday | CAISO | 1-in-10 | 2024 | 4 |  |  |  | 47.0329 | 1
| LCA | Big Creek/Ventura | 12 | Average Weekday | CAISO | 1-in-10 | 2024 | 5 |  |  |  | 46.6208 | 1
| LCA | Big Creek/Ventura | 12 | Average Weekday | CAISO | 1-in-10 | 2024 | 6 |  |  |  | 46.0586 | 1
| LCA | Big Creek/Ventura | 12 | Average Weekday | CAISO | 1-in-10 | 2024 | 7 |  |  |  | 45.5353 | 1
| LCA | Big Creek/Ventura | 12 | Average Weekday | CAISO | 1-in-10 | 2024 | 8 |  |  |  | 45.3266 | 1
| LCA | Big Creek/Ventura | 12 | Average Weekday | CAISO | 1-in-10 | 2024 | 9 |  |  |  | 45.9254 | 1
| LCA | Big Creek/Ventura | 12 | Average Weekday | CAISO | 1-in-10 | 2024 | 10 |  |  |  | 48.8067 | 1
| LCA | Big Creek/Ventura | 12 | Average Weekday | CAISO | 1-in-10 | 2024 | 11 |  |  |  | 52.4494 | 1
| LCA | Big Creek/Ventura | 12 | Average Weekday | CAISO | 1-in-10 | 2024 | 12 |  |  |  | 55.69 | 1
| LCA | Big Creek/Ventura | 12 | Average Weekday | CAISO | 1-in-10 | 2024 | 13 |  |  |  | 58.1193 | 1
| LCA | Big Creek/Ventura | 12 | Average Weekday | CAISO | 1-in-10 | 2024 | 14 |  |  |  | 59.6231 | 1
| LCA | Big Creek/Ventura | 12 | Average Weekday | CAISO | 1-in-10 | 2024 | 15 |  |  |  | 60.432 | 1
| LCA | Big Creek/Ventura | 12 | Average Weekday | CAISO | 1-in-10 | 2024 | 16 |  |  |  | 60.7262 | 1
| LCA | Big Creek/Ventura | 12 | Average Weekday | CAISO | 1-in-10 | 2024 | 17 |  |  |  | 60.1832 | 1
| LCA | Big Creek/Ventura | 12 | Average Weekday | CAISO | 1-in-10 | 2024 | 18 |  |  |  | 58.5616 | 1
| LCA | Big Creek/Ventura | 12 | Average Weekday | CAISO | 1-in-10 | 2024 | 19 |  |  |  | 56.4683 | 1
| LCA | Big Creek/Ventura | 12 | Average Weekday | CAISO | 1-in-10 | 2024 | 20 |  |  |  | 54.639 | 1
| LCA | Big Creek/Ventura | 12 | Average Weekday | CAISO | 1-in-10 | 2024 | 21 |  |  |  | 53.0953 | 1
| LCA | Big Creek/Ventura | 12 | Average Weekday | CAISO | 1-in-10 | 2024 | 22 |  |  |  | 51.9125 | 1
| LCA | Big Creek/Ventura | 12 | Average Weekday | CAISO | 1-in-10 | 2024 | 23 |  |  |  | 50.7329 | 1
| LCA | Big Creek/Ventura | 12 | Average Weekday | CAISO | 1-in-10 | 2024 | 24 |  |  |  | 49.8726 | 1
| LCA | Big Creek/Ventura | 12 | Monthly System Peak Day | CAISO | 1-in-10 | 2024 | 1 |  |  |  | 40.7736 | 1
| LCA | Big Creek/Ventura | 12 | Monthly System Peak Day | CAISO | 1-in-10 | 2024 | 2 |  |  |  | 40.2071 | 1
| LCA | Big Creek/Ventura | 12 | Monthly System Peak Day | CAISO | 1-in-10 | 2024 | 3 |  |  |  | 38.9471 | 1
| LCA | Big Creek/Ventura | 12 | Monthly System Peak Day | CAISO | 1-in-10 | 2024 | 4 |  |  |  | 37.6914 | 1
| LCA | Big Creek/Ventura | 12 | Monthly System Peak Day | CAISO | 1-in-10 | 2024 | 5 |  |  |  | 37.0429 | 1
| LCA | Big Creek/Ventura | 12 | Monthly System Peak Day | CAISO | 1-in-10 | 2024 | 6 |  |  |  | 35.6071 | 1
| LCA | Big Creek/Ventura | 12 | Monthly System Peak Day | CAISO | 1-in-10 | 2024 | 7 |  |  |  | 34.0793 | 1
| LCA | Big Creek/Ventura | 12 | Monthly System Peak Day | CAISO | 1-in-10 | 2024 | 8 |  |  |  | 33.665 | 1
| LCA | Big Creek/Ventura | 12 | Monthly System Peak Day | CAISO | 1-in-10 | 2024 | 9 |  |  |  | 35.5443 | 1
| LCA | Big Creek/Ventura | 12 | Monthly System Peak Day | CAISO | 1-in-10 | 2024 | 10 |  |  |  | 39.2764 | 1
| LCA | Big Creek/Ventura | 12 | Monthly System Peak Day | CAISO | 1-in-10 | 2024 | 11 |  |  |  | 42.9014 | 1
| LCA | Big Creek/Ventura | 12 | Monthly System Peak Day | CAISO | 1-in-10 | 2024 | 12 |  |  |  | 46.0714 | 1
| LCA | Big Creek/Ventura | 12 | Monthly System Peak Day | CAISO | 1-in-10 | 2024 | 13 |  |  |  | 47.7536 | 1
| LCA | Big Creek/Ventura | 12 | Monthly System Peak Day | CAISO | 1-in-10 | 2024 | 14 |  |  |  | 49.1129 | 1
| LCA | Big Creek/Ventura | 12 | Monthly System Peak Day | CAISO | 1-in-10 | 2024 | 15 |  |  |  | 50.4914 | 1
| LCA | Big Creek/Ventura | 12 | Monthly System Peak Day | CAISO | 1-in-10 | 2024 | 16 |  |  |  | 51.1093 | 1
| LCA | Big Creek/Ventura | 12 | Monthly System Peak Day | CAISO | 1-in-10 | 2024 | 17 |  |  |  | 50.6336 | 1
| LCA | Big Creek/Ventura | 12 | Monthly System Peak Day | CAISO | 1-in-10 | 2024 | 18 |  |  |  | 49.1286 | 1
| LCA | Big Creek/Ventura | 12 | Monthly System Peak Day | CAISO | 1-in-10 | 2024 | 19 |  |  |  | 46.04 | 1
| LCA | Big Creek/Ventura | 12 | Monthly System Peak Day | CAISO | 1-in-10 | 2024 | 20 |  |  |  | 43.6421 | 1
| LCA | Big Creek/Ventura | 12 | Monthly System Peak Day | CAISO | 1-in-10 | 2024 | 21 |  |  |  | 41.805 | 1
| LCA | Big Creek/Ventura | 12 | Monthly System Peak Day | CAISO | 1-in-10 | 2024 | 22 |  |  |  | 40.2143 | 1
| LCA | Big Creek/Ventura | 12 | Monthly System Peak Day | CAISO | 1-in-10 | 2024 | 23 |  |  |  | 39.0786 | 1
| LCA | Big Creek/Ventura | 12 | Monthly System Peak Day | CAISO | 1-in-10 | 2024 | 24 |  |  |  | 38.1714 | 1
| LCA | Big Creek/Ventura | 1 | Average Weekday | CAISO | 1-in-10 | 2025 | 1 |  |  |  | 46.9726 | 1
| LCA | Big Creek/Ventura | 1 | Average Weekday | CAISO | 1-in-10 | 2025 | 2 |  |  |  | 46.3899 | 1
| LCA | Big Creek/Ventura | 1 | Average Weekday | CAISO | 1-in-10 | 2025 | 3 |  |  |  | 45.8098 | 1
| LCA | Big Creek/Ventura | 1 | Average Weekday | CAISO | 1-in-10 | 2025 | 4 |  |  |  | 45.1295 | 1
| LCA | Big Creek/Ventura | 1 | Average Weekday | CAISO | 1-in-10 | 2025 | 5 |  |  |  | 44.5356 | 1
| LCA | Big Creek/Ventura | 1 | Average Weekday | CAISO | 1-in-10 | 2025 | 6 |  |  |  | 44.1452 | 1
| LCA | Big Creek/Ventura | 1 | Average Weekday | CAISO | 1-in-10 | 2025 | 7 |  |  |  | 43.7767 | 1
| LCA | Big Creek/Ventura | 1 | Average Weekday | CAISO | 1-in-10 | 2025 | 8 |  |  |  | 43.4369 | 1
| LCA | Big Creek/Ventura | 1 | Average Weekday | CAISO | 1-in-10 | 2025 | 9 |  |  |  | 43.825 | 1
| LCA | Big Creek/Ventura | 1 | Average Weekday | CAISO | 1-in-10 | 2025 | 10 |  |  |  | 46.4388 | 1
| LCA | Big Creek/Ventura | 1 | Average Weekday | CAISO | 1-in-10 | 2025 | 11 |  |  |  | 50.0898 | 1
| LCA | Big Creek/Ventura | 1 | Average Weekday | CAISO | 1-in-10 | 2025 | 12 |  |  |  | 53.082 | 1
| LCA | Big Creek/Ventura | 1 | Average Weekday | CAISO | 1-in-10 | 2025 | 13 |  |  |  | 55.1166 | 1
| LCA | Big Creek/Ventura | 1 | Average Weekday | CAISO | 1-in-10 | 2025 | 14 |  |  |  | 56.5521 | 1
| LCA | Big Creek/Ventura | 1 | Average Weekday | CAISO | 1-in-10 | 2025 | 15 |  |  |  | 57.5392 | 1
| LCA | Big Creek/Ventura | 1 | Average Weekday | CAISO | 1-in-10 | 2025 | 16 |  |  |  | 57.9567 | 1
| LCA | Big Creek/Ventura | 1 | Average Weekday | CAISO | 1-in-10 | 2025 | 17 |  |  |  | 57.6834 | 1
| LCA | Big Creek/Ventura | 1 | Average Weekday | CAISO | 1-in-10 | 2025 | 18 |  |  |  | 56.3685 | 1
| LCA | Big Creek/Ventura | 1 | Average Weekday | CAISO | 1-in-10 | 2025 | 19 |  |  |  | 54.0957 | 1
| LCA | Big Creek/Ventura | 1 | Average Weekday | CAISO | 1-in-10 | 2025 | 20 |  |  |  | 52.0419 | 1
| LCA | Big Creek/Ventura | 1 | Average Weekday | CAISO | 1-in-10 | 2025 | 21 |  |  |  | 50.5806 | 1
| LCA | Big Creek/Ventura | 1 | Average Weekday | CAISO | 1-in-10 | 2025 | 22 |  |  |  | 49.3198 | 1
| LCA | Big Creek/Ventura | 1 | Average Weekday | CAISO | 1-in-10 | 2025 | 23 |  |  |  | 48.2823 | 1
| LCA | Big Creek/Ventura | 1 | Average Weekday | CAISO | 1-in-10 | 2025 | 24 |  |  |  | 47.6345 | 1
| LCA | Big Creek/Ventura | 1 | Monthly System Peak Day | CAISO | 1-in-10 | 2025 | 1 |  |  |  | 42.9814 | 1
| LCA | Big Creek/Ventura | 1 | Monthly System Peak Day | CAISO | 1-in-10 | 2025 | 2 |  |  |  | 41.9271 | 1
| LCA | Big Creek/Ventura | 1 | Monthly System Peak Day | CAISO | 1-in-10 | 2025 | 3 |  |  |  | 41.1229 | 1
| LCA | Big Creek/Ventura | 1 | Monthly System Peak Day | CAISO | 1-in-10 | 2025 | 4 |  |  |  | 40.1829 | 1
| LCA | Big Creek/Ventura | 1 | Monthly System Peak Day | CAISO | 1-in-10 | 2025 | 5 |  |  |  | 39.4 | 1
| LCA | Big Creek/Ventura | 1 | Monthly System Peak Day | CAISO | 1-in-10 | 2025 | 6 |  |  |  | 38.7186 | 1
| LCA | Big Creek/Ventura | 1 | Monthly System Peak Day | CAISO | 1-in-10 | 2025 | 7 |  |  |  | 38.7 | 1
| LCA | Big Creek/Ventura | 1 | Monthly System Peak Day | CAISO | 1-in-10 | 2025 | 8 |  |  |  | 38.26 | 1
| LCA | Big Creek/Ventura | 1 | Monthly System Peak Day | CAISO | 1-in-10 | 2025 | 9 |  |  |  | 37.9814 | 1
| LCA | Big Creek/Ventura | 1 | Monthly System Peak Day | CAISO | 1-in-10 | 2025 | 10 |  |  |  | 39.6057 | 1
| LCA | Big Creek/Ventura | 1 | Monthly System Peak Day | CAISO | 1-in-10 | 2025 | 11 |  |  |  | 40.7343 | 1
| LCA | Big Creek/Ventura | 1 | Monthly System Peak Day | CAISO | 1-in-10 | 2025 | 12 |  |  |  | 42.1614 | 1
| LCA | Big Creek/Ventura | 1 | Monthly System Peak Day | CAISO | 1-in-10 | 2025 | 13 |  |  |  | 44.2464 | 1
| LCA | Big Creek/Ventura | 1 | Monthly System Peak Day | CAISO | 1-in-10 | 2025 | 14 |  |  |  | 45.7571 | 1
| LCA | Big Creek/Ventura | 1 | Monthly System Peak Day | CAISO | 1-in-10 | 2025 | 15 |  |  |  | 46.6686 | 1
| LCA | Big Creek/Ventura | 1 | Monthly System Peak Day | CAISO | 1-in-10 | 2025 | 16 |  |  |  | 47.2671 | 1
| LCA | Big Creek/Ventura | 1 | Monthly System Peak Day | CAISO | 1-in-10 | 2025 | 17 |  |  |  | 46.9836 | 1
| LCA | Big Creek/Ventura | 1 | Monthly System Peak Day | CAISO | 1-in-10 | 2025 | 18 |  |  |  | 46.0157 | 1
| LCA | Big Creek/Ventura | 1 | Monthly System Peak Day | CAISO | 1-in-10 | 2025 | 19 |  |  |  | 44.1421 | 1
| LCA | Big Creek/Ventura | 1 | Monthly System Peak Day | CAISO | 1-in-10 | 2025 | 20 |  |  |  | 42.4371 | 1
| LCA | Big Creek/Ventura | 1 | Monthly System Peak Day | CAISO | 1-in-10 | 2025 | 21 |  |  |  | 41.4129 | 1
| LCA | Big Creek/Ventura | 1 | Monthly System Peak Day | CAISO | 1-in-10 | 2025 | 22 |  |  |  | 40.7507 | 1
| LCA | Big Creek/Ventura | 1 | Monthly System Peak Day | CAISO | 1-in-10 | 2025 | 23 |  |  |  | 39.7821 | 1
| LCA | Big Creek/Ventura | 1 | Monthly System Peak Day | CAISO | 1-in-10 | 2025 | 24 |  |  |  | 39.175 | 1
| LCA | Big Creek/Ventura | 2 | Average Weekday | CAISO | 1-in-10 | 2025 | 1 |  |  |  | 45.707 | 1
| LCA | Big Creek/Ventura | 2 | Average Weekday | CAISO | 1-in-10 | 2025 | 2 |  |  |  | 44.7326 | 1
| LCA | Big Creek/Ventura | 2 | Average Weekday | CAISO | 1-in-10 | 2025 | 3 |  |  |  | 43.8035 | 1
| LCA | Big Creek/Ventura | 2 | Average Weekday | CAISO | 1-in-10 | 2025 | 4 |  |  |  | 42.9706 | 1
| LCA | Big Creek/Ventura | 2 | Average Weekday | CAISO | 1-in-10 | 2025 | 5 |  |  |  | 42.419 | 1
| LCA | Big Creek/Ventura | 2 | Average Weekday | CAISO | 1-in-10 | 2025 | 6 |  |  |  | 41.8458 | 1
| LCA | Big Creek/Ventura | 2 | Average Weekday | CAISO | 1-in-10 | 2025 | 7 |  |  |  | 41.4224 | 1
| LCA | Big Creek/Ventura | 2 | Average Weekday | CAISO | 1-in-10 | 2025 | 8 |  |  |  | 41.013 | 1
| LCA | Big Creek/Ventura | 2 | Average Weekday | CAISO | 1-in-10 | 2025 | 9 |  |  |  | 42.4194 | 1
| LCA | Big Creek/Ventura | 2 | Average Weekday | CAISO | 1-in-10 | 2025 | 10 |  |  |  | 46.5558 | 1
| LCA | Big Creek/Ventura | 2 | Average Weekday | CAISO | 1-in-10 | 2025 | 11 |  |  |  | 50.9389 | 1
| LCA | Big Creek/Ventura | 2 | Average Weekday | CAISO | 1-in-10 | 2025 | 12 |  |  |  | 54.6573 | 1
| LCA | Big Creek/Ventura | 2 | Average Weekday | CAISO | 1-in-10 | 2025 | 13 |  |  |  | 57.3028 | 1
| LCA | Big Creek/Ventura | 2 | Average Weekday | CAISO | 1-in-10 | 2025 | 14 |  |  |  | 58.8465 | 1
| LCA | Big Creek/Ventura | 2 | Average Weekday | CAISO | 1-in-10 | 2025 | 15 |  |  |  | 59.7065 | 1
| LCA | Big Creek/Ventura | 2 | Average Weekday | CAISO | 1-in-10 | 2025 | 16 |  |  |  | 60.0267 | 1
| LCA | Big Creek/Ventura | 2 | Average Weekday | CAISO | 1-in-10 | 2025 | 17 |  |  |  | 59.6988 | 1
| LCA | Big Creek/Ventura | 2 | Average Weekday | CAISO | 1-in-10 | 2025 | 18 |  |  |  | 58.4652 | 1
| LCA | Big Creek/Ventura | 2 | Average Weekday | CAISO | 1-in-10 | 2025 | 19 |  |  |  | 56.0586 | 1
| LCA | Big Creek/Ventura | 2 | Average Weekday | CAISO | 1-in-10 | 2025 | 20 |  |  |  | 53.3348 | 1
| LCA | Big Creek/Ventura | 2 | Average Weekday | CAISO | 1-in-10 | 2025 | 21 |  |  |  | 51.1011 | 1
| LCA | Big Creek/Ventura | 2 | Average Weekday | CAISO | 1-in-10 | 2025 | 22 |  |  |  | 49.4697 | 1
| LCA | Big Creek/Ventura | 2 | Average Weekday | CAISO | 1-in-10 | 2025 | 23 |  |  |  | 48.3302 | 1
| LCA | Big Creek/Ventura | 2 | Average Weekday | CAISO | 1-in-10 | 2025 | 24 |  |  |  | 47.3612 | 1
| LCA | Big Creek/Ventura | 2 | Monthly System Peak Day | CAISO | 1-in-10 | 2025 | 1 |  |  |  | 48.465 | 1
| LCA | Big Creek/Ventura | 2 | Monthly System Peak Day | CAISO | 1-in-10 | 2025 | 2 |  |  |  | 47.7136 | 1
| LCA | Big Creek/Ventura | 2 | Monthly System Peak Day | CAISO | 1-in-10 | 2025 | 3 |  |  |  | 47.5193 | 1
| LCA | Big Creek/Ventura | 2 | Monthly System Peak Day | CAISO | 1-in-10 | 2025 | 4 |  |  |  | 47.6686 | 1
| LCA | Big Creek/Ventura | 2 | Monthly System Peak Day | CAISO | 1-in-10 | 2025 | 5 |  |  |  | 47.5536 | 1
| LCA | Big Creek/Ventura | 2 | Monthly System Peak Day | CAISO | 1-in-10 | 2025 | 6 |  |  |  | 47.6229 | 1
| LCA | Big Creek/Ventura | 2 | Monthly System Peak Day | CAISO | 1-in-10 | 2025 | 7 |  |  |  | 47.74 | 1
| LCA | Big Creek/Ventura | 2 | Monthly System Peak Day | CAISO | 1-in-10 | 2025 | 8 |  |  |  | 47.3214 | 1
| LCA | Big Creek/Ventura | 2 | Monthly System Peak Day | CAISO | 1-in-10 | 2025 | 9 |  |  |  | 47.0379 | 1
| LCA | Big Creek/Ventura | 2 | Monthly System Peak Day | CAISO | 1-in-10 | 2025 | 10 |  |  |  | 47.7886 | 1
| LCA | Big Creek/Ventura | 2 | Monthly System Peak Day | CAISO | 1-in-10 | 2025 | 11 |  |  |  | 49.3229 | 1
| LCA | Big Creek/Ventura | 2 | Monthly System Peak Day | CAISO | 1-in-10 | 2025 | 12 |  |  |  | 50.3379 | 1
| LCA | Big Creek/Ventura | 2 | Monthly System Peak Day | CAISO | 1-in-10 | 2025 | 13 |  |  |  | 51.4179 | 1
| LCA | Big Creek/Ventura | 2 | Monthly System Peak Day | CAISO | 1-in-10 | 2025 | 14 |  |  |  | 51.9221 | 1
| LCA | Big Creek/Ventura | 2 | Monthly System Peak Day | CAISO | 1-in-10 | 2025 | 15 |  |  |  | 52.2614 | 1
| LCA | Big Creek/Ventura | 2 | Monthly System Peak Day | CAISO | 1-in-10 | 2025 | 16 |  |  |  | 52.7943 | 1
| LCA | Big Creek/Ventura | 2 | Monthly System Peak Day | CAISO | 1-in-10 | 2025 | 17 |  |  |  | 53.0479 | 1
| LCA | Big Creek/Ventura | 2 | Monthly System Peak Day | CAISO | 1-in-10 | 2025 | 18 |  |  |  | 52.5714 | 1
| LCA | Big Creek/Ventura | 2 | Monthly System Peak Day | CAISO | 1-in-10 | 2025 | 19 |  |  |  | 51.6114 | 1
| LCA | Big Creek/Ventura | 2 | Monthly System Peak Day | CAISO | 1-in-10 | 2025 | 20 |  |  |  | 50.7571 | 1
| LCA | Big Creek/Ventura | 2 | Monthly System Peak Day | CAISO | 1-in-10 | 2025 | 21 |  |  |  | 50.2686 | 1
| LCA | Big Creek/Ventura | 2 | Monthly System Peak Day | CAISO | 1-in-10 | 2025 | 22 |  |  |  | 49.6393 | 1
| LCA | Big Creek/Ventura | 2 | Monthly System Peak Day | CAISO | 1-in-10 | 2025 | 23 |  |  |  | 49.1679 | 1
| LCA | Big Creek/Ventura | 2 | Monthly System Peak Day | CAISO | 1-in-10 | 2025 | 24 |  |  |  | 48.6071 | 1
| LCA | Big Creek/Ventura | 3 | Average Weekday | CAISO | 1-in-10 | 2025 | 1 |  |  |  | 55.76 | 1
| LCA | Big Creek/Ventura | 3 | Average Weekday | CAISO | 1-in-10 | 2025 | 2 |  |  |  | 54.6302 | 1
| LCA | Big Creek/Ventura | 3 | Average Weekday | CAISO | 1-in-10 | 2025 | 3 |  |  |  | 53.6954 | 1
| LCA | Big Creek/Ventura | 3 | Average Weekday | CAISO | 1-in-10 | 2025 | 4 |  |  |  | 52.8489 | 1
| LCA | Big Creek/Ventura | 3 | Average Weekday | CAISO | 1-in-10 | 2025 | 5 |  |  |  | 51.8634 | 1
| LCA | Big Creek/Ventura | 3 | Average Weekday | CAISO | 1-in-10 | 2025 | 6 |  |  |  | 51.0123 | 1
| LCA | Big Creek/Ventura | 3 | Average Weekday | CAISO | 1-in-10 | 2025 | 7 |  |  |  | 50.3326 | 1
| LCA | Big Creek/Ventura | 3 | Average Weekday | CAISO | 1-in-10 | 2025 | 8 |  |  |  | 49.9971 | 1
| LCA | Big Creek/Ventura | 3 | Average Weekday | CAISO | 1-in-10 | 2025 | 9 |  |  |  | 51.0948 | 1
| LCA | Big Creek/Ventura | 3 | Average Weekday | CAISO | 1-in-10 | 2025 | 10 |  |  |  | 54.9948 | 1
| LCA | Big Creek/Ventura | 3 | Average Weekday | CAISO | 1-in-10 | 2025 | 11 |  |  |  | 59.737 | 1
| LCA | Big Creek/Ventura | 3 | Average Weekday | CAISO | 1-in-10 | 2025 | 12 |  |  |  | 63.8311 | 1
| LCA | Big Creek/Ventura | 3 | Average Weekday | CAISO | 1-in-10 | 2025 | 13 |  |  |  | 67.0932 | 1
| LCA | Big Creek/Ventura | 3 | Average Weekday | CAISO | 1-in-10 | 2025 | 14 |  |  |  | 69.3943 | 1
| LCA | Big Creek/Ventura | 3 | Average Weekday | CAISO | 1-in-10 | 2025 | 15 |  |  |  | 70.8584 | 1
| LCA | Big Creek/Ventura | 3 | Average Weekday | CAISO | 1-in-10 | 2025 | 16 |  |  |  | 71.6505 | 1
| LCA | Big Creek/Ventura | 3 | Average Weekday | CAISO | 1-in-10 | 2025 | 17 |  |  |  | 71.9429 | 1
| LCA | Big Creek/Ventura | 3 | Average Weekday | CAISO | 1-in-10 | 2025 | 18 |  |  |  | 71.2563 | 1
| LCA | Big Creek/Ventura | 3 | Average Weekday | CAISO | 1-in-10 | 2025 | 19 |  |  |  | 69.5572 | 1
| LCA | Big Creek/Ventura | 3 | Average Weekday | CAISO | 1-in-10 | 2025 | 20 |  |  |  | 66.8135 | 1
| LCA | Big Creek/Ventura | 3 | Average Weekday | CAISO | 1-in-10 | 2025 | 21 |  |  |  | 63.5231 | 1
| LCA | Big Creek/Ventura | 3 | Average Weekday | CAISO | 1-in-10 | 2025 | 22 |  |  |  | 61.2592 | 1
| LCA | Big Creek/Ventura | 3 | Average Weekday | CAISO | 1-in-10 | 2025 | 23 |  |  |  | 59.4613 | 1
| LCA | Big Creek/Ventura | 3 | Average Weekday | CAISO | 1-in-10 | 2025 | 24 |  |  |  | 58.0116 | 1
| LCA | Big Creek/Ventura | 3 | Monthly System Peak Day | CAISO | 1-in-10 | 2025 | 1 |  |  |  | 61.6436 | 1
| LCA | Big Creek/Ventura | 3 | Monthly System Peak Day | CAISO | 1-in-10 | 2025 | 2 |  |  |  | 59.7364 | 1
| LCA | Big Creek/Ventura | 3 | Monthly System Peak Day | CAISO | 1-in-10 | 2025 | 3 |  |  |  | 58.4079 | 1
| LCA | Big Creek/Ventura | 3 | Monthly System Peak Day | CAISO | 1-in-10 | 2025 | 4 |  |  |  | 57.565 | 1
| LCA | Big Creek/Ventura | 3 | Monthly System Peak Day | CAISO | 1-in-10 | 2025 | 5 |  |  |  | 57.0829 | 1
| LCA | Big Creek/Ventura | 3 | Monthly System Peak Day | CAISO | 1-in-10 | 2025 | 6 |  |  |  | 56.065 | 1
| LCA | Big Creek/Ventura | 3 | Monthly System Peak Day | CAISO | 1-in-10 | 2025 | 7 |  |  |  | 55.2536 | 1
| LCA | Big Creek/Ventura | 3 | Monthly System Peak Day | CAISO | 1-in-10 | 2025 | 8 |  |  |  | 54.7814 | 1
| LCA | Big Creek/Ventura | 3 | Monthly System Peak Day | CAISO | 1-in-10 | 2025 | 9 |  |  |  | 55.7129 | 1
| LCA | Big Creek/Ventura | 3 | Monthly System Peak Day | CAISO | 1-in-10 | 2025 | 10 |  |  |  | 60.6879 | 1
| LCA | Big Creek/Ventura | 3 | Monthly System Peak Day | CAISO | 1-in-10 | 2025 | 11 |  |  |  | 67.1879 | 1
| LCA | Big Creek/Ventura | 3 | Monthly System Peak Day | CAISO | 1-in-10 | 2025 | 12 |  |  |  | 73.9 | 1
| LCA | Big Creek/Ventura | 3 | Monthly System Peak Day | CAISO | 1-in-10 | 2025 | 13 |  |  |  | 79.72 | 1
| LCA | Big Creek/Ventura | 3 | Monthly System Peak Day | CAISO | 1-in-10 | 2025 | 14 |  |  |  | 82.0929 | 1
| LCA | Big Creek/Ventura | 3 | Monthly System Peak Day | CAISO | 1-in-10 | 2025 | 15 |  |  |  | 83.7714 | 1
| LCA | Big Creek/Ventura | 3 | Monthly System Peak Day | CAISO | 1-in-10 | 2025 | 16 |  |  |  | 85.2714 | 1
| LCA | Big Creek/Ventura | 3 | Monthly System Peak Day | CAISO | 1-in-10 | 2025 | 17 |  |  |  | 85.1714 | 1
| LCA | Big Creek/Ventura | 3 | Monthly System Peak Day | CAISO | 1-in-10 | 2025 | 18 |  |  |  | 85.25 | 1
| LCA | Big Creek/Ventura | 3 | Monthly System Peak Day | CAISO | 1-in-10 | 2025 | 19 |  |  |  | 84.4714 | 1
| LCA | Big Creek/Ventura | 3 | Monthly System Peak Day | CAISO | 1-in-10 | 2025 | 20 |  |  |  | 82.6071 | 1
| LCA | Big Creek/Ventura | 3 | Monthly System Peak Day | CAISO | 1-in-10 | 2025 | 21 |  |  |  | 77.33 | 1
| LCA | Big Creek/Ventura | 3 | Monthly System Peak Day | CAISO | 1-in-10 | 2025 | 22 |  |  |  | 71.775 | 1
| LCA | Big Creek/Ventura | 3 | Monthly System Peak Day | CAISO | 1-in-10 | 2025 | 23 |  |  |  | 67.95 | 1
| LCA | Big Creek/Ventura | 3 | Monthly System Peak Day | CAISO | 1-in-10 | 2025 | 24 |  |  |  | 65.3679 | 1
| LCA | Big Creek/Ventura | 4 | Average Weekday | CAISO | 1-in-10 | 2025 | 1 |  |  |  | 58.3482 | 1
| LCA | Big Creek/Ventura | 4 | Average Weekday | CAISO | 1-in-10 | 2025 | 2 |  |  |  | 57.2873 | 1
| LCA | Big Creek/Ventura | 4 | Average Weekday | CAISO | 1-in-10 | 2025 | 3 |  |  |  | 56.364 | 1
| LCA | Big Creek/Ventura | 4 | Average Weekday | CAISO | 1-in-10 | 2025 | 4 |  |  |  | 55.4985 | 1
| LCA | Big Creek/Ventura | 4 | Average Weekday | CAISO | 1-in-10 | 2025 | 5 |  |  |  | 54.483 | 1
| LCA | Big Creek/Ventura | 4 | Average Weekday | CAISO | 1-in-10 | 2025 | 6 |  |  |  | 53.6963 | 1
| LCA | Big Creek/Ventura | 4 | Average Weekday | CAISO | 1-in-10 | 2025 | 7 |  |  |  | 53.0497 | 1
| LCA | Big Creek/Ventura | 4 | Average Weekday | CAISO | 1-in-10 | 2025 | 8 |  |  |  | 52.7385 | 1
| LCA | Big Creek/Ventura | 4 | Average Weekday | CAISO | 1-in-10 | 2025 | 9 |  |  |  | 54.3959 | 1
| LCA | Big Creek/Ventura | 4 | Average Weekday | CAISO | 1-in-10 | 2025 | 10 |  |  |  | 58.3757 | 1
| LCA | Big Creek/Ventura | 4 | Average Weekday | CAISO | 1-in-10 | 2025 | 11 |  |  |  | 62.5234 | 1
| LCA | Big Creek/Ventura | 4 | Average Weekday | CAISO | 1-in-10 | 2025 | 12 |  |  |  | 66.0911 | 1
| LCA | Big Creek/Ventura | 4 | Average Weekday | CAISO | 1-in-10 | 2025 | 13 |  |  |  | 68.8485 | 1
| LCA | Big Creek/Ventura | 4 | Average Weekday | CAISO | 1-in-10 | 2025 | 14 |  |  |  | 70.7663 | 1
| LCA | Big Creek/Ventura | 4 | Average Weekday | CAISO | 1-in-10 | 2025 | 15 |  |  |  | 72.0711 | 1
| LCA | Big Creek/Ventura | 4 | Average Weekday | CAISO | 1-in-10 | 2025 | 16 |  |  |  | 72.7096 | 1
| LCA | Big Creek/Ventura | 4 | Average Weekday | CAISO | 1-in-10 | 2025 | 17 |  |  |  | 72.6504 | 1
| LCA | Big Creek/Ventura | 4 | Average Weekday | CAISO | 1-in-10 | 2025 | 18 |  |  |  | 71.757 | 1
| LCA | Big Creek/Ventura | 4 | Average Weekday | CAISO | 1-in-10 | 2025 | 19 |  |  |  | 70.1217 | 1
| LCA | Big Creek/Ventura | 4 | Average Weekday | CAISO | 1-in-10 | 2025 | 20 |  |  |  | 67.9586 | 1
| LCA | Big Creek/Ventura | 4 | Average Weekday | CAISO | 1-in-10 | 2025 | 21 |  |  |  | 65.246 | 1
| LCA | Big Creek/Ventura | 4 | Average Weekday | CAISO | 1-in-10 | 2025 | 22 |  |  |  | 62.8863 | 1
| LCA | Big Creek/Ventura | 4 | Average Weekday | CAISO | 1-in-10 | 2025 | 23 |  |  |  | 61.0799 | 1
| LCA | Big Creek/Ventura | 4 | Average Weekday | CAISO | 1-in-10 | 2025 | 24 |  |  |  | 59.6054 | 1
| LCA | Big Creek/Ventura | 4 | Monthly System Peak Day | CAISO | 1-in-10 | 2025 | 1 |  |  |  | 64.0893 | 1
| LCA | Big Creek/Ventura | 4 | Monthly System Peak Day | CAISO | 1-in-10 | 2025 | 2 |  |  |  | 62.165 | 1
| LCA | Big Creek/Ventura | 4 | Monthly System Peak Day | CAISO | 1-in-10 | 2025 | 3 |  |  |  | 60.4214 | 1
| LCA | Big Creek/Ventura | 4 | Monthly System Peak Day | CAISO | 1-in-10 | 2025 | 4 |  |  |  | 59.8814 | 1
| LCA | Big Creek/Ventura | 4 | Monthly System Peak Day | CAISO | 1-in-10 | 2025 | 5 |  |  |  | 59.8436 | 1
| LCA | Big Creek/Ventura | 4 | Monthly System Peak Day | CAISO | 1-in-10 | 2025 | 6 |  |  |  | 58.9564 | 1
| LCA | Big Creek/Ventura | 4 | Monthly System Peak Day | CAISO | 1-in-10 | 2025 | 7 |  |  |  | 59.7036 | 1
| LCA | Big Creek/Ventura | 4 | Monthly System Peak Day | CAISO | 1-in-10 | 2025 | 8 |  |  |  | 60.475 | 1
| LCA | Big Creek/Ventura | 4 | Monthly System Peak Day | CAISO | 1-in-10 | 2025 | 9 |  |  |  | 64.3743 | 1
| LCA | Big Creek/Ventura | 4 | Monthly System Peak Day | CAISO | 1-in-10 | 2025 | 10 |  |  |  | 68.8586 | 1
| LCA | Big Creek/Ventura | 4 | Monthly System Peak Day | CAISO | 1-in-10 | 2025 | 11 |  |  |  | 73.6929 | 1
| LCA | Big Creek/Ventura | 4 | Monthly System Peak Day | CAISO | 1-in-10 | 2025 | 12 |  |  |  | 78.29 | 1
| LCA | Big Creek/Ventura | 4 | Monthly System Peak Day | CAISO | 1-in-10 | 2025 | 13 |  |  |  | 81.9714 | 1
| LCA | Big Creek/Ventura | 4 | Monthly System Peak Day | CAISO | 1-in-10 | 2025 | 14 |  |  |  | 84.0071 | 1
| LCA | Big Creek/Ventura | 4 | Monthly System Peak Day | CAISO | 1-in-10 | 2025 | 15 |  |  |  | 85.5643 | 1
| LCA | Big Creek/Ventura | 4 | Monthly System Peak Day | CAISO | 1-in-10 | 2025 | 16 |  |  |  | 87.0857 | 1
| LCA | Big Creek/Ventura | 4 | Monthly System Peak Day | CAISO | 1-in-10 | 2025 | 17 |  |  |  | 87.9786 | 1
| LCA | Big Creek/Ventura | 4 | Monthly System Peak Day | CAISO | 1-in-10 | 2025 | 18 |  |  |  | 88.1929 | 1
| LCA | Big Creek/Ventura | 4 | Monthly System Peak Day | CAISO | 1-in-10 | 2025 | 19 |  |  |  | 87.2786 | 1
| LCA | Big Creek/Ventura | 4 | Monthly System Peak Day | CAISO | 1-in-10 | 2025 | 20 |  |  |  | 84.6071 | 1
| LCA | Big Creek/Ventura | 4 | Monthly System Peak Day | CAISO | 1-in-10 | 2025 | 21 |  |  |  | 80.6643 | 1
| LCA | Big Creek/Ventura | 4 | Monthly System Peak Day | CAISO | 1-in-10 | 2025 | 22 |  |  |  | 76.51 | 1
| LCA | Big Creek/Ventura | 4 | Monthly System Peak Day | CAISO | 1-in-10 | 2025 | 23 |  |  |  | 73.0807 | 1
| LCA | Big Creek/Ventura | 4 | Monthly System Peak Day | CAISO | 1-in-10 | 2025 | 24 |  |  |  | 69.31 | 1
| LCA | Big Creek/Ventura | 5 | Average Weekday | CAISO | 1-in-10 | 2025 | 1 |  |  |  | 62.5912 | 1
| LCA | Big Creek/Ventura | 5 | Average Weekday | CAISO | 1-in-10 | 2025 | 2 |  |  |  | 61.3025 | 1
| LCA | Big Creek/Ventura | 5 | Average Weekday | CAISO | 1-in-10 | 2025 | 3 |  |  |  | 60.0848 | 1
| LCA | Big Creek/Ventura | 5 | Average Weekday | CAISO | 1-in-10 | 2025 | 4 |  |  |  | 58.8481 | 1
| LCA | Big Creek/Ventura | 5 | Average Weekday | CAISO | 1-in-10 | 2025 | 5 |  |  |  | 58.0431 | 1
| LCA | Big Creek/Ventura | 5 | Average Weekday | CAISO | 1-in-10 | 2025 | 6 |  |  |  | 57.2156 | 1
| LCA | Big Creek/Ventura | 5 | Average Weekday | CAISO | 1-in-10 | 2025 | 7 |  |  |  | 56.479 | 1
| LCA | Big Creek/Ventura | 5 | Average Weekday | CAISO | 1-in-10 | 2025 | 8 |  |  |  | 56.8888 | 1
| LCA | Big Creek/Ventura | 5 | Average Weekday | CAISO | 1-in-10 | 2025 | 9 |  |  |  | 60.1908 | 1
| LCA | Big Creek/Ventura | 5 | Average Weekday | CAISO | 1-in-10 | 2025 | 10 |  |  |  | 64.6334 | 1
| LCA | Big Creek/Ventura | 5 | Average Weekday | CAISO | 1-in-10 | 2025 | 11 |  |  |  | 68.5848 | 1
| LCA | Big Creek/Ventura | 5 | Average Weekday | CAISO | 1-in-10 | 2025 | 12 |  |  |  | 71.6441 | 1
| LCA | Big Creek/Ventura | 5 | Average Weekday | CAISO | 1-in-10 | 2025 | 13 |  |  |  | 74.0241 | 1
| LCA | Big Creek/Ventura | 5 | Average Weekday | CAISO | 1-in-10 | 2025 | 14 |  |  |  | 75.6921 | 1
| LCA | Big Creek/Ventura | 5 | Average Weekday | CAISO | 1-in-10 | 2025 | 15 |  |  |  | 76.7916 | 1
| LCA | Big Creek/Ventura | 5 | Average Weekday | CAISO | 1-in-10 | 2025 | 16 |  |  |  | 77.2805 | 1
| LCA | Big Creek/Ventura | 5 | Average Weekday | CAISO | 1-in-10 | 2025 | 17 |  |  |  | 77.2165 | 1
| LCA | Big Creek/Ventura | 5 | Average Weekday | CAISO | 1-in-10 | 2025 | 18 |  |  |  | 76.5896 | 1
| LCA | Big Creek/Ventura | 5 | Average Weekday | CAISO | 1-in-10 | 2025 | 19 |  |  |  | 75.461 | 1
| LCA | Big Creek/Ventura | 5 | Average Weekday | CAISO | 1-in-10 | 2025 | 20 |  |  |  | 73.5426 | 1
| LCA | Big Creek/Ventura | 5 | Average Weekday | CAISO | 1-in-10 | 2025 | 21 |  |  |  | 70.8603 | 1
| LCA | Big Creek/Ventura | 5 | Average Weekday | CAISO | 1-in-10 | 2025 | 22 |  |  |  | 68.0311 | 1
| LCA | Big Creek/Ventura | 5 | Average Weekday | CAISO | 1-in-10 | 2025 | 23 |  |  |  | 66.0109 | 1
| LCA | Big Creek/Ventura | 5 | Average Weekday | CAISO | 1-in-10 | 2025 | 24 |  |  |  | 64.0741 | 1
| LCA | Big Creek/Ventura | 5 | Monthly System Peak Day | CAISO | 1-in-10 | 2025 | 1 |  |  |  | 73.7593 | 1
| LCA | Big Creek/Ventura | 5 | Monthly System Peak Day | CAISO | 1-in-10 | 2025 | 2 |  |  |  | 71.6129 | 1
| LCA | Big Creek/Ventura | 5 | Monthly System Peak Day | CAISO | 1-in-10 | 2025 | 3 |  |  |  | 69.8557 | 1
| LCA | Big Creek/Ventura | 5 | Monthly System Peak Day | CAISO | 1-in-10 | 2025 | 4 |  |  |  | 68.0679 | 1
| LCA | Big Creek/Ventura | 5 | Monthly System Peak Day | CAISO | 1-in-10 | 2025 | 5 |  |  |  | 65.8314 | 1
| LCA | Big Creek/Ventura | 5 | Monthly System Peak Day | CAISO | 1-in-10 | 2025 | 6 |  |  |  | 64.9371 | 1
| LCA | Big Creek/Ventura | 5 | Monthly System Peak Day | CAISO | 1-in-10 | 2025 | 7 |  |  |  | 64.2586 | 1
| LCA | Big Creek/Ventura | 5 | Monthly System Peak Day | CAISO | 1-in-10 | 2025 | 8 |  |  |  | 64.3064 | 1
| LCA | Big Creek/Ventura | 5 | Monthly System Peak Day | CAISO | 1-in-10 | 2025 | 9 |  |  |  | 68.5121 | 1
| LCA | Big Creek/Ventura | 5 | Monthly System Peak Day | CAISO | 1-in-10 | 2025 | 10 |  |  |  | 74.5079 | 1
| LCA | Big Creek/Ventura | 5 | Monthly System Peak Day | CAISO | 1-in-10 | 2025 | 11 |  |  |  | 80.8571 | 1
| LCA | Big Creek/Ventura | 5 | Monthly System Peak Day | CAISO | 1-in-10 | 2025 | 12 |  |  |  | 85.8971 | 1
| LCA | Big Creek/Ventura | 5 | Monthly System Peak Day | CAISO | 1-in-10 | 2025 | 13 |  |  |  | 89.2071 | 1
| LCA | Big Creek/Ventura | 5 | Monthly System Peak Day | CAISO | 1-in-10 | 2025 | 14 |  |  |  | 91.3857 | 1
| LCA | Big Creek/Ventura | 5 | Monthly System Peak Day | CAISO | 1-in-10 | 2025 | 15 |  |  |  | 92.3 | 1
| LCA | Big Creek/Ventura | 5 | Monthly System Peak Day | CAISO | 1-in-10 | 2025 | 16 |  |  |  | 92.5643 | 1
| LCA | Big Creek/Ventura | 5 | Monthly System Peak Day | CAISO | 1-in-10 | 2025 | 17 |  |  |  | 92.3714 | 1
| LCA | Big Creek/Ventura | 5 | Monthly System Peak Day | CAISO | 1-in-10 | 2025 | 18 |  |  |  | 91.9429 | 1
| LCA | Big Creek/Ventura | 5 | Monthly System Peak Day | CAISO | 1-in-10 | 2025 | 19 |  |  |  | 90.6 | 1
| LCA | Big Creek/Ventura | 5 | Monthly System Peak Day | CAISO | 1-in-10 | 2025 | 20 |  |  |  | 87.835 | 1
| LCA | Big Creek/Ventura | 5 | Monthly System Peak Day | CAISO | 1-in-10 | 2025 | 21 |  |  |  | 83.1979 | 1
| LCA | Big Creek/Ventura | 5 | Monthly System Peak Day | CAISO | 1-in-10 | 2025 | 22 |  |  |  | 79.3571 | 1
| LCA | Big Creek/Ventura | 5 | Monthly System Peak Day | CAISO | 1-in-10 | 2025 | 23 |  |  |  | 76.5479 | 1
| LCA | Big Creek/Ventura | 5 | Monthly System Peak Day | CAISO | 1-in-10 | 2025 | 24 |  |  |  | 73.7157 | 1
| LCA | Big Creek/Ventura | 6 | Average Weekday | CAISO | 1-in-10 | 2025 | 1 |  |  |  | 67.5979 | 1
| LCA | Big Creek/Ventura | 6 | Average Weekday | CAISO | 1-in-10 | 2025 | 2 |  |  |  | 66.7173 | 1
| LCA | Big Creek/Ventura | 6 | Average Weekday | CAISO | 1-in-10 | 2025 | 3 |  |  |  | 65.8067 | 1
| LCA | Big Creek/Ventura | 6 | Average Weekday | CAISO | 1-in-10 | 2025 | 4 |  |  |  | 64.7835 | 1
| LCA | Big Creek/Ventura | 6 | Average Weekday | CAISO | 1-in-10 | 2025 | 5 |  |  |  | 63.8893 | 1
| LCA | Big Creek/Ventura | 6 | Average Weekday | CAISO | 1-in-10 | 2025 | 6 |  |  |  | 63.1691 | 1
| LCA | Big Creek/Ventura | 6 | Average Weekday | CAISO | 1-in-10 | 2025 | 7 |  |  |  | 62.6661 | 1
| LCA | Big Creek/Ventura | 6 | Average Weekday | CAISO | 1-in-10 | 2025 | 8 |  |  |  | 63.2141 | 1
| LCA | Big Creek/Ventura | 6 | Average Weekday | CAISO | 1-in-10 | 2025 | 9 |  |  |  | 66.1776 | 1
| LCA | Big Creek/Ventura | 6 | Average Weekday | CAISO | 1-in-10 | 2025 | 10 |  |  |  | 70.0818 | 1
| LCA | Big Creek/Ventura | 6 | Average Weekday | CAISO | 1-in-10 | 2025 | 11 |  |  |  | 73.9836 | 1
| LCA | Big Creek/Ventura | 6 | Average Weekday | CAISO | 1-in-10 | 2025 | 12 |  |  |  | 77.4319 | 1
| LCA | Big Creek/Ventura | 6 | Average Weekday | CAISO | 1-in-10 | 2025 | 13 |  |  |  | 80.1443 | 1
| LCA | Big Creek/Ventura | 6 | Average Weekday | CAISO | 1-in-10 | 2025 | 14 |  |  |  | 82.1737 | 1
| LCA | Big Creek/Ventura | 6 | Average Weekday | CAISO | 1-in-10 | 2025 | 15 |  |  |  | 83.3627 | 1
| LCA | Big Creek/Ventura | 6 | Average Weekday | CAISO | 1-in-10 | 2025 | 16 |  |  |  | 83.8567 | 1
| LCA | Big Creek/Ventura | 6 | Average Weekday | CAISO | 1-in-10 | 2025 | 17 |  |  |  | 83.6788 | 1
| LCA | Big Creek/Ventura | 6 | Average Weekday | CAISO | 1-in-10 | 2025 | 18 |  |  |  | 82.6209 | 1
| LCA | Big Creek/Ventura | 6 | Average Weekday | CAISO | 1-in-10 | 2025 | 19 |  |  |  | 80.9659 | 1
| LCA | Big Creek/Ventura | 6 | Average Weekday | CAISO | 1-in-10 | 2025 | 20 |  |  |  | 78.9063 | 1
| LCA | Big Creek/Ventura | 6 | Average Weekday | CAISO | 1-in-10 | 2025 | 21 |  |  |  | 76.1141 | 1
| LCA | Big Creek/Ventura | 6 | Average Weekday | CAISO | 1-in-10 | 2025 | 22 |  |  |  | 72.8496 | 1
| LCA | Big Creek/Ventura | 6 | Average Weekday | CAISO | 1-in-10 | 2025 | 23 |  |  |  | 70.6066 | 1
| LCA | Big Creek/Ventura | 6 | Average Weekday | CAISO | 1-in-10 | 2025 | 24 |  |  |  | 68.955 | 1
| LCA | Big Creek/Ventura | 6 | Monthly System Peak Day | CAISO | 1-in-10 | 2025 | 1 |  |  |  | 74.6807 | 1
| LCA | Big Creek/Ventura | 6 | Monthly System Peak Day | CAISO | 1-in-10 | 2025 | 2 |  |  |  | 73.9664 | 1
| LCA | Big Creek/Ventura | 6 | Monthly System Peak Day | CAISO | 1-in-10 | 2025 | 3 |  |  |  | 72.8129 | 1
| LCA | Big Creek/Ventura | 6 | Monthly System Peak Day | CAISO | 1-in-10 | 2025 | 4 |  |  |  | 71.8886 | 1
| LCA | Big Creek/Ventura | 6 | Monthly System Peak Day | CAISO | 1-in-10 | 2025 | 5 |  |  |  | 70.4636 | 1
| LCA | Big Creek/Ventura | 6 | Monthly System Peak Day | CAISO | 1-in-10 | 2025 | 6 |  |  |  | 69.4257 | 1
| LCA | Big Creek/Ventura | 6 | Monthly System Peak Day | CAISO | 1-in-10 | 2025 | 7 |  |  |  | 69.0036 | 1
| LCA | Big Creek/Ventura | 6 | Monthly System Peak Day | CAISO | 1-in-10 | 2025 | 8 |  |  |  | 69.4093 | 1
| LCA | Big Creek/Ventura | 6 | Monthly System Peak Day | CAISO | 1-in-10 | 2025 | 9 |  |  |  | 73.6814 | 1
| LCA | Big Creek/Ventura | 6 | Monthly System Peak Day | CAISO | 1-in-10 | 2025 | 10 |  |  |  | 79.1464 | 1
| LCA | Big Creek/Ventura | 6 | Monthly System Peak Day | CAISO | 1-in-10 | 2025 | 11 |  |  |  | 84.1829 | 1
| LCA | Big Creek/Ventura | 6 | Monthly System Peak Day | CAISO | 1-in-10 | 2025 | 12 |  |  |  | 89.2807 | 1
| LCA | Big Creek/Ventura | 6 | Monthly System Peak Day | CAISO | 1-in-10 | 2025 | 13 |  |  |  | 92.9336 | 1
| LCA | Big Creek/Ventura | 6 | Monthly System Peak Day | CAISO | 1-in-10 | 2025 | 14 |  |  |  | 95.6929 | 1
| LCA | Big Creek/Ventura | 6 | Monthly System Peak Day | CAISO | 1-in-10 | 2025 | 15 |  |  |  | 96.9571 | 1
| LCA | Big Creek/Ventura | 6 | Monthly System Peak Day | CAISO | 1-in-10 | 2025 | 16 |  |  |  | 97.8571 | 1
| LCA | Big Creek/Ventura | 6 | Monthly System Peak Day | CAISO | 1-in-10 | 2025 | 17 |  |  |  | 97.3714 | 1
| LCA | Big Creek/Ventura | 6 | Monthly System Peak Day | CAISO | 1-in-10 | 2025 | 18 |  |  |  | 96.5143 | 1
| LCA | Big Creek/Ventura | 6 | Monthly System Peak Day | CAISO | 1-in-10 | 2025 | 19 |  |  |  | 94.2643 | 1
| LCA | Big Creek/Ventura | 6 | Monthly System Peak Day | CAISO | 1-in-10 | 2025 | 20 |  |  |  | 91.4107 | 1
| LCA | Big Creek/Ventura | 6 | Monthly System Peak Day | CAISO | 1-in-10 | 2025 | 21 |  |  |  | 88.3343 | 1
| LCA | Big Creek/Ventura | 6 | Monthly System Peak Day | CAISO | 1-in-10 | 2025 | 22 |  |  |  | 84.5707 | 1
| LCA | Big Creek/Ventura | 6 | Monthly System Peak Day | CAISO | 1-in-10 | 2025 | 23 |  |  |  | 81.8114 | 1
| LCA | Big Creek/Ventura | 6 | Monthly System Peak Day | CAISO | 1-in-10 | 2025 | 24 |  |  |  | 80.2729 | 1
| LCA | Big Creek/Ventura | 7 | Average Weekday | CAISO | 1-in-10 | 2025 | 1 |  |  |  | 73.7504 | 1
| LCA | Big Creek/Ventura | 7 | Average Weekday | CAISO | 1-in-10 | 2025 | 2 |  |  |  | 72.6444 | 1
| LCA | Big Creek/Ventura | 7 | Average Weekday | CAISO | 1-in-10 | 2025 | 3 |  |  |  | 71.7965 | 1
| LCA | Big Creek/Ventura | 7 | Average Weekday | CAISO | 1-in-10 | 2025 | 4 |  |  |  | 70.8986 | 1
| LCA | Big Creek/Ventura | 7 | Average Weekday | CAISO | 1-in-10 | 2025 | 5 |  |  |  | 70.1004 | 1
| LCA | Big Creek/Ventura | 7 | Average Weekday | CAISO | 1-in-10 | 2025 | 6 |  |  |  | 69.3371 | 1
| LCA | Big Creek/Ventura | 7 | Average Weekday | CAISO | 1-in-10 | 2025 | 7 |  |  |  | 68.9791 | 1
| LCA | Big Creek/Ventura | 7 | Average Weekday | CAISO | 1-in-10 | 2025 | 8 |  |  |  | 69.3313 | 1
| LCA | Big Creek/Ventura | 7 | Average Weekday | CAISO | 1-in-10 | 2025 | 9 |  |  |  | 72.2421 | 1
| LCA | Big Creek/Ventura | 7 | Average Weekday | CAISO | 1-in-10 | 2025 | 10 |  |  |  | 76.3167 | 1
| LCA | Big Creek/Ventura | 7 | Average Weekday | CAISO | 1-in-10 | 2025 | 11 |  |  |  | 80.6703 | 1
| LCA | Big Creek/Ventura | 7 | Average Weekday | CAISO | 1-in-10 | 2025 | 12 |  |  |  | 84.4912 | 1
| LCA | Big Creek/Ventura | 7 | Average Weekday | CAISO | 1-in-10 | 2025 | 13 |  |  |  | 87.3622 | 1
| LCA | Big Creek/Ventura | 7 | Average Weekday | CAISO | 1-in-10 | 2025 | 14 |  |  |  | 89.604 | 1
| LCA | Big Creek/Ventura | 7 | Average Weekday | CAISO | 1-in-10 | 2025 | 15 |  |  |  | 91.1072 | 1
| LCA | Big Creek/Ventura | 7 | Average Weekday | CAISO | 1-in-10 | 2025 | 16 |  |  |  | 91.7086 | 1
| LCA | Big Creek/Ventura | 7 | Average Weekday | CAISO | 1-in-10 | 2025 | 17 |  |  |  | 91.4436 | 1
| LCA | Big Creek/Ventura | 7 | Average Weekday | CAISO | 1-in-10 | 2025 | 18 |  |  |  | 90.5951 | 1
| LCA | Big Creek/Ventura | 7 | Average Weekday | CAISO | 1-in-10 | 2025 | 19 |  |  |  | 88.7186 | 1
| LCA | Big Creek/Ventura | 7 | Average Weekday | CAISO | 1-in-10 | 2025 | 20 |  |  |  | 85.9757 | 1
| LCA | Big Creek/Ventura | 7 | Average Weekday | CAISO | 1-in-10 | 2025 | 21 |  |  |  | 82.4525 | 1
| LCA | Big Creek/Ventura | 7 | Average Weekday | CAISO | 1-in-10 | 2025 | 22 |  |  |  | 78.9574 | 1
| LCA | Big Creek/Ventura | 7 | Average Weekday | CAISO | 1-in-10 | 2025 | 23 |  |  |  | 76.8646 | 1
| LCA | Big Creek/Ventura | 7 | Average Weekday | CAISO | 1-in-10 | 2025 | 24 |  |  |  | 75.4968 | 1
| LCA | Big Creek/Ventura | 7 | Monthly System Peak Day | CAISO | 1-in-10 | 2025 | 1 |  |  |  | 80.5621 | 1
| LCA | Big Creek/Ventura | 7 | Monthly System Peak Day | CAISO | 1-in-10 | 2025 | 2 |  |  |  | 80.3943 | 1
| LCA | Big Creek/Ventura | 7 | Monthly System Peak Day | CAISO | 1-in-10 | 2025 | 3 |  |  |  | 79.0186 | 1
| LCA | Big Creek/Ventura | 7 | Monthly System Peak Day | CAISO | 1-in-10 | 2025 | 4 |  |  |  | 75.5979 | 1
| LCA | Big Creek/Ventura | 7 | Monthly System Peak Day | CAISO | 1-in-10 | 2025 | 5 |  |  |  | 73.91 | 1
| LCA | Big Creek/Ventura | 7 | Monthly System Peak Day | CAISO | 1-in-10 | 2025 | 6 |  |  |  | 73.0279 | 1
| LCA | Big Creek/Ventura | 7 | Monthly System Peak Day | CAISO | 1-in-10 | 2025 | 7 |  |  |  | 72.825 | 1
| LCA | Big Creek/Ventura | 7 | Monthly System Peak Day | CAISO | 1-in-10 | 2025 | 8 |  |  |  | 72.9407 | 1
| LCA | Big Creek/Ventura | 7 | Monthly System Peak Day | CAISO | 1-in-10 | 2025 | 9 |  |  |  | 76.145 | 1
| LCA | Big Creek/Ventura | 7 | Monthly System Peak Day | CAISO | 1-in-10 | 2025 | 10 |  |  |  | 81.4593 | 1
| LCA | Big Creek/Ventura | 7 | Monthly System Peak Day | CAISO | 1-in-10 | 2025 | 11 |  |  |  | 86.7071 | 1
| LCA | Big Creek/Ventura | 7 | Monthly System Peak Day | CAISO | 1-in-10 | 2025 | 12 |  |  |  | 91.1643 | 1
| LCA | Big Creek/Ventura | 7 | Monthly System Peak Day | CAISO | 1-in-10 | 2025 | 13 |  |  |  | 93.6143 | 1
| LCA | Big Creek/Ventura | 7 | Monthly System Peak Day | CAISO | 1-in-10 | 2025 | 14 |  |  |  | 95.0357 | 1
| LCA | Big Creek/Ventura | 7 | Monthly System Peak Day | CAISO | 1-in-10 | 2025 | 15 |  |  |  | 96.6929 | 1
| LCA | Big Creek/Ventura | 7 | Monthly System Peak Day | CAISO | 1-in-10 | 2025 | 16 |  |  |  | 97.1357 | 1
| LCA | Big Creek/Ventura | 7 | Monthly System Peak Day | CAISO | 1-in-10 | 2025 | 17 |  |  |  | 96.5286 | 1
| LCA | Big Creek/Ventura | 7 | Monthly System Peak Day | CAISO | 1-in-10 | 2025 | 18 |  |  |  | 95.7 | 1
| LCA | Big Creek/Ventura | 7 | Monthly System Peak Day | CAISO | 1-in-10 | 2025 | 19 |  |  |  | 94.3071 | 1
| LCA | Big Creek/Ventura | 7 | Monthly System Peak Day | CAISO | 1-in-10 | 2025 | 20 |  |  |  | 91 | 1
| LCA | Big Creek/Ventura | 7 | Monthly System Peak Day | CAISO | 1-in-10 | 2025 | 21 |  |  |  | 87.2271 | 1
| LCA | Big Creek/Ventura | 7 | Monthly System Peak Day | CAISO | 1-in-10 | 2025 | 22 |  |  |  | 83.105 | 1
| LCA | Big Creek/Ventura | 7 | Monthly System Peak Day | CAISO | 1-in-10 | 2025 | 23 |  |  |  | 81.2114 | 1
| LCA | Big Creek/Ventura | 7 | Monthly System Peak Day | CAISO | 1-in-10 | 2025 | 24 |  |  |  | 79.2186 | 1
| LCA | Big Creek/Ventura | 8 | Average Weekday | CAISO | 1-in-10 | 2025 | 1 |  |  |  | 71.773 | 1
| LCA | Big Creek/Ventura | 8 | Average Weekday | CAISO | 1-in-10 | 2025 | 2 |  |  |  | 70.8122 | 1
| LCA | Big Creek/Ventura | 8 | Average Weekday | CAISO | 1-in-10 | 2025 | 3 |  |  |  | 70.0332 | 1
| LCA | Big Creek/Ventura | 8 | Average Weekday | CAISO | 1-in-10 | 2025 | 4 |  |  |  | 69.3359 | 1
| LCA | Big Creek/Ventura | 8 | Average Weekday | CAISO | 1-in-10 | 2025 | 5 |  |  |  | 68.5356 | 1
| LCA | Big Creek/Ventura | 8 | Average Weekday | CAISO | 1-in-10 | 2025 | 6 |  |  |  | 67.6954 | 1
| LCA | Big Creek/Ventura | 8 | Average Weekday | CAISO | 1-in-10 | 2025 | 7 |  |  |  | 67.0748 | 1
| LCA | Big Creek/Ventura | 8 | Average Weekday | CAISO | 1-in-10 | 2025 | 8 |  |  |  | 66.8998 | 1
| LCA | Big Creek/Ventura | 8 | Average Weekday | CAISO | 1-in-10 | 2025 | 9 |  |  |  | 69.0394 | 1
| LCA | Big Creek/Ventura | 8 | Average Weekday | CAISO | 1-in-10 | 2025 | 10 |  |  |  | 72.7622 | 1
| LCA | Big Creek/Ventura | 8 | Average Weekday | CAISO | 1-in-10 | 2025 | 11 |  |  |  | 76.7959 | 1
| LCA | Big Creek/Ventura | 8 | Average Weekday | CAISO | 1-in-10 | 2025 | 12 |  |  |  | 80.7141 | 1
| LCA | Big Creek/Ventura | 8 | Average Weekday | CAISO | 1-in-10 | 2025 | 13 |  |  |  | 83.8698 | 1
| LCA | Big Creek/Ventura | 8 | Average Weekday | CAISO | 1-in-10 | 2025 | 14 |  |  |  | 86.2495 | 1
| LCA | Big Creek/Ventura | 8 | Average Weekday | CAISO | 1-in-10 | 2025 | 15 |  |  |  | 87.7802 | 1
| LCA | Big Creek/Ventura | 8 | Average Weekday | CAISO | 1-in-10 | 2025 | 16 |  |  |  | 88.4706 | 1
| LCA | Big Creek/Ventura | 8 | Average Weekday | CAISO | 1-in-10 | 2025 | 17 |  |  |  | 88.218 | 1
| LCA | Big Creek/Ventura | 8 | Average Weekday | CAISO | 1-in-10 | 2025 | 18 |  |  |  | 87.3481 | 1
| LCA | Big Creek/Ventura | 8 | Average Weekday | CAISO | 1-in-10 | 2025 | 19 |  |  |  | 85.6245 | 1
| LCA | Big Creek/Ventura | 8 | Average Weekday | CAISO | 1-in-10 | 2025 | 20 |  |  |  | 82.9859 | 1
| LCA | Big Creek/Ventura | 8 | Average Weekday | CAISO | 1-in-10 | 2025 | 21 |  |  |  | 79.446 | 1
| LCA | Big Creek/Ventura | 8 | Average Weekday | CAISO | 1-in-10 | 2025 | 22 |  |  |  | 76.5588 | 1
| LCA | Big Creek/Ventura | 8 | Average Weekday | CAISO | 1-in-10 | 2025 | 23 |  |  |  | 74.6878 | 1
| LCA | Big Creek/Ventura | 8 | Average Weekday | CAISO | 1-in-10 | 2025 | 24 |  |  |  | 73.243 | 1
| LCA | Big Creek/Ventura | 8 | Monthly System Peak Day | CAISO | 1-in-10 | 2025 | 1 |  |  |  | 75.8614 | 1
| LCA | Big Creek/Ventura | 8 | Monthly System Peak Day | CAISO | 1-in-10 | 2025 | 2 |  |  |  | 75.0521 | 1
| LCA | Big Creek/Ventura | 8 | Monthly System Peak Day | CAISO | 1-in-10 | 2025 | 3 |  |  |  | 74.275 | 1
| LCA | Big Creek/Ventura | 8 | Monthly System Peak Day | CAISO | 1-in-10 | 2025 | 4 |  |  |  | 73.3857 | 1
| LCA | Big Creek/Ventura | 8 | Monthly System Peak Day | CAISO | 1-in-10 | 2025 | 5 |  |  |  | 72.4779 | 1
| LCA | Big Creek/Ventura | 8 | Monthly System Peak Day | CAISO | 1-in-10 | 2025 | 6 |  |  |  | 71.3657 | 1
| LCA | Big Creek/Ventura | 8 | Monthly System Peak Day | CAISO | 1-in-10 | 2025 | 7 |  |  |  | 71.1021 | 1
| LCA | Big Creek/Ventura | 8 | Monthly System Peak Day | CAISO | 1-in-10 | 2025 | 8 |  |  |  | 70.685 | 1
| LCA | Big Creek/Ventura | 8 | Monthly System Peak Day | CAISO | 1-in-10 | 2025 | 9 |  |  |  | 73.5929 | 1
| LCA | Big Creek/Ventura | 8 | Monthly System Peak Day | CAISO | 1-in-10 | 2025 | 10 |  |  |  | 77.95 | 1
| LCA | Big Creek/Ventura | 8 | Monthly System Peak Day | CAISO | 1-in-10 | 2025 | 11 |  |  |  | 83.1193 | 1
| LCA | Big Creek/Ventura | 8 | Monthly System Peak Day | CAISO | 1-in-10 | 2025 | 12 |  |  |  | 88.1879 | 1
| LCA | Big Creek/Ventura | 8 | Monthly System Peak Day | CAISO | 1-in-10 | 2025 | 13 |  |  |  | 92.3714 | 1
| LCA | Big Creek/Ventura | 8 | Monthly System Peak Day | CAISO | 1-in-10 | 2025 | 14 |  |  |  | 95.0214 | 1
| LCA | Big Creek/Ventura | 8 | Monthly System Peak Day | CAISO | 1-in-10 | 2025 | 15 |  |  |  | 96.2714 | 1
| LCA | Big Creek/Ventura | 8 | Monthly System Peak Day | CAISO | 1-in-10 | 2025 | 16 |  |  |  | 96.85 | 1
| LCA | Big Creek/Ventura | 8 | Monthly System Peak Day | CAISO | 1-in-10 | 2025 | 17 |  |  |  | 96.3143 | 1
| LCA | Big Creek/Ventura | 8 | Monthly System Peak Day | CAISO | 1-in-10 | 2025 | 18 |  |  |  | 95.3286 | 1
| LCA | Big Creek/Ventura | 8 | Monthly System Peak Day | CAISO | 1-in-10 | 2025 | 19 |  |  |  | 93.3214 | 1
| LCA | Big Creek/Ventura | 8 | Monthly System Peak Day | CAISO | 1-in-10 | 2025 | 20 |  |  |  | 89.9429 | 1
| LCA | Big Creek/Ventura | 8 | Monthly System Peak Day | CAISO | 1-in-10 | 2025 | 21 |  |  |  | 85.6986 | 1
| LCA | Big Creek/Ventura | 8 | Monthly System Peak Day | CAISO | 1-in-10 | 2025 | 22 |  |  |  | 82.6936 | 1
| LCA | Big Creek/Ventura | 8 | Monthly System Peak Day | CAISO | 1-in-10 | 2025 | 23 |  |  |  | 80.7414 | 1
| LCA | Big Creek/Ventura | 8 | Monthly System Peak Day | CAISO | 1-in-10 | 2025 | 24 |  |  |  | 79.3707 | 1
| LCA | Big Creek/Ventura | 8 | Typical Event Day | CAISO | 1-in-10 | 2025 | 1 |  |  |  | 77.2739 | 1
| LCA | Big Creek/Ventura | 8 | Typical Event Day | CAISO | 1-in-10 | 2025 | 2 |  |  |  | 76.5187 | 1
| LCA | Big Creek/Ventura | 8 | Typical Event Day | CAISO | 1-in-10 | 2025 | 3 |  |  |  | 75.457 | 1
| LCA | Big Creek/Ventura | 8 | Typical Event Day | CAISO | 1-in-10 | 2025 | 4 |  |  |  | 74.0543 | 1
| LCA | Big Creek/Ventura | 8 | Typical Event Day | CAISO | 1-in-10 | 2025 | 5 |  |  |  | 73.0975 | 1
| LCA | Big Creek/Ventura | 8 | Typical Event Day | CAISO | 1-in-10 | 2025 | 6 |  |  |  | 72.138 | 1
| LCA | Big Creek/Ventura | 8 | Typical Event Day | CAISO | 1-in-10 | 2025 | 7 |  |  |  | 71.9071 | 1
| LCA | Big Creek/Ventura | 8 | Typical Event Day | CAISO | 1-in-10 | 2025 | 8 |  |  |  | 72.008 | 1
| LCA | Big Creek/Ventura | 8 | Typical Event Day | CAISO | 1-in-10 | 2025 | 9 |  |  |  | 74.7386 | 1
| LCA | Big Creek/Ventura | 8 | Typical Event Day | CAISO | 1-in-10 | 2025 | 10 |  |  |  | 79.5193 | 1
| LCA | Big Creek/Ventura | 8 | Typical Event Day | CAISO | 1-in-10 | 2025 | 11 |  |  |  | 84.3773 | 1
| LCA | Big Creek/Ventura | 8 | Typical Event Day | CAISO | 1-in-10 | 2025 | 12 |  |  |  | 89.0189 | 1
| LCA | Big Creek/Ventura | 8 | Typical Event Day | CAISO | 1-in-10 | 2025 | 13 |  |  |  | 92.2941 | 1
| LCA | Big Creek/Ventura | 8 | Typical Event Day | CAISO | 1-in-10 | 2025 | 14 |  |  |  | 94.5786 | 1
| LCA | Big Creek/Ventura | 8 | Typical Event Day | CAISO | 1-in-10 | 2025 | 15 |  |  |  | 95.975 | 1
| LCA | Big Creek/Ventura | 8 | Typical Event Day | CAISO | 1-in-10 | 2025 | 16 |  |  |  | 96.8518 | 1
| LCA | Big Creek/Ventura | 8 | Typical Event Day | CAISO | 1-in-10 | 2025 | 17 |  |  |  | 96.6714 | 1
| LCA | Big Creek/Ventura | 8 | Typical Event Day | CAISO | 1-in-10 | 2025 | 18 |  |  |  | 95.7714 | 1
| LCA | Big Creek/Ventura | 8 | Typical Event Day | CAISO | 1-in-10 | 2025 | 19 |  |  |  | 93.7018 | 1
| LCA | Big Creek/Ventura | 8 | Typical Event Day | CAISO | 1-in-10 | 2025 | 20 |  |  |  | 90.7312 | 1
| LCA | Big Creek/Ventura | 8 | Typical Event Day | CAISO | 1-in-10 | 2025 | 21 |  |  |  | 87.3168 | 1
| LCA | Big Creek/Ventura | 8 | Typical Event Day | CAISO | 1-in-10 | 2025 | 22 |  |  |  | 83.9977 | 1
| LCA | Big Creek/Ventura | 8 | Typical Event Day | CAISO | 1-in-10 | 2025 | 23 |  |  |  | 81.8893 | 1
| LCA | Big Creek/Ventura | 8 | Typical Event Day | CAISO | 1-in-10 | 2025 | 24 |  |  |  | 80.237 | 1
| LCA | Big Creek/Ventura | 9 | Average Weekday | CAISO | 1-in-10 | 2025 | 1 |  |  |  | 70.2028 | 1
| LCA | Big Creek/Ventura | 9 | Average Weekday | CAISO | 1-in-10 | 2025 | 2 |  |  |  | 69.1836 | 1
| LCA | Big Creek/Ventura | 9 | Average Weekday | CAISO | 1-in-10 | 2025 | 3 |  |  |  | 68.2518 | 1
| LCA | Big Creek/Ventura | 9 | Average Weekday | CAISO | 1-in-10 | 2025 | 4 |  |  |  | 67.4618 | 1
| LCA | Big Creek/Ventura | 9 | Average Weekday | CAISO | 1-in-10 | 2025 | 5 |  |  |  | 66.5713 | 1
| LCA | Big Creek/Ventura | 9 | Average Weekday | CAISO | 1-in-10 | 2025 | 6 |  |  |  | 65.7951 | 1
| LCA | Big Creek/Ventura | 9 | Average Weekday | CAISO | 1-in-10 | 2025 | 7 |  |  |  | 65.2006 | 1
| LCA | Big Creek/Ventura | 9 | Average Weekday | CAISO | 1-in-10 | 2025 | 8 |  |  |  | 64.7186 | 1
| LCA | Big Creek/Ventura | 9 | Average Weekday | CAISO | 1-in-10 | 2025 | 9 |  |  |  | 65.7455 | 1
| LCA | Big Creek/Ventura | 9 | Average Weekday | CAISO | 1-in-10 | 2025 | 10 |  |  |  | 69.433 | 1
| LCA | Big Creek/Ventura | 9 | Average Weekday | CAISO | 1-in-10 | 2025 | 11 |  |  |  | 73.8913 | 1
| LCA | Big Creek/Ventura | 9 | Average Weekday | CAISO | 1-in-10 | 2025 | 12 |  |  |  | 78.089 | 1
| LCA | Big Creek/Ventura | 9 | Average Weekday | CAISO | 1-in-10 | 2025 | 13 |  |  |  | 81.4035 | 1
| LCA | Big Creek/Ventura | 9 | Average Weekday | CAISO | 1-in-10 | 2025 | 14 |  |  |  | 83.8146 | 1
| LCA | Big Creek/Ventura | 9 | Average Weekday | CAISO | 1-in-10 | 2025 | 15 |  |  |  | 85.4224 | 1
| LCA | Big Creek/Ventura | 9 | Average Weekday | CAISO | 1-in-10 | 2025 | 16 |  |  |  | 86.0571 | 1
| LCA | Big Creek/Ventura | 9 | Average Weekday | CAISO | 1-in-10 | 2025 | 17 |  |  |  | 85.7889 | 1
| LCA | Big Creek/Ventura | 9 | Average Weekday | CAISO | 1-in-10 | 2025 | 18 |  |  |  | 84.8251 | 1
| LCA | Big Creek/Ventura | 9 | Average Weekday | CAISO | 1-in-10 | 2025 | 19 |  |  |  | 82.9592 | 1
| LCA | Big Creek/Ventura | 9 | Average Weekday | CAISO | 1-in-10 | 2025 | 20 |  |  |  | 79.8824 | 1
| LCA | Big Creek/Ventura | 9 | Average Weekday | CAISO | 1-in-10 | 2025 | 21 |  |  |  | 76.5321 | 1
| LCA | Big Creek/Ventura | 9 | Average Weekday | CAISO | 1-in-10 | 2025 | 22 |  |  |  | 74.4318 | 1
| LCA | Big Creek/Ventura | 9 | Average Weekday | CAISO | 1-in-10 | 2025 | 23 |  |  |  | 72.679 | 1
| LCA | Big Creek/Ventura | 9 | Average Weekday | CAISO | 1-in-10 | 2025 | 24 |  |  |  | 71.1678 | 1
| LCA | Big Creek/Ventura | 9 | Monthly System Peak Day | CAISO | 1-in-10 | 2025 | 1 |  |  |  | 77.9914 | 1
| LCA | Big Creek/Ventura | 9 | Monthly System Peak Day | CAISO | 1-in-10 | 2025 | 2 |  |  |  | 76.6621 | 1
| LCA | Big Creek/Ventura | 9 | Monthly System Peak Day | CAISO | 1-in-10 | 2025 | 3 |  |  |  | 75.7214 | 1
| LCA | Big Creek/Ventura | 9 | Monthly System Peak Day | CAISO | 1-in-10 | 2025 | 4 |  |  |  | 75.345 | 1
| LCA | Big Creek/Ventura | 9 | Monthly System Peak Day | CAISO | 1-in-10 | 2025 | 5 |  |  |  | 75.5386 | 1
| LCA | Big Creek/Ventura | 9 | Monthly System Peak Day | CAISO | 1-in-10 | 2025 | 6 |  |  |  | 74.7329 | 1
| LCA | Big Creek/Ventura | 9 | Monthly System Peak Day | CAISO | 1-in-10 | 2025 | 7 |  |  |  | 74.6979 | 1
| LCA | Big Creek/Ventura | 9 | Monthly System Peak Day | CAISO | 1-in-10 | 2025 | 8 |  |  |  | 74.9971 | 1
| LCA | Big Creek/Ventura | 9 | Monthly System Peak Day | CAISO | 1-in-10 | 2025 | 9 |  |  |  | 75.535 | 1
| LCA | Big Creek/Ventura | 9 | Monthly System Peak Day | CAISO | 1-in-10 | 2025 | 10 |  |  |  | 79.5214 | 1
| LCA | Big Creek/Ventura | 9 | Monthly System Peak Day | CAISO | 1-in-10 | 2025 | 11 |  |  |  | 83.5 | 1
| LCA | Big Creek/Ventura | 9 | Monthly System Peak Day | CAISO | 1-in-10 | 2025 | 12 |  |  |  | 87.4429 | 1
| LCA | Big Creek/Ventura | 9 | Monthly System Peak Day | CAISO | 1-in-10 | 2025 | 13 |  |  |  | 90.2571 | 1
| LCA | Big Creek/Ventura | 9 | Monthly System Peak Day | CAISO | 1-in-10 | 2025 | 14 |  |  |  | 92.5643 | 1
| LCA | Big Creek/Ventura | 9 | Monthly System Peak Day | CAISO | 1-in-10 | 2025 | 15 |  |  |  | 93.9786 | 1
| LCA | Big Creek/Ventura | 9 | Monthly System Peak Day | CAISO | 1-in-10 | 2025 | 16 |  |  |  | 95.5643 | 1
| LCA | Big Creek/Ventura | 9 | Monthly System Peak Day | CAISO | 1-in-10 | 2025 | 17 |  |  |  | 96.4714 | 1
| LCA | Big Creek/Ventura | 9 | Monthly System Peak Day | CAISO | 1-in-10 | 2025 | 18 |  |  |  | 95.5429 | 1
| LCA | Big Creek/Ventura | 9 | Monthly System Peak Day | CAISO | 1-in-10 | 2025 | 19 |  |  |  | 92.9143 | 1
| LCA | Big Creek/Ventura | 9 | Monthly System Peak Day | CAISO | 1-in-10 | 2025 | 20 |  |  |  | 90.5714 | 1
| LCA | Big Creek/Ventura | 9 | Monthly System Peak Day | CAISO | 1-in-10 | 2025 | 21 |  |  |  | 88.0071 | 1
| LCA | Big Creek/Ventura | 9 | Monthly System Peak Day | CAISO | 1-in-10 | 2025 | 22 |  |  |  | 85.6214 | 1
| LCA | Big Creek/Ventura | 9 | Monthly System Peak Day | CAISO | 1-in-10 | 2025 | 23 |  |  |  | 83.7929 | 1
| LCA | Big Creek/Ventura | 9 | Monthly System Peak Day | CAISO | 1-in-10 | 2025 | 24 |  |  |  | 82.0857 | 1
| LCA | Big Creek/Ventura | 10 | Average Weekday | CAISO | 1-in-10 | 2025 | 1 |  |  |  | 64.6574 | 1
| LCA | Big Creek/Ventura | 10 | Average Weekday | CAISO | 1-in-10 | 2025 | 2 |  |  |  | 63.6685 | 1
| LCA | Big Creek/Ventura | 10 | Average Weekday | CAISO | 1-in-10 | 2025 | 3 |  |  |  | 62.8361 | 1
| LCA | Big Creek/Ventura | 10 | Average Weekday | CAISO | 1-in-10 | 2025 | 4 |  |  |  | 61.9542 | 1
| LCA | Big Creek/Ventura | 10 | Average Weekday | CAISO | 1-in-10 | 2025 | 5 |  |  |  | 61.1331 | 1
| LCA | Big Creek/Ventura | 10 | Average Weekday | CAISO | 1-in-10 | 2025 | 6 |  |  |  | 60.6957 | 1
| LCA | Big Creek/Ventura | 10 | Average Weekday | CAISO | 1-in-10 | 2025 | 7 |  |  |  | 60.0795 | 1
| LCA | Big Creek/Ventura | 10 | Average Weekday | CAISO | 1-in-10 | 2025 | 8 |  |  |  | 59.6208 | 1
| LCA | Big Creek/Ventura | 10 | Average Weekday | CAISO | 1-in-10 | 2025 | 9 |  |  |  | 60.0076 | 1
| LCA | Big Creek/Ventura | 10 | Average Weekday | CAISO | 1-in-10 | 2025 | 10 |  |  |  | 63.1345 | 1
| LCA | Big Creek/Ventura | 10 | Average Weekday | CAISO | 1-in-10 | 2025 | 11 |  |  |  | 67.9007 | 1
| LCA | Big Creek/Ventura | 10 | Average Weekday | CAISO | 1-in-10 | 2025 | 12 |  |  |  | 72.4013 | 1
| LCA | Big Creek/Ventura | 10 | Average Weekday | CAISO | 1-in-10 | 2025 | 13 |  |  |  | 75.8279 | 1
| LCA | Big Creek/Ventura | 10 | Average Weekday | CAISO | 1-in-10 | 2025 | 14 |  |  |  | 78.2119 | 1
| LCA | Big Creek/Ventura | 10 | Average Weekday | CAISO | 1-in-10 | 2025 | 15 |  |  |  | 79.6814 | 1
| LCA | Big Creek/Ventura | 10 | Average Weekday | CAISO | 1-in-10 | 2025 | 16 |  |  |  | 80.4072 | 1
| LCA | Big Creek/Ventura | 10 | Average Weekday | CAISO | 1-in-10 | 2025 | 17 |  |  |  | 80.5515 | 1
| LCA | Big Creek/Ventura | 10 | Average Weekday | CAISO | 1-in-10 | 2025 | 18 |  |  |  | 79.6518 | 1
| LCA | Big Creek/Ventura | 10 | Average Weekday | CAISO | 1-in-10 | 2025 | 19 |  |  |  | 77.5644 | 1
| LCA | Big Creek/Ventura | 10 | Average Weekday | CAISO | 1-in-10 | 2025 | 20 |  |  |  | 74.3088 | 1
| LCA | Big Creek/Ventura | 10 | Average Weekday | CAISO | 1-in-10 | 2025 | 21 |  |  |  | 71.652 | 1
| LCA | Big Creek/Ventura | 10 | Average Weekday | CAISO | 1-in-10 | 2025 | 22 |  |  |  | 69.4339 | 1
| LCA | Big Creek/Ventura | 10 | Average Weekday | CAISO | 1-in-10 | 2025 | 23 |  |  |  | 67.5514 | 1
| LCA | Big Creek/Ventura | 10 | Average Weekday | CAISO | 1-in-10 | 2025 | 24 |  |  |  | 65.7874 | 1
| LCA | Big Creek/Ventura | 10 | Monthly System Peak Day | CAISO | 1-in-10 | 2025 | 1 |  |  |  | 75.2321 | 1
| LCA | Big Creek/Ventura | 10 | Monthly System Peak Day | CAISO | 1-in-10 | 2025 | 2 |  |  |  | 74.2014 | 1
| LCA | Big Creek/Ventura | 10 | Monthly System Peak Day | CAISO | 1-in-10 | 2025 | 3 |  |  |  | 72.9943 | 1
| LCA | Big Creek/Ventura | 10 | Monthly System Peak Day | CAISO | 1-in-10 | 2025 | 4 |  |  |  | 71.7943 | 1
| LCA | Big Creek/Ventura | 10 | Monthly System Peak Day | CAISO | 1-in-10 | 2025 | 5 |  |  |  | 70.9321 | 1
| LCA | Big Creek/Ventura | 10 | Monthly System Peak Day | CAISO | 1-in-10 | 2025 | 6 |  |  |  | 71.2614 | 1
| LCA | Big Creek/Ventura | 10 | Monthly System Peak Day | CAISO | 1-in-10 | 2025 | 7 |  |  |  | 70.4243 | 1
| LCA | Big Creek/Ventura | 10 | Monthly System Peak Day | CAISO | 1-in-10 | 2025 | 8 |  |  |  | 69.4007 | 1
| LCA | Big Creek/Ventura | 10 | Monthly System Peak Day | CAISO | 1-in-10 | 2025 | 9 |  |  |  | 69.2471 | 1
| LCA | Big Creek/Ventura | 10 | Monthly System Peak Day | CAISO | 1-in-10 | 2025 | 10 |  |  |  | 72.7614 | 1
| LCA | Big Creek/Ventura | 10 | Monthly System Peak Day | CAISO | 1-in-10 | 2025 | 11 |  |  |  | 78.1214 | 1
| LCA | Big Creek/Ventura | 10 | Monthly System Peak Day | CAISO | 1-in-10 | 2025 | 12 |  |  |  | 82.6357 | 1
| LCA | Big Creek/Ventura | 10 | Monthly System Peak Day | CAISO | 1-in-10 | 2025 | 13 |  |  |  | 86.7857 | 1
| LCA | Big Creek/Ventura | 10 | Monthly System Peak Day | CAISO | 1-in-10 | 2025 | 14 |  |  |  | 89.45 | 1
| LCA | Big Creek/Ventura | 10 | Monthly System Peak Day | CAISO | 1-in-10 | 2025 | 15 |  |  |  | 90.7571 | 1
| LCA | Big Creek/Ventura | 10 | Monthly System Peak Day | CAISO | 1-in-10 | 2025 | 16 |  |  |  | 91.2857 | 1
| LCA | Big Creek/Ventura | 10 | Monthly System Peak Day | CAISO | 1-in-10 | 2025 | 17 |  |  |  | 90.4714 | 1
| LCA | Big Creek/Ventura | 10 | Monthly System Peak Day | CAISO | 1-in-10 | 2025 | 18 |  |  |  | 88.65 | 1
| LCA | Big Creek/Ventura | 10 | Monthly System Peak Day | CAISO | 1-in-10 | 2025 | 19 |  |  |  | 85.7786 | 1
| LCA | Big Creek/Ventura | 10 | Monthly System Peak Day | CAISO | 1-in-10 | 2025 | 20 |  |  |  | 81.85 | 1
| LCA | Big Creek/Ventura | 10 | Monthly System Peak Day | CAISO | 1-in-10 | 2025 | 21 |  |  |  | 78.975 | 1
| LCA | Big Creek/Ventura | 10 | Monthly System Peak Day | CAISO | 1-in-10 | 2025 | 22 |  |  |  | 77.0079 | 1
| LCA | Big Creek/Ventura | 10 | Monthly System Peak Day | CAISO | 1-in-10 | 2025 | 23 |  |  |  | 75.0014 | 1
| LCA | Big Creek/Ventura | 10 | Monthly System Peak Day | CAISO | 1-in-10 | 2025 | 24 |  |  |  | 73.4014 | 1
| LCA | Big Creek/Ventura | 11 | Average Weekday | CAISO | 1-in-10 | 2025 | 1 |  |  |  | 53.2581 | 1
| LCA | Big Creek/Ventura | 11 | Average Weekday | CAISO | 1-in-10 | 2025 | 2 |  |  |  | 52.2332 | 1
| LCA | Big Creek/Ventura | 11 | Average Weekday | CAISO | 1-in-10 | 2025 | 3 |  |  |  | 51.3054 | 1
| LCA | Big Creek/Ventura | 11 | Average Weekday | CAISO | 1-in-10 | 2025 | 4 |  |  |  | 50.3869 | 1
| LCA | Big Creek/Ventura | 11 | Average Weekday | CAISO | 1-in-10 | 2025 | 5 |  |  |  | 49.5653 | 1
| LCA | Big Creek/Ventura | 11 | Average Weekday | CAISO | 1-in-10 | 2025 | 6 |  |  |  | 48.9192 | 1
| LCA | Big Creek/Ventura | 11 | Average Weekday | CAISO | 1-in-10 | 2025 | 7 |  |  |  | 48.5108 | 1
| LCA | Big Creek/Ventura | 11 | Average Weekday | CAISO | 1-in-10 | 2025 | 8 |  |  |  | 48.19 | 1
| LCA | Big Creek/Ventura | 11 | Average Weekday | CAISO | 1-in-10 | 2025 | 9 |  |  |  | 49.6874 | 1
| LCA | Big Creek/Ventura | 11 | Average Weekday | CAISO | 1-in-10 | 2025 | 10 |  |  |  | 53.9557 | 1
| LCA | Big Creek/Ventura | 11 | Average Weekday | CAISO | 1-in-10 | 2025 | 11 |  |  |  | 58.7942 | 1
| LCA | Big Creek/Ventura | 11 | Average Weekday | CAISO | 1-in-10 | 2025 | 12 |  |  |  | 63.0026 | 1
| LCA | Big Creek/Ventura | 11 | Average Weekday | CAISO | 1-in-10 | 2025 | 13 |  |  |  | 65.857 | 1
| LCA | Big Creek/Ventura | 11 | Average Weekday | CAISO | 1-in-10 | 2025 | 14 |  |  |  | 67.6396 | 1
| LCA | Big Creek/Ventura | 11 | Average Weekday | CAISO | 1-in-10 | 2025 | 15 |  |  |  | 68.5811 | 1
| LCA | Big Creek/Ventura | 11 | Average Weekday | CAISO | 1-in-10 | 2025 | 16 |  |  |  | 68.8531 | 1
| LCA | Big Creek/Ventura | 11 | Average Weekday | CAISO | 1-in-10 | 2025 | 17 |  |  |  | 68.3015 | 1
| LCA | Big Creek/Ventura | 11 | Average Weekday | CAISO | 1-in-10 | 2025 | 18 |  |  |  | 66.4193 | 1
| LCA | Big Creek/Ventura | 11 | Average Weekday | CAISO | 1-in-10 | 2025 | 19 |  |  |  | 63.5043 | 1
| LCA | Big Creek/Ventura | 11 | Average Weekday | CAISO | 1-in-10 | 2025 | 20 |  |  |  | 60.7171 | 1
| LCA | Big Creek/Ventura | 11 | Average Weekday | CAISO | 1-in-10 | 2025 | 21 |  |  |  | 58.3538 | 1
| LCA | Big Creek/Ventura | 11 | Average Weekday | CAISO | 1-in-10 | 2025 | 22 |  |  |  | 56.4636 | 1
| LCA | Big Creek/Ventura | 11 | Average Weekday | CAISO | 1-in-10 | 2025 | 23 |  |  |  | 55.1132 | 1
| LCA | Big Creek/Ventura | 11 | Average Weekday | CAISO | 1-in-10 | 2025 | 24 |  |  |  | 54.0951 | 1
| LCA | Big Creek/Ventura | 11 | Monthly System Peak Day | CAISO | 1-in-10 | 2025 | 1 |  |  |  | 64.8557 | 1
| LCA | Big Creek/Ventura | 11 | Monthly System Peak Day | CAISO | 1-in-10 | 2025 | 2 |  |  |  | 63.4 | 1
| LCA | Big Creek/Ventura | 11 | Monthly System Peak Day | CAISO | 1-in-10 | 2025 | 3 |  |  |  | 62.575 | 1
| LCA | Big Creek/Ventura | 11 | Monthly System Peak Day | CAISO | 1-in-10 | 2025 | 4 |  |  |  | 60.9329 | 1
| LCA | Big Creek/Ventura | 11 | Monthly System Peak Day | CAISO | 1-in-10 | 2025 | 5 |  |  |  | 60.2993 | 1
| LCA | Big Creek/Ventura | 11 | Monthly System Peak Day | CAISO | 1-in-10 | 2025 | 6 |  |  |  | 58.755 | 1
| LCA | Big Creek/Ventura | 11 | Monthly System Peak Day | CAISO | 1-in-10 | 2025 | 7 |  |  |  | 58.1757 | 1
| LCA | Big Creek/Ventura | 11 | Monthly System Peak Day | CAISO | 1-in-10 | 2025 | 8 |  |  |  | 58.4971 | 1
| LCA | Big Creek/Ventura | 11 | Monthly System Peak Day | CAISO | 1-in-10 | 2025 | 9 |  |  |  | 59.5321 | 1
| LCA | Big Creek/Ventura | 11 | Monthly System Peak Day | CAISO | 1-in-10 | 2025 | 10 |  |  |  | 63.5629 | 1
| LCA | Big Creek/Ventura | 11 | Monthly System Peak Day | CAISO | 1-in-10 | 2025 | 11 |  |  |  | 70.165 | 1
| LCA | Big Creek/Ventura | 11 | Monthly System Peak Day | CAISO | 1-in-10 | 2025 | 12 |  |  |  | 76.7329 | 1
| LCA | Big Creek/Ventura | 11 | Monthly System Peak Day | CAISO | 1-in-10 | 2025 | 13 |  |  |  | 80.7714 | 1
| LCA | Big Creek/Ventura | 11 | Monthly System Peak Day | CAISO | 1-in-10 | 2025 | 14 |  |  |  | 83.5714 | 1
| LCA | Big Creek/Ventura | 11 | Monthly System Peak Day | CAISO | 1-in-10 | 2025 | 15 |  |  |  | 84.6071 | 1
| LCA | Big Creek/Ventura | 11 | Monthly System Peak Day | CAISO | 1-in-10 | 2025 | 16 |  |  |  | 85.3286 | 1
| LCA | Big Creek/Ventura | 11 | Monthly System Peak Day | CAISO | 1-in-10 | 2025 | 17 |  |  |  | 85.3643 | 1
| LCA | Big Creek/Ventura | 11 | Monthly System Peak Day | CAISO | 1-in-10 | 2025 | 18 |  |  |  | 84.1 | 1
| LCA | Big Creek/Ventura | 11 | Monthly System Peak Day | CAISO | 1-in-10 | 2025 | 19 |  |  |  | 80.6929 | 1
| LCA | Big Creek/Ventura | 11 | Monthly System Peak Day | CAISO | 1-in-10 | 2025 | 20 |  |  |  | 75.6357 | 1
| LCA | Big Creek/Ventura | 11 | Monthly System Peak Day | CAISO | 1-in-10 | 2025 | 21 |  |  |  | 70.7864 | 1
| LCA | Big Creek/Ventura | 11 | Monthly System Peak Day | CAISO | 1-in-10 | 2025 | 22 |  |  |  | 68.4421 | 1
| LCA | Big Creek/Ventura | 11 | Monthly System Peak Day | CAISO | 1-in-10 | 2025 | 23 |  |  |  | 66.3479 | 1
| LCA | Big Creek/Ventura | 11 | Monthly System Peak Day | CAISO | 1-in-10 | 2025 | 24 |  |  |  | 64.7529 | 1
| LCA | Big Creek/Ventura | 12 | Average Weekday | CAISO | 1-in-10 | 2025 | 1 |  |  |  | 49.213 | 1
| LCA | Big Creek/Ventura | 12 | Average Weekday | CAISO | 1-in-10 | 2025 | 2 |  |  |  | 48.3094 | 1
| LCA | Big Creek/Ventura | 12 | Average Weekday | CAISO | 1-in-10 | 2025 | 3 |  |  |  | 47.6023 | 1
| LCA | Big Creek/Ventura | 12 | Average Weekday | CAISO | 1-in-10 | 2025 | 4 |  |  |  | 47.0329 | 1
| LCA | Big Creek/Ventura | 12 | Average Weekday | CAISO | 1-in-10 | 2025 | 5 |  |  |  | 46.6208 | 1
| LCA | Big Creek/Ventura | 12 | Average Weekday | CAISO | 1-in-10 | 2025 | 6 |  |  |  | 46.0586 | 1
| LCA | Big Creek/Ventura | 12 | Average Weekday | CAISO | 1-in-10 | 2025 | 7 |  |  |  | 45.5353 | 1
| LCA | Big Creek/Ventura | 12 | Average Weekday | CAISO | 1-in-10 | 2025 | 8 |  |  |  | 45.3266 | 1
| LCA | Big Creek/Ventura | 12 | Average Weekday | CAISO | 1-in-10 | 2025 | 9 |  |  |  | 45.9254 | 1
| LCA | Big Creek/Ventura | 12 | Average Weekday | CAISO | 1-in-10 | 2025 | 10 |  |  |  | 48.8067 | 1
| LCA | Big Creek/Ventura | 12 | Average Weekday | CAISO | 1-in-10 | 2025 | 11 |  |  |  | 52.4494 | 1
| LCA | Big Creek/Ventura | 12 | Average Weekday | CAISO | 1-in-10 | 2025 | 12 |  |  |  | 55.69 | 1
| LCA | Big Creek/Ventura | 12 | Average Weekday | CAISO | 1-in-10 | 2025 | 13 |  |  |  | 58.1193 | 1
| LCA | Big Creek/Ventura | 12 | Average Weekday | CAISO | 1-in-10 | 2025 | 14 |  |  |  | 59.6231 | 1
| LCA | Big Creek/Ventura | 12 | Average Weekday | CAISO | 1-in-10 | 2025 | 15 |  |  |  | 60.432 | 1
| LCA | Big Creek/Ventura | 12 | Average Weekday | CAISO | 1-in-10 | 2025 | 16 |  |  |  | 60.7262 | 1
| LCA | Big Creek/Ventura | 12 | Average Weekday | CAISO | 1-in-10 | 2025 | 17 |  |  |  | 60.1832 | 1
| LCA | Big Creek/Ventura | 12 | Average Weekday | CAISO | 1-in-10 | 2025 | 18 |  |  |  | 58.5616 | 1
| LCA | Big Creek/Ventura | 12 | Average Weekday | CAISO | 1-in-10 | 2025 | 19 |  |  |  | 56.4683 | 1
| LCA | Big Creek/Ventura | 12 | Average Weekday | CAISO | 1-in-10 | 2025 | 20 |  |  |  | 54.639 | 1
| LCA | Big Creek/Ventura | 12 | Average Weekday | CAISO | 1-in-10 | 2025 | 21 |  |  |  | 53.0953 | 1
| LCA | Big Creek/Ventura | 12 | Average Weekday | CAISO | 1-in-10 | 2025 | 22 |  |  |  | 51.9125 | 1
| LCA | Big Creek/Ventura | 12 | Average Weekday | CAISO | 1-in-10 | 2025 | 23 |  |  |  | 50.7329 | 1
| LCA | Big Creek/Ventura | 12 | Average Weekday | CAISO | 1-in-10 | 2025 | 24 |  |  |  | 49.8726 | 1
| LCA | Big Creek/Ventura | 12 | Monthly System Peak Day | CAISO | 1-in-10 | 2025 | 1 |  |  |  | 40.7736 | 1
| LCA | Big Creek/Ventura | 12 | Monthly System Peak Day | CAISO | 1-in-10 | 2025 | 2 |  |  |  | 40.2071 | 1
| LCA | Big Creek/Ventura | 12 | Monthly System Peak Day | CAISO | 1-in-10 | 2025 | 3 |  |  |  | 38.9471 | 1
| LCA | Big Creek/Ventura | 12 | Monthly System Peak Day | CAISO | 1-in-10 | 2025 | 4 |  |  |  | 37.6914 | 1
| LCA | Big Creek/Ventura | 12 | Monthly System Peak Day | CAISO | 1-in-10 | 2025 | 5 |  |  |  | 37.0429 | 1
| LCA | Big Creek/Ventura | 12 | Monthly System Peak Day | CAISO | 1-in-10 | 2025 | 6 |  |  |  | 35.6071 | 1
| LCA | Big Creek/Ventura | 12 | Monthly System Peak Day | CAISO | 1-in-10 | 2025 | 7 |  |  |  | 34.0793 | 1
| LCA | Big Creek/Ventura | 12 | Monthly System Peak Day | CAISO | 1-in-10 | 2025 | 8 |  |  |  | 33.665 | 1
| LCA | Big Creek/Ventura | 12 | Monthly System Peak Day | CAISO | 1-in-10 | 2025 | 9 |  |  |  | 35.5443 | 1
| LCA | Big Creek/Ventura | 12 | Monthly System Peak Day | CAISO | 1-in-10 | 2025 | 10 |  |  |  | 39.2764 | 1
| LCA | Big Creek/Ventura | 12 | Monthly System Peak Day | CAISO | 1-in-10 | 2025 | 11 |  |  |  | 42.9014 | 1
| LCA | Big Creek/Ventura | 12 | Monthly System Peak Day | CAISO | 1-in-10 | 2025 | 12 |  |  |  | 46.0714 | 1
| LCA | Big Creek/Ventura | 12 | Monthly System Peak Day | CAISO | 1-in-10 | 2025 | 13 |  |  |  | 47.7536 | 1
| LCA | Big Creek/Ventura | 12 | Monthly System Peak Day | CAISO | 1-in-10 | 2025 | 14 |  |  |  | 49.1129 | 1
| LCA | Big Creek/Ventura | 12 | Monthly System Peak Day | CAISO | 1-in-10 | 2025 | 15 |  |  |  | 50.4914 | 1
| LCA | Big Creek/Ventura | 12 | Monthly System Peak Day | CAISO | 1-in-10 | 2025 | 16 |  |  |  | 51.1093 | 1
| LCA | Big Creek/Ventura | 12 | Monthly System Peak Day | CAISO | 1-in-10 | 2025 | 17 |  |  |  | 50.6336 | 1
| LCA | Big Creek/Ventura | 12 | Monthly System Peak Day | CAISO | 1-in-10 | 2025 | 18 |  |  |  | 49.1286 | 1
| LCA | Big Creek/Ventura | 12 | Monthly System Peak Day | CAISO | 1-in-10 | 2025 | 19 |  |  |  | 46.04 | 1
| LCA | Big Creek/Ventura | 12 | Monthly System Peak Day | CAISO | 1-in-10 | 2025 | 20 |  |  |  | 43.6421 | 1
| LCA | Big Creek/Ventura | 12 | Monthly System Peak Day | CAISO | 1-in-10 | 2025 | 21 |  |  |  | 41.805 | 1
| LCA | Big Creek/Ventura | 12 | Monthly System Peak Day | CAISO | 1-in-10 | 2025 | 22 |  |  |  | 40.2143 | 1
| LCA | Big Creek/Ventura | 12 | Monthly System Peak Day | CAISO | 1-in-10 | 2025 | 23 |  |  |  | 39.0786 | 1
| LCA | Big Creek/Ventura | 12 | Monthly System Peak Day | CAISO | 1-in-10 | 2025 | 24 |  |  |  | 38.1714 | 1
| LCA | Big Creek/Ventura | 1 | Average Weekday | CAISO | 1-in-10 | 2026 | 1 |  |  |  | 46.9726 | 1
| LCA | Big Creek/Ventura | 1 | Average Weekday | CAISO | 1-in-10 | 2026 | 2 |  |  |  | 46.3899 | 1
| LCA | Big Creek/Ventura | 1 | Average Weekday | CAISO | 1-in-10 | 2026 | 3 |  |  |  | 45.8098 | 1
| LCA | Big Creek/Ventura | 1 | Average Weekday | CAISO | 1-in-10 | 2026 | 4 |  |  |  | 45.1295 | 1
| LCA | Big Creek/Ventura | 1 | Average Weekday | CAISO | 1-in-10 | 2026 | 5 |  |  |  | 44.5356 | 1
| LCA | Big Creek/Ventura | 1 | Average Weekday | CAISO | 1-in-10 | 2026 | 6 |  |  |  | 44.1452 | 1
| LCA | Big Creek/Ventura | 1 | Average Weekday | CAISO | 1-in-10 | 2026 | 7 |  |  |  | 43.7767 | 1
| LCA | Big Creek/Ventura | 1 | Average Weekday | CAISO | 1-in-10 | 2026 | 8 |  |  |  | 43.4369 | 1
| LCA | Big Creek/Ventura | 1 | Average Weekday | CAISO | 1-in-10 | 2026 | 9 |  |  |  | 43.825 | 1
| LCA | Big Creek/Ventura | 1 | Average Weekday | CAISO | 1-in-10 | 2026 | 10 |  |  |  | 46.4388 | 1
| LCA | Big Creek/Ventura | 1 | Average Weekday | CAISO | 1-in-10 | 2026 | 11 |  |  |  | 50.0898 | 1
| LCA | Big Creek/Ventura | 1 | Average Weekday | CAISO | 1-in-10 | 2026 | 12 |  |  |  | 53.082 | 1
| LCA | Big Creek/Ventura | 1 | Average Weekday | CAISO | 1-in-10 | 2026 | 13 |  |  |  | 55.1166 | 1
| LCA | Big Creek/Ventura | 1 | Average Weekday | CAISO | 1-in-10 | 2026 | 14 |  |  |  | 56.5521 | 1
| LCA | Big Creek/Ventura | 1 | Average Weekday | CAISO | 1-in-10 | 2026 | 15 |  |  |  | 57.5392 | 1
| LCA | Big Creek/Ventura | 1 | Average Weekday | CAISO | 1-in-10 | 2026 | 16 |  |  |  | 57.9567 | 1
| LCA | Big Creek/Ventura | 1 | Average Weekday | CAISO | 1-in-10 | 2026 | 17 |  |  |  | 57.6834 | 1
| LCA | Big Creek/Ventura | 1 | Average Weekday | CAISO | 1-in-10 | 2026 | 18 |  |  |  | 56.3685 | 1
| LCA | Big Creek/Ventura | 1 | Average Weekday | CAISO | 1-in-10 | 2026 | 19 |  |  |  | 54.0957 | 1
| LCA | Big Creek/Ventura | 1 | Average Weekday | CAISO | 1-in-10 | 2026 | 20 |  |  |  | 52.0419 | 1
| LCA | Big Creek/Ventura | 1 | Average Weekday | CAISO | 1-in-10 | 2026 | 21 |  |  |  | 50.5806 | 1
| LCA | Big Creek/Ventura | 1 | Average Weekday | CAISO | 1-in-10 | 2026 | 22 |  |  |  | 49.3198 | 1
| LCA | Big Creek/Ventura | 1 | Average Weekday | CAISO | 1-in-10 | 2026 | 23 |  |  |  | 48.2823 | 1
| LCA | Big Creek/Ventura | 1 | Average Weekday | CAISO | 1-in-10 | 2026 | 24 |  |  |  | 47.6345 | 1
| LCA | Big Creek/Ventura | 1 | Monthly System Peak Day | CAISO | 1-in-10 | 2026 | 1 |  |  |  | 42.9814 | 1
| LCA | Big Creek/Ventura | 1 | Monthly System Peak Day | CAISO | 1-in-10 | 2026 | 2 |  |  |  | 41.9271 | 1
| LCA | Big Creek/Ventura | 1 | Monthly System Peak Day | CAISO | 1-in-10 | 2026 | 3 |  |  |  | 41.1229 | 1
| LCA | Big Creek/Ventura | 1 | Monthly System Peak Day | CAISO | 1-in-10 | 2026 | 4 |  |  |  | 40.1829 | 1
| LCA | Big Creek/Ventura | 1 | Monthly System Peak Day | CAISO | 1-in-10 | 2026 | 5 |  |  |  | 39.4 | 1
| LCA | Big Creek/Ventura | 1 | Monthly System Peak Day | CAISO | 1-in-10 | 2026 | 6 |  |  |  | 38.7186 | 1
| LCA | Big Creek/Ventura | 1 | Monthly System Peak Day | CAISO | 1-in-10 | 2026 | 7 |  |  |  | 38.7 | 1
| LCA | Big Creek/Ventura | 1 | Monthly System Peak Day | CAISO | 1-in-10 | 2026 | 8 |  |  |  | 38.26 | 1
| LCA | Big Creek/Ventura | 1 | Monthly System Peak Day | CAISO | 1-in-10 | 2026 | 9 |  |  |  | 37.9814 | 1
| LCA | Big Creek/Ventura | 1 | Monthly System Peak Day | CAISO | 1-in-10 | 2026 | 10 |  |  |  | 39.6057 | 1
| LCA | Big Creek/Ventura | 1 | Monthly System Peak Day | CAISO | 1-in-10 | 2026 | 11 |  |  |  | 40.7343 | 1
| LCA | Big Creek/Ventura | 1 | Monthly System Peak Day | CAISO | 1-in-10 | 2026 | 12 |  |  |  | 42.1614 | 1
| LCA | Big Creek/Ventura | 1 | Monthly System Peak Day | CAISO | 1-in-10 | 2026 | 13 |  |  |  | 44.2464 | 1
| LCA | Big Creek/Ventura | 1 | Monthly System Peak Day | CAISO | 1-in-10 | 2026 | 14 |  |  |  | 45.7571 | 1
| LCA | Big Creek/Ventura | 1 | Monthly System Peak Day | CAISO | 1-in-10 | 2026 | 15 |  |  |  | 46.6686 | 1
| LCA | Big Creek/Ventura | 1 | Monthly System Peak Day | CAISO | 1-in-10 | 2026 | 16 |  |  |  | 47.2671 | 1
| LCA | Big Creek/Ventura | 1 | Monthly System Peak Day | CAISO | 1-in-10 | 2026 | 17 |  |  |  | 46.9836 | 1
| LCA | Big Creek/Ventura | 1 | Monthly System Peak Day | CAISO | 1-in-10 | 2026 | 18 |  |  |  | 46.0157 | 1
| LCA | Big Creek/Ventura | 1 | Monthly System Peak Day | CAISO | 1-in-10 | 2026 | 19 |  |  |  | 44.1421 | 1
| LCA | Big Creek/Ventura | 1 | Monthly System Peak Day | CAISO | 1-in-10 | 2026 | 20 |  |  |  | 42.4371 | 1
| LCA | Big Creek/Ventura | 1 | Monthly System Peak Day | CAISO | 1-in-10 | 2026 | 21 |  |  |  | 41.4129 | 1
| LCA | Big Creek/Ventura | 1 | Monthly System Peak Day | CAISO | 1-in-10 | 2026 | 22 |  |  |  | 40.7507 | 1
| LCA | Big Creek/Ventura | 1 | Monthly System Peak Day | CAISO | 1-in-10 | 2026 | 23 |  |  |  | 39.7821 | 1
| LCA | Big Creek/Ventura | 1 | Monthly System Peak Day | CAISO | 1-in-10 | 2026 | 24 |  |  |  | 39.175 | 1
| LCA | Big Creek/Ventura | 2 | Average Weekday | CAISO | 1-in-10 | 2026 | 1 |  |  |  | 45.707 | 1
| LCA | Big Creek/Ventura | 2 | Average Weekday | CAISO | 1-in-10 | 2026 | 2 |  |  |  | 44.7326 | 1
| LCA | Big Creek/Ventura | 2 | Average Weekday | CAISO | 1-in-10 | 2026 | 3 |  |  |  | 43.8035 | 1
| LCA | Big Creek/Ventura | 2 | Average Weekday | CAISO | 1-in-10 | 2026 | 4 |  |  |  | 42.9706 | 1
| LCA | Big Creek/Ventura | 2 | Average Weekday | CAISO | 1-in-10 | 2026 | 5 |  |  |  | 42.419 | 1
| LCA | Big Creek/Ventura | 2 | Average Weekday | CAISO | 1-in-10 | 2026 | 6 |  |  |  | 41.8458 | 1
| LCA | Big Creek/Ventura | 2 | Average Weekday | CAISO | 1-in-10 | 2026 | 7 |  |  |  | 41.4224 | 1
| LCA | Big Creek/Ventura | 2 | Average Weekday | CAISO | 1-in-10 | 2026 | 8 |  |  |  | 41.013 | 1
| LCA | Big Creek/Ventura | 2 | Average Weekday | CAISO | 1-in-10 | 2026 | 9 |  |  |  | 42.4194 | 1
| LCA | Big Creek/Ventura | 2 | Average Weekday | CAISO | 1-in-10 | 2026 | 10 |  |  |  | 46.5558 | 1
| LCA | Big Creek/Ventura | 2 | Average Weekday | CAISO | 1-in-10 | 2026 | 11 |  |  |  | 50.9389 | 1
| LCA | Big Creek/Ventura | 2 | Average Weekday | CAISO | 1-in-10 | 2026 | 12 |  |  |  | 54.6573 | 1
| LCA | Big Creek/Ventura | 2 | Average Weekday | CAISO | 1-in-10 | 2026 | 13 |  |  |  | 57.3028 | 1
| LCA | Big Creek/Ventura | 2 | Average Weekday | CAISO | 1-in-10 | 2026 | 14 |  |  |  | 58.8465 | 1
| LCA | Big Creek/Ventura | 2 | Average Weekday | CAISO | 1-in-10 | 2026 | 15 |  |  |  | 59.7065 | 1
| LCA | Big Creek/Ventura | 2 | Average Weekday | CAISO | 1-in-10 | 2026 | 16 |  |  |  | 60.0267 | 1
| LCA | Big Creek/Ventura | 2 | Average Weekday | CAISO | 1-in-10 | 2026 | 17 |  |  |  | 59.6988 | 1
| LCA | Big Creek/Ventura | 2 | Average Weekday | CAISO | 1-in-10 | 2026 | 18 |  |  |  | 58.4652 | 1
| LCA | Big Creek/Ventura | 2 | Average Weekday | CAISO | 1-in-10 | 2026 | 19 |  |  |  | 56.0586 | 1
| LCA | Big Creek/Ventura | 2 | Average Weekday | CAISO | 1-in-10 | 2026 | 20 |  |  |  | 53.3348 | 1
| LCA | Big Creek/Ventura | 2 | Average Weekday | CAISO | 1-in-10 | 2026 | 21 |  |  |  | 51.1011 | 1
| LCA | Big Creek/Ventura | 2 | Average Weekday | CAISO | 1-in-10 | 2026 | 22 |  |  |  | 49.4697 | 1
| LCA | Big Creek/Ventura | 2 | Average Weekday | CAISO | 1-in-10 | 2026 | 23 |  |  |  | 48.3302 | 1
| LCA | Big Creek/Ventura | 2 | Average Weekday | CAISO | 1-in-10 | 2026 | 24 |  |  |  | 47.3612 | 1
| LCA | Big Creek/Ventura | 2 | Monthly System Peak Day | CAISO | 1-in-10 | 2026 | 1 |  |  |  | 48.465 | 1
| LCA | Big Creek/Ventura | 2 | Monthly System Peak Day | CAISO | 1-in-10 | 2026 | 2 |  |  |  | 47.7136 | 1
| LCA | Big Creek/Ventura | 2 | Monthly System Peak Day | CAISO | 1-in-10 | 2026 | 3 |  |  |  | 47.5193 | 1
| LCA | Big Creek/Ventura | 2 | Monthly System Peak Day | CAISO | 1-in-10 | 2026 | 4 |  |  |  | 47.6686 | 1
| LCA | Big Creek/Ventura | 2 | Monthly System Peak Day | CAISO | 1-in-10 | 2026 | 5 |  |  |  | 47.5536 | 1
| LCA | Big Creek/Ventura | 2 | Monthly System Peak Day | CAISO | 1-in-10 | 2026 | 6 |  |  |  | 47.6229 | 1
| LCA | Big Creek/Ventura | 2 | Monthly System Peak Day | CAISO | 1-in-10 | 2026 | 7 |  |  |  | 47.74 | 1
| LCA | Big Creek/Ventura | 2 | Monthly System Peak Day | CAISO | 1-in-10 | 2026 | 8 |  |  |  | 47.3214 | 1
| LCA | Big Creek/Ventura | 2 | Monthly System Peak Day | CAISO | 1-in-10 | 2026 | 9 |  |  |  | 47.0379 | 1
| LCA | Big Creek/Ventura | 2 | Monthly System Peak Day | CAISO | 1-in-10 | 2026 | 10 |  |  |  | 47.7886 | 1
| LCA | Big Creek/Ventura | 2 | Monthly System Peak Day | CAISO | 1-in-10 | 2026 | 11 |  |  |  | 49.3229 | 1
| LCA | Big Creek/Ventura | 2 | Monthly System Peak Day | CAISO | 1-in-10 | 2026 | 12 |  |  |  | 50.3379 | 1
| LCA | Big Creek/Ventura | 2 | Monthly System Peak Day | CAISO | 1-in-10 | 2026 | 13 |  |  |  | 51.4179 | 1
| LCA | Big Creek/Ventura | 2 | Monthly System Peak Day | CAISO | 1-in-10 | 2026 | 14 |  |  |  | 51.9221 | 1
| LCA | Big Creek/Ventura | 2 | Monthly System Peak Day | CAISO | 1-in-10 | 2026 | 15 |  |  |  | 52.2614 | 1
| LCA | Big Creek/Ventura | 2 | Monthly System Peak Day | CAISO | 1-in-10 | 2026 | 16 |  |  |  | 52.7943 | 1
| LCA | Big Creek/Ventura | 2 | Monthly System Peak Day | CAISO | 1-in-10 | 2026 | 17 |  |  |  | 53.0479 | 1
| LCA | Big Creek/Ventura | 2 | Monthly System Peak Day | CAISO | 1-in-10 | 2026 | 18 |  |  |  | 52.5714 | 1
| LCA | Big Creek/Ventura | 2 | Monthly System Peak Day | CAISO | 1-in-10 | 2026 | 19 |  |  |  | 51.6114 | 1
| LCA | Big Creek/Ventura | 2 | Monthly System Peak Day | CAISO | 1-in-10 | 2026 | 20 |  |  |  | 50.7571 | 1
| LCA | Big Creek/Ventura | 2 | Monthly System Peak Day | CAISO | 1-in-10 | 2026 | 21 |  |  |  | 50.2686 | 1
| LCA | Big Creek/Ventura | 2 | Monthly System Peak Day | CAISO | 1-in-10 | 2026 | 22 |  |  |  | 49.6393 | 1
| LCA | Big Creek/Ventura | 2 | Monthly System Peak Day | CAISO | 1-in-10 | 2026 | 23 |  |  |  | 49.1679 | 1
| LCA | Big Creek/Ventura | 2 | Monthly System Peak Day | CAISO | 1-in-10 | 2026 | 24 |  |  |  | 48.6071 | 1
| LCA | Big Creek/Ventura | 3 | Average Weekday | CAISO | 1-in-10 | 2026 | 1 |  |  |  | 55.76 | 1
| LCA | Big Creek/Ventura | 3 | Average Weekday | CAISO | 1-in-10 | 2026 | 2 |  |  |  | 54.6302 | 1
| LCA | Big Creek/Ventura | 3 | Average Weekday | CAISO | 1-in-10 | 2026 | 3 |  |  |  | 53.6954 | 1
| LCA | Big Creek/Ventura | 3 | Average Weekday | CAISO | 1-in-10 | 2026 | 4 |  |  |  | 52.8489 | 1
| LCA | Big Creek/Ventura | 3 | Average Weekday | CAISO | 1-in-10 | 2026 | 5 |  |  |  | 51.8634 | 1
| LCA | Big Creek/Ventura | 3 | Average Weekday | CAISO | 1-in-10 | 2026 | 6 |  |  |  | 51.0123 | 1
| LCA | Big Creek/Ventura | 3 | Average Weekday | CAISO | 1-in-10 | 2026 | 7 |  |  |  | 50.3326 | 1
| LCA | Big Creek/Ventura | 3 | Average Weekday | CAISO | 1-in-10 | 2026 | 8 |  |  |  | 49.9971 | 1
| LCA | Big Creek/Ventura | 3 | Average Weekday | CAISO | 1-in-10 | 2026 | 9 |  |  |  | 51.0948 | 1
| LCA | Big Creek/Ventura | 3 | Average Weekday | CAISO | 1-in-10 | 2026 | 10 |  |  |  | 54.9948 | 1
| LCA | Big Creek/Ventura | 3 | Average Weekday | CAISO | 1-in-10 | 2026 | 11 |  |  |  | 59.737 | 1
| LCA | Big Creek/Ventura | 3 | Average Weekday | CAISO | 1-in-10 | 2026 | 12 |  |  |  | 63.8311 | 1
| LCA | Big Creek/Ventura | 3 | Average Weekday | CAISO | 1-in-10 | 2026 | 13 |  |  |  | 67.0932 | 1
| LCA | Big Creek/Ventura | 3 | Average Weekday | CAISO | 1-in-10 | 2026 | 14 |  |  |  | 69.3943 | 1
| LCA | Big Creek/Ventura | 3 | Average Weekday | CAISO | 1-in-10 | 2026 | 15 |  |  |  | 70.8584 | 1
| LCA | Big Creek/Ventura | 3 | Average Weekday | CAISO | 1-in-10 | 2026 | 16 |  |  |  | 71.6505 | 1
| LCA | Big Creek/Ventura | 3 | Average Weekday | CAISO | 1-in-10 | 2026 | 17 |  |  |  | 71.9429 | 1
| LCA | Big Creek/Ventura | 3 | Average Weekday | CAISO | 1-in-10 | 2026 | 18 |  |  |  | 71.2563 | 1
| LCA | Big Creek/Ventura | 3 | Average Weekday | CAISO | 1-in-10 | 2026 | 19 |  |  |  | 69.5572 | 1
| LCA | Big Creek/Ventura | 3 | Average Weekday | CAISO | 1-in-10 | 2026 | 20 |  |  |  | 66.8135 | 1
| LCA | Big Creek/Ventura | 3 | Average Weekday | CAISO | 1-in-10 | 2026 | 21 |  |  |  | 63.5231 | 1
| LCA | Big Creek/Ventura | 3 | Average Weekday | CAISO | 1-in-10 | 2026 | 22 |  |  |  | 61.2592 | 1
| LCA | Big Creek/Ventura | 3 | Average Weekday | CAISO | 1-in-10 | 2026 | 23 |  |  |  | 59.4613 | 1
| LCA | Big Creek/Ventura | 3 | Average Weekday | CAISO | 1-in-10 | 2026 | 24 |  |  |  | 58.0116 | 1
| LCA | Big Creek/Ventura | 3 | Monthly System Peak Day | CAISO | 1-in-10 | 2026 | 1 |  |  |  | 61.6436 | 1
| LCA | Big Creek/Ventura | 3 | Monthly System Peak Day | CAISO | 1-in-10 | 2026 | 2 |  |  |  | 59.7364 | 1
| LCA | Big Creek/Ventura | 3 | Monthly System Peak Day | CAISO | 1-in-10 | 2026 | 3 |  |  |  | 58.4079 | 1
| LCA | Big Creek/Ventura | 3 | Monthly System Peak Day | CAISO | 1-in-10 | 2026 | 4 |  |  |  | 57.565 | 1
| LCA | Big Creek/Ventura | 3 | Monthly System Peak Day | CAISO | 1-in-10 | 2026 | 5 |  |  |  | 57.0829 | 1
| LCA | Big Creek/Ventura | 3 | Monthly System Peak Day | CAISO | 1-in-10 | 2026 | 6 |  |  |  | 56.065 | 1
| LCA | Big Creek/Ventura | 3 | Monthly System Peak Day | CAISO | 1-in-10 | 2026 | 7 |  |  |  | 55.2536 | 1
| LCA | Big Creek/Ventura | 3 | Monthly System Peak Day | CAISO | 1-in-10 | 2026 | 8 |  |  |  | 54.7814 | 1
| LCA | Big Creek/Ventura | 3 | Monthly System Peak Day | CAISO | 1-in-10 | 2026 | 9 |  |  |  | 55.7129 | 1
| LCA | Big Creek/Ventura | 3 | Monthly System Peak Day | CAISO | 1-in-10 | 2026 | 10 |  |  |  | 60.6879 | 1
| LCA | Big Creek/Ventura | 3 | Monthly System Peak Day | CAISO | 1-in-10 | 2026 | 11 |  |  |  | 67.1879 | 1
| LCA | Big Creek/Ventura | 3 | Monthly System Peak Day | CAISO | 1-in-10 | 2026 | 12 |  |  |  | 73.9 | 1
| LCA | Big Creek/Ventura | 3 | Monthly System Peak Day | CAISO | 1-in-10 | 2026 | 13 |  |  |  | 79.72 | 1
| LCA | Big Creek/Ventura | 3 | Monthly System Peak Day | CAISO | 1-in-10 | 2026 | 14 |  |  |  | 82.0929 | 1
| LCA | Big Creek/Ventura | 3 | Monthly System Peak Day | CAISO | 1-in-10 | 2026 | 15 |  |  |  | 83.7714 | 1
| LCA | Big Creek/Ventura | 3 | Monthly System Peak Day | CAISO | 1-in-10 | 2026 | 16 |  |  |  | 85.2714 | 1
| LCA | Big Creek/Ventura | 3 | Monthly System Peak Day | CAISO | 1-in-10 | 2026 | 17 |  |  |  | 85.1714 | 1
| LCA | Big Creek/Ventura | 3 | Monthly System Peak Day | CAISO | 1-in-10 | 2026 | 18 |  |  |  | 85.25 | 1
| LCA | Big Creek/Ventura | 3 | Monthly System Peak Day | CAISO | 1-in-10 | 2026 | 19 |  |  |  | 84.4714 | 1
| LCA | Big Creek/Ventura | 3 | Monthly System Peak Day | CAISO | 1-in-10 | 2026 | 20 |  |  |  | 82.6071 | 1
| LCA | Big Creek/Ventura | 3 | Monthly System Peak Day | CAISO | 1-in-10 | 2026 | 21 |  |  |  | 77.33 | 1
| LCA | Big Creek/Ventura | 3 | Monthly System Peak Day | CAISO | 1-in-10 | 2026 | 22 |  |  |  | 71.775 | 1
| LCA | Big Creek/Ventura | 3 | Monthly System Peak Day | CAISO | 1-in-10 | 2026 | 23 |  |  |  | 67.95 | 1
| LCA | Big Creek/Ventura | 3 | Monthly System Peak Day | CAISO | 1-in-10 | 2026 | 24 |  |  |  | 65.3679 | 1
| LCA | Big Creek/Ventura | 4 | Average Weekday | CAISO | 1-in-10 | 2026 | 1 |  |  |  | 58.3482 | 1
| LCA | Big Creek/Ventura | 4 | Average Weekday | CAISO | 1-in-10 | 2026 | 2 |  |  |  | 57.2873 | 1
| LCA | Big Creek/Ventura | 4 | Average Weekday | CAISO | 1-in-10 | 2026 | 3 |  |  |  | 56.364 | 1
| LCA | Big Creek/Ventura | 4 | Average Weekday | CAISO | 1-in-10 | 2026 | 4 |  |  |  | 55.4985 | 1
| LCA | Big Creek/Ventura | 4 | Average Weekday | CAISO | 1-in-10 | 2026 | 5 |  |  |  | 54.483 | 1
| LCA | Big Creek/Ventura | 4 | Average Weekday | CAISO | 1-in-10 | 2026 | 6 |  |  |  | 53.6963 | 1
| LCA | Big Creek/Ventura | 4 | Average Weekday | CAISO | 1-in-10 | 2026 | 7 |  |  |  | 53.0497 | 1
| LCA | Big Creek/Ventura | 4 | Average Weekday | CAISO | 1-in-10 | 2026 | 8 |  |  |  | 52.7385 | 1
| LCA | Big Creek/Ventura | 4 | Average Weekday | CAISO | 1-in-10 | 2026 | 9 |  |  |  | 54.3959 | 1
| LCA | Big Creek/Ventura | 4 | Average Weekday | CAISO | 1-in-10 | 2026 | 10 |  |  |  | 58.3757 | 1
| LCA | Big Creek/Ventura | 4 | Average Weekday | CAISO | 1-in-10 | 2026 | 11 |  |  |  | 62.5234 | 1
| LCA | Big Creek/Ventura | 4 | Average Weekday | CAISO | 1-in-10 | 2026 | 12 |  |  |  | 66.0911 | 1
| LCA | Big Creek/Ventura | 4 | Average Weekday | CAISO | 1-in-10 | 2026 | 13 |  |  |  | 68.8485 | 1
| LCA | Big Creek/Ventura | 4 | Average Weekday | CAISO | 1-in-10 | 2026 | 14 |  |  |  | 70.7663 | 1
| LCA | Big Creek/Ventura | 4 | Average Weekday | CAISO | 1-in-10 | 2026 | 15 |  |  |  | 72.0711 | 1
| LCA | Big Creek/Ventura | 4 | Average Weekday | CAISO | 1-in-10 | 2026 | 16 |  |  |  | 72.7096 | 1
| LCA | Big Creek/Ventura | 4 | Average Weekday | CAISO | 1-in-10 | 2026 | 17 |  |  |  | 72.6504 | 1
| LCA | Big Creek/Ventura | 4 | Average Weekday | CAISO | 1-in-10 | 2026 | 18 |  |  |  | 71.757 | 1
| LCA | Big Creek/Ventura | 4 | Average Weekday | CAISO | 1-in-10 | 2026 | 19 |  |  |  | 70.1217 | 1
| LCA | Big Creek/Ventura | 4 | Average Weekday | CAISO | 1-in-10 | 2026 | 20 |  |  |  | 67.9586 | 1
| LCA | Big Creek/Ventura | 4 | Average Weekday | CAISO | 1-in-10 | 2026 | 21 |  |  |  | 65.246 | 1
| LCA | Big Creek/Ventura | 4 | Average Weekday | CAISO | 1-in-10 | 2026 | 22 |  |  |  | 62.8863 | 1
| LCA | Big Creek/Ventura | 4 | Average Weekday | CAISO | 1-in-10 | 2026 | 23 |  |  |  | 61.0799 | 1
| LCA | Big Creek/Ventura | 4 | Average Weekday | CAISO | 1-in-10 | 2026 | 24 |  |  |  | 59.6054 | 1
| LCA | Big Creek/Ventura | 4 | Monthly System Peak Day | CAISO | 1-in-10 | 2026 | 1 |  |  |  | 64.0893 | 1
| LCA | Big Creek/Ventura | 4 | Monthly System Peak Day | CAISO | 1-in-10 | 2026 | 2 |  |  |  | 62.165 | 1
| LCA | Big Creek/Ventura | 4 | Monthly System Peak Day | CAISO | 1-in-10 | 2026 | 3 |  |  |  | 60.4214 | 1
| LCA | Big Creek/Ventura | 4 | Monthly System Peak Day | CAISO | 1-in-10 | 2026 | 4 |  |  |  | 59.8814 | 1
| LCA | Big Creek/Ventura | 4 | Monthly System Peak Day | CAISO | 1-in-10 | 2026 | 5 |  |  |  | 59.8436 | 1
| LCA | Big Creek/Ventura | 4 | Monthly System Peak Day | CAISO | 1-in-10 | 2026 | 6 |  |  |  | 58.9564 | 1
| LCA | Big Creek/Ventura | 4 | Monthly System Peak Day | CAISO | 1-in-10 | 2026 | 7 |  |  |  | 59.7036 | 1
| LCA | Big Creek/Ventura | 4 | Monthly System Peak Day | CAISO | 1-in-10 | 2026 | 8 |  |  |  | 60.475 | 1
| LCA | Big Creek/Ventura | 4 | Monthly System Peak Day | CAISO | 1-in-10 | 2026 | 9 |  |  |  | 64.3743 | 1
| LCA | Big Creek/Ventura | 4 | Monthly System Peak Day | CAISO | 1-in-10 | 2026 | 10 |  |  |  | 68.8586 | 1
| LCA | Big Creek/Ventura | 4 | Monthly System Peak Day | CAISO | 1-in-10 | 2026 | 11 |  |  |  | 73.6929 | 1
| LCA | Big Creek/Ventura | 4 | Monthly System Peak Day | CAISO | 1-in-10 | 2026 | 12 |  |  |  | 78.29 | 1
| LCA | Big Creek/Ventura | 4 | Monthly System Peak Day | CAISO | 1-in-10 | 2026 | 13 |  |  |  | 81.9714 | 1
| LCA | Big Creek/Ventura | 4 | Monthly System Peak Day | CAISO | 1-in-10 | 2026 | 14 |  |  |  | 84.0071 | 1
| LCA | Big Creek/Ventura | 4 | Monthly System Peak Day | CAISO | 1-in-10 | 2026 | 15 |  |  |  | 85.5643 | 1
| LCA | Big Creek/Ventura | 4 | Monthly System Peak Day | CAISO | 1-in-10 | 2026 | 16 |  |  |  | 87.0857 | 1
| LCA | Big Creek/Ventura | 4 | Monthly System Peak Day | CAISO | 1-in-10 | 2026 | 17 |  |  |  | 87.9786 | 1
| LCA | Big Creek/Ventura | 4 | Monthly System Peak Day | CAISO | 1-in-10 | 2026 | 18 |  |  |  | 88.1929 | 1
| LCA | Big Creek/Ventura | 4 | Monthly System Peak Day | CAISO | 1-in-10 | 2026 | 19 |  |  |  | 87.2786 | 1
| LCA | Big Creek/Ventura | 4 | Monthly System Peak Day | CAISO | 1-in-10 | 2026 | 20 |  |  |  | 84.6071 | 1
| LCA | Big Creek/Ventura | 4 | Monthly System Peak Day | CAISO | 1-in-10 | 2026 | 21 |  |  |  | 80.6643 | 1
| LCA | Big Creek/Ventura | 4 | Monthly System Peak Day | CAISO | 1-in-10 | 2026 | 22 |  |  |  | 76.51 | 1
| LCA | Big Creek/Ventura | 4 | Monthly System Peak Day | CAISO | 1-in-10 | 2026 | 23 |  |  |  | 73.0807 | 1
| LCA | Big Creek/Ventura | 4 | Monthly System Peak Day | CAISO | 1-in-10 | 2026 | 24 |  |  |  | 69.31 | 1
| LCA | Big Creek/Ventura | 5 | Average Weekday | CAISO | 1-in-10 | 2026 | 1 |  |  |  | 62.5912 | 1
| LCA | Big Creek/Ventura | 5 | Average Weekday | CAISO | 1-in-10 | 2026 | 2 |  |  |  | 61.3025 | 1
| LCA | Big Creek/Ventura | 5 | Average Weekday | CAISO | 1-in-10 | 2026 | 3 |  |  |  | 60.0848 | 1
| LCA | Big Creek/Ventura | 5 | Average Weekday | CAISO | 1-in-10 | 2026 | 4 |  |  |  | 58.8481 | 1
| LCA | Big Creek/Ventura | 5 | Average Weekday | CAISO | 1-in-10 | 2026 | 5 |  |  |  | 58.0431 | 1
| LCA | Big Creek/Ventura | 5 | Average Weekday | CAISO | 1-in-10 | 2026 | 6 |  |  |  | 57.2156 | 1
| LCA | Big Creek/Ventura | 5 | Average Weekday | CAISO | 1-in-10 | 2026 | 7 |  |  |  | 56.479 | 1
| LCA | Big Creek/Ventura | 5 | Average Weekday | CAISO | 1-in-10 | 2026 | 8 |  |  |  | 56.8888 | 1
| LCA | Big Creek/Ventura | 5 | Average Weekday | CAISO | 1-in-10 | 2026 | 9 |  |  |  | 60.1908 | 1
| LCA | Big Creek/Ventura | 5 | Average Weekday | CAISO | 1-in-10 | 2026 | 10 |  |  |  | 64.6334 | 1
| LCA | Big Creek/Ventura | 5 | Average Weekday | CAISO | 1-in-10 | 2026 | 11 |  |  |  | 68.5848 | 1
| LCA | Big Creek/Ventura | 5 | Average Weekday | CAISO | 1-in-10 | 2026 | 12 |  |  |  | 71.6441 | 1
| LCA | Big Creek/Ventura | 5 | Average Weekday | CAISO | 1-in-10 | 2026 | 13 |  |  |  | 74.0241 | 1
| LCA | Big Creek/Ventura | 5 | Average Weekday | CAISO | 1-in-10 | 2026 | 14 |  |  |  | 75.6921 | 1
| LCA | Big Creek/Ventura | 5 | Average Weekday | CAISO | 1-in-10 | 2026 | 15 |  |  |  | 76.7916 | 1
| LCA | Big Creek/Ventura | 5 | Average Weekday | CAISO | 1-in-10 | 2026 | 16 |  |  |  | 77.2805 | 1
| LCA | Big Creek/Ventura | 5 | Average Weekday | CAISO | 1-in-10 | 2026 | 17 |  |  |  | 77.2165 | 1
| LCA | Big Creek/Ventura | 5 | Average Weekday | CAISO | 1-in-10 | 2026 | 18 |  |  |  | 76.5896 | 1
| LCA | Big Creek/Ventura | 5 | Average Weekday | CAISO | 1-in-10 | 2026 | 19 |  |  |  | 75.461 | 1
| LCA | Big Creek/Ventura | 5 | Average Weekday | CAISO | 1-in-10 | 2026 | 20 |  |  |  | 73.5426 | 1
| LCA | Big Creek/Ventura | 5 | Average Weekday | CAISO | 1-in-10 | 2026 | 21 |  |  |  | 70.8603 | 1
| LCA | Big Creek/Ventura | 5 | Average Weekday | CAISO | 1-in-10 | 2026 | 22 |  |  |  | 68.0311 | 1
| LCA | Big Creek/Ventura | 5 | Average Weekday | CAISO | 1-in-10 | 2026 | 23 |  |  |  | 66.0109 | 1
| LCA | Big Creek/Ventura | 5 | Average Weekday | CAISO | 1-in-10 | 2026 | 24 |  |  |  | 64.0741 | 1
| LCA | Big Creek/Ventura | 5 | Monthly System Peak Day | CAISO | 1-in-10 | 2026 | 1 |  |  |  | 73.7593 | 1
| LCA | Big Creek/Ventura | 5 | Monthly System Peak Day | CAISO | 1-in-10 | 2026 | 2 |  |  |  | 71.6129 | 1
| LCA | Big Creek/Ventura | 5 | Monthly System Peak Day | CAISO | 1-in-10 | 2026 | 3 |  |  |  | 69.8557 | 1
| LCA | Big Creek/Ventura | 5 | Monthly System Peak Day | CAISO | 1-in-10 | 2026 | 4 |  |  |  | 68.0679 | 1
| LCA | Big Creek/Ventura | 5 | Monthly System Peak Day | CAISO | 1-in-10 | 2026 | 5 |  |  |  | 65.8314 | 1
| LCA | Big Creek/Ventura | 5 | Monthly System Peak Day | CAISO | 1-in-10 | 2026 | 6 |  |  |  | 64.9371 | 1
| LCA | Big Creek/Ventura | 5 | Monthly System Peak Day | CAISO | 1-in-10 | 2026 | 7 |  |  |  | 64.2586 | 1
| LCA | Big Creek/Ventura | 5 | Monthly System Peak Day | CAISO | 1-in-10 | 2026 | 8 |  |  |  | 64.3064 | 1
| LCA | Big Creek/Ventura | 5 | Monthly System Peak Day | CAISO | 1-in-10 | 2026 | 9 |  |  |  | 68.5121 | 1
| LCA | Big Creek/Ventura | 5 | Monthly System Peak Day | CAISO | 1-in-10 | 2026 | 10 |  |  |  | 74.5079 | 1
| LCA | Big Creek/Ventura | 5 | Monthly System Peak Day | CAISO | 1-in-10 | 2026 | 11 |  |  |  | 80.8571 | 1
| LCA | Big Creek/Ventura | 5 | Monthly System Peak Day | CAISO | 1-in-10 | 2026 | 12 |  |  |  | 85.8971 | 1
| LCA | Big Creek/Ventura | 5 | Monthly System Peak Day | CAISO | 1-in-10 | 2026 | 13 |  |  |  | 89.2071 | 1
| LCA | Big Creek/Ventura | 5 | Monthly System Peak Day | CAISO | 1-in-10 | 2026 | 14 |  |  |  | 91.3857 | 1
| LCA | Big Creek/Ventura | 5 | Monthly System Peak Day | CAISO | 1-in-10 | 2026 | 15 |  |  |  | 92.3 | 1
| LCA | Big Creek/Ventura | 5 | Monthly System Peak Day | CAISO | 1-in-10 | 2026 | 16 |  |  |  | 92.5643 | 1
| LCA | Big Creek/Ventura | 5 | Monthly System Peak Day | CAISO | 1-in-10 | 2026 | 17 |  |  |  | 92.3714 | 1
| LCA | Big Creek/Ventura | 5 | Monthly System Peak Day | CAISO | 1-in-10 | 2026 | 18 |  |  |  | 91.9429 | 1
| LCA | Big Creek/Ventura | 5 | Monthly System Peak Day | CAISO | 1-in-10 | 2026 | 19 |  |  |  | 90.6 | 1
| LCA | Big Creek/Ventura | 5 | Monthly System Peak Day | CAISO | 1-in-10 | 2026 | 20 |  |  |  | 87.835 | 1
| LCA | Big Creek/Ventura | 5 | Monthly System Peak Day | CAISO | 1-in-10 | 2026 | 21 |  |  |  | 83.1979 | 1
| LCA | Big Creek/Ventura | 5 | Monthly System Peak Day | CAISO | 1-in-10 | 2026 | 22 |  |  |  | 79.3571 | 1
| LCA | Big Creek/Ventura | 5 | Monthly System Peak Day | CAISO | 1-in-10 | 2026 | 23 |  |  |  | 76.5479 | 1
| LCA | Big Creek/Ventura | 5 | Monthly System Peak Day | CAISO | 1-in-10 | 2026 | 24 |  |  |  | 73.7157 | 1
| LCA | Big Creek/Ventura | 6 | Average Weekday | CAISO | 1-in-10 | 2026 | 1 |  |  |  | 67.5979 | 1
| LCA | Big Creek/Ventura | 6 | Average Weekday | CAISO | 1-in-10 | 2026 | 2 |  |  |  | 66.7173 | 1
| LCA | Big Creek/Ventura | 6 | Average Weekday | CAISO | 1-in-10 | 2026 | 3 |  |  |  | 65.8067 | 1
| LCA | Big Creek/Ventura | 6 | Average Weekday | CAISO | 1-in-10 | 2026 | 4 |  |  |  | 64.7835 | 1
| LCA | Big Creek/Ventura | 6 | Average Weekday | CAISO | 1-in-10 | 2026 | 5 |  |  |  | 63.8893 | 1
| LCA | Big Creek/Ventura | 6 | Average Weekday | CAISO | 1-in-10 | 2026 | 6 |  |  |  | 63.1691 | 1
| LCA | Big Creek/Ventura | 6 | Average Weekday | CAISO | 1-in-10 | 2026 | 7 |  |  |  | 62.6661 | 1
| LCA | Big Creek/Ventura | 6 | Average Weekday | CAISO | 1-in-10 | 2026 | 8 |  |  |  | 63.2141 | 1
| LCA | Big Creek/Ventura | 6 | Average Weekday | CAISO | 1-in-10 | 2026 | 9 |  |  |  | 66.1776 | 1
| LCA | Big Creek/Ventura | 6 | Average Weekday | CAISO | 1-in-10 | 2026 | 10 |  |  |  | 70.0818 | 1
| LCA | Big Creek/Ventura | 6 | Average Weekday | CAISO | 1-in-10 | 2026 | 11 |  |  |  | 73.9836 | 1
| LCA | Big Creek/Ventura | 6 | Average Weekday | CAISO | 1-in-10 | 2026 | 12 |  |  |  | 77.4319 | 1
| LCA | Big Creek/Ventura | 6 | Average Weekday | CAISO | 1-in-10 | 2026 | 13 |  |  |  | 80.1443 | 1
| LCA | Big Creek/Ventura | 6 | Average Weekday | CAISO | 1-in-10 | 2026 | 14 |  |  |  | 82.1737 | 1
| LCA | Big Creek/Ventura | 6 | Average Weekday | CAISO | 1-in-10 | 2026 | 15 |  |  |  | 83.3627 | 1
| LCA | Big Creek/Ventura | 6 | Average Weekday | CAISO | 1-in-10 | 2026 | 16 |  |  |  | 83.8567 | 1
| LCA | Big Creek/Ventura | 6 | Average Weekday | CAISO | 1-in-10 | 2026 | 17 |  |  |  | 83.6788 | 1
| LCA | Big Creek/Ventura | 6 | Average Weekday | CAISO | 1-in-10 | 2026 | 18 |  |  |  | 82.6209 | 1
| LCA | Big Creek/Ventura | 6 | Average Weekday | CAISO | 1-in-10 | 2026 | 19 |  |  |  | 80.9659 | 1
| LCA | Big Creek/Ventura | 6 | Average Weekday | CAISO | 1-in-10 | 2026 | 20 |  |  |  | 78.9063 | 1
| LCA | Big Creek/Ventura | 6 | Average Weekday | CAISO | 1-in-10 | 2026 | 21 |  |  |  | 76.1141 | 1
| LCA | Big Creek/Ventura | 6 | Average Weekday | CAISO | 1-in-10 | 2026 | 22 |  |  |  | 72.8496 | 1
| LCA | Big Creek/Ventura | 6 | Average Weekday | CAISO | 1-in-10 | 2026 | 23 |  |  |  | 70.6066 | 1
| LCA | Big Creek/Ventura | 6 | Average Weekday | CAISO | 1-in-10 | 2026 | 24 |  |  |  | 68.955 | 1
| LCA | Big Creek/Ventura | 6 | Monthly System Peak Day | CAISO | 1-in-10 | 2026 | 1 |  |  |  | 74.6807 | 1
| LCA | Big Creek/Ventura | 6 | Monthly System Peak Day | CAISO | 1-in-10 | 2026 | 2 |  |  |  | 73.9664 | 1
| LCA | Big Creek/Ventura | 6 | Monthly System Peak Day | CAISO | 1-in-10 | 2026 | 3 |  |  |  | 72.8129 | 1
| LCA | Big Creek/Ventura | 6 | Monthly System Peak Day | CAISO | 1-in-10 | 2026 | 4 |  |  |  | 71.8886 | 1
| LCA | Big Creek/Ventura | 6 | Monthly System Peak Day | CAISO | 1-in-10 | 2026 | 5 |  |  |  | 70.4636 | 1
| LCA | Big Creek/Ventura | 6 | Monthly System Peak Day | CAISO | 1-in-10 | 2026 | 6 |  |  |  | 69.4257 | 1
| LCA | Big Creek/Ventura | 6 | Monthly System Peak Day | CAISO | 1-in-10 | 2026 | 7 |  |  |  | 69.0036 | 1
| LCA | Big Creek/Ventura | 6 | Monthly System Peak Day | CAISO | 1-in-10 | 2026 | 8 |  |  |  | 69.4093 | 1
| LCA | Big Creek/Ventura | 6 | Monthly System Peak Day | CAISO | 1-in-10 | 2026 | 9 |  |  |  | 73.6814 | 1
| LCA | Big Creek/Ventura | 6 | Monthly System Peak Day | CAISO | 1-in-10 | 2026 | 10 |  |  |  | 79.1464 | 1
| LCA | Big Creek/Ventura | 6 | Monthly System Peak Day | CAISO | 1-in-10 | 2026 | 11 |  |  |  | 84.1829 | 1
| LCA | Big Creek/Ventura | 6 | Monthly System Peak Day | CAISO | 1-in-10 | 2026 | 12 |  |  |  | 89.2807 | 1
| LCA | Big Creek/Ventura | 6 | Monthly System Peak Day | CAISO | 1-in-10 | 2026 | 13 |  |  |  | 92.9336 | 1
| LCA | Big Creek/Ventura | 6 | Monthly System Peak Day | CAISO | 1-in-10 | 2026 | 14 |  |  |  | 95.6929 | 1
| LCA | Big Creek/Ventura | 6 | Monthly System Peak Day | CAISO | 1-in-10 | 2026 | 15 |  |  |  | 96.9571 | 1
| LCA | Big Creek/Ventura | 6 | Monthly System Peak Day | CAISO | 1-in-10 | 2026 | 16 |  |  |  | 97.8571 | 1
| LCA | Big Creek/Ventura | 6 | Monthly System Peak Day | CAISO | 1-in-10 | 2026 | 17 |  |  |  | 97.3714 | 1
| LCA | Big Creek/Ventura | 6 | Monthly System Peak Day | CAISO | 1-in-10 | 2026 | 18 |  |  |  | 96.5143 | 1
| LCA | Big Creek/Ventura | 6 | Monthly System Peak Day | CAISO | 1-in-10 | 2026 | 19 |  |  |  | 94.2643 | 1
| LCA | Big Creek/Ventura | 6 | Monthly System Peak Day | CAISO | 1-in-10 | 2026 | 20 |  |  |  | 91.4107 | 1
| LCA | Big Creek/Ventura | 6 | Monthly System Peak Day | CAISO | 1-in-10 | 2026 | 21 |  |  |  | 88.3343 | 1
| LCA | Big Creek/Ventura | 6 | Monthly System Peak Day | CAISO | 1-in-10 | 2026 | 22 |  |  |  | 84.5707 | 1
| LCA | Big Creek/Ventura | 6 | Monthly System Peak Day | CAISO | 1-in-10 | 2026 | 23 |  |  |  | 81.8114 | 1
| LCA | Big Creek/Ventura | 6 | Monthly System Peak Day | CAISO | 1-in-10 | 2026 | 24 |  |  |  | 80.2729 | 1
| LCA | Big Creek/Ventura | 7 | Average Weekday | CAISO | 1-in-10 | 2026 | 1 |  |  |  | 73.7504 | 1
| LCA | Big Creek/Ventura | 7 | Average Weekday | CAISO | 1-in-10 | 2026 | 2 |  |  |  | 72.6444 | 1
| LCA | Big Creek/Ventura | 7 | Average Weekday | CAISO | 1-in-10 | 2026 | 3 |  |  |  | 71.7965 | 1
| LCA | Big Creek/Ventura | 7 | Average Weekday | CAISO | 1-in-10 | 2026 | 4 |  |  |  | 70.8986 | 1
| LCA | Big Creek/Ventura | 7 | Average Weekday | CAISO | 1-in-10 | 2026 | 5 |  |  |  | 70.1004 | 1
| LCA | Big Creek/Ventura | 7 | Average Weekday | CAISO | 1-in-10 | 2026 | 6 |  |  |  | 69.3371 | 1
| LCA | Big Creek/Ventura | 7 | Average Weekday | CAISO | 1-in-10 | 2026 | 7 |  |  |  | 68.9791 | 1
| LCA | Big Creek/Ventura | 7 | Average Weekday | CAISO | 1-in-10 | 2026 | 8 |  |  |  | 69.3313 | 1
| LCA | Big Creek/Ventura | 7 | Average Weekday | CAISO | 1-in-10 | 2026 | 9 |  |  |  | 72.2421 | 1
| LCA | Big Creek/Ventura | 7 | Average Weekday | CAISO | 1-in-10 | 2026 | 10 |  |  |  | 76.3167 | 1
| LCA | Big Creek/Ventura | 7 | Average Weekday | CAISO | 1-in-10 | 2026 | 11 |  |  |  | 80.6703 | 1
| LCA | Big Creek/Ventura | 7 | Average Weekday | CAISO | 1-in-10 | 2026 | 12 |  |  |  | 84.4912 | 1
| LCA | Big Creek/Ventura | 7 | Average Weekday | CAISO | 1-in-10 | 2026 | 13 |  |  |  | 87.3622 | 1
| LCA | Big Creek/Ventura | 7 | Average Weekday | CAISO | 1-in-10 | 2026 | 14 |  |  |  | 89.604 | 1
| LCA | Big Creek/Ventura | 7 | Average Weekday | CAISO | 1-in-10 | 2026 | 15 |  |  |  | 91.1072 | 1
| LCA | Big Creek/Ventura | 7 | Average Weekday | CAISO | 1-in-10 | 2026 | 16 |  |  |  | 91.7086 | 1
| LCA | Big Creek/Ventura | 7 | Average Weekday | CAISO | 1-in-10 | 2026 | 17 |  |  |  | 91.4436 | 1
| LCA | Big Creek/Ventura | 7 | Average Weekday | CAISO | 1-in-10 | 2026 | 18 |  |  |  | 90.5951 | 1
| LCA | Big Creek/Ventura | 7 | Average Weekday | CAISO | 1-in-10 | 2026 | 19 |  |  |  | 88.7186 | 1
| LCA | Big Creek/Ventura | 7 | Average Weekday | CAISO | 1-in-10 | 2026 | 20 |  |  |  | 85.9757 | 1
| LCA | Big Creek/Ventura | 7 | Average Weekday | CAISO | 1-in-10 | 2026 | 21 |  |  |  | 82.4525 | 1
| LCA | Big Creek/Ventura | 7 | Average Weekday | CAISO | 1-in-10 | 2026 | 22 |  |  |  | 78.9574 | 1
| LCA | Big Creek/Ventura | 7 | Average Weekday | CAISO | 1-in-10 | 2026 | 23 |  |  |  | 76.8646 | 1
| LCA | Big Creek/Ventura | 7 | Average Weekday | CAISO | 1-in-10 | 2026 | 24 |  |  |  | 75.4968 | 1
| LCA | Big Creek/Ventura | 7 | Monthly System Peak Day | CAISO | 1-in-10 | 2026 | 1 |  |  |  | 80.5621 | 1
| LCA | Big Creek/Ventura | 7 | Monthly System Peak Day | CAISO | 1-in-10 | 2026 | 2 |  |  |  | 80.3943 | 1
| LCA | Big Creek/Ventura | 7 | Monthly System Peak Day | CAISO | 1-in-10 | 2026 | 3 |  |  |  | 79.0186 | 1
| LCA | Big Creek/Ventura | 7 | Monthly System Peak Day | CAISO | 1-in-10 | 2026 | 4 |  |  |  | 75.5979 | 1
| LCA | Big Creek/Ventura | 7 | Monthly System Peak Day | CAISO | 1-in-10 | 2026 | 5 |  |  |  | 73.91 | 1
| LCA | Big Creek/Ventura | 7 | Monthly System Peak Day | CAISO | 1-in-10 | 2026 | 6 |  |  |  | 73.0279 | 1
| LCA | Big Creek/Ventura | 7 | Monthly System Peak Day | CAISO | 1-in-10 | 2026 | 7 |  |  |  | 72.825 | 1
| LCA | Big Creek/Ventura | 7 | Monthly System Peak Day | CAISO | 1-in-10 | 2026 | 8 |  |  |  | 72.9407 | 1
| LCA | Big Creek/Ventura | 7 | Monthly System Peak Day | CAISO | 1-in-10 | 2026 | 9 |  |  |  | 76.145 | 1
| LCA | Big Creek/Ventura | 7 | Monthly System Peak Day | CAISO | 1-in-10 | 2026 | 10 |  |  |  | 81.4593 | 1
| LCA | Big Creek/Ventura | 7 | Monthly System Peak Day | CAISO | 1-in-10 | 2026 | 11 |  |  |  | 86.7071 | 1
| LCA | Big Creek/Ventura | 7 | Monthly System Peak Day | CAISO | 1-in-10 | 2026 | 12 |  |  |  | 91.1643 | 1
| LCA | Big Creek/Ventura | 7 | Monthly System Peak Day | CAISO | 1-in-10 | 2026 | 13 |  |  |  | 93.6143 | 1
| LCA | Big Creek/Ventura | 7 | Monthly System Peak Day | CAISO | 1-in-10 | 2026 | 14 |  |  |  | 95.0357 | 1
| LCA | Big Creek/Ventura | 7 | Monthly System Peak Day | CAISO | 1-in-10 | 2026 | 15 |  |  |  | 96.6929 | 1
| LCA | Big Creek/Ventura | 7 | Monthly System Peak Day | CAISO | 1-in-10 | 2026 | 16 |  |  |  | 97.1357 | 1
| LCA | Big Creek/Ventura | 7 | Monthly System Peak Day | CAISO | 1-in-10 | 2026 | 17 |  |  |  | 96.5286 | 1
| LCA | Big Creek/Ventura | 7 | Monthly System Peak Day | CAISO | 1-in-10 | 2026 | 18 |  |  |  | 95.7 | 1
| LCA | Big Creek/Ventura | 7 | Monthly System Peak Day | CAISO | 1-in-10 | 2026 | 19 |  |  |  | 94.3071 | 1
| LCA | Big Creek/Ventura | 7 | Monthly System Peak Day | CAISO | 1-in-10 | 2026 | 20 |  |  |  | 91 | 1
| LCA | Big Creek/Ventura | 7 | Monthly System Peak Day | CAISO | 1-in-10 | 2026 | 21 |  |  |  | 87.2271 | 1
| LCA | Big Creek/Ventura | 7 | Monthly System Peak Day | CAISO | 1-in-10 | 2026 | 22 |  |  |  | 83.105 | 1
| LCA | Big Creek/Ventura | 7 | Monthly System Peak Day | CAISO | 1-in-10 | 2026 | 23 |  |  |  | 81.2114 | 1
| LCA | Big Creek/Ventura | 7 | Monthly System Peak Day | CAISO | 1-in-10 | 2026 | 24 |  |  |  | 79.2186 | 1
| LCA | Big Creek/Ventura | 8 | Average Weekday | CAISO | 1-in-10 | 2026 | 1 |  |  |  | 71.773 | 1
| LCA | Big Creek/Ventura | 8 | Average Weekday | CAISO | 1-in-10 | 2026 | 2 |  |  |  | 70.8122 | 1
| LCA | Big Creek/Ventura | 8 | Average Weekday | CAISO | 1-in-10 | 2026 | 3 |  |  |  | 70.0332 | 1
| LCA | Big Creek/Ventura | 8 | Average Weekday | CAISO | 1-in-10 | 2026 | 4 |  |  |  | 69.3359 | 1
| LCA | Big Creek/Ventura | 8 | Average Weekday | CAISO | 1-in-10 | 2026 | 5 |  |  |  | 68.5356 | 1
| LCA | Big Creek/Ventura | 8 | Average Weekday | CAISO | 1-in-10 | 2026 | 6 |  |  |  | 67.6954 | 1
| LCA | Big Creek/Ventura | 8 | Average Weekday | CAISO | 1-in-10 | 2026 | 7 |  |  |  | 67.0748 | 1
| LCA | Big Creek/Ventura | 8 | Average Weekday | CAISO | 1-in-10 | 2026 | 8 |  |  |  | 66.8998 | 1
| LCA | Big Creek/Ventura | 8 | Average Weekday | CAISO | 1-in-10 | 2026 | 9 |  |  |  | 69.0394 | 1
| LCA | Big Creek/Ventura | 8 | Average Weekday | CAISO | 1-in-10 | 2026 | 10 |  |  |  | 72.7622 | 1
| LCA | Big Creek/Ventura | 8 | Average Weekday | CAISO | 1-in-10 | 2026 | 11 |  |  |  | 76.7959 | 1
| LCA | Big Creek/Ventura | 8 | Average Weekday | CAISO | 1-in-10 | 2026 | 12 |  |  |  | 80.7141 | 1
| LCA | Big Creek/Ventura | 8 | Average Weekday | CAISO | 1-in-10 | 2026 | 13 |  |  |  | 83.8698 | 1
| LCA | Big Creek/Ventura | 8 | Average Weekday | CAISO | 1-in-10 | 2026 | 14 |  |  |  | 86.2495 | 1
| LCA | Big Creek/Ventura | 8 | Average Weekday | CAISO | 1-in-10 | 2026 | 15 |  |  |  | 87.7802 | 1
| LCA | Big Creek/Ventura | 8 | Average Weekday | CAISO | 1-in-10 | 2026 | 16 |  |  |  | 88.4706 | 1
| LCA | Big Creek/Ventura | 8 | Average Weekday | CAISO | 1-in-10 | 2026 | 17 |  |  |  | 88.218 | 1
| LCA | Big Creek/Ventura | 8 | Average Weekday | CAISO | 1-in-10 | 2026 | 18 |  |  |  | 87.3481 | 1
| LCA | Big Creek/Ventura | 8 | Average Weekday | CAISO | 1-in-10 | 2026 | 19 |  |  |  | 85.6245 | 1
| LCA | Big Creek/Ventura | 8 | Average Weekday | CAISO | 1-in-10 | 2026 | 20 |  |  |  | 82.9859 | 1
| LCA | Big Creek/Ventura | 8 | Average Weekday | CAISO | 1-in-10 | 2026 | 21 |  |  |  | 79.446 | 1
| LCA | Big Creek/Ventura | 8 | Average Weekday | CAISO | 1-in-10 | 2026 | 22 |  |  |  | 76.5588 | 1
| LCA | Big Creek/Ventura | 8 | Average Weekday | CAISO | 1-in-10 | 2026 | 23 |  |  |  | 74.6878 | 1
| LCA | Big Creek/Ventura | 8 | Average Weekday | CAISO | 1-in-10 | 2026 | 24 |  |  |  | 73.243 | 1
| LCA | Big Creek/Ventura | 8 | Monthly System Peak Day | CAISO | 1-in-10 | 2026 | 1 |  |  |  | 75.8614 | 1
| LCA | Big Creek/Ventura | 8 | Monthly System Peak Day | CAISO | 1-in-10 | 2026 | 2 |  |  |  | 75.0521 | 1
| LCA | Big Creek/Ventura | 8 | Monthly System Peak Day | CAISO | 1-in-10 | 2026 | 3 |  |  |  | 74.275 | 1
| LCA | Big Creek/Ventura | 8 | Monthly System Peak Day | CAISO | 1-in-10 | 2026 | 4 |  |  |  | 73.3857 | 1
| LCA | Big Creek/Ventura | 8 | Monthly System Peak Day | CAISO | 1-in-10 | 2026 | 5 |  |  |  | 72.4779 | 1
| LCA | Big Creek/Ventura | 8 | Monthly System Peak Day | CAISO | 1-in-10 | 2026 | 6 |  |  |  | 71.3657 | 1
| LCA | Big Creek/Ventura | 8 | Monthly System Peak Day | CAISO | 1-in-10 | 2026 | 7 |  |  |  | 71.1021 | 1
| LCA | Big Creek/Ventura | 8 | Monthly System Peak Day | CAISO | 1-in-10 | 2026 | 8 |  |  |  | 70.685 | 1
| LCA | Big Creek/Ventura | 8 | Monthly System Peak Day | CAISO | 1-in-10 | 2026 | 9 |  |  |  | 73.5929 | 1
| LCA | Big Creek/Ventura | 8 | Monthly System Peak Day | CAISO | 1-in-10 | 2026 | 10 |  |  |  | 77.95 | 1
| LCA | Big Creek/Ventura | 8 | Monthly System Peak Day | CAISO | 1-in-10 | 2026 | 11 |  |  |  | 83.1193 | 1
| LCA | Big Creek/Ventura | 8 | Monthly System Peak Day | CAISO | 1-in-10 | 2026 | 12 |  |  |  | 88.1879 | 1
| LCA | Big Creek/Ventura | 8 | Monthly System Peak Day | CAISO | 1-in-10 | 2026 | 13 |  |  |  | 92.3714 | 1
| LCA | Big Creek/Ventura | 8 | Monthly System Peak Day | CAISO | 1-in-10 | 2026 | 14 |  |  |  | 95.0214 | 1
| LCA | Big Creek/Ventura | 8 | Monthly System Peak Day | CAISO | 1-in-10 | 2026 | 15 |  |  |  | 96.2714 | 1
| LCA | Big Creek/Ventura | 8 | Monthly System Peak Day | CAISO | 1-in-10 | 2026 | 16 |  |  |  | 96.85 | 1
| LCA | Big Creek/Ventura | 8 | Monthly System Peak Day | CAISO | 1-in-10 | 2026 | 17 |  |  |  | 96.3143 | 1
| LCA | Big Creek/Ventura | 8 | Monthly System Peak Day | CAISO | 1-in-10 | 2026 | 18 |  |  |  | 95.3286 | 1
| LCA | Big Creek/Ventura | 8 | Monthly System Peak Day | CAISO | 1-in-10 | 2026 | 19 |  |  |  | 93.3214 | 1
| LCA | Big Creek/Ventura | 8 | Monthly System Peak Day | CAISO | 1-in-10 | 2026 | 20 |  |  |  | 89.9429 | 1
| LCA | Big Creek/Ventura | 8 | Monthly System Peak Day | CAISO | 1-in-10 | 2026 | 21 |  |  |  | 85.6986 | 1
| LCA | Big Creek/Ventura | 8 | Monthly System Peak Day | CAISO | 1-in-10 | 2026 | 22 |  |  |  | 82.6936 | 1
| LCA | Big Creek/Ventura | 8 | Monthly System Peak Day | CAISO | 1-in-10 | 2026 | 23 |  |  |  | 80.7414 | 1
| LCA | Big Creek/Ventura | 8 | Monthly System Peak Day | CAISO | 1-in-10 | 2026 | 24 |  |  |  | 79.3707 | 1
| LCA | Big Creek/Ventura | 8 | Typical Event Day | CAISO | 1-in-10 | 2026 | 1 |  |  |  | 77.2739 | 1
| LCA | Big Creek/Ventura | 8 | Typical Event Day | CAISO | 1-in-10 | 2026 | 2 |  |  |  | 76.5187 | 1
| LCA | Big Creek/Ventura | 8 | Typical Event Day | CAISO | 1-in-10 | 2026 | 3 |  |  |  | 75.457 | 1
| LCA | Big Creek/Ventura | 8 | Typical Event Day | CAISO | 1-in-10 | 2026 | 4 |  |  |  | 74.0543 | 1
| LCA | Big Creek/Ventura | 8 | Typical Event Day | CAISO | 1-in-10 | 2026 | 5 |  |  |  | 73.0975 | 1
| LCA | Big Creek/Ventura | 8 | Typical Event Day | CAISO | 1-in-10 | 2026 | 6 |  |  |  | 72.138 | 1
| LCA | Big Creek/Ventura | 8 | Typical Event Day | CAISO | 1-in-10 | 2026 | 7 |  |  |  | 71.9071 | 1
| LCA | Big Creek/Ventura | 8 | Typical Event Day | CAISO | 1-in-10 | 2026 | 8 |  |  |  | 72.008 | 1
| LCA | Big Creek/Ventura | 8 | Typical Event Day | CAISO | 1-in-10 | 2026 | 9 |  |  |  | 74.7386 | 1
| LCA | Big Creek/Ventura | 8 | Typical Event Day | CAISO | 1-in-10 | 2026 | 10 |  |  |  | 79.5193 | 1
| LCA | Big Creek/Ventura | 8 | Typical Event Day | CAISO | 1-in-10 | 2026 | 11 |  |  |  | 84.3773 | 1
| LCA | Big Creek/Ventura | 8 | Typical Event Day | CAISO | 1-in-10 | 2026 | 12 |  |  |  | 89.0189 | 1
| LCA | Big Creek/Ventura | 8 | Typical Event Day | CAISO | 1-in-10 | 2026 | 13 |  |  |  | 92.2941 | 1
| LCA | Big Creek/Ventura | 8 | Typical Event Day | CAISO | 1-in-10 | 2026 | 14 |  |  |  | 94.5786 | 1
| LCA | Big Creek/Ventura | 8 | Typical Event Day | CAISO | 1-in-10 | 2026 | 15 |  |  |  | 95.975 | 1
| LCA | Big Creek/Ventura | 8 | Typical Event Day | CAISO | 1-in-10 | 2026 | 16 |  |  |  | 96.8518 | 1
| LCA | Big Creek/Ventura | 8 | Typical Event Day | CAISO | 1-in-10 | 2026 | 17 |  |  |  | 96.6714 | 1
| LCA | Big Creek/Ventura | 8 | Typical Event Day | CAISO | 1-in-10 | 2026 | 18 |  |  |  | 95.7714 | 1
| LCA | Big Creek/Ventura | 8 | Typical Event Day | CAISO | 1-in-10 | 2026 | 19 |  |  |  | 93.7018 | 1
| LCA | Big Creek/Ventura | 8 | Typical Event Day | CAISO | 1-in-10 | 2026 | 20 |  |  |  | 90.7312 | 1
| LCA | Big Creek/Ventura | 8 | Typical Event Day | CAISO | 1-in-10 | 2026 | 21 |  |  |  | 87.3168 | 1
| LCA | Big Creek/Ventura | 8 | Typical Event Day | CAISO | 1-in-10 | 2026 | 22 |  |  |  | 83.9977 | 1
| LCA | Big Creek/Ventura | 8 | Typical Event Day | CAISO | 1-in-10 | 2026 | 23 |  |  |  | 81.8893 | 1
| LCA | Big Creek/Ventura | 8 | Typical Event Day | CAISO | 1-in-10 | 2026 | 24 |  |  |  | 80.237 | 1
| LCA | Big Creek/Ventura | 9 | Average Weekday | CAISO | 1-in-10 | 2026 | 1 |  |  |  | 70.2028 | 1
| LCA | Big Creek/Ventura | 9 | Average Weekday | CAISO | 1-in-10 | 2026 | 2 |  |  |  | 69.1836 | 1
| LCA | Big Creek/Ventura | 9 | Average Weekday | CAISO | 1-in-10 | 2026 | 3 |  |  |  | 68.2518 | 1
| LCA | Big Creek/Ventura | 9 | Average Weekday | CAISO | 1-in-10 | 2026 | 4 |  |  |  | 67.4618 | 1
| LCA | Big Creek/Ventura | 9 | Average Weekday | CAISO | 1-in-10 | 2026 | 5 |  |  |  | 66.5713 | 1
| LCA | Big Creek/Ventura | 9 | Average Weekday | CAISO | 1-in-10 | 2026 | 6 |  |  |  | 65.7951 | 1
| LCA | Big Creek/Ventura | 9 | Average Weekday | CAISO | 1-in-10 | 2026 | 7 |  |  |  | 65.2006 | 1
| LCA | Big Creek/Ventura | 9 | Average Weekday | CAISO | 1-in-10 | 2026 | 8 |  |  |  | 64.7186 | 1
| LCA | Big Creek/Ventura | 9 | Average Weekday | CAISO | 1-in-10 | 2026 | 9 |  |  |  | 65.7455 | 1
| LCA | Big Creek/Ventura | 9 | Average Weekday | CAISO | 1-in-10 | 2026 | 10 |  |  |  | 69.433 | 1
| LCA | Big Creek/Ventura | 9 | Average Weekday | CAISO | 1-in-10 | 2026 | 11 |  |  |  | 73.8913 | 1
| LCA | Big Creek/Ventura | 9 | Average Weekday | CAISO | 1-in-10 | 2026 | 12 |  |  |  | 78.089 | 1
| LCA | Big Creek/Ventura | 9 | Average Weekday | CAISO | 1-in-10 | 2026 | 13 |  |  |  | 81.4035 | 1
| LCA | Big Creek/Ventura | 9 | Average Weekday | CAISO | 1-in-10 | 2026 | 14 |  |  |  | 83.8146 | 1
| LCA | Big Creek/Ventura | 9 | Average Weekday | CAISO | 1-in-10 | 2026 | 15 |  |  |  | 85.4224 | 1
| LCA | Big Creek/Ventura | 9 | Average Weekday | CAISO | 1-in-10 | 2026 | 16 |  |  |  | 86.0571 | 1
| LCA | Big Creek/Ventura | 9 | Average Weekday | CAISO | 1-in-10 | 2026 | 17 |  |  |  | 85.7889 | 1
| LCA | Big Creek/Ventura | 9 | Average Weekday | CAISO | 1-in-10 | 2026 | 18 |  |  |  | 84.8251 | 1
| LCA | Big Creek/Ventura | 9 | Average Weekday | CAISO | 1-in-10 | 2026 | 19 |  |  |  | 82.9592 | 1
| LCA | Big Creek/Ventura | 9 | Average Weekday | CAISO | 1-in-10 | 2026 | 20 |  |  |  | 79.8824 | 1
| LCA | Big Creek/Ventura | 9 | Average Weekday | CAISO | 1-in-10 | 2026 | 21 |  |  |  | 76.5321 | 1
| LCA | Big Creek/Ventura | 9 | Average Weekday | CAISO | 1-in-10 | 2026 | 22 |  |  |  | 74.4318 | 1
| LCA | Big Creek/Ventura | 9 | Average Weekday | CAISO | 1-in-10 | 2026 | 23 |  |  |  | 72.679 | 1
| LCA | Big Creek/Ventura | 9 | Average Weekday | CAISO | 1-in-10 | 2026 | 24 |  |  |  | 71.1678 | 1
| LCA | Big Creek/Ventura | 9 | Monthly System Peak Day | CAISO | 1-in-10 | 2026 | 1 |  |  |  | 77.9914 | 1
| LCA | Big Creek/Ventura | 9 | Monthly System Peak Day | CAISO | 1-in-10 | 2026 | 2 |  |  |  | 76.6621 | 1
| LCA | Big Creek/Ventura | 9 | Monthly System Peak Day | CAISO | 1-in-10 | 2026 | 3 |  |  |  | 75.7214 | 1
| LCA | Big Creek/Ventura | 9 | Monthly System Peak Day | CAISO | 1-in-10 | 2026 | 4 |  |  |  | 75.345 | 1
| LCA | Big Creek/Ventura | 9 | Monthly System Peak Day | CAISO | 1-in-10 | 2026 | 5 |  |  |  | 75.5386 | 1
| LCA | Big Creek/Ventura | 9 | Monthly System Peak Day | CAISO | 1-in-10 | 2026 | 6 |  |  |  | 74.7329 | 1
| LCA | Big Creek/Ventura | 9 | Monthly System Peak Day | CAISO | 1-in-10 | 2026 | 7 |  |  |  | 74.6979 | 1
| LCA | Big Creek/Ventura | 9 | Monthly System Peak Day | CAISO | 1-in-10 | 2026 | 8 |  |  |  | 74.9971 | 1
| LCA | Big Creek/Ventura | 9 | Monthly System Peak Day | CAISO | 1-in-10 | 2026 | 9 |  |  |  | 75.535 | 1
| LCA | Big Creek/Ventura | 9 | Monthly System Peak Day | CAISO | 1-in-10 | 2026 | 10 |  |  |  | 79.5214 | 1
| LCA | Big Creek/Ventura | 9 | Monthly System Peak Day | CAISO | 1-in-10 | 2026 | 11 |  |  |  | 83.5 | 1
| LCA | Big Creek/Ventura | 9 | Monthly System Peak Day | CAISO | 1-in-10 | 2026 | 12 |  |  |  | 87.4429 | 1
| LCA | Big Creek/Ventura | 9 | Monthly System Peak Day | CAISO | 1-in-10 | 2026 | 13 |  |  |  | 90.2571 | 1
| LCA | Big Creek/Ventura | 9 | Monthly System Peak Day | CAISO | 1-in-10 | 2026 | 14 |  |  |  | 92.5643 | 1
| LCA | Big Creek/Ventura | 9 | Monthly System Peak Day | CAISO | 1-in-10 | 2026 | 15 |  |  |  | 93.9786 | 1
| LCA | Big Creek/Ventura | 9 | Monthly System Peak Day | CAISO | 1-in-10 | 2026 | 16 |  |  |  | 95.5643 | 1
| LCA | Big Creek/Ventura | 9 | Monthly System Peak Day | CAISO | 1-in-10 | 2026 | 17 |  |  |  | 96.4714 | 1
| LCA | Big Creek/Ventura | 9 | Monthly System Peak Day | CAISO | 1-in-10 | 2026 | 18 |  |  |  | 95.5429 | 1
| LCA | Big Creek/Ventura | 9 | Monthly System Peak Day | CAISO | 1-in-10 | 2026 | 19 |  |  |  | 92.9143 | 1
| LCA | Big Creek/Ventura | 9 | Monthly System Peak Day | CAISO | 1-in-10 | 2026 | 20 |  |  |  | 90.5714 | 1
| LCA | Big Creek/Ventura | 9 | Monthly System Peak Day | CAISO | 1-in-10 | 2026 | 21 |  |  |  | 88.0071 | 1
| LCA | Big Creek/Ventura | 9 | Monthly System Peak Day | CAISO | 1-in-10 | 2026 | 22 |  |  |  | 85.6214 | 1
| LCA | Big Creek/Ventura | 9 | Monthly System Peak Day | CAISO | 1-in-10 | 2026 | 23 |  |  |  | 83.7929 | 1
| LCA | Big Creek/Ventura | 9 | Monthly System Peak Day | CAISO | 1-in-10 | 2026 | 24 |  |  |  | 82.0857 | 1
| LCA | Big Creek/Ventura | 10 | Average Weekday | CAISO | 1-in-10 | 2026 | 1 |  |  |  | 64.6574 | 1
| LCA | Big Creek/Ventura | 10 | Average Weekday | CAISO | 1-in-10 | 2026 | 2 |  |  |  | 63.6685 | 1
| LCA | Big Creek/Ventura | 10 | Average Weekday | CAISO | 1-in-10 | 2026 | 3 |  |  |  | 62.8361 | 1
| LCA | Big Creek/Ventura | 10 | Average Weekday | CAISO | 1-in-10 | 2026 | 4 |  |  |  | 61.9542 | 1
| LCA | Big Creek/Ventura | 10 | Average Weekday | CAISO | 1-in-10 | 2026 | 5 |  |  |  | 61.1331 | 1
| LCA | Big Creek/Ventura | 10 | Average Weekday | CAISO | 1-in-10 | 2026 | 6 |  |  |  | 60.6957 | 1
| LCA | Big Creek/Ventura | 10 | Average Weekday | CAISO | 1-in-10 | 2026 | 7 |  |  |  | 60.0795 | 1
| LCA | Big Creek/Ventura | 10 | Average Weekday | CAISO | 1-in-10 | 2026 | 8 |  |  |  | 59.6208 | 1
| LCA | Big Creek/Ventura | 10 | Average Weekday | CAISO | 1-in-10 | 2026 | 9 |  |  |  | 60.0076 | 1
| LCA | Big Creek/Ventura | 10 | Average Weekday | CAISO | 1-in-10 | 2026 | 10 |  |  |  | 63.1345 | 1
| LCA | Big Creek/Ventura | 10 | Average Weekday | CAISO | 1-in-10 | 2026 | 11 |  |  |  | 67.9007 | 1
| LCA | Big Creek/Ventura | 10 | Average Weekday | CAISO | 1-in-10 | 2026 | 12 |  |  |  | 72.4013 | 1
| LCA | Big Creek/Ventura | 10 | Average Weekday | CAISO | 1-in-10 | 2026 | 13 |  |  |  | 75.8279 | 1
| LCA | Big Creek/Ventura | 10 | Average Weekday | CAISO | 1-in-10 | 2026 | 14 |  |  |  | 78.2119 | 1
| LCA | Big Creek/Ventura | 10 | Average Weekday | CAISO | 1-in-10 | 2026 | 15 |  |  |  | 79.6814 | 1
| LCA | Big Creek/Ventura | 10 | Average Weekday | CAISO | 1-in-10 | 2026 | 16 |  |  |  | 80.4072 | 1
| LCA | Big Creek/Ventura | 10 | Average Weekday | CAISO | 1-in-10 | 2026 | 17 |  |  |  | 80.5515 | 1
| LCA | Big Creek/Ventura | 10 | Average Weekday | CAISO | 1-in-10 | 2026 | 18 |  |  |  | 79.6518 | 1
| LCA | Big Creek/Ventura | 10 | Average Weekday | CAISO | 1-in-10 | 2026 | 19 |  |  |  | 77.5644 | 1
| LCA | Big Creek/Ventura | 10 | Average Weekday | CAISO | 1-in-10 | 2026 | 20 |  |  |  | 74.3088 | 1
| LCA | Big Creek/Ventura | 10 | Average Weekday | CAISO | 1-in-10 | 2026 | 21 |  |  |  | 71.652 | 1
| LCA | Big Creek/Ventura | 10 | Average Weekday | CAISO | 1-in-10 | 2026 | 22 |  |  |  | 69.4339 | 1
| LCA | Big Creek/Ventura | 10 | Average Weekday | CAISO | 1-in-10 | 2026 | 23 |  |  |  | 67.5514 | 1
| LCA | Big Creek/Ventura | 10 | Average Weekday | CAISO | 1-in-10 | 2026 | 24 |  |  |  | 65.7874 | 1
| LCA | Big Creek/Ventura | 10 | Monthly System Peak Day | CAISO | 1-in-10 | 2026 | 1 |  |  |  | 75.2321 | 1
| LCA | Big Creek/Ventura | 10 | Monthly System Peak Day | CAISO | 1-in-10 | 2026 | 2 |  |  |  | 74.2014 | 1
| LCA | Big Creek/Ventura | 10 | Monthly System Peak Day | CAISO | 1-in-10 | 2026 | 3 |  |  |  | 72.9943 | 1
| LCA | Big Creek/Ventura | 10 | Monthly System Peak Day | CAISO | 1-in-10 | 2026 | 4 |  |  |  | 71.7943 | 1
| LCA | Big Creek/Ventura | 10 | Monthly System Peak Day | CAISO | 1-in-10 | 2026 | 5 |  |  |  | 70.9321 | 1
| LCA | Big Creek/Ventura | 10 | Monthly System Peak Day | CAISO | 1-in-10 | 2026 | 6 |  |  |  | 71.2614 | 1
| LCA | Big Creek/Ventura | 10 | Monthly System Peak Day | CAISO | 1-in-10 | 2026 | 7 |  |  |  | 70.4243 | 1
| LCA | Big Creek/Ventura | 10 | Monthly System Peak Day | CAISO | 1-in-10 | 2026 | 8 |  |  |  | 69.4007 | 1
| LCA | Big Creek/Ventura | 10 | Monthly System Peak Day | CAISO | 1-in-10 | 2026 | 9 |  |  |  | 69.2471 | 1
| LCA | Big Creek/Ventura | 10 | Monthly System Peak Day | CAISO | 1-in-10 | 2026 | 10 |  |  |  | 72.7614 | 1
| LCA | Big Creek/Ventura | 10 | Monthly System Peak Day | CAISO | 1-in-10 | 2026 | 11 |  |  |  | 78.1214 | 1
| LCA | Big Creek/Ventura | 10 | Monthly System Peak Day | CAISO | 1-in-10 | 2026 | 12 |  |  |  | 82.6357 | 1
| LCA | Big Creek/Ventura | 10 | Monthly System Peak Day | CAISO | 1-in-10 | 2026 | 13 |  |  |  | 86.7857 | 1
| LCA | Big Creek/Ventura | 10 | Monthly System Peak Day | CAISO | 1-in-10 | 2026 | 14 |  |  |  | 89.45 | 1
| LCA | Big Creek/Ventura | 10 | Monthly System Peak Day | CAISO | 1-in-10 | 2026 | 15 |  |  |  | 90.7571 | 1
| LCA | Big Creek/Ventura | 10 | Monthly System Peak Day | CAISO | 1-in-10 | 2026 | 16 |  |  |  | 91.2857 | 1
| LCA | Big Creek/Ventura | 10 | Monthly System Peak Day | CAISO | 1-in-10 | 2026 | 17 |  |  |  | 90.4714 | 1
| LCA | Big Creek/Ventura | 10 | Monthly System Peak Day | CAISO | 1-in-10 | 2026 | 18 |  |  |  | 88.65 | 1
| LCA | Big Creek/Ventura | 10 | Monthly System Peak Day | CAISO | 1-in-10 | 2026 | 19 |  |  |  | 85.7786 | 1
| LCA | Big Creek/Ventura | 10 | Monthly System Peak Day | CAISO | 1-in-10 | 2026 | 20 |  |  |  | 81.85 | 1
| LCA | Big Creek/Ventura | 10 | Monthly System Peak Day | CAISO | 1-in-10 | 2026 | 21 |  |  |  | 78.975 | 1
| LCA | Big Creek/Ventura | 10 | Monthly System Peak Day | CAISO | 1-in-10 | 2026 | 22 |  |  |  | 77.0079 | 1
| LCA | Big Creek/Ventura | 10 | Monthly System Peak Day | CAISO | 1-in-10 | 2026 | 23 |  |  |  | 75.0014 | 1
| LCA | Big Creek/Ventura | 10 | Monthly System Peak Day | CAISO | 1-in-10 | 2026 | 24 |  |  |  | 73.4014 | 1
| LCA | Big Creek/Ventura | 11 | Average Weekday | CAISO | 1-in-10 | 2026 | 1 |  |  |  | 53.2581 | 1
| LCA | Big Creek/Ventura | 11 | Average Weekday | CAISO | 1-in-10 | 2026 | 2 |  |  |  | 52.2332 | 1
| LCA | Big Creek/Ventura | 11 | Average Weekday | CAISO | 1-in-10 | 2026 | 3 |  |  |  | 51.3054 | 1
| LCA | Big Creek/Ventura | 11 | Average Weekday | CAISO | 1-in-10 | 2026 | 4 |  |  |  | 50.3869 | 1
| LCA | Big Creek/Ventura | 11 | Average Weekday | CAISO | 1-in-10 | 2026 | 5 |  |  |  | 49.5653 | 1
| LCA | Big Creek/Ventura | 11 | Average Weekday | CAISO | 1-in-10 | 2026 | 6 |  |  |  | 48.9192 | 1
| LCA | Big Creek/Ventura | 11 | Average Weekday | CAISO | 1-in-10 | 2026 | 7 |  |  |  | 48.5108 | 1
| LCA | Big Creek/Ventura | 11 | Average Weekday | CAISO | 1-in-10 | 2026 | 8 |  |  |  | 48.19 | 1
| LCA | Big Creek/Ventura | 11 | Average Weekday | CAISO | 1-in-10 | 2026 | 9 |  |  |  | 49.6874 | 1
| LCA | Big Creek/Ventura | 11 | Average Weekday | CAISO | 1-in-10 | 2026 | 10 |  |  |  | 53.9557 | 1
| LCA | Big Creek/Ventura | 11 | Average Weekday | CAISO | 1-in-10 | 2026 | 11 |  |  |  | 58.7942 | 1
| LCA | Big Creek/Ventura | 11 | Average Weekday | CAISO | 1-in-10 | 2026 | 12 |  |  |  | 63.0026 | 1
| LCA | Big Creek/Ventura | 11 | Average Weekday | CAISO | 1-in-10 | 2026 | 13 |  |  |  | 65.857 | 1
| LCA | Big Creek/Ventura | 11 | Average Weekday | CAISO | 1-in-10 | 2026 | 14 |  |  |  | 67.6396 | 1
| LCA | Big Creek/Ventura | 11 | Average Weekday | CAISO | 1-in-10 | 2026 | 15 |  |  |  | 68.5811 | 1
| LCA | Big Creek/Ventura | 11 | Average Weekday | CAISO | 1-in-10 | 2026 | 16 |  |  |  | 68.8531 | 1
| LCA | Big Creek/Ventura | 11 | Average Weekday | CAISO | 1-in-10 | 2026 | 17 |  |  |  | 68.3015 | 1
| LCA | Big Creek/Ventura | 11 | Average Weekday | CAISO | 1-in-10 | 2026 | 18 |  |  |  | 66.4193 | 1
| LCA | Big Creek/Ventura | 11 | Average Weekday | CAISO | 1-in-10 | 2026 | 19 |  |  |  | 63.5043 | 1
| LCA | Big Creek/Ventura | 11 | Average Weekday | CAISO | 1-in-10 | 2026 | 20 |  |  |  | 60.7171 | 1
| LCA | Big Creek/Ventura | 11 | Average Weekday | CAISO | 1-in-10 | 2026 | 21 |  |  |  | 58.3538 | 1
| LCA | Big Creek/Ventura | 11 | Average Weekday | CAISO | 1-in-10 | 2026 | 22 |  |  |  | 56.4636 | 1
| LCA | Big Creek/Ventura | 11 | Average Weekday | CAISO | 1-in-10 | 2026 | 23 |  |  |  | 55.1132 | 1
| LCA | Big Creek/Ventura | 11 | Average Weekday | CAISO | 1-in-10 | 2026 | 24 |  |  |  | 54.0951 | 1
| LCA | Big Creek/Ventura | 11 | Monthly System Peak Day | CAISO | 1-in-10 | 2026 | 1 |  |  |  | 64.8557 | 1
| LCA | Big Creek/Ventura | 11 | Monthly System Peak Day | CAISO | 1-in-10 | 2026 | 2 |  |  |  | 63.4 | 1
| LCA | Big Creek/Ventura | 11 | Monthly System Peak Day | CAISO | 1-in-10 | 2026 | 3 |  |  |  | 62.575 | 1
| LCA | Big Creek/Ventura | 11 | Monthly System Peak Day | CAISO | 1-in-10 | 2026 | 4 |  |  |  | 60.9329 | 1
| LCA | Big Creek/Ventura | 11 | Monthly System Peak Day | CAISO | 1-in-10 | 2026 | 5 |  |  |  | 60.2993 | 1
| LCA | Big Creek/Ventura | 11 | Monthly System Peak Day | CAISO | 1-in-10 | 2026 | 6 |  |  |  | 58.755 | 1
| LCA | Big Creek/Ventura | 11 | Monthly System Peak Day | CAISO | 1-in-10 | 2026 | 7 |  |  |  | 58.1757 | 1
| LCA | Big Creek/Ventura | 11 | Monthly System Peak Day | CAISO | 1-in-10 | 2026 | 8 |  |  |  | 58.4971 | 1
| LCA | Big Creek/Ventura | 11 | Monthly System Peak Day | CAISO | 1-in-10 | 2026 | 9 |  |  |  | 59.5321 | 1
| LCA | Big Creek/Ventura | 11 | Monthly System Peak Day | CAISO | 1-in-10 | 2026 | 10 |  |  |  | 63.5629 | 1
| LCA | Big Creek/Ventura | 11 | Monthly System Peak Day | CAISO | 1-in-10 | 2026 | 11 |  |  |  | 70.165 | 1
| LCA | Big Creek/Ventura | 11 | Monthly System Peak Day | CAISO | 1-in-10 | 2026 | 12 |  |  |  | 76.7329 | 1
| LCA | Big Creek/Ventura | 11 | Monthly System Peak Day | CAISO | 1-in-10 | 2026 | 13 |  |  |  | 80.7714 | 1
| LCA | Big Creek/Ventura | 11 | Monthly System Peak Day | CAISO | 1-in-10 | 2026 | 14 |  |  |  | 83.5714 | 1
| LCA | Big Creek/Ventura | 11 | Monthly System Peak Day | CAISO | 1-in-10 | 2026 | 15 |  |  |  | 84.6071 | 1
| LCA | Big Creek/Ventura | 11 | Monthly System Peak Day | CAISO | 1-in-10 | 2026 | 16 |  |  |  | 85.3286 | 1
| LCA | Big Creek/Ventura | 11 | Monthly System Peak Day | CAISO | 1-in-10 | 2026 | 17 |  |  |  | 85.3643 | 1
| LCA | Big Creek/Ventura | 11 | Monthly System Peak Day | CAISO | 1-in-10 | 2026 | 18 |  |  |  | 84.1 | 1
| LCA | Big Creek/Ventura | 11 | Monthly System Peak Day | CAISO | 1-in-10 | 2026 | 19 |  |  |  | 80.6929 | 1
| LCA | Big Creek/Ventura | 11 | Monthly System Peak Day | CAISO | 1-in-10 | 2026 | 20 |  |  |  | 75.6357 | 1
| LCA | Big Creek/Ventura | 11 | Monthly System Peak Day | CAISO | 1-in-10 | 2026 | 21 |  |  |  | 70.7864 | 1
| LCA | Big Creek/Ventura | 11 | Monthly System Peak Day | CAISO | 1-in-10 | 2026 | 22 |  |  |  | 68.4421 | 1
| LCA | Big Creek/Ventura | 11 | Monthly System Peak Day | CAISO | 1-in-10 | 2026 | 23 |  |  |  | 66.3479 | 1
| LCA | Big Creek/Ventura | 11 | Monthly System Peak Day | CAISO | 1-in-10 | 2026 | 24 |  |  |  | 64.7529 | 1
| LCA | Big Creek/Ventura | 12 | Average Weekday | CAISO | 1-in-10 | 2026 | 1 |  |  |  | 49.213 | 1
| LCA | Big Creek/Ventura | 12 | Average Weekday | CAISO | 1-in-10 | 2026 | 2 |  |  |  | 48.3094 | 1
| LCA | Big Creek/Ventura | 12 | Average Weekday | CAISO | 1-in-10 | 2026 | 3 |  |  |  | 47.6023 | 1
| LCA | Big Creek/Ventura | 12 | Average Weekday | CAISO | 1-in-10 | 2026 | 4 |  |  |  | 47.0329 | 1
| LCA | Big Creek/Ventura | 12 | Average Weekday | CAISO | 1-in-10 | 2026 | 5 |  |  |  | 46.6208 | 1
| LCA | Big Creek/Ventura | 12 | Average Weekday | CAISO | 1-in-10 | 2026 | 6 |  |  |  | 46.0586 | 1
| LCA | Big Creek/Ventura | 12 | Average Weekday | CAISO | 1-in-10 | 2026 | 7 |  |  |  | 45.5353 | 1
| LCA | Big Creek/Ventura | 12 | Average Weekday | CAISO | 1-in-10 | 2026 | 8 |  |  |  | 45.3266 | 1
| LCA | Big Creek/Ventura | 12 | Average Weekday | CAISO | 1-in-10 | 2026 | 9 |  |  |  | 45.9254 | 1
| LCA | Big Creek/Ventura | 12 | Average Weekday | CAISO | 1-in-10 | 2026 | 10 |  |  |  | 48.8067 | 1
| LCA | Big Creek/Ventura | 12 | Average Weekday | CAISO | 1-in-10 | 2026 | 11 |  |  |  | 52.4494 | 1
| LCA | Big Creek/Ventura | 12 | Average Weekday | CAISO | 1-in-10 | 2026 | 12 |  |  |  | 55.69 | 1
| LCA | Big Creek/Ventura | 12 | Average Weekday | CAISO | 1-in-10 | 2026 | 13 |  |  |  | 58.1193 | 1
| LCA | Big Creek/Ventura | 12 | Average Weekday | CAISO | 1-in-10 | 2026 | 14 |  |  |  | 59.6231 | 1
| LCA | Big Creek/Ventura | 12 | Average Weekday | CAISO | 1-in-10 | 2026 | 15 |  |  |  | 60.432 | 1
| LCA | Big Creek/Ventura | 12 | Average Weekday | CAISO | 1-in-10 | 2026 | 16 |  |  |  | 60.7262 | 1
| LCA | Big Creek/Ventura | 12 | Average Weekday | CAISO | 1-in-10 | 2026 | 17 |  |  |  | 60.1832 | 1
| LCA | Big Creek/Ventura | 12 | Average Weekday | CAISO | 1-in-10 | 2026 | 18 |  |  |  | 58.5616 | 1
| LCA | Big Creek/Ventura | 12 | Average Weekday | CAISO | 1-in-10 | 2026 | 19 |  |  |  | 56.4683 | 1
| LCA | Big Creek/Ventura | 12 | Average Weekday | CAISO | 1-in-10 | 2026 | 20 |  |  |  | 54.639 | 1
| LCA | Big Creek/Ventura | 12 | Average Weekday | CAISO | 1-in-10 | 2026 | 21 |  |  |  | 53.0953 | 1
| LCA | Big Creek/Ventura | 12 | Average Weekday | CAISO | 1-in-10 | 2026 | 22 |  |  |  | 51.9125 | 1
| LCA | Big Creek/Ventura | 12 | Average Weekday | CAISO | 1-in-10 | 2026 | 23 |  |  |  | 50.7329 | 1
| LCA | Big Creek/Ventura | 12 | Average Weekday | CAISO | 1-in-10 | 2026 | 24 |  |  |  | 49.8726 | 1
| LCA | Big Creek/Ventura | 12 | Monthly System Peak Day | CAISO | 1-in-10 | 2026 | 1 |  |  |  | 40.7736 | 1
| LCA | Big Creek/Ventura | 12 | Monthly System Peak Day | CAISO | 1-in-10 | 2026 | 2 |  |  |  | 40.2071 | 1
| LCA | Big Creek/Ventura | 12 | Monthly System Peak Day | CAISO | 1-in-10 | 2026 | 3 |  |  |  | 38.9471 | 1
| LCA | Big Creek/Ventura | 12 | Monthly System Peak Day | CAISO | 1-in-10 | 2026 | 4 |  |  |  | 37.6914 | 1
| LCA | Big Creek/Ventura | 12 | Monthly System Peak Day | CAISO | 1-in-10 | 2026 | 5 |  |  |  | 37.0429 | 1
| LCA | Big Creek/Ventura | 12 | Monthly System Peak Day | CAISO | 1-in-10 | 2026 | 6 |  |  |  | 35.6071 | 1
| LCA | Big Creek/Ventura | 12 | Monthly System Peak Day | CAISO | 1-in-10 | 2026 | 7 |  |  |  | 34.0793 | 1
| LCA | Big Creek/Ventura | 12 | Monthly System Peak Day | CAISO | 1-in-10 | 2026 | 8 |  |  |  | 33.665 | 1
| LCA | Big Creek/Ventura | 12 | Monthly System Peak Day | CAISO | 1-in-10 | 2026 | 9 |  |  |  | 35.5443 | 1
| LCA | Big Creek/Ventura | 12 | Monthly System Peak Day | CAISO | 1-in-10 | 2026 | 10 |  |  |  | 39.2764 | 1
| LCA | Big Creek/Ventura | 12 | Monthly System Peak Day | CAISO | 1-in-10 | 2026 | 11 |  |  |  | 42.9014 | 1
| LCA | Big Creek/Ventura | 12 | Monthly System Peak Day | CAISO | 1-in-10 | 2026 | 12 |  |  |  | 46.0714 | 1
| LCA | Big Creek/Ventura | 12 | Monthly System Peak Day | CAISO | 1-in-10 | 2026 | 13 |  |  |  | 47.7536 | 1
| LCA | Big Creek/Ventura | 12 | Monthly System Peak Day | CAISO | 1-in-10 | 2026 | 14 |  |  |  | 49.1129 | 1
| LCA | Big Creek/Ventura | 12 | Monthly System Peak Day | CAISO | 1-in-10 | 2026 | 15 |  |  |  | 50.4914 | 1
| LCA | Big Creek/Ventura | 12 | Monthly System Peak Day | CAISO | 1-in-10 | 2026 | 16 |  |  |  | 51.1093 | 1
| LCA | Big Creek/Ventura | 12 | Monthly System Peak Day | CAISO | 1-in-10 | 2026 | 17 |  |  |  | 50.6336 | 1
| LCA | Big Creek/Ventura | 12 | Monthly System Peak Day | CAISO | 1-in-10 | 2026 | 18 |  |  |  | 49.1286 | 1
| LCA | Big Creek/Ventura | 12 | Monthly System Peak Day | CAISO | 1-in-10 | 2026 | 19 |  |  |  | 46.04 | 1
| LCA | Big Creek/Ventura | 12 | Monthly System Peak Day | CAISO | 1-in-10 | 2026 | 20 |  |  |  | 43.6421 | 1
| LCA | Big Creek/Ventura | 12 | Monthly System Peak Day | CAISO | 1-in-10 | 2026 | 21 |  |  |  | 41.805 | 1
| LCA | Big Creek/Ventura | 12 | Monthly System Peak Day | CAISO | 1-in-10 | 2026 | 22 |  |  |  | 40.2143 | 1
| LCA | Big Creek/Ventura | 12 | Monthly System Peak Day | CAISO | 1-in-10 | 2026 | 23 |  |  |  | 39.0786 | 1
| LCA | Big Creek/Ventura | 12 | Monthly System Peak Day | CAISO | 1-in-10 | 2026 | 24 |  |  |  | 38.1714 | 1
| LCA | Big Creek/Ventura | 1 | Average Weekday | CAISO | 1-in-10 | 2027 | 1 |  |  |  | 46.9726 | 1
| LCA | Big Creek/Ventura | 1 | Average Weekday | CAISO | 1-in-10 | 2027 | 2 |  |  |  | 46.3899 | 1
| LCA | Big Creek/Ventura | 1 | Average Weekday | CAISO | 1-in-10 | 2027 | 3 |  |  |  | 45.8098 | 1
| LCA | Big Creek/Ventura | 1 | Average Weekday | CAISO | 1-in-10 | 2027 | 4 |  |  |  | 45.1295 | 1
| LCA | Big Creek/Ventura | 1 | Average Weekday | CAISO | 1-in-10 | 2027 | 5 |  |  |  | 44.5356 | 1
| LCA | Big Creek/Ventura | 1 | Average Weekday | CAISO | 1-in-10 | 2027 | 6 |  |  |  | 44.1452 | 1
| LCA | Big Creek/Ventura | 1 | Average Weekday | CAISO | 1-in-10 | 2027 | 7 |  |  |  | 43.7767 | 1
| LCA | Big Creek/Ventura | 1 | Average Weekday | CAISO | 1-in-10 | 2027 | 8 |  |  |  | 43.4369 | 1
| LCA | Big Creek/Ventura | 1 | Average Weekday | CAISO | 1-in-10 | 2027 | 9 |  |  |  | 43.825 | 1
| LCA | Big Creek/Ventura | 1 | Average Weekday | CAISO | 1-in-10 | 2027 | 10 |  |  |  | 46.4388 | 1
| LCA | Big Creek/Ventura | 1 | Average Weekday | CAISO | 1-in-10 | 2027 | 11 |  |  |  | 50.0898 | 1
| LCA | Big Creek/Ventura | 1 | Average Weekday | CAISO | 1-in-10 | 2027 | 12 |  |  |  | 53.082 | 1
| LCA | Big Creek/Ventura | 1 | Average Weekday | CAISO | 1-in-10 | 2027 | 13 |  |  |  | 55.1166 | 1
| LCA | Big Creek/Ventura | 1 | Average Weekday | CAISO | 1-in-10 | 2027 | 14 |  |  |  | 56.5521 | 1
| LCA | Big Creek/Ventura | 1 | Average Weekday | CAISO | 1-in-10 | 2027 | 15 |  |  |  | 57.5392 | 1
| LCA | Big Creek/Ventura | 1 | Average Weekday | CAISO | 1-in-10 | 2027 | 16 |  |  |  | 57.9567 | 1
| LCA | Big Creek/Ventura | 1 | Average Weekday | CAISO | 1-in-10 | 2027 | 17 |  |  |  | 57.6834 | 1
| LCA | Big Creek/Ventura | 1 | Average Weekday | CAISO | 1-in-10 | 2027 | 18 |  |  |  | 56.3685 | 1
| LCA | Big Creek/Ventura | 1 | Average Weekday | CAISO | 1-in-10 | 2027 | 19 |  |  |  | 54.0957 | 1
| LCA | Big Creek/Ventura | 1 | Average Weekday | CAISO | 1-in-10 | 2027 | 20 |  |  |  | 52.0419 | 1
| LCA | Big Creek/Ventura | 1 | Average Weekday | CAISO | 1-in-10 | 2027 | 21 |  |  |  | 50.5806 | 1
| LCA | Big Creek/Ventura | 1 | Average Weekday | CAISO | 1-in-10 | 2027 | 22 |  |  |  | 49.3198 | 1
| LCA | Big Creek/Ventura | 1 | Average Weekday | CAISO | 1-in-10 | 2027 | 23 |  |  |  | 48.2823 | 1
| LCA | Big Creek/Ventura | 1 | Average Weekday | CAISO | 1-in-10 | 2027 | 24 |  |  |  | 47.6345 | 1
| LCA | Big Creek/Ventura | 1 | Monthly System Peak Day | CAISO | 1-in-10 | 2027 | 1 |  |  |  | 42.9814 | 1
| LCA | Big Creek/Ventura | 1 | Monthly System Peak Day | CAISO | 1-in-10 | 2027 | 2 |  |  |  | 41.9271 | 1
| LCA | Big Creek/Ventura | 1 | Monthly System Peak Day | CAISO | 1-in-10 | 2027 | 3 |  |  |  | 41.1229 | 1
| LCA | Big Creek/Ventura | 1 | Monthly System Peak Day | CAISO | 1-in-10 | 2027 | 4 |  |  |  | 40.1829 | 1
| LCA | Big Creek/Ventura | 1 | Monthly System Peak Day | CAISO | 1-in-10 | 2027 | 5 |  |  |  | 39.4 | 1
| LCA | Big Creek/Ventura | 1 | Monthly System Peak Day | CAISO | 1-in-10 | 2027 | 6 |  |  |  | 38.7186 | 1
| LCA | Big Creek/Ventura | 1 | Monthly System Peak Day | CAISO | 1-in-10 | 2027 | 7 |  |  |  | 38.7 | 1
| LCA | Big Creek/Ventura | 1 | Monthly System Peak Day | CAISO | 1-in-10 | 2027 | 8 |  |  |  | 38.26 | 1
| LCA | Big Creek/Ventura | 1 | Monthly System Peak Day | CAISO | 1-in-10 | 2027 | 9 |  |  |  | 37.9814 | 1
| LCA | Big Creek/Ventura | 1 | Monthly System Peak Day | CAISO | 1-in-10 | 2027 | 10 |  |  |  | 39.6057 | 1
| LCA | Big Creek/Ventura | 1 | Monthly System Peak Day | CAISO | 1-in-10 | 2027 | 11 |  |  |  | 40.7343 | 1
| LCA | Big Creek/Ventura | 1 | Monthly System Peak Day | CAISO | 1-in-10 | 2027 | 12 |  |  |  | 42.1614 | 1
| LCA | Big Creek/Ventura | 1 | Monthly System Peak Day | CAISO | 1-in-10 | 2027 | 13 |  |  |  | 44.2464 | 1
| LCA | Big Creek/Ventura | 1 | Monthly System Peak Day | CAISO | 1-in-10 | 2027 | 14 |  |  |  | 45.7571 | 1
| LCA | Big Creek/Ventura | 1 | Monthly System Peak Day | CAISO | 1-in-10 | 2027 | 15 |  |  |  | 46.6686 | 1
| LCA | Big Creek/Ventura | 1 | Monthly System Peak Day | CAISO | 1-in-10 | 2027 | 16 |  |  |  | 47.2671 | 1
| LCA | Big Creek/Ventura | 1 | Monthly System Peak Day | CAISO | 1-in-10 | 2027 | 17 |  |  |  | 46.9836 | 1
| LCA | Big Creek/Ventura | 1 | Monthly System Peak Day | CAISO | 1-in-10 | 2027 | 18 |  |  |  | 46.0157 | 1
| LCA | Big Creek/Ventura | 1 | Monthly System Peak Day | CAISO | 1-in-10 | 2027 | 19 |  |  |  | 44.1421 | 1
| LCA | Big Creek/Ventura | 1 | Monthly System Peak Day | CAISO | 1-in-10 | 2027 | 20 |  |  |  | 42.4371 | 1
| LCA | Big Creek/Ventura | 1 | Monthly System Peak Day | CAISO | 1-in-10 | 2027 | 21 |  |  |  | 41.4129 | 1
| LCA | Big Creek/Ventura | 1 | Monthly System Peak Day | CAISO | 1-in-10 | 2027 | 22 |  |  |  | 40.7507 | 1
| LCA | Big Creek/Ventura | 1 | Monthly System Peak Day | CAISO | 1-in-10 | 2027 | 23 |  |  |  | 39.7821 | 1
| LCA | Big Creek/Ventura | 1 | Monthly System Peak Day | CAISO | 1-in-10 | 2027 | 24 |  |  |  | 39.175 | 1
| LCA | Big Creek/Ventura | 2 | Average Weekday | CAISO | 1-in-10 | 2027 | 1 |  |  |  | 45.707 | 1
| LCA | Big Creek/Ventura | 2 | Average Weekday | CAISO | 1-in-10 | 2027 | 2 |  |  |  | 44.7326 | 1
| LCA | Big Creek/Ventura | 2 | Average Weekday | CAISO | 1-in-10 | 2027 | 3 |  |  |  | 43.8035 | 1
| LCA | Big Creek/Ventura | 2 | Average Weekday | CAISO | 1-in-10 | 2027 | 4 |  |  |  | 42.9706 | 1
| LCA | Big Creek/Ventura | 2 | Average Weekday | CAISO | 1-in-10 | 2027 | 5 |  |  |  | 42.419 | 1
| LCA | Big Creek/Ventura | 2 | Average Weekday | CAISO | 1-in-10 | 2027 | 6 |  |  |  | 41.8458 | 1
| LCA | Big Creek/Ventura | 2 | Average Weekday | CAISO | 1-in-10 | 2027 | 7 |  |  |  | 41.4224 | 1
| LCA | Big Creek/Ventura | 2 | Average Weekday | CAISO | 1-in-10 | 2027 | 8 |  |  |  | 41.013 | 1
| LCA | Big Creek/Ventura | 2 | Average Weekday | CAISO | 1-in-10 | 2027 | 9 |  |  |  | 42.4194 | 1
| LCA | Big Creek/Ventura | 2 | Average Weekday | CAISO | 1-in-10 | 2027 | 10 |  |  |  | 46.5558 | 1
| LCA | Big Creek/Ventura | 2 | Average Weekday | CAISO | 1-in-10 | 2027 | 11 |  |  |  | 50.9389 | 1
| LCA | Big Creek/Ventura | 2 | Average Weekday | CAISO | 1-in-10 | 2027 | 12 |  |  |  | 54.6573 | 1
| LCA | Big Creek/Ventura | 2 | Average Weekday | CAISO | 1-in-10 | 2027 | 13 |  |  |  | 57.3028 | 1
| LCA | Big Creek/Ventura | 2 | Average Weekday | CAISO | 1-in-10 | 2027 | 14 |  |  |  | 58.8465 | 1
| LCA | Big Creek/Ventura | 2 | Average Weekday | CAISO | 1-in-10 | 2027 | 15 |  |  |  | 59.7065 | 1
| LCA | Big Creek/Ventura | 2 | Average Weekday | CAISO | 1-in-10 | 2027 | 16 |  |  |  | 60.0267 | 1
| LCA | Big Creek/Ventura | 2 | Average Weekday | CAISO | 1-in-10 | 2027 | 17 |  |  |  | 59.6988 | 1
| LCA | Big Creek/Ventura | 2 | Average Weekday | CAISO | 1-in-10 | 2027 | 18 |  |  |  | 58.4652 | 1
| LCA | Big Creek/Ventura | 2 | Average Weekday | CAISO | 1-in-10 | 2027 | 19 |  |  |  | 56.0586 | 1
| LCA | Big Creek/Ventura | 2 | Average Weekday | CAISO | 1-in-10 | 2027 | 20 |  |  |  | 53.3348 | 1
| LCA | Big Creek/Ventura | 2 | Average Weekday | CAISO | 1-in-10 | 2027 | 21 |  |  |  | 51.1011 | 1
| LCA | Big Creek/Ventura | 2 | Average Weekday | CAISO | 1-in-10 | 2027 | 22 |  |  |  | 49.4697 | 1
| LCA | Big Creek/Ventura | 2 | Average Weekday | CAISO | 1-in-10 | 2027 | 23 |  |  |  | 48.3302 | 1
| LCA | Big Creek/Ventura | 2 | Average Weekday | CAISO | 1-in-10 | 2027 | 24 |  |  |  | 47.3612 | 1
| LCA | Big Creek/Ventura | 2 | Monthly System Peak Day | CAISO | 1-in-10 | 2027 | 1 |  |  |  | 48.465 | 1
| LCA | Big Creek/Ventura | 2 | Monthly System Peak Day | CAISO | 1-in-10 | 2027 | 2 |  |  |  | 47.7136 | 1
| LCA | Big Creek/Ventura | 2 | Monthly System Peak Day | CAISO | 1-in-10 | 2027 | 3 |  |  |  | 47.5193 | 1
| LCA | Big Creek/Ventura | 2 | Monthly System Peak Day | CAISO | 1-in-10 | 2027 | 4 |  |  |  | 47.6686 | 1
| LCA | Big Creek/Ventura | 2 | Monthly System Peak Day | CAISO | 1-in-10 | 2027 | 5 |  |  |  | 47.5536 | 1
| LCA | Big Creek/Ventura | 2 | Monthly System Peak Day | CAISO | 1-in-10 | 2027 | 6 |  |  |  | 47.6229 | 1
| LCA | Big Creek/Ventura | 2 | Monthly System Peak Day | CAISO | 1-in-10 | 2027 | 7 |  |  |  | 47.74 | 1
| LCA | Big Creek/Ventura | 2 | Monthly System Peak Day | CAISO | 1-in-10 | 2027 | 8 |  |  |  | 47.3214 | 1
| LCA | Big Creek/Ventura | 2 | Monthly System Peak Day | CAISO | 1-in-10 | 2027 | 9 |  |  |  | 47.0379 | 1
| LCA | Big Creek/Ventura | 2 | Monthly System Peak Day | CAISO | 1-in-10 | 2027 | 10 |  |  |  | 47.7886 | 1
| LCA | Big Creek/Ventura | 2 | Monthly System Peak Day | CAISO | 1-in-10 | 2027 | 11 |  |  |  | 49.3229 | 1
| LCA | Big Creek/Ventura | 2 | Monthly System Peak Day | CAISO | 1-in-10 | 2027 | 12 |  |  |  | 50.3379 | 1
| LCA | Big Creek/Ventura | 2 | Monthly System Peak Day | CAISO | 1-in-10 | 2027 | 13 |  |  |  | 51.4179 | 1
| LCA | Big Creek/Ventura | 2 | Monthly System Peak Day | CAISO | 1-in-10 | 2027 | 14 |  |  |  | 51.9221 | 1
| LCA | Big Creek/Ventura | 2 | Monthly System Peak Day | CAISO | 1-in-10 | 2027 | 15 |  |  |  | 52.2614 | 1
| LCA | Big Creek/Ventura | 2 | Monthly System Peak Day | CAISO | 1-in-10 | 2027 | 16 |  |  |  | 52.7943 | 1
| LCA | Big Creek/Ventura | 2 | Monthly System Peak Day | CAISO | 1-in-10 | 2027 | 17 |  |  |  | 53.0479 | 1
| LCA | Big Creek/Ventura | 2 | Monthly System Peak Day | CAISO | 1-in-10 | 2027 | 18 |  |  |  | 52.5714 | 1
| LCA | Big Creek/Ventura | 2 | Monthly System Peak Day | CAISO | 1-in-10 | 2027 | 19 |  |  |  | 51.6114 | 1
| LCA | Big Creek/Ventura | 2 | Monthly System Peak Day | CAISO | 1-in-10 | 2027 | 20 |  |  |  | 50.7571 | 1
| LCA | Big Creek/Ventura | 2 | Monthly System Peak Day | CAISO | 1-in-10 | 2027 | 21 |  |  |  | 50.2686 | 1
| LCA | Big Creek/Ventura | 2 | Monthly System Peak Day | CAISO | 1-in-10 | 2027 | 22 |  |  |  | 49.6393 | 1
| LCA | Big Creek/Ventura | 2 | Monthly System Peak Day | CAISO | 1-in-10 | 2027 | 23 |  |  |  | 49.1679 | 1
| LCA | Big Creek/Ventura | 2 | Monthly System Peak Day | CAISO | 1-in-10 | 2027 | 24 |  |  |  | 48.6071 | 1
| LCA | Big Creek/Ventura | 3 | Average Weekday | CAISO | 1-in-10 | 2027 | 1 |  |  |  | 55.76 | 1
| LCA | Big Creek/Ventura | 3 | Average Weekday | CAISO | 1-in-10 | 2027 | 2 |  |  |  | 54.6302 | 1
| LCA | Big Creek/Ventura | 3 | Average Weekday | CAISO | 1-in-10 | 2027 | 3 |  |  |  | 53.6954 | 1
| LCA | Big Creek/Ventura | 3 | Average Weekday | CAISO | 1-in-10 | 2027 | 4 |  |  |  | 52.8489 | 1
| LCA | Big Creek/Ventura | 3 | Average Weekday | CAISO | 1-in-10 | 2027 | 5 |  |  |  | 51.8634 | 1
| LCA | Big Creek/Ventura | 3 | Average Weekday | CAISO | 1-in-10 | 2027 | 6 |  |  |  | 51.0123 | 1
| LCA | Big Creek/Ventura | 3 | Average Weekday | CAISO | 1-in-10 | 2027 | 7 |  |  |  | 50.3326 | 1
| LCA | Big Creek/Ventura | 3 | Average Weekday | CAISO | 1-in-10 | 2027 | 8 |  |  |  | 49.9971 | 1
| LCA | Big Creek/Ventura | 3 | Average Weekday | CAISO | 1-in-10 | 2027 | 9 |  |  |  | 51.0948 | 1
| LCA | Big Creek/Ventura | 3 | Average Weekday | CAISO | 1-in-10 | 2027 | 10 |  |  |  | 54.9948 | 1
| LCA | Big Creek/Ventura | 3 | Average Weekday | CAISO | 1-in-10 | 2027 | 11 |  |  |  | 59.737 | 1
| LCA | Big Creek/Ventura | 3 | Average Weekday | CAISO | 1-in-10 | 2027 | 12 |  |  |  | 63.8311 | 1
| LCA | Big Creek/Ventura | 3 | Average Weekday | CAISO | 1-in-10 | 2027 | 13 |  |  |  | 67.0932 | 1
| LCA | Big Creek/Ventura | 3 | Average Weekday | CAISO | 1-in-10 | 2027 | 14 |  |  |  | 69.3943 | 1
| LCA | Big Creek/Ventura | 3 | Average Weekday | CAISO | 1-in-10 | 2027 | 15 |  |  |  | 70.8584 | 1
| LCA | Big Creek/Ventura | 3 | Average Weekday | CAISO | 1-in-10 | 2027 | 16 |  |  |  | 71.6505 | 1
| LCA | Big Creek/Ventura | 3 | Average Weekday | CAISO | 1-in-10 | 2027 | 17 |  |  |  | 71.9429 | 1
| LCA | Big Creek/Ventura | 3 | Average Weekday | CAISO | 1-in-10 | 2027 | 18 |  |  |  | 71.2563 | 1
| LCA | Big Creek/Ventura | 3 | Average Weekday | CAISO | 1-in-10 | 2027 | 19 |  |  |  | 69.5572 | 1
| LCA | Big Creek/Ventura | 3 | Average Weekday | CAISO | 1-in-10 | 2027 | 20 |  |  |  | 66.8135 | 1
| LCA | Big Creek/Ventura | 3 | Average Weekday | CAISO | 1-in-10 | 2027 | 21 |  |  |  | 63.5231 | 1
| LCA | Big Creek/Ventura | 3 | Average Weekday | CAISO | 1-in-10 | 2027 | 22 |  |  |  | 61.2592 | 1
| LCA | Big Creek/Ventura | 3 | Average Weekday | CAISO | 1-in-10 | 2027 | 23 |  |  |  | 59.4613 | 1
| LCA | Big Creek/Ventura | 3 | Average Weekday | CAISO | 1-in-10 | 2027 | 24 |  |  |  | 58.0116 | 1
| LCA | Big Creek/Ventura | 3 | Monthly System Peak Day | CAISO | 1-in-10 | 2027 | 1 |  |  |  | 61.6436 | 1
| LCA | Big Creek/Ventura | 3 | Monthly System Peak Day | CAISO | 1-in-10 | 2027 | 2 |  |  |  | 59.7364 | 1
| LCA | Big Creek/Ventura | 3 | Monthly System Peak Day | CAISO | 1-in-10 | 2027 | 3 |  |  |  | 58.4079 | 1
| LCA | Big Creek/Ventura | 3 | Monthly System Peak Day | CAISO | 1-in-10 | 2027 | 4 |  |  |  | 57.565 | 1
| LCA | Big Creek/Ventura | 3 | Monthly System Peak Day | CAISO | 1-in-10 | 2027 | 5 |  |  |  | 57.0829 | 1
| LCA | Big Creek/Ventura | 3 | Monthly System Peak Day | CAISO | 1-in-10 | 2027 | 6 |  |  |  | 56.065 | 1
| LCA | Big Creek/Ventura | 3 | Monthly System Peak Day | CAISO | 1-in-10 | 2027 | 7 |  |  |  | 55.2536 | 1
| LCA | Big Creek/Ventura | 3 | Monthly System Peak Day | CAISO | 1-in-10 | 2027 | 8 |  |  |  | 54.7814 | 1
| LCA | Big Creek/Ventura | 3 | Monthly System Peak Day | CAISO | 1-in-10 | 2027 | 9 |  |  |  | 55.7129 | 1
| LCA | Big Creek/Ventura | 3 | Monthly System Peak Day | CAISO | 1-in-10 | 2027 | 10 |  |  |  | 60.6879 | 1
| LCA | Big Creek/Ventura | 3 | Monthly System Peak Day | CAISO | 1-in-10 | 2027 | 11 |  |  |  | 67.1879 | 1
| LCA | Big Creek/Ventura | 3 | Monthly System Peak Day | CAISO | 1-in-10 | 2027 | 12 |  |  |  | 73.9 | 1
| LCA | Big Creek/Ventura | 3 | Monthly System Peak Day | CAISO | 1-in-10 | 2027 | 13 |  |  |  | 79.72 | 1
| LCA | Big Creek/Ventura | 3 | Monthly System Peak Day | CAISO | 1-in-10 | 2027 | 14 |  |  |  | 82.0929 | 1
| LCA | Big Creek/Ventura | 3 | Monthly System Peak Day | CAISO | 1-in-10 | 2027 | 15 |  |  |  | 83.7714 | 1
| LCA | Big Creek/Ventura | 3 | Monthly System Peak Day | CAISO | 1-in-10 | 2027 | 16 |  |  |  | 85.2714 | 1
| LCA | Big Creek/Ventura | 3 | Monthly System Peak Day | CAISO | 1-in-10 | 2027 | 17 |  |  |  | 85.1714 | 1
| LCA | Big Creek/Ventura | 3 | Monthly System Peak Day | CAISO | 1-in-10 | 2027 | 18 |  |  |  | 85.25 | 1
| LCA | Big Creek/Ventura | 3 | Monthly System Peak Day | CAISO | 1-in-10 | 2027 | 19 |  |  |  | 84.4714 | 1
| LCA | Big Creek/Ventura | 3 | Monthly System Peak Day | CAISO | 1-in-10 | 2027 | 20 |  |  |  | 82.6071 | 1
| LCA | Big Creek/Ventura | 3 | Monthly System Peak Day | CAISO | 1-in-10 | 2027 | 21 |  |  |  | 77.33 | 1
| LCA | Big Creek/Ventura | 3 | Monthly System Peak Day | CAISO | 1-in-10 | 2027 | 22 |  |  |  | 71.775 | 1
| LCA | Big Creek/Ventura | 3 | Monthly System Peak Day | CAISO | 1-in-10 | 2027 | 23 |  |  |  | 67.95 | 1
| LCA | Big Creek/Ventura | 3 | Monthly System Peak Day | CAISO | 1-in-10 | 2027 | 24 |  |  |  | 65.3679 | 1
| LCA | Big Creek/Ventura | 4 | Average Weekday | CAISO | 1-in-10 | 2027 | 1 |  |  |  | 58.3482 | 1
| LCA | Big Creek/Ventura | 4 | Average Weekday | CAISO | 1-in-10 | 2027 | 2 |  |  |  | 57.2873 | 1
| LCA | Big Creek/Ventura | 4 | Average Weekday | CAISO | 1-in-10 | 2027 | 3 |  |  |  | 56.364 | 1
| LCA | Big Creek/Ventura | 4 | Average Weekday | CAISO | 1-in-10 | 2027 | 4 |  |  |  | 55.4985 | 1
| LCA | Big Creek/Ventura | 4 | Average Weekday | CAISO | 1-in-10 | 2027 | 5 |  |  |  | 54.483 | 1
| LCA | Big Creek/Ventura | 4 | Average Weekday | CAISO | 1-in-10 | 2027 | 6 |  |  |  | 53.6963 | 1
| LCA | Big Creek/Ventura | 4 | Average Weekday | CAISO | 1-in-10 | 2027 | 7 |  |  |  | 53.0497 | 1
| LCA | Big Creek/Ventura | 4 | Average Weekday | CAISO | 1-in-10 | 2027 | 8 |  |  |  | 52.7385 | 1
| LCA | Big Creek/Ventura | 4 | Average Weekday | CAISO | 1-in-10 | 2027 | 9 |  |  |  | 54.3959 | 1
| LCA | Big Creek/Ventura | 4 | Average Weekday | CAISO | 1-in-10 | 2027 | 10 |  |  |  | 58.3757 | 1
| LCA | Big Creek/Ventura | 4 | Average Weekday | CAISO | 1-in-10 | 2027 | 11 |  |  |  | 62.5234 | 1
| LCA | Big Creek/Ventura | 4 | Average Weekday | CAISO | 1-in-10 | 2027 | 12 |  |  |  | 66.0911 | 1
| LCA | Big Creek/Ventura | 4 | Average Weekday | CAISO | 1-in-10 | 2027 | 13 |  |  |  | 68.8485 | 1
| LCA | Big Creek/Ventura | 4 | Average Weekday | CAISO | 1-in-10 | 2027 | 14 |  |  |  | 70.7663 | 1
| LCA | Big Creek/Ventura | 4 | Average Weekday | CAISO | 1-in-10 | 2027 | 15 |  |  |  | 72.0711 | 1
| LCA | Big Creek/Ventura | 4 | Average Weekday | CAISO | 1-in-10 | 2027 | 16 |  |  |  | 72.7096 | 1
| LCA | Big Creek/Ventura | 4 | Average Weekday | CAISO | 1-in-10 | 2027 | 17 |  |  |  | 72.6504 | 1
| LCA | Big Creek/Ventura | 4 | Average Weekday | CAISO | 1-in-10 | 2027 | 18 |  |  |  | 71.757 | 1
| LCA | Big Creek/Ventura | 4 | Average Weekday | CAISO | 1-in-10 | 2027 | 19 |  |  |  | 70.1217 | 1
| LCA | Big Creek/Ventura | 4 | Average Weekday | CAISO | 1-in-10 | 2027 | 20 |  |  |  | 67.9586 | 1
| LCA | Big Creek/Ventura | 4 | Average Weekday | CAISO | 1-in-10 | 2027 | 21 |  |  |  | 65.246 | 1
| LCA | Big Creek/Ventura | 4 | Average Weekday | CAISO | 1-in-10 | 2027 | 22 |  |  |  | 62.8863 | 1
| LCA | Big Creek/Ventura | 4 | Average Weekday | CAISO | 1-in-10 | 2027 | 23 |  |  |  | 61.0799 | 1
| LCA | Big Creek/Ventura | 4 | Average Weekday | CAISO | 1-in-10 | 2027 | 24 |  |  |  | 59.6054 | 1
| LCA | Big Creek/Ventura | 4 | Monthly System Peak Day | CAISO | 1-in-10 | 2027 | 1 |  |  |  | 64.0893 | 1
| LCA | Big Creek/Ventura | 4 | Monthly System Peak Day | CAISO | 1-in-10 | 2027 | 2 |  |  |  | 62.165 | 1
| LCA | Big Creek/Ventura | 4 | Monthly System Peak Day | CAISO | 1-in-10 | 2027 | 3 |  |  |  | 60.4214 | 1
| LCA | Big Creek/Ventura | 4 | Monthly System Peak Day | CAISO | 1-in-10 | 2027 | 4 |  |  |  | 59.8814 | 1
| LCA | Big Creek/Ventura | 4 | Monthly System Peak Day | CAISO | 1-in-10 | 2027 | 5 |  |  |  | 59.8436 | 1
| LCA | Big Creek/Ventura | 4 | Monthly System Peak Day | CAISO | 1-in-10 | 2027 | 6 |  |  |  | 58.9564 | 1
| LCA | Big Creek/Ventura | 4 | Monthly System Peak Day | CAISO | 1-in-10 | 2027 | 7 |  |  |  | 59.7036 | 1
| LCA | Big Creek/Ventura | 4 | Monthly System Peak Day | CAISO | 1-in-10 | 2027 | 8 |  |  |  | 60.475 | 1
| LCA | Big Creek/Ventura | 4 | Monthly System Peak Day | CAISO | 1-in-10 | 2027 | 9 |  |  |  | 64.3743 | 1
| LCA | Big Creek/Ventura | 4 | Monthly System Peak Day | CAISO | 1-in-10 | 2027 | 10 |  |  |  | 68.8586 | 1
| LCA | Big Creek/Ventura | 4 | Monthly System Peak Day | CAISO | 1-in-10 | 2027 | 11 |  |  |  | 73.6929 | 1
| LCA | Big Creek/Ventura | 4 | Monthly System Peak Day | CAISO | 1-in-10 | 2027 | 12 |  |  |  | 78.29 | 1
| LCA | Big Creek/Ventura | 4 | Monthly System Peak Day | CAISO | 1-in-10 | 2027 | 13 |  |  |  | 81.9714 | 1
| LCA | Big Creek/Ventura | 4 | Monthly System Peak Day | CAISO | 1-in-10 | 2027 | 14 |  |  |  | 84.0071 | 1
| LCA | Big Creek/Ventura | 4 | Monthly System Peak Day | CAISO | 1-in-10 | 2027 | 15 |  |  |  | 85.5643 | 1
| LCA | Big Creek/Ventura | 4 | Monthly System Peak Day | CAISO | 1-in-10 | 2027 | 16 |  |  |  | 87.0857 | 1
| LCA | Big Creek/Ventura | 4 | Monthly System Peak Day | CAISO | 1-in-10 | 2027 | 17 |  |  |  | 87.9786 | 1
| LCA | Big Creek/Ventura | 4 | Monthly System Peak Day | CAISO | 1-in-10 | 2027 | 18 |  |  |  | 88.1929 | 1
| LCA | Big Creek/Ventura | 4 | Monthly System Peak Day | CAISO | 1-in-10 | 2027 | 19 |  |  |  | 87.2786 | 1
| LCA | Big Creek/Ventura | 4 | Monthly System Peak Day | CAISO | 1-in-10 | 2027 | 20 |  |  |  | 84.6071 | 1
| LCA | Big Creek/Ventura | 4 | Monthly System Peak Day | CAISO | 1-in-10 | 2027 | 21 |  |  |  | 80.6643 | 1
| LCA | Big Creek/Ventura | 4 | Monthly System Peak Day | CAISO | 1-in-10 | 2027 | 22 |  |  |  | 76.51 | 1
| LCA | Big Creek/Ventura | 4 | Monthly System Peak Day | CAISO | 1-in-10 | 2027 | 23 |  |  |  | 73.0807 | 1
| LCA | Big Creek/Ventura | 4 | Monthly System Peak Day | CAISO | 1-in-10 | 2027 | 24 |  |  |  | 69.31 | 1
| LCA | Big Creek/Ventura | 5 | Average Weekday | CAISO | 1-in-10 | 2027 | 1 |  |  |  | 62.5912 | 1
| LCA | Big Creek/Ventura | 5 | Average Weekday | CAISO | 1-in-10 | 2027 | 2 |  |  |  | 61.3025 | 1
| LCA | Big Creek/Ventura | 5 | Average Weekday | CAISO | 1-in-10 | 2027 | 3 |  |  |  | 60.0848 | 1
| LCA | Big Creek/Ventura | 5 | Average Weekday | CAISO | 1-in-10 | 2027 | 4 |  |  |  | 58.8481 | 1
| LCA | Big Creek/Ventura | 5 | Average Weekday | CAISO | 1-in-10 | 2027 | 5 |  |  |  | 58.0431 | 1
| LCA | Big Creek/Ventura | 5 | Average Weekday | CAISO | 1-in-10 | 2027 | 6 |  |  |  | 57.2156 | 1
| LCA | Big Creek/Ventura | 5 | Average Weekday | CAISO | 1-in-10 | 2027 | 7 |  |  |  | 56.479 | 1
| LCA | Big Creek/Ventura | 5 | Average Weekday | CAISO | 1-in-10 | 2027 | 8 |  |  |  | 56.8888 | 1
| LCA | Big Creek/Ventura | 5 | Average Weekday | CAISO | 1-in-10 | 2027 | 9 |  |  |  | 60.1908 | 1
| LCA | Big Creek/Ventura | 5 | Average Weekday | CAISO | 1-in-10 | 2027 | 10 |  |  |  | 64.6334 | 1
| LCA | Big Creek/Ventura | 5 | Average Weekday | CAISO | 1-in-10 | 2027 | 11 |  |  |  | 68.5848 | 1
| LCA | Big Creek/Ventura | 5 | Average Weekday | CAISO | 1-in-10 | 2027 | 12 |  |  |  | 71.6441 | 1
| LCA | Big Creek/Ventura | 5 | Average Weekday | CAISO | 1-in-10 | 2027 | 13 |  |  |  | 74.0241 | 1
| LCA | Big Creek/Ventura | 5 | Average Weekday | CAISO | 1-in-10 | 2027 | 14 |  |  |  | 75.6921 | 1
| LCA | Big Creek/Ventura | 5 | Average Weekday | CAISO | 1-in-10 | 2027 | 15 |  |  |  | 76.7916 | 1
| LCA | Big Creek/Ventura | 5 | Average Weekday | CAISO | 1-in-10 | 2027 | 16 |  |  |  | 77.2805 | 1
| LCA | Big Creek/Ventura | 5 | Average Weekday | CAISO | 1-in-10 | 2027 | 17 |  |  |  | 77.2165 | 1
| LCA | Big Creek/Ventura | 5 | Average Weekday | CAISO | 1-in-10 | 2027 | 18 |  |  |  | 76.5896 | 1
| LCA | Big Creek/Ventura | 5 | Average Weekday | CAISO | 1-in-10 | 2027 | 19 |  |  |  | 75.461 | 1
| LCA | Big Creek/Ventura | 5 | Average Weekday | CAISO | 1-in-10 | 2027 | 20 |  |  |  | 73.5426 | 1
| LCA | Big Creek/Ventura | 5 | Average Weekday | CAISO | 1-in-10 | 2027 | 21 |  |  |  | 70.8603 | 1
| LCA | Big Creek/Ventura | 5 | Average Weekday | CAISO | 1-in-10 | 2027 | 22 |  |  |  | 68.0311 | 1
| LCA | Big Creek/Ventura | 5 | Average Weekday | CAISO | 1-in-10 | 2027 | 23 |  |  |  | 66.0109 | 1
| LCA | Big Creek/Ventura | 5 | Average Weekday | CAISO | 1-in-10 | 2027 | 24 |  |  |  | 64.0741 | 1
| LCA | Big Creek/Ventura | 5 | Monthly System Peak Day | CAISO | 1-in-10 | 2027 | 1 |  |  |  | 73.7593 | 1
| LCA | Big Creek/Ventura | 5 | Monthly System Peak Day | CAISO | 1-in-10 | 2027 | 2 |  |  |  | 71.6129 | 1
| LCA | Big Creek/Ventura | 5 | Monthly System Peak Day | CAISO | 1-in-10 | 2027 | 3 |  |  |  | 69.8557 | 1
| LCA | Big Creek/Ventura | 5 | Monthly System Peak Day | CAISO | 1-in-10 | 2027 | 4 |  |  |  | 68.0679 | 1
| LCA | Big Creek/Ventura | 5 | Monthly System Peak Day | CAISO | 1-in-10 | 2027 | 5 |  |  |  | 65.8314 | 1
| LCA | Big Creek/Ventura | 5 | Monthly System Peak Day | CAISO | 1-in-10 | 2027 | 6 |  |  |  | 64.9371 | 1
| LCA | Big Creek/Ventura | 5 | Monthly System Peak Day | CAISO | 1-in-10 | 2027 | 7 |  |  |  | 64.2586 | 1
| LCA | Big Creek/Ventura | 5 | Monthly System Peak Day | CAISO | 1-in-10 | 2027 | 8 |  |  |  | 64.3064 | 1
| LCA | Big Creek/Ventura | 5 | Monthly System Peak Day | CAISO | 1-in-10 | 2027 | 9 |  |  |  | 68.5121 | 1
| LCA | Big Creek/Ventura | 5 | Monthly System Peak Day | CAISO | 1-in-10 | 2027 | 10 |  |  |  | 74.5079 | 1
| LCA | Big Creek/Ventura | 5 | Monthly System Peak Day | CAISO | 1-in-10 | 2027 | 11 |  |  |  | 80.8571 | 1
| LCA | Big Creek/Ventura | 5 | Monthly System Peak Day | CAISO | 1-in-10 | 2027 | 12 |  |  |  | 85.8971 | 1
| LCA | Big Creek/Ventura | 5 | Monthly System Peak Day | CAISO | 1-in-10 | 2027 | 13 |  |  |  | 89.2071 | 1
| LCA | Big Creek/Ventura | 5 | Monthly System Peak Day | CAISO | 1-in-10 | 2027 | 14 |  |  |  | 91.3857 | 1
| LCA | Big Creek/Ventura | 5 | Monthly System Peak Day | CAISO | 1-in-10 | 2027 | 15 |  |  |  | 92.3 | 1
| LCA | Big Creek/Ventura | 5 | Monthly System Peak Day | CAISO | 1-in-10 | 2027 | 16 |  |  |  | 92.5643 | 1
| LCA | Big Creek/Ventura | 5 | Monthly System Peak Day | CAISO | 1-in-10 | 2027 | 17 |  |  |  | 92.3714 | 1
| LCA | Big Creek/Ventura | 5 | Monthly System Peak Day | CAISO | 1-in-10 | 2027 | 18 |  |  |  | 91.9429 | 1
| LCA | Big Creek/Ventura | 5 | Monthly System Peak Day | CAISO | 1-in-10 | 2027 | 19 |  |  |  | 90.6 | 1
| LCA | Big Creek/Ventura | 5 | Monthly System Peak Day | CAISO | 1-in-10 | 2027 | 20 |  |  |  | 87.835 | 1
| LCA | Big Creek/Ventura | 5 | Monthly System Peak Day | CAISO | 1-in-10 | 2027 | 21 |  |  |  | 83.1979 | 1
| LCA | Big Creek/Ventura | 5 | Monthly System Peak Day | CAISO | 1-in-10 | 2027 | 22 |  |  |  | 79.3571 | 1
| LCA | Big Creek/Ventura | 5 | Monthly System Peak Day | CAISO | 1-in-10 | 2027 | 23 |  |  |  | 76.5479 | 1
| LCA | Big Creek/Ventura | 5 | Monthly System Peak Day | CAISO | 1-in-10 | 2027 | 24 |  |  |  | 73.7157 | 1
| LCA | Big Creek/Ventura | 6 | Average Weekday | CAISO | 1-in-10 | 2027 | 1 |  |  |  | 67.5979 | 1
| LCA | Big Creek/Ventura | 6 | Average Weekday | CAISO | 1-in-10 | 2027 | 2 |  |  |  | 66.7173 | 1
| LCA | Big Creek/Ventura | 6 | Average Weekday | CAISO | 1-in-10 | 2027 | 3 |  |  |  | 65.8067 | 1
| LCA | Big Creek/Ventura | 6 | Average Weekday | CAISO | 1-in-10 | 2027 | 4 |  |  |  | 64.7835 | 1
| LCA | Big Creek/Ventura | 6 | Average Weekday | CAISO | 1-in-10 | 2027 | 5 |  |  |  | 63.8893 | 1
| LCA | Big Creek/Ventura | 6 | Average Weekday | CAISO | 1-in-10 | 2027 | 6 |  |  |  | 63.1691 | 1
| LCA | Big Creek/Ventura | 6 | Average Weekday | CAISO | 1-in-10 | 2027 | 7 |  |  |  | 62.6661 | 1
| LCA | Big Creek/Ventura | 6 | Average Weekday | CAISO | 1-in-10 | 2027 | 8 |  |  |  | 63.2141 | 1
| LCA | Big Creek/Ventura | 6 | Average Weekday | CAISO | 1-in-10 | 2027 | 9 |  |  |  | 66.1776 | 1
| LCA | Big Creek/Ventura | 6 | Average Weekday | CAISO | 1-in-10 | 2027 | 10 |  |  |  | 70.0818 | 1
| LCA | Big Creek/Ventura | 6 | Average Weekday | CAISO | 1-in-10 | 2027 | 11 |  |  |  | 73.9836 | 1
| LCA | Big Creek/Ventura | 6 | Average Weekday | CAISO | 1-in-10 | 2027 | 12 |  |  |  | 77.4319 | 1
| LCA | Big Creek/Ventura | 6 | Average Weekday | CAISO | 1-in-10 | 2027 | 13 |  |  |  | 80.1443 | 1
| LCA | Big Creek/Ventura | 6 | Average Weekday | CAISO | 1-in-10 | 2027 | 14 |  |  |  | 82.1737 | 1
| LCA | Big Creek/Ventura | 6 | Average Weekday | CAISO | 1-in-10 | 2027 | 15 |  |  |  | 83.3627 | 1
| LCA | Big Creek/Ventura | 6 | Average Weekday | CAISO | 1-in-10 | 2027 | 16 |  |  |  | 83.8567 | 1
| LCA | Big Creek/Ventura | 6 | Average Weekday | CAISO | 1-in-10 | 2027 | 17 |  |  |  | 83.6788 | 1
| LCA | Big Creek/Ventura | 6 | Average Weekday | CAISO | 1-in-10 | 2027 | 18 |  |  |  | 82.6209 | 1
| LCA | Big Creek/Ventura | 6 | Average Weekday | CAISO | 1-in-10 | 2027 | 19 |  |  |  | 80.9659 | 1
| LCA | Big Creek/Ventura | 6 | Average Weekday | CAISO | 1-in-10 | 2027 | 20 |  |  |  | 78.9063 | 1
| LCA | Big Creek/Ventura | 6 | Average Weekday | CAISO | 1-in-10 | 2027 | 21 |  |  |  | 76.1141 | 1
| LCA | Big Creek/Ventura | 6 | Average Weekday | CAISO | 1-in-10 | 2027 | 22 |  |  |  | 72.8496 | 1
| LCA | Big Creek/Ventura | 6 | Average Weekday | CAISO | 1-in-10 | 2027 | 23 |  |  |  | 70.6066 | 1
| LCA | Big Creek/Ventura | 6 | Average Weekday | CAISO | 1-in-10 | 2027 | 24 |  |  |  | 68.955 | 1
| LCA | Big Creek/Ventura | 6 | Monthly System Peak Day | CAISO | 1-in-10 | 2027 | 1 |  |  |  | 74.6807 | 1
| LCA | Big Creek/Ventura | 6 | Monthly System Peak Day | CAISO | 1-in-10 | 2027 | 2 |  |  |  | 73.9664 | 1
| LCA | Big Creek/Ventura | 6 | Monthly System Peak Day | CAISO | 1-in-10 | 2027 | 3 |  |  |  | 72.8129 | 1
| LCA | Big Creek/Ventura | 6 | Monthly System Peak Day | CAISO | 1-in-10 | 2027 | 4 |  |  |  | 71.8886 | 1
| LCA | Big Creek/Ventura | 6 | Monthly System Peak Day | CAISO | 1-in-10 | 2027 | 5 |  |  |  | 70.4636 | 1
| LCA | Big Creek/Ventura | 6 | Monthly System Peak Day | CAISO | 1-in-10 | 2027 | 6 |  |  |  | 69.4257 | 1
| LCA | Big Creek/Ventura | 6 | Monthly System Peak Day | CAISO | 1-in-10 | 2027 | 7 |  |  |  | 69.0036 | 1
| LCA | Big Creek/Ventura | 6 | Monthly System Peak Day | CAISO | 1-in-10 | 2027 | 8 |  |  |  | 69.4093 | 1
| LCA | Big Creek/Ventura | 6 | Monthly System Peak Day | CAISO | 1-in-10 | 2027 | 9 |  |  |  | 73.6814 | 1
| LCA | Big Creek/Ventura | 6 | Monthly System Peak Day | CAISO | 1-in-10 | 2027 | 10 |  |  |  | 79.1464 | 1
| LCA | Big Creek/Ventura | 6 | Monthly System Peak Day | CAISO | 1-in-10 | 2027 | 11 |  |  |  | 84.1829 | 1
| LCA | Big Creek/Ventura | 6 | Monthly System Peak Day | CAISO | 1-in-10 | 2027 | 12 |  |  |  | 89.2807 | 1
| LCA | Big Creek/Ventura | 6 | Monthly System Peak Day | CAISO | 1-in-10 | 2027 | 13 |  |  |  | 92.9336 | 1
| LCA | Big Creek/Ventura | 6 | Monthly System Peak Day | CAISO | 1-in-10 | 2027 | 14 |  |  |  | 95.6929 | 1
| LCA | Big Creek/Ventura | 6 | Monthly System Peak Day | CAISO | 1-in-10 | 2027 | 15 |  |  |  | 96.9571 | 1
| LCA | Big Creek/Ventura | 6 | Monthly System Peak Day | CAISO | 1-in-10 | 2027 | 16 |  |  |  | 97.8571 | 1
| LCA | Big Creek/Ventura | 6 | Monthly System Peak Day | CAISO | 1-in-10 | 2027 | 17 |  |  |  | 97.3714 | 1
| LCA | Big Creek/Ventura | 6 | Monthly System Peak Day | CAISO | 1-in-10 | 2027 | 18 |  |  |  | 96.5143 | 1
| LCA | Big Creek/Ventura | 6 | Monthly System Peak Day | CAISO | 1-in-10 | 2027 | 19 |  |  |  | 94.2643 | 1
| LCA | Big Creek/Ventura | 6 | Monthly System Peak Day | CAISO | 1-in-10 | 2027 | 20 |  |  |  | 91.4107 | 1
| LCA | Big Creek/Ventura | 6 | Monthly System Peak Day | CAISO | 1-in-10 | 2027 | 21 |  |  |  | 88.3343 | 1
| LCA | Big Creek/Ventura | 6 | Monthly System Peak Day | CAISO | 1-in-10 | 2027 | 22 |  |  |  | 84.5707 | 1
| LCA | Big Creek/Ventura | 6 | Monthly System Peak Day | CAISO | 1-in-10 | 2027 | 23 |  |  |  | 81.8114 | 1
| LCA | Big Creek/Ventura | 6 | Monthly System Peak Day | CAISO | 1-in-10 | 2027 | 24 |  |  |  | 80.2729 | 1
| LCA | Big Creek/Ventura | 7 | Average Weekday | CAISO | 1-in-10 | 2027 | 1 |  |  |  | 73.7504 | 1
| LCA | Big Creek/Ventura | 7 | Average Weekday | CAISO | 1-in-10 | 2027 | 2 |  |  |  | 72.6444 | 1
| LCA | Big Creek/Ventura | 7 | Average Weekday | CAISO | 1-in-10 | 2027 | 3 |  |  |  | 71.7965 | 1
| LCA | Big Creek/Ventura | 7 | Average Weekday | CAISO | 1-in-10 | 2027 | 4 |  |  |  | 70.8986 | 1
| LCA | Big Creek/Ventura | 7 | Average Weekday | CAISO | 1-in-10 | 2027 | 5 |  |  |  | 70.1004 | 1
| LCA | Big Creek/Ventura | 7 | Average Weekday | CAISO | 1-in-10 | 2027 | 6 |  |  |  | 69.3371 | 1
| LCA | Big Creek/Ventura | 7 | Average Weekday | CAISO | 1-in-10 | 2027 | 7 |  |  |  | 68.9791 | 1
| LCA | Big Creek/Ventura | 7 | Average Weekday | CAISO | 1-in-10 | 2027 | 8 |  |  |  | 69.3313 | 1
| LCA | Big Creek/Ventura | 7 | Average Weekday | CAISO | 1-in-10 | 2027 | 9 |  |  |  | 72.2421 | 1
| LCA | Big Creek/Ventura | 7 | Average Weekday | CAISO | 1-in-10 | 2027 | 10 |  |  |  | 76.3167 | 1
| LCA | Big Creek/Ventura | 7 | Average Weekday | CAISO | 1-in-10 | 2027 | 11 |  |  |  | 80.6703 | 1
| LCA | Big Creek/Ventura | 7 | Average Weekday | CAISO | 1-in-10 | 2027 | 12 |  |  |  | 84.4912 | 1
| LCA | Big Creek/Ventura | 7 | Average Weekday | CAISO | 1-in-10 | 2027 | 13 |  |  |  | 87.3622 | 1
| LCA | Big Creek/Ventura | 7 | Average Weekday | CAISO | 1-in-10 | 2027 | 14 |  |  |  | 89.604 | 1
| LCA | Big Creek/Ventura | 7 | Average Weekday | CAISO | 1-in-10 | 2027 | 15 |  |  |  | 91.1072 | 1
| LCA | Big Creek/Ventura | 7 | Average Weekday | CAISO | 1-in-10 | 2027 | 16 |  |  |  | 91.7086 | 1
| LCA | Big Creek/Ventura | 7 | Average Weekday | CAISO | 1-in-10 | 2027 | 17 |  |  |  | 91.4436 | 1
| LCA | Big Creek/Ventura | 7 | Average Weekday | CAISO | 1-in-10 | 2027 | 18 |  |  |  | 90.5951 | 1
| LCA | Big Creek/Ventura | 7 | Average Weekday | CAISO | 1-in-10 | 2027 | 19 |  |  |  | 88.7186 | 1
| LCA | Big Creek/Ventura | 7 | Average Weekday | CAISO | 1-in-10 | 2027 | 20 |  |  |  | 85.9757 | 1
| LCA | Big Creek/Ventura | 7 | Average Weekday | CAISO | 1-in-10 | 2027 | 21 |  |  |  | 82.4525 | 1
| LCA | Big Creek/Ventura | 7 | Average Weekday | CAISO | 1-in-10 | 2027 | 22 |  |  |  | 78.9574 | 1
| LCA | Big Creek/Ventura | 7 | Average Weekday | CAISO | 1-in-10 | 2027 | 23 |  |  |  | 76.8646 | 1
| LCA | Big Creek/Ventura | 7 | Average Weekday | CAISO | 1-in-10 | 2027 | 24 |  |  |  | 75.4968 | 1
| LCA | Big Creek/Ventura | 7 | Monthly System Peak Day | CAISO | 1-in-10 | 2027 | 1 |  |  |  | 80.5621 | 1
| LCA | Big Creek/Ventura | 7 | Monthly System Peak Day | CAISO | 1-in-10 | 2027 | 2 |  |  |  | 80.3943 | 1
| LCA | Big Creek/Ventura | 7 | Monthly System Peak Day | CAISO | 1-in-10 | 2027 | 3 |  |  |  | 79.0186 | 1
| LCA | Big Creek/Ventura | 7 | Monthly System Peak Day | CAISO | 1-in-10 | 2027 | 4 |  |  |  | 75.5979 | 1
| LCA | Big Creek/Ventura | 7 | Monthly System Peak Day | CAISO | 1-in-10 | 2027 | 5 |  |  |  | 73.91 | 1
| LCA | Big Creek/Ventura | 7 | Monthly System Peak Day | CAISO | 1-in-10 | 2027 | 6 |  |  |  | 73.0279 | 1
| LCA | Big Creek/Ventura | 7 | Monthly System Peak Day | CAISO | 1-in-10 | 2027 | 7 |  |  |  | 72.825 | 1
| LCA | Big Creek/Ventura | 7 | Monthly System Peak Day | CAISO | 1-in-10 | 2027 | 8 |  |  |  | 72.9407 | 1
| LCA | Big Creek/Ventura | 7 | Monthly System Peak Day | CAISO | 1-in-10 | 2027 | 9 |  |  |  | 76.145 | 1
| LCA | Big Creek/Ventura | 7 | Monthly System Peak Day | CAISO | 1-in-10 | 2027 | 10 |  |  |  | 81.4593 | 1
| LCA | Big Creek/Ventura | 7 | Monthly System Peak Day | CAISO | 1-in-10 | 2027 | 11 |  |  |  | 86.7071 | 1
| LCA | Big Creek/Ventura | 7 | Monthly System Peak Day | CAISO | 1-in-10 | 2027 | 12 |  |  |  | 91.1643 | 1
| LCA | Big Creek/Ventura | 7 | Monthly System Peak Day | CAISO | 1-in-10 | 2027 | 13 |  |  |  | 93.6143 | 1
| LCA | Big Creek/Ventura | 7 | Monthly System Peak Day | CAISO | 1-in-10 | 2027 | 14 |  |  |  | 95.0357 | 1
| LCA | Big Creek/Ventura | 7 | Monthly System Peak Day | CAISO | 1-in-10 | 2027 | 15 |  |  |  | 96.6929 | 1
| LCA | Big Creek/Ventura | 7 | Monthly System Peak Day | CAISO | 1-in-10 | 2027 | 16 |  |  |  | 97.1357 | 1
| LCA | Big Creek/Ventura | 7 | Monthly System Peak Day | CAISO | 1-in-10 | 2027 | 17 |  |  |  | 96.5286 | 1
| LCA | Big Creek/Ventura | 7 | Monthly System Peak Day | CAISO | 1-in-10 | 2027 | 18 |  |  |  | 95.7 | 1
| LCA | Big Creek/Ventura | 7 | Monthly System Peak Day | CAISO | 1-in-10 | 2027 | 19 |  |  |  | 94.3071 | 1
| LCA | Big Creek/Ventura | 7 | Monthly System Peak Day | CAISO | 1-in-10 | 2027 | 20 |  |  |  | 91 | 1
| LCA | Big Creek/Ventura | 7 | Monthly System Peak Day | CAISO | 1-in-10 | 2027 | 21 |  |  |  | 87.2271 | 1
| LCA | Big Creek/Ventura | 7 | Monthly System Peak Day | CAISO | 1-in-10 | 2027 | 22 |  |  |  | 83.105 | 1
| LCA | Big Creek/Ventura | 7 | Monthly System Peak Day | CAISO | 1-in-10 | 2027 | 23 |  |  |  | 81.2114 | 1
| LCA | Big Creek/Ventura | 7 | Monthly System Peak Day | CAISO | 1-in-10 | 2027 | 24 |  |  |  | 79.2186 | 1
| LCA | Big Creek/Ventura | 8 | Average Weekday | CAISO | 1-in-10 | 2027 | 1 |  |  |  | 71.773 | 1
| LCA | Big Creek/Ventura | 8 | Average Weekday | CAISO | 1-in-10 | 2027 | 2 |  |  |  | 70.8122 | 1
| LCA | Big Creek/Ventura | 8 | Average Weekday | CAISO | 1-in-10 | 2027 | 3 |  |  |  | 70.0332 | 1
| LCA | Big Creek/Ventura | 8 | Average Weekday | CAISO | 1-in-10 | 2027 | 4 |  |  |  | 69.3359 | 1
| LCA | Big Creek/Ventura | 8 | Average Weekday | CAISO | 1-in-10 | 2027 | 5 |  |  |  | 68.5356 | 1
| LCA | Big Creek/Ventura | 8 | Average Weekday | CAISO | 1-in-10 | 2027 | 6 |  |  |  | 67.6954 | 1
| LCA | Big Creek/Ventura | 8 | Average Weekday | CAISO | 1-in-10 | 2027 | 7 |  |  |  | 67.0748 | 1
| LCA | Big Creek/Ventura | 8 | Average Weekday | CAISO | 1-in-10 | 2027 | 8 |  |  |  | 66.8998 | 1
| LCA | Big Creek/Ventura | 8 | Average Weekday | CAISO | 1-in-10 | 2027 | 9 |  |  |  | 69.0394 | 1
| LCA | Big Creek/Ventura | 8 | Average Weekday | CAISO | 1-in-10 | 2027 | 10 |  |  |  | 72.7622 | 1
| LCA | Big Creek/Ventura | 8 | Average Weekday | CAISO | 1-in-10 | 2027 | 11 |  |  |  | 76.7959 | 1
| LCA | Big Creek/Ventura | 8 | Average Weekday | CAISO | 1-in-10 | 2027 | 12 |  |  |  | 80.7141 | 1
| LCA | Big Creek/Ventura | 8 | Average Weekday | CAISO | 1-in-10 | 2027 | 13 |  |  |  | 83.8698 | 1
| LCA | Big Creek/Ventura | 8 | Average Weekday | CAISO | 1-in-10 | 2027 | 14 |  |  |  | 86.2495 | 1
| LCA | Big Creek/Ventura | 8 | Average Weekday | CAISO | 1-in-10 | 2027 | 15 |  |  |  | 87.7802 | 1
| LCA | Big Creek/Ventura | 8 | Average Weekday | CAISO | 1-in-10 | 2027 | 16 |  |  |  | 88.4706 | 1
| LCA | Big Creek/Ventura | 8 | Average Weekday | CAISO | 1-in-10 | 2027 | 17 |  |  |  | 88.218 | 1
| LCA | Big Creek/Ventura | 8 | Average Weekday | CAISO | 1-in-10 | 2027 | 18 |  |  |  | 87.3481 | 1
| LCA | Big Creek/Ventura | 8 | Average Weekday | CAISO | 1-in-10 | 2027 | 19 |  |  |  | 85.6245 | 1
| LCA | Big Creek/Ventura | 8 | Average Weekday | CAISO | 1-in-10 | 2027 | 20 |  |  |  | 82.9859 | 1
| LCA | Big Creek/Ventura | 8 | Average Weekday | CAISO | 1-in-10 | 2027 | 21 |  |  |  | 79.446 | 1
| LCA | Big Creek/Ventura | 8 | Average Weekday | CAISO | 1-in-10 | 2027 | 22 |  |  |  | 76.5588 | 1
| LCA | Big Creek/Ventura | 8 | Average Weekday | CAISO | 1-in-10 | 2027 | 23 |  |  |  | 74.6878 | 1
| LCA | Big Creek/Ventura | 8 | Average Weekday | CAISO | 1-in-10 | 2027 | 24 |  |  |  | 73.243 | 1
| LCA | Big Creek/Ventura | 8 | Monthly System Peak Day | CAISO | 1-in-10 | 2027 | 1 |  |  |  | 75.8614 | 1
| LCA | Big Creek/Ventura | 8 | Monthly System Peak Day | CAISO | 1-in-10 | 2027 | 2 |  |  |  | 75.0521 | 1
| LCA | Big Creek/Ventura | 8 | Monthly System Peak Day | CAISO | 1-in-10 | 2027 | 3 |  |  |  | 74.275 | 1
| LCA | Big Creek/Ventura | 8 | Monthly System Peak Day | CAISO | 1-in-10 | 2027 | 4 |  |  |  | 73.3857 | 1
| LCA | Big Creek/Ventura | 8 | Monthly System Peak Day | CAISO | 1-in-10 | 2027 | 5 |  |  |  | 72.4779 | 1
| LCA | Big Creek/Ventura | 8 | Monthly System Peak Day | CAISO | 1-in-10 | 2027 | 6 |  |  |  | 71.3657 | 1
| LCA | Big Creek/Ventura | 8 | Monthly System Peak Day | CAISO | 1-in-10 | 2027 | 7 |  |  |  | 71.1021 | 1
| LCA | Big Creek/Ventura | 8 | Monthly System Peak Day | CAISO | 1-in-10 | 2027 | 8 |  |  |  | 70.685 | 1
| LCA | Big Creek/Ventura | 8 | Monthly System Peak Day | CAISO | 1-in-10 | 2027 | 9 |  |  |  | 73.5929 | 1
| LCA | Big Creek/Ventura | 8 | Monthly System Peak Day | CAISO | 1-in-10 | 2027 | 10 |  |  |  | 77.95 | 1
| LCA | Big Creek/Ventura | 8 | Monthly System Peak Day | CAISO | 1-in-10 | 2027 | 11 |  |  |  | 83.1193 | 1
| LCA | Big Creek/Ventura | 8 | Monthly System Peak Day | CAISO | 1-in-10 | 2027 | 12 |  |  |  | 88.1879 | 1
| LCA | Big Creek/Ventura | 8 | Monthly System Peak Day | CAISO | 1-in-10 | 2027 | 13 |  |  |  | 92.3714 | 1
| LCA | Big Creek/Ventura | 8 | Monthly System Peak Day | CAISO | 1-in-10 | 2027 | 14 |  |  |  | 95.0214 | 1
| LCA | Big Creek/Ventura | 8 | Monthly System Peak Day | CAISO | 1-in-10 | 2027 | 15 |  |  |  | 96.2714 | 1
| LCA | Big Creek/Ventura | 8 | Monthly System Peak Day | CAISO | 1-in-10 | 2027 | 16 |  |  |  | 96.85 | 1
| LCA | Big Creek/Ventura | 8 | Monthly System Peak Day | CAISO | 1-in-10 | 2027 | 17 |  |  |  | 96.3143 | 1
| LCA | Big Creek/Ventura | 8 | Monthly System Peak Day | CAISO | 1-in-10 | 2027 | 18 |  |  |  | 95.3286 | 1
| LCA | Big Creek/Ventura | 8 | Monthly System Peak Day | CAISO | 1-in-10 | 2027 | 19 |  |  |  | 93.3214 | 1
| LCA | Big Creek/Ventura | 8 | Monthly System Peak Day | CAISO | 1-in-10 | 2027 | 20 |  |  |  | 89.9429 | 1
| LCA | Big Creek/Ventura | 8 | Monthly System Peak Day | CAISO | 1-in-10 | 2027 | 21 |  |  |  | 85.6986 | 1
| LCA | Big Creek/Ventura | 8 | Monthly System Peak Day | CAISO | 1-in-10 | 2027 | 22 |  |  |  | 82.6936 | 1
| LCA | Big Creek/Ventura | 8 | Monthly System Peak Day | CAISO | 1-in-10 | 2027 | 23 |  |  |  | 80.7414 | 1
| LCA | Big Creek/Ventura | 8 | Monthly System Peak Day | CAISO | 1-in-10 | 2027 | 24 |  |  |  | 79.3707 | 1
| LCA | Big Creek/Ventura | 8 | Typical Event Day | CAISO | 1-in-10 | 2027 | 1 |  |  |  | 77.2739 | 1
| LCA | Big Creek/Ventura | 8 | Typical Event Day | CAISO | 1-in-10 | 2027 | 2 |  |  |  | 76.5187 | 1
| LCA | Big Creek/Ventura | 8 | Typical Event Day | CAISO | 1-in-10 | 2027 | 3 |  |  |  | 75.457 | 1
| LCA | Big Creek/Ventura | 8 | Typical Event Day | CAISO | 1-in-10 | 2027 | 4 |  |  |  | 74.0543 | 1
| LCA | Big Creek/Ventura | 8 | Typical Event Day | CAISO | 1-in-10 | 2027 | 5 |  |  |  | 73.0975 | 1
| LCA | Big Creek/Ventura | 8 | Typical Event Day | CAISO | 1-in-10 | 2027 | 6 |  |  |  | 72.138 | 1
| LCA | Big Creek/Ventura | 8 | Typical Event Day | CAISO | 1-in-10 | 2027 | 7 |  |  |  | 71.9071 | 1
| LCA | Big Creek/Ventura | 8 | Typical Event Day | CAISO | 1-in-10 | 2027 | 8 |  |  |  | 72.008 | 1
| LCA | Big Creek/Ventura | 8 | Typical Event Day | CAISO | 1-in-10 | 2027 | 9 |  |  |  | 74.7386 | 1
| LCA | Big Creek/Ventura | 8 | Typical Event Day | CAISO | 1-in-10 | 2027 | 10 |  |  |  | 79.5193 | 1
| LCA | Big Creek/Ventura | 8 | Typical Event Day | CAISO | 1-in-10 | 2027 | 11 |  |  |  | 84.3773 | 1
| LCA | Big Creek/Ventura | 8 | Typical Event Day | CAISO | 1-in-10 | 2027 | 12 |  |  |  | 89.0189 | 1
| LCA | Big Creek/Ventura | 8 | Typical Event Day | CAISO | 1-in-10 | 2027 | 13 |  |  |  | 92.2941 | 1
| LCA | Big Creek/Ventura | 8 | Typical Event Day | CAISO | 1-in-10 | 2027 | 14 |  |  |  | 94.5786 | 1
| LCA | Big Creek/Ventura | 8 | Typical Event Day | CAISO | 1-in-10 | 2027 | 15 |  |  |  | 95.975 | 1
| LCA | Big Creek/Ventura | 8 | Typical Event Day | CAISO | 1-in-10 | 2027 | 16 |  |  |  | 96.8518 | 1
| LCA | Big Creek/Ventura | 8 | Typical Event Day | CAISO | 1-in-10 | 2027 | 17 |  |  |  | 96.6714 | 1
| LCA | Big Creek/Ventura | 8 | Typical Event Day | CAISO | 1-in-10 | 2027 | 18 |  |  |  | 95.7714 | 1
| LCA | Big Creek/Ventura | 8 | Typical Event Day | CAISO | 1-in-10 | 2027 | 19 |  |  |  | 93.7018 | 1
| LCA | Big Creek/Ventura | 8 | Typical Event Day | CAISO | 1-in-10 | 2027 | 20 |  |  |  | 90.7312 | 1
| LCA | Big Creek/Ventura | 8 | Typical Event Day | CAISO | 1-in-10 | 2027 | 21 |  |  |  | 87.3168 | 1
| LCA | Big Creek/Ventura | 8 | Typical Event Day | CAISO | 1-in-10 | 2027 | 22 |  |  |  | 83.9977 | 1
| LCA | Big Creek/Ventura | 8 | Typical Event Day | CAISO | 1-in-10 | 2027 | 23 |  |  |  | 81.8893 | 1
| LCA | Big Creek/Ventura | 8 | Typical Event Day | CAISO | 1-in-10 | 2027 | 24 |  |  |  | 80.237 | 1
| LCA | Big Creek/Ventura | 9 | Average Weekday | CAISO | 1-in-10 | 2027 | 1 |  |  |  | 70.2028 | 1
| LCA | Big Creek/Ventura | 9 | Average Weekday | CAISO | 1-in-10 | 2027 | 2 |  |  |  | 69.1836 | 1
| LCA | Big Creek/Ventura | 9 | Average Weekday | CAISO | 1-in-10 | 2027 | 3 |  |  |  | 68.2518 | 1
| LCA | Big Creek/Ventura | 9 | Average Weekday | CAISO | 1-in-10 | 2027 | 4 |  |  |  | 67.4618 | 1
| LCA | Big Creek/Ventura | 9 | Average Weekday | CAISO | 1-in-10 | 2027 | 5 |  |  |  | 66.5713 | 1
| LCA | Big Creek/Ventura | 9 | Average Weekday | CAISO | 1-in-10 | 2027 | 6 |  |  |  | 65.7951 | 1
| LCA | Big Creek/Ventura | 9 | Average Weekday | CAISO | 1-in-10 | 2027 | 7 |  |  |  | 65.2006 | 1
| LCA | Big Creek/Ventura | 9 | Average Weekday | CAISO | 1-in-10 | 2027 | 8 |  |  |  | 64.7186 | 1
| LCA | Big Creek/Ventura | 9 | Average Weekday | CAISO | 1-in-10 | 2027 | 9 |  |  |  | 65.7455 | 1
| LCA | Big Creek/Ventura | 9 | Average Weekday | CAISO | 1-in-10 | 2027 | 10 |  |  |  | 69.433 | 1
| LCA | Big Creek/Ventura | 9 | Average Weekday | CAISO | 1-in-10 | 2027 | 11 |  |  |  | 73.8913 | 1
| LCA | Big Creek/Ventura | 9 | Average Weekday | CAISO | 1-in-10 | 2027 | 12 |  |  |  | 78.089 | 1
| LCA | Big Creek/Ventura | 9 | Average Weekday | CAISO | 1-in-10 | 2027 | 13 |  |  |  | 81.4035 | 1
| LCA | Big Creek/Ventura | 9 | Average Weekday | CAISO | 1-in-10 | 2027 | 14 |  |  |  | 83.8146 | 1
| LCA | Big Creek/Ventura | 9 | Average Weekday | CAISO | 1-in-10 | 2027 | 15 |  |  |  | 85.4224 | 1
| LCA | Big Creek/Ventura | 9 | Average Weekday | CAISO | 1-in-10 | 2027 | 16 |  |  |  | 86.0571 | 1
| LCA | Big Creek/Ventura | 9 | Average Weekday | CAISO | 1-in-10 | 2027 | 17 |  |  |  | 85.7889 | 1
| LCA | Big Creek/Ventura | 9 | Average Weekday | CAISO | 1-in-10 | 2027 | 18 |  |  |  | 84.8251 | 1
| LCA | Big Creek/Ventura | 9 | Average Weekday | CAISO | 1-in-10 | 2027 | 19 |  |  |  | 82.9592 | 1
| LCA | Big Creek/Ventura | 9 | Average Weekday | CAISO | 1-in-10 | 2027 | 20 |  |  |  | 79.8824 | 1
| LCA | Big Creek/Ventura | 9 | Average Weekday | CAISO | 1-in-10 | 2027 | 21 |  |  |  | 76.5321 | 1
| LCA | Big Creek/Ventura | 9 | Average Weekday | CAISO | 1-in-10 | 2027 | 22 |  |  |  | 74.4318 | 1
| LCA | Big Creek/Ventura | 9 | Average Weekday | CAISO | 1-in-10 | 2027 | 23 |  |  |  | 72.679 | 1
| LCA | Big Creek/Ventura | 9 | Average Weekday | CAISO | 1-in-10 | 2027 | 24 |  |  |  | 71.1678 | 1
| LCA | Big Creek/Ventura | 9 | Monthly System Peak Day | CAISO | 1-in-10 | 2027 | 1 |  |  |  | 77.9914 | 1
| LCA | Big Creek/Ventura | 9 | Monthly System Peak Day | CAISO | 1-in-10 | 2027 | 2 |  |  |  | 76.6621 | 1
| LCA | Big Creek/Ventura | 9 | Monthly System Peak Day | CAISO | 1-in-10 | 2027 | 3 |  |  |  | 75.7214 | 1
| LCA | Big Creek/Ventura | 9 | Monthly System Peak Day | CAISO | 1-in-10 | 2027 | 4 |  |  |  | 75.345 | 1
| LCA | Big Creek/Ventura | 9 | Monthly System Peak Day | CAISO | 1-in-10 | 2027 | 5 |  |  |  | 75.5386 | 1
| LCA | Big Creek/Ventura | 9 | Monthly System Peak Day | CAISO | 1-in-10 | 2027 | 6 |  |  |  | 74.7329 | 1
| LCA | Big Creek/Ventura | 9 | Monthly System Peak Day | CAISO | 1-in-10 | 2027 | 7 |  |  |  | 74.6979 | 1
| LCA | Big Creek/Ventura | 9 | Monthly System Peak Day | CAISO | 1-in-10 | 2027 | 8 |  |  |  | 74.9971 | 1
| LCA | Big Creek/Ventura | 9 | Monthly System Peak Day | CAISO | 1-in-10 | 2027 | 9 |  |  |  | 75.535 | 1
| LCA | Big Creek/Ventura | 9 | Monthly System Peak Day | CAISO | 1-in-10 | 2027 | 10 |  |  |  | 79.5214 | 1
| LCA | Big Creek/Ventura | 9 | Monthly System Peak Day | CAISO | 1-in-10 | 2027 | 11 |  |  |  | 83.5 | 1
| LCA | Big Creek/Ventura | 9 | Monthly System Peak Day | CAISO | 1-in-10 | 2027 | 12 |  |  |  | 87.4429 | 1
| LCA | Big Creek/Ventura | 9 | Monthly System Peak Day | CAISO | 1-in-10 | 2027 | 13 |  |  |  | 90.2571 | 1
| LCA | Big Creek/Ventura | 9 | Monthly System Peak Day | CAISO | 1-in-10 | 2027 | 14 |  |  |  | 92.5643 | 1
| LCA | Big Creek/Ventura | 9 | Monthly System Peak Day | CAISO | 1-in-10 | 2027 | 15 |  |  |  | 93.9786 | 1
| LCA | Big Creek/Ventura | 9 | Monthly System Peak Day | CAISO | 1-in-10 | 2027 | 16 |  |  |  | 95.5643 | 1
| LCA | Big Creek/Ventura | 9 | Monthly System Peak Day | CAISO | 1-in-10 | 2027 | 17 |  |  |  | 96.4714 | 1
| LCA | Big Creek/Ventura | 9 | Monthly System Peak Day | CAISO | 1-in-10 | 2027 | 18 |  |  |  | 95.5429 | 1
| LCA | Big Creek/Ventura | 9 | Monthly System Peak Day | CAISO | 1-in-10 | 2027 | 19 |  |  |  | 92.9143 | 1
| LCA | Big Creek/Ventura | 9 | Monthly System Peak Day | CAISO | 1-in-10 | 2027 | 20 |  |  |  | 90.5714 | 1
| LCA | Big Creek/Ventura | 9 | Monthly System Peak Day | CAISO | 1-in-10 | 2027 | 21 |  |  |  | 88.0071 | 1
| LCA | Big Creek/Ventura | 9 | Monthly System Peak Day | CAISO | 1-in-10 | 2027 | 22 |  |  |  | 85.6214 | 1
| LCA | Big Creek/Ventura | 9 | Monthly System Peak Day | CAISO | 1-in-10 | 2027 | 23 |  |  |  | 83.7929 | 1
| LCA | Big Creek/Ventura | 9 | Monthly System Peak Day | CAISO | 1-in-10 | 2027 | 24 |  |  |  | 82.0857 | 1
| LCA | Big Creek/Ventura | 10 | Average Weekday | CAISO | 1-in-10 | 2027 | 1 |  |  |  | 64.6574 | 1
| LCA | Big Creek/Ventura | 10 | Average Weekday | CAISO | 1-in-10 | 2027 | 2 |  |  |  | 63.6685 | 1
| LCA | Big Creek/Ventura | 10 | Average Weekday | CAISO | 1-in-10 | 2027 | 3 |  |  |  | 62.8361 | 1
| LCA | Big Creek/Ventura | 10 | Average Weekday | CAISO | 1-in-10 | 2027 | 4 |  |  |  | 61.9542 | 1
| LCA | Big Creek/Ventura | 10 | Average Weekday | CAISO | 1-in-10 | 2027 | 5 |  |  |  | 61.1331 | 1
| LCA | Big Creek/Ventura | 10 | Average Weekday | CAISO | 1-in-10 | 2027 | 6 |  |  |  | 60.6957 | 1
| LCA | Big Creek/Ventura | 10 | Average Weekday | CAISO | 1-in-10 | 2027 | 7 |  |  |  | 60.0795 | 1
| LCA | Big Creek/Ventura | 10 | Average Weekday | CAISO | 1-in-10 | 2027 | 8 |  |  |  | 59.6208 | 1
| LCA | Big Creek/Ventura | 10 | Average Weekday | CAISO | 1-in-10 | 2027 | 9 |  |  |  | 60.0076 | 1
| LCA | Big Creek/Ventura | 10 | Average Weekday | CAISO | 1-in-10 | 2027 | 10 |  |  |  | 63.1345 | 1
| LCA | Big Creek/Ventura | 10 | Average Weekday | CAISO | 1-in-10 | 2027 | 11 |  |  |  | 67.9007 | 1
| LCA | Big Creek/Ventura | 10 | Average Weekday | CAISO | 1-in-10 | 2027 | 12 |  |  |  | 72.4013 | 1
| LCA | Big Creek/Ventura | 10 | Average Weekday | CAISO | 1-in-10 | 2027 | 13 |  |  |  | 75.8279 | 1
| LCA | Big Creek/Ventura | 10 | Average Weekday | CAISO | 1-in-10 | 2027 | 14 |  |  |  | 78.2119 | 1
| LCA | Big Creek/Ventura | 10 | Average Weekday | CAISO | 1-in-10 | 2027 | 15 |  |  |  | 79.6814 | 1
| LCA | Big Creek/Ventura | 10 | Average Weekday | CAISO | 1-in-10 | 2027 | 16 |  |  |  | 80.4072 | 1
| LCA | Big Creek/Ventura | 10 | Average Weekday | CAISO | 1-in-10 | 2027 | 17 |  |  |  | 80.5515 | 1
| LCA | Big Creek/Ventura | 10 | Average Weekday | CAISO | 1-in-10 | 2027 | 18 |  |  |  | 79.6518 | 1
| LCA | Big Creek/Ventura | 10 | Average Weekday | CAISO | 1-in-10 | 2027 | 19 |  |  |  | 77.5644 | 1
| LCA | Big Creek/Ventura | 10 | Average Weekday | CAISO | 1-in-10 | 2027 | 20 |  |  |  | 74.3088 | 1
| LCA | Big Creek/Ventura | 10 | Average Weekday | CAISO | 1-in-10 | 2027 | 21 |  |  |  | 71.652 | 1
| LCA | Big Creek/Ventura | 10 | Average Weekday | CAISO | 1-in-10 | 2027 | 22 |  |  |  | 69.4339 | 1
| LCA | Big Creek/Ventura | 10 | Average Weekday | CAISO | 1-in-10 | 2027 | 23 |  |  |  | 67.5514 | 1
| LCA | Big Creek/Ventura | 10 | Average Weekday | CAISO | 1-in-10 | 2027 | 24 |  |  |  | 65.7874 | 1
| LCA | Big Creek/Ventura | 10 | Monthly System Peak Day | CAISO | 1-in-10 | 2027 | 1 |  |  |  | 75.2321 | 1
| LCA | Big Creek/Ventura | 10 | Monthly System Peak Day | CAISO | 1-in-10 | 2027 | 2 |  |  |  | 74.2014 | 1
| LCA | Big Creek/Ventura | 10 | Monthly System Peak Day | CAISO | 1-in-10 | 2027 | 3 |  |  |  | 72.9943 | 1
| LCA | Big Creek/Ventura | 10 | Monthly System Peak Day | CAISO | 1-in-10 | 2027 | 4 |  |  |  | 71.7943 | 1
| LCA | Big Creek/Ventura | 10 | Monthly System Peak Day | CAISO | 1-in-10 | 2027 | 5 |  |  |  | 70.9321 | 1
| LCA | Big Creek/Ventura | 10 | Monthly System Peak Day | CAISO | 1-in-10 | 2027 | 6 |  |  |  | 71.2614 | 1
| LCA | Big Creek/Ventura | 10 | Monthly System Peak Day | CAISO | 1-in-10 | 2027 | 7 |  |  |  | 70.4243 | 1
| LCA | Big Creek/Ventura | 10 | Monthly System Peak Day | CAISO | 1-in-10 | 2027 | 8 |  |  |  | 69.4007 | 1
| LCA | Big Creek/Ventura | 10 | Monthly System Peak Day | CAISO | 1-in-10 | 2027 | 9 |  |  |  | 69.2471 | 1
| LCA | Big Creek/Ventura | 10 | Monthly System Peak Day | CAISO | 1-in-10 | 2027 | 10 |  |  |  | 72.7614 | 1
| LCA | Big Creek/Ventura | 10 | Monthly System Peak Day | CAISO | 1-in-10 | 2027 | 11 |  |  |  | 78.1214 | 1
| LCA | Big Creek/Ventura | 10 | Monthly System Peak Day | CAISO | 1-in-10 | 2027 | 12 |  |  |  | 82.6357 | 1
| LCA | Big Creek/Ventura | 10 | Monthly System Peak Day | CAISO | 1-in-10 | 2027 | 13 |  |  |  | 86.7857 | 1
| LCA | Big Creek/Ventura | 10 | Monthly System Peak Day | CAISO | 1-in-10 | 2027 | 14 |  |  |  | 89.45 | 1
| LCA | Big Creek/Ventura | 10 | Monthly System Peak Day | CAISO | 1-in-10 | 2027 | 15 |  |  |  | 90.7571 | 1
| LCA | Big Creek/Ventura | 10 | Monthly System Peak Day | CAISO | 1-in-10 | 2027 | 16 |  |  |  | 91.2857 | 1
| LCA | Big Creek/Ventura | 10 | Monthly System Peak Day | CAISO | 1-in-10 | 2027 | 17 |  |  |  | 90.4714 | 1
| LCA | Big Creek/Ventura | 10 | Monthly System Peak Day | CAISO | 1-in-10 | 2027 | 18 |  |  |  | 88.65 | 1
| LCA | Big Creek/Ventura | 10 | Monthly System Peak Day | CAISO | 1-in-10 | 2027 | 19 |  |  |  | 85.7786 | 1
| LCA | Big Creek/Ventura | 10 | Monthly System Peak Day | CAISO | 1-in-10 | 2027 | 20 |  |  |  | 81.85 | 1
| LCA | Big Creek/Ventura | 10 | Monthly System Peak Day | CAISO | 1-in-10 | 2027 | 21 |  |  |  | 78.975 | 1
| LCA | Big Creek/Ventura | 10 | Monthly System Peak Day | CAISO | 1-in-10 | 2027 | 22 |  |  |  | 77.0079 | 1
| LCA | Big Creek/Ventura | 10 | Monthly System Peak Day | CAISO | 1-in-10 | 2027 | 23 |  |  |  | 75.0014 | 1
| LCA | Big Creek/Ventura | 10 | Monthly System Peak Day | CAISO | 1-in-10 | 2027 | 24 |  |  |  | 73.4014 | 1
| LCA | Big Creek/Ventura | 11 | Average Weekday | CAISO | 1-in-10 | 2027 | 1 |  |  |  | 53.2581 | 1
| LCA | Big Creek/Ventura | 11 | Average Weekday | CAISO | 1-in-10 | 2027 | 2 |  |  |  | 52.2332 | 1
| LCA | Big Creek/Ventura | 11 | Average Weekday | CAISO | 1-in-10 | 2027 | 3 |  |  |  | 51.3054 | 1
| LCA | Big Creek/Ventura | 11 | Average Weekday | CAISO | 1-in-10 | 2027 | 4 |  |  |  | 50.3869 | 1
| LCA | Big Creek/Ventura | 11 | Average Weekday | CAISO | 1-in-10 | 2027 | 5 |  |  |  | 49.5653 | 1
| LCA | Big Creek/Ventura | 11 | Average Weekday | CAISO | 1-in-10 | 2027 | 6 |  |  |  | 48.9192 | 1
| LCA | Big Creek/Ventura | 11 | Average Weekday | CAISO | 1-in-10 | 2027 | 7 |  |  |  | 48.5108 | 1
| LCA | Big Creek/Ventura | 11 | Average Weekday | CAISO | 1-in-10 | 2027 | 8 |  |  |  | 48.19 | 1
| LCA | Big Creek/Ventura | 11 | Average Weekday | CAISO | 1-in-10 | 2027 | 9 |  |  |  | 49.6874 | 1
| LCA | Big Creek/Ventura | 11 | Average Weekday | CAISO | 1-in-10 | 2027 | 10 |  |  |  | 53.9557 | 1
| LCA | Big Creek/Ventura | 11 | Average Weekday | CAISO | 1-in-10 | 2027 | 11 |  |  |  | 58.7942 | 1
| LCA | Big Creek/Ventura | 11 | Average Weekday | CAISO | 1-in-10 | 2027 | 12 |  |  |  | 63.0026 | 1
| LCA | Big Creek/Ventura | 11 | Average Weekday | CAISO | 1-in-10 | 2027 | 13 |  |  |  | 65.857 | 1
| LCA | Big Creek/Ventura | 11 | Average Weekday | CAISO | 1-in-10 | 2027 | 14 |  |  |  | 67.6396 | 1
| LCA | Big Creek/Ventura | 11 | Average Weekday | CAISO | 1-in-10 | 2027 | 15 |  |  |  | 68.5811 | 1
| LCA | Big Creek/Ventura | 11 | Average Weekday | CAISO | 1-in-10 | 2027 | 16 |  |  |  | 68.8531 | 1
| LCA | Big Creek/Ventura | 11 | Average Weekday | CAISO | 1-in-10 | 2027 | 17 |  |  |  | 68.3015 | 1
| LCA | Big Creek/Ventura | 11 | Average Weekday | CAISO | 1-in-10 | 2027 | 18 |  |  |  | 66.4193 | 1
| LCA | Big Creek/Ventura | 11 | Average Weekday | CAISO | 1-in-10 | 2027 | 19 |  |  |  | 63.5043 | 1
| LCA | Big Creek/Ventura | 11 | Average Weekday | CAISO | 1-in-10 | 2027 | 20 |  |  |  | 60.7171 | 1
| LCA | Big Creek/Ventura | 11 | Average Weekday | CAISO | 1-in-10 | 2027 | 21 |  |  |  | 58.3538 | 1
| LCA | Big Creek/Ventura | 11 | Average Weekday | CAISO | 1-in-10 | 2027 | 22 |  |  |  | 56.4636 | 1
| LCA | Big Creek/Ventura | 11 | Average Weekday | CAISO | 1-in-10 | 2027 | 23 |  |  |  | 55.1132 | 1
| LCA | Big Creek/Ventura | 11 | Average Weekday | CAISO | 1-in-10 | 2027 | 24 |  |  |  | 54.0951 | 1
| LCA | Big Creek/Ventura | 11 | Monthly System Peak Day | CAISO | 1-in-10 | 2027 | 1 |  |  |  | 64.8557 | 1
| LCA | Big Creek/Ventura | 11 | Monthly System Peak Day | CAISO | 1-in-10 | 2027 | 2 |  |  |  | 63.4 | 1
| LCA | Big Creek/Ventura | 11 | Monthly System Peak Day | CAISO | 1-in-10 | 2027 | 3 |  |  |  | 62.575 | 1
| LCA | Big Creek/Ventura | 11 | Monthly System Peak Day | CAISO | 1-in-10 | 2027 | 4 |  |  |  | 60.9329 | 1
| LCA | Big Creek/Ventura | 11 | Monthly System Peak Day | CAISO | 1-in-10 | 2027 | 5 |  |  |  | 60.2993 | 1
| LCA | Big Creek/Ventura | 11 | Monthly System Peak Day | CAISO | 1-in-10 | 2027 | 6 |  |  |  | 58.755 | 1
| LCA | Big Creek/Ventura | 11 | Monthly System Peak Day | CAISO | 1-in-10 | 2027 | 7 |  |  |  | 58.1757 | 1
| LCA | Big Creek/Ventura | 11 | Monthly System Peak Day | CAISO | 1-in-10 | 2027 | 8 |  |  |  | 58.4971 | 1
| LCA | Big Creek/Ventura | 11 | Monthly System Peak Day | CAISO | 1-in-10 | 2027 | 9 |  |  |  | 59.5321 | 1
| LCA | Big Creek/Ventura | 11 | Monthly System Peak Day | CAISO | 1-in-10 | 2027 | 10 |  |  |  | 63.5629 | 1
| LCA | Big Creek/Ventura | 11 | Monthly System Peak Day | CAISO | 1-in-10 | 2027 | 11 |  |  |  | 70.165 | 1
| LCA | Big Creek/Ventura | 11 | Monthly System Peak Day | CAISO | 1-in-10 | 2027 | 12 |  |  |  | 76.7329 | 1
| LCA | Big Creek/Ventura | 11 | Monthly System Peak Day | CAISO | 1-in-10 | 2027 | 13 |  |  |  | 80.7714 | 1
| LCA | Big Creek/Ventura | 11 | Monthly System Peak Day | CAISO | 1-in-10 | 2027 | 14 |  |  |  | 83.5714 | 1
| LCA | Big Creek/Ventura | 11 | Monthly System Peak Day | CAISO | 1-in-10 | 2027 | 15 |  |  |  | 84.6071 | 1
| LCA | Big Creek/Ventura | 11 | Monthly System Peak Day | CAISO | 1-in-10 | 2027 | 16 |  |  |  | 85.3286 | 1
| LCA | Big Creek/Ventura | 11 | Monthly System Peak Day | CAISO | 1-in-10 | 2027 | 17 |  |  |  | 85.3643 | 1
| LCA | Big Creek/Ventura | 11 | Monthly System Peak Day | CAISO | 1-in-10 | 2027 | 18 |  |  |  | 84.1 | 1
| LCA | Big Creek/Ventura | 11 | Monthly System Peak Day | CAISO | 1-in-10 | 2027 | 19 |  |  |  | 80.6929 | 1
| LCA | Big Creek/Ventura | 11 | Monthly System Peak Day | CAISO | 1-in-10 | 2027 | 20 |  |  |  | 75.6357 | 1
| LCA | Big Creek/Ventura | 11 | Monthly System Peak Day | CAISO | 1-in-10 | 2027 | 21 |  |  |  | 70.7864 | 1
| LCA | Big Creek/Ventura | 11 | Monthly System Peak Day | CAISO | 1-in-10 | 2027 | 22 |  |  |  | 68.4421 | 1
| LCA | Big Creek/Ventura | 11 | Monthly System Peak Day | CAISO | 1-in-10 | 2027 | 23 |  |  |  | 66.3479 | 1
| LCA | Big Creek/Ventura | 11 | Monthly System Peak Day | CAISO | 1-in-10 | 2027 | 24 |  |  |  | 64.7529 | 1
| LCA | Big Creek/Ventura | 12 | Average Weekday | CAISO | 1-in-10 | 2027 | 1 |  |  |  | 49.213 | 1
| LCA | Big Creek/Ventura | 12 | Average Weekday | CAISO | 1-in-10 | 2027 | 2 |  |  |  | 48.3094 | 1
| LCA | Big Creek/Ventura | 12 | Average Weekday | CAISO | 1-in-10 | 2027 | 3 |  |  |  | 47.6023 | 1
| LCA | Big Creek/Ventura | 12 | Average Weekday | CAISO | 1-in-10 | 2027 | 4 |  |  |  | 47.0329 | 1
| LCA | Big Creek/Ventura | 12 | Average Weekday | CAISO | 1-in-10 | 2027 | 5 |  |  |  | 46.6208 | 1
| LCA | Big Creek/Ventura | 12 | Average Weekday | CAISO | 1-in-10 | 2027 | 6 |  |  |  | 46.0586 | 1
| LCA | Big Creek/Ventura | 12 | Average Weekday | CAISO | 1-in-10 | 2027 | 7 |  |  |  | 45.5353 | 1
| LCA | Big Creek/Ventura | 12 | Average Weekday | CAISO | 1-in-10 | 2027 | 8 |  |  |  | 45.3266 | 1
| LCA | Big Creek/Ventura | 12 | Average Weekday | CAISO | 1-in-10 | 2027 | 9 |  |  |  | 45.9254 | 1
| LCA | Big Creek/Ventura | 12 | Average Weekday | CAISO | 1-in-10 | 2027 | 10 |  |  |  | 48.8067 | 1
| LCA | Big Creek/Ventura | 12 | Average Weekday | CAISO | 1-in-10 | 2027 | 11 |  |  |  | 52.4494 | 1
| LCA | Big Creek/Ventura | 12 | Average Weekday | CAISO | 1-in-10 | 2027 | 12 |  |  |  | 55.69 | 1
| LCA | Big Creek/Ventura | 12 | Average Weekday | CAISO | 1-in-10 | 2027 | 13 |  |  |  | 58.1193 | 1
| LCA | Big Creek/Ventura | 12 | Average Weekday | CAISO | 1-in-10 | 2027 | 14 |  |  |  | 59.6231 | 1
| LCA | Big Creek/Ventura | 12 | Average Weekday | CAISO | 1-in-10 | 2027 | 15 |  |  |  | 60.432 | 1
| LCA | Big Creek/Ventura | 12 | Average Weekday | CAISO | 1-in-10 | 2027 | 16 |  |  |  | 60.7262 | 1
| LCA | Big Creek/Ventura | 12 | Average Weekday | CAISO | 1-in-10 | 2027 | 17 |  |  |  | 60.1832 | 1
| LCA | Big Creek/Ventura | 12 | Average Weekday | CAISO | 1-in-10 | 2027 | 18 |  |  |  | 58.5616 | 1
| LCA | Big Creek/Ventura | 12 | Average Weekday | CAISO | 1-in-10 | 2027 | 19 |  |  |  | 56.4683 | 1
| LCA | Big Creek/Ventura | 12 | Average Weekday | CAISO | 1-in-10 | 2027 | 20 |  |  |  | 54.639 | 1
| LCA | Big Creek/Ventura | 12 | Average Weekday | CAISO | 1-in-10 | 2027 | 21 |  |  |  | 53.0953 | 1
| LCA | Big Creek/Ventura | 12 | Average Weekday | CAISO | 1-in-10 | 2027 | 22 |  |  |  | 51.9125 | 1
| LCA | Big Creek/Ventura | 12 | Average Weekday | CAISO | 1-in-10 | 2027 | 23 |  |  |  | 50.7329 | 1
| LCA | Big Creek/Ventura | 12 | Average Weekday | CAISO | 1-in-10 | 2027 | 24 |  |  |  | 49.8726 | 1
| LCA | Big Creek/Ventura | 12 | Monthly System Peak Day | CAISO | 1-in-10 | 2027 | 1 |  |  |  | 40.7736 | 1
| LCA | Big Creek/Ventura | 12 | Monthly System Peak Day | CAISO | 1-in-10 | 2027 | 2 |  |  |  | 40.2071 | 1
| LCA | Big Creek/Ventura | 12 | Monthly System Peak Day | CAISO | 1-in-10 | 2027 | 3 |  |  |  | 38.9471 | 1
| LCA | Big Creek/Ventura | 12 | Monthly System Peak Day | CAISO | 1-in-10 | 2027 | 4 |  |  |  | 37.6914 | 1
| LCA | Big Creek/Ventura | 12 | Monthly System Peak Day | CAISO | 1-in-10 | 2027 | 5 |  |  |  | 37.0429 | 1
| LCA | Big Creek/Ventura | 12 | Monthly System Peak Day | CAISO | 1-in-10 | 2027 | 6 |  |  |  | 35.6071 | 1
| LCA | Big Creek/Ventura | 12 | Monthly System Peak Day | CAISO | 1-in-10 | 2027 | 7 |  |  |  | 34.0793 | 1
| LCA | Big Creek/Ventura | 12 | Monthly System Peak Day | CAISO | 1-in-10 | 2027 | 8 |  |  |  | 33.665 | 1
| LCA | Big Creek/Ventura | 12 | Monthly System Peak Day | CAISO | 1-in-10 | 2027 | 9 |  |  |  | 35.5443 | 1
| LCA | Big Creek/Ventura | 12 | Monthly System Peak Day | CAISO | 1-in-10 | 2027 | 10 |  |  |  | 39.2764 | 1
| LCA | Big Creek/Ventura | 12 | Monthly System Peak Day | CAISO | 1-in-10 | 2027 | 11 |  |  |  | 42.9014 | 1
| LCA | Big Creek/Ventura | 12 | Monthly System Peak Day | CAISO | 1-in-10 | 2027 | 12 |  |  |  | 46.0714 | 1
| LCA | Big Creek/Ventura | 12 | Monthly System Peak Day | CAISO | 1-in-10 | 2027 | 13 |  |  |  | 47.7536 | 1
| LCA | Big Creek/Ventura | 12 | Monthly System Peak Day | CAISO | 1-in-10 | 2027 | 14 |  |  |  | 49.1129 | 1
| LCA | Big Creek/Ventura | 12 | Monthly System Peak Day | CAISO | 1-in-10 | 2027 | 15 |  |  |  | 50.4914 | 1
| LCA | Big Creek/Ventura | 12 | Monthly System Peak Day | CAISO | 1-in-10 | 2027 | 16 |  |  |  | 51.1093 | 1
| LCA | Big Creek/Ventura | 12 | Monthly System Peak Day | CAISO | 1-in-10 | 2027 | 17 |  |  |  | 50.6336 | 1
| LCA | Big Creek/Ventura | 12 | Monthly System Peak Day | CAISO | 1-in-10 | 2027 | 18 |  |  |  | 49.1286 | 1
| LCA | Big Creek/Ventura | 12 | Monthly System Peak Day | CAISO | 1-in-10 | 2027 | 19 |  |  |  | 46.04 | 1
| LCA | Big Creek/Ventura | 12 | Monthly System Peak Day | CAISO | 1-in-10 | 2027 | 20 |  |  |  | 43.6421 | 1
| LCA | Big Creek/Ventura | 12 | Monthly System Peak Day | CAISO | 1-in-10 | 2027 | 21 |  |  |  | 41.805 | 1
| LCA | Big Creek/Ventura | 12 | Monthly System Peak Day | CAISO | 1-in-10 | 2027 | 22 |  |  |  | 40.2143 | 1
| LCA | Big Creek/Ventura | 12 | Monthly System Peak Day | CAISO | 1-in-10 | 2027 | 23 |  |  |  | 39.0786 | 1
| LCA | Big Creek/Ventura | 12 | Monthly System Peak Day | CAISO | 1-in-10 | 2027 | 24 |  |  |  | 38.1714 | 1
| LCA | Big Creek/Ventura | 1 | Average Weekday | CAISO | 1-in-10 | 2028 | 1 |  |  |  | 46.9726 | 1
| LCA | Big Creek/Ventura | 1 | Average Weekday | CAISO | 1-in-10 | 2028 | 2 |  |  |  | 46.3899 | 1
| LCA | Big Creek/Ventura | 1 | Average Weekday | CAISO | 1-in-10 | 2028 | 3 |  |  |  | 45.8098 | 1
| LCA | Big Creek/Ventura | 1 | Average Weekday | CAISO | 1-in-10 | 2028 | 4 |  |  |  | 45.1295 | 1
| LCA | Big Creek/Ventura | 1 | Average Weekday | CAISO | 1-in-10 | 2028 | 5 |  |  |  | 44.5356 | 1
| LCA | Big Creek/Ventura | 1 | Average Weekday | CAISO | 1-in-10 | 2028 | 6 |  |  |  | 44.1452 | 1
| LCA | Big Creek/Ventura | 1 | Average Weekday | CAISO | 1-in-10 | 2028 | 7 |  |  |  | 43.7767 | 1
| LCA | Big Creek/Ventura | 1 | Average Weekday | CAISO | 1-in-10 | 2028 | 8 |  |  |  | 43.4369 | 1
| LCA | Big Creek/Ventura | 1 | Average Weekday | CAISO | 1-in-10 | 2028 | 9 |  |  |  | 43.825 | 1
| LCA | Big Creek/Ventura | 1 | Average Weekday | CAISO | 1-in-10 | 2028 | 10 |  |  |  | 46.4388 | 1
| LCA | Big Creek/Ventura | 1 | Average Weekday | CAISO | 1-in-10 | 2028 | 11 |  |  |  | 50.0898 | 1
| LCA | Big Creek/Ventura | 1 | Average Weekday | CAISO | 1-in-10 | 2028 | 12 |  |  |  | 53.082 | 1
| LCA | Big Creek/Ventura | 1 | Average Weekday | CAISO | 1-in-10 | 2028 | 13 |  |  |  | 55.1166 | 1
| LCA | Big Creek/Ventura | 1 | Average Weekday | CAISO | 1-in-10 | 2028 | 14 |  |  |  | 56.5521 | 1
| LCA | Big Creek/Ventura | 1 | Average Weekday | CAISO | 1-in-10 | 2028 | 15 |  |  |  | 57.5392 | 1
| LCA | Big Creek/Ventura | 1 | Average Weekday | CAISO | 1-in-10 | 2028 | 16 |  |  |  | 57.9567 | 1
| LCA | Big Creek/Ventura | 1 | Average Weekday | CAISO | 1-in-10 | 2028 | 17 |  |  |  | 57.6834 | 1
| LCA | Big Creek/Ventura | 1 | Average Weekday | CAISO | 1-in-10 | 2028 | 18 |  |  |  | 56.3685 | 1
| LCA | Big Creek/Ventura | 1 | Average Weekday | CAISO | 1-in-10 | 2028 | 19 |  |  |  | 54.0957 | 1
| LCA | Big Creek/Ventura | 1 | Average Weekday | CAISO | 1-in-10 | 2028 | 20 |  |  |  | 52.0419 | 1
| LCA | Big Creek/Ventura | 1 | Average Weekday | CAISO | 1-in-10 | 2028 | 21 |  |  |  | 50.5806 | 1
| LCA | Big Creek/Ventura | 1 | Average Weekday | CAISO | 1-in-10 | 2028 | 22 |  |  |  | 49.3198 | 1
| LCA | Big Creek/Ventura | 1 | Average Weekday | CAISO | 1-in-10 | 2028 | 23 |  |  |  | 48.2823 | 1
| LCA | Big Creek/Ventura | 1 | Average Weekday | CAISO | 1-in-10 | 2028 | 24 |  |  |  | 47.6345 | 1
| LCA | Big Creek/Ventura | 1 | Monthly System Peak Day | CAISO | 1-in-10 | 2028 | 1 |  |  |  | 42.9814 | 1
| LCA | Big Creek/Ventura | 1 | Monthly System Peak Day | CAISO | 1-in-10 | 2028 | 2 |  |  |  | 41.9271 | 1
| LCA | Big Creek/Ventura | 1 | Monthly System Peak Day | CAISO | 1-in-10 | 2028 | 3 |  |  |  | 41.1229 | 1
| LCA | Big Creek/Ventura | 1 | Monthly System Peak Day | CAISO | 1-in-10 | 2028 | 4 |  |  |  | 40.1829 | 1
| LCA | Big Creek/Ventura | 1 | Monthly System Peak Day | CAISO | 1-in-10 | 2028 | 5 |  |  |  | 39.4 | 1
| LCA | Big Creek/Ventura | 1 | Monthly System Peak Day | CAISO | 1-in-10 | 2028 | 6 |  |  |  | 38.7186 | 1
| LCA | Big Creek/Ventura | 1 | Monthly System Peak Day | CAISO | 1-in-10 | 2028 | 7 |  |  |  | 38.7 | 1
| LCA | Big Creek/Ventura | 1 | Monthly System Peak Day | CAISO | 1-in-10 | 2028 | 8 |  |  |  | 38.26 | 1
| LCA | Big Creek/Ventura | 1 | Monthly System Peak Day | CAISO | 1-in-10 | 2028 | 9 |  |  |  | 37.9814 | 1
| LCA | Big Creek/Ventura | 1 | Monthly System Peak Day | CAISO | 1-in-10 | 2028 | 10 |  |  |  | 39.6057 | 1
| LCA | Big Creek/Ventura | 1 | Monthly System Peak Day | CAISO | 1-in-10 | 2028 | 11 |  |  |  | 40.7343 | 1
| LCA | Big Creek/Ventura | 1 | Monthly System Peak Day | CAISO | 1-in-10 | 2028 | 12 |  |  |  | 42.1614 | 1
| LCA | Big Creek/Ventura | 1 | Monthly System Peak Day | CAISO | 1-in-10 | 2028 | 13 |  |  |  | 44.2464 | 1
| LCA | Big Creek/Ventura | 1 | Monthly System Peak Day | CAISO | 1-in-10 | 2028 | 14 |  |  |  | 45.7571 | 1
| LCA | Big Creek/Ventura | 1 | Monthly System Peak Day | CAISO | 1-in-10 | 2028 | 15 |  |  |  | 46.6686 | 1
| LCA | Big Creek/Ventura | 1 | Monthly System Peak Day | CAISO | 1-in-10 | 2028 | 16 |  |  |  | 47.2671 | 1
| LCA | Big Creek/Ventura | 1 | Monthly System Peak Day | CAISO | 1-in-10 | 2028 | 17 |  |  |  | 46.9836 | 1
| LCA | Big Creek/Ventura | 1 | Monthly System Peak Day | CAISO | 1-in-10 | 2028 | 18 |  |  |  | 46.0157 | 1
| LCA | Big Creek/Ventura | 1 | Monthly System Peak Day | CAISO | 1-in-10 | 2028 | 19 |  |  |  | 44.1421 | 1
| LCA | Big Creek/Ventura | 1 | Monthly System Peak Day | CAISO | 1-in-10 | 2028 | 20 |  |  |  | 42.4371 | 1
| LCA | Big Creek/Ventura | 1 | Monthly System Peak Day | CAISO | 1-in-10 | 2028 | 21 |  |  |  | 41.4129 | 1
| LCA | Big Creek/Ventura | 1 | Monthly System Peak Day | CAISO | 1-in-10 | 2028 | 22 |  |  |  | 40.7507 | 1
| LCA | Big Creek/Ventura | 1 | Monthly System Peak Day | CAISO | 1-in-10 | 2028 | 23 |  |  |  | 39.7821 | 1
| LCA | Big Creek/Ventura | 1 | Monthly System Peak Day | CAISO | 1-in-10 | 2028 | 24 |  |  |  | 39.175 | 1
| LCA | Big Creek/Ventura | 2 | Average Weekday | CAISO | 1-in-10 | 2028 | 1 |  |  |  | 45.707 | 1
| LCA | Big Creek/Ventura | 2 | Average Weekday | CAISO | 1-in-10 | 2028 | 2 |  |  |  | 44.7326 | 1
| LCA | Big Creek/Ventura | 2 | Average Weekday | CAISO | 1-in-10 | 2028 | 3 |  |  |  | 43.8035 | 1
| LCA | Big Creek/Ventura | 2 | Average Weekday | CAISO | 1-in-10 | 2028 | 4 |  |  |  | 42.9706 | 1
| LCA | Big Creek/Ventura | 2 | Average Weekday | CAISO | 1-in-10 | 2028 | 5 |  |  |  | 42.419 | 1
| LCA | Big Creek/Ventura | 2 | Average Weekday | CAISO | 1-in-10 | 2028 | 6 |  |  |  | 41.8458 | 1
| LCA | Big Creek/Ventura | 2 | Average Weekday | CAISO | 1-in-10 | 2028 | 7 |  |  |  | 41.4224 | 1
| LCA | Big Creek/Ventura | 2 | Average Weekday | CAISO | 1-in-10 | 2028 | 8 |  |  |  | 41.013 | 1
| LCA | Big Creek/Ventura | 2 | Average Weekday | CAISO | 1-in-10 | 2028 | 9 |  |  |  | 42.4194 | 1
| LCA | Big Creek/Ventura | 2 | Average Weekday | CAISO | 1-in-10 | 2028 | 10 |  |  |  | 46.5558 | 1
| LCA | Big Creek/Ventura | 2 | Average Weekday | CAISO | 1-in-10 | 2028 | 11 |  |  |  | 50.9389 | 1
| LCA | Big Creek/Ventura | 2 | Average Weekday | CAISO | 1-in-10 | 2028 | 12 |  |  |  | 54.6573 | 1
| LCA | Big Creek/Ventura | 2 | Average Weekday | CAISO | 1-in-10 | 2028 | 13 |  |  |  | 57.3028 | 1
| LCA | Big Creek/Ventura | 2 | Average Weekday | CAISO | 1-in-10 | 2028 | 14 |  |  |  | 58.8465 | 1
| LCA | Big Creek/Ventura | 2 | Average Weekday | CAISO | 1-in-10 | 2028 | 15 |  |  |  | 59.7065 | 1
| LCA | Big Creek/Ventura | 2 | Average Weekday | CAISO | 1-in-10 | 2028 | 16 |  |  |  | 60.0267 | 1
| LCA | Big Creek/Ventura | 2 | Average Weekday | CAISO | 1-in-10 | 2028 | 17 |  |  |  | 59.6988 | 1
| LCA | Big Creek/Ventura | 2 | Average Weekday | CAISO | 1-in-10 | 2028 | 18 |  |  |  | 58.4652 | 1
| LCA | Big Creek/Ventura | 2 | Average Weekday | CAISO | 1-in-10 | 2028 | 19 |  |  |  | 56.0586 | 1
| LCA | Big Creek/Ventura | 2 | Average Weekday | CAISO | 1-in-10 | 2028 | 20 |  |  |  | 53.3348 | 1
| LCA | Big Creek/Ventura | 2 | Average Weekday | CAISO | 1-in-10 | 2028 | 21 |  |  |  | 51.1011 | 1
| LCA | Big Creek/Ventura | 2 | Average Weekday | CAISO | 1-in-10 | 2028 | 22 |  |  |  | 49.4697 | 1
| LCA | Big Creek/Ventura | 2 | Average Weekday | CAISO | 1-in-10 | 2028 | 23 |  |  |  | 48.3302 | 1
| LCA | Big Creek/Ventura | 2 | Average Weekday | CAISO | 1-in-10 | 2028 | 24 |  |  |  | 47.3612 | 1
| LCA | Big Creek/Ventura | 2 | Monthly System Peak Day | CAISO | 1-in-10 | 2028 | 1 |  |  |  | 48.465 | 1
| LCA | Big Creek/Ventura | 2 | Monthly System Peak Day | CAISO | 1-in-10 | 2028 | 2 |  |  |  | 47.7136 | 1
| LCA | Big Creek/Ventura | 2 | Monthly System Peak Day | CAISO | 1-in-10 | 2028 | 3 |  |  |  | 47.5193 | 1
| LCA | Big Creek/Ventura | 2 | Monthly System Peak Day | CAISO | 1-in-10 | 2028 | 4 |  |  |  | 47.6686 | 1
| LCA | Big Creek/Ventura | 2 | Monthly System Peak Day | CAISO | 1-in-10 | 2028 | 5 |  |  |  | 47.5536 | 1
| LCA | Big Creek/Ventura | 2 | Monthly System Peak Day | CAISO | 1-in-10 | 2028 | 6 |  |  |  | 47.6229 | 1
| LCA | Big Creek/Ventura | 2 | Monthly System Peak Day | CAISO | 1-in-10 | 2028 | 7 |  |  |  | 47.74 | 1
| LCA | Big Creek/Ventura | 2 | Monthly System Peak Day | CAISO | 1-in-10 | 2028 | 8 |  |  |  | 47.3214 | 1
| LCA | Big Creek/Ventura | 2 | Monthly System Peak Day | CAISO | 1-in-10 | 2028 | 9 |  |  |  | 47.0379 | 1
| LCA | Big Creek/Ventura | 2 | Monthly System Peak Day | CAISO | 1-in-10 | 2028 | 10 |  |  |  | 47.7886 | 1
| LCA | Big Creek/Ventura | 2 | Monthly System Peak Day | CAISO | 1-in-10 | 2028 | 11 |  |  |  | 49.3229 | 1
| LCA | Big Creek/Ventura | 2 | Monthly System Peak Day | CAISO | 1-in-10 | 2028 | 12 |  |  |  | 50.3379 | 1
| LCA | Big Creek/Ventura | 2 | Monthly System Peak Day | CAISO | 1-in-10 | 2028 | 13 |  |  |  | 51.4179 | 1
| LCA | Big Creek/Ventura | 2 | Monthly System Peak Day | CAISO | 1-in-10 | 2028 | 14 |  |  |  | 51.9221 | 1
| LCA | Big Creek/Ventura | 2 | Monthly System Peak Day | CAISO | 1-in-10 | 2028 | 15 |  |  |  | 52.2614 | 1
| LCA | Big Creek/Ventura | 2 | Monthly System Peak Day | CAISO | 1-in-10 | 2028 | 16 |  |  |  | 52.7943 | 1
| LCA | Big Creek/Ventura | 2 | Monthly System Peak Day | CAISO | 1-in-10 | 2028 | 17 |  |  |  | 53.0479 | 1
| LCA | Big Creek/Ventura | 2 | Monthly System Peak Day | CAISO | 1-in-10 | 2028 | 18 |  |  |  | 52.5714 | 1
| LCA | Big Creek/Ventura | 2 | Monthly System Peak Day | CAISO | 1-in-10 | 2028 | 19 |  |  |  | 51.6114 | 1
| LCA | Big Creek/Ventura | 2 | Monthly System Peak Day | CAISO | 1-in-10 | 2028 | 20 |  |  |  | 50.7571 | 1
| LCA | Big Creek/Ventura | 2 | Monthly System Peak Day | CAISO | 1-in-10 | 2028 | 21 |  |  |  | 50.2686 | 1
| LCA | Big Creek/Ventura | 2 | Monthly System Peak Day | CAISO | 1-in-10 | 2028 | 22 |  |  |  | 49.6393 | 1
| LCA | Big Creek/Ventura | 2 | Monthly System Peak Day | CAISO | 1-in-10 | 2028 | 23 |  |  |  | 49.1679 | 1
| LCA | Big Creek/Ventura | 2 | Monthly System Peak Day | CAISO | 1-in-10 | 2028 | 24 |  |  |  | 48.6071 | 1
| LCA | Big Creek/Ventura | 3 | Average Weekday | CAISO | 1-in-10 | 2028 | 1 |  |  |  | 55.76 | 1
| LCA | Big Creek/Ventura | 3 | Average Weekday | CAISO | 1-in-10 | 2028 | 2 |  |  |  | 54.6302 | 1
| LCA | Big Creek/Ventura | 3 | Average Weekday | CAISO | 1-in-10 | 2028 | 3 |  |  |  | 53.6954 | 1
| LCA | Big Creek/Ventura | 3 | Average Weekday | CAISO | 1-in-10 | 2028 | 4 |  |  |  | 52.8489 | 1
| LCA | Big Creek/Ventura | 3 | Average Weekday | CAISO | 1-in-10 | 2028 | 5 |  |  |  | 51.8634 | 1
| LCA | Big Creek/Ventura | 3 | Average Weekday | CAISO | 1-in-10 | 2028 | 6 |  |  |  | 51.0123 | 1
| LCA | Big Creek/Ventura | 3 | Average Weekday | CAISO | 1-in-10 | 2028 | 7 |  |  |  | 50.3326 | 1
| LCA | Big Creek/Ventura | 3 | Average Weekday | CAISO | 1-in-10 | 2028 | 8 |  |  |  | 49.9971 | 1
| LCA | Big Creek/Ventura | 3 | Average Weekday | CAISO | 1-in-10 | 2028 | 9 |  |  |  | 51.0948 | 1
| LCA | Big Creek/Ventura | 3 | Average Weekday | CAISO | 1-in-10 | 2028 | 10 |  |  |  | 54.9948 | 1
| LCA | Big Creek/Ventura | 3 | Average Weekday | CAISO | 1-in-10 | 2028 | 11 |  |  |  | 59.737 | 1
| LCA | Big Creek/Ventura | 3 | Average Weekday | CAISO | 1-in-10 | 2028 | 12 |  |  |  | 63.8311 | 1
| LCA | Big Creek/Ventura | 3 | Average Weekday | CAISO | 1-in-10 | 2028 | 13 |  |  |  | 67.0932 | 1
| LCA | Big Creek/Ventura | 3 | Average Weekday | CAISO | 1-in-10 | 2028 | 14 |  |  |  | 69.3943 | 1
| LCA | Big Creek/Ventura | 3 | Average Weekday | CAISO | 1-in-10 | 2028 | 15 |  |  |  | 70.8584 | 1
| LCA | Big Creek/Ventura | 3 | Average Weekday | CAISO | 1-in-10 | 2028 | 16 |  |  |  | 71.6505 | 1
| LCA | Big Creek/Ventura | 3 | Average Weekday | CAISO | 1-in-10 | 2028 | 17 |  |  |  | 71.9429 | 1
| LCA | Big Creek/Ventura | 3 | Average Weekday | CAISO | 1-in-10 | 2028 | 18 |  |  |  | 71.2563 | 1
| LCA | Big Creek/Ventura | 3 | Average Weekday | CAISO | 1-in-10 | 2028 | 19 |  |  |  | 69.5572 | 1
| LCA | Big Creek/Ventura | 3 | Average Weekday | CAISO | 1-in-10 | 2028 | 20 |  |  |  | 66.8135 | 1
| LCA | Big Creek/Ventura | 3 | Average Weekday | CAISO | 1-in-10 | 2028 | 21 |  |  |  | 63.5231 | 1
| LCA | Big Creek/Ventura | 3 | Average Weekday | CAISO | 1-in-10 | 2028 | 22 |  |  |  | 61.2592 | 1
| LCA | Big Creek/Ventura | 3 | Average Weekday | CAISO | 1-in-10 | 2028 | 23 |  |  |  | 59.4613 | 1
| LCA | Big Creek/Ventura | 3 | Average Weekday | CAISO | 1-in-10 | 2028 | 24 |  |  |  | 58.0116 | 1
| LCA | Big Creek/Ventura | 3 | Monthly System Peak Day | CAISO | 1-in-10 | 2028 | 1 |  |  |  | 61.6436 | 1
| LCA | Big Creek/Ventura | 3 | Monthly System Peak Day | CAISO | 1-in-10 | 2028 | 2 |  |  |  | 59.7364 | 1
| LCA | Big Creek/Ventura | 3 | Monthly System Peak Day | CAISO | 1-in-10 | 2028 | 3 |  |  |  | 58.4079 | 1
| LCA | Big Creek/Ventura | 3 | Monthly System Peak Day | CAISO | 1-in-10 | 2028 | 4 |  |  |  | 57.565 | 1
| LCA | Big Creek/Ventura | 3 | Monthly System Peak Day | CAISO | 1-in-10 | 2028 | 5 |  |  |  | 57.0829 | 1
| LCA | Big Creek/Ventura | 3 | Monthly System Peak Day | CAISO | 1-in-10 | 2028 | 6 |  |  |  | 56.065 | 1
| LCA | Big Creek/Ventura | 3 | Monthly System Peak Day | CAISO | 1-in-10 | 2028 | 7 |  |  |  | 55.2536 | 1
| LCA | Big Creek/Ventura | 3 | Monthly System Peak Day | CAISO | 1-in-10 | 2028 | 8 |  |  |  | 54.7814 | 1
| LCA | Big Creek/Ventura | 3 | Monthly System Peak Day | CAISO | 1-in-10 | 2028 | 9 |  |  |  | 55.7129 | 1
| LCA | Big Creek/Ventura | 3 | Monthly System Peak Day | CAISO | 1-in-10 | 2028 | 10 |  |  |  | 60.6879 | 1
| LCA | Big Creek/Ventura | 3 | Monthly System Peak Day | CAISO | 1-in-10 | 2028 | 11 |  |  |  | 67.1879 | 1
| LCA | Big Creek/Ventura | 3 | Monthly System Peak Day | CAISO | 1-in-10 | 2028 | 12 |  |  |  | 73.9 | 1
| LCA | Big Creek/Ventura | 3 | Monthly System Peak Day | CAISO | 1-in-10 | 2028 | 13 |  |  |  | 79.72 | 1
| LCA | Big Creek/Ventura | 3 | Monthly System Peak Day | CAISO | 1-in-10 | 2028 | 14 |  |  |  | 82.0929 | 1
| LCA | Big Creek/Ventura | 3 | Monthly System Peak Day | CAISO | 1-in-10 | 2028 | 15 |  |  |  | 83.7714 | 1
| LCA | Big Creek/Ventura | 3 | Monthly System Peak Day | CAISO | 1-in-10 | 2028 | 16 |  |  |  | 85.2714 | 1
| LCA | Big Creek/Ventura | 3 | Monthly System Peak Day | CAISO | 1-in-10 | 2028 | 17 |  |  |  | 85.1714 | 1
| LCA | Big Creek/Ventura | 3 | Monthly System Peak Day | CAISO | 1-in-10 | 2028 | 18 |  |  |  | 85.25 | 1
| LCA | Big Creek/Ventura | 3 | Monthly System Peak Day | CAISO | 1-in-10 | 2028 | 19 |  |  |  | 84.4714 | 1
| LCA | Big Creek/Ventura | 3 | Monthly System Peak Day | CAISO | 1-in-10 | 2028 | 20 |  |  |  | 82.6071 | 1
| LCA | Big Creek/Ventura | 3 | Monthly System Peak Day | CAISO | 1-in-10 | 2028 | 21 |  |  |  | 77.33 | 1
| LCA | Big Creek/Ventura | 3 | Monthly System Peak Day | CAISO | 1-in-10 | 2028 | 22 |  |  |  | 71.775 | 1
| LCA | Big Creek/Ventura | 3 | Monthly System Peak Day | CAISO | 1-in-10 | 2028 | 23 |  |  |  | 67.95 | 1
| LCA | Big Creek/Ventura | 3 | Monthly System Peak Day | CAISO | 1-in-10 | 2028 | 24 |  |  |  | 65.3679 | 1
| LCA | Big Creek/Ventura | 4 | Average Weekday | CAISO | 1-in-10 | 2028 | 1 |  |  |  | 58.3482 | 1
| LCA | Big Creek/Ventura | 4 | Average Weekday | CAISO | 1-in-10 | 2028 | 2 |  |  |  | 57.2873 | 1
| LCA | Big Creek/Ventura | 4 | Average Weekday | CAISO | 1-in-10 | 2028 | 3 |  |  |  | 56.364 | 1
| LCA | Big Creek/Ventura | 4 | Average Weekday | CAISO | 1-in-10 | 2028 | 4 |  |  |  | 55.4985 | 1
| LCA | Big Creek/Ventura | 4 | Average Weekday | CAISO | 1-in-10 | 2028 | 5 |  |  |  | 54.483 | 1
| LCA | Big Creek/Ventura | 4 | Average Weekday | CAISO | 1-in-10 | 2028 | 6 |  |  |  | 53.6963 | 1
| LCA | Big Creek/Ventura | 4 | Average Weekday | CAISO | 1-in-10 | 2028 | 7 |  |  |  | 53.0497 | 1
| LCA | Big Creek/Ventura | 4 | Average Weekday | CAISO | 1-in-10 | 2028 | 8 |  |  |  | 52.7385 | 1
| LCA | Big Creek/Ventura | 4 | Average Weekday | CAISO | 1-in-10 | 2028 | 9 |  |  |  | 54.3959 | 1
| LCA | Big Creek/Ventura | 4 | Average Weekday | CAISO | 1-in-10 | 2028 | 10 |  |  |  | 58.3757 | 1
| LCA | Big Creek/Ventura | 4 | Average Weekday | CAISO | 1-in-10 | 2028 | 11 |  |  |  | 62.5234 | 1
| LCA | Big Creek/Ventura | 4 | Average Weekday | CAISO | 1-in-10 | 2028 | 12 |  |  |  | 66.0911 | 1
| LCA | Big Creek/Ventura | 4 | Average Weekday | CAISO | 1-in-10 | 2028 | 13 |  |  |  | 68.8485 | 1
| LCA | Big Creek/Ventura | 4 | Average Weekday | CAISO | 1-in-10 | 2028 | 14 |  |  |  | 70.7663 | 1
| LCA | Big Creek/Ventura | 4 | Average Weekday | CAISO | 1-in-10 | 2028 | 15 |  |  |  | 72.0711 | 1
| LCA | Big Creek/Ventura | 4 | Average Weekday | CAISO | 1-in-10 | 2028 | 16 |  |  |  | 72.7096 | 1
| LCA | Big Creek/Ventura | 4 | Average Weekday | CAISO | 1-in-10 | 2028 | 17 |  |  |  | 72.6504 | 1
| LCA | Big Creek/Ventura | 4 | Average Weekday | CAISO | 1-in-10 | 2028 | 18 |  |  |  | 71.757 | 1
| LCA | Big Creek/Ventura | 4 | Average Weekday | CAISO | 1-in-10 | 2028 | 19 |  |  |  | 70.1217 | 1
| LCA | Big Creek/Ventura | 4 | Average Weekday | CAISO | 1-in-10 | 2028 | 20 |  |  |  | 67.9586 | 1
| LCA | Big Creek/Ventura | 4 | Average Weekday | CAISO | 1-in-10 | 2028 | 21 |  |  |  | 65.246 | 1
| LCA | Big Creek/Ventura | 4 | Average Weekday | CAISO | 1-in-10 | 2028 | 22 |  |  |  | 62.8863 | 1
| LCA | Big Creek/Ventura | 4 | Average Weekday | CAISO | 1-in-10 | 2028 | 23 |  |  |  | 61.0799 | 1
| LCA | Big Creek/Ventura | 4 | Average Weekday | CAISO | 1-in-10 | 2028 | 24 |  |  |  | 59.6054 | 1
| LCA | Big Creek/Ventura | 4 | Monthly System Peak Day | CAISO | 1-in-10 | 2028 | 1 |  |  |  | 64.0893 | 1
| LCA | Big Creek/Ventura | 4 | Monthly System Peak Day | CAISO | 1-in-10 | 2028 | 2 |  |  |  | 62.165 | 1
| LCA | Big Creek/Ventura | 4 | Monthly System Peak Day | CAISO | 1-in-10 | 2028 | 3 |  |  |  | 60.4214 | 1
| LCA | Big Creek/Ventura | 4 | Monthly System Peak Day | CAISO | 1-in-10 | 2028 | 4 |  |  |  | 59.8814 | 1
| LCA | Big Creek/Ventura | 4 | Monthly System Peak Day | CAISO | 1-in-10 | 2028 | 5 |  |  |  | 59.8436 | 1
| LCA | Big Creek/Ventura | 4 | Monthly System Peak Day | CAISO | 1-in-10 | 2028 | 6 |  |  |  | 58.9564 | 1
| LCA | Big Creek/Ventura | 4 | Monthly System Peak Day | CAISO | 1-in-10 | 2028 | 7 |  |  |  | 59.7036 | 1
| LCA | Big Creek/Ventura | 4 | Monthly System Peak Day | CAISO | 1-in-10 | 2028 | 8 |  |  |  | 60.475 | 1
| LCA | Big Creek/Ventura | 4 | Monthly System Peak Day | CAISO | 1-in-10 | 2028 | 9 |  |  |  | 64.3743 | 1
| LCA | Big Creek/Ventura | 4 | Monthly System Peak Day | CAISO | 1-in-10 | 2028 | 10 |  |  |  | 68.8586 | 1
| LCA | Big Creek/Ventura | 4 | Monthly System Peak Day | CAISO | 1-in-10 | 2028 | 11 |  |  |  | 73.6929 | 1
| LCA | Big Creek/Ventura | 4 | Monthly System Peak Day | CAISO | 1-in-10 | 2028 | 12 |  |  |  | 78.29 | 1
| LCA | Big Creek/Ventura | 4 | Monthly System Peak Day | CAISO | 1-in-10 | 2028 | 13 |  |  |  | 81.9714 | 1
| LCA | Big Creek/Ventura | 4 | Monthly System Peak Day | CAISO | 1-in-10 | 2028 | 14 |  |  |  | 84.0071 | 1
| LCA | Big Creek/Ventura | 4 | Monthly System Peak Day | CAISO | 1-in-10 | 2028 | 15 |  |  |  | 85.5643 | 1
| LCA | Big Creek/Ventura | 4 | Monthly System Peak Day | CAISO | 1-in-10 | 2028 | 16 |  |  |  | 87.0857 | 1
| LCA | Big Creek/Ventura | 4 | Monthly System Peak Day | CAISO | 1-in-10 | 2028 | 17 |  |  |  | 87.9786 | 1
| LCA | Big Creek/Ventura | 4 | Monthly System Peak Day | CAISO | 1-in-10 | 2028 | 18 |  |  |  | 88.1929 | 1
| LCA | Big Creek/Ventura | 4 | Monthly System Peak Day | CAISO | 1-in-10 | 2028 | 19 |  |  |  | 87.2786 | 1
| LCA | Big Creek/Ventura | 4 | Monthly System Peak Day | CAISO | 1-in-10 | 2028 | 20 |  |  |  | 84.6071 | 1
| LCA | Big Creek/Ventura | 4 | Monthly System Peak Day | CAISO | 1-in-10 | 2028 | 21 |  |  |  | 80.6643 | 1
| LCA | Big Creek/Ventura | 4 | Monthly System Peak Day | CAISO | 1-in-10 | 2028 | 22 |  |  |  | 76.51 | 1
| LCA | Big Creek/Ventura | 4 | Monthly System Peak Day | CAISO | 1-in-10 | 2028 | 23 |  |  |  | 73.0807 | 1
| LCA | Big Creek/Ventura | 4 | Monthly System Peak Day | CAISO | 1-in-10 | 2028 | 24 |  |  |  | 69.31 | 1
| LCA | Big Creek/Ventura | 5 | Average Weekday | CAISO | 1-in-10 | 2028 | 1 |  |  |  | 62.5912 | 1
| LCA | Big Creek/Ventura | 5 | Average Weekday | CAISO | 1-in-10 | 2028 | 2 |  |  |  | 61.3025 | 1
| LCA | Big Creek/Ventura | 5 | Average Weekday | CAISO | 1-in-10 | 2028 | 3 |  |  |  | 60.0848 | 1
| LCA | Big Creek/Ventura | 5 | Average Weekday | CAISO | 1-in-10 | 2028 | 4 |  |  |  | 58.8481 | 1
| LCA | Big Creek/Ventura | 5 | Average Weekday | CAISO | 1-in-10 | 2028 | 5 |  |  |  | 58.0431 | 1
| LCA | Big Creek/Ventura | 5 | Average Weekday | CAISO | 1-in-10 | 2028 | 6 |  |  |  | 57.2156 | 1
| LCA | Big Creek/Ventura | 5 | Average Weekday | CAISO | 1-in-10 | 2028 | 7 |  |  |  | 56.479 | 1
| LCA | Big Creek/Ventura | 5 | Average Weekday | CAISO | 1-in-10 | 2028 | 8 |  |  |  | 56.8888 | 1
| LCA | Big Creek/Ventura | 5 | Average Weekday | CAISO | 1-in-10 | 2028 | 9 |  |  |  | 60.1908 | 1
| LCA | Big Creek/Ventura | 5 | Average Weekday | CAISO | 1-in-10 | 2028 | 10 |  |  |  | 64.6334 | 1
| LCA | Big Creek/Ventura | 5 | Average Weekday | CAISO | 1-in-10 | 2028 | 11 |  |  |  | 68.5848 | 1
| LCA | Big Creek/Ventura | 5 | Average Weekday | CAISO | 1-in-10 | 2028 | 12 |  |  |  | 71.6441 | 1
| LCA | Big Creek/Ventura | 5 | Average Weekday | CAISO | 1-in-10 | 2028 | 13 |  |  |  | 74.0241 | 1
| LCA | Big Creek/Ventura | 5 | Average Weekday | CAISO | 1-in-10 | 2028 | 14 |  |  |  | 75.6921 | 1
| LCA | Big Creek/Ventura | 5 | Average Weekday | CAISO | 1-in-10 | 2028 | 15 |  |  |  | 76.7916 | 1
| LCA | Big Creek/Ventura | 5 | Average Weekday | CAISO | 1-in-10 | 2028 | 16 |  |  |  | 77.2805 | 1
| LCA | Big Creek/Ventura | 5 | Average Weekday | CAISO | 1-in-10 | 2028 | 17 |  |  |  | 77.2165 | 1
| LCA | Big Creek/Ventura | 5 | Average Weekday | CAISO | 1-in-10 | 2028 | 18 |  |  |  | 76.5896 | 1
| LCA | Big Creek/Ventura | 5 | Average Weekday | CAISO | 1-in-10 | 2028 | 19 |  |  |  | 75.461 | 1
| LCA | Big Creek/Ventura | 5 | Average Weekday | CAISO | 1-in-10 | 2028 | 20 |  |  |  | 73.5426 | 1
| LCA | Big Creek/Ventura | 5 | Average Weekday | CAISO | 1-in-10 | 2028 | 21 |  |  |  | 70.8603 | 1
| LCA | Big Creek/Ventura | 5 | Average Weekday | CAISO | 1-in-10 | 2028 | 22 |  |  |  | 68.0311 | 1
| LCA | Big Creek/Ventura | 5 | Average Weekday | CAISO | 1-in-10 | 2028 | 23 |  |  |  | 66.0109 | 1
| LCA | Big Creek/Ventura | 5 | Average Weekday | CAISO | 1-in-10 | 2028 | 24 |  |  |  | 64.0741 | 1
| LCA | Big Creek/Ventura | 5 | Monthly System Peak Day | CAISO | 1-in-10 | 2028 | 1 |  |  |  | 73.7593 | 1
| LCA | Big Creek/Ventura | 5 | Monthly System Peak Day | CAISO | 1-in-10 | 2028 | 2 |  |  |  | 71.6129 | 1
| LCA | Big Creek/Ventura | 5 | Monthly System Peak Day | CAISO | 1-in-10 | 2028 | 3 |  |  |  | 69.8557 | 1
| LCA | Big Creek/Ventura | 5 | Monthly System Peak Day | CAISO | 1-in-10 | 2028 | 4 |  |  |  | 68.0679 | 1
| LCA | Big Creek/Ventura | 5 | Monthly System Peak Day | CAISO | 1-in-10 | 2028 | 5 |  |  |  | 65.8314 | 1
| LCA | Big Creek/Ventura | 5 | Monthly System Peak Day | CAISO | 1-in-10 | 2028 | 6 |  |  |  | 64.9371 | 1
| LCA | Big Creek/Ventura | 5 | Monthly System Peak Day | CAISO | 1-in-10 | 2028 | 7 |  |  |  | 64.2586 | 1
| LCA | Big Creek/Ventura | 5 | Monthly System Peak Day | CAISO | 1-in-10 | 2028 | 8 |  |  |  | 64.3064 | 1
| LCA | Big Creek/Ventura | 5 | Monthly System Peak Day | CAISO | 1-in-10 | 2028 | 9 |  |  |  | 68.5121 | 1
| LCA | Big Creek/Ventura | 5 | Monthly System Peak Day | CAISO | 1-in-10 | 2028 | 10 |  |  |  | 74.5079 | 1
| LCA | Big Creek/Ventura | 5 | Monthly System Peak Day | CAISO | 1-in-10 | 2028 | 11 |  |  |  | 80.8571 | 1
| LCA | Big Creek/Ventura | 5 | Monthly System Peak Day | CAISO | 1-in-10 | 2028 | 12 |  |  |  | 85.8971 | 1
| LCA | Big Creek/Ventura | 5 | Monthly System Peak Day | CAISO | 1-in-10 | 2028 | 13 |  |  |  | 89.2071 | 1
| LCA | Big Creek/Ventura | 5 | Monthly System Peak Day | CAISO | 1-in-10 | 2028 | 14 |  |  |  | 91.3857 | 1
| LCA | Big Creek/Ventura | 5 | Monthly System Peak Day | CAISO | 1-in-10 | 2028 | 15 |  |  |  | 92.3 | 1
| LCA | Big Creek/Ventura | 5 | Monthly System Peak Day | CAISO | 1-in-10 | 2028 | 16 |  |  |  | 92.5643 | 1
| LCA | Big Creek/Ventura | 5 | Monthly System Peak Day | CAISO | 1-in-10 | 2028 | 17 |  |  |  | 92.3714 | 1
| LCA | Big Creek/Ventura | 5 | Monthly System Peak Day | CAISO | 1-in-10 | 2028 | 18 |  |  |  | 91.9429 | 1
| LCA | Big Creek/Ventura | 5 | Monthly System Peak Day | CAISO | 1-in-10 | 2028 | 19 |  |  |  | 90.6 | 1
| LCA | Big Creek/Ventura | 5 | Monthly System Peak Day | CAISO | 1-in-10 | 2028 | 20 |  |  |  | 87.835 | 1
| LCA | Big Creek/Ventura | 5 | Monthly System Peak Day | CAISO | 1-in-10 | 2028 | 21 |  |  |  | 83.1979 | 1
| LCA | Big Creek/Ventura | 5 | Monthly System Peak Day | CAISO | 1-in-10 | 2028 | 22 |  |  |  | 79.3571 | 1
| LCA | Big Creek/Ventura | 5 | Monthly System Peak Day | CAISO | 1-in-10 | 2028 | 23 |  |  |  | 76.5479 | 1
| LCA | Big Creek/Ventura | 5 | Monthly System Peak Day | CAISO | 1-in-10 | 2028 | 24 |  |  |  | 73.7157 | 1
| LCA | Big Creek/Ventura | 6 | Average Weekday | CAISO | 1-in-10 | 2028 | 1 |  |  |  | 67.5979 | 1
| LCA | Big Creek/Ventura | 6 | Average Weekday | CAISO | 1-in-10 | 2028 | 2 |  |  |  | 66.7173 | 1
| LCA | Big Creek/Ventura | 6 | Average Weekday | CAISO | 1-in-10 | 2028 | 3 |  |  |  | 65.8067 | 1
| LCA | Big Creek/Ventura | 6 | Average Weekday | CAISO | 1-in-10 | 2028 | 4 |  |  |  | 64.7835 | 1
| LCA | Big Creek/Ventura | 6 | Average Weekday | CAISO | 1-in-10 | 2028 | 5 |  |  |  | 63.8893 | 1
| LCA | Big Creek/Ventura | 6 | Average Weekday | CAISO | 1-in-10 | 2028 | 6 |  |  |  | 63.1691 | 1
| LCA | Big Creek/Ventura | 6 | Average Weekday | CAISO | 1-in-10 | 2028 | 7 |  |  |  | 62.6661 | 1
| LCA | Big Creek/Ventura | 6 | Average Weekday | CAISO | 1-in-10 | 2028 | 8 |  |  |  | 63.2141 | 1
| LCA | Big Creek/Ventura | 6 | Average Weekday | CAISO | 1-in-10 | 2028 | 9 |  |  |  | 66.1776 | 1
| LCA | Big Creek/Ventura | 6 | Average Weekday | CAISO | 1-in-10 | 2028 | 10 |  |  |  | 70.0818 | 1
| LCA | Big Creek/Ventura | 6 | Average Weekday | CAISO | 1-in-10 | 2028 | 11 |  |  |  | 73.9836 | 1
| LCA | Big Creek/Ventura | 6 | Average Weekday | CAISO | 1-in-10 | 2028 | 12 |  |  |  | 77.4319 | 1
| LCA | Big Creek/Ventura | 6 | Average Weekday | CAISO | 1-in-10 | 2028 | 13 |  |  |  | 80.1443 | 1
| LCA | Big Creek/Ventura | 6 | Average Weekday | CAISO | 1-in-10 | 2028 | 14 |  |  |  | 82.1737 | 1
| LCA | Big Creek/Ventura | 6 | Average Weekday | CAISO | 1-in-10 | 2028 | 15 |  |  |  | 83.3627 | 1
| LCA | Big Creek/Ventura | 6 | Average Weekday | CAISO | 1-in-10 | 2028 | 16 |  |  |  | 83.8567 | 1
| LCA | Big Creek/Ventura | 6 | Average Weekday | CAISO | 1-in-10 | 2028 | 17 |  |  |  | 83.6788 | 1
| LCA | Big Creek/Ventura | 6 | Average Weekday | CAISO | 1-in-10 | 2028 | 18 |  |  |  | 82.6209 | 1
| LCA | Big Creek/Ventura | 6 | Average Weekday | CAISO | 1-in-10 | 2028 | 19 |  |  |  | 80.9659 | 1
| LCA | Big Creek/Ventura | 6 | Average Weekday | CAISO | 1-in-10 | 2028 | 20 |  |  |  | 78.9063 | 1
| LCA | Big Creek/Ventura | 6 | Average Weekday | CAISO | 1-in-10 | 2028 | 21 |  |  |  | 76.1141 | 1
| LCA | Big Creek/Ventura | 6 | Average Weekday | CAISO | 1-in-10 | 2028 | 22 |  |  |  | 72.8496 | 1
| LCA | Big Creek/Ventura | 6 | Average Weekday | CAISO | 1-in-10 | 2028 | 23 |  |  |  | 70.6066 | 1
| LCA | Big Creek/Ventura | 6 | Average Weekday | CAISO | 1-in-10 | 2028 | 24 |  |  |  | 68.955 | 1
| LCA | Big Creek/Ventura | 6 | Monthly System Peak Day | CAISO | 1-in-10 | 2028 | 1 |  |  |  | 74.6807 | 1
| LCA | Big Creek/Ventura | 6 | Monthly System Peak Day | CAISO | 1-in-10 | 2028 | 2 |  |  |  | 73.9664 | 1
| LCA | Big Creek/Ventura | 6 | Monthly System Peak Day | CAISO | 1-in-10 | 2028 | 3 |  |  |  | 72.8129 | 1
| LCA | Big Creek/Ventura | 6 | Monthly System Peak Day | CAISO | 1-in-10 | 2028 | 4 |  |  |  | 71.8886 | 1
| LCA | Big Creek/Ventura | 6 | Monthly System Peak Day | CAISO | 1-in-10 | 2028 | 5 |  |  |  | 70.4636 | 1
| LCA | Big Creek/Ventura | 6 | Monthly System Peak Day | CAISO | 1-in-10 | 2028 | 6 |  |  |  | 69.4257 | 1
| LCA | Big Creek/Ventura | 6 | Monthly System Peak Day | CAISO | 1-in-10 | 2028 | 7 |  |  |  | 69.0036 | 1
| LCA | Big Creek/Ventura | 6 | Monthly System Peak Day | CAISO | 1-in-10 | 2028 | 8 |  |  |  | 69.4093 | 1
| LCA | Big Creek/Ventura | 6 | Monthly System Peak Day | CAISO | 1-in-10 | 2028 | 9 |  |  |  | 73.6814 | 1
| LCA | Big Creek/Ventura | 6 | Monthly System Peak Day | CAISO | 1-in-10 | 2028 | 10 |  |  |  | 79.1464 | 1
| LCA | Big Creek/Ventura | 6 | Monthly System Peak Day | CAISO | 1-in-10 | 2028 | 11 |  |  |  | 84.1829 | 1
| LCA | Big Creek/Ventura | 6 | Monthly System Peak Day | CAISO | 1-in-10 | 2028 | 12 |  |  |  | 89.2807 | 1
| LCA | Big Creek/Ventura | 6 | Monthly System Peak Day | CAISO | 1-in-10 | 2028 | 13 |  |  |  | 92.9336 | 1
| LCA | Big Creek/Ventura | 6 | Monthly System Peak Day | CAISO | 1-in-10 | 2028 | 14 |  |  |  | 95.6929 | 1
| LCA | Big Creek/Ventura | 6 | Monthly System Peak Day | CAISO | 1-in-10 | 2028 | 15 |  |  |  | 96.9571 | 1
| LCA | Big Creek/Ventura | 6 | Monthly System Peak Day | CAISO | 1-in-10 | 2028 | 16 |  |  |  | 97.8571 | 1
| LCA | Big Creek/Ventura | 6 | Monthly System Peak Day | CAISO | 1-in-10 | 2028 | 17 |  |  |  | 97.3714 | 1
| LCA | Big Creek/Ventura | 6 | Monthly System Peak Day | CAISO | 1-in-10 | 2028 | 18 |  |  |  | 96.5143 | 1
| LCA | Big Creek/Ventura | 6 | Monthly System Peak Day | CAISO | 1-in-10 | 2028 | 19 |  |  |  | 94.2643 | 1
| LCA | Big Creek/Ventura | 6 | Monthly System Peak Day | CAISO | 1-in-10 | 2028 | 20 |  |  |  | 91.4107 | 1
| LCA | Big Creek/Ventura | 6 | Monthly System Peak Day | CAISO | 1-in-10 | 2028 | 21 |  |  |  | 88.3343 | 1
| LCA | Big Creek/Ventura | 6 | Monthly System Peak Day | CAISO | 1-in-10 | 2028 | 22 |  |  |  | 84.5707 | 1
| LCA | Big Creek/Ventura | 6 | Monthly System Peak Day | CAISO | 1-in-10 | 2028 | 23 |  |  |  | 81.8114 | 1
| LCA | Big Creek/Ventura | 6 | Monthly System Peak Day | CAISO | 1-in-10 | 2028 | 24 |  |  |  | 80.2729 | 1
| LCA | Big Creek/Ventura | 7 | Average Weekday | CAISO | 1-in-10 | 2028 | 1 |  |  |  | 73.7504 | 1
| LCA | Big Creek/Ventura | 7 | Average Weekday | CAISO | 1-in-10 | 2028 | 2 |  |  |  | 72.6444 | 1
| LCA | Big Creek/Ventura | 7 | Average Weekday | CAISO | 1-in-10 | 2028 | 3 |  |  |  | 71.7965 | 1
| LCA | Big Creek/Ventura | 7 | Average Weekday | CAISO | 1-in-10 | 2028 | 4 |  |  |  | 70.8986 | 1
| LCA | Big Creek/Ventura | 7 | Average Weekday | CAISO | 1-in-10 | 2028 | 5 |  |  |  | 70.1004 | 1
| LCA | Big Creek/Ventura | 7 | Average Weekday | CAISO | 1-in-10 | 2028 | 6 |  |  |  | 69.3371 | 1
| LCA | Big Creek/Ventura | 7 | Average Weekday | CAISO | 1-in-10 | 2028 | 7 |  |  |  | 68.9791 | 1
| LCA | Big Creek/Ventura | 7 | Average Weekday | CAISO | 1-in-10 | 2028 | 8 |  |  |  | 69.3313 | 1
| LCA | Big Creek/Ventura | 7 | Average Weekday | CAISO | 1-in-10 | 2028 | 9 |  |  |  | 72.2421 | 1
| LCA | Big Creek/Ventura | 7 | Average Weekday | CAISO | 1-in-10 | 2028 | 10 |  |  |  | 76.3167 | 1
| LCA | Big Creek/Ventura | 7 | Average Weekday | CAISO | 1-in-10 | 2028 | 11 |  |  |  | 80.6703 | 1
| LCA | Big Creek/Ventura | 7 | Average Weekday | CAISO | 1-in-10 | 2028 | 12 |  |  |  | 84.4912 | 1
| LCA | Big Creek/Ventura | 7 | Average Weekday | CAISO | 1-in-10 | 2028 | 13 |  |  |  | 87.3622 | 1
| LCA | Big Creek/Ventura | 7 | Average Weekday | CAISO | 1-in-10 | 2028 | 14 |  |  |  | 89.604 | 1
| LCA | Big Creek/Ventura | 7 | Average Weekday | CAISO | 1-in-10 | 2028 | 15 |  |  |  | 91.1072 | 1
| LCA | Big Creek/Ventura | 7 | Average Weekday | CAISO | 1-in-10 | 2028 | 16 |  |  |  | 91.7086 | 1
| LCA | Big Creek/Ventura | 7 | Average Weekday | CAISO | 1-in-10 | 2028 | 17 |  |  |  | 91.4436 | 1
| LCA | Big Creek/Ventura | 7 | Average Weekday | CAISO | 1-in-10 | 2028 | 18 |  |  |  | 90.5951 | 1
| LCA | Big Creek/Ventura | 7 | Average Weekday | CAISO | 1-in-10 | 2028 | 19 |  |  |  | 88.7186 | 1
| LCA | Big Creek/Ventura | 7 | Average Weekday | CAISO | 1-in-10 | 2028 | 20 |  |  |  | 85.9757 | 1
| LCA | Big Creek/Ventura | 7 | Average Weekday | CAISO | 1-in-10 | 2028 | 21 |  |  |  | 82.4525 | 1
| LCA | Big Creek/Ventura | 7 | Average Weekday | CAISO | 1-in-10 | 2028 | 22 |  |  |  | 78.9574 | 1
| LCA | Big Creek/Ventura | 7 | Average Weekday | CAISO | 1-in-10 | 2028 | 23 |  |  |  | 76.8646 | 1
| LCA | Big Creek/Ventura | 7 | Average Weekday | CAISO | 1-in-10 | 2028 | 24 |  |  |  | 75.4968 | 1
| LCA | Big Creek/Ventura | 7 | Monthly System Peak Day | CAISO | 1-in-10 | 2028 | 1 |  |  |  | 80.5621 | 1
| LCA | Big Creek/Ventura | 7 | Monthly System Peak Day | CAISO | 1-in-10 | 2028 | 2 |  |  |  | 80.3943 | 1
| LCA | Big Creek/Ventura | 7 | Monthly System Peak Day | CAISO | 1-in-10 | 2028 | 3 |  |  |  | 79.0186 | 1
| LCA | Big Creek/Ventura | 7 | Monthly System Peak Day | CAISO | 1-in-10 | 2028 | 4 |  |  |  | 75.5979 | 1
| LCA | Big Creek/Ventura | 7 | Monthly System Peak Day | CAISO | 1-in-10 | 2028 | 5 |  |  |  | 73.91 | 1
| LCA | Big Creek/Ventura | 7 | Monthly System Peak Day | CAISO | 1-in-10 | 2028 | 6 |  |  |  | 73.0279 | 1
| LCA | Big Creek/Ventura | 7 | Monthly System Peak Day | CAISO | 1-in-10 | 2028 | 7 |  |  |  | 72.825 | 1
| LCA | Big Creek/Ventura | 7 | Monthly System Peak Day | CAISO | 1-in-10 | 2028 | 8 |  |  |  | 72.9407 | 1
| LCA | Big Creek/Ventura | 7 | Monthly System Peak Day | CAISO | 1-in-10 | 2028 | 9 |  |  |  | 76.145 | 1
| LCA | Big Creek/Ventura | 7 | Monthly System Peak Day | CAISO | 1-in-10 | 2028 | 10 |  |  |  | 81.4593 | 1
| LCA | Big Creek/Ventura | 7 | Monthly System Peak Day | CAISO | 1-in-10 | 2028 | 11 |  |  |  | 86.7071 | 1
| LCA | Big Creek/Ventura | 7 | Monthly System Peak Day | CAISO | 1-in-10 | 2028 | 12 |  |  |  | 91.1643 | 1
| LCA | Big Creek/Ventura | 7 | Monthly System Peak Day | CAISO | 1-in-10 | 2028 | 13 |  |  |  | 93.6143 | 1
| LCA | Big Creek/Ventura | 7 | Monthly System Peak Day | CAISO | 1-in-10 | 2028 | 14 |  |  |  | 95.0357 | 1
| LCA | Big Creek/Ventura | 7 | Monthly System Peak Day | CAISO | 1-in-10 | 2028 | 15 |  |  |  | 96.6929 | 1
| LCA | Big Creek/Ventura | 7 | Monthly System Peak Day | CAISO | 1-in-10 | 2028 | 16 |  |  |  | 97.1357 | 1
| LCA | Big Creek/Ventura | 7 | Monthly System Peak Day | CAISO | 1-in-10 | 2028 | 17 |  |  |  | 96.5286 | 1
| LCA | Big Creek/Ventura | 7 | Monthly System Peak Day | CAISO | 1-in-10 | 2028 | 18 |  |  |  | 95.7 | 1
| LCA | Big Creek/Ventura | 7 | Monthly System Peak Day | CAISO | 1-in-10 | 2028 | 19 |  |  |  | 94.3071 | 1
| LCA | Big Creek/Ventura | 7 | Monthly System Peak Day | CAISO | 1-in-10 | 2028 | 20 |  |  |  | 91 | 1
| LCA | Big Creek/Ventura | 7 | Monthly System Peak Day | CAISO | 1-in-10 | 2028 | 21 |  |  |  | 87.2271 | 1
| LCA | Big Creek/Ventura | 7 | Monthly System Peak Day | CAISO | 1-in-10 | 2028 | 22 |  |  |  | 83.105 | 1
| LCA | Big Creek/Ventura | 7 | Monthly System Peak Day | CAISO | 1-in-10 | 2028 | 23 |  |  |  | 81.2114 | 1
| LCA | Big Creek/Ventura | 7 | Monthly System Peak Day | CAISO | 1-in-10 | 2028 | 24 |  |  |  | 79.2186 | 1
| LCA | Big Creek/Ventura | 8 | Average Weekday | CAISO | 1-in-10 | 2028 | 1 |  |  |  | 71.773 | 1
| LCA | Big Creek/Ventura | 8 | Average Weekday | CAISO | 1-in-10 | 2028 | 2 |  |  |  | 70.8122 | 1
| LCA | Big Creek/Ventura | 8 | Average Weekday | CAISO | 1-in-10 | 2028 | 3 |  |  |  | 70.0332 | 1
| LCA | Big Creek/Ventura | 8 | Average Weekday | CAISO | 1-in-10 | 2028 | 4 |  |  |  | 69.3359 | 1
| LCA | Big Creek/Ventura | 8 | Average Weekday | CAISO | 1-in-10 | 2028 | 5 |  |  |  | 68.5356 | 1
| LCA | Big Creek/Ventura | 8 | Average Weekday | CAISO | 1-in-10 | 2028 | 6 |  |  |  | 67.6954 | 1
| LCA | Big Creek/Ventura | 8 | Average Weekday | CAISO | 1-in-10 | 2028 | 7 |  |  |  | 67.0748 | 1
| LCA | Big Creek/Ventura | 8 | Average Weekday | CAISO | 1-in-10 | 2028 | 8 |  |  |  | 66.8998 | 1
| LCA | Big Creek/Ventura | 8 | Average Weekday | CAISO | 1-in-10 | 2028 | 9 |  |  |  | 69.0394 | 1
| LCA | Big Creek/Ventura | 8 | Average Weekday | CAISO | 1-in-10 | 2028 | 10 |  |  |  | 72.7622 | 1
| LCA | Big Creek/Ventura | 8 | Average Weekday | CAISO | 1-in-10 | 2028 | 11 |  |  |  | 76.7959 | 1
| LCA | Big Creek/Ventura | 8 | Average Weekday | CAISO | 1-in-10 | 2028 | 12 |  |  |  | 80.7141 | 1
| LCA | Big Creek/Ventura | 8 | Average Weekday | CAISO | 1-in-10 | 2028 | 13 |  |  |  | 83.8698 | 1
| LCA | Big Creek/Ventura | 8 | Average Weekday | CAISO | 1-in-10 | 2028 | 14 |  |  |  | 86.2495 | 1
| LCA | Big Creek/Ventura | 8 | Average Weekday | CAISO | 1-in-10 | 2028 | 15 |  |  |  | 87.7802 | 1
| LCA | Big Creek/Ventura | 8 | Average Weekday | CAISO | 1-in-10 | 2028 | 16 |  |  |  | 88.4706 | 1
| LCA | Big Creek/Ventura | 8 | Average Weekday | CAISO | 1-in-10 | 2028 | 17 |  |  |  | 88.218 | 1
| LCA | Big Creek/Ventura | 8 | Average Weekday | CAISO | 1-in-10 | 2028 | 18 |  |  |  | 87.3481 | 1
| LCA | Big Creek/Ventura | 8 | Average Weekday | CAISO | 1-in-10 | 2028 | 19 |  |  |  | 85.6245 | 1
| LCA | Big Creek/Ventura | 8 | Average Weekday | CAISO | 1-in-10 | 2028 | 20 |  |  |  | 82.9859 | 1
| LCA | Big Creek/Ventura | 8 | Average Weekday | CAISO | 1-in-10 | 2028 | 21 |  |  |  | 79.446 | 1
| LCA | Big Creek/Ventura | 8 | Average Weekday | CAISO | 1-in-10 | 2028 | 22 |  |  |  | 76.5588 | 1
| LCA | Big Creek/Ventura | 8 | Average Weekday | CAISO | 1-in-10 | 2028 | 23 |  |  |  | 74.6878 | 1
| LCA | Big Creek/Ventura | 8 | Average Weekday | CAISO | 1-in-10 | 2028 | 24 |  |  |  | 73.243 | 1
| LCA | Big Creek/Ventura | 8 | Monthly System Peak Day | CAISO | 1-in-10 | 2028 | 1 |  |  |  | 75.8614 | 1
| LCA | Big Creek/Ventura | 8 | Monthly System Peak Day | CAISO | 1-in-10 | 2028 | 2 |  |  |  | 75.0521 | 1
| LCA | Big Creek/Ventura | 8 | Monthly System Peak Day | CAISO | 1-in-10 | 2028 | 3 |  |  |  | 74.275 | 1
| LCA | Big Creek/Ventura | 8 | Monthly System Peak Day | CAISO | 1-in-10 | 2028 | 4 |  |  |  | 73.3857 | 1
| LCA | Big Creek/Ventura | 8 | Monthly System Peak Day | CAISO | 1-in-10 | 2028 | 5 |  |  |  | 72.4779 | 1
| LCA | Big Creek/Ventura | 8 | Monthly System Peak Day | CAISO | 1-in-10 | 2028 | 6 |  |  |  | 71.3657 | 1
| LCA | Big Creek/Ventura | 8 | Monthly System Peak Day | CAISO | 1-in-10 | 2028 | 7 |  |  |  | 71.1021 | 1
| LCA | Big Creek/Ventura | 8 | Monthly System Peak Day | CAISO | 1-in-10 | 2028 | 8 |  |  |  | 70.685 | 1
| LCA | Big Creek/Ventura | 8 | Monthly System Peak Day | CAISO | 1-in-10 | 2028 | 9 |  |  |  | 73.5929 | 1
| LCA | Big Creek/Ventura | 8 | Monthly System Peak Day | CAISO | 1-in-10 | 2028 | 10 |  |  |  | 77.95 | 1
| LCA | Big Creek/Ventura | 8 | Monthly System Peak Day | CAISO | 1-in-10 | 2028 | 11 |  |  |  | 83.1193 | 1
| LCA | Big Creek/Ventura | 8 | Monthly System Peak Day | CAISO | 1-in-10 | 2028 | 12 |  |  |  | 88.1879 | 1
| LCA | Big Creek/Ventura | 8 | Monthly System Peak Day | CAISO | 1-in-10 | 2028 | 13 |  |  |  | 92.3714 | 1
| LCA | Big Creek/Ventura | 8 | Monthly System Peak Day | CAISO | 1-in-10 | 2028 | 14 |  |  |  | 95.0214 | 1
| LCA | Big Creek/Ventura | 8 | Monthly System Peak Day | CAISO | 1-in-10 | 2028 | 15 |  |  |  | 96.2714 | 1
| LCA | Big Creek/Ventura | 8 | Monthly System Peak Day | CAISO | 1-in-10 | 2028 | 16 |  |  |  | 96.85 | 1
| LCA | Big Creek/Ventura | 8 | Monthly System Peak Day | CAISO | 1-in-10 | 2028 | 17 |  |  |  | 96.3143 | 1
| LCA | Big Creek/Ventura | 8 | Monthly System Peak Day | CAISO | 1-in-10 | 2028 | 18 |  |  |  | 95.3286 | 1
| LCA | Big Creek/Ventura | 8 | Monthly System Peak Day | CAISO | 1-in-10 | 2028 | 19 |  |  |  | 93.3214 | 1
| LCA | Big Creek/Ventura | 8 | Monthly System Peak Day | CAISO | 1-in-10 | 2028 | 20 |  |  |  | 89.9429 | 1
| LCA | Big Creek/Ventura | 8 | Monthly System Peak Day | CAISO | 1-in-10 | 2028 | 21 |  |  |  | 85.6986 | 1
| LCA | Big Creek/Ventura | 8 | Monthly System Peak Day | CAISO | 1-in-10 | 2028 | 22 |  |  |  | 82.6936 | 1
| LCA | Big Creek/Ventura | 8 | Monthly System Peak Day | CAISO | 1-in-10 | 2028 | 23 |  |  |  | 80.7414 | 1
| LCA | Big Creek/Ventura | 8 | Monthly System Peak Day | CAISO | 1-in-10 | 2028 | 24 |  |  |  | 79.3707 | 1
| LCA | Big Creek/Ventura | 8 | Typical Event Day | CAISO | 1-in-10 | 2028 | 1 |  |  |  | 77.2739 | 1
| LCA | Big Creek/Ventura | 8 | Typical Event Day | CAISO | 1-in-10 | 2028 | 2 |  |  |  | 76.5187 | 1
| LCA | Big Creek/Ventura | 8 | Typical Event Day | CAISO | 1-in-10 | 2028 | 3 |  |  |  | 75.457 | 1
| LCA | Big Creek/Ventura | 8 | Typical Event Day | CAISO | 1-in-10 | 2028 | 4 |  |  |  | 74.0543 | 1
| LCA | Big Creek/Ventura | 8 | Typical Event Day | CAISO | 1-in-10 | 2028 | 5 |  |  |  | 73.0975 | 1
| LCA | Big Creek/Ventura | 8 | Typical Event Day | CAISO | 1-in-10 | 2028 | 6 |  |  |  | 72.138 | 1
| LCA | Big Creek/Ventura | 8 | Typical Event Day | CAISO | 1-in-10 | 2028 | 7 |  |  |  | 71.9071 | 1
| LCA | Big Creek/Ventura | 8 | Typical Event Day | CAISO | 1-in-10 | 2028 | 8 |  |  |  | 72.008 | 1
| LCA | Big Creek/Ventura | 8 | Typical Event Day | CAISO | 1-in-10 | 2028 | 9 |  |  |  | 74.7386 | 1
| LCA | Big Creek/Ventura | 8 | Typical Event Day | CAISO | 1-in-10 | 2028 | 10 |  |  |  | 79.5193 | 1
| LCA | Big Creek/Ventura | 8 | Typical Event Day | CAISO | 1-in-10 | 2028 | 11 |  |  |  | 84.3773 | 1
| LCA | Big Creek/Ventura | 8 | Typical Event Day | CAISO | 1-in-10 | 2028 | 12 |  |  |  | 89.0189 | 1
| LCA | Big Creek/Ventura | 8 | Typical Event Day | CAISO | 1-in-10 | 2028 | 13 |  |  |  | 92.2941 | 1
| LCA | Big Creek/Ventura | 8 | Typical Event Day | CAISO | 1-in-10 | 2028 | 14 |  |  |  | 94.5786 | 1
| LCA | Big Creek/Ventura | 8 | Typical Event Day | CAISO | 1-in-10 | 2028 | 15 |  |  |  | 95.975 | 1
| LCA | Big Creek/Ventura | 8 | Typical Event Day | CAISO | 1-in-10 | 2028 | 16 |  |  |  | 96.8518 | 1
| LCA | Big Creek/Ventura | 8 | Typical Event Day | CAISO | 1-in-10 | 2028 | 17 |  |  |  | 96.6714 | 1
| LCA | Big Creek/Ventura | 8 | Typical Event Day | CAISO | 1-in-10 | 2028 | 18 |  |  |  | 95.7714 | 1
| LCA | Big Creek/Ventura | 8 | Typical Event Day | CAISO | 1-in-10 | 2028 | 19 |  |  |  | 93.7018 | 1
| LCA | Big Creek/Ventura | 8 | Typical Event Day | CAISO | 1-in-10 | 2028 | 20 |  |  |  | 90.7312 | 1
| LCA | Big Creek/Ventura | 8 | Typical Event Day | CAISO | 1-in-10 | 2028 | 21 |  |  |  | 87.3168 | 1
| LCA | Big Creek/Ventura | 8 | Typical Event Day | CAISO | 1-in-10 | 2028 | 22 |  |  |  | 83.9977 | 1
| LCA | Big Creek/Ventura | 8 | Typical Event Day | CAISO | 1-in-10 | 2028 | 23 |  |  |  | 81.8893 | 1
| LCA | Big Creek/Ventura | 8 | Typical Event Day | CAISO | 1-in-10 | 2028 | 24 |  |  |  | 80.237 | 1
| LCA | Big Creek/Ventura | 9 | Average Weekday | CAISO | 1-in-10 | 2028 | 1 |  |  |  | 70.2028 | 1
| LCA | Big Creek/Ventura | 9 | Average Weekday | CAISO | 1-in-10 | 2028 | 2 |  |  |  | 69.1836 | 1
| LCA | Big Creek/Ventura | 9 | Average Weekday | CAISO | 1-in-10 | 2028 | 3 |  |  |  | 68.2518 | 1
| LCA | Big Creek/Ventura | 9 | Average Weekday | CAISO | 1-in-10 | 2028 | 4 |  |  |  | 67.4618 | 1
| LCA | Big Creek/Ventura | 9 | Average Weekday | CAISO | 1-in-10 | 2028 | 5 |  |  |  | 66.5713 | 1
| LCA | Big Creek/Ventura | 9 | Average Weekday | CAISO | 1-in-10 | 2028 | 6 |  |  |  | 65.7951 | 1
| LCA | Big Creek/Ventura | 9 | Average Weekday | CAISO | 1-in-10 | 2028 | 7 |  |  |  | 65.2006 | 1
| LCA | Big Creek/Ventura | 9 | Average Weekday | CAISO | 1-in-10 | 2028 | 8 |  |  |  | 64.7186 | 1
| LCA | Big Creek/Ventura | 9 | Average Weekday | CAISO | 1-in-10 | 2028 | 9 |  |  |  | 65.7455 | 1
| LCA | Big Creek/Ventura | 9 | Average Weekday | CAISO | 1-in-10 | 2028 | 10 |  |  |  | 69.433 | 1
| LCA | Big Creek/Ventura | 9 | Average Weekday | CAISO | 1-in-10 | 2028 | 11 |  |  |  | 73.8913 | 1
| LCA | Big Creek/Ventura | 9 | Average Weekday | CAISO | 1-in-10 | 2028 | 12 |  |  |  | 78.089 | 1
| LCA | Big Creek/Ventura | 9 | Average Weekday | CAISO | 1-in-10 | 2028 | 13 |  |  |  | 81.4035 | 1
| LCA | Big Creek/Ventura | 9 | Average Weekday | CAISO | 1-in-10 | 2028 | 14 |  |  |  | 83.8146 | 1
| LCA | Big Creek/Ventura | 9 | Average Weekday | CAISO | 1-in-10 | 2028 | 15 |  |  |  | 85.4224 | 1
| LCA | Big Creek/Ventura | 9 | Average Weekday | CAISO | 1-in-10 | 2028 | 16 |  |  |  | 86.0571 | 1
| LCA | Big Creek/Ventura | 9 | Average Weekday | CAISO | 1-in-10 | 2028 | 17 |  |  |  | 85.7889 | 1
| LCA | Big Creek/Ventura | 9 | Average Weekday | CAISO | 1-in-10 | 2028 | 18 |  |  |  | 84.8251 | 1
| LCA | Big Creek/Ventura | 9 | Average Weekday | CAISO | 1-in-10 | 2028 | 19 |  |  |  | 82.9592 | 1
| LCA | Big Creek/Ventura | 9 | Average Weekday | CAISO | 1-in-10 | 2028 | 20 |  |  |  | 79.8824 | 1
| LCA | Big Creek/Ventura | 9 | Average Weekday | CAISO | 1-in-10 | 2028 | 21 |  |  |  | 76.5321 | 1
| LCA | Big Creek/Ventura | 9 | Average Weekday | CAISO | 1-in-10 | 2028 | 22 |  |  |  | 74.4318 | 1
| LCA | Big Creek/Ventura | 9 | Average Weekday | CAISO | 1-in-10 | 2028 | 23 |  |  |  | 72.679 | 1
| LCA | Big Creek/Ventura | 9 | Average Weekday | CAISO | 1-in-10 | 2028 | 24 |  |  |  | 71.1678 | 1
| LCA | Big Creek/Ventura | 9 | Monthly System Peak Day | CAISO | 1-in-10 | 2028 | 1 |  |  |  | 77.9914 | 1
| LCA | Big Creek/Ventura | 9 | Monthly System Peak Day | CAISO | 1-in-10 | 2028 | 2 |  |  |  | 76.6621 | 1
| LCA | Big Creek/Ventura | 9 | Monthly System Peak Day | CAISO | 1-in-10 | 2028 | 3 |  |  |  | 75.7214 | 1
| LCA | Big Creek/Ventura | 9 | Monthly System Peak Day | CAISO | 1-in-10 | 2028 | 4 |  |  |  | 75.345 | 1
| LCA | Big Creek/Ventura | 9 | Monthly System Peak Day | CAISO | 1-in-10 | 2028 | 5 |  |  |  | 75.5386 | 1
| LCA | Big Creek/Ventura | 9 | Monthly System Peak Day | CAISO | 1-in-10 | 2028 | 6 |  |  |  | 74.7329 | 1
| LCA | Big Creek/Ventura | 9 | Monthly System Peak Day | CAISO | 1-in-10 | 2028 | 7 |  |  |  | 74.6979 | 1
| LCA | Big Creek/Ventura | 9 | Monthly System Peak Day | CAISO | 1-in-10 | 2028 | 8 |  |  |  | 74.9971 | 1
| LCA | Big Creek/Ventura | 9 | Monthly System Peak Day | CAISO | 1-in-10 | 2028 | 9 |  |  |  | 75.535 | 1
| LCA | Big Creek/Ventura | 9 | Monthly System Peak Day | CAISO | 1-in-10 | 2028 | 10 |  |  |  | 79.5214 | 1
| LCA | Big Creek/Ventura | 9 | Monthly System Peak Day | CAISO | 1-in-10 | 2028 | 11 |  |  |  | 83.5 | 1
| LCA | Big Creek/Ventura | 9 | Monthly System Peak Day | CAISO | 1-in-10 | 2028 | 12 |  |  |  | 87.4429 | 1
| LCA | Big Creek/Ventura | 9 | Monthly System Peak Day | CAISO | 1-in-10 | 2028 | 13 |  |  |  | 90.2571 | 1
| LCA | Big Creek/Ventura | 9 | Monthly System Peak Day | CAISO | 1-in-10 | 2028 | 14 |  |  |  | 92.5643 | 1
| LCA | Big Creek/Ventura | 9 | Monthly System Peak Day | CAISO | 1-in-10 | 2028 | 15 |  |  |  | 93.9786 | 1
| LCA | Big Creek/Ventura | 9 | Monthly System Peak Day | CAISO | 1-in-10 | 2028 | 16 |  |  |  | 95.5643 | 1
| LCA | Big Creek/Ventura | 9 | Monthly System Peak Day | CAISO | 1-in-10 | 2028 | 17 |  |  |  | 96.4714 | 1
| LCA | Big Creek/Ventura | 9 | Monthly System Peak Day | CAISO | 1-in-10 | 2028 | 18 |  |  |  | 95.5429 | 1
| LCA | Big Creek/Ventura | 9 | Monthly System Peak Day | CAISO | 1-in-10 | 2028 | 19 |  |  |  | 92.9143 | 1
| LCA | Big Creek/Ventura | 9 | Monthly System Peak Day | CAISO | 1-in-10 | 2028 | 20 |  |  |  | 90.5714 | 1
| LCA | Big Creek/Ventura | 9 | Monthly System Peak Day | CAISO | 1-in-10 | 2028 | 21 |  |  |  | 88.0071 | 1
| LCA | Big Creek/Ventura | 9 | Monthly System Peak Day | CAISO | 1-in-10 | 2028 | 22 |  |  |  | 85.6214 | 1
| LCA | Big Creek/Ventura | 9 | Monthly System Peak Day | CAISO | 1-in-10 | 2028 | 23 |  |  |  | 83.7929 | 1
| LCA | Big Creek/Ventura | 9 | Monthly System Peak Day | CAISO | 1-in-10 | 2028 | 24 |  |  |  | 82.0857 | 1
| LCA | Big Creek/Ventura | 10 | Average Weekday | CAISO | 1-in-10 | 2028 | 1 |  |  |  | 64.6574 | 1
| LCA | Big Creek/Ventura | 10 | Average Weekday | CAISO | 1-in-10 | 2028 | 2 |  |  |  | 63.6685 | 1
| LCA | Big Creek/Ventura | 10 | Average Weekday | CAISO | 1-in-10 | 2028 | 3 |  |  |  | 62.8361 | 1
| LCA | Big Creek/Ventura | 10 | Average Weekday | CAISO | 1-in-10 | 2028 | 4 |  |  |  | 61.9542 | 1
| LCA | Big Creek/Ventura | 10 | Average Weekday | CAISO | 1-in-10 | 2028 | 5 |  |  |  | 61.1331 | 1
| LCA | Big Creek/Ventura | 10 | Average Weekday | CAISO | 1-in-10 | 2028 | 6 |  |  |  | 60.6957 | 1
| LCA | Big Creek/Ventura | 10 | Average Weekday | CAISO | 1-in-10 | 2028 | 7 |  |  |  | 60.0795 | 1
| LCA | Big Creek/Ventura | 10 | Average Weekday | CAISO | 1-in-10 | 2028 | 8 |  |  |  | 59.6208 | 1
| LCA | Big Creek/Ventura | 10 | Average Weekday | CAISO | 1-in-10 | 2028 | 9 |  |  |  | 60.0076 | 1
| LCA | Big Creek/Ventura | 10 | Average Weekday | CAISO | 1-in-10 | 2028 | 10 |  |  |  | 63.1345 | 1
| LCA | Big Creek/Ventura | 10 | Average Weekday | CAISO | 1-in-10 | 2028 | 11 |  |  |  | 67.9007 | 1
| LCA | Big Creek/Ventura | 10 | Average Weekday | CAISO | 1-in-10 | 2028 | 12 |  |  |  | 72.4013 | 1
| LCA | Big Creek/Ventura | 10 | Average Weekday | CAISO | 1-in-10 | 2028 | 13 |  |  |  | 75.8279 | 1
| LCA | Big Creek/Ventura | 10 | Average Weekday | CAISO | 1-in-10 | 2028 | 14 |  |  |  | 78.2119 | 1
| LCA | Big Creek/Ventura | 10 | Average Weekday | CAISO | 1-in-10 | 2028 | 15 |  |  |  | 79.6814 | 1
| LCA | Big Creek/Ventura | 10 | Average Weekday | CAISO | 1-in-10 | 2028 | 16 |  |  |  | 80.4072 | 1
| LCA | Big Creek/Ventura | 10 | Average Weekday | CAISO | 1-in-10 | 2028 | 17 |  |  |  | 80.5515 | 1
| LCA | Big Creek/Ventura | 10 | Average Weekday | CAISO | 1-in-10 | 2028 | 18 |  |  |  | 79.6518 | 1
| LCA | Big Creek/Ventura | 10 | Average Weekday | CAISO | 1-in-10 | 2028 | 19 |  |  |  | 77.5644 | 1
| LCA | Big Creek/Ventura | 10 | Average Weekday | CAISO | 1-in-10 | 2028 | 20 |  |  |  | 74.3088 | 1
| LCA | Big Creek/Ventura | 10 | Average Weekday | CAISO | 1-in-10 | 2028 | 21 |  |  |  | 71.652 | 1
| LCA | Big Creek/Ventura | 10 | Average Weekday | CAISO | 1-in-10 | 2028 | 22 |  |  |  | 69.4339 | 1
| LCA | Big Creek/Ventura | 10 | Average Weekday | CAISO | 1-in-10 | 2028 | 23 |  |  |  | 67.5514 | 1
| LCA | Big Creek/Ventura | 10 | Average Weekday | CAISO | 1-in-10 | 2028 | 24 |  |  |  | 65.7874 | 1
| LCA | Big Creek/Ventura | 10 | Monthly System Peak Day | CAISO | 1-in-10 | 2028 | 1 |  |  |  | 75.2321 | 1
| LCA | Big Creek/Ventura | 10 | Monthly System Peak Day | CAISO | 1-in-10 | 2028 | 2 |  |  |  | 74.2014 | 1
| LCA | Big Creek/Ventura | 10 | Monthly System Peak Day | CAISO | 1-in-10 | 2028 | 3 |  |  |  | 72.9943 | 1
| LCA | Big Creek/Ventura | 10 | Monthly System Peak Day | CAISO | 1-in-10 | 2028 | 4 |  |  |  | 71.7943 | 1
| LCA | Big Creek/Ventura | 10 | Monthly System Peak Day | CAISO | 1-in-10 | 2028 | 5 |  |  |  | 70.9321 | 1
| LCA | Big Creek/Ventura | 10 | Monthly System Peak Day | CAISO | 1-in-10 | 2028 | 6 |  |  |  | 71.2614 | 1
| LCA | Big Creek/Ventura | 10 | Monthly System Peak Day | CAISO | 1-in-10 | 2028 | 7 |  |  |  | 70.4243 | 1
| LCA | Big Creek/Ventura | 10 | Monthly System Peak Day | CAISO | 1-in-10 | 2028 | 8 |  |  |  | 69.4007 | 1
| LCA | Big Creek/Ventura | 10 | Monthly System Peak Day | CAISO | 1-in-10 | 2028 | 9 |  |  |  | 69.2471 | 1
| LCA | Big Creek/Ventura | 10 | Monthly System Peak Day | CAISO | 1-in-10 | 2028 | 10 |  |  |  | 72.7614 | 1
| LCA | Big Creek/Ventura | 10 | Monthly System Peak Day | CAISO | 1-in-10 | 2028 | 11 |  |  |  | 78.1214 | 1
| LCA | Big Creek/Ventura | 10 | Monthly System Peak Day | CAISO | 1-in-10 | 2028 | 12 |  |  |  | 82.6357 | 1
| LCA | Big Creek/Ventura | 10 | Monthly System Peak Day | CAISO | 1-in-10 | 2028 | 13 |  |  |  | 86.7857 | 1
| LCA | Big Creek/Ventura | 10 | Monthly System Peak Day | CAISO | 1-in-10 | 2028 | 14 |  |  |  | 89.45 | 1
| LCA | Big Creek/Ventura | 10 | Monthly System Peak Day | CAISO | 1-in-10 | 2028 | 15 |  |  |  | 90.7571 | 1
| LCA | Big Creek/Ventura | 10 | Monthly System Peak Day | CAISO | 1-in-10 | 2028 | 16 |  |  |  | 91.2857 | 1
| LCA | Big Creek/Ventura | 10 | Monthly System Peak Day | CAISO | 1-in-10 | 2028 | 17 |  |  |  | 90.4714 | 1
| LCA | Big Creek/Ventura | 10 | Monthly System Peak Day | CAISO | 1-in-10 | 2028 | 18 |  |  |  | 88.65 | 1
| LCA | Big Creek/Ventura | 10 | Monthly System Peak Day | CAISO | 1-in-10 | 2028 | 19 |  |  |  | 85.7786 | 1
| LCA | Big Creek/Ventura | 10 | Monthly System Peak Day | CAISO | 1-in-10 | 2028 | 20 |  |  |  | 81.85 | 1
| LCA | Big Creek/Ventura | 10 | Monthly System Peak Day | CAISO | 1-in-10 | 2028 | 21 |  |  |  | 78.975 | 1
| LCA | Big Creek/Ventura | 10 | Monthly System Peak Day | CAISO | 1-in-10 | 2028 | 22 |  |  |  | 77.0079 | 1
| LCA | Big Creek/Ventura | 10 | Monthly System Peak Day | CAISO | 1-in-10 | 2028 | 23 |  |  |  | 75.0014 | 1
| LCA | Big Creek/Ventura | 10 | Monthly System Peak Day | CAISO | 1-in-10 | 2028 | 24 |  |  |  | 73.4014 | 1
| LCA | Big Creek/Ventura | 11 | Average Weekday | CAISO | 1-in-10 | 2028 | 1 |  |  |  | 53.2581 | 1
| LCA | Big Creek/Ventura | 11 | Average Weekday | CAISO | 1-in-10 | 2028 | 2 |  |  |  | 52.2332 | 1
| LCA | Big Creek/Ventura | 11 | Average Weekday | CAISO | 1-in-10 | 2028 | 3 |  |  |  | 51.3054 | 1
| LCA | Big Creek/Ventura | 11 | Average Weekday | CAISO | 1-in-10 | 2028 | 4 |  |  |  | 50.3869 | 1
| LCA | Big Creek/Ventura | 11 | Average Weekday | CAISO | 1-in-10 | 2028 | 5 |  |  |  | 49.5653 | 1
| LCA | Big Creek/Ventura | 11 | Average Weekday | CAISO | 1-in-10 | 2028 | 6 |  |  |  | 48.9192 | 1
| LCA | Big Creek/Ventura | 11 | Average Weekday | CAISO | 1-in-10 | 2028 | 7 |  |  |  | 48.5108 | 1
| LCA | Big Creek/Ventura | 11 | Average Weekday | CAISO | 1-in-10 | 2028 | 8 |  |  |  | 48.19 | 1
| LCA | Big Creek/Ventura | 11 | Average Weekday | CAISO | 1-in-10 | 2028 | 9 |  |  |  | 49.6874 | 1
| LCA | Big Creek/Ventura | 11 | Average Weekday | CAISO | 1-in-10 | 2028 | 10 |  |  |  | 53.9557 | 1
| LCA | Big Creek/Ventura | 11 | Average Weekday | CAISO | 1-in-10 | 2028 | 11 |  |  |  | 58.7942 | 1
| LCA | Big Creek/Ventura | 11 | Average Weekday | CAISO | 1-in-10 | 2028 | 12 |  |  |  | 63.0026 | 1
| LCA | Big Creek/Ventura | 11 | Average Weekday | CAISO | 1-in-10 | 2028 | 13 |  |  |  | 65.857 | 1
| LCA | Big Creek/Ventura | 11 | Average Weekday | CAISO | 1-in-10 | 2028 | 14 |  |  |  | 67.6396 | 1
| LCA | Big Creek/Ventura | 11 | Average Weekday | CAISO | 1-in-10 | 2028 | 15 |  |  |  | 68.5811 | 1
| LCA | Big Creek/Ventura | 11 | Average Weekday | CAISO | 1-in-10 | 2028 | 16 |  |  |  | 68.8531 | 1
| LCA | Big Creek/Ventura | 11 | Average Weekday | CAISO | 1-in-10 | 2028 | 17 |  |  |  | 68.3015 | 1
| LCA | Big Creek/Ventura | 11 | Average Weekday | CAISO | 1-in-10 | 2028 | 18 |  |  |  | 66.4193 | 1
| LCA | Big Creek/Ventura | 11 | Average Weekday | CAISO | 1-in-10 | 2028 | 19 |  |  |  | 63.5043 | 1
| LCA | Big Creek/Ventura | 11 | Average Weekday | CAISO | 1-in-10 | 2028 | 20 |  |  |  | 60.7171 | 1
| LCA | Big Creek/Ventura | 11 | Average Weekday | CAISO | 1-in-10 | 2028 | 21 |  |  |  | 58.3538 | 1
| LCA | Big Creek/Ventura | 11 | Average Weekday | CAISO | 1-in-10 | 2028 | 22 |  |  |  | 56.4636 | 1
| LCA | Big Creek/Ventura | 11 | Average Weekday | CAISO | 1-in-10 | 2028 | 23 |  |  |  | 55.1132 | 1
| LCA | Big Creek/Ventura | 11 | Average Weekday | CAISO | 1-in-10 | 2028 | 24 |  |  |  | 54.0951 | 1
| LCA | Big Creek/Ventura | 11 | Monthly System Peak Day | CAISO | 1-in-10 | 2028 | 1 |  |  |  | 64.8557 | 1
| LCA | Big Creek/Ventura | 11 | Monthly System Peak Day | CAISO | 1-in-10 | 2028 | 2 |  |  |  | 63.4 | 1
| LCA | Big Creek/Ventura | 11 | Monthly System Peak Day | CAISO | 1-in-10 | 2028 | 3 |  |  |  | 62.575 | 1
| LCA | Big Creek/Ventura | 11 | Monthly System Peak Day | CAISO | 1-in-10 | 2028 | 4 |  |  |  | 60.9329 | 1
| LCA | Big Creek/Ventura | 11 | Monthly System Peak Day | CAISO | 1-in-10 | 2028 | 5 |  |  |  | 60.2993 | 1
| LCA | Big Creek/Ventura | 11 | Monthly System Peak Day | CAISO | 1-in-10 | 2028 | 6 |  |  |  | 58.755 | 1
| LCA | Big Creek/Ventura | 11 | Monthly System Peak Day | CAISO | 1-in-10 | 2028 | 7 |  |  |  | 58.1757 | 1
| LCA | Big Creek/Ventura | 11 | Monthly System Peak Day | CAISO | 1-in-10 | 2028 | 8 |  |  |  | 58.4971 | 1
| LCA | Big Creek/Ventura | 11 | Monthly System Peak Day | CAISO | 1-in-10 | 2028 | 9 |  |  |  | 59.5321 | 1
| LCA | Big Creek/Ventura | 11 | Monthly System Peak Day | CAISO | 1-in-10 | 2028 | 10 |  |  |  | 63.5629 | 1
| LCA | Big Creek/Ventura | 11 | Monthly System Peak Day | CAISO | 1-in-10 | 2028 | 11 |  |  |  | 70.165 | 1
| LCA | Big Creek/Ventura | 11 | Monthly System Peak Day | CAISO | 1-in-10 | 2028 | 12 |  |  |  | 76.7329 | 1
| LCA | Big Creek/Ventura | 11 | Monthly System Peak Day | CAISO | 1-in-10 | 2028 | 13 |  |  |  | 80.7714 | 1
| LCA | Big Creek/Ventura | 11 | Monthly System Peak Day | CAISO | 1-in-10 | 2028 | 14 |  |  |  | 83.5714 | 1
| LCA | Big Creek/Ventura | 11 | Monthly System Peak Day | CAISO | 1-in-10 | 2028 | 15 |  |  |  | 84.6071 | 1
| LCA | Big Creek/Ventura | 11 | Monthly System Peak Day | CAISO | 1-in-10 | 2028 | 16 |  |  |  | 85.3286 | 1
| LCA | Big Creek/Ventura | 11 | Monthly System Peak Day | CAISO | 1-in-10 | 2028 | 17 |  |  |  | 85.3643 | 1
| LCA | Big Creek/Ventura | 11 | Monthly System Peak Day | CAISO | 1-in-10 | 2028 | 18 |  |  |  | 84.1 | 1
| LCA | Big Creek/Ventura | 11 | Monthly System Peak Day | CAISO | 1-in-10 | 2028 | 19 |  |  |  | 80.6929 | 1
| LCA | Big Creek/Ventura | 11 | Monthly System Peak Day | CAISO | 1-in-10 | 2028 | 20 |  |  |  | 75.6357 | 1
| LCA | Big Creek/Ventura | 11 | Monthly System Peak Day | CAISO | 1-in-10 | 2028 | 21 |  |  |  | 70.7864 | 1
| LCA | Big Creek/Ventura | 11 | Monthly System Peak Day | CAISO | 1-in-10 | 2028 | 22 |  |  |  | 68.4421 | 1
| LCA | Big Creek/Ventura | 11 | Monthly System Peak Day | CAISO | 1-in-10 | 2028 | 23 |  |  |  | 66.3479 | 1
| LCA | Big Creek/Ventura | 11 | Monthly System Peak Day | CAISO | 1-in-10 | 2028 | 24 |  |  |  | 64.7529 | 1
| LCA | Big Creek/Ventura | 12 | Average Weekday | CAISO | 1-in-10 | 2028 | 1 |  |  |  | 49.213 | 1
| LCA | Big Creek/Ventura | 12 | Average Weekday | CAISO | 1-in-10 | 2028 | 2 |  |  |  | 48.3094 | 1
| LCA | Big Creek/Ventura | 12 | Average Weekday | CAISO | 1-in-10 | 2028 | 3 |  |  |  | 47.6023 | 1
| LCA | Big Creek/Ventura | 12 | Average Weekday | CAISO | 1-in-10 | 2028 | 4 |  |  |  | 47.0329 | 1
| LCA | Big Creek/Ventura | 12 | Average Weekday | CAISO | 1-in-10 | 2028 | 5 |  |  |  | 46.6208 | 1
| LCA | Big Creek/Ventura | 12 | Average Weekday | CAISO | 1-in-10 | 2028 | 6 |  |  |  | 46.0586 | 1
| LCA | Big Creek/Ventura | 12 | Average Weekday | CAISO | 1-in-10 | 2028 | 7 |  |  |  | 45.5353 | 1
| LCA | Big Creek/Ventura | 12 | Average Weekday | CAISO | 1-in-10 | 2028 | 8 |  |  |  | 45.3266 | 1
| LCA | Big Creek/Ventura | 12 | Average Weekday | CAISO | 1-in-10 | 2028 | 9 |  |  |  | 45.9254 | 1
| LCA | Big Creek/Ventura | 12 | Average Weekday | CAISO | 1-in-10 | 2028 | 10 |  |  |  | 48.8067 | 1
| LCA | Big Creek/Ventura | 12 | Average Weekday | CAISO | 1-in-10 | 2028 | 11 |  |  |  | 52.4494 | 1
| LCA | Big Creek/Ventura | 12 | Average Weekday | CAISO | 1-in-10 | 2028 | 12 |  |  |  | 55.69 | 1
| LCA | Big Creek/Ventura | 12 | Average Weekday | CAISO | 1-in-10 | 2028 | 13 |  |  |  | 58.1193 | 1
| LCA | Big Creek/Ventura | 12 | Average Weekday | CAISO | 1-in-10 | 2028 | 14 |  |  |  | 59.6231 | 1
| LCA | Big Creek/Ventura | 12 | Average Weekday | CAISO | 1-in-10 | 2028 | 15 |  |  |  | 60.432 | 1
| LCA | Big Creek/Ventura | 12 | Average Weekday | CAISO | 1-in-10 | 2028 | 16 |  |  |  | 60.7262 | 1
| LCA | Big Creek/Ventura | 12 | Average Weekday | CAISO | 1-in-10 | 2028 | 17 |  |  |  | 60.1832 | 1
| LCA | Big Creek/Ventura | 12 | Average Weekday | CAISO | 1-in-10 | 2028 | 18 |  |  |  | 58.5616 | 1
| LCA | Big Creek/Ventura | 12 | Average Weekday | CAISO | 1-in-10 | 2028 | 19 |  |  |  | 56.4683 | 1
| LCA | Big Creek/Ventura | 12 | Average Weekday | CAISO | 1-in-10 | 2028 | 20 |  |  |  | 54.639 | 1
| LCA | Big Creek/Ventura | 12 | Average Weekday | CAISO | 1-in-10 | 2028 | 21 |  |  |  | 53.0953 | 1
| LCA | Big Creek/Ventura | 12 | Average Weekday | CAISO | 1-in-10 | 2028 | 22 |  |  |  | 51.9125 | 1
| LCA | Big Creek/Ventura | 12 | Average Weekday | CAISO | 1-in-10 | 2028 | 23 |  |  |  | 50.7329 | 1
| LCA | Big Creek/Ventura | 12 | Average Weekday | CAISO | 1-in-10 | 2028 | 24 |  |  |  | 49.8726 | 1
| LCA | Big Creek/Ventura | 12 | Monthly System Peak Day | CAISO | 1-in-10 | 2028 | 1 |  |  |  | 40.7736 | 1
| LCA | Big Creek/Ventura | 12 | Monthly System Peak Day | CAISO | 1-in-10 | 2028 | 2 |  |  |  | 40.2071 | 1
| LCA | Big Creek/Ventura | 12 | Monthly System Peak Day | CAISO | 1-in-10 | 2028 | 3 |  |  |  | 38.9471 | 1
| LCA | Big Creek/Ventura | 12 | Monthly System Peak Day | CAISO | 1-in-10 | 2028 | 4 |  |  |  | 37.6914 | 1
| LCA | Big Creek/Ventura | 12 | Monthly System Peak Day | CAISO | 1-in-10 | 2028 | 5 |  |  |  | 37.0429 | 1
| LCA | Big Creek/Ventura | 12 | Monthly System Peak Day | CAISO | 1-in-10 | 2028 | 6 |  |  |  | 35.6071 | 1
| LCA | Big Creek/Ventura | 12 | Monthly System Peak Day | CAISO | 1-in-10 | 2028 | 7 |  |  |  | 34.0793 | 1
| LCA | Big Creek/Ventura | 12 | Monthly System Peak Day | CAISO | 1-in-10 | 2028 | 8 |  |  |  | 33.665 | 1
| LCA | Big Creek/Ventura | 12 | Monthly System Peak Day | CAISO | 1-in-10 | 2028 | 9 |  |  |  | 35.5443 | 1
| LCA | Big Creek/Ventura | 12 | Monthly System Peak Day | CAISO | 1-in-10 | 2028 | 10 |  |  |  | 39.2764 | 1
| LCA | Big Creek/Ventura | 12 | Monthly System Peak Day | CAISO | 1-in-10 | 2028 | 11 |  |  |  | 42.9014 | 1
| LCA | Big Creek/Ventura | 12 | Monthly System Peak Day | CAISO | 1-in-10 | 2028 | 12 |  |  |  | 46.0714 | 1
| LCA | Big Creek/Ventura | 12 | Monthly System Peak Day | CAISO | 1-in-10 | 2028 | 13 |  |  |  | 47.7536 | 1
| LCA | Big Creek/Ventura | 12 | Monthly System Peak Day | CAISO | 1-in-10 | 2028 | 14 |  |  |  | 49.1129 | 1
| LCA | Big Creek/Ventura | 12 | Monthly System Peak Day | CAISO | 1-in-10 | 2028 | 15 |  |  |  | 50.4914 | 1
| LCA | Big Creek/Ventura | 12 | Monthly System Peak Day | CAISO | 1-in-10 | 2028 | 16 |  |  |  | 51.1093 | 1
| LCA | Big Creek/Ventura | 12 | Monthly System Peak Day | CAISO | 1-in-10 | 2028 | 17 |  |  |  | 50.6336 | 1
| LCA | Big Creek/Ventura | 12 | Monthly System Peak Day | CAISO | 1-in-10 | 2028 | 18 |  |  |  | 49.1286 | 1
| LCA | Big Creek/Ventura | 12 | Monthly System Peak Day | CAISO | 1-in-10 | 2028 | 19 |  |  |  | 46.04 | 1
| LCA | Big Creek/Ventura | 12 | Monthly System Peak Day | CAISO | 1-in-10 | 2028 | 20 |  |  |  | 43.6421 | 1
| LCA | Big Creek/Ventura | 12 | Monthly System Peak Day | CAISO | 1-in-10 | 2028 | 21 |  |  |  | 41.805 | 1
| LCA | Big Creek/Ventura | 12 | Monthly System Peak Day | CAISO | 1-in-10 | 2028 | 22 |  |  |  | 40.2143 | 1
| LCA | Big Creek/Ventura | 12 | Monthly System Peak Day | CAISO | 1-in-10 | 2028 | 23 |  |  |  | 39.0786 | 1
| LCA | Big Creek/Ventura | 12 | Monthly System Peak Day | CAISO | 1-in-10 | 2028 | 24 |  |  |  | 38.1714 | 1
| LCA | Big Creek/Ventura | 1 | Average Weekday | CAISO | 1-in-10 | 2029 | 1 |  |  |  | 46.9726 | 1
| LCA | Big Creek/Ventura | 1 | Average Weekday | CAISO | 1-in-10 | 2029 | 2 |  |  |  | 46.3899 | 1
| LCA | Big Creek/Ventura | 1 | Average Weekday | CAISO | 1-in-10 | 2029 | 3 |  |  |  | 45.8098 | 1
| LCA | Big Creek/Ventura | 1 | Average Weekday | CAISO | 1-in-10 | 2029 | 4 |  |  |  | 45.1295 | 1
| LCA | Big Creek/Ventura | 1 | Average Weekday | CAISO | 1-in-10 | 2029 | 5 |  |  |  | 44.5356 | 1
| LCA | Big Creek/Ventura | 1 | Average Weekday | CAISO | 1-in-10 | 2029 | 6 |  |  |  | 44.1452 | 1
| LCA | Big Creek/Ventura | 1 | Average Weekday | CAISO | 1-in-10 | 2029 | 7 |  |  |  | 43.7767 | 1
| LCA | Big Creek/Ventura | 1 | Average Weekday | CAISO | 1-in-10 | 2029 | 8 |  |  |  | 43.4369 | 1
| LCA | Big Creek/Ventura | 1 | Average Weekday | CAISO | 1-in-10 | 2029 | 9 |  |  |  | 43.825 | 1
| LCA | Big Creek/Ventura | 1 | Average Weekday | CAISO | 1-in-10 | 2029 | 10 |  |  |  | 46.4388 | 1
| LCA | Big Creek/Ventura | 1 | Average Weekday | CAISO | 1-in-10 | 2029 | 11 |  |  |  | 50.0898 | 1
| LCA | Big Creek/Ventura | 1 | Average Weekday | CAISO | 1-in-10 | 2029 | 12 |  |  |  | 53.082 | 1
| LCA | Big Creek/Ventura | 1 | Average Weekday | CAISO | 1-in-10 | 2029 | 13 |  |  |  | 55.1166 | 1
| LCA | Big Creek/Ventura | 1 | Average Weekday | CAISO | 1-in-10 | 2029 | 14 |  |  |  | 56.5521 | 1
| LCA | Big Creek/Ventura | 1 | Average Weekday | CAISO | 1-in-10 | 2029 | 15 |  |  |  | 57.5392 | 1
| LCA | Big Creek/Ventura | 1 | Average Weekday | CAISO | 1-in-10 | 2029 | 16 |  |  |  | 57.9567 | 1
| LCA | Big Creek/Ventura | 1 | Average Weekday | CAISO | 1-in-10 | 2029 | 17 |  |  |  | 57.6834 | 1
| LCA | Big Creek/Ventura | 1 | Average Weekday | CAISO | 1-in-10 | 2029 | 18 |  |  |  | 56.3685 | 1
| LCA | Big Creek/Ventura | 1 | Average Weekday | CAISO | 1-in-10 | 2029 | 19 |  |  |  | 54.0957 | 1
| LCA | Big Creek/Ventura | 1 | Average Weekday | CAISO | 1-in-10 | 2029 | 20 |  |  |  | 52.0419 | 1
| LCA | Big Creek/Ventura | 1 | Average Weekday | CAISO | 1-in-10 | 2029 | 21 |  |  |  | 50.5806 | 1
| LCA | Big Creek/Ventura | 1 | Average Weekday | CAISO | 1-in-10 | 2029 | 22 |  |  |  | 49.3198 | 1
| LCA | Big Creek/Ventura | 1 | Average Weekday | CAISO | 1-in-10 | 2029 | 23 |  |  |  | 48.2823 | 1
| LCA | Big Creek/Ventura | 1 | Average Weekday | CAISO | 1-in-10 | 2029 | 24 |  |  |  | 47.6345 | 1
| LCA | Big Creek/Ventura | 1 | Monthly System Peak Day | CAISO | 1-in-10 | 2029 | 1 |  |  |  | 42.9814 | 1
| LCA | Big Creek/Ventura | 1 | Monthly System Peak Day | CAISO | 1-in-10 | 2029 | 2 |  |  |  | 41.9271 | 1
| LCA | Big Creek/Ventura | 1 | Monthly System Peak Day | CAISO | 1-in-10 | 2029 | 3 |  |  |  | 41.1229 | 1
| LCA | Big Creek/Ventura | 1 | Monthly System Peak Day | CAISO | 1-in-10 | 2029 | 4 |  |  |  | 40.1829 | 1
| LCA | Big Creek/Ventura | 1 | Monthly System Peak Day | CAISO | 1-in-10 | 2029 | 5 |  |  |  | 39.4 | 1
| LCA | Big Creek/Ventura | 1 | Monthly System Peak Day | CAISO | 1-in-10 | 2029 | 6 |  |  |  | 38.7186 | 1
| LCA | Big Creek/Ventura | 1 | Monthly System Peak Day | CAISO | 1-in-10 | 2029 | 7 |  |  |  | 38.7 | 1
| LCA | Big Creek/Ventura | 1 | Monthly System Peak Day | CAISO | 1-in-10 | 2029 | 8 |  |  |  | 38.26 | 1
| LCA | Big Creek/Ventura | 1 | Monthly System Peak Day | CAISO | 1-in-10 | 2029 | 9 |  |  |  | 37.9814 | 1
| LCA | Big Creek/Ventura | 1 | Monthly System Peak Day | CAISO | 1-in-10 | 2029 | 10 |  |  |  | 39.6057 | 1
| LCA | Big Creek/Ventura | 1 | Monthly System Peak Day | CAISO | 1-in-10 | 2029 | 11 |  |  |  | 40.7343 | 1
| LCA | Big Creek/Ventura | 1 | Monthly System Peak Day | CAISO | 1-in-10 | 2029 | 12 |  |  |  | 42.1614 | 1
| LCA | Big Creek/Ventura | 1 | Monthly System Peak Day | CAISO | 1-in-10 | 2029 | 13 |  |  |  | 44.2464 | 1
| LCA | Big Creek/Ventura | 1 | Monthly System Peak Day | CAISO | 1-in-10 | 2029 | 14 |  |  |  | 45.7571 | 1
| LCA | Big Creek/Ventura | 1 | Monthly System Peak Day | CAISO | 1-in-10 | 2029 | 15 |  |  |  | 46.6686 | 1
| LCA | Big Creek/Ventura | 1 | Monthly System Peak Day | CAISO | 1-in-10 | 2029 | 16 |  |  |  | 47.2671 | 1
| LCA | Big Creek/Ventura | 1 | Monthly System Peak Day | CAISO | 1-in-10 | 2029 | 17 |  |  |  | 46.9836 | 1
| LCA | Big Creek/Ventura | 1 | Monthly System Peak Day | CAISO | 1-in-10 | 2029 | 18 |  |  |  | 46.0157 | 1
| LCA | Big Creek/Ventura | 1 | Monthly System Peak Day | CAISO | 1-in-10 | 2029 | 19 |  |  |  | 44.1421 | 1
| LCA | Big Creek/Ventura | 1 | Monthly System Peak Day | CAISO | 1-in-10 | 2029 | 20 |  |  |  | 42.4371 | 1
| LCA | Big Creek/Ventura | 1 | Monthly System Peak Day | CAISO | 1-in-10 | 2029 | 21 |  |  |  | 41.4129 | 1
| LCA | Big Creek/Ventura | 1 | Monthly System Peak Day | CAISO | 1-in-10 | 2029 | 22 |  |  |  | 40.7507 | 1
| LCA | Big Creek/Ventura | 1 | Monthly System Peak Day | CAISO | 1-in-10 | 2029 | 23 |  |  |  | 39.7821 | 1
| LCA | Big Creek/Ventura | 1 | Monthly System Peak Day | CAISO | 1-in-10 | 2029 | 24 |  |  |  | 39.175 | 1
| LCA | Big Creek/Ventura | 2 | Average Weekday | CAISO | 1-in-10 | 2029 | 1 |  |  |  | 45.707 | 1
| LCA | Big Creek/Ventura | 2 | Average Weekday | CAISO | 1-in-10 | 2029 | 2 |  |  |  | 44.7326 | 1
| LCA | Big Creek/Ventura | 2 | Average Weekday | CAISO | 1-in-10 | 2029 | 3 |  |  |  | 43.8035 | 1
| LCA | Big Creek/Ventura | 2 | Average Weekday | CAISO | 1-in-10 | 2029 | 4 |  |  |  | 42.9706 | 1
| LCA | Big Creek/Ventura | 2 | Average Weekday | CAISO | 1-in-10 | 2029 | 5 |  |  |  | 42.419 | 1
| LCA | Big Creek/Ventura | 2 | Average Weekday | CAISO | 1-in-10 | 2029 | 6 |  |  |  | 41.8458 | 1
| LCA | Big Creek/Ventura | 2 | Average Weekday | CAISO | 1-in-10 | 2029 | 7 |  |  |  | 41.4224 | 1
| LCA | Big Creek/Ventura | 2 | Average Weekday | CAISO | 1-in-10 | 2029 | 8 |  |  |  | 41.013 | 1
| LCA | Big Creek/Ventura | 2 | Average Weekday | CAISO | 1-in-10 | 2029 | 9 |  |  |  | 42.4194 | 1
| LCA | Big Creek/Ventura | 2 | Average Weekday | CAISO | 1-in-10 | 2029 | 10 |  |  |  | 46.5558 | 1
| LCA | Big Creek/Ventura | 2 | Average Weekday | CAISO | 1-in-10 | 2029 | 11 |  |  |  | 50.9389 | 1
| LCA | Big Creek/Ventura | 2 | Average Weekday | CAISO | 1-in-10 | 2029 | 12 |  |  |  | 54.6573 | 1
| LCA | Big Creek/Ventura | 2 | Average Weekday | CAISO | 1-in-10 | 2029 | 13 |  |  |  | 57.3028 | 1
| LCA | Big Creek/Ventura | 2 | Average Weekday | CAISO | 1-in-10 | 2029 | 14 |  |  |  | 58.8465 | 1
| LCA | Big Creek/Ventura | 2 | Average Weekday | CAISO | 1-in-10 | 2029 | 15 |  |  |  | 59.7065 | 1
| LCA | Big Creek/Ventura | 2 | Average Weekday | CAISO | 1-in-10 | 2029 | 16 |  |  |  | 60.0267 | 1
| LCA | Big Creek/Ventura | 2 | Average Weekday | CAISO | 1-in-10 | 2029 | 17 |  |  |  | 59.6988 | 1
| LCA | Big Creek/Ventura | 2 | Average Weekday | CAISO | 1-in-10 | 2029 | 18 |  |  |  | 58.4652 | 1
| LCA | Big Creek/Ventura | 2 | Average Weekday | CAISO | 1-in-10 | 2029 | 19 |  |  |  | 56.0586 | 1
| LCA | Big Creek/Ventura | 2 | Average Weekday | CAISO | 1-in-10 | 2029 | 20 |  |  |  | 53.3348 | 1
| LCA | Big Creek/Ventura | 2 | Average Weekday | CAISO | 1-in-10 | 2029 | 21 |  |  |  | 51.1011 | 1
| LCA | Big Creek/Ventura | 2 | Average Weekday | CAISO | 1-in-10 | 2029 | 22 |  |  |  | 49.4697 | 1
| LCA | Big Creek/Ventura | 2 | Average Weekday | CAISO | 1-in-10 | 2029 | 23 |  |  |  | 48.3302 | 1
| LCA | Big Creek/Ventura | 2 | Average Weekday | CAISO | 1-in-10 | 2029 | 24 |  |  |  | 47.3612 | 1
| LCA | Big Creek/Ventura | 2 | Monthly System Peak Day | CAISO | 1-in-10 | 2029 | 1 |  |  |  | 48.465 | 1
| LCA | Big Creek/Ventura | 2 | Monthly System Peak Day | CAISO | 1-in-10 | 2029 | 2 |  |  |  | 47.7136 | 1
| LCA | Big Creek/Ventura | 2 | Monthly System Peak Day | CAISO | 1-in-10 | 2029 | 3 |  |  |  | 47.5193 | 1
| LCA | Big Creek/Ventura | 2 | Monthly System Peak Day | CAISO | 1-in-10 | 2029 | 4 |  |  |  | 47.6686 | 1
| LCA | Big Creek/Ventura | 2 | Monthly System Peak Day | CAISO | 1-in-10 | 2029 | 5 |  |  |  | 47.5536 | 1
| LCA | Big Creek/Ventura | 2 | Monthly System Peak Day | CAISO | 1-in-10 | 2029 | 6 |  |  |  | 47.6229 | 1
| LCA | Big Creek/Ventura | 2 | Monthly System Peak Day | CAISO | 1-in-10 | 2029 | 7 |  |  |  | 47.74 | 1
| LCA | Big Creek/Ventura | 2 | Monthly System Peak Day | CAISO | 1-in-10 | 2029 | 8 |  |  |  | 47.3214 | 1
| LCA | Big Creek/Ventura | 2 | Monthly System Peak Day | CAISO | 1-in-10 | 2029 | 9 |  |  |  | 47.0379 | 1
| LCA | Big Creek/Ventura | 2 | Monthly System Peak Day | CAISO | 1-in-10 | 2029 | 10 |  |  |  | 47.7886 | 1
| LCA | Big Creek/Ventura | 2 | Monthly System Peak Day | CAISO | 1-in-10 | 2029 | 11 |  |  |  | 49.3229 | 1
| LCA | Big Creek/Ventura | 2 | Monthly System Peak Day | CAISO | 1-in-10 | 2029 | 12 |  |  |  | 50.3379 | 1
| LCA | Big Creek/Ventura | 2 | Monthly System Peak Day | CAISO | 1-in-10 | 2029 | 13 |  |  |  | 51.4179 | 1
| LCA | Big Creek/Ventura | 2 | Monthly System Peak Day | CAISO | 1-in-10 | 2029 | 14 |  |  |  | 51.9221 | 1
| LCA | Big Creek/Ventura | 2 | Monthly System Peak Day | CAISO | 1-in-10 | 2029 | 15 |  |  |  | 52.2614 | 1
| LCA | Big Creek/Ventura | 2 | Monthly System Peak Day | CAISO | 1-in-10 | 2029 | 16 |  |  |  | 52.7943 | 1
| LCA | Big Creek/Ventura | 2 | Monthly System Peak Day | CAISO | 1-in-10 | 2029 | 17 |  |  |  | 53.0479 | 1
| LCA | Big Creek/Ventura | 2 | Monthly System Peak Day | CAISO | 1-in-10 | 2029 | 18 |  |  |  | 52.5714 | 1
| LCA | Big Creek/Ventura | 2 | Monthly System Peak Day | CAISO | 1-in-10 | 2029 | 19 |  |  |  | 51.6114 | 1
| LCA | Big Creek/Ventura | 2 | Monthly System Peak Day | CAISO | 1-in-10 | 2029 | 20 |  |  |  | 50.7571 | 1
| LCA | Big Creek/Ventura | 2 | Monthly System Peak Day | CAISO | 1-in-10 | 2029 | 21 |  |  |  | 50.2686 | 1
| LCA | Big Creek/Ventura | 2 | Monthly System Peak Day | CAISO | 1-in-10 | 2029 | 22 |  |  |  | 49.6393 | 1
| LCA | Big Creek/Ventura | 2 | Monthly System Peak Day | CAISO | 1-in-10 | 2029 | 23 |  |  |  | 49.1679 | 1
| LCA | Big Creek/Ventura | 2 | Monthly System Peak Day | CAISO | 1-in-10 | 2029 | 24 |  |  |  | 48.6071 | 1
| LCA | Big Creek/Ventura | 3 | Average Weekday | CAISO | 1-in-10 | 2029 | 1 |  |  |  | 55.76 | 1
| LCA | Big Creek/Ventura | 3 | Average Weekday | CAISO | 1-in-10 | 2029 | 2 |  |  |  | 54.6302 | 1
| LCA | Big Creek/Ventura | 3 | Average Weekday | CAISO | 1-in-10 | 2029 | 3 |  |  |  | 53.6954 | 1
| LCA | Big Creek/Ventura | 3 | Average Weekday | CAISO | 1-in-10 | 2029 | 4 |  |  |  | 52.8489 | 1
| LCA | Big Creek/Ventura | 3 | Average Weekday | CAISO | 1-in-10 | 2029 | 5 |  |  |  | 51.8634 | 1
| LCA | Big Creek/Ventura | 3 | Average Weekday | CAISO | 1-in-10 | 2029 | 6 |  |  |  | 51.0123 | 1
| LCA | Big Creek/Ventura | 3 | Average Weekday | CAISO | 1-in-10 | 2029 | 7 |  |  |  | 50.3326 | 1
| LCA | Big Creek/Ventura | 3 | Average Weekday | CAISO | 1-in-10 | 2029 | 8 |  |  |  | 49.9971 | 1
| LCA | Big Creek/Ventura | 3 | Average Weekday | CAISO | 1-in-10 | 2029 | 9 |  |  |  | 51.0948 | 1
| LCA | Big Creek/Ventura | 3 | Average Weekday | CAISO | 1-in-10 | 2029 | 10 |  |  |  | 54.9948 | 1
| LCA | Big Creek/Ventura | 3 | Average Weekday | CAISO | 1-in-10 | 2029 | 11 |  |  |  | 59.737 | 1
| LCA | Big Creek/Ventura | 3 | Average Weekday | CAISO | 1-in-10 | 2029 | 12 |  |  |  | 63.8311 | 1
| LCA | Big Creek/Ventura | 3 | Average Weekday | CAISO | 1-in-10 | 2029 | 13 |  |  |  | 67.0932 | 1
| LCA | Big Creek/Ventura | 3 | Average Weekday | CAISO | 1-in-10 | 2029 | 14 |  |  |  | 69.3943 | 1
| LCA | Big Creek/Ventura | 3 | Average Weekday | CAISO | 1-in-10 | 2029 | 15 |  |  |  | 70.8584 | 1
| LCA | Big Creek/Ventura | 3 | Average Weekday | CAISO | 1-in-10 | 2029 | 16 |  |  |  | 71.6505 | 1
| LCA | Big Creek/Ventura | 3 | Average Weekday | CAISO | 1-in-10 | 2029 | 17 |  |  |  | 71.9429 | 1
| LCA | Big Creek/Ventura | 3 | Average Weekday | CAISO | 1-in-10 | 2029 | 18 |  |  |  | 71.2563 | 1
| LCA | Big Creek/Ventura | 3 | Average Weekday | CAISO | 1-in-10 | 2029 | 19 |  |  |  | 69.5572 | 1
| LCA | Big Creek/Ventura | 3 | Average Weekday | CAISO | 1-in-10 | 2029 | 20 |  |  |  | 66.8135 | 1
| LCA | Big Creek/Ventura | 3 | Average Weekday | CAISO | 1-in-10 | 2029 | 21 |  |  |  | 63.5231 | 1
| LCA | Big Creek/Ventura | 3 | Average Weekday | CAISO | 1-in-10 | 2029 | 22 |  |  |  | 61.2592 | 1
| LCA | Big Creek/Ventura | 3 | Average Weekday | CAISO | 1-in-10 | 2029 | 23 |  |  |  | 59.4613 | 1
| LCA | Big Creek/Ventura | 3 | Average Weekday | CAISO | 1-in-10 | 2029 | 24 |  |  |  | 58.0116 | 1
| LCA | Big Creek/Ventura | 3 | Monthly System Peak Day | CAISO | 1-in-10 | 2029 | 1 |  |  |  | 61.6436 | 1
| LCA | Big Creek/Ventura | 3 | Monthly System Peak Day | CAISO | 1-in-10 | 2029 | 2 |  |  |  | 59.7364 | 1
| LCA | Big Creek/Ventura | 3 | Monthly System Peak Day | CAISO | 1-in-10 | 2029 | 3 |  |  |  | 58.4079 | 1
| LCA | Big Creek/Ventura | 3 | Monthly System Peak Day | CAISO | 1-in-10 | 2029 | 4 |  |  |  | 57.565 | 1
| LCA | Big Creek/Ventura | 3 | Monthly System Peak Day | CAISO | 1-in-10 | 2029 | 5 |  |  |  | 57.0829 | 1
| LCA | Big Creek/Ventura | 3 | Monthly System Peak Day | CAISO | 1-in-10 | 2029 | 6 |  |  |  | 56.065 | 1
| LCA | Big Creek/Ventura | 3 | Monthly System Peak Day | CAISO | 1-in-10 | 2029 | 7 |  |  |  | 55.2536 | 1
| LCA | Big Creek/Ventura | 3 | Monthly System Peak Day | CAISO | 1-in-10 | 2029 | 8 |  |  |  | 54.7814 | 1
| LCA | Big Creek/Ventura | 3 | Monthly System Peak Day | CAISO | 1-in-10 | 2029 | 9 |  |  |  | 55.7129 | 1
| LCA | Big Creek/Ventura | 3 | Monthly System Peak Day | CAISO | 1-in-10 | 2029 | 10 |  |  |  | 60.6879 | 1
| LCA | Big Creek/Ventura | 3 | Monthly System Peak Day | CAISO | 1-in-10 | 2029 | 11 |  |  |  | 67.1879 | 1
| LCA | Big Creek/Ventura | 3 | Monthly System Peak Day | CAISO | 1-in-10 | 2029 | 12 |  |  |  | 73.9 | 1
| LCA | Big Creek/Ventura | 3 | Monthly System Peak Day | CAISO | 1-in-10 | 2029 | 13 |  |  |  | 79.72 | 1
| LCA | Big Creek/Ventura | 3 | Monthly System Peak Day | CAISO | 1-in-10 | 2029 | 14 |  |  |  | 82.0929 | 1
| LCA | Big Creek/Ventura | 3 | Monthly System Peak Day | CAISO | 1-in-10 | 2029 | 15 |  |  |  | 83.7714 | 1
| LCA | Big Creek/Ventura | 3 | Monthly System Peak Day | CAISO | 1-in-10 | 2029 | 16 |  |  |  | 85.2714 | 1
| LCA | Big Creek/Ventura | 3 | Monthly System Peak Day | CAISO | 1-in-10 | 2029 | 17 |  |  |  | 85.1714 | 1
| LCA | Big Creek/Ventura | 3 | Monthly System Peak Day | CAISO | 1-in-10 | 2029 | 18 |  |  |  | 85.25 | 1
| LCA | Big Creek/Ventura | 3 | Monthly System Peak Day | CAISO | 1-in-10 | 2029 | 19 |  |  |  | 84.4714 | 1
| LCA | Big Creek/Ventura | 3 | Monthly System Peak Day | CAISO | 1-in-10 | 2029 | 20 |  |  |  | 82.6071 | 1
| LCA | Big Creek/Ventura | 3 | Monthly System Peak Day | CAISO | 1-in-10 | 2029 | 21 |  |  |  | 77.33 | 1
| LCA | Big Creek/Ventura | 3 | Monthly System Peak Day | CAISO | 1-in-10 | 2029 | 22 |  |  |  | 71.775 | 1
| LCA | Big Creek/Ventura | 3 | Monthly System Peak Day | CAISO | 1-in-10 | 2029 | 23 |  |  |  | 67.95 | 1
| LCA | Big Creek/Ventura | 3 | Monthly System Peak Day | CAISO | 1-in-10 | 2029 | 24 |  |  |  | 65.3679 | 1
| LCA | Big Creek/Ventura | 4 | Average Weekday | CAISO | 1-in-10 | 2029 | 1 |  |  |  | 58.3482 | 1
| LCA | Big Creek/Ventura | 4 | Average Weekday | CAISO | 1-in-10 | 2029 | 2 |  |  |  | 57.2873 | 1
| LCA | Big Creek/Ventura | 4 | Average Weekday | CAISO | 1-in-10 | 2029 | 3 |  |  |  | 56.364 | 1
| LCA | Big Creek/Ventura | 4 | Average Weekday | CAISO | 1-in-10 | 2029 | 4 |  |  |  | 55.4985 | 1
| LCA | Big Creek/Ventura | 4 | Average Weekday | CAISO | 1-in-10 | 2029 | 5 |  |  |  | 54.483 | 1
| LCA | Big Creek/Ventura | 4 | Average Weekday | CAISO | 1-in-10 | 2029 | 6 |  |  |  | 53.6963 | 1
| LCA | Big Creek/Ventura | 4 | Average Weekday | CAISO | 1-in-10 | 2029 | 7 |  |  |  | 53.0497 | 1
| LCA | Big Creek/Ventura | 4 | Average Weekday | CAISO | 1-in-10 | 2029 | 8 |  |  |  | 52.7385 | 1
| LCA | Big Creek/Ventura | 4 | Average Weekday | CAISO | 1-in-10 | 2029 | 9 |  |  |  | 54.3959 | 1
| LCA | Big Creek/Ventura | 4 | Average Weekday | CAISO | 1-in-10 | 2029 | 10 |  |  |  | 58.3757 | 1
| LCA | Big Creek/Ventura | 4 | Average Weekday | CAISO | 1-in-10 | 2029 | 11 |  |  |  | 62.5234 | 1
| LCA | Big Creek/Ventura | 4 | Average Weekday | CAISO | 1-in-10 | 2029 | 12 |  |  |  | 66.0911 | 1
| LCA | Big Creek/Ventura | 4 | Average Weekday | CAISO | 1-in-10 | 2029 | 13 |  |  |  | 68.8485 | 1
| LCA | Big Creek/Ventura | 4 | Average Weekday | CAISO | 1-in-10 | 2029 | 14 |  |  |  | 70.7663 | 1
| LCA | Big Creek/Ventura | 4 | Average Weekday | CAISO | 1-in-10 | 2029 | 15 |  |  |  | 72.0711 | 1
| LCA | Big Creek/Ventura | 4 | Average Weekday | CAISO | 1-in-10 | 2029 | 16 |  |  |  | 72.7096 | 1
| LCA | Big Creek/Ventura | 4 | Average Weekday | CAISO | 1-in-10 | 2029 | 17 |  |  |  | 72.6504 | 1
| LCA | Big Creek/Ventura | 4 | Average Weekday | CAISO | 1-in-10 | 2029 | 18 |  |  |  | 71.757 | 1
| LCA | Big Creek/Ventura | 4 | Average Weekday | CAISO | 1-in-10 | 2029 | 19 |  |  |  | 70.1217 | 1
| LCA | Big Creek/Ventura | 4 | Average Weekday | CAISO | 1-in-10 | 2029 | 20 |  |  |  | 67.9586 | 1
| LCA | Big Creek/Ventura | 4 | Average Weekday | CAISO | 1-in-10 | 2029 | 21 |  |  |  | 65.246 | 1
| LCA | Big Creek/Ventura | 4 | Average Weekday | CAISO | 1-in-10 | 2029 | 22 |  |  |  | 62.8863 | 1
| LCA | Big Creek/Ventura | 4 | Average Weekday | CAISO | 1-in-10 | 2029 | 23 |  |  |  | 61.0799 | 1
| LCA | Big Creek/Ventura | 4 | Average Weekday | CAISO | 1-in-10 | 2029 | 24 |  |  |  | 59.6054 | 1
| LCA | Big Creek/Ventura | 4 | Monthly System Peak Day | CAISO | 1-in-10 | 2029 | 1 |  |  |  | 64.0893 | 1
| LCA | Big Creek/Ventura | 4 | Monthly System Peak Day | CAISO | 1-in-10 | 2029 | 2 |  |  |  | 62.165 | 1
| LCA | Big Creek/Ventura | 4 | Monthly System Peak Day | CAISO | 1-in-10 | 2029 | 3 |  |  |  | 60.4214 | 1
| LCA | Big Creek/Ventura | 4 | Monthly System Peak Day | CAISO | 1-in-10 | 2029 | 4 |  |  |  | 59.8814 | 1
| LCA | Big Creek/Ventura | 4 | Monthly System Peak Day | CAISO | 1-in-10 | 2029 | 5 |  |  |  | 59.8436 | 1
| LCA | Big Creek/Ventura | 4 | Monthly System Peak Day | CAISO | 1-in-10 | 2029 | 6 |  |  |  | 58.9564 | 1
| LCA | Big Creek/Ventura | 4 | Monthly System Peak Day | CAISO | 1-in-10 | 2029 | 7 |  |  |  | 59.7036 | 1
| LCA | Big Creek/Ventura | 4 | Monthly System Peak Day | CAISO | 1-in-10 | 2029 | 8 |  |  |  | 60.475 | 1
| LCA | Big Creek/Ventura | 4 | Monthly System Peak Day | CAISO | 1-in-10 | 2029 | 9 |  |  |  | 64.3743 | 1
| LCA | Big Creek/Ventura | 4 | Monthly System Peak Day | CAISO | 1-in-10 | 2029 | 10 |  |  |  | 68.8586 | 1
| LCA | Big Creek/Ventura | 4 | Monthly System Peak Day | CAISO | 1-in-10 | 2029 | 11 |  |  |  | 73.6929 | 1
| LCA | Big Creek/Ventura | 4 | Monthly System Peak Day | CAISO | 1-in-10 | 2029 | 12 |  |  |  | 78.29 | 1
| LCA | Big Creek/Ventura | 4 | Monthly System Peak Day | CAISO | 1-in-10 | 2029 | 13 |  |  |  | 81.9714 | 1
| LCA | Big Creek/Ventura | 4 | Monthly System Peak Day | CAISO | 1-in-10 | 2029 | 14 |  |  |  | 84.0071 | 1
| LCA | Big Creek/Ventura | 4 | Monthly System Peak Day | CAISO | 1-in-10 | 2029 | 15 |  |  |  | 85.5643 | 1
| LCA | Big Creek/Ventura | 4 | Monthly System Peak Day | CAISO | 1-in-10 | 2029 | 16 |  |  |  | 87.0857 | 1
| LCA | Big Creek/Ventura | 4 | Monthly System Peak Day | CAISO | 1-in-10 | 2029 | 17 |  |  |  | 87.9786 | 1
| LCA | Big Creek/Ventura | 4 | Monthly System Peak Day | CAISO | 1-in-10 | 2029 | 18 |  |  |  | 88.1929 | 1
| LCA | Big Creek/Ventura | 4 | Monthly System Peak Day | CAISO | 1-in-10 | 2029 | 19 |  |  |  | 87.2786 | 1
| LCA | Big Creek/Ventura | 4 | Monthly System Peak Day | CAISO | 1-in-10 | 2029 | 20 |  |  |  | 84.6071 | 1
| LCA | Big Creek/Ventura | 4 | Monthly System Peak Day | CAISO | 1-in-10 | 2029 | 21 |  |  |  | 80.6643 | 1
| LCA | Big Creek/Ventura | 4 | Monthly System Peak Day | CAISO | 1-in-10 | 2029 | 22 |  |  |  | 76.51 | 1
| LCA | Big Creek/Ventura | 4 | Monthly System Peak Day | CAISO | 1-in-10 | 2029 | 23 |  |  |  | 73.0807 | 1
| LCA | Big Creek/Ventura | 4 | Monthly System Peak Day | CAISO | 1-in-10 | 2029 | 24 |  |  |  | 69.31 | 1
| LCA | Big Creek/Ventura | 5 | Average Weekday | CAISO | 1-in-10 | 2029 | 1 |  |  |  | 62.5912 | 1
| LCA | Big Creek/Ventura | 5 | Average Weekday | CAISO | 1-in-10 | 2029 | 2 |  |  |  | 61.3025 | 1
| LCA | Big Creek/Ventura | 5 | Average Weekday | CAISO | 1-in-10 | 2029 | 3 |  |  |  | 60.0848 | 1
| LCA | Big Creek/Ventura | 5 | Average Weekday | CAISO | 1-in-10 | 2029 | 4 |  |  |  | 58.8481 | 1
| LCA | Big Creek/Ventura | 5 | Average Weekday | CAISO | 1-in-10 | 2029 | 5 |  |  |  | 58.0431 | 1
| LCA | Big Creek/Ventura | 5 | Average Weekday | CAISO | 1-in-10 | 2029 | 6 |  |  |  | 57.2156 | 1
| LCA | Big Creek/Ventura | 5 | Average Weekday | CAISO | 1-in-10 | 2029 | 7 |  |  |  | 56.479 | 1
| LCA | Big Creek/Ventura | 5 | Average Weekday | CAISO | 1-in-10 | 2029 | 8 |  |  |  | 56.8888 | 1
| LCA | Big Creek/Ventura | 5 | Average Weekday | CAISO | 1-in-10 | 2029 | 9 |  |  |  | 60.1908 | 1
| LCA | Big Creek/Ventura | 5 | Average Weekday | CAISO | 1-in-10 | 2029 | 10 |  |  |  | 64.6334 | 1
| LCA | Big Creek/Ventura | 5 | Average Weekday | CAISO | 1-in-10 | 2029 | 11 |  |  |  | 68.5848 | 1
| LCA | Big Creek/Ventura | 5 | Average Weekday | CAISO | 1-in-10 | 2029 | 12 |  |  |  | 71.6441 | 1
| LCA | Big Creek/Ventura | 5 | Average Weekday | CAISO | 1-in-10 | 2029 | 13 |  |  |  | 74.0241 | 1
| LCA | Big Creek/Ventura | 5 | Average Weekday | CAISO | 1-in-10 | 2029 | 14 |  |  |  | 75.6921 | 1
| LCA | Big Creek/Ventura | 5 | Average Weekday | CAISO | 1-in-10 | 2029 | 15 |  |  |  | 76.7916 | 1
| LCA | Big Creek/Ventura | 5 | Average Weekday | CAISO | 1-in-10 | 2029 | 16 |  |  |  | 77.2805 | 1
| LCA | Big Creek/Ventura | 5 | Average Weekday | CAISO | 1-in-10 | 2029 | 17 |  |  |  | 77.2165 | 1
| LCA | Big Creek/Ventura | 5 | Average Weekday | CAISO | 1-in-10 | 2029 | 18 |  |  |  | 76.5896 | 1
| LCA | Big Creek/Ventura | 5 | Average Weekday | CAISO | 1-in-10 | 2029 | 19 |  |  |  | 75.461 | 1
| LCA | Big Creek/Ventura | 5 | Average Weekday | CAISO | 1-in-10 | 2029 | 20 |  |  |  | 73.5426 | 1
| LCA | Big Creek/Ventura | 5 | Average Weekday | CAISO | 1-in-10 | 2029 | 21 |  |  |  | 70.8603 | 1
| LCA | Big Creek/Ventura | 5 | Average Weekday | CAISO | 1-in-10 | 2029 | 22 |  |  |  | 68.0311 | 1
| LCA | Big Creek/Ventura | 5 | Average Weekday | CAISO | 1-in-10 | 2029 | 23 |  |  |  | 66.0109 | 1
| LCA | Big Creek/Ventura | 5 | Average Weekday | CAISO | 1-in-10 | 2029 | 24 |  |  |  | 64.0741 | 1
| LCA | Big Creek/Ventura | 5 | Monthly System Peak Day | CAISO | 1-in-10 | 2029 | 1 |  |  |  | 73.7593 | 1
| LCA | Big Creek/Ventura | 5 | Monthly System Peak Day | CAISO | 1-in-10 | 2029 | 2 |  |  |  | 71.6129 | 1
| LCA | Big Creek/Ventura | 5 | Monthly System Peak Day | CAISO | 1-in-10 | 2029 | 3 |  |  |  | 69.8557 | 1
| LCA | Big Creek/Ventura | 5 | Monthly System Peak Day | CAISO | 1-in-10 | 2029 | 4 |  |  |  | 68.0679 | 1
| LCA | Big Creek/Ventura | 5 | Monthly System Peak Day | CAISO | 1-in-10 | 2029 | 5 |  |  |  | 65.8314 | 1
| LCA | Big Creek/Ventura | 5 | Monthly System Peak Day | CAISO | 1-in-10 | 2029 | 6 |  |  |  | 64.9371 | 1
| LCA | Big Creek/Ventura | 5 | Monthly System Peak Day | CAISO | 1-in-10 | 2029 | 7 |  |  |  | 64.2586 | 1
| LCA | Big Creek/Ventura | 5 | Monthly System Peak Day | CAISO | 1-in-10 | 2029 | 8 |  |  |  | 64.3064 | 1
| LCA | Big Creek/Ventura | 5 | Monthly System Peak Day | CAISO | 1-in-10 | 2029 | 9 |  |  |  | 68.5121 | 1
| LCA | Big Creek/Ventura | 5 | Monthly System Peak Day | CAISO | 1-in-10 | 2029 | 10 |  |  |  | 74.5079 | 1
| LCA | Big Creek/Ventura | 5 | Monthly System Peak Day | CAISO | 1-in-10 | 2029 | 11 |  |  |  | 80.8571 | 1
| LCA | Big Creek/Ventura | 5 | Monthly System Peak Day | CAISO | 1-in-10 | 2029 | 12 |  |  |  | 85.8971 | 1
| LCA | Big Creek/Ventura | 5 | Monthly System Peak Day | CAISO | 1-in-10 | 2029 | 13 |  |  |  | 89.2071 | 1
| LCA | Big Creek/Ventura | 5 | Monthly System Peak Day | CAISO | 1-in-10 | 2029 | 14 |  |  |  | 91.3857 | 1
| LCA | Big Creek/Ventura | 5 | Monthly System Peak Day | CAISO | 1-in-10 | 2029 | 15 |  |  |  | 92.3 | 1
| LCA | Big Creek/Ventura | 5 | Monthly System Peak Day | CAISO | 1-in-10 | 2029 | 16 |  |  |  | 92.5643 | 1
| LCA | Big Creek/Ventura | 5 | Monthly System Peak Day | CAISO | 1-in-10 | 2029 | 17 |  |  |  | 92.3714 | 1
| LCA | Big Creek/Ventura | 5 | Monthly System Peak Day | CAISO | 1-in-10 | 2029 | 18 |  |  |  | 91.9429 | 1
| LCA | Big Creek/Ventura | 5 | Monthly System Peak Day | CAISO | 1-in-10 | 2029 | 19 |  |  |  | 90.6 | 1
| LCA | Big Creek/Ventura | 5 | Monthly System Peak Day | CAISO | 1-in-10 | 2029 | 20 |  |  |  | 87.835 | 1
| LCA | Big Creek/Ventura | 5 | Monthly System Peak Day | CAISO | 1-in-10 | 2029 | 21 |  |  |  | 83.1979 | 1
| LCA | Big Creek/Ventura | 5 | Monthly System Peak Day | CAISO | 1-in-10 | 2029 | 22 |  |  |  | 79.3571 | 1
| LCA | Big Creek/Ventura | 5 | Monthly System Peak Day | CAISO | 1-in-10 | 2029 | 23 |  |  |  | 76.5479 | 1
| LCA | Big Creek/Ventura | 5 | Monthly System Peak Day | CAISO | 1-in-10 | 2029 | 24 |  |  |  | 73.7157 | 1
| LCA | Big Creek/Ventura | 6 | Average Weekday | CAISO | 1-in-10 | 2029 | 1 |  |  |  | 67.5979 | 1
| LCA | Big Creek/Ventura | 6 | Average Weekday | CAISO | 1-in-10 | 2029 | 2 |  |  |  | 66.7173 | 1
| LCA | Big Creek/Ventura | 6 | Average Weekday | CAISO | 1-in-10 | 2029 | 3 |  |  |  | 65.8067 | 1
| LCA | Big Creek/Ventura | 6 | Average Weekday | CAISO | 1-in-10 | 2029 | 4 |  |  |  | 64.7835 | 1
| LCA | Big Creek/Ventura | 6 | Average Weekday | CAISO | 1-in-10 | 2029 | 5 |  |  |  | 63.8893 | 1
| LCA | Big Creek/Ventura | 6 | Average Weekday | CAISO | 1-in-10 | 2029 | 6 |  |  |  | 63.1691 | 1
| LCA | Big Creek/Ventura | 6 | Average Weekday | CAISO | 1-in-10 | 2029 | 7 |  |  |  | 62.6661 | 1
| LCA | Big Creek/Ventura | 6 | Average Weekday | CAISO | 1-in-10 | 2029 | 8 |  |  |  | 63.2141 | 1
| LCA | Big Creek/Ventura | 6 | Average Weekday | CAISO | 1-in-10 | 2029 | 9 |  |  |  | 66.1776 | 1
| LCA | Big Creek/Ventura | 6 | Average Weekday | CAISO | 1-in-10 | 2029 | 10 |  |  |  | 70.0818 | 1
| LCA | Big Creek/Ventura | 6 | Average Weekday | CAISO | 1-in-10 | 2029 | 11 |  |  |  | 73.9836 | 1
| LCA | Big Creek/Ventura | 6 | Average Weekday | CAISO | 1-in-10 | 2029 | 12 |  |  |  | 77.4319 | 1
| LCA | Big Creek/Ventura | 6 | Average Weekday | CAISO | 1-in-10 | 2029 | 13 |  |  |  | 80.1443 | 1
| LCA | Big Creek/Ventura | 6 | Average Weekday | CAISO | 1-in-10 | 2029 | 14 |  |  |  | 82.1737 | 1
| LCA | Big Creek/Ventura | 6 | Average Weekday | CAISO | 1-in-10 | 2029 | 15 |  |  |  | 83.3627 | 1
| LCA | Big Creek/Ventura | 6 | Average Weekday | CAISO | 1-in-10 | 2029 | 16 |  |  |  | 83.8567 | 1
| LCA | Big Creek/Ventura | 6 | Average Weekday | CAISO | 1-in-10 | 2029 | 17 |  |  |  | 83.6788 | 1
| LCA | Big Creek/Ventura | 6 | Average Weekday | CAISO | 1-in-10 | 2029 | 18 |  |  |  | 82.6209 | 1
| LCA | Big Creek/Ventura | 6 | Average Weekday | CAISO | 1-in-10 | 2029 | 19 |  |  |  | 80.9659 | 1
| LCA | Big Creek/Ventura | 6 | Average Weekday | CAISO | 1-in-10 | 2029 | 20 |  |  |  | 78.9063 | 1
| LCA | Big Creek/Ventura | 6 | Average Weekday | CAISO | 1-in-10 | 2029 | 21 |  |  |  | 76.1141 | 1
| LCA | Big Creek/Ventura | 6 | Average Weekday | CAISO | 1-in-10 | 2029 | 22 |  |  |  | 72.8496 | 1
| LCA | Big Creek/Ventura | 6 | Average Weekday | CAISO | 1-in-10 | 2029 | 23 |  |  |  | 70.6066 | 1
| LCA | Big Creek/Ventura | 6 | Average Weekday | CAISO | 1-in-10 | 2029 | 24 |  |  |  | 68.955 | 1
| LCA | Big Creek/Ventura | 6 | Monthly System Peak Day | CAISO | 1-in-10 | 2029 | 1 |  |  |  | 74.6807 | 1
| LCA | Big Creek/Ventura | 6 | Monthly System Peak Day | CAISO | 1-in-10 | 2029 | 2 |  |  |  | 73.9664 | 1
| LCA | Big Creek/Ventura | 6 | Monthly System Peak Day | CAISO | 1-in-10 | 2029 | 3 |  |  |  | 72.8129 | 1
| LCA | Big Creek/Ventura | 6 | Monthly System Peak Day | CAISO | 1-in-10 | 2029 | 4 |  |  |  | 71.8886 | 1
| LCA | Big Creek/Ventura | 6 | Monthly System Peak Day | CAISO | 1-in-10 | 2029 | 5 |  |  |  | 70.4636 | 1
| LCA | Big Creek/Ventura | 6 | Monthly System Peak Day | CAISO | 1-in-10 | 2029 | 6 |  |  |  | 69.4257 | 1
| LCA | Big Creek/Ventura | 6 | Monthly System Peak Day | CAISO | 1-in-10 | 2029 | 7 |  |  |  | 69.0036 | 1
| LCA | Big Creek/Ventura | 6 | Monthly System Peak Day | CAISO | 1-in-10 | 2029 | 8 |  |  |  | 69.4093 | 1
| LCA | Big Creek/Ventura | 6 | Monthly System Peak Day | CAISO | 1-in-10 | 2029 | 9 |  |  |  | 73.6814 | 1
| LCA | Big Creek/Ventura | 6 | Monthly System Peak Day | CAISO | 1-in-10 | 2029 | 10 |  |  |  | 79.1464 | 1
| LCA | Big Creek/Ventura | 6 | Monthly System Peak Day | CAISO | 1-in-10 | 2029 | 11 |  |  |  | 84.1829 | 1
| LCA | Big Creek/Ventura | 6 | Monthly System Peak Day | CAISO | 1-in-10 | 2029 | 12 |  |  |  | 89.2807 | 1
| LCA | Big Creek/Ventura | 6 | Monthly System Peak Day | CAISO | 1-in-10 | 2029 | 13 |  |  |  | 92.9336 | 1
| LCA | Big Creek/Ventura | 6 | Monthly System Peak Day | CAISO | 1-in-10 | 2029 | 14 |  |  |  | 95.6929 | 1
| LCA | Big Creek/Ventura | 6 | Monthly System Peak Day | CAISO | 1-in-10 | 2029 | 15 |  |  |  | 96.9571 | 1
| LCA | Big Creek/Ventura | 6 | Monthly System Peak Day | CAISO | 1-in-10 | 2029 | 16 |  |  |  | 97.8571 | 1
| LCA | Big Creek/Ventura | 6 | Monthly System Peak Day | CAISO | 1-in-10 | 2029 | 17 |  |  |  | 97.3714 | 1
| LCA | Big Creek/Ventura | 6 | Monthly System Peak Day | CAISO | 1-in-10 | 2029 | 18 |  |  |  | 96.5143 | 1
| LCA | Big Creek/Ventura | 6 | Monthly System Peak Day | CAISO | 1-in-10 | 2029 | 19 |  |  |  | 94.2643 | 1
| LCA | Big Creek/Ventura | 6 | Monthly System Peak Day | CAISO | 1-in-10 | 2029 | 20 |  |  |  | 91.4107 | 1
| LCA | Big Creek/Ventura | 6 | Monthly System Peak Day | CAISO | 1-in-10 | 2029 | 21 |  |  |  | 88.3343 | 1
| LCA | Big Creek/Ventura | 6 | Monthly System Peak Day | CAISO | 1-in-10 | 2029 | 22 |  |  |  | 84.5707 | 1
| LCA | Big Creek/Ventura | 6 | Monthly System Peak Day | CAISO | 1-in-10 | 2029 | 23 |  |  |  | 81.8114 | 1
| LCA | Big Creek/Ventura | 6 | Monthly System Peak Day | CAISO | 1-in-10 | 2029 | 24 |  |  |  | 80.2729 | 1
| LCA | Big Creek/Ventura | 7 | Average Weekday | CAISO | 1-in-10 | 2029 | 1 |  |  |  | 73.7504 | 1
| LCA | Big Creek/Ventura | 7 | Average Weekday | CAISO | 1-in-10 | 2029 | 2 |  |  |  | 72.6444 | 1
| LCA | Big Creek/Ventura | 7 | Average Weekday | CAISO | 1-in-10 | 2029 | 3 |  |  |  | 71.7965 | 1
| LCA | Big Creek/Ventura | 7 | Average Weekday | CAISO | 1-in-10 | 2029 | 4 |  |  |  | 70.8986 | 1
| LCA | Big Creek/Ventura | 7 | Average Weekday | CAISO | 1-in-10 | 2029 | 5 |  |  |  | 70.1004 | 1
| LCA | Big Creek/Ventura | 7 | Average Weekday | CAISO | 1-in-10 | 2029 | 6 |  |  |  | 69.3371 | 1
| LCA | Big Creek/Ventura | 7 | Average Weekday | CAISO | 1-in-10 | 2029 | 7 |  |  |  | 68.9791 | 1
| LCA | Big Creek/Ventura | 7 | Average Weekday | CAISO | 1-in-10 | 2029 | 8 |  |  |  | 69.3313 | 1
| LCA | Big Creek/Ventura | 7 | Average Weekday | CAISO | 1-in-10 | 2029 | 9 |  |  |  | 72.2421 | 1
| LCA | Big Creek/Ventura | 7 | Average Weekday | CAISO | 1-in-10 | 2029 | 10 |  |  |  | 76.3167 | 1
| LCA | Big Creek/Ventura | 7 | Average Weekday | CAISO | 1-in-10 | 2029 | 11 |  |  |  | 80.6703 | 1
| LCA | Big Creek/Ventura | 7 | Average Weekday | CAISO | 1-in-10 | 2029 | 12 |  |  |  | 84.4912 | 1
| LCA | Big Creek/Ventura | 7 | Average Weekday | CAISO | 1-in-10 | 2029 | 13 |  |  |  | 87.3622 | 1
| LCA | Big Creek/Ventura | 7 | Average Weekday | CAISO | 1-in-10 | 2029 | 14 |  |  |  | 89.604 | 1
| LCA | Big Creek/Ventura | 7 | Average Weekday | CAISO | 1-in-10 | 2029 | 15 |  |  |  | 91.1072 | 1
| LCA | Big Creek/Ventura | 7 | Average Weekday | CAISO | 1-in-10 | 2029 | 16 |  |  |  | 91.7086 | 1
| LCA | Big Creek/Ventura | 7 | Average Weekday | CAISO | 1-in-10 | 2029 | 17 |  |  |  | 91.4436 | 1
| LCA | Big Creek/Ventura | 7 | Average Weekday | CAISO | 1-in-10 | 2029 | 18 |  |  |  | 90.5951 | 1
| LCA | Big Creek/Ventura | 7 | Average Weekday | CAISO | 1-in-10 | 2029 | 19 |  |  |  | 88.7186 | 1
| LCA | Big Creek/Ventura | 7 | Average Weekday | CAISO | 1-in-10 | 2029 | 20 |  |  |  | 85.9757 | 1
| LCA | Big Creek/Ventura | 7 | Average Weekday | CAISO | 1-in-10 | 2029 | 21 |  |  |  | 82.4525 | 1
| LCA | Big Creek/Ventura | 7 | Average Weekday | CAISO | 1-in-10 | 2029 | 22 |  |  |  | 78.9574 | 1
| LCA | Big Creek/Ventura | 7 | Average Weekday | CAISO | 1-in-10 | 2029 | 23 |  |  |  | 76.8646 | 1
| LCA | Big Creek/Ventura | 7 | Average Weekday | CAISO | 1-in-10 | 2029 | 24 |  |  |  | 75.4968 | 1
| LCA | Big Creek/Ventura | 7 | Monthly System Peak Day | CAISO | 1-in-10 | 2029 | 1 |  |  |  | 80.5621 | 1
| LCA | Big Creek/Ventura | 7 | Monthly System Peak Day | CAISO | 1-in-10 | 2029 | 2 |  |  |  | 80.3943 | 1
| LCA | Big Creek/Ventura | 7 | Monthly System Peak Day | CAISO | 1-in-10 | 2029 | 3 |  |  |  | 79.0186 | 1
| LCA | Big Creek/Ventura | 7 | Monthly System Peak Day | CAISO | 1-in-10 | 2029 | 4 |  |  |  | 75.5979 | 1
| LCA | Big Creek/Ventura | 7 | Monthly System Peak Day | CAISO | 1-in-10 | 2029 | 5 |  |  |  | 73.91 | 1
| LCA | Big Creek/Ventura | 7 | Monthly System Peak Day | CAISO | 1-in-10 | 2029 | 6 |  |  |  | 73.0279 | 1
| LCA | Big Creek/Ventura | 7 | Monthly System Peak Day | CAISO | 1-in-10 | 2029 | 7 |  |  |  | 72.825 | 1
| LCA | Big Creek/Ventura | 7 | Monthly System Peak Day | CAISO | 1-in-10 | 2029 | 8 |  |  |  | 72.9407 | 1
| LCA | Big Creek/Ventura | 7 | Monthly System Peak Day | CAISO | 1-in-10 | 2029 | 9 |  |  |  | 76.145 | 1
| LCA | Big Creek/Ventura | 7 | Monthly System Peak Day | CAISO | 1-in-10 | 2029 | 10 |  |  |  | 81.4593 | 1
| LCA | Big Creek/Ventura | 7 | Monthly System Peak Day | CAISO | 1-in-10 | 2029 | 11 |  |  |  | 86.7071 | 1
| LCA | Big Creek/Ventura | 7 | Monthly System Peak Day | CAISO | 1-in-10 | 2029 | 12 |  |  |  | 91.1643 | 1
| LCA | Big Creek/Ventura | 7 | Monthly System Peak Day | CAISO | 1-in-10 | 2029 | 13 |  |  |  | 93.6143 | 1
| LCA | Big Creek/Ventura | 7 | Monthly System Peak Day | CAISO | 1-in-10 | 2029 | 14 |  |  |  | 95.0357 | 1
| LCA | Big Creek/Ventura | 7 | Monthly System Peak Day | CAISO | 1-in-10 | 2029 | 15 |  |  |  | 96.6929 | 1
| LCA | Big Creek/Ventura | 7 | Monthly System Peak Day | CAISO | 1-in-10 | 2029 | 16 |  |  |  | 97.1357 | 1
| LCA | Big Creek/Ventura | 7 | Monthly System Peak Day | CAISO | 1-in-10 | 2029 | 17 |  |  |  | 96.5286 | 1
| LCA | Big Creek/Ventura | 7 | Monthly System Peak Day | CAISO | 1-in-10 | 2029 | 18 |  |  |  | 95.7 | 1
| LCA | Big Creek/Ventura | 7 | Monthly System Peak Day | CAISO | 1-in-10 | 2029 | 19 |  |  |  | 94.3071 | 1
| LCA | Big Creek/Ventura | 7 | Monthly System Peak Day | CAISO | 1-in-10 | 2029 | 20 |  |  |  | 91 | 1
| LCA | Big Creek/Ventura | 7 | Monthly System Peak Day | CAISO | 1-in-10 | 2029 | 21 |  |  |  | 87.2271 | 1
| LCA | Big Creek/Ventura | 7 | Monthly System Peak Day | CAISO | 1-in-10 | 2029 | 22 |  |  |  | 83.105 | 1
| LCA | Big Creek/Ventura | 7 | Monthly System Peak Day | CAISO | 1-in-10 | 2029 | 23 |  |  |  | 81.2114 | 1
| LCA | Big Creek/Ventura | 7 | Monthly System Peak Day | CAISO | 1-in-10 | 2029 | 24 |  |  |  | 79.2186 | 1
| LCA | Big Creek/Ventura | 8 | Average Weekday | CAISO | 1-in-10 | 2029 | 1 |  |  |  | 71.773 | 1
| LCA | Big Creek/Ventura | 8 | Average Weekday | CAISO | 1-in-10 | 2029 | 2 |  |  |  | 70.8122 | 1
| LCA | Big Creek/Ventura | 8 | Average Weekday | CAISO | 1-in-10 | 2029 | 3 |  |  |  | 70.0332 | 1
| LCA | Big Creek/Ventura | 8 | Average Weekday | CAISO | 1-in-10 | 2029 | 4 |  |  |  | 69.3359 | 1
| LCA | Big Creek/Ventura | 8 | Average Weekday | CAISO | 1-in-10 | 2029 | 5 |  |  |  | 68.5356 | 1
| LCA | Big Creek/Ventura | 8 | Average Weekday | CAISO | 1-in-10 | 2029 | 6 |  |  |  | 67.6954 | 1
| LCA | Big Creek/Ventura | 8 | Average Weekday | CAISO | 1-in-10 | 2029 | 7 |  |  |  | 67.0748 | 1
| LCA | Big Creek/Ventura | 8 | Average Weekday | CAISO | 1-in-10 | 2029 | 8 |  |  |  | 66.8998 | 1
| LCA | Big Creek/Ventura | 8 | Average Weekday | CAISO | 1-in-10 | 2029 | 9 |  |  |  | 69.0394 | 1
| LCA | Big Creek/Ventura | 8 | Average Weekday | CAISO | 1-in-10 | 2029 | 10 |  |  |  | 72.7622 | 1
| LCA | Big Creek/Ventura | 8 | Average Weekday | CAISO | 1-in-10 | 2029 | 11 |  |  |  | 76.7959 | 1
| LCA | Big Creek/Ventura | 8 | Average Weekday | CAISO | 1-in-10 | 2029 | 12 |  |  |  | 80.7141 | 1
| LCA | Big Creek/Ventura | 8 | Average Weekday | CAISO | 1-in-10 | 2029 | 13 |  |  |  | 83.8698 | 1
| LCA | Big Creek/Ventura | 8 | Average Weekday | CAISO | 1-in-10 | 2029 | 14 |  |  |  | 86.2495 | 1
| LCA | Big Creek/Ventura | 8 | Average Weekday | CAISO | 1-in-10 | 2029 | 15 |  |  |  | 87.7802 | 1
| LCA | Big Creek/Ventura | 8 | Average Weekday | CAISO | 1-in-10 | 2029 | 16 |  |  |  | 88.4706 | 1
| LCA | Big Creek/Ventura | 8 | Average Weekday | CAISO | 1-in-10 | 2029 | 17 |  |  |  | 88.218 | 1
| LCA | Big Creek/Ventura | 8 | Average Weekday | CAISO | 1-in-10 | 2029 | 18 |  |  |  | 87.3481 | 1
| LCA | Big Creek/Ventura | 8 | Average Weekday | CAISO | 1-in-10 | 2029 | 19 |  |  |  | 85.6245 | 1
| LCA | Big Creek/Ventura | 8 | Average Weekday | CAISO | 1-in-10 | 2029 | 20 |  |  |  | 82.9859 | 1
| LCA | Big Creek/Ventura | 8 | Average Weekday | CAISO | 1-in-10 | 2029 | 21 |  |  |  | 79.446 | 1
| LCA | Big Creek/Ventura | 8 | Average Weekday | CAISO | 1-in-10 | 2029 | 22 |  |  |  | 76.5588 | 1
| LCA | Big Creek/Ventura | 8 | Average Weekday | CAISO | 1-in-10 | 2029 | 23 |  |  |  | 74.6878 | 1
| LCA | Big Creek/Ventura | 8 | Average Weekday | CAISO | 1-in-10 | 2029 | 24 |  |  |  | 73.243 | 1
| LCA | Big Creek/Ventura | 8 | Monthly System Peak Day | CAISO | 1-in-10 | 2029 | 1 |  |  |  | 75.8614 | 1
| LCA | Big Creek/Ventura | 8 | Monthly System Peak Day | CAISO | 1-in-10 | 2029 | 2 |  |  |  | 75.0521 | 1
| LCA | Big Creek/Ventura | 8 | Monthly System Peak Day | CAISO | 1-in-10 | 2029 | 3 |  |  |  | 74.275 | 1
| LCA | Big Creek/Ventura | 8 | Monthly System Peak Day | CAISO | 1-in-10 | 2029 | 4 |  |  |  | 73.3857 | 1
| LCA | Big Creek/Ventura | 8 | Monthly System Peak Day | CAISO | 1-in-10 | 2029 | 5 |  |  |  | 72.4779 | 1
| LCA | Big Creek/Ventura | 8 | Monthly System Peak Day | CAISO | 1-in-10 | 2029 | 6 |  |  |  | 71.3657 | 1
| LCA | Big Creek/Ventura | 8 | Monthly System Peak Day | CAISO | 1-in-10 | 2029 | 7 |  |  |  | 71.1021 | 1
| LCA | Big Creek/Ventura | 8 | Monthly System Peak Day | CAISO | 1-in-10 | 2029 | 8 |  |  |  | 70.685 | 1
| LCA | Big Creek/Ventura | 8 | Monthly System Peak Day | CAISO | 1-in-10 | 2029 | 9 |  |  |  | 73.5929 | 1
| LCA | Big Creek/Ventura | 8 | Monthly System Peak Day | CAISO | 1-in-10 | 2029 | 10 |  |  |  | 77.95 | 1
| LCA | Big Creek/Ventura | 8 | Monthly System Peak Day | CAISO | 1-in-10 | 2029 | 11 |  |  |  | 83.1193 | 1
| LCA | Big Creek/Ventura | 8 | Monthly System Peak Day | CAISO | 1-in-10 | 2029 | 12 |  |  |  | 88.1879 | 1
| LCA | Big Creek/Ventura | 8 | Monthly System Peak Day | CAISO | 1-in-10 | 2029 | 13 |  |  |  | 92.3714 | 1
| LCA | Big Creek/Ventura | 8 | Monthly System Peak Day | CAISO | 1-in-10 | 2029 | 14 |  |  |  | 95.0214 | 1
| LCA | Big Creek/Ventura | 8 | Monthly System Peak Day | CAISO | 1-in-10 | 2029 | 15 |  |  |  | 96.2714 | 1
| LCA | Big Creek/Ventura | 8 | Monthly System Peak Day | CAISO | 1-in-10 | 2029 | 16 |  |  |  | 96.85 | 1
| LCA | Big Creek/Ventura | 8 | Monthly System Peak Day | CAISO | 1-in-10 | 2029 | 17 |  |  |  | 96.3143 | 1
| LCA | Big Creek/Ventura | 8 | Monthly System Peak Day | CAISO | 1-in-10 | 2029 | 18 |  |  |  | 95.3286 | 1
| LCA | Big Creek/Ventura | 8 | Monthly System Peak Day | CAISO | 1-in-10 | 2029 | 19 |  |  |  | 93.3214 | 1
| LCA | Big Creek/Ventura | 8 | Monthly System Peak Day | CAISO | 1-in-10 | 2029 | 20 |  |  |  | 89.9429 | 1
| LCA | Big Creek/Ventura | 8 | Monthly System Peak Day | CAISO | 1-in-10 | 2029 | 21 |  |  |  | 85.6986 | 1
| LCA | Big Creek/Ventura | 8 | Monthly System Peak Day | CAISO | 1-in-10 | 2029 | 22 |  |  |  | 82.6936 | 1
| LCA | Big Creek/Ventura | 8 | Monthly System Peak Day | CAISO | 1-in-10 | 2029 | 23 |  |  |  | 80.7414 | 1
| LCA | Big Creek/Ventura | 8 | Monthly System Peak Day | CAISO | 1-in-10 | 2029 | 24 |  |  |  | 79.3707 | 1
| LCA | Big Creek/Ventura | 8 | Typical Event Day | CAISO | 1-in-10 | 2029 | 1 |  |  |  | 77.2739 | 1
| LCA | Big Creek/Ventura | 8 | Typical Event Day | CAISO | 1-in-10 | 2029 | 2 |  |  |  | 76.5187 | 1
| LCA | Big Creek/Ventura | 8 | Typical Event Day | CAISO | 1-in-10 | 2029 | 3 |  |  |  | 75.457 | 1
| LCA | Big Creek/Ventura | 8 | Typical Event Day | CAISO | 1-in-10 | 2029 | 4 |  |  |  | 74.0543 | 1
| LCA | Big Creek/Ventura | 8 | Typical Event Day | CAISO | 1-in-10 | 2029 | 5 |  |  |  | 73.0975 | 1
| LCA | Big Creek/Ventura | 8 | Typical Event Day | CAISO | 1-in-10 | 2029 | 6 |  |  |  | 72.138 | 1
| LCA | Big Creek/Ventura | 8 | Typical Event Day | CAISO | 1-in-10 | 2029 | 7 |  |  |  | 71.9071 | 1
| LCA | Big Creek/Ventura | 8 | Typical Event Day | CAISO | 1-in-10 | 2029 | 8 |  |  |  | 72.008 | 1
| LCA | Big Creek/Ventura | 8 | Typical Event Day | CAISO | 1-in-10 | 2029 | 9 |  |  |  | 74.7386 | 1
| LCA | Big Creek/Ventura | 8 | Typical Event Day | CAISO | 1-in-10 | 2029 | 10 |  |  |  | 79.5193 | 1
| LCA | Big Creek/Ventura | 8 | Typical Event Day | CAISO | 1-in-10 | 2029 | 11 |  |  |  | 84.3773 | 1
| LCA | Big Creek/Ventura | 8 | Typical Event Day | CAISO | 1-in-10 | 2029 | 12 |  |  |  | 89.0189 | 1
| LCA | Big Creek/Ventura | 8 | Typical Event Day | CAISO | 1-in-10 | 2029 | 13 |  |  |  | 92.2941 | 1
| LCA | Big Creek/Ventura | 8 | Typical Event Day | CAISO | 1-in-10 | 2029 | 14 |  |  |  | 94.5786 | 1
| LCA | Big Creek/Ventura | 8 | Typical Event Day | CAISO | 1-in-10 | 2029 | 15 |  |  |  | 95.975 | 1
| LCA | Big Creek/Ventura | 8 | Typical Event Day | CAISO | 1-in-10 | 2029 | 16 |  |  |  | 96.8518 | 1
| LCA | Big Creek/Ventura | 8 | Typical Event Day | CAISO | 1-in-10 | 2029 | 17 |  |  |  | 96.6714 | 1
| LCA | Big Creek/Ventura | 8 | Typical Event Day | CAISO | 1-in-10 | 2029 | 18 |  |  |  | 95.7714 | 1
| LCA | Big Creek/Ventura | 8 | Typical Event Day | CAISO | 1-in-10 | 2029 | 19 |  |  |  | 93.7018 | 1
| LCA | Big Creek/Ventura | 8 | Typical Event Day | CAISO | 1-in-10 | 2029 | 20 |  |  |  | 90.7312 | 1
| LCA | Big Creek/Ventura | 8 | Typical Event Day | CAISO | 1-in-10 | 2029 | 21 |  |  |  | 87.3168 | 1
| LCA | Big Creek/Ventura | 8 | Typical Event Day | CAISO | 1-in-10 | 2029 | 22 |  |  |  | 83.9977 | 1
| LCA | Big Creek/Ventura | 8 | Typical Event Day | CAISO | 1-in-10 | 2029 | 23 |  |  |  | 81.8893 | 1
| LCA | Big Creek/Ventura | 8 | Typical Event Day | CAISO | 1-in-10 | 2029 | 24 |  |  |  | 80.237 | 1
| LCA | Big Creek/Ventura | 9 | Average Weekday | CAISO | 1-in-10 | 2029 | 1 |  |  |  | 70.2028 | 1
| LCA | Big Creek/Ventura | 9 | Average Weekday | CAISO | 1-in-10 | 2029 | 2 |  |  |  | 69.1836 | 1
| LCA | Big Creek/Ventura | 9 | Average Weekday | CAISO | 1-in-10 | 2029 | 3 |  |  |  | 68.2518 | 1
| LCA | Big Creek/Ventura | 9 | Average Weekday | CAISO | 1-in-10 | 2029 | 4 |  |  |  | 67.4618 | 1
| LCA | Big Creek/Ventura | 9 | Average Weekday | CAISO | 1-in-10 | 2029 | 5 |  |  |  | 66.5713 | 1
| LCA | Big Creek/Ventura | 9 | Average Weekday | CAISO | 1-in-10 | 2029 | 6 |  |  |  | 65.7951 | 1
| LCA | Big Creek/Ventura | 9 | Average Weekday | CAISO | 1-in-10 | 2029 | 7 |  |  |  | 65.2006 | 1
| LCA | Big Creek/Ventura | 9 | Average Weekday | CAISO | 1-in-10 | 2029 | 8 |  |  |  | 64.7186 | 1
| LCA | Big Creek/Ventura | 9 | Average Weekday | CAISO | 1-in-10 | 2029 | 9 |  |  |  | 65.7455 | 1
| LCA | Big Creek/Ventura | 9 | Average Weekday | CAISO | 1-in-10 | 2029 | 10 |  |  |  | 69.433 | 1
| LCA | Big Creek/Ventura | 9 | Average Weekday | CAISO | 1-in-10 | 2029 | 11 |  |  |  | 73.8913 | 1
| LCA | Big Creek/Ventura | 9 | Average Weekday | CAISO | 1-in-10 | 2029 | 12 |  |  |  | 78.089 | 1
| LCA | Big Creek/Ventura | 9 | Average Weekday | CAISO | 1-in-10 | 2029 | 13 |  |  |  | 81.4035 | 1
| LCA | Big Creek/Ventura | 9 | Average Weekday | CAISO | 1-in-10 | 2029 | 14 |  |  |  | 83.8146 | 1
| LCA | Big Creek/Ventura | 9 | Average Weekday | CAISO | 1-in-10 | 2029 | 15 |  |  |  | 85.4224 | 1
| LCA | Big Creek/Ventura | 9 | Average Weekday | CAISO | 1-in-10 | 2029 | 16 |  |  |  | 86.0571 | 1
| LCA | Big Creek/Ventura | 9 | Average Weekday | CAISO | 1-in-10 | 2029 | 17 |  |  |  | 85.7889 | 1
| LCA | Big Creek/Ventura | 9 | Average Weekday | CAISO | 1-in-10 | 2029 | 18 |  |  |  | 84.8251 | 1
| LCA | Big Creek/Ventura | 9 | Average Weekday | CAISO | 1-in-10 | 2029 | 19 |  |  |  | 82.9592 | 1
| LCA | Big Creek/Ventura | 9 | Average Weekday | CAISO | 1-in-10 | 2029 | 20 |  |  |  | 79.8824 | 1
| LCA | Big Creek/Ventura | 9 | Average Weekday | CAISO | 1-in-10 | 2029 | 21 |  |  |  | 76.5321 | 1
| LCA | Big Creek/Ventura | 9 | Average Weekday | CAISO | 1-in-10 | 2029 | 22 |  |  |  | 74.4318 | 1
| LCA | Big Creek/Ventura | 9 | Average Weekday | CAISO | 1-in-10 | 2029 | 23 |  |  |  | 72.679 | 1
| LCA | Big Creek/Ventura | 9 | Average Weekday | CAISO | 1-in-10 | 2029 | 24 |  |  |  | 71.1678 | 1
| LCA | Big Creek/Ventura | 9 | Monthly System Peak Day | CAISO | 1-in-10 | 2029 | 1 |  |  |  | 77.9914 | 1
| LCA | Big Creek/Ventura | 9 | Monthly System Peak Day | CAISO | 1-in-10 | 2029 | 2 |  |  |  | 76.6621 | 1
| LCA | Big Creek/Ventura | 9 | Monthly System Peak Day | CAISO | 1-in-10 | 2029 | 3 |  |  |  | 75.7214 | 1
| LCA | Big Creek/Ventura | 9 | Monthly System Peak Day | CAISO | 1-in-10 | 2029 | 4 |  |  |  | 75.345 | 1
| LCA | Big Creek/Ventura | 9 | Monthly System Peak Day | CAISO | 1-in-10 | 2029 | 5 |  |  |  | 75.5386 | 1
| LCA | Big Creek/Ventura | 9 | Monthly System Peak Day | CAISO | 1-in-10 | 2029 | 6 |  |  |  | 74.7329 | 1
| LCA | Big Creek/Ventura | 9 | Monthly System Peak Day | CAISO | 1-in-10 | 2029 | 7 |  |  |  | 74.6979 | 1
| LCA | Big Creek/Ventura | 9 | Monthly System Peak Day | CAISO | 1-in-10 | 2029 | 8 |  |  |  | 74.9971 | 1
| LCA | Big Creek/Ventura | 9 | Monthly System Peak Day | CAISO | 1-in-10 | 2029 | 9 |  |  |  | 75.535 | 1
| LCA | Big Creek/Ventura | 9 | Monthly System Peak Day | CAISO | 1-in-10 | 2029 | 10 |  |  |  | 79.5214 | 1
| LCA | Big Creek/Ventura | 9 | Monthly System Peak Day | CAISO | 1-in-10 | 2029 | 11 |  |  |  | 83.5 | 1
| LCA | Big Creek/Ventura | 9 | Monthly System Peak Day | CAISO | 1-in-10 | 2029 | 12 |  |  |  | 87.4429 | 1
| LCA | Big Creek/Ventura | 9 | Monthly System Peak Day | CAISO | 1-in-10 | 2029 | 13 |  |  |  | 90.2571 | 1
| LCA | Big Creek/Ventura | 9 | Monthly System Peak Day | CAISO | 1-in-10 | 2029 | 14 |  |  |  | 92.5643 | 1
| LCA | Big Creek/Ventura | 9 | Monthly System Peak Day | CAISO | 1-in-10 | 2029 | 15 |  |  |  | 93.9786 | 1
| LCA | Big Creek/Ventura | 9 | Monthly System Peak Day | CAISO | 1-in-10 | 2029 | 16 |  |  |  | 95.5643 | 1
| LCA | Big Creek/Ventura | 9 | Monthly System Peak Day | CAISO | 1-in-10 | 2029 | 17 |  |  |  | 96.4714 | 1
| LCA | Big Creek/Ventura | 9 | Monthly System Peak Day | CAISO | 1-in-10 | 2029 | 18 |  |  |  | 95.5429 | 1
| LCA | Big Creek/Ventura | 9 | Monthly System Peak Day | CAISO | 1-in-10 | 2029 | 19 |  |  |  | 92.9143 | 1
| LCA | Big Creek/Ventura | 9 | Monthly System Peak Day | CAISO | 1-in-10 | 2029 | 20 |  |  |  | 90.5714 | 1
| LCA | Big Creek/Ventura | 9 | Monthly System Peak Day | CAISO | 1-in-10 | 2029 | 21 |  |  |  | 88.0071 | 1
| LCA | Big Creek/Ventura | 9 | Monthly System Peak Day | CAISO | 1-in-10 | 2029 | 22 |  |  |  | 85.6214 | 1
| LCA | Big Creek/Ventura | 9 | Monthly System Peak Day | CAISO | 1-in-10 | 2029 | 23 |  |  |  | 83.7929 | 1
| LCA | Big Creek/Ventura | 9 | Monthly System Peak Day | CAISO | 1-in-10 | 2029 | 24 |  |  |  | 82.0857 | 1
| LCA | Big Creek/Ventura | 10 | Average Weekday | CAISO | 1-in-10 | 2029 | 1 |  |  |  | 64.6574 | 1
| LCA | Big Creek/Ventura | 10 | Average Weekday | CAISO | 1-in-10 | 2029 | 2 |  |  |  | 63.6685 | 1
| LCA | Big Creek/Ventura | 10 | Average Weekday | CAISO | 1-in-10 | 2029 | 3 |  |  |  | 62.8361 | 1
| LCA | Big Creek/Ventura | 10 | Average Weekday | CAISO | 1-in-10 | 2029 | 4 |  |  |  | 61.9542 | 1
| LCA | Big Creek/Ventura | 10 | Average Weekday | CAISO | 1-in-10 | 2029 | 5 |  |  |  | 61.1331 | 1
| LCA | Big Creek/Ventura | 10 | Average Weekday | CAISO | 1-in-10 | 2029 | 6 |  |  |  | 60.6957 | 1
| LCA | Big Creek/Ventura | 10 | Average Weekday | CAISO | 1-in-10 | 2029 | 7 |  |  |  | 60.0795 | 1
| LCA | Big Creek/Ventura | 10 | Average Weekday | CAISO | 1-in-10 | 2029 | 8 |  |  |  | 59.6208 | 1
| LCA | Big Creek/Ventura | 10 | Average Weekday | CAISO | 1-in-10 | 2029 | 9 |  |  |  | 60.0076 | 1
| LCA | Big Creek/Ventura | 10 | Average Weekday | CAISO | 1-in-10 | 2029 | 10 |  |  |  | 63.1345 | 1
| LCA | Big Creek/Ventura | 10 | Average Weekday | CAISO | 1-in-10 | 2029 | 11 |  |  |  | 67.9007 | 1
| LCA | Big Creek/Ventura | 10 | Average Weekday | CAISO | 1-in-10 | 2029 | 12 |  |  |  | 72.4013 | 1
| LCA | Big Creek/Ventura | 10 | Average Weekday | CAISO | 1-in-10 | 2029 | 13 |  |  |  | 75.8279 | 1
| LCA | Big Creek/Ventura | 10 | Average Weekday | CAISO | 1-in-10 | 2029 | 14 |  |  |  | 78.2119 | 1
| LCA | Big Creek/Ventura | 10 | Average Weekday | CAISO | 1-in-10 | 2029 | 15 |  |  |  | 79.6814 | 1
| LCA | Big Creek/Ventura | 10 | Average Weekday | CAISO | 1-in-10 | 2029 | 16 |  |  |  | 80.4072 | 1
| LCA | Big Creek/Ventura | 10 | Average Weekday | CAISO | 1-in-10 | 2029 | 17 |  |  |  | 80.5515 | 1
| LCA | Big Creek/Ventura | 10 | Average Weekday | CAISO | 1-in-10 | 2029 | 18 |  |  |  | 79.6518 | 1
| LCA | Big Creek/Ventura | 10 | Average Weekday | CAISO | 1-in-10 | 2029 | 19 |  |  |  | 77.5644 | 1
| LCA | Big Creek/Ventura | 10 | Average Weekday | CAISO | 1-in-10 | 2029 | 20 |  |  |  | 74.3088 | 1
| LCA | Big Creek/Ventura | 10 | Average Weekday | CAISO | 1-in-10 | 2029 | 21 |  |  |  | 71.652 | 1
| LCA | Big Creek/Ventura | 10 | Average Weekday | CAISO | 1-in-10 | 2029 | 22 |  |  |  | 69.4339 | 1
| LCA | Big Creek/Ventura | 10 | Average Weekday | CAISO | 1-in-10 | 2029 | 23 |  |  |  | 67.5514 | 1
| LCA | Big Creek/Ventura | 10 | Average Weekday | CAISO | 1-in-10 | 2029 | 24 |  |  |  | 65.7874 | 1
| LCA | Big Creek/Ventura | 10 | Monthly System Peak Day | CAISO | 1-in-10 | 2029 | 1 |  |  |  | 75.2321 | 1
| LCA | Big Creek/Ventura | 10 | Monthly System Peak Day | CAISO | 1-in-10 | 2029 | 2 |  |  |  | 74.2014 | 1
| LCA | Big Creek/Ventura | 10 | Monthly System Peak Day | CAISO | 1-in-10 | 2029 | 3 |  |  |  | 72.9943 | 1
| LCA | Big Creek/Ventura | 10 | Monthly System Peak Day | CAISO | 1-in-10 | 2029 | 4 |  |  |  | 71.7943 | 1
| LCA | Big Creek/Ventura | 10 | Monthly System Peak Day | CAISO | 1-in-10 | 2029 | 5 |  |  |  | 70.9321 | 1
| LCA | Big Creek/Ventura | 10 | Monthly System Peak Day | CAISO | 1-in-10 | 2029 | 6 |  |  |  | 71.2614 | 1
| LCA | Big Creek/Ventura | 10 | Monthly System Peak Day | CAISO | 1-in-10 | 2029 | 7 |  |  |  | 70.4243 | 1
| LCA | Big Creek/Ventura | 10 | Monthly System Peak Day | CAISO | 1-in-10 | 2029 | 8 |  |  |  | 69.4007 | 1
| LCA | Big Creek/Ventura | 10 | Monthly System Peak Day | CAISO | 1-in-10 | 2029 | 9 |  |  |  | 69.2471 | 1
| LCA | Big Creek/Ventura | 10 | Monthly System Peak Day | CAISO | 1-in-10 | 2029 | 10 |  |  |  | 72.7614 | 1
| LCA | Big Creek/Ventura | 10 | Monthly System Peak Day | CAISO | 1-in-10 | 2029 | 11 |  |  |  | 78.1214 | 1
| LCA | Big Creek/Ventura | 10 | Monthly System Peak Day | CAISO | 1-in-10 | 2029 | 12 |  |  |  | 82.6357 | 1
| LCA | Big Creek/Ventura | 10 | Monthly System Peak Day | CAISO | 1-in-10 | 2029 | 13 |  |  |  | 86.7857 | 1
| LCA | Big Creek/Ventura | 10 | Monthly System Peak Day | CAISO | 1-in-10 | 2029 | 14 |  |  |  | 89.45 | 1
| LCA | Big Creek/Ventura | 10 | Monthly System Peak Day | CAISO | 1-in-10 | 2029 | 15 |  |  |  | 90.7571 | 1
| LCA | Big Creek/Ventura | 10 | Monthly System Peak Day | CAISO | 1-in-10 | 2029 | 16 |  |  |  | 91.2857 | 1
| LCA | Big Creek/Ventura | 10 | Monthly System Peak Day | CAISO | 1-in-10 | 2029 | 17 |  |  |  | 90.4714 | 1
| LCA | Big Creek/Ventura | 10 | Monthly System Peak Day | CAISO | 1-in-10 | 2029 | 18 |  |  |  | 88.65 | 1
| LCA | Big Creek/Ventura | 10 | Monthly System Peak Day | CAISO | 1-in-10 | 2029 | 19 |  |  |  | 85.7786 | 1
| LCA | Big Creek/Ventura | 10 | Monthly System Peak Day | CAISO | 1-in-10 | 2029 | 20 |  |  |  | 81.85 | 1
| LCA | Big Creek/Ventura | 10 | Monthly System Peak Day | CAISO | 1-in-10 | 2029 | 21 |  |  |  | 78.975 | 1
| LCA | Big Creek/Ventura | 10 | Monthly System Peak Day | CAISO | 1-in-10 | 2029 | 22 |  |  |  | 77.0079 | 1
| LCA | Big Creek/Ventura | 10 | Monthly System Peak Day | CAISO | 1-in-10 | 2029 | 23 |  |  |  | 75.0014 | 1
| LCA | Big Creek/Ventura | 10 | Monthly System Peak Day | CAISO | 1-in-10 | 2029 | 24 |  |  |  | 73.4014 | 1
| LCA | Big Creek/Ventura | 11 | Average Weekday | CAISO | 1-in-10 | 2029 | 1 |  |  |  | 53.2581 | 1
| LCA | Big Creek/Ventura | 11 | Average Weekday | CAISO | 1-in-10 | 2029 | 2 |  |  |  | 52.2332 | 1
| LCA | Big Creek/Ventura | 11 | Average Weekday | CAISO | 1-in-10 | 2029 | 3 |  |  |  | 51.3054 | 1
| LCA | Big Creek/Ventura | 11 | Average Weekday | CAISO | 1-in-10 | 2029 | 4 |  |  |  | 50.3869 | 1
| LCA | Big Creek/Ventura | 11 | Average Weekday | CAISO | 1-in-10 | 2029 | 5 |  |  |  | 49.5653 | 1
| LCA | Big Creek/Ventura | 11 | Average Weekday | CAISO | 1-in-10 | 2029 | 6 |  |  |  | 48.9192 | 1
| LCA | Big Creek/Ventura | 11 | Average Weekday | CAISO | 1-in-10 | 2029 | 7 |  |  |  | 48.5108 | 1
| LCA | Big Creek/Ventura | 11 | Average Weekday | CAISO | 1-in-10 | 2029 | 8 |  |  |  | 48.19 | 1
| LCA | Big Creek/Ventura | 11 | Average Weekday | CAISO | 1-in-10 | 2029 | 9 |  |  |  | 49.6874 | 1
| LCA | Big Creek/Ventura | 11 | Average Weekday | CAISO | 1-in-10 | 2029 | 10 |  |  |  | 53.9557 | 1
| LCA | Big Creek/Ventura | 11 | Average Weekday | CAISO | 1-in-10 | 2029 | 11 |  |  |  | 58.7942 | 1
| LCA | Big Creek/Ventura | 11 | Average Weekday | CAISO | 1-in-10 | 2029 | 12 |  |  |  | 63.0026 | 1
| LCA | Big Creek/Ventura | 11 | Average Weekday | CAISO | 1-in-10 | 2029 | 13 |  |  |  | 65.857 | 1
| LCA | Big Creek/Ventura | 11 | Average Weekday | CAISO | 1-in-10 | 2029 | 14 |  |  |  | 67.6396 | 1
| LCA | Big Creek/Ventura | 11 | Average Weekday | CAISO | 1-in-10 | 2029 | 15 |  |  |  | 68.5811 | 1
| LCA | Big Creek/Ventura | 11 | Average Weekday | CAISO | 1-in-10 | 2029 | 16 |  |  |  | 68.8531 | 1
| LCA | Big Creek/Ventura | 11 | Average Weekday | CAISO | 1-in-10 | 2029 | 17 |  |  |  | 68.3015 | 1
| LCA | Big Creek/Ventura | 11 | Average Weekday | CAISO | 1-in-10 | 2029 | 18 |  |  |  | 66.4193 | 1
| LCA | Big Creek/Ventura | 11 | Average Weekday | CAISO | 1-in-10 | 2029 | 19 |  |  |  | 63.5043 | 1
| LCA | Big Creek/Ventura | 11 | Average Weekday | CAISO | 1-in-10 | 2029 | 20 |  |  |  | 60.7171 | 1
| LCA | Big Creek/Ventura | 11 | Average Weekday | CAISO | 1-in-10 | 2029 | 21 |  |  |  | 58.3538 | 1
| LCA | Big Creek/Ventura | 11 | Average Weekday | CAISO | 1-in-10 | 2029 | 22 |  |  |  | 56.4636 | 1
| LCA | Big Creek/Ventura | 11 | Average Weekday | CAISO | 1-in-10 | 2029 | 23 |  |  |  | 55.1132 | 1
| LCA | Big Creek/Ventura | 11 | Average Weekday | CAISO | 1-in-10 | 2029 | 24 |  |  |  | 54.0951 | 1
| LCA | Big Creek/Ventura | 11 | Monthly System Peak Day | CAISO | 1-in-10 | 2029 | 1 |  |  |  | 64.8557 | 1
| LCA | Big Creek/Ventura | 11 | Monthly System Peak Day | CAISO | 1-in-10 | 2029 | 2 |  |  |  | 63.4 | 1
| LCA | Big Creek/Ventura | 11 | Monthly System Peak Day | CAISO | 1-in-10 | 2029 | 3 |  |  |  | 62.575 | 1
| LCA | Big Creek/Ventura | 11 | Monthly System Peak Day | CAISO | 1-in-10 | 2029 | 4 |  |  |  | 60.9329 | 1
| LCA | Big Creek/Ventura | 11 | Monthly System Peak Day | CAISO | 1-in-10 | 2029 | 5 |  |  |  | 60.2993 | 1
| LCA | Big Creek/Ventura | 11 | Monthly System Peak Day | CAISO | 1-in-10 | 2029 | 6 |  |  |  | 58.755 | 1
| LCA | Big Creek/Ventura | 11 | Monthly System Peak Day | CAISO | 1-in-10 | 2029 | 7 |  |  |  | 58.1757 | 1
| LCA | Big Creek/Ventura | 11 | Monthly System Peak Day | CAISO | 1-in-10 | 2029 | 8 |  |  |  | 58.4971 | 1
| LCA | Big Creek/Ventura | 11 | Monthly System Peak Day | CAISO | 1-in-10 | 2029 | 9 |  |  |  | 59.5321 | 1
| LCA | Big Creek/Ventura | 11 | Monthly System Peak Day | CAISO | 1-in-10 | 2029 | 10 |  |  |  | 63.5629 | 1
| LCA | Big Creek/Ventura | 11 | Monthly System Peak Day | CAISO | 1-in-10 | 2029 | 11 |  |  |  | 70.165 | 1
| LCA | Big Creek/Ventura | 11 | Monthly System Peak Day | CAISO | 1-in-10 | 2029 | 12 |  |  |  | 76.7329 | 1
| LCA | Big Creek/Ventura | 11 | Monthly System Peak Day | CAISO | 1-in-10 | 2029 | 13 |  |  |  | 80.7714 | 1
| LCA | Big Creek/Ventura | 11 | Monthly System Peak Day | CAISO | 1-in-10 | 2029 | 14 |  |  |  | 83.5714 | 1
| LCA | Big Creek/Ventura | 11 | Monthly System Peak Day | CAISO | 1-in-10 | 2029 | 15 |  |  |  | 84.6071 | 1
| LCA | Big Creek/Ventura | 11 | Monthly System Peak Day | CAISO | 1-in-10 | 2029 | 16 |  |  |  | 85.3286 | 1
| LCA | Big Creek/Ventura | 11 | Monthly System Peak Day | CAISO | 1-in-10 | 2029 | 17 |  |  |  | 85.3643 | 1
| LCA | Big Creek/Ventura | 11 | Monthly System Peak Day | CAISO | 1-in-10 | 2029 | 18 |  |  |  | 84.1 | 1
| LCA | Big Creek/Ventura | 11 | Monthly System Peak Day | CAISO | 1-in-10 | 2029 | 19 |  |  |  | 80.6929 | 1
| LCA | Big Creek/Ventura | 11 | Monthly System Peak Day | CAISO | 1-in-10 | 2029 | 20 |  |  |  | 75.6357 | 1
| LCA | Big Creek/Ventura | 11 | Monthly System Peak Day | CAISO | 1-in-10 | 2029 | 21 |  |  |  | 70.7864 | 1
| LCA | Big Creek/Ventura | 11 | Monthly System Peak Day | CAISO | 1-in-10 | 2029 | 22 |  |  |  | 68.4421 | 1
| LCA | Big Creek/Ventura | 11 | Monthly System Peak Day | CAISO | 1-in-10 | 2029 | 23 |  |  |  | 66.3479 | 1
| LCA | Big Creek/Ventura | 11 | Monthly System Peak Day | CAISO | 1-in-10 | 2029 | 24 |  |  |  | 64.7529 | 1
| LCA | Big Creek/Ventura | 12 | Average Weekday | CAISO | 1-in-10 | 2029 | 1 |  |  |  | 49.213 | 1
| LCA | Big Creek/Ventura | 12 | Average Weekday | CAISO | 1-in-10 | 2029 | 2 |  |  |  | 48.3094 | 1
| LCA | Big Creek/Ventura | 12 | Average Weekday | CAISO | 1-in-10 | 2029 | 3 |  |  |  | 47.6023 | 1
| LCA | Big Creek/Ventura | 12 | Average Weekday | CAISO | 1-in-10 | 2029 | 4 |  |  |  | 47.0329 | 1
| LCA | Big Creek/Ventura | 12 | Average Weekday | CAISO | 1-in-10 | 2029 | 5 |  |  |  | 46.6208 | 1
| LCA | Big Creek/Ventura | 12 | Average Weekday | CAISO | 1-in-10 | 2029 | 6 |  |  |  | 46.0586 | 1
| LCA | Big Creek/Ventura | 12 | Average Weekday | CAISO | 1-in-10 | 2029 | 7 |  |  |  | 45.5353 | 1
| LCA | Big Creek/Ventura | 12 | Average Weekday | CAISO | 1-in-10 | 2029 | 8 |  |  |  | 45.3266 | 1
| LCA | Big Creek/Ventura | 12 | Average Weekday | CAISO | 1-in-10 | 2029 | 9 |  |  |  | 45.9254 | 1
| LCA | Big Creek/Ventura | 12 | Average Weekday | CAISO | 1-in-10 | 2029 | 10 |  |  |  | 48.8067 | 1
| LCA | Big Creek/Ventura | 12 | Average Weekday | CAISO | 1-in-10 | 2029 | 11 |  |  |  | 52.4494 | 1
| LCA | Big Creek/Ventura | 12 | Average Weekday | CAISO | 1-in-10 | 2029 | 12 |  |  |  | 55.69 | 1
| LCA | Big Creek/Ventura | 12 | Average Weekday | CAISO | 1-in-10 | 2029 | 13 |  |  |  | 58.1193 | 1
| LCA | Big Creek/Ventura | 12 | Average Weekday | CAISO | 1-in-10 | 2029 | 14 |  |  |  | 59.6231 | 1
| LCA | Big Creek/Ventura | 12 | Average Weekday | CAISO | 1-in-10 | 2029 | 15 |  |  |  | 60.432 | 1
| LCA | Big Creek/Ventura | 12 | Average Weekday | CAISO | 1-in-10 | 2029 | 16 |  |  |  | 60.7262 | 1
| LCA | Big Creek/Ventura | 12 | Average Weekday | CAISO | 1-in-10 | 2029 | 17 |  |  |  | 60.1832 | 1
| LCA | Big Creek/Ventura | 12 | Average Weekday | CAISO | 1-in-10 | 2029 | 18 |  |  |  | 58.5616 | 1
| LCA | Big Creek/Ventura | 12 | Average Weekday | CAISO | 1-in-10 | 2029 | 19 |  |  |  | 56.4683 | 1
| LCA | Big Creek/Ventura | 12 | Average Weekday | CAISO | 1-in-10 | 2029 | 20 |  |  |  | 54.639 | 1
| LCA | Big Creek/Ventura | 12 | Average Weekday | CAISO | 1-in-10 | 2029 | 21 |  |  |  | 53.0953 | 1
| LCA | Big Creek/Ventura | 12 | Average Weekday | CAISO | 1-in-10 | 2029 | 22 |  |  |  | 51.9125 | 1
| LCA | Big Creek/Ventura | 12 | Average Weekday | CAISO | 1-in-10 | 2029 | 23 |  |  |  | 50.7329 | 1
| LCA | Big Creek/Ventura | 12 | Average Weekday | CAISO | 1-in-10 | 2029 | 24 |  |  |  | 49.8726 | 1
| LCA | Big Creek/Ventura | 12 | Monthly System Peak Day | CAISO | 1-in-10 | 2029 | 1 |  |  |  | 40.7736 | 1
| LCA | Big Creek/Ventura | 12 | Monthly System Peak Day | CAISO | 1-in-10 | 2029 | 2 |  |  |  | 40.2071 | 1
| LCA | Big Creek/Ventura | 12 | Monthly System Peak Day | CAISO | 1-in-10 | 2029 | 3 |  |  |  | 38.9471 | 1
| LCA | Big Creek/Ventura | 12 | Monthly System Peak Day | CAISO | 1-in-10 | 2029 | 4 |  |  |  | 37.6914 | 1
| LCA | Big Creek/Ventura | 12 | Monthly System Peak Day | CAISO | 1-in-10 | 2029 | 5 |  |  |  | 37.0429 | 1
| LCA | Big Creek/Ventura | 12 | Monthly System Peak Day | CAISO | 1-in-10 | 2029 | 6 |  |  |  | 35.6071 | 1
| LCA | Big Creek/Ventura | 12 | Monthly System Peak Day | CAISO | 1-in-10 | 2029 | 7 |  |  |  | 34.0793 | 1
| LCA | Big Creek/Ventura | 12 | Monthly System Peak Day | CAISO | 1-in-10 | 2029 | 8 |  |  |  | 33.665 | 1
| LCA | Big Creek/Ventura | 12 | Monthly System Peak Day | CAISO | 1-in-10 | 2029 | 9 |  |  |  | 35.5443 | 1
| LCA | Big Creek/Ventura | 12 | Monthly System Peak Day | CAISO | 1-in-10 | 2029 | 10 |  |  |  | 39.2764 | 1
| LCA | Big Creek/Ventura | 12 | Monthly System Peak Day | CAISO | 1-in-10 | 2029 | 11 |  |  |  | 42.9014 | 1
| LCA | Big Creek/Ventura | 12 | Monthly System Peak Day | CAISO | 1-in-10 | 2029 | 12 |  |  |  | 46.0714 | 1
| LCA | Big Creek/Ventura | 12 | Monthly System Peak Day | CAISO | 1-in-10 | 2029 | 13 |  |  |  | 47.7536 | 1
| LCA | Big Creek/Ventura | 12 | Monthly System Peak Day | CAISO | 1-in-10 | 2029 | 14 |  |  |  | 49.1129 | 1
| LCA | Big Creek/Ventura | 12 | Monthly System Peak Day | CAISO | 1-in-10 | 2029 | 15 |  |  |  | 50.4914 | 1
| LCA | Big Creek/Ventura | 12 | Monthly System Peak Day | CAISO | 1-in-10 | 2029 | 16 |  |  |  | 51.1093 | 1
| LCA | Big Creek/Ventura | 12 | Monthly System Peak Day | CAISO | 1-in-10 | 2029 | 17 |  |  |  | 50.6336 | 1
| LCA | Big Creek/Ventura | 12 | Monthly System Peak Day | CAISO | 1-in-10 | 2029 | 18 |  |  |  | 49.1286 | 1
| LCA | Big Creek/Ventura | 12 | Monthly System Peak Day | CAISO | 1-in-10 | 2029 | 19 |  |  |  | 46.04 | 1
| LCA | Big Creek/Ventura | 12 | Monthly System Peak Day | CAISO | 1-in-10 | 2029 | 20 |  |  |  | 43.6421 | 1
| LCA | Big Creek/Ventura | 12 | Monthly System Peak Day | CAISO | 1-in-10 | 2029 | 21 |  |  |  | 41.805 | 1
| LCA | Big Creek/Ventura | 12 | Monthly System Peak Day | CAISO | 1-in-10 | 2029 | 22 |  |  |  | 40.2143 | 1
| LCA | Big Creek/Ventura | 12 | Monthly System Peak Day | CAISO | 1-in-10 | 2029 | 23 |  |  |  | 39.0786 | 1
| LCA | Big Creek/Ventura | 12 | Monthly System Peak Day | CAISO | 1-in-10 | 2029 | 24 |  |  |  | 38.1714 | 1
| LCA | Big Creek/Ventura | 1 | Average Weekday | CAISO | 1-in-10 | 2030 | 1 |  |  |  | 46.9726 | 1
| LCA | Big Creek/Ventura | 1 | Average Weekday | CAISO | 1-in-10 | 2030 | 2 |  |  |  | 46.3899 | 1
| LCA | Big Creek/Ventura | 1 | Average Weekday | CAISO | 1-in-10 | 2030 | 3 |  |  |  | 45.8098 | 1
| LCA | Big Creek/Ventura | 1 | Average Weekday | CAISO | 1-in-10 | 2030 | 4 |  |  |  | 45.1295 | 1
| LCA | Big Creek/Ventura | 1 | Average Weekday | CAISO | 1-in-10 | 2030 | 5 |  |  |  | 44.5356 | 1
| LCA | Big Creek/Ventura | 1 | Average Weekday | CAISO | 1-in-10 | 2030 | 6 |  |  |  | 44.1452 | 1
| LCA | Big Creek/Ventura | 1 | Average Weekday | CAISO | 1-in-10 | 2030 | 7 |  |  |  | 43.7767 | 1
| LCA | Big Creek/Ventura | 1 | Average Weekday | CAISO | 1-in-10 | 2030 | 8 |  |  |  | 43.4369 | 1
| LCA | Big Creek/Ventura | 1 | Average Weekday | CAISO | 1-in-10 | 2030 | 9 |  |  |  | 43.825 | 1
| LCA | Big Creek/Ventura | 1 | Average Weekday | CAISO | 1-in-10 | 2030 | 10 |  |  |  | 46.4388 | 1
| LCA | Big Creek/Ventura | 1 | Average Weekday | CAISO | 1-in-10 | 2030 | 11 |  |  |  | 50.0898 | 1
| LCA | Big Creek/Ventura | 1 | Average Weekday | CAISO | 1-in-10 | 2030 | 12 |  |  |  | 53.082 | 1
| LCA | Big Creek/Ventura | 1 | Average Weekday | CAISO | 1-in-10 | 2030 | 13 |  |  |  | 55.1166 | 1
| LCA | Big Creek/Ventura | 1 | Average Weekday | CAISO | 1-in-10 | 2030 | 14 |  |  |  | 56.5521 | 1
| LCA | Big Creek/Ventura | 1 | Average Weekday | CAISO | 1-in-10 | 2030 | 15 |  |  |  | 57.5392 | 1
| LCA | Big Creek/Ventura | 1 | Average Weekday | CAISO | 1-in-10 | 2030 | 16 |  |  |  | 57.9567 | 1
| LCA | Big Creek/Ventura | 1 | Average Weekday | CAISO | 1-in-10 | 2030 | 17 |  |  |  | 57.6834 | 1
| LCA | Big Creek/Ventura | 1 | Average Weekday | CAISO | 1-in-10 | 2030 | 18 |  |  |  | 56.3685 | 1
| LCA | Big Creek/Ventura | 1 | Average Weekday | CAISO | 1-in-10 | 2030 | 19 |  |  |  | 54.0957 | 1
| LCA | Big Creek/Ventura | 1 | Average Weekday | CAISO | 1-in-10 | 2030 | 20 |  |  |  | 52.0419 | 1
| LCA | Big Creek/Ventura | 1 | Average Weekday | CAISO | 1-in-10 | 2030 | 21 |  |  |  | 50.5806 | 1
| LCA | Big Creek/Ventura | 1 | Average Weekday | CAISO | 1-in-10 | 2030 | 22 |  |  |  | 49.3198 | 1
| LCA | Big Creek/Ventura | 1 | Average Weekday | CAISO | 1-in-10 | 2030 | 23 |  |  |  | 48.2823 | 1
| LCA | Big Creek/Ventura | 1 | Average Weekday | CAISO | 1-in-10 | 2030 | 24 |  |  |  | 47.6345 | 1
| LCA | Big Creek/Ventura | 1 | Monthly System Peak Day | CAISO | 1-in-10 | 2030 | 1 |  |  |  | 42.9814 | 1
| LCA | Big Creek/Ventura | 1 | Monthly System Peak Day | CAISO | 1-in-10 | 2030 | 2 |  |  |  | 41.9271 | 1
| LCA | Big Creek/Ventura | 1 | Monthly System Peak Day | CAISO | 1-in-10 | 2030 | 3 |  |  |  | 41.1229 | 1
| LCA | Big Creek/Ventura | 1 | Monthly System Peak Day | CAISO | 1-in-10 | 2030 | 4 |  |  |  | 40.1829 | 1
| LCA | Big Creek/Ventura | 1 | Monthly System Peak Day | CAISO | 1-in-10 | 2030 | 5 |  |  |  | 39.4 | 1
| LCA | Big Creek/Ventura | 1 | Monthly System Peak Day | CAISO | 1-in-10 | 2030 | 6 |  |  |  | 38.7186 | 1
| LCA | Big Creek/Ventura | 1 | Monthly System Peak Day | CAISO | 1-in-10 | 2030 | 7 |  |  |  | 38.7 | 1
| LCA | Big Creek/Ventura | 1 | Monthly System Peak Day | CAISO | 1-in-10 | 2030 | 8 |  |  |  | 38.26 | 1
| LCA | Big Creek/Ventura | 1 | Monthly System Peak Day | CAISO | 1-in-10 | 2030 | 9 |  |  |  | 37.9814 | 1
| LCA | Big Creek/Ventura | 1 | Monthly System Peak Day | CAISO | 1-in-10 | 2030 | 10 |  |  |  | 39.6057 | 1
| LCA | Big Creek/Ventura | 1 | Monthly System Peak Day | CAISO | 1-in-10 | 2030 | 11 |  |  |  | 40.7343 | 1
| LCA | Big Creek/Ventura | 1 | Monthly System Peak Day | CAISO | 1-in-10 | 2030 | 12 |  |  |  | 42.1614 | 1
| LCA | Big Creek/Ventura | 1 | Monthly System Peak Day | CAISO | 1-in-10 | 2030 | 13 |  |  |  | 44.2464 | 1
| LCA | Big Creek/Ventura | 1 | Monthly System Peak Day | CAISO | 1-in-10 | 2030 | 14 |  |  |  | 45.7571 | 1
| LCA | Big Creek/Ventura | 1 | Monthly System Peak Day | CAISO | 1-in-10 | 2030 | 15 |  |  |  | 46.6686 | 1
| LCA | Big Creek/Ventura | 1 | Monthly System Peak Day | CAISO | 1-in-10 | 2030 | 16 |  |  |  | 47.2671 | 1
| LCA | Big Creek/Ventura | 1 | Monthly System Peak Day | CAISO | 1-in-10 | 2030 | 17 |  |  |  | 46.9836 | 1
| LCA | Big Creek/Ventura | 1 | Monthly System Peak Day | CAISO | 1-in-10 | 2030 | 18 |  |  |  | 46.0157 | 1
| LCA | Big Creek/Ventura | 1 | Monthly System Peak Day | CAISO | 1-in-10 | 2030 | 19 |  |  |  | 44.1421 | 1
| LCA | Big Creek/Ventura | 1 | Monthly System Peak Day | CAISO | 1-in-10 | 2030 | 20 |  |  |  | 42.4371 | 1
| LCA | Big Creek/Ventura | 1 | Monthly System Peak Day | CAISO | 1-in-10 | 2030 | 21 |  |  |  | 41.4129 | 1
| LCA | Big Creek/Ventura | 1 | Monthly System Peak Day | CAISO | 1-in-10 | 2030 | 22 |  |  |  | 40.7507 | 1
| LCA | Big Creek/Ventura | 1 | Monthly System Peak Day | CAISO | 1-in-10 | 2030 | 23 |  |  |  | 39.7821 | 1
| LCA | Big Creek/Ventura | 1 | Monthly System Peak Day | CAISO | 1-in-10 | 2030 | 24 |  |  |  | 39.175 | 1
| LCA | Big Creek/Ventura | 2 | Average Weekday | CAISO | 1-in-10 | 2030 | 1 |  |  |  | 45.707 | 1
| LCA | Big Creek/Ventura | 2 | Average Weekday | CAISO | 1-in-10 | 2030 | 2 |  |  |  | 44.7326 | 1
| LCA | Big Creek/Ventura | 2 | Average Weekday | CAISO | 1-in-10 | 2030 | 3 |  |  |  | 43.8035 | 1
| LCA | Big Creek/Ventura | 2 | Average Weekday | CAISO | 1-in-10 | 2030 | 4 |  |  |  | 42.9706 | 1
| LCA | Big Creek/Ventura | 2 | Average Weekday | CAISO | 1-in-10 | 2030 | 5 |  |  |  | 42.419 | 1
| LCA | Big Creek/Ventura | 2 | Average Weekday | CAISO | 1-in-10 | 2030 | 6 |  |  |  | 41.8458 | 1
| LCA | Big Creek/Ventura | 2 | Average Weekday | CAISO | 1-in-10 | 2030 | 7 |  |  |  | 41.4224 | 1
| LCA | Big Creek/Ventura | 2 | Average Weekday | CAISO | 1-in-10 | 2030 | 8 |  |  |  | 41.013 | 1
| LCA | Big Creek/Ventura | 2 | Average Weekday | CAISO | 1-in-10 | 2030 | 9 |  |  |  | 42.4194 | 1
| LCA | Big Creek/Ventura | 2 | Average Weekday | CAISO | 1-in-10 | 2030 | 10 |  |  |  | 46.5558 | 1
| LCA | Big Creek/Ventura | 2 | Average Weekday | CAISO | 1-in-10 | 2030 | 11 |  |  |  | 50.9389 | 1
| LCA | Big Creek/Ventura | 2 | Average Weekday | CAISO | 1-in-10 | 2030 | 12 |  |  |  | 54.6573 | 1
| LCA | Big Creek/Ventura | 2 | Average Weekday | CAISO | 1-in-10 | 2030 | 13 |  |  |  | 57.3028 | 1
| LCA | Big Creek/Ventura | 2 | Average Weekday | CAISO | 1-in-10 | 2030 | 14 |  |  |  | 58.8465 | 1
| LCA | Big Creek/Ventura | 2 | Average Weekday | CAISO | 1-in-10 | 2030 | 15 |  |  |  | 59.7065 | 1
| LCA | Big Creek/Ventura | 2 | Average Weekday | CAISO | 1-in-10 | 2030 | 16 |  |  |  | 60.0267 | 1
| LCA | Big Creek/Ventura | 2 | Average Weekday | CAISO | 1-in-10 | 2030 | 17 |  |  |  | 59.6988 | 1
| LCA | Big Creek/Ventura | 2 | Average Weekday | CAISO | 1-in-10 | 2030 | 18 |  |  |  | 58.4652 | 1
| LCA | Big Creek/Ventura | 2 | Average Weekday | CAISO | 1-in-10 | 2030 | 19 |  |  |  | 56.0586 | 1
| LCA | Big Creek/Ventura | 2 | Average Weekday | CAISO | 1-in-10 | 2030 | 20 |  |  |  | 53.3348 | 1
| LCA | Big Creek/Ventura | 2 | Average Weekday | CAISO | 1-in-10 | 2030 | 21 |  |  |  | 51.1011 | 1
| LCA | Big Creek/Ventura | 2 | Average Weekday | CAISO | 1-in-10 | 2030 | 22 |  |  |  | 49.4697 | 1
| LCA | Big Creek/Ventura | 2 | Average Weekday | CAISO | 1-in-10 | 2030 | 23 |  |  |  | 48.3302 | 1
| LCA | Big Creek/Ventura | 2 | Average Weekday | CAISO | 1-in-10 | 2030 | 24 |  |  |  | 47.3612 | 1
| LCA | Big Creek/Ventura | 2 | Monthly System Peak Day | CAISO | 1-in-10 | 2030 | 1 |  |  |  | 48.465 | 1
| LCA | Big Creek/Ventura | 2 | Monthly System Peak Day | CAISO | 1-in-10 | 2030 | 2 |  |  |  | 47.7136 | 1
| LCA | Big Creek/Ventura | 2 | Monthly System Peak Day | CAISO | 1-in-10 | 2030 | 3 |  |  |  | 47.5193 | 1
| LCA | Big Creek/Ventura | 2 | Monthly System Peak Day | CAISO | 1-in-10 | 2030 | 4 |  |  |  | 47.6686 | 1
| LCA | Big Creek/Ventura | 2 | Monthly System Peak Day | CAISO | 1-in-10 | 2030 | 5 |  |  |  | 47.5536 | 1
| LCA | Big Creek/Ventura | 2 | Monthly System Peak Day | CAISO | 1-in-10 | 2030 | 6 |  |  |  | 47.6229 | 1
| LCA | Big Creek/Ventura | 2 | Monthly System Peak Day | CAISO | 1-in-10 | 2030 | 7 |  |  |  | 47.74 | 1
| LCA | Big Creek/Ventura | 2 | Monthly System Peak Day | CAISO | 1-in-10 | 2030 | 8 |  |  |  | 47.3214 | 1
| LCA | Big Creek/Ventura | 2 | Monthly System Peak Day | CAISO | 1-in-10 | 2030 | 9 |  |  |  | 47.0379 | 1
| LCA | Big Creek/Ventura | 2 | Monthly System Peak Day | CAISO | 1-in-10 | 2030 | 10 |  |  |  | 47.7886 | 1
| LCA | Big Creek/Ventura | 2 | Monthly System Peak Day | CAISO | 1-in-10 | 2030 | 11 |  |  |  | 49.3229 | 1
| LCA | Big Creek/Ventura | 2 | Monthly System Peak Day | CAISO | 1-in-10 | 2030 | 12 |  |  |  | 50.3379 | 1
| LCA | Big Creek/Ventura | 2 | Monthly System Peak Day | CAISO | 1-in-10 | 2030 | 13 |  |  |  | 51.4179 | 1
| LCA | Big Creek/Ventura | 2 | Monthly System Peak Day | CAISO | 1-in-10 | 2030 | 14 |  |  |  | 51.9221 | 1
| LCA | Big Creek/Ventura | 2 | Monthly System Peak Day | CAISO | 1-in-10 | 2030 | 15 |  |  |  | 52.2614 | 1
| LCA | Big Creek/Ventura | 2 | Monthly System Peak Day | CAISO | 1-in-10 | 2030 | 16 |  |  |  | 52.7943 | 1
| LCA | Big Creek/Ventura | 2 | Monthly System Peak Day | CAISO | 1-in-10 | 2030 | 17 |  |  |  | 53.0479 | 1
| LCA | Big Creek/Ventura | 2 | Monthly System Peak Day | CAISO | 1-in-10 | 2030 | 18 |  |  |  | 52.5714 | 1
| LCA | Big Creek/Ventura | 2 | Monthly System Peak Day | CAISO | 1-in-10 | 2030 | 19 |  |  |  | 51.6114 | 1
| LCA | Big Creek/Ventura | 2 | Monthly System Peak Day | CAISO | 1-in-10 | 2030 | 20 |  |  |  | 50.7571 | 1
| LCA | Big Creek/Ventura | 2 | Monthly System Peak Day | CAISO | 1-in-10 | 2030 | 21 |  |  |  | 50.2686 | 1
| LCA | Big Creek/Ventura | 2 | Monthly System Peak Day | CAISO | 1-in-10 | 2030 | 22 |  |  |  | 49.6393 | 1
| LCA | Big Creek/Ventura | 2 | Monthly System Peak Day | CAISO | 1-in-10 | 2030 | 23 |  |  |  | 49.1679 | 1
| LCA | Big Creek/Ventura | 2 | Monthly System Peak Day | CAISO | 1-in-10 | 2030 | 24 |  |  |  | 48.6071 | 1
| LCA | Big Creek/Ventura | 3 | Average Weekday | CAISO | 1-in-10 | 2030 | 1 |  |  |  | 55.76 | 1
| LCA | Big Creek/Ventura | 3 | Average Weekday | CAISO | 1-in-10 | 2030 | 2 |  |  |  | 54.6302 | 1
| LCA | Big Creek/Ventura | 3 | Average Weekday | CAISO | 1-in-10 | 2030 | 3 |  |  |  | 53.6954 | 1
| LCA | Big Creek/Ventura | 3 | Average Weekday | CAISO | 1-in-10 | 2030 | 4 |  |  |  | 52.8489 | 1
| LCA | Big Creek/Ventura | 3 | Average Weekday | CAISO | 1-in-10 | 2030 | 5 |  |  |  | 51.8634 | 1
| LCA | Big Creek/Ventura | 3 | Average Weekday | CAISO | 1-in-10 | 2030 | 6 |  |  |  | 51.0123 | 1
| LCA | Big Creek/Ventura | 3 | Average Weekday | CAISO | 1-in-10 | 2030 | 7 |  |  |  | 50.3326 | 1
| LCA | Big Creek/Ventura | 3 | Average Weekday | CAISO | 1-in-10 | 2030 | 8 |  |  |  | 49.9971 | 1
| LCA | Big Creek/Ventura | 3 | Average Weekday | CAISO | 1-in-10 | 2030 | 9 |  |  |  | 51.0948 | 1
| LCA | Big Creek/Ventura | 3 | Average Weekday | CAISO | 1-in-10 | 2030 | 10 |  |  |  | 54.9948 | 1
| LCA | Big Creek/Ventura | 3 | Average Weekday | CAISO | 1-in-10 | 2030 | 11 |  |  |  | 59.737 | 1
| LCA | Big Creek/Ventura | 3 | Average Weekday | CAISO | 1-in-10 | 2030 | 12 |  |  |  | 63.8311 | 1
| LCA | Big Creek/Ventura | 3 | Average Weekday | CAISO | 1-in-10 | 2030 | 13 |  |  |  | 67.0932 | 1
| LCA | Big Creek/Ventura | 3 | Average Weekday | CAISO | 1-in-10 | 2030 | 14 |  |  |  | 69.3943 | 1
| LCA | Big Creek/Ventura | 3 | Average Weekday | CAISO | 1-in-10 | 2030 | 15 |  |  |  | 70.8584 | 1
| LCA | Big Creek/Ventura | 3 | Average Weekday | CAISO | 1-in-10 | 2030 | 16 |  |  |  | 71.6505 | 1
| LCA | Big Creek/Ventura | 3 | Average Weekday | CAISO | 1-in-10 | 2030 | 17 |  |  |  | 71.9429 | 1
| LCA | Big Creek/Ventura | 3 | Average Weekday | CAISO | 1-in-10 | 2030 | 18 |  |  |  | 71.2563 | 1
| LCA | Big Creek/Ventura | 3 | Average Weekday | CAISO | 1-in-10 | 2030 | 19 |  |  |  | 69.5572 | 1
| LCA | Big Creek/Ventura | 3 | Average Weekday | CAISO | 1-in-10 | 2030 | 20 |  |  |  | 66.8135 | 1
| LCA | Big Creek/Ventura | 3 | Average Weekday | CAISO | 1-in-10 | 2030 | 21 |  |  |  | 63.5231 | 1
| LCA | Big Creek/Ventura | 3 | Average Weekday | CAISO | 1-in-10 | 2030 | 22 |  |  |  | 61.2592 | 1
| LCA | Big Creek/Ventura | 3 | Average Weekday | CAISO | 1-in-10 | 2030 | 23 |  |  |  | 59.4613 | 1
| LCA | Big Creek/Ventura | 3 | Average Weekday | CAISO | 1-in-10 | 2030 | 24 |  |  |  | 58.0116 | 1
| LCA | Big Creek/Ventura | 3 | Monthly System Peak Day | CAISO | 1-in-10 | 2030 | 1 |  |  |  | 61.6436 | 1
| LCA | Big Creek/Ventura | 3 | Monthly System Peak Day | CAISO | 1-in-10 | 2030 | 2 |  |  |  | 59.7364 | 1
| LCA | Big Creek/Ventura | 3 | Monthly System Peak Day | CAISO | 1-in-10 | 2030 | 3 |  |  |  | 58.4079 | 1
| LCA | Big Creek/Ventura | 3 | Monthly System Peak Day | CAISO | 1-in-10 | 2030 | 4 |  |  |  | 57.565 | 1
| LCA | Big Creek/Ventura | 3 | Monthly System Peak Day | CAISO | 1-in-10 | 2030 | 5 |  |  |  | 57.0829 | 1
| LCA | Big Creek/Ventura | 3 | Monthly System Peak Day | CAISO | 1-in-10 | 2030 | 6 |  |  |  | 56.065 | 1
| LCA | Big Creek/Ventura | 3 | Monthly System Peak Day | CAISO | 1-in-10 | 2030 | 7 |  |  |  | 55.2536 | 1
| LCA | Big Creek/Ventura | 3 | Monthly System Peak Day | CAISO | 1-in-10 | 2030 | 8 |  |  |  | 54.7814 | 1
| LCA | Big Creek/Ventura | 3 | Monthly System Peak Day | CAISO | 1-in-10 | 2030 | 9 |  |  |  | 55.7129 | 1
| LCA | Big Creek/Ventura | 3 | Monthly System Peak Day | CAISO | 1-in-10 | 2030 | 10 |  |  |  | 60.6879 | 1
| LCA | Big Creek/Ventura | 3 | Monthly System Peak Day | CAISO | 1-in-10 | 2030 | 11 |  |  |  | 67.1879 | 1
| LCA | Big Creek/Ventura | 3 | Monthly System Peak Day | CAISO | 1-in-10 | 2030 | 12 |  |  |  | 73.9 | 1
| LCA | Big Creek/Ventura | 3 | Monthly System Peak Day | CAISO | 1-in-10 | 2030 | 13 |  |  |  | 79.72 | 1
| LCA | Big Creek/Ventura | 3 | Monthly System Peak Day | CAISO | 1-in-10 | 2030 | 14 |  |  |  | 82.0929 | 1
| LCA | Big Creek/Ventura | 3 | Monthly System Peak Day | CAISO | 1-in-10 | 2030 | 15 |  |  |  | 83.7714 | 1
| LCA | Big Creek/Ventura | 3 | Monthly System Peak Day | CAISO | 1-in-10 | 2030 | 16 |  |  |  | 85.2714 | 1
| LCA | Big Creek/Ventura | 3 | Monthly System Peak Day | CAISO | 1-in-10 | 2030 | 17 |  |  |  | 85.1714 | 1
| LCA | Big Creek/Ventura | 3 | Monthly System Peak Day | CAISO | 1-in-10 | 2030 | 18 |  |  |  | 85.25 | 1
| LCA | Big Creek/Ventura | 3 | Monthly System Peak Day | CAISO | 1-in-10 | 2030 | 19 |  |  |  | 84.4714 | 1
| LCA | Big Creek/Ventura | 3 | Monthly System Peak Day | CAISO | 1-in-10 | 2030 | 20 |  |  |  | 82.6071 | 1
| LCA | Big Creek/Ventura | 3 | Monthly System Peak Day | CAISO | 1-in-10 | 2030 | 21 |  |  |  | 77.33 | 1
| LCA | Big Creek/Ventura | 3 | Monthly System Peak Day | CAISO | 1-in-10 | 2030 | 22 |  |  |  | 71.775 | 1
| LCA | Big Creek/Ventura | 3 | Monthly System Peak Day | CAISO | 1-in-10 | 2030 | 23 |  |  |  | 67.95 | 1
| LCA | Big Creek/Ventura | 3 | Monthly System Peak Day | CAISO | 1-in-10 | 2030 | 24 |  |  |  | 65.3679 | 1
| LCA | Big Creek/Ventura | 4 | Average Weekday | CAISO | 1-in-10 | 2030 | 1 |  |  |  | 58.3482 | 1
| LCA | Big Creek/Ventura | 4 | Average Weekday | CAISO | 1-in-10 | 2030 | 2 |  |  |  | 57.2873 | 1
| LCA | Big Creek/Ventura | 4 | Average Weekday | CAISO | 1-in-10 | 2030 | 3 |  |  |  | 56.364 | 1
| LCA | Big Creek/Ventura | 4 | Average Weekday | CAISO | 1-in-10 | 2030 | 4 |  |  |  | 55.4985 | 1
| LCA | Big Creek/Ventura | 4 | Average Weekday | CAISO | 1-in-10 | 2030 | 5 |  |  |  | 54.483 | 1
| LCA | Big Creek/Ventura | 4 | Average Weekday | CAISO | 1-in-10 | 2030 | 6 |  |  |  | 53.6963 | 1
| LCA | Big Creek/Ventura | 4 | Average Weekday | CAISO | 1-in-10 | 2030 | 7 |  |  |  | 53.0497 | 1
| LCA | Big Creek/Ventura | 4 | Average Weekday | CAISO | 1-in-10 | 2030 | 8 |  |  |  | 52.7385 | 1
| LCA | Big Creek/Ventura | 4 | Average Weekday | CAISO | 1-in-10 | 2030 | 9 |  |  |  | 54.3959 | 1
| LCA | Big Creek/Ventura | 4 | Average Weekday | CAISO | 1-in-10 | 2030 | 10 |  |  |  | 58.3757 | 1
| LCA | Big Creek/Ventura | 4 | Average Weekday | CAISO | 1-in-10 | 2030 | 11 |  |  |  | 62.5234 | 1
| LCA | Big Creek/Ventura | 4 | Average Weekday | CAISO | 1-in-10 | 2030 | 12 |  |  |  | 66.0911 | 1
| LCA | Big Creek/Ventura | 4 | Average Weekday | CAISO | 1-in-10 | 2030 | 13 |  |  |  | 68.8485 | 1
| LCA | Big Creek/Ventura | 4 | Average Weekday | CAISO | 1-in-10 | 2030 | 14 |  |  |  | 70.7663 | 1
| LCA | Big Creek/Ventura | 4 | Average Weekday | CAISO | 1-in-10 | 2030 | 15 |  |  |  | 72.0711 | 1
| LCA | Big Creek/Ventura | 4 | Average Weekday | CAISO | 1-in-10 | 2030 | 16 |  |  |  | 72.7096 | 1
| LCA | Big Creek/Ventura | 4 | Average Weekday | CAISO | 1-in-10 | 2030 | 17 |  |  |  | 72.6504 | 1
| LCA | Big Creek/Ventura | 4 | Average Weekday | CAISO | 1-in-10 | 2030 | 18 |  |  |  | 71.757 | 1
| LCA | Big Creek/Ventura | 4 | Average Weekday | CAISO | 1-in-10 | 2030 | 19 |  |  |  | 70.1217 | 1
| LCA | Big Creek/Ventura | 4 | Average Weekday | CAISO | 1-in-10 | 2030 | 20 |  |  |  | 67.9586 | 1
| LCA | Big Creek/Ventura | 4 | Average Weekday | CAISO | 1-in-10 | 2030 | 21 |  |  |  | 65.246 | 1
| LCA | Big Creek/Ventura | 4 | Average Weekday | CAISO | 1-in-10 | 2030 | 22 |  |  |  | 62.8863 | 1
| LCA | Big Creek/Ventura | 4 | Average Weekday | CAISO | 1-in-10 | 2030 | 23 |  |  |  | 61.0799 | 1
| LCA | Big Creek/Ventura | 4 | Average Weekday | CAISO | 1-in-10 | 2030 | 24 |  |  |  | 59.6054 | 1
| LCA | Big Creek/Ventura | 4 | Monthly System Peak Day | CAISO | 1-in-10 | 2030 | 1 |  |  |  | 64.0893 | 1
| LCA | Big Creek/Ventura | 4 | Monthly System Peak Day | CAISO | 1-in-10 | 2030 | 2 |  |  |  | 62.165 | 1
| LCA | Big Creek/Ventura | 4 | Monthly System Peak Day | CAISO | 1-in-10 | 2030 | 3 |  |  |  | 60.4214 | 1
| LCA | Big Creek/Ventura | 4 | Monthly System Peak Day | CAISO | 1-in-10 | 2030 | 4 |  |  |  | 59.8814 | 1
| LCA | Big Creek/Ventura | 4 | Monthly System Peak Day | CAISO | 1-in-10 | 2030 | 5 |  |  |  | 59.8436 | 1
| LCA | Big Creek/Ventura | 4 | Monthly System Peak Day | CAISO | 1-in-10 | 2030 | 6 |  |  |  | 58.9564 | 1
| LCA | Big Creek/Ventura | 4 | Monthly System Peak Day | CAISO | 1-in-10 | 2030 | 7 |  |  |  | 59.7036 | 1
| LCA | Big Creek/Ventura | 4 | Monthly System Peak Day | CAISO | 1-in-10 | 2030 | 8 |  |  |  | 60.475 | 1
| LCA | Big Creek/Ventura | 4 | Monthly System Peak Day | CAISO | 1-in-10 | 2030 | 9 |  |  |  | 64.3743 | 1
| LCA | Big Creek/Ventura | 4 | Monthly System Peak Day | CAISO | 1-in-10 | 2030 | 10 |  |  |  | 68.8586 | 1
| LCA | Big Creek/Ventura | 4 | Monthly System Peak Day | CAISO | 1-in-10 | 2030 | 11 |  |  |  | 73.6929 | 1
| LCA | Big Creek/Ventura | 4 | Monthly System Peak Day | CAISO | 1-in-10 | 2030 | 12 |  |  |  | 78.29 | 1
| LCA | Big Creek/Ventura | 4 | Monthly System Peak Day | CAISO | 1-in-10 | 2030 | 13 |  |  |  | 81.9714 | 1
| LCA | Big Creek/Ventura | 4 | Monthly System Peak Day | CAISO | 1-in-10 | 2030 | 14 |  |  |  | 84.0071 | 1
| LCA | Big Creek/Ventura | 4 | Monthly System Peak Day | CAISO | 1-in-10 | 2030 | 15 |  |  |  | 85.5643 | 1
| LCA | Big Creek/Ventura | 4 | Monthly System Peak Day | CAISO | 1-in-10 | 2030 | 16 |  |  |  | 87.0857 | 1
| LCA | Big Creek/Ventura | 4 | Monthly System Peak Day | CAISO | 1-in-10 | 2030 | 17 |  |  |  | 87.9786 | 1
| LCA | Big Creek/Ventura | 4 | Monthly System Peak Day | CAISO | 1-in-10 | 2030 | 18 |  |  |  | 88.1929 | 1
| LCA | Big Creek/Ventura | 4 | Monthly System Peak Day | CAISO | 1-in-10 | 2030 | 19 |  |  |  | 87.2786 | 1
| LCA | Big Creek/Ventura | 4 | Monthly System Peak Day | CAISO | 1-in-10 | 2030 | 20 |  |  |  | 84.6071 | 1
| LCA | Big Creek/Ventura | 4 | Monthly System Peak Day | CAISO | 1-in-10 | 2030 | 21 |  |  |  | 80.6643 | 1
| LCA | Big Creek/Ventura | 4 | Monthly System Peak Day | CAISO | 1-in-10 | 2030 | 22 |  |  |  | 76.51 | 1
| LCA | Big Creek/Ventura | 4 | Monthly System Peak Day | CAISO | 1-in-10 | 2030 | 23 |  |  |  | 73.0807 | 1
| LCA | Big Creek/Ventura | 4 | Monthly System Peak Day | CAISO | 1-in-10 | 2030 | 24 |  |  |  | 69.31 | 1
| LCA | Big Creek/Ventura | 5 | Average Weekday | CAISO | 1-in-10 | 2030 | 1 |  |  |  | 62.5912 | 1
| LCA | Big Creek/Ventura | 5 | Average Weekday | CAISO | 1-in-10 | 2030 | 2 |  |  |  | 61.3025 | 1
| LCA | Big Creek/Ventura | 5 | Average Weekday | CAISO | 1-in-10 | 2030 | 3 |  |  |  | 60.0848 | 1
| LCA | Big Creek/Ventura | 5 | Average Weekday | CAISO | 1-in-10 | 2030 | 4 |  |  |  | 58.8481 | 1
| LCA | Big Creek/Ventura | 5 | Average Weekday | CAISO | 1-in-10 | 2030 | 5 |  |  |  | 58.0431 | 1
| LCA | Big Creek/Ventura | 5 | Average Weekday | CAISO | 1-in-10 | 2030 | 6 |  |  |  | 57.2156 | 1
| LCA | Big Creek/Ventura | 5 | Average Weekday | CAISO | 1-in-10 | 2030 | 7 |  |  |  | 56.479 | 1
| LCA | Big Creek/Ventura | 5 | Average Weekday | CAISO | 1-in-10 | 2030 | 8 |  |  |  | 56.8888 | 1
| LCA | Big Creek/Ventura | 5 | Average Weekday | CAISO | 1-in-10 | 2030 | 9 |  |  |  | 60.1908 | 1
| LCA | Big Creek/Ventura | 5 | Average Weekday | CAISO | 1-in-10 | 2030 | 10 |  |  |  | 64.6334 | 1
| LCA | Big Creek/Ventura | 5 | Average Weekday | CAISO | 1-in-10 | 2030 | 11 |  |  |  | 68.5848 | 1
| LCA | Big Creek/Ventura | 5 | Average Weekday | CAISO | 1-in-10 | 2030 | 12 |  |  |  | 71.6441 | 1
| LCA | Big Creek/Ventura | 5 | Average Weekday | CAISO | 1-in-10 | 2030 | 13 |  |  |  | 74.0241 | 1
| LCA | Big Creek/Ventura | 5 | Average Weekday | CAISO | 1-in-10 | 2030 | 14 |  |  |  | 75.6921 | 1
| LCA | Big Creek/Ventura | 5 | Average Weekday | CAISO | 1-in-10 | 2030 | 15 |  |  |  | 76.7916 | 1
| LCA | Big Creek/Ventura | 5 | Average Weekday | CAISO | 1-in-10 | 2030 | 16 |  |  |  | 77.2805 | 1
| LCA | Big Creek/Ventura | 5 | Average Weekday | CAISO | 1-in-10 | 2030 | 17 |  |  |  | 77.2165 | 1
| LCA | Big Creek/Ventura | 5 | Average Weekday | CAISO | 1-in-10 | 2030 | 18 |  |  |  | 76.5896 | 1
| LCA | Big Creek/Ventura | 5 | Average Weekday | CAISO | 1-in-10 | 2030 | 19 |  |  |  | 75.461 | 1
| LCA | Big Creek/Ventura | 5 | Average Weekday | CAISO | 1-in-10 | 2030 | 20 |  |  |  | 73.5426 | 1
| LCA | Big Creek/Ventura | 5 | Average Weekday | CAISO | 1-in-10 | 2030 | 21 |  |  |  | 70.8603 | 1
| LCA | Big Creek/Ventura | 5 | Average Weekday | CAISO | 1-in-10 | 2030 | 22 |  |  |  | 68.0311 | 1
| LCA | Big Creek/Ventura | 5 | Average Weekday | CAISO | 1-in-10 | 2030 | 23 |  |  |  | 66.0109 | 1
| LCA | Big Creek/Ventura | 5 | Average Weekday | CAISO | 1-in-10 | 2030 | 24 |  |  |  | 64.0741 | 1
| LCA | Big Creek/Ventura | 5 | Monthly System Peak Day | CAISO | 1-in-10 | 2030 | 1 |  |  |  | 73.7593 | 1
| LCA | Big Creek/Ventura | 5 | Monthly System Peak Day | CAISO | 1-in-10 | 2030 | 2 |  |  |  | 71.6129 | 1
| LCA | Big Creek/Ventura | 5 | Monthly System Peak Day | CAISO | 1-in-10 | 2030 | 3 |  |  |  | 69.8557 | 1
| LCA | Big Creek/Ventura | 5 | Monthly System Peak Day | CAISO | 1-in-10 | 2030 | 4 |  |  |  | 68.0679 | 1
| LCA | Big Creek/Ventura | 5 | Monthly System Peak Day | CAISO | 1-in-10 | 2030 | 5 |  |  |  | 65.8314 | 1
| LCA | Big Creek/Ventura | 5 | Monthly System Peak Day | CAISO | 1-in-10 | 2030 | 6 |  |  |  | 64.9371 | 1
| LCA | Big Creek/Ventura | 5 | Monthly System Peak Day | CAISO | 1-in-10 | 2030 | 7 |  |  |  | 64.2586 | 1
| LCA | Big Creek/Ventura | 5 | Monthly System Peak Day | CAISO | 1-in-10 | 2030 | 8 |  |  |  | 64.3064 | 1
| LCA | Big Creek/Ventura | 5 | Monthly System Peak Day | CAISO | 1-in-10 | 2030 | 9 |  |  |  | 68.5121 | 1
| LCA | Big Creek/Ventura | 5 | Monthly System Peak Day | CAISO | 1-in-10 | 2030 | 10 |  |  |  | 74.5079 | 1
| LCA | Big Creek/Ventura | 5 | Monthly System Peak Day | CAISO | 1-in-10 | 2030 | 11 |  |  |  | 80.8571 | 1
| LCA | Big Creek/Ventura | 5 | Monthly System Peak Day | CAISO | 1-in-10 | 2030 | 12 |  |  |  | 85.8971 | 1
| LCA | Big Creek/Ventura | 5 | Monthly System Peak Day | CAISO | 1-in-10 | 2030 | 13 |  |  |  | 89.2071 | 1
| LCA | Big Creek/Ventura | 5 | Monthly System Peak Day | CAISO | 1-in-10 | 2030 | 14 |  |  |  | 91.3857 | 1
| LCA | Big Creek/Ventura | 5 | Monthly System Peak Day | CAISO | 1-in-10 | 2030 | 15 |  |  |  | 92.3 | 1
| LCA | Big Creek/Ventura | 5 | Monthly System Peak Day | CAISO | 1-in-10 | 2030 | 16 |  |  |  | 92.5643 | 1
| LCA | Big Creek/Ventura | 5 | Monthly System Peak Day | CAISO | 1-in-10 | 2030 | 17 |  |  |  | 92.3714 | 1
| LCA | Big Creek/Ventura | 5 | Monthly System Peak Day | CAISO | 1-in-10 | 2030 | 18 |  |  |  | 91.9429 | 1
| LCA | Big Creek/Ventura | 5 | Monthly System Peak Day | CAISO | 1-in-10 | 2030 | 19 |  |  |  | 90.6 | 1
| LCA | Big Creek/Ventura | 5 | Monthly System Peak Day | CAISO | 1-in-10 | 2030 | 20 |  |  |  | 87.835 | 1
| LCA | Big Creek/Ventura | 5 | Monthly System Peak Day | CAISO | 1-in-10 | 2030 | 21 |  |  |  | 83.1979 | 1
| LCA | Big Creek/Ventura | 5 | Monthly System Peak Day | CAISO | 1-in-10 | 2030 | 22 |  |  |  | 79.3571 | 1
| LCA | Big Creek/Ventura | 5 | Monthly System Peak Day | CAISO | 1-in-10 | 2030 | 23 |  |  |  | 76.5479 | 1
| LCA | Big Creek/Ventura | 5 | Monthly System Peak Day | CAISO | 1-in-10 | 2030 | 24 |  |  |  | 73.7157 | 1
| LCA | Big Creek/Ventura | 6 | Average Weekday | CAISO | 1-in-10 | 2030 | 1 |  |  |  | 67.5979 | 1
| LCA | Big Creek/Ventura | 6 | Average Weekday | CAISO | 1-in-10 | 2030 | 2 |  |  |  | 66.7173 | 1
| LCA | Big Creek/Ventura | 6 | Average Weekday | CAISO | 1-in-10 | 2030 | 3 |  |  |  | 65.8067 | 1
| LCA | Big Creek/Ventura | 6 | Average Weekday | CAISO | 1-in-10 | 2030 | 4 |  |  |  | 64.7835 | 1
| LCA | Big Creek/Ventura | 6 | Average Weekday | CAISO | 1-in-10 | 2030 | 5 |  |  |  | 63.8893 | 1
| LCA | Big Creek/Ventura | 6 | Average Weekday | CAISO | 1-in-10 | 2030 | 6 |  |  |  | 63.1691 | 1
| LCA | Big Creek/Ventura | 6 | Average Weekday | CAISO | 1-in-10 | 2030 | 7 |  |  |  | 62.6661 | 1
| LCA | Big Creek/Ventura | 6 | Average Weekday | CAISO | 1-in-10 | 2030 | 8 |  |  |  | 63.2141 | 1
| LCA | Big Creek/Ventura | 6 | Average Weekday | CAISO | 1-in-10 | 2030 | 9 |  |  |  | 66.1776 | 1
| LCA | Big Creek/Ventura | 6 | Average Weekday | CAISO | 1-in-10 | 2030 | 10 |  |  |  | 70.0818 | 1
| LCA | Big Creek/Ventura | 6 | Average Weekday | CAISO | 1-in-10 | 2030 | 11 |  |  |  | 73.9836 | 1
| LCA | Big Creek/Ventura | 6 | Average Weekday | CAISO | 1-in-10 | 2030 | 12 |  |  |  | 77.4319 | 1
| LCA | Big Creek/Ventura | 6 | Average Weekday | CAISO | 1-in-10 | 2030 | 13 |  |  |  | 80.1443 | 1
| LCA | Big Creek/Ventura | 6 | Average Weekday | CAISO | 1-in-10 | 2030 | 14 |  |  |  | 82.1737 | 1
| LCA | Big Creek/Ventura | 6 | Average Weekday | CAISO | 1-in-10 | 2030 | 15 |  |  |  | 83.3627 | 1
| LCA | Big Creek/Ventura | 6 | Average Weekday | CAISO | 1-in-10 | 2030 | 16 |  |  |  | 83.8567 | 1
| LCA | Big Creek/Ventura | 6 | Average Weekday | CAISO | 1-in-10 | 2030 | 17 |  |  |  | 83.6788 | 1
| LCA | Big Creek/Ventura | 6 | Average Weekday | CAISO | 1-in-10 | 2030 | 18 |  |  |  | 82.6209 | 1
| LCA | Big Creek/Ventura | 6 | Average Weekday | CAISO | 1-in-10 | 2030 | 19 |  |  |  | 80.9659 | 1
| LCA | Big Creek/Ventura | 6 | Average Weekday | CAISO | 1-in-10 | 2030 | 20 |  |  |  | 78.9063 | 1
| LCA | Big Creek/Ventura | 6 | Average Weekday | CAISO | 1-in-10 | 2030 | 21 |  |  |  | 76.1141 | 1
| LCA | Big Creek/Ventura | 6 | Average Weekday | CAISO | 1-in-10 | 2030 | 22 |  |  |  | 72.8496 | 1
| LCA | Big Creek/Ventura | 6 | Average Weekday | CAISO | 1-in-10 | 2030 | 23 |  |  |  | 70.6066 | 1
| LCA | Big Creek/Ventura | 6 | Average Weekday | CAISO | 1-in-10 | 2030 | 24 |  |  |  | 68.955 | 1
| LCA | Big Creek/Ventura | 6 | Monthly System Peak Day | CAISO | 1-in-10 | 2030 | 1 |  |  |  | 74.6807 | 1
| LCA | Big Creek/Ventura | 6 | Monthly System Peak Day | CAISO | 1-in-10 | 2030 | 2 |  |  |  | 73.9664 | 1
| LCA | Big Creek/Ventura | 6 | Monthly System Peak Day | CAISO | 1-in-10 | 2030 | 3 |  |  |  | 72.8129 | 1
| LCA | Big Creek/Ventura | 6 | Monthly System Peak Day | CAISO | 1-in-10 | 2030 | 4 |  |  |  | 71.8886 | 1
| LCA | Big Creek/Ventura | 6 | Monthly System Peak Day | CAISO | 1-in-10 | 2030 | 5 |  |  |  | 70.4636 | 1
| LCA | Big Creek/Ventura | 6 | Monthly System Peak Day | CAISO | 1-in-10 | 2030 | 6 |  |  |  | 69.4257 | 1
| LCA | Big Creek/Ventura | 6 | Monthly System Peak Day | CAISO | 1-in-10 | 2030 | 7 |  |  |  | 69.0036 | 1
| LCA | Big Creek/Ventura | 6 | Monthly System Peak Day | CAISO | 1-in-10 | 2030 | 8 |  |  |  | 69.4093 | 1
| LCA | Big Creek/Ventura | 6 | Monthly System Peak Day | CAISO | 1-in-10 | 2030 | 9 |  |  |  | 73.6814 | 1
| LCA | Big Creek/Ventura | 6 | Monthly System Peak Day | CAISO | 1-in-10 | 2030 | 10 |  |  |  | 79.1464 | 1
| LCA | Big Creek/Ventura | 6 | Monthly System Peak Day | CAISO | 1-in-10 | 2030 | 11 |  |  |  | 84.1829 | 1
| LCA | Big Creek/Ventura | 6 | Monthly System Peak Day | CAISO | 1-in-10 | 2030 | 12 |  |  |  | 89.2807 | 1
| LCA | Big Creek/Ventura | 6 | Monthly System Peak Day | CAISO | 1-in-10 | 2030 | 13 |  |  |  | 92.9336 | 1
| LCA | Big Creek/Ventura | 6 | Monthly System Peak Day | CAISO | 1-in-10 | 2030 | 14 |  |  |  | 95.6929 | 1
| LCA | Big Creek/Ventura | 6 | Monthly System Peak Day | CAISO | 1-in-10 | 2030 | 15 |  |  |  | 96.9571 | 1
| LCA | Big Creek/Ventura | 6 | Monthly System Peak Day | CAISO | 1-in-10 | 2030 | 16 |  |  |  | 97.8571 | 1
| LCA | Big Creek/Ventura | 6 | Monthly System Peak Day | CAISO | 1-in-10 | 2030 | 17 |  |  |  | 97.3714 | 1
| LCA | Big Creek/Ventura | 6 | Monthly System Peak Day | CAISO | 1-in-10 | 2030 | 18 |  |  |  | 96.5143 | 1
| LCA | Big Creek/Ventura | 6 | Monthly System Peak Day | CAISO | 1-in-10 | 2030 | 19 |  |  |  | 94.2643 | 1
| LCA | Big Creek/Ventura | 6 | Monthly System Peak Day | CAISO | 1-in-10 | 2030 | 20 |  |  |  | 91.4107 | 1
| LCA | Big Creek/Ventura | 6 | Monthly System Peak Day | CAISO | 1-in-10 | 2030 | 21 |  |  |  | 88.3343 | 1
| LCA | Big Creek/Ventura | 6 | Monthly System Peak Day | CAISO | 1-in-10 | 2030 | 22 |  |  |  | 84.5707 | 1
| LCA | Big Creek/Ventura | 6 | Monthly System Peak Day | CAISO | 1-in-10 | 2030 | 23 |  |  |  | 81.8114 | 1
| LCA | Big Creek/Ventura | 6 | Monthly System Peak Day | CAISO | 1-in-10 | 2030 | 24 |  |  |  | 80.2729 | 1
| LCA | Big Creek/Ventura | 7 | Average Weekday | CAISO | 1-in-10 | 2030 | 1 |  |  |  | 73.7504 | 1
| LCA | Big Creek/Ventura | 7 | Average Weekday | CAISO | 1-in-10 | 2030 | 2 |  |  |  | 72.6444 | 1
| LCA | Big Creek/Ventura | 7 | Average Weekday | CAISO | 1-in-10 | 2030 | 3 |  |  |  | 71.7965 | 1
| LCA | Big Creek/Ventura | 7 | Average Weekday | CAISO | 1-in-10 | 2030 | 4 |  |  |  | 70.8986 | 1
| LCA | Big Creek/Ventura | 7 | Average Weekday | CAISO | 1-in-10 | 2030 | 5 |  |  |  | 70.1004 | 1
| LCA | Big Creek/Ventura | 7 | Average Weekday | CAISO | 1-in-10 | 2030 | 6 |  |  |  | 69.3371 | 1
| LCA | Big Creek/Ventura | 7 | Average Weekday | CAISO | 1-in-10 | 2030 | 7 |  |  |  | 68.9791 | 1
| LCA | Big Creek/Ventura | 7 | Average Weekday | CAISO | 1-in-10 | 2030 | 8 |  |  |  | 69.3313 | 1
| LCA | Big Creek/Ventura | 7 | Average Weekday | CAISO | 1-in-10 | 2030 | 9 |  |  |  | 72.2421 | 1
| LCA | Big Creek/Ventura | 7 | Average Weekday | CAISO | 1-in-10 | 2030 | 10 |  |  |  | 76.3167 | 1
| LCA | Big Creek/Ventura | 7 | Average Weekday | CAISO | 1-in-10 | 2030 | 11 |  |  |  | 80.6703 | 1
| LCA | Big Creek/Ventura | 7 | Average Weekday | CAISO | 1-in-10 | 2030 | 12 |  |  |  | 84.4912 | 1
| LCA | Big Creek/Ventura | 7 | Average Weekday | CAISO | 1-in-10 | 2030 | 13 |  |  |  | 87.3622 | 1
| LCA | Big Creek/Ventura | 7 | Average Weekday | CAISO | 1-in-10 | 2030 | 14 |  |  |  | 89.604 | 1
| LCA | Big Creek/Ventura | 7 | Average Weekday | CAISO | 1-in-10 | 2030 | 15 |  |  |  | 91.1072 | 1
| LCA | Big Creek/Ventura | 7 | Average Weekday | CAISO | 1-in-10 | 2030 | 16 |  |  |  | 91.7086 | 1
| LCA | Big Creek/Ventura | 7 | Average Weekday | CAISO | 1-in-10 | 2030 | 17 |  |  |  | 91.4436 | 1
| LCA | Big Creek/Ventura | 7 | Average Weekday | CAISO | 1-in-10 | 2030 | 18 |  |  |  | 90.5951 | 1
| LCA | Big Creek/Ventura | 7 | Average Weekday | CAISO | 1-in-10 | 2030 | 19 |  |  |  | 88.7186 | 1
| LCA | Big Creek/Ventura | 7 | Average Weekday | CAISO | 1-in-10 | 2030 | 20 |  |  |  | 85.9757 | 1
| LCA | Big Creek/Ventura | 7 | Average Weekday | CAISO | 1-in-10 | 2030 | 21 |  |  |  | 82.4525 | 1
| LCA | Big Creek/Ventura | 7 | Average Weekday | CAISO | 1-in-10 | 2030 | 22 |  |  |  | 78.9574 | 1
| LCA | Big Creek/Ventura | 7 | Average Weekday | CAISO | 1-in-10 | 2030 | 23 |  |  |  | 76.8646 | 1
| LCA | Big Creek/Ventura | 7 | Average Weekday | CAISO | 1-in-10 | 2030 | 24 |  |  |  | 75.4968 | 1
| LCA | Big Creek/Ventura | 7 | Monthly System Peak Day | CAISO | 1-in-10 | 2030 | 1 |  |  |  | 80.5621 | 1
| LCA | Big Creek/Ventura | 7 | Monthly System Peak Day | CAISO | 1-in-10 | 2030 | 2 |  |  |  | 80.3943 | 1
| LCA | Big Creek/Ventura | 7 | Monthly System Peak Day | CAISO | 1-in-10 | 2030 | 3 |  |  |  | 79.0186 | 1
| LCA | Big Creek/Ventura | 7 | Monthly System Peak Day | CAISO | 1-in-10 | 2030 | 4 |  |  |  | 75.5979 | 1
| LCA | Big Creek/Ventura | 7 | Monthly System Peak Day | CAISO | 1-in-10 | 2030 | 5 |  |  |  | 73.91 | 1
| LCA | Big Creek/Ventura | 7 | Monthly System Peak Day | CAISO | 1-in-10 | 2030 | 6 |  |  |  | 73.0279 | 1
| LCA | Big Creek/Ventura | 7 | Monthly System Peak Day | CAISO | 1-in-10 | 2030 | 7 |  |  |  | 72.825 | 1
| LCA | Big Creek/Ventura | 7 | Monthly System Peak Day | CAISO | 1-in-10 | 2030 | 8 |  |  |  | 72.9407 | 1
| LCA | Big Creek/Ventura | 7 | Monthly System Peak Day | CAISO | 1-in-10 | 2030 | 9 |  |  |  | 76.145 | 1
| LCA | Big Creek/Ventura | 7 | Monthly System Peak Day | CAISO | 1-in-10 | 2030 | 10 |  |  |  | 81.4593 | 1
| LCA | Big Creek/Ventura | 7 | Monthly System Peak Day | CAISO | 1-in-10 | 2030 | 11 |  |  |  | 86.7071 | 1
| LCA | Big Creek/Ventura | 7 | Monthly System Peak Day | CAISO | 1-in-10 | 2030 | 12 |  |  |  | 91.1643 | 1
| LCA | Big Creek/Ventura | 7 | Monthly System Peak Day | CAISO | 1-in-10 | 2030 | 13 |  |  |  | 93.6143 | 1
| LCA | Big Creek/Ventura | 7 | Monthly System Peak Day | CAISO | 1-in-10 | 2030 | 14 |  |  |  | 95.0357 | 1
| LCA | Big Creek/Ventura | 7 | Monthly System Peak Day | CAISO | 1-in-10 | 2030 | 15 |  |  |  | 96.6929 | 1
| LCA | Big Creek/Ventura | 7 | Monthly System Peak Day | CAISO | 1-in-10 | 2030 | 16 |  |  |  | 97.1357 | 1
| LCA | Big Creek/Ventura | 7 | Monthly System Peak Day | CAISO | 1-in-10 | 2030 | 17 |  |  |  | 96.5286 | 1
| LCA | Big Creek/Ventura | 7 | Monthly System Peak Day | CAISO | 1-in-10 | 2030 | 18 |  |  |  | 95.7 | 1
| LCA | Big Creek/Ventura | 7 | Monthly System Peak Day | CAISO | 1-in-10 | 2030 | 19 |  |  |  | 94.3071 | 1
| LCA | Big Creek/Ventura | 7 | Monthly System Peak Day | CAISO | 1-in-10 | 2030 | 20 |  |  |  | 91 | 1
| LCA | Big Creek/Ventura | 7 | Monthly System Peak Day | CAISO | 1-in-10 | 2030 | 21 |  |  |  | 87.2271 | 1
| LCA | Big Creek/Ventura | 7 | Monthly System Peak Day | CAISO | 1-in-10 | 2030 | 22 |  |  |  | 83.105 | 1
| LCA | Big Creek/Ventura | 7 | Monthly System Peak Day | CAISO | 1-in-10 | 2030 | 23 |  |  |  | 81.2114 | 1
| LCA | Big Creek/Ventura | 7 | Monthly System Peak Day | CAISO | 1-in-10 | 2030 | 24 |  |  |  | 79.2186 | 1
| LCA | Big Creek/Ventura | 8 | Average Weekday | CAISO | 1-in-10 | 2030 | 1 |  |  |  | 71.773 | 1
| LCA | Big Creek/Ventura | 8 | Average Weekday | CAISO | 1-in-10 | 2030 | 2 |  |  |  | 70.8122 | 1
| LCA | Big Creek/Ventura | 8 | Average Weekday | CAISO | 1-in-10 | 2030 | 3 |  |  |  | 70.0332 | 1
| LCA | Big Creek/Ventura | 8 | Average Weekday | CAISO | 1-in-10 | 2030 | 4 |  |  |  | 69.3359 | 1
| LCA | Big Creek/Ventura | 8 | Average Weekday | CAISO | 1-in-10 | 2030 | 5 |  |  |  | 68.5356 | 1
| LCA | Big Creek/Ventura | 8 | Average Weekday | CAISO | 1-in-10 | 2030 | 6 |  |  |  | 67.6954 | 1
| LCA | Big Creek/Ventura | 8 | Average Weekday | CAISO | 1-in-10 | 2030 | 7 |  |  |  | 67.0748 | 1
| LCA | Big Creek/Ventura | 8 | Average Weekday | CAISO | 1-in-10 | 2030 | 8 |  |  |  | 66.8998 | 1
| LCA | Big Creek/Ventura | 8 | Average Weekday | CAISO | 1-in-10 | 2030 | 9 |  |  |  | 69.0394 | 1
| LCA | Big Creek/Ventura | 8 | Average Weekday | CAISO | 1-in-10 | 2030 | 10 |  |  |  | 72.7622 | 1
| LCA | Big Creek/Ventura | 8 | Average Weekday | CAISO | 1-in-10 | 2030 | 11 |  |  |  | 76.7959 | 1
| LCA | Big Creek/Ventura | 8 | Average Weekday | CAISO | 1-in-10 | 2030 | 12 |  |  |  | 80.7141 | 1
| LCA | Big Creek/Ventura | 8 | Average Weekday | CAISO | 1-in-10 | 2030 | 13 |  |  |  | 83.8698 | 1
| LCA | Big Creek/Ventura | 8 | Average Weekday | CAISO | 1-in-10 | 2030 | 14 |  |  |  | 86.2495 | 1
| LCA | Big Creek/Ventura | 8 | Average Weekday | CAISO | 1-in-10 | 2030 | 15 |  |  |  | 87.7802 | 1
| LCA | Big Creek/Ventura | 8 | Average Weekday | CAISO | 1-in-10 | 2030 | 16 |  |  |  | 88.4706 | 1
| LCA | Big Creek/Ventura | 8 | Average Weekday | CAISO | 1-in-10 | 2030 | 17 |  |  |  | 88.218 | 1
| LCA | Big Creek/Ventura | 8 | Average Weekday | CAISO | 1-in-10 | 2030 | 18 |  |  |  | 87.3481 | 1
| LCA | Big Creek/Ventura | 8 | Average Weekday | CAISO | 1-in-10 | 2030 | 19 |  |  |  | 85.6245 | 1
| LCA | Big Creek/Ventura | 8 | Average Weekday | CAISO | 1-in-10 | 2030 | 20 |  |  |  | 82.9859 | 1
| LCA | Big Creek/Ventura | 8 | Average Weekday | CAISO | 1-in-10 | 2030 | 21 |  |  |  | 79.446 | 1
| LCA | Big Creek/Ventura | 8 | Average Weekday | CAISO | 1-in-10 | 2030 | 22 |  |  |  | 76.5588 | 1
| LCA | Big Creek/Ventura | 8 | Average Weekday | CAISO | 1-in-10 | 2030 | 23 |  |  |  | 74.6878 | 1
| LCA | Big Creek/Ventura | 8 | Average Weekday | CAISO | 1-in-10 | 2030 | 24 |  |  |  | 73.243 | 1
| LCA | Big Creek/Ventura | 8 | Monthly System Peak Day | CAISO | 1-in-10 | 2030 | 1 |  |  |  | 75.8614 | 1
| LCA | Big Creek/Ventura | 8 | Monthly System Peak Day | CAISO | 1-in-10 | 2030 | 2 |  |  |  | 75.0521 | 1
| LCA | Big Creek/Ventura | 8 | Monthly System Peak Day | CAISO | 1-in-10 | 2030 | 3 |  |  |  | 74.275 | 1
| LCA | Big Creek/Ventura | 8 | Monthly System Peak Day | CAISO | 1-in-10 | 2030 | 4 |  |  |  | 73.3857 | 1
| LCA | Big Creek/Ventura | 8 | Monthly System Peak Day | CAISO | 1-in-10 | 2030 | 5 |  |  |  | 72.4779 | 1
| LCA | Big Creek/Ventura | 8 | Monthly System Peak Day | CAISO | 1-in-10 | 2030 | 6 |  |  |  | 71.3657 | 1
| LCA | Big Creek/Ventura | 8 | Monthly System Peak Day | CAISO | 1-in-10 | 2030 | 7 |  |  |  | 71.1021 | 1
| LCA | Big Creek/Ventura | 8 | Monthly System Peak Day | CAISO | 1-in-10 | 2030 | 8 |  |  |  | 70.685 | 1
| LCA | Big Creek/Ventura | 8 | Monthly System Peak Day | CAISO | 1-in-10 | 2030 | 9 |  |  |  | 73.5929 | 1
| LCA | Big Creek/Ventura | 8 | Monthly System Peak Day | CAISO | 1-in-10 | 2030 | 10 |  |  |  | 77.95 | 1
| LCA | Big Creek/Ventura | 8 | Monthly System Peak Day | CAISO | 1-in-10 | 2030 | 11 |  |  |  | 83.1193 | 1
| LCA | Big Creek/Ventura | 8 | Monthly System Peak Day | CAISO | 1-in-10 | 2030 | 12 |  |  |  | 88.1879 | 1
| LCA | Big Creek/Ventura | 8 | Monthly System Peak Day | CAISO | 1-in-10 | 2030 | 13 |  |  |  | 92.3714 | 1
| LCA | Big Creek/Ventura | 8 | Monthly System Peak Day | CAISO | 1-in-10 | 2030 | 14 |  |  |  | 95.0214 | 1
| LCA | Big Creek/Ventura | 8 | Monthly System Peak Day | CAISO | 1-in-10 | 2030 | 15 |  |  |  | 96.2714 | 1
| LCA | Big Creek/Ventura | 8 | Monthly System Peak Day | CAISO | 1-in-10 | 2030 | 16 |  |  |  | 96.85 | 1
| LCA | Big Creek/Ventura | 8 | Monthly System Peak Day | CAISO | 1-in-10 | 2030 | 17 |  |  |  | 96.3143 | 1
| LCA | Big Creek/Ventura | 8 | Monthly System Peak Day | CAISO | 1-in-10 | 2030 | 18 |  |  |  | 95.3286 | 1
| LCA | Big Creek/Ventura | 8 | Monthly System Peak Day | CAISO | 1-in-10 | 2030 | 19 |  |  |  | 93.3214 | 1
| LCA | Big Creek/Ventura | 8 | Monthly System Peak Day | CAISO | 1-in-10 | 2030 | 20 |  |  |  | 89.9429 | 1
| LCA | Big Creek/Ventura | 8 | Monthly System Peak Day | CAISO | 1-in-10 | 2030 | 21 |  |  |  | 85.6986 | 1
| LCA | Big Creek/Ventura | 8 | Monthly System Peak Day | CAISO | 1-in-10 | 2030 | 22 |  |  |  | 82.6936 | 1
| LCA | Big Creek/Ventura | 8 | Monthly System Peak Day | CAISO | 1-in-10 | 2030 | 23 |  |  |  | 80.7414 | 1
| LCA | Big Creek/Ventura | 8 | Monthly System Peak Day | CAISO | 1-in-10 | 2030 | 24 |  |  |  | 79.3707 | 1
| LCA | Big Creek/Ventura | 8 | Typical Event Day | CAISO | 1-in-10 | 2030 | 1 |  |  |  | 77.2739 | 1
| LCA | Big Creek/Ventura | 8 | Typical Event Day | CAISO | 1-in-10 | 2030 | 2 |  |  |  | 76.5187 | 1
| LCA | Big Creek/Ventura | 8 | Typical Event Day | CAISO | 1-in-10 | 2030 | 3 |  |  |  | 75.457 | 1
| LCA | Big Creek/Ventura | 8 | Typical Event Day | CAISO | 1-in-10 | 2030 | 4 |  |  |  | 74.0543 | 1
| LCA | Big Creek/Ventura | 8 | Typical Event Day | CAISO | 1-in-10 | 2030 | 5 |  |  |  | 73.0975 | 1
| LCA | Big Creek/Ventura | 8 | Typical Event Day | CAISO | 1-in-10 | 2030 | 6 |  |  |  | 72.138 | 1
| LCA | Big Creek/Ventura | 8 | Typical Event Day | CAISO | 1-in-10 | 2030 | 7 |  |  |  | 71.9071 | 1
| LCA | Big Creek/Ventura | 8 | Typical Event Day | CAISO | 1-in-10 | 2030 | 8 |  |  |  | 72.008 | 1
| LCA | Big Creek/Ventura | 8 | Typical Event Day | CAISO | 1-in-10 | 2030 | 9 |  |  |  | 74.7386 | 1
| LCA | Big Creek/Ventura | 8 | Typical Event Day | CAISO | 1-in-10 | 2030 | 10 |  |  |  | 79.5193 | 1
| LCA | Big Creek/Ventura | 8 | Typical Event Day | CAISO | 1-in-10 | 2030 | 11 |  |  |  | 84.3773 | 1
| LCA | Big Creek/Ventura | 8 | Typical Event Day | CAISO | 1-in-10 | 2030 | 12 |  |  |  | 89.0189 | 1
| LCA | Big Creek/Ventura | 8 | Typical Event Day | CAISO | 1-in-10 | 2030 | 13 |  |  |  | 92.2941 | 1
| LCA | Big Creek/Ventura | 8 | Typical Event Day | CAISO | 1-in-10 | 2030 | 14 |  |  |  | 94.5786 | 1
| LCA | Big Creek/Ventura | 8 | Typical Event Day | CAISO | 1-in-10 | 2030 | 15 |  |  |  | 95.975 | 1
| LCA | Big Creek/Ventura | 8 | Typical Event Day | CAISO | 1-in-10 | 2030 | 16 |  |  |  | 96.8518 | 1
| LCA | Big Creek/Ventura | 8 | Typical Event Day | CAISO | 1-in-10 | 2030 | 17 |  |  |  | 96.6714 | 1
| LCA | Big Creek/Ventura | 8 | Typical Event Day | CAISO | 1-in-10 | 2030 | 18 |  |  |  | 95.7714 | 1
| LCA | Big Creek/Ventura | 8 | Typical Event Day | CAISO | 1-in-10 | 2030 | 19 |  |  |  | 93.7018 | 1
| LCA | Big Creek/Ventura | 8 | Typical Event Day | CAISO | 1-in-10 | 2030 | 20 |  |  |  | 90.7312 | 1
| LCA | Big Creek/Ventura | 8 | Typical Event Day | CAISO | 1-in-10 | 2030 | 21 |  |  |  | 87.3168 | 1
| LCA | Big Creek/Ventura | 8 | Typical Event Day | CAISO | 1-in-10 | 2030 | 22 |  |  |  | 83.9977 | 1
| LCA | Big Creek/Ventura | 8 | Typical Event Day | CAISO | 1-in-10 | 2030 | 23 |  |  |  | 81.8893 | 1
| LCA | Big Creek/Ventura | 8 | Typical Event Day | CAISO | 1-in-10 | 2030 | 24 |  |  |  | 80.237 | 1
| LCA | Big Creek/Ventura | 9 | Average Weekday | CAISO | 1-in-10 | 2030 | 1 |  |  |  | 70.2028 | 1
| LCA | Big Creek/Ventura | 9 | Average Weekday | CAISO | 1-in-10 | 2030 | 2 |  |  |  | 69.1836 | 1
| LCA | Big Creek/Ventura | 9 | Average Weekday | CAISO | 1-in-10 | 2030 | 3 |  |  |  | 68.2518 | 1
| LCA | Big Creek/Ventura | 9 | Average Weekday | CAISO | 1-in-10 | 2030 | 4 |  |  |  | 67.4618 | 1
| LCA | Big Creek/Ventura | 9 | Average Weekday | CAISO | 1-in-10 | 2030 | 5 |  |  |  | 66.5713 | 1
| LCA | Big Creek/Ventura | 9 | Average Weekday | CAISO | 1-in-10 | 2030 | 6 |  |  |  | 65.7951 | 1
| LCA | Big Creek/Ventura | 9 | Average Weekday | CAISO | 1-in-10 | 2030 | 7 |  |  |  | 65.2006 | 1
| LCA | Big Creek/Ventura | 9 | Average Weekday | CAISO | 1-in-10 | 2030 | 8 |  |  |  | 64.7186 | 1
| LCA | Big Creek/Ventura | 9 | Average Weekday | CAISO | 1-in-10 | 2030 | 9 |  |  |  | 65.7455 | 1
| LCA | Big Creek/Ventura | 9 | Average Weekday | CAISO | 1-in-10 | 2030 | 10 |  |  |  | 69.433 | 1
| LCA | Big Creek/Ventura | 9 | Average Weekday | CAISO | 1-in-10 | 2030 | 11 |  |  |  | 73.8913 | 1
| LCA | Big Creek/Ventura | 9 | Average Weekday | CAISO | 1-in-10 | 2030 | 12 |  |  |  | 78.089 | 1
| LCA | Big Creek/Ventura | 9 | Average Weekday | CAISO | 1-in-10 | 2030 | 13 |  |  |  | 81.4035 | 1
| LCA | Big Creek/Ventura | 9 | Average Weekday | CAISO | 1-in-10 | 2030 | 14 |  |  |  | 83.8146 | 1
| LCA | Big Creek/Ventura | 9 | Average Weekday | CAISO | 1-in-10 | 2030 | 15 |  |  |  | 85.4224 | 1
| LCA | Big Creek/Ventura | 9 | Average Weekday | CAISO | 1-in-10 | 2030 | 16 |  |  |  | 86.0571 | 1
| LCA | Big Creek/Ventura | 9 | Average Weekday | CAISO | 1-in-10 | 2030 | 17 |  |  |  | 85.7889 | 1
| LCA | Big Creek/Ventura | 9 | Average Weekday | CAISO | 1-in-10 | 2030 | 18 |  |  |  | 84.8251 | 1
| LCA | Big Creek/Ventura | 9 | Average Weekday | CAISO | 1-in-10 | 2030 | 19 |  |  |  | 82.9592 | 1
| LCA | Big Creek/Ventura | 9 | Average Weekday | CAISO | 1-in-10 | 2030 | 20 |  |  |  | 79.8824 | 1
| LCA | Big Creek/Ventura | 9 | Average Weekday | CAISO | 1-in-10 | 2030 | 21 |  |  |  | 76.5321 | 1
| LCA | Big Creek/Ventura | 9 | Average Weekday | CAISO | 1-in-10 | 2030 | 22 |  |  |  | 74.4318 | 1
| LCA | Big Creek/Ventura | 9 | Average Weekday | CAISO | 1-in-10 | 2030 | 23 |  |  |  | 72.679 | 1
| LCA | Big Creek/Ventura | 9 | Average Weekday | CAISO | 1-in-10 | 2030 | 24 |  |  |  | 71.1678 | 1
| LCA | Big Creek/Ventura | 9 | Monthly System Peak Day | CAISO | 1-in-10 | 2030 | 1 |  |  |  | 77.9914 | 1
| LCA | Big Creek/Ventura | 9 | Monthly System Peak Day | CAISO | 1-in-10 | 2030 | 2 |  |  |  | 76.6621 | 1
| LCA | Big Creek/Ventura | 9 | Monthly System Peak Day | CAISO | 1-in-10 | 2030 | 3 |  |  |  | 75.7214 | 1
| LCA | Big Creek/Ventura | 9 | Monthly System Peak Day | CAISO | 1-in-10 | 2030 | 4 |  |  |  | 75.345 | 1
| LCA | Big Creek/Ventura | 9 | Monthly System Peak Day | CAISO | 1-in-10 | 2030 | 5 |  |  |  | 75.5386 | 1
| LCA | Big Creek/Ventura | 9 | Monthly System Peak Day | CAISO | 1-in-10 | 2030 | 6 |  |  |  | 74.7329 | 1
| LCA | Big Creek/Ventura | 9 | Monthly System Peak Day | CAISO | 1-in-10 | 2030 | 7 |  |  |  | 74.6979 | 1
| LCA | Big Creek/Ventura | 9 | Monthly System Peak Day | CAISO | 1-in-10 | 2030 | 8 |  |  |  | 74.9971 | 1
| LCA | Big Creek/Ventura | 9 | Monthly System Peak Day | CAISO | 1-in-10 | 2030 | 9 |  |  |  | 75.535 | 1
| LCA | Big Creek/Ventura | 9 | Monthly System Peak Day | CAISO | 1-in-10 | 2030 | 10 |  |  |  | 79.5214 | 1
| LCA | Big Creek/Ventura | 9 | Monthly System Peak Day | CAISO | 1-in-10 | 2030 | 11 |  |  |  | 83.5 | 1
| LCA | Big Creek/Ventura | 9 | Monthly System Peak Day | CAISO | 1-in-10 | 2030 | 12 |  |  |  | 87.4429 | 1
| LCA | Big Creek/Ventura | 9 | Monthly System Peak Day | CAISO | 1-in-10 | 2030 | 13 |  |  |  | 90.2571 | 1
| LCA | Big Creek/Ventura | 9 | Monthly System Peak Day | CAISO | 1-in-10 | 2030 | 14 |  |  |  | 92.5643 | 1
| LCA | Big Creek/Ventura | 9 | Monthly System Peak Day | CAISO | 1-in-10 | 2030 | 15 |  |  |  | 93.9786 | 1
| LCA | Big Creek/Ventura | 9 | Monthly System Peak Day | CAISO | 1-in-10 | 2030 | 16 |  |  |  | 95.5643 | 1
| LCA | Big Creek/Ventura | 9 | Monthly System Peak Day | CAISO | 1-in-10 | 2030 | 17 |  |  |  | 96.4714 | 1
| LCA | Big Creek/Ventura | 9 | Monthly System Peak Day | CAISO | 1-in-10 | 2030 | 18 |  |  |  | 95.5429 | 1
| LCA | Big Creek/Ventura | 9 | Monthly System Peak Day | CAISO | 1-in-10 | 2030 | 19 |  |  |  | 92.9143 | 1
| LCA | Big Creek/Ventura | 9 | Monthly System Peak Day | CAISO | 1-in-10 | 2030 | 20 |  |  |  | 90.5714 | 1
| LCA | Big Creek/Ventura | 9 | Monthly System Peak Day | CAISO | 1-in-10 | 2030 | 21 |  |  |  | 88.0071 | 1
| LCA | Big Creek/Ventura | 9 | Monthly System Peak Day | CAISO | 1-in-10 | 2030 | 22 |  |  |  | 85.6214 | 1
| LCA | Big Creek/Ventura | 9 | Monthly System Peak Day | CAISO | 1-in-10 | 2030 | 23 |  |  |  | 83.7929 | 1
| LCA | Big Creek/Ventura | 9 | Monthly System Peak Day | CAISO | 1-in-10 | 2030 | 24 |  |  |  | 82.0857 | 1
| LCA | Big Creek/Ventura | 10 | Average Weekday | CAISO | 1-in-10 | 2030 | 1 |  |  |  | 64.6574 | 1
| LCA | Big Creek/Ventura | 10 | Average Weekday | CAISO | 1-in-10 | 2030 | 2 |  |  |  | 63.6685 | 1
| LCA | Big Creek/Ventura | 10 | Average Weekday | CAISO | 1-in-10 | 2030 | 3 |  |  |  | 62.8361 | 1
| LCA | Big Creek/Ventura | 10 | Average Weekday | CAISO | 1-in-10 | 2030 | 4 |  |  |  | 61.9542 | 1
| LCA | Big Creek/Ventura | 10 | Average Weekday | CAISO | 1-in-10 | 2030 | 5 |  |  |  | 61.1331 | 1
| LCA | Big Creek/Ventura | 10 | Average Weekday | CAISO | 1-in-10 | 2030 | 6 |  |  |  | 60.6957 | 1
| LCA | Big Creek/Ventura | 10 | Average Weekday | CAISO | 1-in-10 | 2030 | 7 |  |  |  | 60.0795 | 1
| LCA | Big Creek/Ventura | 10 | Average Weekday | CAISO | 1-in-10 | 2030 | 8 |  |  |  | 59.6208 | 1
| LCA | Big Creek/Ventura | 10 | Average Weekday | CAISO | 1-in-10 | 2030 | 9 |  |  |  | 60.0076 | 1
| LCA | Big Creek/Ventura | 10 | Average Weekday | CAISO | 1-in-10 | 2030 | 10 |  |  |  | 63.1345 | 1
| LCA | Big Creek/Ventura | 10 | Average Weekday | CAISO | 1-in-10 | 2030 | 11 |  |  |  | 67.9007 | 1
| LCA | Big Creek/Ventura | 10 | Average Weekday | CAISO | 1-in-10 | 2030 | 12 |  |  |  | 72.4013 | 1
| LCA | Big Creek/Ventura | 10 | Average Weekday | CAISO | 1-in-10 | 2030 | 13 |  |  |  | 75.8279 | 1
| LCA | Big Creek/Ventura | 10 | Average Weekday | CAISO | 1-in-10 | 2030 | 14 |  |  |  | 78.2119 | 1
| LCA | Big Creek/Ventura | 10 | Average Weekday | CAISO | 1-in-10 | 2030 | 15 |  |  |  | 79.6814 | 1
| LCA | Big Creek/Ventura | 10 | Average Weekday | CAISO | 1-in-10 | 2030 | 16 |  |  |  | 80.4072 | 1
| LCA | Big Creek/Ventura | 10 | Average Weekday | CAISO | 1-in-10 | 2030 | 17 |  |  |  | 80.5515 | 1
| LCA | Big Creek/Ventura | 10 | Average Weekday | CAISO | 1-in-10 | 2030 | 18 |  |  |  | 79.6518 | 1
| LCA | Big Creek/Ventura | 10 | Average Weekday | CAISO | 1-in-10 | 2030 | 19 |  |  |  | 77.5644 | 1
| LCA | Big Creek/Ventura | 10 | Average Weekday | CAISO | 1-in-10 | 2030 | 20 |  |  |  | 74.3088 | 1
| LCA | Big Creek/Ventura | 10 | Average Weekday | CAISO | 1-in-10 | 2030 | 21 |  |  |  | 71.652 | 1
| LCA | Big Creek/Ventura | 10 | Average Weekday | CAISO | 1-in-10 | 2030 | 22 |  |  |  | 69.4339 | 1
| LCA | Big Creek/Ventura | 10 | Average Weekday | CAISO | 1-in-10 | 2030 | 23 |  |  |  | 67.5514 | 1
| LCA | Big Creek/Ventura | 10 | Average Weekday | CAISO | 1-in-10 | 2030 | 24 |  |  |  | 65.7874 | 1
| LCA | Big Creek/Ventura | 10 | Monthly System Peak Day | CAISO | 1-in-10 | 2030 | 1 |  |  |  | 75.2321 | 1
| LCA | Big Creek/Ventura | 10 | Monthly System Peak Day | CAISO | 1-in-10 | 2030 | 2 |  |  |  | 74.2014 | 1
| LCA | Big Creek/Ventura | 10 | Monthly System Peak Day | CAISO | 1-in-10 | 2030 | 3 |  |  |  | 72.9943 | 1
| LCA | Big Creek/Ventura | 10 | Monthly System Peak Day | CAISO | 1-in-10 | 2030 | 4 |  |  |  | 71.7943 | 1
| LCA | Big Creek/Ventura | 10 | Monthly System Peak Day | CAISO | 1-in-10 | 2030 | 5 |  |  |  | 70.9321 | 1
| LCA | Big Creek/Ventura | 10 | Monthly System Peak Day | CAISO | 1-in-10 | 2030 | 6 |  |  |  | 71.2614 | 1
| LCA | Big Creek/Ventura | 10 | Monthly System Peak Day | CAISO | 1-in-10 | 2030 | 7 |  |  |  | 70.4243 | 1
| LCA | Big Creek/Ventura | 10 | Monthly System Peak Day | CAISO | 1-in-10 | 2030 | 8 |  |  |  | 69.4007 | 1
| LCA | Big Creek/Ventura | 10 | Monthly System Peak Day | CAISO | 1-in-10 | 2030 | 9 |  |  |  | 69.2471 | 1
| LCA | Big Creek/Ventura | 10 | Monthly System Peak Day | CAISO | 1-in-10 | 2030 | 10 |  |  |  | 72.7614 | 1
| LCA | Big Creek/Ventura | 10 | Monthly System Peak Day | CAISO | 1-in-10 | 2030 | 11 |  |  |  | 78.1214 | 1
| LCA | Big Creek/Ventura | 10 | Monthly System Peak Day | CAISO | 1-in-10 | 2030 | 12 |  |  |  | 82.6357 | 1
| LCA | Big Creek/Ventura | 10 | Monthly System Peak Day | CAISO | 1-in-10 | 2030 | 13 |  |  |  | 86.7857 | 1
| LCA | Big Creek/Ventura | 10 | Monthly System Peak Day | CAISO | 1-in-10 | 2030 | 14 |  |  |  | 89.45 | 1
| LCA | Big Creek/Ventura | 10 | Monthly System Peak Day | CAISO | 1-in-10 | 2030 | 15 |  |  |  | 90.7571 | 1
| LCA | Big Creek/Ventura | 10 | Monthly System Peak Day | CAISO | 1-in-10 | 2030 | 16 |  |  |  | 91.2857 | 1
| LCA | Big Creek/Ventura | 10 | Monthly System Peak Day | CAISO | 1-in-10 | 2030 | 17 |  |  |  | 90.4714 | 1
| LCA | Big Creek/Ventura | 10 | Monthly System Peak Day | CAISO | 1-in-10 | 2030 | 18 |  |  |  | 88.65 | 1
| LCA | Big Creek/Ventura | 10 | Monthly System Peak Day | CAISO | 1-in-10 | 2030 | 19 |  |  |  | 85.7786 | 1
| LCA | Big Creek/Ventura | 10 | Monthly System Peak Day | CAISO | 1-in-10 | 2030 | 20 |  |  |  | 81.85 | 1
| LCA | Big Creek/Ventura | 10 | Monthly System Peak Day | CAISO | 1-in-10 | 2030 | 21 |  |  |  | 78.975 | 1
| LCA | Big Creek/Ventura | 10 | Monthly System Peak Day | CAISO | 1-in-10 | 2030 | 22 |  |  |  | 77.0079 | 1
| LCA | Big Creek/Ventura | 10 | Monthly System Peak Day | CAISO | 1-in-10 | 2030 | 23 |  |  |  | 75.0014 | 1
| LCA | Big Creek/Ventura | 10 | Monthly System Peak Day | CAISO | 1-in-10 | 2030 | 24 |  |  |  | 73.4014 | 1
| LCA | Big Creek/Ventura | 11 | Average Weekday | CAISO | 1-in-10 | 2030 | 1 |  |  |  | 53.2581 | 1
| LCA | Big Creek/Ventura | 11 | Average Weekday | CAISO | 1-in-10 | 2030 | 2 |  |  |  | 52.2332 | 1
| LCA | Big Creek/Ventura | 11 | Average Weekday | CAISO | 1-in-10 | 2030 | 3 |  |  |  | 51.3054 | 1
| LCA | Big Creek/Ventura | 11 | Average Weekday | CAISO | 1-in-10 | 2030 | 4 |  |  |  | 50.3869 | 1
| LCA | Big Creek/Ventura | 11 | Average Weekday | CAISO | 1-in-10 | 2030 | 5 |  |  |  | 49.5653 | 1
| LCA | Big Creek/Ventura | 11 | Average Weekday | CAISO | 1-in-10 | 2030 | 6 |  |  |  | 48.9192 | 1
| LCA | Big Creek/Ventura | 11 | Average Weekday | CAISO | 1-in-10 | 2030 | 7 |  |  |  | 48.5108 | 1
| LCA | Big Creek/Ventura | 11 | Average Weekday | CAISO | 1-in-10 | 2030 | 8 |  |  |  | 48.19 | 1
| LCA | Big Creek/Ventura | 11 | Average Weekday | CAISO | 1-in-10 | 2030 | 9 |  |  |  | 49.6874 | 1
| LCA | Big Creek/Ventura | 11 | Average Weekday | CAISO | 1-in-10 | 2030 | 10 |  |  |  | 53.9557 | 1
| LCA | Big Creek/Ventura | 11 | Average Weekday | CAISO | 1-in-10 | 2030 | 11 |  |  |  | 58.7942 | 1
| LCA | Big Creek/Ventura | 11 | Average Weekday | CAISO | 1-in-10 | 2030 | 12 |  |  |  | 63.0026 | 1
| LCA | Big Creek/Ventura | 11 | Average Weekday | CAISO | 1-in-10 | 2030 | 13 |  |  |  | 65.857 | 1
| LCA | Big Creek/Ventura | 11 | Average Weekday | CAISO | 1-in-10 | 2030 | 14 |  |  |  | 67.6396 | 1
| LCA | Big Creek/Ventura | 11 | Average Weekday | CAISO | 1-in-10 | 2030 | 15 |  |  |  | 68.5811 | 1
| LCA | Big Creek/Ventura | 11 | Average Weekday | CAISO | 1-in-10 | 2030 | 16 |  |  |  | 68.8531 | 1
| LCA | Big Creek/Ventura | 11 | Average Weekday | CAISO | 1-in-10 | 2030 | 17 |  |  |  | 68.3015 | 1
| LCA | Big Creek/Ventura | 11 | Average Weekday | CAISO | 1-in-10 | 2030 | 18 |  |  |  | 66.4193 | 1
| LCA | Big Creek/Ventura | 11 | Average Weekday | CAISO | 1-in-10 | 2030 | 19 |  |  |  | 63.5043 | 1
| LCA | Big Creek/Ventura | 11 | Average Weekday | CAISO | 1-in-10 | 2030 | 20 |  |  |  | 60.7171 | 1
| LCA | Big Creek/Ventura | 11 | Average Weekday | CAISO | 1-in-10 | 2030 | 21 |  |  |  | 58.3538 | 1
| LCA | Big Creek/Ventura | 11 | Average Weekday | CAISO | 1-in-10 | 2030 | 22 |  |  |  | 56.4636 | 1
| LCA | Big Creek/Ventura | 11 | Average Weekday | CAISO | 1-in-10 | 2030 | 23 |  |  |  | 55.1132 | 1
| LCA | Big Creek/Ventura | 11 | Average Weekday | CAISO | 1-in-10 | 2030 | 24 |  |  |  | 54.0951 | 1
| LCA | Big Creek/Ventura | 11 | Monthly System Peak Day | CAISO | 1-in-10 | 2030 | 1 |  |  |  | 64.8557 | 1
| LCA | Big Creek/Ventura | 11 | Monthly System Peak Day | CAISO | 1-in-10 | 2030 | 2 |  |  |  | 63.4 | 1
| LCA | Big Creek/Ventura | 11 | Monthly System Peak Day | CAISO | 1-in-10 | 2030 | 3 |  |  |  | 62.575 | 1
| LCA | Big Creek/Ventura | 11 | Monthly System Peak Day | CAISO | 1-in-10 | 2030 | 4 |  |  |  | 60.9329 | 1
| LCA | Big Creek/Ventura | 11 | Monthly System Peak Day | CAISO | 1-in-10 | 2030 | 5 |  |  |  | 60.2993 | 1
| LCA | Big Creek/Ventura | 11 | Monthly System Peak Day | CAISO | 1-in-10 | 2030 | 6 |  |  |  | 58.755 | 1
| LCA | Big Creek/Ventura | 11 | Monthly System Peak Day | CAISO | 1-in-10 | 2030 | 7 |  |  |  | 58.1757 | 1
| LCA | Big Creek/Ventura | 11 | Monthly System Peak Day | CAISO | 1-in-10 | 2030 | 8 |  |  |  | 58.4971 | 1
| LCA | Big Creek/Ventura | 11 | Monthly System Peak Day | CAISO | 1-in-10 | 2030 | 9 |  |  |  | 59.5321 | 1
| LCA | Big Creek/Ventura | 11 | Monthly System Peak Day | CAISO | 1-in-10 | 2030 | 10 |  |  |  | 63.5629 | 1
| LCA | Big Creek/Ventura | 11 | Monthly System Peak Day | CAISO | 1-in-10 | 2030 | 11 |  |  |  | 70.165 | 1
| LCA | Big Creek/Ventura | 11 | Monthly System Peak Day | CAISO | 1-in-10 | 2030 | 12 |  |  |  | 76.7329 | 1
| LCA | Big Creek/Ventura | 11 | Monthly System Peak Day | CAISO | 1-in-10 | 2030 | 13 |  |  |  | 80.7714 | 1
| LCA | Big Creek/Ventura | 11 | Monthly System Peak Day | CAISO | 1-in-10 | 2030 | 14 |  |  |  | 83.5714 | 1
| LCA | Big Creek/Ventura | 11 | Monthly System Peak Day | CAISO | 1-in-10 | 2030 | 15 |  |  |  | 84.6071 | 1
| LCA | Big Creek/Ventura | 11 | Monthly System Peak Day | CAISO | 1-in-10 | 2030 | 16 |  |  |  | 85.3286 | 1
| LCA | Big Creek/Ventura | 11 | Monthly System Peak Day | CAISO | 1-in-10 | 2030 | 17 |  |  |  | 85.3643 | 1
| LCA | Big Creek/Ventura | 11 | Monthly System Peak Day | CAISO | 1-in-10 | 2030 | 18 |  |  |  | 84.1 | 1
| LCA | Big Creek/Ventura | 11 | Monthly System Peak Day | CAISO | 1-in-10 | 2030 | 19 |  |  |  | 80.6929 | 1
| LCA | Big Creek/Ventura | 11 | Monthly System Peak Day | CAISO | 1-in-10 | 2030 | 20 |  |  |  | 75.6357 | 1
| LCA | Big Creek/Ventura | 11 | Monthly System Peak Day | CAISO | 1-in-10 | 2030 | 21 |  |  |  | 70.7864 | 1
| LCA | Big Creek/Ventura | 11 | Monthly System Peak Day | CAISO | 1-in-10 | 2030 | 22 |  |  |  | 68.4421 | 1
| LCA | Big Creek/Ventura | 11 | Monthly System Peak Day | CAISO | 1-in-10 | 2030 | 23 |  |  |  | 66.3479 | 1
| LCA | Big Creek/Ventura | 11 | Monthly System Peak Day | CAISO | 1-in-10 | 2030 | 24 |  |  |  | 64.7529 | 1
| LCA | Big Creek/Ventura | 12 | Average Weekday | CAISO | 1-in-10 | 2030 | 1 |  |  |  | 49.213 | 1
| LCA | Big Creek/Ventura | 12 | Average Weekday | CAISO | 1-in-10 | 2030 | 2 |  |  |  | 48.3094 | 1
| LCA | Big Creek/Ventura | 12 | Average Weekday | CAISO | 1-in-10 | 2030 | 3 |  |  |  | 47.6023 | 1
| LCA | Big Creek/Ventura | 12 | Average Weekday | CAISO | 1-in-10 | 2030 | 4 |  |  |  | 47.0329 | 1
| LCA | Big Creek/Ventura | 12 | Average Weekday | CAISO | 1-in-10 | 2030 | 5 |  |  |  | 46.6208 | 1
| LCA | Big Creek/Ventura | 12 | Average Weekday | CAISO | 1-in-10 | 2030 | 6 |  |  |  | 46.0586 | 1
| LCA | Big Creek/Ventura | 12 | Average Weekday | CAISO | 1-in-10 | 2030 | 7 |  |  |  | 45.5353 | 1
| LCA | Big Creek/Ventura | 12 | Average Weekday | CAISO | 1-in-10 | 2030 | 8 |  |  |  | 45.3266 | 1
| LCA | Big Creek/Ventura | 12 | Average Weekday | CAISO | 1-in-10 | 2030 | 9 |  |  |  | 45.9254 | 1
| LCA | Big Creek/Ventura | 12 | Average Weekday | CAISO | 1-in-10 | 2030 | 10 |  |  |  | 48.8067 | 1
| LCA | Big Creek/Ventura | 12 | Average Weekday | CAISO | 1-in-10 | 2030 | 11 |  |  |  | 52.4494 | 1
| LCA | Big Creek/Ventura | 12 | Average Weekday | CAISO | 1-in-10 | 2030 | 12 |  |  |  | 55.69 | 1
| LCA | Big Creek/Ventura | 12 | Average Weekday | CAISO | 1-in-10 | 2030 | 13 |  |  |  | 58.1193 | 1
| LCA | Big Creek/Ventura | 12 | Average Weekday | CAISO | 1-in-10 | 2030 | 14 |  |  |  | 59.6231 | 1
| LCA | Big Creek/Ventura | 12 | Average Weekday | CAISO | 1-in-10 | 2030 | 15 |  |  |  | 60.432 | 1
| LCA | Big Creek/Ventura | 12 | Average Weekday | CAISO | 1-in-10 | 2030 | 16 |  |  |  | 60.7262 | 1
| LCA | Big Creek/Ventura | 12 | Average Weekday | CAISO | 1-in-10 | 2030 | 17 |  |  |  | 60.1832 | 1
| LCA | Big Creek/Ventura | 12 | Average Weekday | CAISO | 1-in-10 | 2030 | 18 |  |  |  | 58.5616 | 1
| LCA | Big Creek/Ventura | 12 | Average Weekday | CAISO | 1-in-10 | 2030 | 19 |  |  |  | 56.4683 | 1
| LCA | Big Creek/Ventura | 12 | Average Weekday | CAISO | 1-in-10 | 2030 | 20 |  |  |  | 54.639 | 1
| LCA | Big Creek/Ventura | 12 | Average Weekday | CAISO | 1-in-10 | 2030 | 21 |  |  |  | 53.0953 | 1
| LCA | Big Creek/Ventura | 12 | Average Weekday | CAISO | 1-in-10 | 2030 | 22 |  |  |  | 51.9125 | 1
| LCA | Big Creek/Ventura | 12 | Average Weekday | CAISO | 1-in-10 | 2030 | 23 |  |  |  | 50.7329 | 1
| LCA | Big Creek/Ventura | 12 | Average Weekday | CAISO | 1-in-10 | 2030 | 24 |  |  |  | 49.8726 | 1
| LCA | Big Creek/Ventura | 12 | Monthly System Peak Day | CAISO | 1-in-10 | 2030 | 1 |  |  |  | 40.7736 | 1
| LCA | Big Creek/Ventura | 12 | Monthly System Peak Day | CAISO | 1-in-10 | 2030 | 2 |  |  |  | 40.2071 | 1
| LCA | Big Creek/Ventura | 12 | Monthly System Peak Day | CAISO | 1-in-10 | 2030 | 3 |  |  |  | 38.9471 | 1
| LCA | Big Creek/Ventura | 12 | Monthly System Peak Day | CAISO | 1-in-10 | 2030 | 4 |  |  |  | 37.6914 | 1
| LCA | Big Creek/Ventura | 12 | Monthly System Peak Day | CAISO | 1-in-10 | 2030 | 5 |  |  |  | 37.0429 | 1
| LCA | Big Creek/Ventura | 12 | Monthly System Peak Day | CAISO | 1-in-10 | 2030 | 6 |  |  |  | 35.6071 | 1
| LCA | Big Creek/Ventura | 12 | Monthly System Peak Day | CAISO | 1-in-10 | 2030 | 7 |  |  |  | 34.0793 | 1
| LCA | Big Creek/Ventura | 12 | Monthly System Peak Day | CAISO | 1-in-10 | 2030 | 8 |  |  |  | 33.665 | 1
| LCA | Big Creek/Ventura | 12 | Monthly System Peak Day | CAISO | 1-in-10 | 2030 | 9 |  |  |  | 35.5443 | 1
| LCA | Big Creek/Ventura | 12 | Monthly System Peak Day | CAISO | 1-in-10 | 2030 | 10 |  |  |  | 39.2764 | 1
| LCA | Big Creek/Ventura | 12 | Monthly System Peak Day | CAISO | 1-in-10 | 2030 | 11 |  |  |  | 42.9014 | 1
| LCA | Big Creek/Ventura | 12 | Monthly System Peak Day | CAISO | 1-in-10 | 2030 | 12 |  |  |  | 46.0714 | 1
| LCA | Big Creek/Ventura | 12 | Monthly System Peak Day | CAISO | 1-in-10 | 2030 | 13 |  |  |  | 47.7536 | 1
| LCA | Big Creek/Ventura | 12 | Monthly System Peak Day | CAISO | 1-in-10 | 2030 | 14 |  |  |  | 49.1129 | 1
| LCA | Big Creek/Ventura | 12 | Monthly System Peak Day | CAISO | 1-in-10 | 2030 | 15 |  |  |  | 50.4914 | 1
| LCA | Big Creek/Ventura | 12 | Monthly System Peak Day | CAISO | 1-in-10 | 2030 | 16 |  |  |  | 51.1093 | 1
| LCA | Big Creek/Ventura | 12 | Monthly System Peak Day | CAISO | 1-in-10 | 2030 | 17 |  |  |  | 50.6336 | 1
| LCA | Big Creek/Ventura | 12 | Monthly System Peak Day | CAISO | 1-in-10 | 2030 | 18 |  |  |  | 49.1286 | 1
| LCA | Big Creek/Ventura | 12 | Monthly System Peak Day | CAISO | 1-in-10 | 2030 | 19 |  |  |  | 46.04 | 1
| LCA | Big Creek/Ventura | 12 | Monthly System Peak Day | CAISO | 1-in-10 | 2030 | 20 |  |  |  | 43.6421 | 1
| LCA | Big Creek/Ventura | 12 | Monthly System Peak Day | CAISO | 1-in-10 | 2030 | 21 |  |  |  | 41.805 | 1
| LCA | Big Creek/Ventura | 12 | Monthly System Peak Day | CAISO | 1-in-10 | 2030 | 22 |  |  |  | 40.2143 | 1
| LCA | Big Creek/Ventura | 12 | Monthly System Peak Day | CAISO | 1-in-10 | 2030 | 23 |  |  |  | 39.0786 | 1
| LCA | Big Creek/Ventura | 12 | Monthly System Peak Day | CAISO | 1-in-10 | 2030 | 24 |  |  |  | 38.1714 | 1
| LCA | Big Creek/Ventura | 1 | Average Weekday | CAISO | 1-in-10 | 2031 | 1 |  |  |  | 46.9726 | 1
| LCA | Big Creek/Ventura | 1 | Average Weekday | CAISO | 1-in-10 | 2031 | 2 |  |  |  | 46.3899 | 1
| LCA | Big Creek/Ventura | 1 | Average Weekday | CAISO | 1-in-10 | 2031 | 3 |  |  |  | 45.8098 | 1
| LCA | Big Creek/Ventura | 1 | Average Weekday | CAISO | 1-in-10 | 2031 | 4 |  |  |  | 45.1295 | 1
| LCA | Big Creek/Ventura | 1 | Average Weekday | CAISO | 1-in-10 | 2031 | 5 |  |  |  | 44.5356 | 1
| LCA | Big Creek/Ventura | 1 | Average Weekday | CAISO | 1-in-10 | 2031 | 6 |  |  |  | 44.1452 | 1
| LCA | Big Creek/Ventura | 1 | Average Weekday | CAISO | 1-in-10 | 2031 | 7 |  |  |  | 43.7767 | 1
| LCA | Big Creek/Ventura | 1 | Average Weekday | CAISO | 1-in-10 | 2031 | 8 |  |  |  | 43.4369 | 1
| LCA | Big Creek/Ventura | 1 | Average Weekday | CAISO | 1-in-10 | 2031 | 9 |  |  |  | 43.825 | 1
| LCA | Big Creek/Ventura | 1 | Average Weekday | CAISO | 1-in-10 | 2031 | 10 |  |  |  | 46.4388 | 1
| LCA | Big Creek/Ventura | 1 | Average Weekday | CAISO | 1-in-10 | 2031 | 11 |  |  |  | 50.0898 | 1
| LCA | Big Creek/Ventura | 1 | Average Weekday | CAISO | 1-in-10 | 2031 | 12 |  |  |  | 53.082 | 1
| LCA | Big Creek/Ventura | 1 | Average Weekday | CAISO | 1-in-10 | 2031 | 13 |  |  |  | 55.1166 | 1
| LCA | Big Creek/Ventura | 1 | Average Weekday | CAISO | 1-in-10 | 2031 | 14 |  |  |  | 56.5521 | 1
| LCA | Big Creek/Ventura | 1 | Average Weekday | CAISO | 1-in-10 | 2031 | 15 |  |  |  | 57.5392 | 1
| LCA | Big Creek/Ventura | 1 | Average Weekday | CAISO | 1-in-10 | 2031 | 16 |  |  |  | 57.9567 | 1
| LCA | Big Creek/Ventura | 1 | Average Weekday | CAISO | 1-in-10 | 2031 | 17 |  |  |  | 57.6834 | 1
| LCA | Big Creek/Ventura | 1 | Average Weekday | CAISO | 1-in-10 | 2031 | 18 |  |  |  | 56.3685 | 1
| LCA | Big Creek/Ventura | 1 | Average Weekday | CAISO | 1-in-10 | 2031 | 19 |  |  |  | 54.0957 | 1
| LCA | Big Creek/Ventura | 1 | Average Weekday | CAISO | 1-in-10 | 2031 | 20 |  |  |  | 52.0419 | 1
| LCA | Big Creek/Ventura | 1 | Average Weekday | CAISO | 1-in-10 | 2031 | 21 |  |  |  | 50.5806 | 1
| LCA | Big Creek/Ventura | 1 | Average Weekday | CAISO | 1-in-10 | 2031 | 22 |  |  |  | 49.3198 | 1
| LCA | Big Creek/Ventura | 1 | Average Weekday | CAISO | 1-in-10 | 2031 | 23 |  |  |  | 48.2823 | 1
| LCA | Big Creek/Ventura | 1 | Average Weekday | CAISO | 1-in-10 | 2031 | 24 |  |  |  | 47.6345 | 1
| LCA | Big Creek/Ventura | 1 | Monthly System Peak Day | CAISO | 1-in-10 | 2031 | 1 |  |  |  | 42.9814 | 1
| LCA | Big Creek/Ventura | 1 | Monthly System Peak Day | CAISO | 1-in-10 | 2031 | 2 |  |  |  | 41.9271 | 1
| LCA | Big Creek/Ventura | 1 | Monthly System Peak Day | CAISO | 1-in-10 | 2031 | 3 |  |  |  | 41.1229 | 1
| LCA | Big Creek/Ventura | 1 | Monthly System Peak Day | CAISO | 1-in-10 | 2031 | 4 |  |  |  | 40.1829 | 1
| LCA | Big Creek/Ventura | 1 | Monthly System Peak Day | CAISO | 1-in-10 | 2031 | 5 |  |  |  | 39.4 | 1
| LCA | Big Creek/Ventura | 1 | Monthly System Peak Day | CAISO | 1-in-10 | 2031 | 6 |  |  |  | 38.7186 | 1
| LCA | Big Creek/Ventura | 1 | Monthly System Peak Day | CAISO | 1-in-10 | 2031 | 7 |  |  |  | 38.7 | 1
| LCA | Big Creek/Ventura | 1 | Monthly System Peak Day | CAISO | 1-in-10 | 2031 | 8 |  |  |  | 38.26 | 1
| LCA | Big Creek/Ventura | 1 | Monthly System Peak Day | CAISO | 1-in-10 | 2031 | 9 |  |  |  | 37.9814 | 1
| LCA | Big Creek/Ventura | 1 | Monthly System Peak Day | CAISO | 1-in-10 | 2031 | 10 |  |  |  | 39.6057 | 1
| LCA | Big Creek/Ventura | 1 | Monthly System Peak Day | CAISO | 1-in-10 | 2031 | 11 |  |  |  | 40.7343 | 1
| LCA | Big Creek/Ventura | 1 | Monthly System Peak Day | CAISO | 1-in-10 | 2031 | 12 |  |  |  | 42.1614 | 1
| LCA | Big Creek/Ventura | 1 | Monthly System Peak Day | CAISO | 1-in-10 | 2031 | 13 |  |  |  | 44.2464 | 1
| LCA | Big Creek/Ventura | 1 | Monthly System Peak Day | CAISO | 1-in-10 | 2031 | 14 |  |  |  | 45.7571 | 1
| LCA | Big Creek/Ventura | 1 | Monthly System Peak Day | CAISO | 1-in-10 | 2031 | 15 |  |  |  | 46.6686 | 1
| LCA | Big Creek/Ventura | 1 | Monthly System Peak Day | CAISO | 1-in-10 | 2031 | 16 |  |  |  | 47.2671 | 1
| LCA | Big Creek/Ventura | 1 | Monthly System Peak Day | CAISO | 1-in-10 | 2031 | 17 |  |  |  | 46.9836 | 1
| LCA | Big Creek/Ventura | 1 | Monthly System Peak Day | CAISO | 1-in-10 | 2031 | 18 |  |  |  | 46.0157 | 1
| LCA | Big Creek/Ventura | 1 | Monthly System Peak Day | CAISO | 1-in-10 | 2031 | 19 |  |  |  | 44.1421 | 1
| LCA | Big Creek/Ventura | 1 | Monthly System Peak Day | CAISO | 1-in-10 | 2031 | 20 |  |  |  | 42.4371 | 1
| LCA | Big Creek/Ventura | 1 | Monthly System Peak Day | CAISO | 1-in-10 | 2031 | 21 |  |  |  | 41.4129 | 1
| LCA | Big Creek/Ventura | 1 | Monthly System Peak Day | CAISO | 1-in-10 | 2031 | 22 |  |  |  | 40.7507 | 1
| LCA | Big Creek/Ventura | 1 | Monthly System Peak Day | CAISO | 1-in-10 | 2031 | 23 |  |  |  | 39.7821 | 1
| LCA | Big Creek/Ventura | 1 | Monthly System Peak Day | CAISO | 1-in-10 | 2031 | 24 |  |  |  | 39.175 | 1
| LCA | Big Creek/Ventura | 2 | Average Weekday | CAISO | 1-in-10 | 2031 | 1 |  |  |  | 45.707 | 1
| LCA | Big Creek/Ventura | 2 | Average Weekday | CAISO | 1-in-10 | 2031 | 2 |  |  |  | 44.7326 | 1
| LCA | Big Creek/Ventura | 2 | Average Weekday | CAISO | 1-in-10 | 2031 | 3 |  |  |  | 43.8035 | 1
| LCA | Big Creek/Ventura | 2 | Average Weekday | CAISO | 1-in-10 | 2031 | 4 |  |  |  | 42.9706 | 1
| LCA | Big Creek/Ventura | 2 | Average Weekday | CAISO | 1-in-10 | 2031 | 5 |  |  |  | 42.419 | 1
| LCA | Big Creek/Ventura | 2 | Average Weekday | CAISO | 1-in-10 | 2031 | 6 |  |  |  | 41.8458 | 1
| LCA | Big Creek/Ventura | 2 | Average Weekday | CAISO | 1-in-10 | 2031 | 7 |  |  |  | 41.4224 | 1
| LCA | Big Creek/Ventura | 2 | Average Weekday | CAISO | 1-in-10 | 2031 | 8 |  |  |  | 41.013 | 1
| LCA | Big Creek/Ventura | 2 | Average Weekday | CAISO | 1-in-10 | 2031 | 9 |  |  |  | 42.4194 | 1
| LCA | Big Creek/Ventura | 2 | Average Weekday | CAISO | 1-in-10 | 2031 | 10 |  |  |  | 46.5558 | 1
| LCA | Big Creek/Ventura | 2 | Average Weekday | CAISO | 1-in-10 | 2031 | 11 |  |  |  | 50.9389 | 1
| LCA | Big Creek/Ventura | 2 | Average Weekday | CAISO | 1-in-10 | 2031 | 12 |  |  |  | 54.6573 | 1
| LCA | Big Creek/Ventura | 2 | Average Weekday | CAISO | 1-in-10 | 2031 | 13 |  |  |  | 57.3028 | 1
| LCA | Big Creek/Ventura | 2 | Average Weekday | CAISO | 1-in-10 | 2031 | 14 |  |  |  | 58.8465 | 1
| LCA | Big Creek/Ventura | 2 | Average Weekday | CAISO | 1-in-10 | 2031 | 15 |  |  |  | 59.7065 | 1
| LCA | Big Creek/Ventura | 2 | Average Weekday | CAISO | 1-in-10 | 2031 | 16 |  |  |  | 60.0267 | 1
| LCA | Big Creek/Ventura | 2 | Average Weekday | CAISO | 1-in-10 | 2031 | 17 |  |  |  | 59.6988 | 1
| LCA | Big Creek/Ventura | 2 | Average Weekday | CAISO | 1-in-10 | 2031 | 18 |  |  |  | 58.4652 | 1
| LCA | Big Creek/Ventura | 2 | Average Weekday | CAISO | 1-in-10 | 2031 | 19 |  |  |  | 56.0586 | 1
| LCA | Big Creek/Ventura | 2 | Average Weekday | CAISO | 1-in-10 | 2031 | 20 |  |  |  | 53.3348 | 1
| LCA | Big Creek/Ventura | 2 | Average Weekday | CAISO | 1-in-10 | 2031 | 21 |  |  |  | 51.1011 | 1
| LCA | Big Creek/Ventura | 2 | Average Weekday | CAISO | 1-in-10 | 2031 | 22 |  |  |  | 49.4697 | 1
| LCA | Big Creek/Ventura | 2 | Average Weekday | CAISO | 1-in-10 | 2031 | 23 |  |  |  | 48.3302 | 1
| LCA | Big Creek/Ventura | 2 | Average Weekday | CAISO | 1-in-10 | 2031 | 24 |  |  |  | 47.3612 | 1
| LCA | Big Creek/Ventura | 2 | Monthly System Peak Day | CAISO | 1-in-10 | 2031 | 1 |  |  |  | 48.465 | 1
| LCA | Big Creek/Ventura | 2 | Monthly System Peak Day | CAISO | 1-in-10 | 2031 | 2 |  |  |  | 47.7136 | 1
| LCA | Big Creek/Ventura | 2 | Monthly System Peak Day | CAISO | 1-in-10 | 2031 | 3 |  |  |  | 47.5193 | 1
| LCA | Big Creek/Ventura | 2 | Monthly System Peak Day | CAISO | 1-in-10 | 2031 | 4 |  |  |  | 47.6686 | 1
| LCA | Big Creek/Ventura | 2 | Monthly System Peak Day | CAISO | 1-in-10 | 2031 | 5 |  |  |  | 47.5536 | 1
| LCA | Big Creek/Ventura | 2 | Monthly System Peak Day | CAISO | 1-in-10 | 2031 | 6 |  |  |  | 47.6229 | 1
| LCA | Big Creek/Ventura | 2 | Monthly System Peak Day | CAISO | 1-in-10 | 2031 | 7 |  |  |  | 47.74 | 1
| LCA | Big Creek/Ventura | 2 | Monthly System Peak Day | CAISO | 1-in-10 | 2031 | 8 |  |  |  | 47.3214 | 1
| LCA | Big Creek/Ventura | 2 | Monthly System Peak Day | CAISO | 1-in-10 | 2031 | 9 |  |  |  | 47.0379 | 1
| LCA | Big Creek/Ventura | 2 | Monthly System Peak Day | CAISO | 1-in-10 | 2031 | 10 |  |  |  | 47.7886 | 1
| LCA | Big Creek/Ventura | 2 | Monthly System Peak Day | CAISO | 1-in-10 | 2031 | 11 |  |  |  | 49.3229 | 1
| LCA | Big Creek/Ventura | 2 | Monthly System Peak Day | CAISO | 1-in-10 | 2031 | 12 |  |  |  | 50.3379 | 1
| LCA | Big Creek/Ventura | 2 | Monthly System Peak Day | CAISO | 1-in-10 | 2031 | 13 |  |  |  | 51.4179 | 1
| LCA | Big Creek/Ventura | 2 | Monthly System Peak Day | CAISO | 1-in-10 | 2031 | 14 |  |  |  | 51.9221 | 1
| LCA | Big Creek/Ventura | 2 | Monthly System Peak Day | CAISO | 1-in-10 | 2031 | 15 |  |  |  | 52.2614 | 1
| LCA | Big Creek/Ventura | 2 | Monthly System Peak Day | CAISO | 1-in-10 | 2031 | 16 |  |  |  | 52.7943 | 1
| LCA | Big Creek/Ventura | 2 | Monthly System Peak Day | CAISO | 1-in-10 | 2031 | 17 |  |  |  | 53.0479 | 1
| LCA | Big Creek/Ventura | 2 | Monthly System Peak Day | CAISO | 1-in-10 | 2031 | 18 |  |  |  | 52.5714 | 1
| LCA | Big Creek/Ventura | 2 | Monthly System Peak Day | CAISO | 1-in-10 | 2031 | 19 |  |  |  | 51.6114 | 1
| LCA | Big Creek/Ventura | 2 | Monthly System Peak Day | CAISO | 1-in-10 | 2031 | 20 |  |  |  | 50.7571 | 1
| LCA | Big Creek/Ventura | 2 | Monthly System Peak Day | CAISO | 1-in-10 | 2031 | 21 |  |  |  | 50.2686 | 1
| LCA | Big Creek/Ventura | 2 | Monthly System Peak Day | CAISO | 1-in-10 | 2031 | 22 |  |  |  | 49.6393 | 1
| LCA | Big Creek/Ventura | 2 | Monthly System Peak Day | CAISO | 1-in-10 | 2031 | 23 |  |  |  | 49.1679 | 1
| LCA | Big Creek/Ventura | 2 | Monthly System Peak Day | CAISO | 1-in-10 | 2031 | 24 |  |  |  | 48.6071 | 1
| LCA | Big Creek/Ventura | 3 | Average Weekday | CAISO | 1-in-10 | 2031 | 1 |  |  |  | 55.76 | 1
| LCA | Big Creek/Ventura | 3 | Average Weekday | CAISO | 1-in-10 | 2031 | 2 |  |  |  | 54.6302 | 1
| LCA | Big Creek/Ventura | 3 | Average Weekday | CAISO | 1-in-10 | 2031 | 3 |  |  |  | 53.6954 | 1
| LCA | Big Creek/Ventura | 3 | Average Weekday | CAISO | 1-in-10 | 2031 | 4 |  |  |  | 52.8489 | 1
| LCA | Big Creek/Ventura | 3 | Average Weekday | CAISO | 1-in-10 | 2031 | 5 |  |  |  | 51.8634 | 1
| LCA | Big Creek/Ventura | 3 | Average Weekday | CAISO | 1-in-10 | 2031 | 6 |  |  |  | 51.0123 | 1
| LCA | Big Creek/Ventura | 3 | Average Weekday | CAISO | 1-in-10 | 2031 | 7 |  |  |  | 50.3326 | 1
| LCA | Big Creek/Ventura | 3 | Average Weekday | CAISO | 1-in-10 | 2031 | 8 |  |  |  | 49.9971 | 1
| LCA | Big Creek/Ventura | 3 | Average Weekday | CAISO | 1-in-10 | 2031 | 9 |  |  |  | 51.0948 | 1
| LCA | Big Creek/Ventura | 3 | Average Weekday | CAISO | 1-in-10 | 2031 | 10 |  |  |  | 54.9948 | 1
| LCA | Big Creek/Ventura | 3 | Average Weekday | CAISO | 1-in-10 | 2031 | 11 |  |  |  | 59.737 | 1
| LCA | Big Creek/Ventura | 3 | Average Weekday | CAISO | 1-in-10 | 2031 | 12 |  |  |  | 63.8311 | 1
| LCA | Big Creek/Ventura | 3 | Average Weekday | CAISO | 1-in-10 | 2031 | 13 |  |  |  | 67.0932 | 1
| LCA | Big Creek/Ventura | 3 | Average Weekday | CAISO | 1-in-10 | 2031 | 14 |  |  |  | 69.3943 | 1
| LCA | Big Creek/Ventura | 3 | Average Weekday | CAISO | 1-in-10 | 2031 | 15 |  |  |  | 70.8584 | 1
| LCA | Big Creek/Ventura | 3 | Average Weekday | CAISO | 1-in-10 | 2031 | 16 |  |  |  | 71.6505 | 1
| LCA | Big Creek/Ventura | 3 | Average Weekday | CAISO | 1-in-10 | 2031 | 17 |  |  |  | 71.9429 | 1
| LCA | Big Creek/Ventura | 3 | Average Weekday | CAISO | 1-in-10 | 2031 | 18 |  |  |  | 71.2563 | 1
| LCA | Big Creek/Ventura | 3 | Average Weekday | CAISO | 1-in-10 | 2031 | 19 |  |  |  | 69.5572 | 1
| LCA | Big Creek/Ventura | 3 | Average Weekday | CAISO | 1-in-10 | 2031 | 20 |  |  |  | 66.8135 | 1
| LCA | Big Creek/Ventura | 3 | Average Weekday | CAISO | 1-in-10 | 2031 | 21 |  |  |  | 63.5231 | 1
| LCA | Big Creek/Ventura | 3 | Average Weekday | CAISO | 1-in-10 | 2031 | 22 |  |  |  | 61.2592 | 1
| LCA | Big Creek/Ventura | 3 | Average Weekday | CAISO | 1-in-10 | 2031 | 23 |  |  |  | 59.4613 | 1
| LCA | Big Creek/Ventura | 3 | Average Weekday | CAISO | 1-in-10 | 2031 | 24 |  |  |  | 58.0116 | 1
| LCA | Big Creek/Ventura | 3 | Monthly System Peak Day | CAISO | 1-in-10 | 2031 | 1 |  |  |  | 61.6436 | 1
| LCA | Big Creek/Ventura | 3 | Monthly System Peak Day | CAISO | 1-in-10 | 2031 | 2 |  |  |  | 59.7364 | 1
| LCA | Big Creek/Ventura | 3 | Monthly System Peak Day | CAISO | 1-in-10 | 2031 | 3 |  |  |  | 58.4079 | 1
| LCA | Big Creek/Ventura | 3 | Monthly System Peak Day | CAISO | 1-in-10 | 2031 | 4 |  |  |  | 57.565 | 1
| LCA | Big Creek/Ventura | 3 | Monthly System Peak Day | CAISO | 1-in-10 | 2031 | 5 |  |  |  | 57.0829 | 1
| LCA | Big Creek/Ventura | 3 | Monthly System Peak Day | CAISO | 1-in-10 | 2031 | 6 |  |  |  | 56.065 | 1
| LCA | Big Creek/Ventura | 3 | Monthly System Peak Day | CAISO | 1-in-10 | 2031 | 7 |  |  |  | 55.2536 | 1
| LCA | Big Creek/Ventura | 3 | Monthly System Peak Day | CAISO | 1-in-10 | 2031 | 8 |  |  |  | 54.7814 | 1
| LCA | Big Creek/Ventura | 3 | Monthly System Peak Day | CAISO | 1-in-10 | 2031 | 9 |  |  |  | 55.7129 | 1
| LCA | Big Creek/Ventura | 3 | Monthly System Peak Day | CAISO | 1-in-10 | 2031 | 10 |  |  |  | 60.6879 | 1
| LCA | Big Creek/Ventura | 3 | Monthly System Peak Day | CAISO | 1-in-10 | 2031 | 11 |  |  |  | 67.1879 | 1
| LCA | Big Creek/Ventura | 3 | Monthly System Peak Day | CAISO | 1-in-10 | 2031 | 12 |  |  |  | 73.9 | 1
| LCA | Big Creek/Ventura | 3 | Monthly System Peak Day | CAISO | 1-in-10 | 2031 | 13 |  |  |  | 79.72 | 1
| LCA | Big Creek/Ventura | 3 | Monthly System Peak Day | CAISO | 1-in-10 | 2031 | 14 |  |  |  | 82.0929 | 1
| LCA | Big Creek/Ventura | 3 | Monthly System Peak Day | CAISO | 1-in-10 | 2031 | 15 |  |  |  | 83.7714 | 1
| LCA | Big Creek/Ventura | 3 | Monthly System Peak Day | CAISO | 1-in-10 | 2031 | 16 |  |  |  | 85.2714 | 1
| LCA | Big Creek/Ventura | 3 | Monthly System Peak Day | CAISO | 1-in-10 | 2031 | 17 |  |  |  | 85.1714 | 1
| LCA | Big Creek/Ventura | 3 | Monthly System Peak Day | CAISO | 1-in-10 | 2031 | 18 |  |  |  | 85.25 | 1
| LCA | Big Creek/Ventura | 3 | Monthly System Peak Day | CAISO | 1-in-10 | 2031 | 19 |  |  |  | 84.4714 | 1
| LCA | Big Creek/Ventura | 3 | Monthly System Peak Day | CAISO | 1-in-10 | 2031 | 20 |  |  |  | 82.6071 | 1
| LCA | Big Creek/Ventura | 3 | Monthly System Peak Day | CAISO | 1-in-10 | 2031 | 21 |  |  |  | 77.33 | 1
| LCA | Big Creek/Ventura | 3 | Monthly System Peak Day | CAISO | 1-in-10 | 2031 | 22 |  |  |  | 71.775 | 1
| LCA | Big Creek/Ventura | 3 | Monthly System Peak Day | CAISO | 1-in-10 | 2031 | 23 |  |  |  | 67.95 | 1
| LCA | Big Creek/Ventura | 3 | Monthly System Peak Day | CAISO | 1-in-10 | 2031 | 24 |  |  |  | 65.3679 | 1
| LCA | Big Creek/Ventura | 4 | Average Weekday | CAISO | 1-in-10 | 2031 | 1 |  |  |  | 58.3482 | 1
| LCA | Big Creek/Ventura | 4 | Average Weekday | CAISO | 1-in-10 | 2031 | 2 |  |  |  | 57.2873 | 1
| LCA | Big Creek/Ventura | 4 | Average Weekday | CAISO | 1-in-10 | 2031 | 3 |  |  |  | 56.364 | 1
| LCA | Big Creek/Ventura | 4 | Average Weekday | CAISO | 1-in-10 | 2031 | 4 |  |  |  | 55.4985 | 1
| LCA | Big Creek/Ventura | 4 | Average Weekday | CAISO | 1-in-10 | 2031 | 5 |  |  |  | 54.483 | 1
| LCA | Big Creek/Ventura | 4 | Average Weekday | CAISO | 1-in-10 | 2031 | 6 |  |  |  | 53.6963 | 1
| LCA | Big Creek/Ventura | 4 | Average Weekday | CAISO | 1-in-10 | 2031 | 7 |  |  |  | 53.0497 | 1
| LCA | Big Creek/Ventura | 4 | Average Weekday | CAISO | 1-in-10 | 2031 | 8 |  |  |  | 52.7385 | 1
| LCA | Big Creek/Ventura | 4 | Average Weekday | CAISO | 1-in-10 | 2031 | 9 |  |  |  | 54.3959 | 1
| LCA | Big Creek/Ventura | 4 | Average Weekday | CAISO | 1-in-10 | 2031 | 10 |  |  |  | 58.3757 | 1
| LCA | Big Creek/Ventura | 4 | Average Weekday | CAISO | 1-in-10 | 2031 | 11 |  |  |  | 62.5234 | 1
| LCA | Big Creek/Ventura | 4 | Average Weekday | CAISO | 1-in-10 | 2031 | 12 |  |  |  | 66.0911 | 1
| LCA | Big Creek/Ventura | 4 | Average Weekday | CAISO | 1-in-10 | 2031 | 13 |  |  |  | 68.8485 | 1
| LCA | Big Creek/Ventura | 4 | Average Weekday | CAISO | 1-in-10 | 2031 | 14 |  |  |  | 70.7663 | 1
| LCA | Big Creek/Ventura | 4 | Average Weekday | CAISO | 1-in-10 | 2031 | 15 |  |  |  | 72.0711 | 1
| LCA | Big Creek/Ventura | 4 | Average Weekday | CAISO | 1-in-10 | 2031 | 16 |  |  |  | 72.7096 | 1
| LCA | Big Creek/Ventura | 4 | Average Weekday | CAISO | 1-in-10 | 2031 | 17 |  |  |  | 72.6504 | 1
| LCA | Big Creek/Ventura | 4 | Average Weekday | CAISO | 1-in-10 | 2031 | 18 |  |  |  | 71.757 | 1
| LCA | Big Creek/Ventura | 4 | Average Weekday | CAISO | 1-in-10 | 2031 | 19 |  |  |  | 70.1217 | 1
| LCA | Big Creek/Ventura | 4 | Average Weekday | CAISO | 1-in-10 | 2031 | 20 |  |  |  | 67.9586 | 1
| LCA | Big Creek/Ventura | 4 | Average Weekday | CAISO | 1-in-10 | 2031 | 21 |  |  |  | 65.246 | 1
| LCA | Big Creek/Ventura | 4 | Average Weekday | CAISO | 1-in-10 | 2031 | 22 |  |  |  | 62.8863 | 1
| LCA | Big Creek/Ventura | 4 | Average Weekday | CAISO | 1-in-10 | 2031 | 23 |  |  |  | 61.0799 | 1
| LCA | Big Creek/Ventura | 4 | Average Weekday | CAISO | 1-in-10 | 2031 | 24 |  |  |  | 59.6054 | 1
| LCA | Big Creek/Ventura | 4 | Monthly System Peak Day | CAISO | 1-in-10 | 2031 | 1 |  |  |  | 64.0893 | 1
| LCA | Big Creek/Ventura | 4 | Monthly System Peak Day | CAISO | 1-in-10 | 2031 | 2 |  |  |  | 62.165 | 1
| LCA | Big Creek/Ventura | 4 | Monthly System Peak Day | CAISO | 1-in-10 | 2031 | 3 |  |  |  | 60.4214 | 1
| LCA | Big Creek/Ventura | 4 | Monthly System Peak Day | CAISO | 1-in-10 | 2031 | 4 |  |  |  | 59.8814 | 1
| LCA | Big Creek/Ventura | 4 | Monthly System Peak Day | CAISO | 1-in-10 | 2031 | 5 |  |  |  | 59.8436 | 1
| LCA | Big Creek/Ventura | 4 | Monthly System Peak Day | CAISO | 1-in-10 | 2031 | 6 |  |  |  | 58.9564 | 1
| LCA | Big Creek/Ventura | 4 | Monthly System Peak Day | CAISO | 1-in-10 | 2031 | 7 |  |  |  | 59.7036 | 1
| LCA | Big Creek/Ventura | 4 | Monthly System Peak Day | CAISO | 1-in-10 | 2031 | 8 |  |  |  | 60.475 | 1
| LCA | Big Creek/Ventura | 4 | Monthly System Peak Day | CAISO | 1-in-10 | 2031 | 9 |  |  |  | 64.3743 | 1
| LCA | Big Creek/Ventura | 4 | Monthly System Peak Day | CAISO | 1-in-10 | 2031 | 10 |  |  |  | 68.8586 | 1
| LCA | Big Creek/Ventura | 4 | Monthly System Peak Day | CAISO | 1-in-10 | 2031 | 11 |  |  |  | 73.6929 | 1
| LCA | Big Creek/Ventura | 4 | Monthly System Peak Day | CAISO | 1-in-10 | 2031 | 12 |  |  |  | 78.29 | 1
| LCA | Big Creek/Ventura | 4 | Monthly System Peak Day | CAISO | 1-in-10 | 2031 | 13 |  |  |  | 81.9714 | 1
| LCA | Big Creek/Ventura | 4 | Monthly System Peak Day | CAISO | 1-in-10 | 2031 | 14 |  |  |  | 84.0071 | 1
| LCA | Big Creek/Ventura | 4 | Monthly System Peak Day | CAISO | 1-in-10 | 2031 | 15 |  |  |  | 85.5643 | 1
| LCA | Big Creek/Ventura | 4 | Monthly System Peak Day | CAISO | 1-in-10 | 2031 | 16 |  |  |  | 87.0857 | 1
| LCA | Big Creek/Ventura | 4 | Monthly System Peak Day | CAISO | 1-in-10 | 2031 | 17 |  |  |  | 87.9786 | 1
| LCA | Big Creek/Ventura | 4 | Monthly System Peak Day | CAISO | 1-in-10 | 2031 | 18 |  |  |  | 88.1929 | 1
| LCA | Big Creek/Ventura | 4 | Monthly System Peak Day | CAISO | 1-in-10 | 2031 | 19 |  |  |  | 87.2786 | 1
| LCA | Big Creek/Ventura | 4 | Monthly System Peak Day | CAISO | 1-in-10 | 2031 | 20 |  |  |  | 84.6071 | 1
| LCA | Big Creek/Ventura | 4 | Monthly System Peak Day | CAISO | 1-in-10 | 2031 | 21 |  |  |  | 80.6643 | 1
| LCA | Big Creek/Ventura | 4 | Monthly System Peak Day | CAISO | 1-in-10 | 2031 | 22 |  |  |  | 76.51 | 1
| LCA | Big Creek/Ventura | 4 | Monthly System Peak Day | CAISO | 1-in-10 | 2031 | 23 |  |  |  | 73.0807 | 1
| LCA | Big Creek/Ventura | 4 | Monthly System Peak Day | CAISO | 1-in-10 | 2031 | 24 |  |  |  | 69.31 | 1
| LCA | Big Creek/Ventura | 5 | Average Weekday | CAISO | 1-in-10 | 2031 | 1 |  |  |  | 62.5912 | 1
| LCA | Big Creek/Ventura | 5 | Average Weekday | CAISO | 1-in-10 | 2031 | 2 |  |  |  | 61.3025 | 1
| LCA | Big Creek/Ventura | 5 | Average Weekday | CAISO | 1-in-10 | 2031 | 3 |  |  |  | 60.0848 | 1
| LCA | Big Creek/Ventura | 5 | Average Weekday | CAISO | 1-in-10 | 2031 | 4 |  |  |  | 58.8481 | 1
| LCA | Big Creek/Ventura | 5 | Average Weekday | CAISO | 1-in-10 | 2031 | 5 |  |  |  | 58.0431 | 1
| LCA | Big Creek/Ventura | 5 | Average Weekday | CAISO | 1-in-10 | 2031 | 6 |  |  |  | 57.2156 | 1
| LCA | Big Creek/Ventura | 5 | Average Weekday | CAISO | 1-in-10 | 2031 | 7 |  |  |  | 56.479 | 1
| LCA | Big Creek/Ventura | 5 | Average Weekday | CAISO | 1-in-10 | 2031 | 8 |  |  |  | 56.8888 | 1
| LCA | Big Creek/Ventura | 5 | Average Weekday | CAISO | 1-in-10 | 2031 | 9 |  |  |  | 60.1908 | 1
| LCA | Big Creek/Ventura | 5 | Average Weekday | CAISO | 1-in-10 | 2031 | 10 |  |  |  | 64.6334 | 1
| LCA | Big Creek/Ventura | 5 | Average Weekday | CAISO | 1-in-10 | 2031 | 11 |  |  |  | 68.5848 | 1
| LCA | Big Creek/Ventura | 5 | Average Weekday | CAISO | 1-in-10 | 2031 | 12 |  |  |  | 71.6441 | 1
| LCA | Big Creek/Ventura | 5 | Average Weekday | CAISO | 1-in-10 | 2031 | 13 |  |  |  | 74.0241 | 1
| LCA | Big Creek/Ventura | 5 | Average Weekday | CAISO | 1-in-10 | 2031 | 14 |  |  |  | 75.6921 | 1
| LCA | Big Creek/Ventura | 5 | Average Weekday | CAISO | 1-in-10 | 2031 | 15 |  |  |  | 76.7916 | 1
| LCA | Big Creek/Ventura | 5 | Average Weekday | CAISO | 1-in-10 | 2031 | 16 |  |  |  | 77.2805 | 1
| LCA | Big Creek/Ventura | 5 | Average Weekday | CAISO | 1-in-10 | 2031 | 17 |  |  |  | 77.2165 | 1
| LCA | Big Creek/Ventura | 5 | Average Weekday | CAISO | 1-in-10 | 2031 | 18 |  |  |  | 76.5896 | 1
| LCA | Big Creek/Ventura | 5 | Average Weekday | CAISO | 1-in-10 | 2031 | 19 |  |  |  | 75.461 | 1
| LCA | Big Creek/Ventura | 5 | Average Weekday | CAISO | 1-in-10 | 2031 | 20 |  |  |  | 73.5426 | 1
| LCA | Big Creek/Ventura | 5 | Average Weekday | CAISO | 1-in-10 | 2031 | 21 |  |  |  | 70.8603 | 1
| LCA | Big Creek/Ventura | 5 | Average Weekday | CAISO | 1-in-10 | 2031 | 22 |  |  |  | 68.0311 | 1
| LCA | Big Creek/Ventura | 5 | Average Weekday | CAISO | 1-in-10 | 2031 | 23 |  |  |  | 66.0109 | 1
| LCA | Big Creek/Ventura | 5 | Average Weekday | CAISO | 1-in-10 | 2031 | 24 |  |  |  | 64.0741 | 1
| LCA | Big Creek/Ventura | 5 | Monthly System Peak Day | CAISO | 1-in-10 | 2031 | 1 |  |  |  | 73.7593 | 1
| LCA | Big Creek/Ventura | 5 | Monthly System Peak Day | CAISO | 1-in-10 | 2031 | 2 |  |  |  | 71.6129 | 1
| LCA | Big Creek/Ventura | 5 | Monthly System Peak Day | CAISO | 1-in-10 | 2031 | 3 |  |  |  | 69.8557 | 1
| LCA | Big Creek/Ventura | 5 | Monthly System Peak Day | CAISO | 1-in-10 | 2031 | 4 |  |  |  | 68.0679 | 1
| LCA | Big Creek/Ventura | 5 | Monthly System Peak Day | CAISO | 1-in-10 | 2031 | 5 |  |  |  | 65.8314 | 1
| LCA | Big Creek/Ventura | 5 | Monthly System Peak Day | CAISO | 1-in-10 | 2031 | 6 |  |  |  | 64.9371 | 1
| LCA | Big Creek/Ventura | 5 | Monthly System Peak Day | CAISO | 1-in-10 | 2031 | 7 |  |  |  | 64.2586 | 1
| LCA | Big Creek/Ventura | 5 | Monthly System Peak Day | CAISO | 1-in-10 | 2031 | 8 |  |  |  | 64.3064 | 1
| LCA | Big Creek/Ventura | 5 | Monthly System Peak Day | CAISO | 1-in-10 | 2031 | 9 |  |  |  | 68.5121 | 1
| LCA | Big Creek/Ventura | 5 | Monthly System Peak Day | CAISO | 1-in-10 | 2031 | 10 |  |  |  | 74.5079 | 1
| LCA | Big Creek/Ventura | 5 | Monthly System Peak Day | CAISO | 1-in-10 | 2031 | 11 |  |  |  | 80.8571 | 1
| LCA | Big Creek/Ventura | 5 | Monthly System Peak Day | CAISO | 1-in-10 | 2031 | 12 |  |  |  | 85.8971 | 1
| LCA | Big Creek/Ventura | 5 | Monthly System Peak Day | CAISO | 1-in-10 | 2031 | 13 |  |  |  | 89.2071 | 1
| LCA | Big Creek/Ventura | 5 | Monthly System Peak Day | CAISO | 1-in-10 | 2031 | 14 |  |  |  | 91.3857 | 1
| LCA | Big Creek/Ventura | 5 | Monthly System Peak Day | CAISO | 1-in-10 | 2031 | 15 |  |  |  | 92.3 | 1
| LCA | Big Creek/Ventura | 5 | Monthly System Peak Day | CAISO | 1-in-10 | 2031 | 16 |  |  |  | 92.5643 | 1
| LCA | Big Creek/Ventura | 5 | Monthly System Peak Day | CAISO | 1-in-10 | 2031 | 17 |  |  |  | 92.3714 | 1
| LCA | Big Creek/Ventura | 5 | Monthly System Peak Day | CAISO | 1-in-10 | 2031 | 18 |  |  |  | 91.9429 | 1
| LCA | Big Creek/Ventura | 5 | Monthly System Peak Day | CAISO | 1-in-10 | 2031 | 19 |  |  |  | 90.6 | 1
| LCA | Big Creek/Ventura | 5 | Monthly System Peak Day | CAISO | 1-in-10 | 2031 | 20 |  |  |  | 87.835 | 1
| LCA | Big Creek/Ventura | 5 | Monthly System Peak Day | CAISO | 1-in-10 | 2031 | 21 |  |  |  | 83.1979 | 1
| LCA | Big Creek/Ventura | 5 | Monthly System Peak Day | CAISO | 1-in-10 | 2031 | 22 |  |  |  | 79.3571 | 1
| LCA | Big Creek/Ventura | 5 | Monthly System Peak Day | CAISO | 1-in-10 | 2031 | 23 |  |  |  | 76.5479 | 1
| LCA | Big Creek/Ventura | 5 | Monthly System Peak Day | CAISO | 1-in-10 | 2031 | 24 |  |  |  | 73.7157 | 1
| LCA | Big Creek/Ventura | 6 | Average Weekday | CAISO | 1-in-10 | 2031 | 1 |  |  |  | 67.5979 | 1
| LCA | Big Creek/Ventura | 6 | Average Weekday | CAISO | 1-in-10 | 2031 | 2 |  |  |  | 66.7173 | 1
| LCA | Big Creek/Ventura | 6 | Average Weekday | CAISO | 1-in-10 | 2031 | 3 |  |  |  | 65.8067 | 1
| LCA | Big Creek/Ventura | 6 | Average Weekday | CAISO | 1-in-10 | 2031 | 4 |  |  |  | 64.7835 | 1
| LCA | Big Creek/Ventura | 6 | Average Weekday | CAISO | 1-in-10 | 2031 | 5 |  |  |  | 63.8893 | 1
| LCA | Big Creek/Ventura | 6 | Average Weekday | CAISO | 1-in-10 | 2031 | 6 |  |  |  | 63.1691 | 1
| LCA | Big Creek/Ventura | 6 | Average Weekday | CAISO | 1-in-10 | 2031 | 7 |  |  |  | 62.6661 | 1
| LCA | Big Creek/Ventura | 6 | Average Weekday | CAISO | 1-in-10 | 2031 | 8 |  |  |  | 63.2141 | 1
| LCA | Big Creek/Ventura | 6 | Average Weekday | CAISO | 1-in-10 | 2031 | 9 |  |  |  | 66.1776 | 1
| LCA | Big Creek/Ventura | 6 | Average Weekday | CAISO | 1-in-10 | 2031 | 10 |  |  |  | 70.0818 | 1
| LCA | Big Creek/Ventura | 6 | Average Weekday | CAISO | 1-in-10 | 2031 | 11 |  |  |  | 73.9836 | 1
| LCA | Big Creek/Ventura | 6 | Average Weekday | CAISO | 1-in-10 | 2031 | 12 |  |  |  | 77.4319 | 1
| LCA | Big Creek/Ventura | 6 | Average Weekday | CAISO | 1-in-10 | 2031 | 13 |  |  |  | 80.1443 | 1
| LCA | Big Creek/Ventura | 6 | Average Weekday | CAISO | 1-in-10 | 2031 | 14 |  |  |  | 82.1737 | 1
| LCA | Big Creek/Ventura | 6 | Average Weekday | CAISO | 1-in-10 | 2031 | 15 |  |  |  | 83.3627 | 1
| LCA | Big Creek/Ventura | 6 | Average Weekday | CAISO | 1-in-10 | 2031 | 16 |  |  |  | 83.8567 | 1
| LCA | Big Creek/Ventura | 6 | Average Weekday | CAISO | 1-in-10 | 2031 | 17 |  |  |  | 83.6788 | 1
| LCA | Big Creek/Ventura | 6 | Average Weekday | CAISO | 1-in-10 | 2031 | 18 |  |  |  | 82.6209 | 1
| LCA | Big Creek/Ventura | 6 | Average Weekday | CAISO | 1-in-10 | 2031 | 19 |  |  |  | 80.9659 | 1
| LCA | Big Creek/Ventura | 6 | Average Weekday | CAISO | 1-in-10 | 2031 | 20 |  |  |  | 78.9063 | 1
| LCA | Big Creek/Ventura | 6 | Average Weekday | CAISO | 1-in-10 | 2031 | 21 |  |  |  | 76.1141 | 1
| LCA | Big Creek/Ventura | 6 | Average Weekday | CAISO | 1-in-10 | 2031 | 22 |  |  |  | 72.8496 | 1
| LCA | Big Creek/Ventura | 6 | Average Weekday | CAISO | 1-in-10 | 2031 | 23 |  |  |  | 70.6066 | 1
| LCA | Big Creek/Ventura | 6 | Average Weekday | CAISO | 1-in-10 | 2031 | 24 |  |  |  | 68.955 | 1
| LCA | Big Creek/Ventura | 6 | Monthly System Peak Day | CAISO | 1-in-10 | 2031 | 1 |  |  |  | 74.6807 | 1
| LCA | Big Creek/Ventura | 6 | Monthly System Peak Day | CAISO | 1-in-10 | 2031 | 2 |  |  |  | 73.9664 | 1
| LCA | Big Creek/Ventura | 6 | Monthly System Peak Day | CAISO | 1-in-10 | 2031 | 3 |  |  |  | 72.8129 | 1
| LCA | Big Creek/Ventura | 6 | Monthly System Peak Day | CAISO | 1-in-10 | 2031 | 4 |  |  |  | 71.8886 | 1
| LCA | Big Creek/Ventura | 6 | Monthly System Peak Day | CAISO | 1-in-10 | 2031 | 5 |  |  |  | 70.4636 | 1
| LCA | Big Creek/Ventura | 6 | Monthly System Peak Day | CAISO | 1-in-10 | 2031 | 6 |  |  |  | 69.4257 | 1
| LCA | Big Creek/Ventura | 6 | Monthly System Peak Day | CAISO | 1-in-10 | 2031 | 7 |  |  |  | 69.0036 | 1
| LCA | Big Creek/Ventura | 6 | Monthly System Peak Day | CAISO | 1-in-10 | 2031 | 8 |  |  |  | 69.4093 | 1
| LCA | Big Creek/Ventura | 6 | Monthly System Peak Day | CAISO | 1-in-10 | 2031 | 9 |  |  |  | 73.6814 | 1
| LCA | Big Creek/Ventura | 6 | Monthly System Peak Day | CAISO | 1-in-10 | 2031 | 10 |  |  |  | 79.1464 | 1
| LCA | Big Creek/Ventura | 6 | Monthly System Peak Day | CAISO | 1-in-10 | 2031 | 11 |  |  |  | 84.1829 | 1
| LCA | Big Creek/Ventura | 6 | Monthly System Peak Day | CAISO | 1-in-10 | 2031 | 12 |  |  |  | 89.2807 | 1
| LCA | Big Creek/Ventura | 6 | Monthly System Peak Day | CAISO | 1-in-10 | 2031 | 13 |  |  |  | 92.9336 | 1
| LCA | Big Creek/Ventura | 6 | Monthly System Peak Day | CAISO | 1-in-10 | 2031 | 14 |  |  |  | 95.6929 | 1
| LCA | Big Creek/Ventura | 6 | Monthly System Peak Day | CAISO | 1-in-10 | 2031 | 15 |  |  |  | 96.9571 | 1
| LCA | Big Creek/Ventura | 6 | Monthly System Peak Day | CAISO | 1-in-10 | 2031 | 16 |  |  |  | 97.8571 | 1
| LCA | Big Creek/Ventura | 6 | Monthly System Peak Day | CAISO | 1-in-10 | 2031 | 17 |  |  |  | 97.3714 | 1
| LCA | Big Creek/Ventura | 6 | Monthly System Peak Day | CAISO | 1-in-10 | 2031 | 18 |  |  |  | 96.5143 | 1
| LCA | Big Creek/Ventura | 6 | Monthly System Peak Day | CAISO | 1-in-10 | 2031 | 19 |  |  |  | 94.2643 | 1
| LCA | Big Creek/Ventura | 6 | Monthly System Peak Day | CAISO | 1-in-10 | 2031 | 20 |  |  |  | 91.4107 | 1
| LCA | Big Creek/Ventura | 6 | Monthly System Peak Day | CAISO | 1-in-10 | 2031 | 21 |  |  |  | 88.3343 | 1
| LCA | Big Creek/Ventura | 6 | Monthly System Peak Day | CAISO | 1-in-10 | 2031 | 22 |  |  |  | 84.5707 | 1
| LCA | Big Creek/Ventura | 6 | Monthly System Peak Day | CAISO | 1-in-10 | 2031 | 23 |  |  |  | 81.8114 | 1
| LCA | Big Creek/Ventura | 6 | Monthly System Peak Day | CAISO | 1-in-10 | 2031 | 24 |  |  |  | 80.2729 | 1
| LCA | Big Creek/Ventura | 7 | Average Weekday | CAISO | 1-in-10 | 2031 | 1 |  |  |  | 73.7504 | 1
| LCA | Big Creek/Ventura | 7 | Average Weekday | CAISO | 1-in-10 | 2031 | 2 |  |  |  | 72.6444 | 1
| LCA | Big Creek/Ventura | 7 | Average Weekday | CAISO | 1-in-10 | 2031 | 3 |  |  |  | 71.7965 | 1
| LCA | Big Creek/Ventura | 7 | Average Weekday | CAISO | 1-in-10 | 2031 | 4 |  |  |  | 70.8986 | 1
| LCA | Big Creek/Ventura | 7 | Average Weekday | CAISO | 1-in-10 | 2031 | 5 |  |  |  | 70.1004 | 1
| LCA | Big Creek/Ventura | 7 | Average Weekday | CAISO | 1-in-10 | 2031 | 6 |  |  |  | 69.3371 | 1
| LCA | Big Creek/Ventura | 7 | Average Weekday | CAISO | 1-in-10 | 2031 | 7 |  |  |  | 68.9791 | 1
| LCA | Big Creek/Ventura | 7 | Average Weekday | CAISO | 1-in-10 | 2031 | 8 |  |  |  | 69.3313 | 1
| LCA | Big Creek/Ventura | 7 | Average Weekday | CAISO | 1-in-10 | 2031 | 9 |  |  |  | 72.2421 | 1
| LCA | Big Creek/Ventura | 7 | Average Weekday | CAISO | 1-in-10 | 2031 | 10 |  |  |  | 76.3167 | 1
| LCA | Big Creek/Ventura | 7 | Average Weekday | CAISO | 1-in-10 | 2031 | 11 |  |  |  | 80.6703 | 1
| LCA | Big Creek/Ventura | 7 | Average Weekday | CAISO | 1-in-10 | 2031 | 12 |  |  |  | 84.4912 | 1
| LCA | Big Creek/Ventura | 7 | Average Weekday | CAISO | 1-in-10 | 2031 | 13 |  |  |  | 87.3622 | 1
| LCA | Big Creek/Ventura | 7 | Average Weekday | CAISO | 1-in-10 | 2031 | 14 |  |  |  | 89.604 | 1
| LCA | Big Creek/Ventura | 7 | Average Weekday | CAISO | 1-in-10 | 2031 | 15 |  |  |  | 91.1072 | 1
| LCA | Big Creek/Ventura | 7 | Average Weekday | CAISO | 1-in-10 | 2031 | 16 |  |  |  | 91.7086 | 1
| LCA | Big Creek/Ventura | 7 | Average Weekday | CAISO | 1-in-10 | 2031 | 17 |  |  |  | 91.4436 | 1
| LCA | Big Creek/Ventura | 7 | Average Weekday | CAISO | 1-in-10 | 2031 | 18 |  |  |  | 90.5951 | 1
| LCA | Big Creek/Ventura | 7 | Average Weekday | CAISO | 1-in-10 | 2031 | 19 |  |  |  | 88.7186 | 1
| LCA | Big Creek/Ventura | 7 | Average Weekday | CAISO | 1-in-10 | 2031 | 20 |  |  |  | 85.9757 | 1
| LCA | Big Creek/Ventura | 7 | Average Weekday | CAISO | 1-in-10 | 2031 | 21 |  |  |  | 82.4525 | 1
| LCA | Big Creek/Ventura | 7 | Average Weekday | CAISO | 1-in-10 | 2031 | 22 |  |  |  | 78.9574 | 1
| LCA | Big Creek/Ventura | 7 | Average Weekday | CAISO | 1-in-10 | 2031 | 23 |  |  |  | 76.8646 | 1
| LCA | Big Creek/Ventura | 7 | Average Weekday | CAISO | 1-in-10 | 2031 | 24 |  |  |  | 75.4968 | 1
| LCA | Big Creek/Ventura | 7 | Monthly System Peak Day | CAISO | 1-in-10 | 2031 | 1 |  |  |  | 80.5621 | 1
| LCA | Big Creek/Ventura | 7 | Monthly System Peak Day | CAISO | 1-in-10 | 2031 | 2 |  |  |  | 80.3943 | 1
| LCA | Big Creek/Ventura | 7 | Monthly System Peak Day | CAISO | 1-in-10 | 2031 | 3 |  |  |  | 79.0186 | 1
| LCA | Big Creek/Ventura | 7 | Monthly System Peak Day | CAISO | 1-in-10 | 2031 | 4 |  |  |  | 75.5979 | 1
| LCA | Big Creek/Ventura | 7 | Monthly System Peak Day | CAISO | 1-in-10 | 2031 | 5 |  |  |  | 73.91 | 1
| LCA | Big Creek/Ventura | 7 | Monthly System Peak Day | CAISO | 1-in-10 | 2031 | 6 |  |  |  | 73.0279 | 1
| LCA | Big Creek/Ventura | 7 | Monthly System Peak Day | CAISO | 1-in-10 | 2031 | 7 |  |  |  | 72.825 | 1
| LCA | Big Creek/Ventura | 7 | Monthly System Peak Day | CAISO | 1-in-10 | 2031 | 8 |  |  |  | 72.9407 | 1
| LCA | Big Creek/Ventura | 7 | Monthly System Peak Day | CAISO | 1-in-10 | 2031 | 9 |  |  |  | 76.145 | 1
| LCA | Big Creek/Ventura | 7 | Monthly System Peak Day | CAISO | 1-in-10 | 2031 | 10 |  |  |  | 81.4593 | 1
| LCA | Big Creek/Ventura | 7 | Monthly System Peak Day | CAISO | 1-in-10 | 2031 | 11 |  |  |  | 86.7071 | 1
| LCA | Big Creek/Ventura | 7 | Monthly System Peak Day | CAISO | 1-in-10 | 2031 | 12 |  |  |  | 91.1643 | 1
| LCA | Big Creek/Ventura | 7 | Monthly System Peak Day | CAISO | 1-in-10 | 2031 | 13 |  |  |  | 93.6143 | 1
| LCA | Big Creek/Ventura | 7 | Monthly System Peak Day | CAISO | 1-in-10 | 2031 | 14 |  |  |  | 95.0357 | 1
| LCA | Big Creek/Ventura | 7 | Monthly System Peak Day | CAISO | 1-in-10 | 2031 | 15 |  |  |  | 96.6929 | 1
| LCA | Big Creek/Ventura | 7 | Monthly System Peak Day | CAISO | 1-in-10 | 2031 | 16 |  |  |  | 97.1357 | 1
| LCA | Big Creek/Ventura | 7 | Monthly System Peak Day | CAISO | 1-in-10 | 2031 | 17 |  |  |  | 96.5286 | 1
| LCA | Big Creek/Ventura | 7 | Monthly System Peak Day | CAISO | 1-in-10 | 2031 | 18 |  |  |  | 95.7 | 1
| LCA | Big Creek/Ventura | 7 | Monthly System Peak Day | CAISO | 1-in-10 | 2031 | 19 |  |  |  | 94.3071 | 1
| LCA | Big Creek/Ventura | 7 | Monthly System Peak Day | CAISO | 1-in-10 | 2031 | 20 |  |  |  | 91 | 1
| LCA | Big Creek/Ventura | 7 | Monthly System Peak Day | CAISO | 1-in-10 | 2031 | 21 |  |  |  | 87.2271 | 1
| LCA | Big Creek/Ventura | 7 | Monthly System Peak Day | CAISO | 1-in-10 | 2031 | 22 |  |  |  | 83.105 | 1
| LCA | Big Creek/Ventura | 7 | Monthly System Peak Day | CAISO | 1-in-10 | 2031 | 23 |  |  |  | 81.2114 | 1
| LCA | Big Creek/Ventura | 7 | Monthly System Peak Day | CAISO | 1-in-10 | 2031 | 24 |  |  |  | 79.2186 | 1
| LCA | Big Creek/Ventura | 8 | Average Weekday | CAISO | 1-in-10 | 2031 | 1 |  |  |  | 71.773 | 1
| LCA | Big Creek/Ventura | 8 | Average Weekday | CAISO | 1-in-10 | 2031 | 2 |  |  |  | 70.8122 | 1
| LCA | Big Creek/Ventura | 8 | Average Weekday | CAISO | 1-in-10 | 2031 | 3 |  |  |  | 70.0332 | 1
| LCA | Big Creek/Ventura | 8 | Average Weekday | CAISO | 1-in-10 | 2031 | 4 |  |  |  | 69.3359 | 1
| LCA | Big Creek/Ventura | 8 | Average Weekday | CAISO | 1-in-10 | 2031 | 5 |  |  |  | 68.5356 | 1
| LCA | Big Creek/Ventura | 8 | Average Weekday | CAISO | 1-in-10 | 2031 | 6 |  |  |  | 67.6954 | 1
| LCA | Big Creek/Ventura | 8 | Average Weekday | CAISO | 1-in-10 | 2031 | 7 |  |  |  | 67.0748 | 1
| LCA | Big Creek/Ventura | 8 | Average Weekday | CAISO | 1-in-10 | 2031 | 8 |  |  |  | 66.8998 | 1
| LCA | Big Creek/Ventura | 8 | Average Weekday | CAISO | 1-in-10 | 2031 | 9 |  |  |  | 69.0394 | 1
| LCA | Big Creek/Ventura | 8 | Average Weekday | CAISO | 1-in-10 | 2031 | 10 |  |  |  | 72.7622 | 1
| LCA | Big Creek/Ventura | 8 | Average Weekday | CAISO | 1-in-10 | 2031 | 11 |  |  |  | 76.7959 | 1
| LCA | Big Creek/Ventura | 8 | Average Weekday | CAISO | 1-in-10 | 2031 | 12 |  |  |  | 80.7141 | 1
| LCA | Big Creek/Ventura | 8 | Average Weekday | CAISO | 1-in-10 | 2031 | 13 |  |  |  | 83.8698 | 1
| LCA | Big Creek/Ventura | 8 | Average Weekday | CAISO | 1-in-10 | 2031 | 14 |  |  |  | 86.2495 | 1
| LCA | Big Creek/Ventura | 8 | Average Weekday | CAISO | 1-in-10 | 2031 | 15 |  |  |  | 87.7802 | 1
| LCA | Big Creek/Ventura | 8 | Average Weekday | CAISO | 1-in-10 | 2031 | 16 |  |  |  | 88.4706 | 1
| LCA | Big Creek/Ventura | 8 | Average Weekday | CAISO | 1-in-10 | 2031 | 17 |  |  |  | 88.218 | 1
| LCA | Big Creek/Ventura | 8 | Average Weekday | CAISO | 1-in-10 | 2031 | 18 |  |  |  | 87.3481 | 1
| LCA | Big Creek/Ventura | 8 | Average Weekday | CAISO | 1-in-10 | 2031 | 19 |  |  |  | 85.6245 | 1
| LCA | Big Creek/Ventura | 8 | Average Weekday | CAISO | 1-in-10 | 2031 | 20 |  |  |  | 82.9859 | 1
| LCA | Big Creek/Ventura | 8 | Average Weekday | CAISO | 1-in-10 | 2031 | 21 |  |  |  | 79.446 | 1
| LCA | Big Creek/Ventura | 8 | Average Weekday | CAISO | 1-in-10 | 2031 | 22 |  |  |  | 76.5588 | 1
| LCA | Big Creek/Ventura | 8 | Average Weekday | CAISO | 1-in-10 | 2031 | 23 |  |  |  | 74.6878 | 1
| LCA | Big Creek/Ventura | 8 | Average Weekday | CAISO | 1-in-10 | 2031 | 24 |  |  |  | 73.243 | 1
| LCA | Big Creek/Ventura | 8 | Monthly System Peak Day | CAISO | 1-in-10 | 2031 | 1 |  |  |  | 75.8614 | 1
| LCA | Big Creek/Ventura | 8 | Monthly System Peak Day | CAISO | 1-in-10 | 2031 | 2 |  |  |  | 75.0521 | 1
| LCA | Big Creek/Ventura | 8 | Monthly System Peak Day | CAISO | 1-in-10 | 2031 | 3 |  |  |  | 74.275 | 1
| LCA | Big Creek/Ventura | 8 | Monthly System Peak Day | CAISO | 1-in-10 | 2031 | 4 |  |  |  | 73.3857 | 1
| LCA | Big Creek/Ventura | 8 | Monthly System Peak Day | CAISO | 1-in-10 | 2031 | 5 |  |  |  | 72.4779 | 1
| LCA | Big Creek/Ventura | 8 | Monthly System Peak Day | CAISO | 1-in-10 | 2031 | 6 |  |  |  | 71.3657 | 1
| LCA | Big Creek/Ventura | 8 | Monthly System Peak Day | CAISO | 1-in-10 | 2031 | 7 |  |  |  | 71.1021 | 1
| LCA | Big Creek/Ventura | 8 | Monthly System Peak Day | CAISO | 1-in-10 | 2031 | 8 |  |  |  | 70.685 | 1
| LCA | Big Creek/Ventura | 8 | Monthly System Peak Day | CAISO | 1-in-10 | 2031 | 9 |  |  |  | 73.5929 | 1
| LCA | Big Creek/Ventura | 8 | Monthly System Peak Day | CAISO | 1-in-10 | 2031 | 10 |  |  |  | 77.95 | 1
| LCA | Big Creek/Ventura | 8 | Monthly System Peak Day | CAISO | 1-in-10 | 2031 | 11 |  |  |  | 83.1193 | 1
| LCA | Big Creek/Ventura | 8 | Monthly System Peak Day | CAISO | 1-in-10 | 2031 | 12 |  |  |  | 88.1879 | 1
| LCA | Big Creek/Ventura | 8 | Monthly System Peak Day | CAISO | 1-in-10 | 2031 | 13 |  |  |  | 92.3714 | 1
| LCA | Big Creek/Ventura | 8 | Monthly System Peak Day | CAISO | 1-in-10 | 2031 | 14 |  |  |  | 95.0214 | 1
| LCA | Big Creek/Ventura | 8 | Monthly System Peak Day | CAISO | 1-in-10 | 2031 | 15 |  |  |  | 96.2714 | 1
| LCA | Big Creek/Ventura | 8 | Monthly System Peak Day | CAISO | 1-in-10 | 2031 | 16 |  |  |  | 96.85 | 1
| LCA | Big Creek/Ventura | 8 | Monthly System Peak Day | CAISO | 1-in-10 | 2031 | 17 |  |  |  | 96.3143 | 1
| LCA | Big Creek/Ventura | 8 | Monthly System Peak Day | CAISO | 1-in-10 | 2031 | 18 |  |  |  | 95.3286 | 1
| LCA | Big Creek/Ventura | 8 | Monthly System Peak Day | CAISO | 1-in-10 | 2031 | 19 |  |  |  | 93.3214 | 1
| LCA | Big Creek/Ventura | 8 | Monthly System Peak Day | CAISO | 1-in-10 | 2031 | 20 |  |  |  | 89.9429 | 1
| LCA | Big Creek/Ventura | 8 | Monthly System Peak Day | CAISO | 1-in-10 | 2031 | 21 |  |  |  | 85.6986 | 1
| LCA | Big Creek/Ventura | 8 | Monthly System Peak Day | CAISO | 1-in-10 | 2031 | 22 |  |  |  | 82.6936 | 1
| LCA | Big Creek/Ventura | 8 | Monthly System Peak Day | CAISO | 1-in-10 | 2031 | 23 |  |  |  | 80.7414 | 1
| LCA | Big Creek/Ventura | 8 | Monthly System Peak Day | CAISO | 1-in-10 | 2031 | 24 |  |  |  | 79.3707 | 1
| LCA | Big Creek/Ventura | 8 | Typical Event Day | CAISO | 1-in-10 | 2031 | 1 |  |  |  | 77.2739 | 1
| LCA | Big Creek/Ventura | 8 | Typical Event Day | CAISO | 1-in-10 | 2031 | 2 |  |  |  | 76.5187 | 1
| LCA | Big Creek/Ventura | 8 | Typical Event Day | CAISO | 1-in-10 | 2031 | 3 |  |  |  | 75.457 | 1
| LCA | Big Creek/Ventura | 8 | Typical Event Day | CAISO | 1-in-10 | 2031 | 4 |  |  |  | 74.0543 | 1
| LCA | Big Creek/Ventura | 8 | Typical Event Day | CAISO | 1-in-10 | 2031 | 5 |  |  |  | 73.0975 | 1
| LCA | Big Creek/Ventura | 8 | Typical Event Day | CAISO | 1-in-10 | 2031 | 6 |  |  |  | 72.138 | 1
| LCA | Big Creek/Ventura | 8 | Typical Event Day | CAISO | 1-in-10 | 2031 | 7 |  |  |  | 71.9071 | 1
| LCA | Big Creek/Ventura | 8 | Typical Event Day | CAISO | 1-in-10 | 2031 | 8 |  |  |  | 72.008 | 1
| LCA | Big Creek/Ventura | 8 | Typical Event Day | CAISO | 1-in-10 | 2031 | 9 |  |  |  | 74.7386 | 1
| LCA | Big Creek/Ventura | 8 | Typical Event Day | CAISO | 1-in-10 | 2031 | 10 |  |  |  | 79.5193 | 1
| LCA | Big Creek/Ventura | 8 | Typical Event Day | CAISO | 1-in-10 | 2031 | 11 |  |  |  | 84.3773 | 1
| LCA | Big Creek/Ventura | 8 | Typical Event Day | CAISO | 1-in-10 | 2031 | 12 |  |  |  | 89.0189 | 1
| LCA | Big Creek/Ventura | 8 | Typical Event Day | CAISO | 1-in-10 | 2031 | 13 |  |  |  | 92.2941 | 1
| LCA | Big Creek/Ventura | 8 | Typical Event Day | CAISO | 1-in-10 | 2031 | 14 |  |  |  | 94.5786 | 1
| LCA | Big Creek/Ventura | 8 | Typical Event Day | CAISO | 1-in-10 | 2031 | 15 |  |  |  | 95.975 | 1
| LCA | Big Creek/Ventura | 8 | Typical Event Day | CAISO | 1-in-10 | 2031 | 16 |  |  |  | 96.8518 | 1
| LCA | Big Creek/Ventura | 8 | Typical Event Day | CAISO | 1-in-10 | 2031 | 17 |  |  |  | 96.6714 | 1
| LCA | Big Creek/Ventura | 8 | Typical Event Day | CAISO | 1-in-10 | 2031 | 18 |  |  |  | 95.7714 | 1
| LCA | Big Creek/Ventura | 8 | Typical Event Day | CAISO | 1-in-10 | 2031 | 19 |  |  |  | 93.7018 | 1
| LCA | Big Creek/Ventura | 8 | Typical Event Day | CAISO | 1-in-10 | 2031 | 20 |  |  |  | 90.7312 | 1
| LCA | Big Creek/Ventura | 8 | Typical Event Day | CAISO | 1-in-10 | 2031 | 21 |  |  |  | 87.3168 | 1
| LCA | Big Creek/Ventura | 8 | Typical Event Day | CAISO | 1-in-10 | 2031 | 22 |  |  |  | 83.9977 | 1
| LCA | Big Creek/Ventura | 8 | Typical Event Day | CAISO | 1-in-10 | 2031 | 23 |  |  |  | 81.8893 | 1
| LCA | Big Creek/Ventura | 8 | Typical Event Day | CAISO | 1-in-10 | 2031 | 24 |  |  |  | 80.237 | 1
| LCA | Big Creek/Ventura | 9 | Average Weekday | CAISO | 1-in-10 | 2031 | 1 |  |  |  | 70.2028 | 1
| LCA | Big Creek/Ventura | 9 | Average Weekday | CAISO | 1-in-10 | 2031 | 2 |  |  |  | 69.1836 | 1
| LCA | Big Creek/Ventura | 9 | Average Weekday | CAISO | 1-in-10 | 2031 | 3 |  |  |  | 68.2518 | 1
| LCA | Big Creek/Ventura | 9 | Average Weekday | CAISO | 1-in-10 | 2031 | 4 |  |  |  | 67.4618 | 1
| LCA | Big Creek/Ventura | 9 | Average Weekday | CAISO | 1-in-10 | 2031 | 5 |  |  |  | 66.5713 | 1
| LCA | Big Creek/Ventura | 9 | Average Weekday | CAISO | 1-in-10 | 2031 | 6 |  |  |  | 65.7951 | 1
| LCA | Big Creek/Ventura | 9 | Average Weekday | CAISO | 1-in-10 | 2031 | 7 |  |  |  | 65.2006 | 1
| LCA | Big Creek/Ventura | 9 | Average Weekday | CAISO | 1-in-10 | 2031 | 8 |  |  |  | 64.7186 | 1
| LCA | Big Creek/Ventura | 9 | Average Weekday | CAISO | 1-in-10 | 2031 | 9 |  |  |  | 65.7455 | 1
| LCA | Big Creek/Ventura | 9 | Average Weekday | CAISO | 1-in-10 | 2031 | 10 |  |  |  | 69.433 | 1
| LCA | Big Creek/Ventura | 9 | Average Weekday | CAISO | 1-in-10 | 2031 | 11 |  |  |  | 73.8913 | 1
| LCA | Big Creek/Ventura | 9 | Average Weekday | CAISO | 1-in-10 | 2031 | 12 |  |  |  | 78.089 | 1
| LCA | Big Creek/Ventura | 9 | Average Weekday | CAISO | 1-in-10 | 2031 | 13 |  |  |  | 81.4035 | 1
| LCA | Big Creek/Ventura | 9 | Average Weekday | CAISO | 1-in-10 | 2031 | 14 |  |  |  | 83.8146 | 1
| LCA | Big Creek/Ventura | 9 | Average Weekday | CAISO | 1-in-10 | 2031 | 15 |  |  |  | 85.4224 | 1
| LCA | Big Creek/Ventura | 9 | Average Weekday | CAISO | 1-in-10 | 2031 | 16 |  |  |  | 86.0571 | 1
| LCA | Big Creek/Ventura | 9 | Average Weekday | CAISO | 1-in-10 | 2031 | 17 |  |  |  | 85.7889 | 1
| LCA | Big Creek/Ventura | 9 | Average Weekday | CAISO | 1-in-10 | 2031 | 18 |  |  |  | 84.8251 | 1
| LCA | Big Creek/Ventura | 9 | Average Weekday | CAISO | 1-in-10 | 2031 | 19 |  |  |  | 82.9592 | 1
| LCA | Big Creek/Ventura | 9 | Average Weekday | CAISO | 1-in-10 | 2031 | 20 |  |  |  | 79.8824 | 1
| LCA | Big Creek/Ventura | 9 | Average Weekday | CAISO | 1-in-10 | 2031 | 21 |  |  |  | 76.5321 | 1
| LCA | Big Creek/Ventura | 9 | Average Weekday | CAISO | 1-in-10 | 2031 | 22 |  |  |  | 74.4318 | 1
| LCA | Big Creek/Ventura | 9 | Average Weekday | CAISO | 1-in-10 | 2031 | 23 |  |  |  | 72.679 | 1
| LCA | Big Creek/Ventura | 9 | Average Weekday | CAISO | 1-in-10 | 2031 | 24 |  |  |  | 71.1678 | 1
| LCA | Big Creek/Ventura | 9 | Monthly System Peak Day | CAISO | 1-in-10 | 2031 | 1 |  |  |  | 77.9914 | 1
| LCA | Big Creek/Ventura | 9 | Monthly System Peak Day | CAISO | 1-in-10 | 2031 | 2 |  |  |  | 76.6621 | 1
| LCA | Big Creek/Ventura | 9 | Monthly System Peak Day | CAISO | 1-in-10 | 2031 | 3 |  |  |  | 75.7214 | 1
| LCA | Big Creek/Ventura | 9 | Monthly System Peak Day | CAISO | 1-in-10 | 2031 | 4 |  |  |  | 75.345 | 1
| LCA | Big Creek/Ventura | 9 | Monthly System Peak Day | CAISO | 1-in-10 | 2031 | 5 |  |  |  | 75.5386 | 1
| LCA | Big Creek/Ventura | 9 | Monthly System Peak Day | CAISO | 1-in-10 | 2031 | 6 |  |  |  | 74.7329 | 1
| LCA | Big Creek/Ventura | 9 | Monthly System Peak Day | CAISO | 1-in-10 | 2031 | 7 |  |  |  | 74.6979 | 1
| LCA | Big Creek/Ventura | 9 | Monthly System Peak Day | CAISO | 1-in-10 | 2031 | 8 |  |  |  | 74.9971 | 1
| LCA | Big Creek/Ventura | 9 | Monthly System Peak Day | CAISO | 1-in-10 | 2031 | 9 |  |  |  | 75.535 | 1
| LCA | Big Creek/Ventura | 9 | Monthly System Peak Day | CAISO | 1-in-10 | 2031 | 10 |  |  |  | 79.5214 | 1
| LCA | Big Creek/Ventura | 9 | Monthly System Peak Day | CAISO | 1-in-10 | 2031 | 11 |  |  |  | 83.5 | 1
| LCA | Big Creek/Ventura | 9 | Monthly System Peak Day | CAISO | 1-in-10 | 2031 | 12 |  |  |  | 87.4429 | 1
| LCA | Big Creek/Ventura | 9 | Monthly System Peak Day | CAISO | 1-in-10 | 2031 | 13 |  |  |  | 90.2571 | 1
| LCA | Big Creek/Ventura | 9 | Monthly System Peak Day | CAISO | 1-in-10 | 2031 | 14 |  |  |  | 92.5643 | 1
| LCA | Big Creek/Ventura | 9 | Monthly System Peak Day | CAISO | 1-in-10 | 2031 | 15 |  |  |  | 93.9786 | 1
| LCA | Big Creek/Ventura | 9 | Monthly System Peak Day | CAISO | 1-in-10 | 2031 | 16 |  |  |  | 95.5643 | 1
| LCA | Big Creek/Ventura | 9 | Monthly System Peak Day | CAISO | 1-in-10 | 2031 | 17 |  |  |  | 96.4714 | 1
| LCA | Big Creek/Ventura | 9 | Monthly System Peak Day | CAISO | 1-in-10 | 2031 | 18 |  |  |  | 95.5429 | 1
| LCA | Big Creek/Ventura | 9 | Monthly System Peak Day | CAISO | 1-in-10 | 2031 | 19 |  |  |  | 92.9143 | 1
| LCA | Big Creek/Ventura | 9 | Monthly System Peak Day | CAISO | 1-in-10 | 2031 | 20 |  |  |  | 90.5714 | 1
| LCA | Big Creek/Ventura | 9 | Monthly System Peak Day | CAISO | 1-in-10 | 2031 | 21 |  |  |  | 88.0071 | 1
| LCA | Big Creek/Ventura | 9 | Monthly System Peak Day | CAISO | 1-in-10 | 2031 | 22 |  |  |  | 85.6214 | 1
| LCA | Big Creek/Ventura | 9 | Monthly System Peak Day | CAISO | 1-in-10 | 2031 | 23 |  |  |  | 83.7929 | 1
| LCA | Big Creek/Ventura | 9 | Monthly System Peak Day | CAISO | 1-in-10 | 2031 | 24 |  |  |  | 82.0857 | 1
| LCA | Big Creek/Ventura | 10 | Average Weekday | CAISO | 1-in-10 | 2031 | 1 |  |  |  | 64.6574 | 1
| LCA | Big Creek/Ventura | 10 | Average Weekday | CAISO | 1-in-10 | 2031 | 2 |  |  |  | 63.6685 | 1
| LCA | Big Creek/Ventura | 10 | Average Weekday | CAISO | 1-in-10 | 2031 | 3 |  |  |  | 62.8361 | 1
| LCA | Big Creek/Ventura | 10 | Average Weekday | CAISO | 1-in-10 | 2031 | 4 |  |  |  | 61.9542 | 1
| LCA | Big Creek/Ventura | 10 | Average Weekday | CAISO | 1-in-10 | 2031 | 5 |  |  |  | 61.1331 | 1
| LCA | Big Creek/Ventura | 10 | Average Weekday | CAISO | 1-in-10 | 2031 | 6 |  |  |  | 60.6957 | 1
| LCA | Big Creek/Ventura | 10 | Average Weekday | CAISO | 1-in-10 | 2031 | 7 |  |  |  | 60.0795 | 1
| LCA | Big Creek/Ventura | 10 | Average Weekday | CAISO | 1-in-10 | 2031 | 8 |  |  |  | 59.6208 | 1
| LCA | Big Creek/Ventura | 10 | Average Weekday | CAISO | 1-in-10 | 2031 | 9 |  |  |  | 60.0076 | 1
| LCA | Big Creek/Ventura | 10 | Average Weekday | CAISO | 1-in-10 | 2031 | 10 |  |  |  | 63.1345 | 1
| LCA | Big Creek/Ventura | 10 | Average Weekday | CAISO | 1-in-10 | 2031 | 11 |  |  |  | 67.9007 | 1
| LCA | Big Creek/Ventura | 10 | Average Weekday | CAISO | 1-in-10 | 2031 | 12 |  |  |  | 72.4013 | 1
| LCA | Big Creek/Ventura | 10 | Average Weekday | CAISO | 1-in-10 | 2031 | 13 |  |  |  | 75.8279 | 1
| LCA | Big Creek/Ventura | 10 | Average Weekday | CAISO | 1-in-10 | 2031 | 14 |  |  |  | 78.2119 | 1
| LCA | Big Creek/Ventura | 10 | Average Weekday | CAISO | 1-in-10 | 2031 | 15 |  |  |  | 79.6814 | 1
| LCA | Big Creek/Ventura | 10 | Average Weekday | CAISO | 1-in-10 | 2031 | 16 |  |  |  | 80.4072 | 1
| LCA | Big Creek/Ventura | 10 | Average Weekday | CAISO | 1-in-10 | 2031 | 17 |  |  |  | 80.5515 | 1
| LCA | Big Creek/Ventura | 10 | Average Weekday | CAISO | 1-in-10 | 2031 | 18 |  |  |  | 79.6518 | 1
| LCA | Big Creek/Ventura | 10 | Average Weekday | CAISO | 1-in-10 | 2031 | 19 |  |  |  | 77.5644 | 1
| LCA | Big Creek/Ventura | 10 | Average Weekday | CAISO | 1-in-10 | 2031 | 20 |  |  |  | 74.3088 | 1
| LCA | Big Creek/Ventura | 10 | Average Weekday | CAISO | 1-in-10 | 2031 | 21 |  |  |  | 71.652 | 1
| LCA | Big Creek/Ventura | 10 | Average Weekday | CAISO | 1-in-10 | 2031 | 22 |  |  |  | 69.4339 | 1
| LCA | Big Creek/Ventura | 10 | Average Weekday | CAISO | 1-in-10 | 2031 | 23 |  |  |  | 67.5514 | 1
| LCA | Big Creek/Ventura | 10 | Average Weekday | CAISO | 1-in-10 | 2031 | 24 |  |  |  | 65.7874 | 1
| LCA | Big Creek/Ventura | 10 | Monthly System Peak Day | CAISO | 1-in-10 | 2031 | 1 |  |  |  | 75.2321 | 1
| LCA | Big Creek/Ventura | 10 | Monthly System Peak Day | CAISO | 1-in-10 | 2031 | 2 |  |  |  | 74.2014 | 1
| LCA | Big Creek/Ventura | 10 | Monthly System Peak Day | CAISO | 1-in-10 | 2031 | 3 |  |  |  | 72.9943 | 1
| LCA | Big Creek/Ventura | 10 | Monthly System Peak Day | CAISO | 1-in-10 | 2031 | 4 |  |  |  | 71.7943 | 1
| LCA | Big Creek/Ventura | 10 | Monthly System Peak Day | CAISO | 1-in-10 | 2031 | 5 |  |  |  | 70.9321 | 1
| LCA | Big Creek/Ventura | 10 | Monthly System Peak Day | CAISO | 1-in-10 | 2031 | 6 |  |  |  | 71.2614 | 1
| LCA | Big Creek/Ventura | 10 | Monthly System Peak Day | CAISO | 1-in-10 | 2031 | 7 |  |  |  | 70.4243 | 1
| LCA | Big Creek/Ventura | 10 | Monthly System Peak Day | CAISO | 1-in-10 | 2031 | 8 |  |  |  | 69.4007 | 1
| LCA | Big Creek/Ventura | 10 | Monthly System Peak Day | CAISO | 1-in-10 | 2031 | 9 |  |  |  | 69.2471 | 1
| LCA | Big Creek/Ventura | 10 | Monthly System Peak Day | CAISO | 1-in-10 | 2031 | 10 |  |  |  | 72.7614 | 1
| LCA | Big Creek/Ventura | 10 | Monthly System Peak Day | CAISO | 1-in-10 | 2031 | 11 |  |  |  | 78.1214 | 1
| LCA | Big Creek/Ventura | 10 | Monthly System Peak Day | CAISO | 1-in-10 | 2031 | 12 |  |  |  | 82.6357 | 1
| LCA | Big Creek/Ventura | 10 | Monthly System Peak Day | CAISO | 1-in-10 | 2031 | 13 |  |  |  | 86.7857 | 1
| LCA | Big Creek/Ventura | 10 | Monthly System Peak Day | CAISO | 1-in-10 | 2031 | 14 |  |  |  | 89.45 | 1
| LCA | Big Creek/Ventura | 10 | Monthly System Peak Day | CAISO | 1-in-10 | 2031 | 15 |  |  |  | 90.7571 | 1
| LCA | Big Creek/Ventura | 10 | Monthly System Peak Day | CAISO | 1-in-10 | 2031 | 16 |  |  |  | 91.2857 | 1
| LCA | Big Creek/Ventura | 10 | Monthly System Peak Day | CAISO | 1-in-10 | 2031 | 17 |  |  |  | 90.4714 | 1
| LCA | Big Creek/Ventura | 10 | Monthly System Peak Day | CAISO | 1-in-10 | 2031 | 18 |  |  |  | 88.65 | 1
| LCA | Big Creek/Ventura | 10 | Monthly System Peak Day | CAISO | 1-in-10 | 2031 | 19 |  |  |  | 85.7786 | 1
| LCA | Big Creek/Ventura | 10 | Monthly System Peak Day | CAISO | 1-in-10 | 2031 | 20 |  |  |  | 81.85 | 1
| LCA | Big Creek/Ventura | 10 | Monthly System Peak Day | CAISO | 1-in-10 | 2031 | 21 |  |  |  | 78.975 | 1
| LCA | Big Creek/Ventura | 10 | Monthly System Peak Day | CAISO | 1-in-10 | 2031 | 22 |  |  |  | 77.0079 | 1
| LCA | Big Creek/Ventura | 10 | Monthly System Peak Day | CAISO | 1-in-10 | 2031 | 23 |  |  |  | 75.0014 | 1
| LCA | Big Creek/Ventura | 10 | Monthly System Peak Day | CAISO | 1-in-10 | 2031 | 24 |  |  |  | 73.4014 | 1
| LCA | Big Creek/Ventura | 11 | Average Weekday | CAISO | 1-in-10 | 2031 | 1 |  |  |  | 53.2581 | 1
| LCA | Big Creek/Ventura | 11 | Average Weekday | CAISO | 1-in-10 | 2031 | 2 |  |  |  | 52.2332 | 1
| LCA | Big Creek/Ventura | 11 | Average Weekday | CAISO | 1-in-10 | 2031 | 3 |  |  |  | 51.3054 | 1
| LCA | Big Creek/Ventura | 11 | Average Weekday | CAISO | 1-in-10 | 2031 | 4 |  |  |  | 50.3869 | 1
| LCA | Big Creek/Ventura | 11 | Average Weekday | CAISO | 1-in-10 | 2031 | 5 |  |  |  | 49.5653 | 1
| LCA | Big Creek/Ventura | 11 | Average Weekday | CAISO | 1-in-10 | 2031 | 6 |  |  |  | 48.9192 | 1
| LCA | Big Creek/Ventura | 11 | Average Weekday | CAISO | 1-in-10 | 2031 | 7 |  |  |  | 48.5108 | 1
| LCA | Big Creek/Ventura | 11 | Average Weekday | CAISO | 1-in-10 | 2031 | 8 |  |  |  | 48.19 | 1
| LCA | Big Creek/Ventura | 11 | Average Weekday | CAISO | 1-in-10 | 2031 | 9 |  |  |  | 49.6874 | 1
| LCA | Big Creek/Ventura | 11 | Average Weekday | CAISO | 1-in-10 | 2031 | 10 |  |  |  | 53.9557 | 1
| LCA | Big Creek/Ventura | 11 | Average Weekday | CAISO | 1-in-10 | 2031 | 11 |  |  |  | 58.7942 | 1
| LCA | Big Creek/Ventura | 11 | Average Weekday | CAISO | 1-in-10 | 2031 | 12 |  |  |  | 63.0026 | 1
| LCA | Big Creek/Ventura | 11 | Average Weekday | CAISO | 1-in-10 | 2031 | 13 |  |  |  | 65.857 | 1
| LCA | Big Creek/Ventura | 11 | Average Weekday | CAISO | 1-in-10 | 2031 | 14 |  |  |  | 67.6396 | 1
| LCA | Big Creek/Ventura | 11 | Average Weekday | CAISO | 1-in-10 | 2031 | 15 |  |  |  | 68.5811 | 1
| LCA | Big Creek/Ventura | 11 | Average Weekday | CAISO | 1-in-10 | 2031 | 16 |  |  |  | 68.8531 | 1
| LCA | Big Creek/Ventura | 11 | Average Weekday | CAISO | 1-in-10 | 2031 | 17 |  |  |  | 68.3015 | 1
| LCA | Big Creek/Ventura | 11 | Average Weekday | CAISO | 1-in-10 | 2031 | 18 |  |  |  | 66.4193 | 1
| LCA | Big Creek/Ventura | 11 | Average Weekday | CAISO | 1-in-10 | 2031 | 19 |  |  |  | 63.5043 | 1
| LCA | Big Creek/Ventura | 11 | Average Weekday | CAISO | 1-in-10 | 2031 | 20 |  |  |  | 60.7171 | 1
| LCA | Big Creek/Ventura | 11 | Average Weekday | CAISO | 1-in-10 | 2031 | 21 |  |  |  | 58.3538 | 1
| LCA | Big Creek/Ventura | 11 | Average Weekday | CAISO | 1-in-10 | 2031 | 22 |  |  |  | 56.4636 | 1
| LCA | Big Creek/Ventura | 11 | Average Weekday | CAISO | 1-in-10 | 2031 | 23 |  |  |  | 55.1132 | 1
| LCA | Big Creek/Ventura | 11 | Average Weekday | CAISO | 1-in-10 | 2031 | 24 |  |  |  | 54.0951 | 1
| LCA | Big Creek/Ventura | 11 | Monthly System Peak Day | CAISO | 1-in-10 | 2031 | 1 |  |  |  | 64.8557 | 1
| LCA | Big Creek/Ventura | 11 | Monthly System Peak Day | CAISO | 1-in-10 | 2031 | 2 |  |  |  | 63.4 | 1
| LCA | Big Creek/Ventura | 11 | Monthly System Peak Day | CAISO | 1-in-10 | 2031 | 3 |  |  |  | 62.575 | 1
| LCA | Big Creek/Ventura | 11 | Monthly System Peak Day | CAISO | 1-in-10 | 2031 | 4 |  |  |  | 60.9329 | 1
| LCA | Big Creek/Ventura | 11 | Monthly System Peak Day | CAISO | 1-in-10 | 2031 | 5 |  |  |  | 60.2993 | 1
| LCA | Big Creek/Ventura | 11 | Monthly System Peak Day | CAISO | 1-in-10 | 2031 | 6 |  |  |  | 58.755 | 1
| LCA | Big Creek/Ventura | 11 | Monthly System Peak Day | CAISO | 1-in-10 | 2031 | 7 |  |  |  | 58.1757 | 1
| LCA | Big Creek/Ventura | 11 | Monthly System Peak Day | CAISO | 1-in-10 | 2031 | 8 |  |  |  | 58.4971 | 1
| LCA | Big Creek/Ventura | 11 | Monthly System Peak Day | CAISO | 1-in-10 | 2031 | 9 |  |  |  | 59.5321 | 1
| LCA | Big Creek/Ventura | 11 | Monthly System Peak Day | CAISO | 1-in-10 | 2031 | 10 |  |  |  | 63.5629 | 1
| LCA | Big Creek/Ventura | 11 | Monthly System Peak Day | CAISO | 1-in-10 | 2031 | 11 |  |  |  | 70.165 | 1
| LCA | Big Creek/Ventura | 11 | Monthly System Peak Day | CAISO | 1-in-10 | 2031 | 12 |  |  |  | 76.7329 | 1
| LCA | Big Creek/Ventura | 11 | Monthly System Peak Day | CAISO | 1-in-10 | 2031 | 13 |  |  |  | 80.7714 | 1
| LCA | Big Creek/Ventura | 11 | Monthly System Peak Day | CAISO | 1-in-10 | 2031 | 14 |  |  |  | 83.5714 | 1
| LCA | Big Creek/Ventura | 11 | Monthly System Peak Day | CAISO | 1-in-10 | 2031 | 15 |  |  |  | 84.6071 | 1
| LCA | Big Creek/Ventura | 11 | Monthly System Peak Day | CAISO | 1-in-10 | 2031 | 16 |  |  |  | 85.3286 | 1
| LCA | Big Creek/Ventura | 11 | Monthly System Peak Day | CAISO | 1-in-10 | 2031 | 17 |  |  |  | 85.3643 | 1
| LCA | Big Creek/Ventura | 11 | Monthly System Peak Day | CAISO | 1-in-10 | 2031 | 18 |  |  |  | 84.1 | 1
| LCA | Big Creek/Ventura | 11 | Monthly System Peak Day | CAISO | 1-in-10 | 2031 | 19 |  |  |  | 80.6929 | 1
| LCA | Big Creek/Ventura | 11 | Monthly System Peak Day | CAISO | 1-in-10 | 2031 | 20 |  |  |  | 75.6357 | 1
| LCA | Big Creek/Ventura | 11 | Monthly System Peak Day | CAISO | 1-in-10 | 2031 | 21 |  |  |  | 70.7864 | 1
| LCA | Big Creek/Ventura | 11 | Monthly System Peak Day | CAISO | 1-in-10 | 2031 | 22 |  |  |  | 68.4421 | 1
| LCA | Big Creek/Ventura | 11 | Monthly System Peak Day | CAISO | 1-in-10 | 2031 | 23 |  |  |  | 66.3479 | 1
| LCA | Big Creek/Ventura | 11 | Monthly System Peak Day | CAISO | 1-in-10 | 2031 | 24 |  |  |  | 64.7529 | 1
| LCA | Big Creek/Ventura | 12 | Average Weekday | CAISO | 1-in-10 | 2031 | 1 |  |  |  | 49.213 | 1
| LCA | Big Creek/Ventura | 12 | Average Weekday | CAISO | 1-in-10 | 2031 | 2 |  |  |  | 48.3094 | 1
| LCA | Big Creek/Ventura | 12 | Average Weekday | CAISO | 1-in-10 | 2031 | 3 |  |  |  | 47.6023 | 1
| LCA | Big Creek/Ventura | 12 | Average Weekday | CAISO | 1-in-10 | 2031 | 4 |  |  |  | 47.0329 | 1
| LCA | Big Creek/Ventura | 12 | Average Weekday | CAISO | 1-in-10 | 2031 | 5 |  |  |  | 46.6208 | 1
| LCA | Big Creek/Ventura | 12 | Average Weekday | CAISO | 1-in-10 | 2031 | 6 |  |  |  | 46.0586 | 1
| LCA | Big Creek/Ventura | 12 | Average Weekday | CAISO | 1-in-10 | 2031 | 7 |  |  |  | 45.5353 | 1
| LCA | Big Creek/Ventura | 12 | Average Weekday | CAISO | 1-in-10 | 2031 | 8 |  |  |  | 45.3266 | 1
| LCA | Big Creek/Ventura | 12 | Average Weekday | CAISO | 1-in-10 | 2031 | 9 |  |  |  | 45.9254 | 1
| LCA | Big Creek/Ventura | 12 | Average Weekday | CAISO | 1-in-10 | 2031 | 10 |  |  |  | 48.8067 | 1
| LCA | Big Creek/Ventura | 12 | Average Weekday | CAISO | 1-in-10 | 2031 | 11 |  |  |  | 52.4494 | 1
| LCA | Big Creek/Ventura | 12 | Average Weekday | CAISO | 1-in-10 | 2031 | 12 |  |  |  | 55.69 | 1
| LCA | Big Creek/Ventura | 12 | Average Weekday | CAISO | 1-in-10 | 2031 | 13 |  |  |  | 58.1193 | 1
| LCA | Big Creek/Ventura | 12 | Average Weekday | CAISO | 1-in-10 | 2031 | 14 |  |  |  | 59.6231 | 1
| LCA | Big Creek/Ventura | 12 | Average Weekday | CAISO | 1-in-10 | 2031 | 15 |  |  |  | 60.432 | 1
| LCA | Big Creek/Ventura | 12 | Average Weekday | CAISO | 1-in-10 | 2031 | 16 |  |  |  | 60.7262 | 1
| LCA | Big Creek/Ventura | 12 | Average Weekday | CAISO | 1-in-10 | 2031 | 17 |  |  |  | 60.1832 | 1
| LCA | Big Creek/Ventura | 12 | Average Weekday | CAISO | 1-in-10 | 2031 | 18 |  |  |  | 58.5616 | 1
| LCA | Big Creek/Ventura | 12 | Average Weekday | CAISO | 1-in-10 | 2031 | 19 |  |  |  | 56.4683 | 1
| LCA | Big Creek/Ventura | 12 | Average Weekday | CAISO | 1-in-10 | 2031 | 20 |  |  |  | 54.639 | 1
| LCA | Big Creek/Ventura | 12 | Average Weekday | CAISO | 1-in-10 | 2031 | 21 |  |  |  | 53.0953 | 1
| LCA | Big Creek/Ventura | 12 | Average Weekday | CAISO | 1-in-10 | 2031 | 22 |  |  |  | 51.9125 | 1
| LCA | Big Creek/Ventura | 12 | Average Weekday | CAISO | 1-in-10 | 2031 | 23 |  |  |  | 50.7329 | 1
| LCA | Big Creek/Ventura | 12 | Average Weekday | CAISO | 1-in-10 | 2031 | 24 |  |  |  | 49.8726 | 1
| LCA | Big Creek/Ventura | 12 | Monthly System Peak Day | CAISO | 1-in-10 | 2031 | 1 |  |  |  | 40.7736 | 1
| LCA | Big Creek/Ventura | 12 | Monthly System Peak Day | CAISO | 1-in-10 | 2031 | 2 |  |  |  | 40.2071 | 1
| LCA | Big Creek/Ventura | 12 | Monthly System Peak Day | CAISO | 1-in-10 | 2031 | 3 |  |  |  | 38.9471 | 1
| LCA | Big Creek/Ventura | 12 | Monthly System Peak Day | CAISO | 1-in-10 | 2031 | 4 |  |  |  | 37.6914 | 1
| LCA | Big Creek/Ventura | 12 | Monthly System Peak Day | CAISO | 1-in-10 | 2031 | 5 |  |  |  | 37.0429 | 1
| LCA | Big Creek/Ventura | 12 | Monthly System Peak Day | CAISO | 1-in-10 | 2031 | 6 |  |  |  | 35.6071 | 1
| LCA | Big Creek/Ventura | 12 | Monthly System Peak Day | CAISO | 1-in-10 | 2031 | 7 |  |  |  | 34.0793 | 1
| LCA | Big Creek/Ventura | 12 | Monthly System Peak Day | CAISO | 1-in-10 | 2031 | 8 |  |  |  | 33.665 | 1
| LCA | Big Creek/Ventura | 12 | Monthly System Peak Day | CAISO | 1-in-10 | 2031 | 9 |  |  |  | 35.5443 | 1
| LCA | Big Creek/Ventura | 12 | Monthly System Peak Day | CAISO | 1-in-10 | 2031 | 10 |  |  |  | 39.2764 | 1
| LCA | Big Creek/Ventura | 12 | Monthly System Peak Day | CAISO | 1-in-10 | 2031 | 11 |  |  |  | 42.9014 | 1
| LCA | Big Creek/Ventura | 12 | Monthly System Peak Day | CAISO | 1-in-10 | 2031 | 12 |  |  |  | 46.0714 | 1
| LCA | Big Creek/Ventura | 12 | Monthly System Peak Day | CAISO | 1-in-10 | 2031 | 13 |  |  |  | 47.7536 | 1
| LCA | Big Creek/Ventura | 12 | Monthly System Peak Day | CAISO | 1-in-10 | 2031 | 14 |  |  |  | 49.1129 | 1
| LCA | Big Creek/Ventura | 12 | Monthly System Peak Day | CAISO | 1-in-10 | 2031 | 15 |  |  |  | 50.4914 | 1
| LCA | Big Creek/Ventura | 12 | Monthly System Peak Day | CAISO | 1-in-10 | 2031 | 16 |  |  |  | 51.1093 | 1
| LCA | Big Creek/Ventura | 12 | Monthly System Peak Day | CAISO | 1-in-10 | 2031 | 17 |  |  |  | 50.6336 | 1
| LCA | Big Creek/Ventura | 12 | Monthly System Peak Day | CAISO | 1-in-10 | 2031 | 18 |  |  |  | 49.1286 | 1
| LCA | Big Creek/Ventura | 12 | Monthly System Peak Day | CAISO | 1-in-10 | 2031 | 19 |  |  |  | 46.04 | 1
| LCA | Big Creek/Ventura | 12 | Monthly System Peak Day | CAISO | 1-in-10 | 2031 | 20 |  |  |  | 43.6421 | 1
| LCA | Big Creek/Ventura | 12 | Monthly System Peak Day | CAISO | 1-in-10 | 2031 | 21 |  |  |  | 41.805 | 1
| LCA | Big Creek/Ventura | 12 | Monthly System Peak Day | CAISO | 1-in-10 | 2031 | 22 |  |  |  | 40.2143 | 1
| LCA | Big Creek/Ventura | 12 | Monthly System Peak Day | CAISO | 1-in-10 | 2031 | 23 |  |  |  | 39.0786 | 1
| LCA | Big Creek/Ventura | 12 | Monthly System Peak Day | CAISO | 1-in-10 | 2031 | 24 |  |  |  | 38.1714 | 1
| LCA | Big Creek/Ventura | 1 | Average Weekday | CAISO | 1-in-2 | 2021 | 1 |  |  |  | 49.5342 | 1
| LCA | Big Creek/Ventura | 1 | Average Weekday | CAISO | 1-in-2 | 2021 | 2 |  |  |  | 48.6937 | 1
| LCA | Big Creek/Ventura | 1 | Average Weekday | CAISO | 1-in-2 | 2021 | 3 |  |  |  | 47.9033 | 1
| LCA | Big Creek/Ventura | 1 | Average Weekday | CAISO | 1-in-2 | 2021 | 4 |  |  |  | 47.1847 | 1
| LCA | Big Creek/Ventura | 1 | Average Weekday | CAISO | 1-in-2 | 2021 | 5 |  |  |  | 46.5416 | 1
| LCA | Big Creek/Ventura | 1 | Average Weekday | CAISO | 1-in-2 | 2021 | 6 |  |  |  | 45.9787 | 1
| LCA | Big Creek/Ventura | 1 | Average Weekday | CAISO | 1-in-2 | 2021 | 7 |  |  |  | 45.5331 | 1
| LCA | Big Creek/Ventura | 1 | Average Weekday | CAISO | 1-in-2 | 2021 | 8 |  |  |  | 45.3951 | 1
| LCA | Big Creek/Ventura | 1 | Average Weekday | CAISO | 1-in-2 | 2021 | 9 |  |  |  | 45.8961 | 1
| LCA | Big Creek/Ventura | 1 | Average Weekday | CAISO | 1-in-2 | 2021 | 10 |  |  |  | 49.4574 | 1
| LCA | Big Creek/Ventura | 1 | Average Weekday | CAISO | 1-in-2 | 2021 | 11 |  |  |  | 53.9957 | 1
| LCA | Big Creek/Ventura | 1 | Average Weekday | CAISO | 1-in-2 | 2021 | 12 |  |  |  | 57.9636 | 1
| LCA | Big Creek/Ventura | 1 | Average Weekday | CAISO | 1-in-2 | 2021 | 13 |  |  |  | 60.7648 | 1
| LCA | Big Creek/Ventura | 1 | Average Weekday | CAISO | 1-in-2 | 2021 | 14 |  |  |  | 62.6181 | 1
| LCA | Big Creek/Ventura | 1 | Average Weekday | CAISO | 1-in-2 | 2021 | 15 |  |  |  | 63.8047 | 1
| LCA | Big Creek/Ventura | 1 | Average Weekday | CAISO | 1-in-2 | 2021 | 16 |  |  |  | 64.2705 | 1
| LCA | Big Creek/Ventura | 1 | Average Weekday | CAISO | 1-in-2 | 2021 | 17 |  |  |  | 63.7646 | 1
| LCA | Big Creek/Ventura | 1 | Average Weekday | CAISO | 1-in-2 | 2021 | 18 |  |  |  | 62.0633 | 1
| LCA | Big Creek/Ventura | 1 | Average Weekday | CAISO | 1-in-2 | 2021 | 19 |  |  |  | 59.2455 | 1
| LCA | Big Creek/Ventura | 1 | Average Weekday | CAISO | 1-in-2 | 2021 | 20 |  |  |  | 56.8437 | 1
| LCA | Big Creek/Ventura | 1 | Average Weekday | CAISO | 1-in-2 | 2021 | 21 |  |  |  | 54.9221 | 1
| LCA | Big Creek/Ventura | 1 | Average Weekday | CAISO | 1-in-2 | 2021 | 22 |  |  |  | 53.2415 | 1
| LCA | Big Creek/Ventura | 1 | Average Weekday | CAISO | 1-in-2 | 2021 | 23 |  |  |  | 51.9811 | 1
| LCA | Big Creek/Ventura | 1 | Average Weekday | CAISO | 1-in-2 | 2021 | 24 |  |  |  | 51.0226 | 1
| LCA | Big Creek/Ventura | 1 | Monthly System Peak Day | CAISO | 1-in-2 | 2021 | 1 |  |  |  | 43.8848 | 1
| LCA | Big Creek/Ventura | 1 | Monthly System Peak Day | CAISO | 1-in-2 | 2021 | 2 |  |  |  | 42.5776 | 1
| LCA | Big Creek/Ventura | 1 | Monthly System Peak Day | CAISO | 1-in-2 | 2021 | 3 |  |  |  | 41.0357 | 1
| LCA | Big Creek/Ventura | 1 | Monthly System Peak Day | CAISO | 1-in-2 | 2021 | 4 |  |  |  | 40.0933 | 1
| LCA | Big Creek/Ventura | 1 | Monthly System Peak Day | CAISO | 1-in-2 | 2021 | 5 |  |  |  | 39.5233 | 1
| LCA | Big Creek/Ventura | 1 | Monthly System Peak Day | CAISO | 1-in-2 | 2021 | 6 |  |  |  | 39.2295 | 1
| LCA | Big Creek/Ventura | 1 | Monthly System Peak Day | CAISO | 1-in-2 | 2021 | 7 |  |  |  | 39.2295 | 1
| LCA | Big Creek/Ventura | 1 | Monthly System Peak Day | CAISO | 1-in-2 | 2021 | 8 |  |  |  | 39.6986 | 1
| LCA | Big Creek/Ventura | 1 | Monthly System Peak Day | CAISO | 1-in-2 | 2021 | 9 |  |  |  | 40.0724 | 1
| LCA | Big Creek/Ventura | 1 | Monthly System Peak Day | CAISO | 1-in-2 | 2021 | 10 |  |  |  | 42.7562 | 1
| LCA | Big Creek/Ventura | 1 | Monthly System Peak Day | CAISO | 1-in-2 | 2021 | 11 |  |  |  | 47.051 | 1
| LCA | Big Creek/Ventura | 1 | Monthly System Peak Day | CAISO | 1-in-2 | 2021 | 12 |  |  |  | 50.0129 | 1
| LCA | Big Creek/Ventura | 1 | Monthly System Peak Day | CAISO | 1-in-2 | 2021 | 13 |  |  |  | 50.501 | 1
| LCA | Big Creek/Ventura | 1 | Monthly System Peak Day | CAISO | 1-in-2 | 2021 | 14 |  |  |  | 51.2752 | 1
| LCA | Big Creek/Ventura | 1 | Monthly System Peak Day | CAISO | 1-in-2 | 2021 | 15 |  |  |  | 52.09 | 1
| LCA | Big Creek/Ventura | 1 | Monthly System Peak Day | CAISO | 1-in-2 | 2021 | 16 |  |  |  | 52.4529 | 1
| LCA | Big Creek/Ventura | 1 | Monthly System Peak Day | CAISO | 1-in-2 | 2021 | 17 |  |  |  | 52.7195 | 1
| LCA | Big Creek/Ventura | 1 | Monthly System Peak Day | CAISO | 1-in-2 | 2021 | 18 |  |  |  | 51.6867 | 1
| LCA | Big Creek/Ventura | 1 | Monthly System Peak Day | CAISO | 1-in-2 | 2021 | 19 |  |  |  | 49.5862 | 1
| LCA | Big Creek/Ventura | 1 | Monthly System Peak Day | CAISO | 1-in-2 | 2021 | 20 |  |  |  | 48.3276 | 1
| LCA | Big Creek/Ventura | 1 | Monthly System Peak Day | CAISO | 1-in-2 | 2021 | 21 |  |  |  | 47.0533 | 1
| LCA | Big Creek/Ventura | 1 | Monthly System Peak Day | CAISO | 1-in-2 | 2021 | 22 |  |  |  | 46.1652 | 1
| LCA | Big Creek/Ventura | 1 | Monthly System Peak Day | CAISO | 1-in-2 | 2021 | 23 |  |  |  | 45.7748 | 1
| LCA | Big Creek/Ventura | 1 | Monthly System Peak Day | CAISO | 1-in-2 | 2021 | 24 |  |  |  | 45.521 | 1
| LCA | Big Creek/Ventura | 2 | Average Weekday | CAISO | 1-in-2 | 2021 | 1 |  |  |  | 49.7471 | 1
| LCA | Big Creek/Ventura | 2 | Average Weekday | CAISO | 1-in-2 | 2021 | 2 |  |  |  | 48.8044 | 1
| LCA | Big Creek/Ventura | 2 | Average Weekday | CAISO | 1-in-2 | 2021 | 3 |  |  |  | 47.9669 | 1
| LCA | Big Creek/Ventura | 2 | Average Weekday | CAISO | 1-in-2 | 2021 | 4 |  |  |  | 47.3214 | 1
| LCA | Big Creek/Ventura | 2 | Average Weekday | CAISO | 1-in-2 | 2021 | 5 |  |  |  | 46.693 | 1
| LCA | Big Creek/Ventura | 2 | Average Weekday | CAISO | 1-in-2 | 2021 | 6 |  |  |  | 46.2062 | 1
| LCA | Big Creek/Ventura | 2 | Average Weekday | CAISO | 1-in-2 | 2021 | 7 |  |  |  | 45.7339 | 1
| LCA | Big Creek/Ventura | 2 | Average Weekday | CAISO | 1-in-2 | 2021 | 8 |  |  |  | 45.5057 | 1
| LCA | Big Creek/Ventura | 2 | Average Weekday | CAISO | 1-in-2 | 2021 | 9 |  |  |  | 46.7937 | 1
| LCA | Big Creek/Ventura | 2 | Average Weekday | CAISO | 1-in-2 | 2021 | 10 |  |  |  | 50.8853 | 1
| LCA | Big Creek/Ventura | 2 | Average Weekday | CAISO | 1-in-2 | 2021 | 11 |  |  |  | 55.3739 | 1
| LCA | Big Creek/Ventura | 2 | Average Weekday | CAISO | 1-in-2 | 2021 | 12 |  |  |  | 58.976 | 1
| LCA | Big Creek/Ventura | 2 | Average Weekday | CAISO | 1-in-2 | 2021 | 13 |  |  |  | 61.6118 | 1
| LCA | Big Creek/Ventura | 2 | Average Weekday | CAISO | 1-in-2 | 2021 | 14 |  |  |  | 63.0469 | 1
| LCA | Big Creek/Ventura | 2 | Average Weekday | CAISO | 1-in-2 | 2021 | 15 |  |  |  | 63.8701 | 1
| LCA | Big Creek/Ventura | 2 | Average Weekday | CAISO | 1-in-2 | 2021 | 16 |  |  |  | 64.3836 | 1
| LCA | Big Creek/Ventura | 2 | Average Weekday | CAISO | 1-in-2 | 2021 | 17 |  |  |  | 64.1195 | 1
| LCA | Big Creek/Ventura | 2 | Average Weekday | CAISO | 1-in-2 | 2021 | 18 |  |  |  | 62.8705 | 1
| LCA | Big Creek/Ventura | 2 | Average Weekday | CAISO | 1-in-2 | 2021 | 19 |  |  |  | 60.231 | 1
| LCA | Big Creek/Ventura | 2 | Average Weekday | CAISO | 1-in-2 | 2021 | 20 |  |  |  | 57.4089 | 1
| LCA | Big Creek/Ventura | 2 | Average Weekday | CAISO | 1-in-2 | 2021 | 21 |  |  |  | 55.3029 | 1
| LCA | Big Creek/Ventura | 2 | Average Weekday | CAISO | 1-in-2 | 2021 | 22 |  |  |  | 53.5561 | 1
| LCA | Big Creek/Ventura | 2 | Average Weekday | CAISO | 1-in-2 | 2021 | 23 |  |  |  | 52.2346 | 1
| LCA | Big Creek/Ventura | 2 | Average Weekday | CAISO | 1-in-2 | 2021 | 24 |  |  |  | 51.0608 | 1
| LCA | Big Creek/Ventura | 2 | Monthly System Peak Day | CAISO | 1-in-2 | 2021 | 1 |  |  |  | 41.2029 | 1
| LCA | Big Creek/Ventura | 2 | Monthly System Peak Day | CAISO | 1-in-2 | 2021 | 2 |  |  |  | 40.1505 | 1
| LCA | Big Creek/Ventura | 2 | Monthly System Peak Day | CAISO | 1-in-2 | 2021 | 3 |  |  |  | 39.6238 | 1
| LCA | Big Creek/Ventura | 2 | Monthly System Peak Day | CAISO | 1-in-2 | 2021 | 4 |  |  |  | 39.0433 | 1
| LCA | Big Creek/Ventura | 2 | Monthly System Peak Day | CAISO | 1-in-2 | 2021 | 5 |  |  |  | 38.2095 | 1
| LCA | Big Creek/Ventura | 2 | Monthly System Peak Day | CAISO | 1-in-2 | 2021 | 6 |  |  |  | 37.7305 | 1
| LCA | Big Creek/Ventura | 2 | Monthly System Peak Day | CAISO | 1-in-2 | 2021 | 7 |  |  |  | 37.5457 | 1
| LCA | Big Creek/Ventura | 2 | Monthly System Peak Day | CAISO | 1-in-2 | 2021 | 8 |  |  |  | 37.4543 | 1
| LCA | Big Creek/Ventura | 2 | Monthly System Peak Day | CAISO | 1-in-2 | 2021 | 9 |  |  |  | 38.8457 | 1
| LCA | Big Creek/Ventura | 2 | Monthly System Peak Day | CAISO | 1-in-2 | 2021 | 10 |  |  |  | 41.9462 | 1
| LCA | Big Creek/Ventura | 2 | Monthly System Peak Day | CAISO | 1-in-2 | 2021 | 11 |  |  |  | 45.271 | 1
| LCA | Big Creek/Ventura | 2 | Monthly System Peak Day | CAISO | 1-in-2 | 2021 | 12 |  |  |  | 48.1629 | 1
| LCA | Big Creek/Ventura | 2 | Monthly System Peak Day | CAISO | 1-in-2 | 2021 | 13 |  |  |  | 50.8633 | 1
| LCA | Big Creek/Ventura | 2 | Monthly System Peak Day | CAISO | 1-in-2 | 2021 | 14 |  |  |  | 52.6652 | 1
| LCA | Big Creek/Ventura | 2 | Monthly System Peak Day | CAISO | 1-in-2 | 2021 | 15 |  |  |  | 53.7552 | 1
| LCA | Big Creek/Ventura | 2 | Monthly System Peak Day | CAISO | 1-in-2 | 2021 | 16 |  |  |  | 54.6462 | 1
| LCA | Big Creek/Ventura | 2 | Monthly System Peak Day | CAISO | 1-in-2 | 2021 | 17 |  |  |  | 54.8867 | 1
| LCA | Big Creek/Ventura | 2 | Monthly System Peak Day | CAISO | 1-in-2 | 2021 | 18 |  |  |  | 53.3919 | 1
| LCA | Big Creek/Ventura | 2 | Monthly System Peak Day | CAISO | 1-in-2 | 2021 | 19 |  |  |  | 50.7876 | 1
| LCA | Big Creek/Ventura | 2 | Monthly System Peak Day | CAISO | 1-in-2 | 2021 | 20 |  |  |  | 48.3681 | 1
| LCA | Big Creek/Ventura | 2 | Monthly System Peak Day | CAISO | 1-in-2 | 2021 | 21 |  |  |  | 46.3952 | 1
| LCA | Big Creek/Ventura | 2 | Monthly System Peak Day | CAISO | 1-in-2 | 2021 | 22 |  |  |  | 44.9329 | 1
| LCA | Big Creek/Ventura | 2 | Monthly System Peak Day | CAISO | 1-in-2 | 2021 | 23 |  |  |  | 43.6771 | 1
| LCA | Big Creek/Ventura | 2 | Monthly System Peak Day | CAISO | 1-in-2 | 2021 | 24 |  |  |  | 42.6943 | 1
| LCA | Big Creek/Ventura | 3 | Average Weekday | CAISO | 1-in-2 | 2021 | 1 |  |  |  | 52.8595 | 1
| LCA | Big Creek/Ventura | 3 | Average Weekday | CAISO | 1-in-2 | 2021 | 2 |  |  |  | 51.8237 | 1
| LCA | Big Creek/Ventura | 3 | Average Weekday | CAISO | 1-in-2 | 2021 | 3 |  |  |  | 51.0006 | 1
| LCA | Big Creek/Ventura | 3 | Average Weekday | CAISO | 1-in-2 | 2021 | 4 |  |  |  | 50.2553 | 1
| LCA | Big Creek/Ventura | 3 | Average Weekday | CAISO | 1-in-2 | 2021 | 5 |  |  |  | 49.4158 | 1
| LCA | Big Creek/Ventura | 3 | Average Weekday | CAISO | 1-in-2 | 2021 | 6 |  |  |  | 48.5231 | 1
| LCA | Big Creek/Ventura | 3 | Average Weekday | CAISO | 1-in-2 | 2021 | 7 |  |  |  | 47.8837 | 1
| LCA | Big Creek/Ventura | 3 | Average Weekday | CAISO | 1-in-2 | 2021 | 8 |  |  |  | 47.5302 | 1
| LCA | Big Creek/Ventura | 3 | Average Weekday | CAISO | 1-in-2 | 2021 | 9 |  |  |  | 48.4112 | 1
| LCA | Big Creek/Ventura | 3 | Average Weekday | CAISO | 1-in-2 | 2021 | 10 |  |  |  | 51.877 | 1
| LCA | Big Creek/Ventura | 3 | Average Weekday | CAISO | 1-in-2 | 2021 | 11 |  |  |  | 56.0412 | 1
| LCA | Big Creek/Ventura | 3 | Average Weekday | CAISO | 1-in-2 | 2021 | 12 |  |  |  | 59.6138 | 1
| LCA | Big Creek/Ventura | 3 | Average Weekday | CAISO | 1-in-2 | 2021 | 13 |  |  |  | 62.2225 | 1
| LCA | Big Creek/Ventura | 3 | Average Weekday | CAISO | 1-in-2 | 2021 | 14 |  |  |  | 64.1572 | 1
| LCA | Big Creek/Ventura | 3 | Average Weekday | CAISO | 1-in-2 | 2021 | 15 |  |  |  | 65.3688 | 1
| LCA | Big Creek/Ventura | 3 | Average Weekday | CAISO | 1-in-2 | 2021 | 16 |  |  |  | 66.1061 | 1
| LCA | Big Creek/Ventura | 3 | Average Weekday | CAISO | 1-in-2 | 2021 | 17 |  |  |  | 66.2013 | 1
| LCA | Big Creek/Ventura | 3 | Average Weekday | CAISO | 1-in-2 | 2021 | 18 |  |  |  | 65.4538 | 1
| LCA | Big Creek/Ventura | 3 | Average Weekday | CAISO | 1-in-2 | 2021 | 19 |  |  |  | 63.896 | 1
| LCA | Big Creek/Ventura | 3 | Average Weekday | CAISO | 1-in-2 | 2021 | 20 |  |  |  | 61.5069 | 1
| LCA | Big Creek/Ventura | 3 | Average Weekday | CAISO | 1-in-2 | 2021 | 21 |  |  |  | 58.9205 | 1
| LCA | Big Creek/Ventura | 3 | Average Weekday | CAISO | 1-in-2 | 2021 | 22 |  |  |  | 56.9409 | 1
| LCA | Big Creek/Ventura | 3 | Average Weekday | CAISO | 1-in-2 | 2021 | 23 |  |  |  | 55.4416 | 1
| LCA | Big Creek/Ventura | 3 | Average Weekday | CAISO | 1-in-2 | 2021 | 24 |  |  |  | 54.2709 | 1
| LCA | Big Creek/Ventura | 3 | Monthly System Peak Day | CAISO | 1-in-2 | 2021 | 1 |  |  |  | 53.0719 | 1
| LCA | Big Creek/Ventura | 3 | Monthly System Peak Day | CAISO | 1-in-2 | 2021 | 2 |  |  |  | 52.0262 | 1
| LCA | Big Creek/Ventura | 3 | Monthly System Peak Day | CAISO | 1-in-2 | 2021 | 3 |  |  |  | 50.3457 | 1
| LCA | Big Creek/Ventura | 3 | Monthly System Peak Day | CAISO | 1-in-2 | 2021 | 4 |  |  |  | 49.54 | 1
| LCA | Big Creek/Ventura | 3 | Monthly System Peak Day | CAISO | 1-in-2 | 2021 | 5 |  |  |  | 47.9524 | 1
| LCA | Big Creek/Ventura | 3 | Monthly System Peak Day | CAISO | 1-in-2 | 2021 | 6 |  |  |  | 47.3219 | 1
| LCA | Big Creek/Ventura | 3 | Monthly System Peak Day | CAISO | 1-in-2 | 2021 | 7 |  |  |  | 46.961 | 1
| LCA | Big Creek/Ventura | 3 | Monthly System Peak Day | CAISO | 1-in-2 | 2021 | 8 |  |  |  | 46.3624 | 1
| LCA | Big Creek/Ventura | 3 | Monthly System Peak Day | CAISO | 1-in-2 | 2021 | 9 |  |  |  | 46.9714 | 1
| LCA | Big Creek/Ventura | 3 | Monthly System Peak Day | CAISO | 1-in-2 | 2021 | 10 |  |  |  | 50.4329 | 1
| LCA | Big Creek/Ventura | 3 | Monthly System Peak Day | CAISO | 1-in-2 | 2021 | 11 |  |  |  | 55.26 | 1
| LCA | Big Creek/Ventura | 3 | Monthly System Peak Day | CAISO | 1-in-2 | 2021 | 12 |  |  |  | 60.3743 | 1
| LCA | Big Creek/Ventura | 3 | Monthly System Peak Day | CAISO | 1-in-2 | 2021 | 13 |  |  |  | 64.0509 | 1
| LCA | Big Creek/Ventura | 3 | Monthly System Peak Day | CAISO | 1-in-2 | 2021 | 14 |  |  |  | 66.0724 | 1
| LCA | Big Creek/Ventura | 3 | Monthly System Peak Day | CAISO | 1-in-2 | 2021 | 15 |  |  |  | 67.0591 | 1
| LCA | Big Creek/Ventura | 3 | Monthly System Peak Day | CAISO | 1-in-2 | 2021 | 16 |  |  |  | 68.1805 | 1
| LCA | Big Creek/Ventura | 3 | Monthly System Peak Day | CAISO | 1-in-2 | 2021 | 17 |  |  |  | 68.899 | 1
| LCA | Big Creek/Ventura | 3 | Monthly System Peak Day | CAISO | 1-in-2 | 2021 | 18 |  |  |  | 68.5681 | 1
| LCA | Big Creek/Ventura | 3 | Monthly System Peak Day | CAISO | 1-in-2 | 2021 | 19 |  |  |  | 66.6652 | 1
| LCA | Big Creek/Ventura | 3 | Monthly System Peak Day | CAISO | 1-in-2 | 2021 | 20 |  |  |  | 63.8852 | 1
| LCA | Big Creek/Ventura | 3 | Monthly System Peak Day | CAISO | 1-in-2 | 2021 | 21 |  |  |  | 60.5138 | 1
| LCA | Big Creek/Ventura | 3 | Monthly System Peak Day | CAISO | 1-in-2 | 2021 | 22 |  |  |  | 58.1057 | 1
| LCA | Big Creek/Ventura | 3 | Monthly System Peak Day | CAISO | 1-in-2 | 2021 | 23 |  |  |  | 56.6171 | 1
| LCA | Big Creek/Ventura | 3 | Monthly System Peak Day | CAISO | 1-in-2 | 2021 | 24 |  |  |  | 55.8624 | 1
| LCA | Big Creek/Ventura | 4 | Average Weekday | CAISO | 1-in-2 | 2021 | 1 |  |  |  | 55.9472 | 1
| LCA | Big Creek/Ventura | 4 | Average Weekday | CAISO | 1-in-2 | 2021 | 2 |  |  |  | 54.863 | 1
| LCA | Big Creek/Ventura | 4 | Average Weekday | CAISO | 1-in-2 | 2021 | 3 |  |  |  | 53.8535 | 1
| LCA | Big Creek/Ventura | 4 | Average Weekday | CAISO | 1-in-2 | 2021 | 4 |  |  |  | 52.93 | 1
| LCA | Big Creek/Ventura | 4 | Average Weekday | CAISO | 1-in-2 | 2021 | 5 |  |  |  | 52.0399 | 1
| LCA | Big Creek/Ventura | 4 | Average Weekday | CAISO | 1-in-2 | 2021 | 6 |  |  |  | 51.4284 | 1
| LCA | Big Creek/Ventura | 4 | Average Weekday | CAISO | 1-in-2 | 2021 | 7 |  |  |  | 50.819 | 1
| LCA | Big Creek/Ventura | 4 | Average Weekday | CAISO | 1-in-2 | 2021 | 8 |  |  |  | 50.625 | 1
| LCA | Big Creek/Ventura | 4 | Average Weekday | CAISO | 1-in-2 | 2021 | 9 |  |  |  | 52.3582 | 1
| LCA | Big Creek/Ventura | 4 | Average Weekday | CAISO | 1-in-2 | 2021 | 10 |  |  |  | 55.8446 | 1
| LCA | Big Creek/Ventura | 4 | Average Weekday | CAISO | 1-in-2 | 2021 | 11 |  |  |  | 59.5545 | 1
| LCA | Big Creek/Ventura | 4 | Average Weekday | CAISO | 1-in-2 | 2021 | 12 |  |  |  | 62.8472 | 1
| LCA | Big Creek/Ventura | 4 | Average Weekday | CAISO | 1-in-2 | 2021 | 13 |  |  |  | 65.5091 | 1
| LCA | Big Creek/Ventura | 4 | Average Weekday | CAISO | 1-in-2 | 2021 | 14 |  |  |  | 67.5765 | 1
| LCA | Big Creek/Ventura | 4 | Average Weekday | CAISO | 1-in-2 | 2021 | 15 |  |  |  | 68.8958 | 1
| LCA | Big Creek/Ventura | 4 | Average Weekday | CAISO | 1-in-2 | 2021 | 16 |  |  |  | 69.4967 | 1
| LCA | Big Creek/Ventura | 4 | Average Weekday | CAISO | 1-in-2 | 2021 | 17 |  |  |  | 69.5101 | 1
| LCA | Big Creek/Ventura | 4 | Average Weekday | CAISO | 1-in-2 | 2021 | 18 |  |  |  | 68.7653 | 1
| LCA | Big Creek/Ventura | 4 | Average Weekday | CAISO | 1-in-2 | 2021 | 19 |  |  |  | 67.3382 | 1
| LCA | Big Creek/Ventura | 4 | Average Weekday | CAISO | 1-in-2 | 2021 | 20 |  |  |  | 65.1 | 1
| LCA | Big Creek/Ventura | 4 | Average Weekday | CAISO | 1-in-2 | 2021 | 21 |  |  |  | 62.108 | 1
| LCA | Big Creek/Ventura | 4 | Average Weekday | CAISO | 1-in-2 | 2021 | 22 |  |  |  | 59.8688 | 1
| LCA | Big Creek/Ventura | 4 | Average Weekday | CAISO | 1-in-2 | 2021 | 23 |  |  |  | 58.3519 | 1
| LCA | Big Creek/Ventura | 4 | Average Weekday | CAISO | 1-in-2 | 2021 | 24 |  |  |  | 57.0564 | 1
| LCA | Big Creek/Ventura | 4 | Monthly System Peak Day | CAISO | 1-in-2 | 2021 | 1 |  |  |  | 61.0129 | 1
| LCA | Big Creek/Ventura | 4 | Monthly System Peak Day | CAISO | 1-in-2 | 2021 | 2 |  |  |  | 59.2143 | 1
| LCA | Big Creek/Ventura | 4 | Monthly System Peak Day | CAISO | 1-in-2 | 2021 | 3 |  |  |  | 57.7443 | 1
| LCA | Big Creek/Ventura | 4 | Monthly System Peak Day | CAISO | 1-in-2 | 2021 | 4 |  |  |  | 56.4338 | 1
| LCA | Big Creek/Ventura | 4 | Monthly System Peak Day | CAISO | 1-in-2 | 2021 | 5 |  |  |  | 55.4138 | 1
| LCA | Big Creek/Ventura | 4 | Monthly System Peak Day | CAISO | 1-in-2 | 2021 | 6 |  |  |  | 54.2052 | 1
| LCA | Big Creek/Ventura | 4 | Monthly System Peak Day | CAISO | 1-in-2 | 2021 | 7 |  |  |  | 53.3943 | 1
| LCA | Big Creek/Ventura | 4 | Monthly System Peak Day | CAISO | 1-in-2 | 2021 | 8 |  |  |  | 53.4162 | 1
| LCA | Big Creek/Ventura | 4 | Monthly System Peak Day | CAISO | 1-in-2 | 2021 | 9 |  |  |  | 55.8205 | 1
| LCA | Big Creek/Ventura | 4 | Monthly System Peak Day | CAISO | 1-in-2 | 2021 | 10 |  |  |  | 60.5848 | 1
| LCA | Big Creek/Ventura | 4 | Monthly System Peak Day | CAISO | 1-in-2 | 2021 | 11 |  |  |  | 67.0171 | 1
| LCA | Big Creek/Ventura | 4 | Monthly System Peak Day | CAISO | 1-in-2 | 2021 | 12 |  |  |  | 72.6729 | 1
| LCA | Big Creek/Ventura | 4 | Monthly System Peak Day | CAISO | 1-in-2 | 2021 | 13 |  |  |  | 76.9319 | 1
| LCA | Big Creek/Ventura | 4 | Monthly System Peak Day | CAISO | 1-in-2 | 2021 | 14 |  |  |  | 79.931 | 1
| LCA | Big Creek/Ventura | 4 | Monthly System Peak Day | CAISO | 1-in-2 | 2021 | 15 |  |  |  | 81.9243 | 1
| LCA | Big Creek/Ventura | 4 | Monthly System Peak Day | CAISO | 1-in-2 | 2021 | 16 |  |  |  | 82.4314 | 1
| LCA | Big Creek/Ventura | 4 | Monthly System Peak Day | CAISO | 1-in-2 | 2021 | 17 |  |  |  | 82.6729 | 1
| LCA | Big Creek/Ventura | 4 | Monthly System Peak Day | CAISO | 1-in-2 | 2021 | 18 |  |  |  | 82.1267 | 1
| LCA | Big Creek/Ventura | 4 | Monthly System Peak Day | CAISO | 1-in-2 | 2021 | 19 |  |  |  | 80.6881 | 1
| LCA | Big Creek/Ventura | 4 | Monthly System Peak Day | CAISO | 1-in-2 | 2021 | 20 |  |  |  | 77.7867 | 1
| LCA | Big Creek/Ventura | 4 | Monthly System Peak Day | CAISO | 1-in-2 | 2021 | 21 |  |  |  | 72.969 | 1
| LCA | Big Creek/Ventura | 4 | Monthly System Peak Day | CAISO | 1-in-2 | 2021 | 22 |  |  |  | 68.779 | 1
| LCA | Big Creek/Ventura | 4 | Monthly System Peak Day | CAISO | 1-in-2 | 2021 | 23 |  |  |  | 65.969 | 1
| LCA | Big Creek/Ventura | 4 | Monthly System Peak Day | CAISO | 1-in-2 | 2021 | 24 |  |  |  | 63.951 | 1
| LCA | Big Creek/Ventura | 5 | Average Weekday | CAISO | 1-in-2 | 2021 | 1 |  |  |  | 59.9923 | 1
| LCA | Big Creek/Ventura | 5 | Average Weekday | CAISO | 1-in-2 | 2021 | 2 |  |  |  | 58.9604 | 1
| LCA | Big Creek/Ventura | 5 | Average Weekday | CAISO | 1-in-2 | 2021 | 3 |  |  |  | 58.0285 | 1
| LCA | Big Creek/Ventura | 5 | Average Weekday | CAISO | 1-in-2 | 2021 | 4 |  |  |  | 57.1772 | 1
| LCA | Big Creek/Ventura | 5 | Average Weekday | CAISO | 1-in-2 | 2021 | 5 |  |  |  | 56.5246 | 1
| LCA | Big Creek/Ventura | 5 | Average Weekday | CAISO | 1-in-2 | 2021 | 6 |  |  |  | 55.8549 | 1
| LCA | Big Creek/Ventura | 5 | Average Weekday | CAISO | 1-in-2 | 2021 | 7 |  |  |  | 55.2307 | 1
| LCA | Big Creek/Ventura | 5 | Average Weekday | CAISO | 1-in-2 | 2021 | 8 |  |  |  | 55.5515 | 1
| LCA | Big Creek/Ventura | 5 | Average Weekday | CAISO | 1-in-2 | 2021 | 9 |  |  |  | 58.2705 | 1
| LCA | Big Creek/Ventura | 5 | Average Weekday | CAISO | 1-in-2 | 2021 | 10 |  |  |  | 61.5484 | 1
| LCA | Big Creek/Ventura | 5 | Average Weekday | CAISO | 1-in-2 | 2021 | 11 |  |  |  | 64.8911 | 1
| LCA | Big Creek/Ventura | 5 | Average Weekday | CAISO | 1-in-2 | 2021 | 12 |  |  |  | 67.8559 | 1
| LCA | Big Creek/Ventura | 5 | Average Weekday | CAISO | 1-in-2 | 2021 | 13 |  |  |  | 70.274 | 1
| LCA | Big Creek/Ventura | 5 | Average Weekday | CAISO | 1-in-2 | 2021 | 14 |  |  |  | 72.0602 | 1
| LCA | Big Creek/Ventura | 5 | Average Weekday | CAISO | 1-in-2 | 2021 | 15 |  |  |  | 73.1902 | 1
| LCA | Big Creek/Ventura | 5 | Average Weekday | CAISO | 1-in-2 | 2021 | 16 |  |  |  | 73.6664 | 1
| LCA | Big Creek/Ventura | 5 | Average Weekday | CAISO | 1-in-2 | 2021 | 17 |  |  |  | 73.4822 | 1
| LCA | Big Creek/Ventura | 5 | Average Weekday | CAISO | 1-in-2 | 2021 | 18 |  |  |  | 72.7404 | 1
| LCA | Big Creek/Ventura | 5 | Average Weekday | CAISO | 1-in-2 | 2021 | 19 |  |  |  | 71.3964 | 1
| LCA | Big Creek/Ventura | 5 | Average Weekday | CAISO | 1-in-2 | 2021 | 20 |  |  |  | 69.2439 | 1
| LCA | Big Creek/Ventura | 5 | Average Weekday | CAISO | 1-in-2 | 2021 | 21 |  |  |  | 66.4425 | 1
| LCA | Big Creek/Ventura | 5 | Average Weekday | CAISO | 1-in-2 | 2021 | 22 |  |  |  | 63.8796 | 1
| LCA | Big Creek/Ventura | 5 | Average Weekday | CAISO | 1-in-2 | 2021 | 23 |  |  |  | 62.223 | 1
| LCA | Big Creek/Ventura | 5 | Average Weekday | CAISO | 1-in-2 | 2021 | 24 |  |  |  | 60.8978 | 1
| LCA | Big Creek/Ventura | 5 | Monthly System Peak Day | CAISO | 1-in-2 | 2021 | 1 |  |  |  | 66.6424 | 1
| LCA | Big Creek/Ventura | 5 | Monthly System Peak Day | CAISO | 1-in-2 | 2021 | 2 |  |  |  | 65.0781 | 1
| LCA | Big Creek/Ventura | 5 | Monthly System Peak Day | CAISO | 1-in-2 | 2021 | 3 |  |  |  | 63.9038 | 1
| LCA | Big Creek/Ventura | 5 | Monthly System Peak Day | CAISO | 1-in-2 | 2021 | 4 |  |  |  | 61.9876 | 1
| LCA | Big Creek/Ventura | 5 | Monthly System Peak Day | CAISO | 1-in-2 | 2021 | 5 |  |  |  | 60.6062 | 1
| LCA | Big Creek/Ventura | 5 | Monthly System Peak Day | CAISO | 1-in-2 | 2021 | 6 |  |  |  | 59.9133 | 1
| LCA | Big Creek/Ventura | 5 | Monthly System Peak Day | CAISO | 1-in-2 | 2021 | 7 |  |  |  | 59.5448 | 1
| LCA | Big Creek/Ventura | 5 | Monthly System Peak Day | CAISO | 1-in-2 | 2021 | 8 |  |  |  | 59.6538 | 1
| LCA | Big Creek/Ventura | 5 | Monthly System Peak Day | CAISO | 1-in-2 | 2021 | 9 |  |  |  | 61.3857 | 1
| LCA | Big Creek/Ventura | 5 | Monthly System Peak Day | CAISO | 1-in-2 | 2021 | 10 |  |  |  | 65.8257 | 1
| LCA | Big Creek/Ventura | 5 | Monthly System Peak Day | CAISO | 1-in-2 | 2021 | 11 |  |  |  | 70.9662 | 1
| LCA | Big Creek/Ventura | 5 | Monthly System Peak Day | CAISO | 1-in-2 | 2021 | 12 |  |  |  | 76.139 | 1
| LCA | Big Creek/Ventura | 5 | Monthly System Peak Day | CAISO | 1-in-2 | 2021 | 13 |  |  |  | 79.6881 | 1
| LCA | Big Creek/Ventura | 5 | Monthly System Peak Day | CAISO | 1-in-2 | 2021 | 14 |  |  |  | 82.2152 | 1
| LCA | Big Creek/Ventura | 5 | Monthly System Peak Day | CAISO | 1-in-2 | 2021 | 15 |  |  |  | 83.281 | 1
| LCA | Big Creek/Ventura | 5 | Monthly System Peak Day | CAISO | 1-in-2 | 2021 | 16 |  |  |  | 83.4486 | 1
| LCA | Big Creek/Ventura | 5 | Monthly System Peak Day | CAISO | 1-in-2 | 2021 | 17 |  |  |  | 82.6714 | 1
| LCA | Big Creek/Ventura | 5 | Monthly System Peak Day | CAISO | 1-in-2 | 2021 | 18 |  |  |  | 81.8529 | 1
| LCA | Big Creek/Ventura | 5 | Monthly System Peak Day | CAISO | 1-in-2 | 2021 | 19 |  |  |  | 80.2819 | 1
| LCA | Big Creek/Ventura | 5 | Monthly System Peak Day | CAISO | 1-in-2 | 2021 | 20 |  |  |  | 77.2986 | 1
| LCA | Big Creek/Ventura | 5 | Monthly System Peak Day | CAISO | 1-in-2 | 2021 | 21 |  |  |  | 73.1795 | 1
| LCA | Big Creek/Ventura | 5 | Monthly System Peak Day | CAISO | 1-in-2 | 2021 | 22 |  |  |  | 69.6914 | 1
| LCA | Big Creek/Ventura | 5 | Monthly System Peak Day | CAISO | 1-in-2 | 2021 | 23 |  |  |  | 67.0338 | 1
| LCA | Big Creek/Ventura | 5 | Monthly System Peak Day | CAISO | 1-in-2 | 2021 | 24 |  |  |  | 65.1314 | 1
| LCA | Big Creek/Ventura | 6 | Average Weekday | CAISO | 1-in-2 | 2021 | 1 |  |  |  | 64.4446 | 1
| LCA | Big Creek/Ventura | 6 | Average Weekday | CAISO | 1-in-2 | 2021 | 2 |  |  |  | 63.2767 | 1
| LCA | Big Creek/Ventura | 6 | Average Weekday | CAISO | 1-in-2 | 2021 | 3 |  |  |  | 62.2793 | 1
| LCA | Big Creek/Ventura | 6 | Average Weekday | CAISO | 1-in-2 | 2021 | 4 |  |  |  | 61.464 | 1
| LCA | Big Creek/Ventura | 6 | Average Weekday | CAISO | 1-in-2 | 2021 | 5 |  |  |  | 60.9021 | 1
| LCA | Big Creek/Ventura | 6 | Average Weekday | CAISO | 1-in-2 | 2021 | 6 |  |  |  | 60.1695 | 1
| LCA | Big Creek/Ventura | 6 | Average Weekday | CAISO | 1-in-2 | 2021 | 7 |  |  |  | 59.5618 | 1
| LCA | Big Creek/Ventura | 6 | Average Weekday | CAISO | 1-in-2 | 2021 | 8 |  |  |  | 60.0648 | 1
| LCA | Big Creek/Ventura | 6 | Average Weekday | CAISO | 1-in-2 | 2021 | 9 |  |  |  | 63.0612 | 1
| LCA | Big Creek/Ventura | 6 | Average Weekday | CAISO | 1-in-2 | 2021 | 10 |  |  |  | 66.8253 | 1
| LCA | Big Creek/Ventura | 6 | Average Weekday | CAISO | 1-in-2 | 2021 | 11 |  |  |  | 70.5864 | 1
| LCA | Big Creek/Ventura | 6 | Average Weekday | CAISO | 1-in-2 | 2021 | 12 |  |  |  | 74.0185 | 1
| LCA | Big Creek/Ventura | 6 | Average Weekday | CAISO | 1-in-2 | 2021 | 13 |  |  |  | 76.855 | 1
| LCA | Big Creek/Ventura | 6 | Average Weekday | CAISO | 1-in-2 | 2021 | 14 |  |  |  | 79.0359 | 1
| LCA | Big Creek/Ventura | 6 | Average Weekday | CAISO | 1-in-2 | 2021 | 15 |  |  |  | 80.4934 | 1
| LCA | Big Creek/Ventura | 6 | Average Weekday | CAISO | 1-in-2 | 2021 | 16 |  |  |  | 81.064 | 1
| LCA | Big Creek/Ventura | 6 | Average Weekday | CAISO | 1-in-2 | 2021 | 17 |  |  |  | 80.9841 | 1
| LCA | Big Creek/Ventura | 6 | Average Weekday | CAISO | 1-in-2 | 2021 | 18 |  |  |  | 80.1426 | 1
| LCA | Big Creek/Ventura | 6 | Average Weekday | CAISO | 1-in-2 | 2021 | 19 |  |  |  | 78.6553 | 1
| LCA | Big Creek/Ventura | 6 | Average Weekday | CAISO | 1-in-2 | 2021 | 20 |  |  |  | 76.5709 | 1
| LCA | Big Creek/Ventura | 6 | Average Weekday | CAISO | 1-in-2 | 2021 | 21 |  |  |  | 73.5264 | 1
| LCA | Big Creek/Ventura | 6 | Average Weekday | CAISO | 1-in-2 | 2021 | 22 |  |  |  | 69.9663 | 1
| LCA | Big Creek/Ventura | 6 | Average Weekday | CAISO | 1-in-2 | 2021 | 23 |  |  |  | 67.6652 | 1
| LCA | Big Creek/Ventura | 6 | Average Weekday | CAISO | 1-in-2 | 2021 | 24 |  |  |  | 66.0613 | 1
| LCA | Big Creek/Ventura | 6 | Monthly System Peak Day | CAISO | 1-in-2 | 2021 | 1 |  |  |  | 68.8024 | 1
| LCA | Big Creek/Ventura | 6 | Monthly System Peak Day | CAISO | 1-in-2 | 2021 | 2 |  |  |  | 67.6505 | 1
| LCA | Big Creek/Ventura | 6 | Monthly System Peak Day | CAISO | 1-in-2 | 2021 | 3 |  |  |  | 66.1986 | 1
| LCA | Big Creek/Ventura | 6 | Monthly System Peak Day | CAISO | 1-in-2 | 2021 | 4 |  |  |  | 65.1248 | 1
| LCA | Big Creek/Ventura | 6 | Monthly System Peak Day | CAISO | 1-in-2 | 2021 | 5 |  |  |  | 63.8086 | 1
| LCA | Big Creek/Ventura | 6 | Monthly System Peak Day | CAISO | 1-in-2 | 2021 | 6 |  |  |  | 62.5452 | 1
| LCA | Big Creek/Ventura | 6 | Monthly System Peak Day | CAISO | 1-in-2 | 2021 | 7 |  |  |  | 62.08 | 1
| LCA | Big Creek/Ventura | 6 | Monthly System Peak Day | CAISO | 1-in-2 | 2021 | 8 |  |  |  | 62.9281 | 1
| LCA | Big Creek/Ventura | 6 | Monthly System Peak Day | CAISO | 1-in-2 | 2021 | 9 |  |  |  | 65.6652 | 1
| LCA | Big Creek/Ventura | 6 | Monthly System Peak Day | CAISO | 1-in-2 | 2021 | 10 |  |  |  | 70.0443 | 1
| LCA | Big Creek/Ventura | 6 | Monthly System Peak Day | CAISO | 1-in-2 | 2021 | 11 |  |  |  | 74.979 | 1
| LCA | Big Creek/Ventura | 6 | Monthly System Peak Day | CAISO | 1-in-2 | 2021 | 12 |  |  |  | 79.1838 | 1
| LCA | Big Creek/Ventura | 6 | Monthly System Peak Day | CAISO | 1-in-2 | 2021 | 13 |  |  |  | 82.6405 | 1
| LCA | Big Creek/Ventura | 6 | Monthly System Peak Day | CAISO | 1-in-2 | 2021 | 14 |  |  |  | 85.5533 | 1
| LCA | Big Creek/Ventura | 6 | Monthly System Peak Day | CAISO | 1-in-2 | 2021 | 15 |  |  |  | 87.3609 | 1
| LCA | Big Creek/Ventura | 6 | Monthly System Peak Day | CAISO | 1-in-2 | 2021 | 16 |  |  |  | 88.4405 | 1
| LCA | Big Creek/Ventura | 6 | Monthly System Peak Day | CAISO | 1-in-2 | 2021 | 17 |  |  |  | 88.541 | 1
| LCA | Big Creek/Ventura | 6 | Monthly System Peak Day | CAISO | 1-in-2 | 2021 | 18 |  |  |  | 87.4433 | 1
| LCA | Big Creek/Ventura | 6 | Monthly System Peak Day | CAISO | 1-in-2 | 2021 | 19 |  |  |  | 85.239 | 1
| LCA | Big Creek/Ventura | 6 | Monthly System Peak Day | CAISO | 1-in-2 | 2021 | 20 |  |  |  | 82.8581 | 1
| LCA | Big Creek/Ventura | 6 | Monthly System Peak Day | CAISO | 1-in-2 | 2021 | 21 |  |  |  | 79.0467 | 1
| LCA | Big Creek/Ventura | 6 | Monthly System Peak Day | CAISO | 1-in-2 | 2021 | 22 |  |  |  | 75.0452 | 1
| LCA | Big Creek/Ventura | 6 | Monthly System Peak Day | CAISO | 1-in-2 | 2021 | 23 |  |  |  | 72.0457 | 1
| LCA | Big Creek/Ventura | 6 | Monthly System Peak Day | CAISO | 1-in-2 | 2021 | 24 |  |  |  | 70.119 | 1
| LCA | Big Creek/Ventura | 7 | Average Weekday | CAISO | 1-in-2 | 2021 | 1 |  |  |  | 69.4643 | 1
| LCA | Big Creek/Ventura | 7 | Average Weekday | CAISO | 1-in-2 | 2021 | 2 |  |  |  | 68.4978 | 1
| LCA | Big Creek/Ventura | 7 | Average Weekday | CAISO | 1-in-2 | 2021 | 3 |  |  |  | 67.7258 | 1
| LCA | Big Creek/Ventura | 7 | Average Weekday | CAISO | 1-in-2 | 2021 | 4 |  |  |  | 67.0793 | 1
| LCA | Big Creek/Ventura | 7 | Average Weekday | CAISO | 1-in-2 | 2021 | 5 |  |  |  | 66.3097 | 1
| LCA | Big Creek/Ventura | 7 | Average Weekday | CAISO | 1-in-2 | 2021 | 6 |  |  |  | 65.6954 | 1
| LCA | Big Creek/Ventura | 7 | Average Weekday | CAISO | 1-in-2 | 2021 | 7 |  |  |  | 65.1253 | 1
| LCA | Big Creek/Ventura | 7 | Average Weekday | CAISO | 1-in-2 | 2021 | 8 |  |  |  | 65.3233 | 1
| LCA | Big Creek/Ventura | 7 | Average Weekday | CAISO | 1-in-2 | 2021 | 9 |  |  |  | 67.873 | 1
| LCA | Big Creek/Ventura | 7 | Average Weekday | CAISO | 1-in-2 | 2021 | 10 |  |  |  | 71.393 | 1
| LCA | Big Creek/Ventura | 7 | Average Weekday | CAISO | 1-in-2 | 2021 | 11 |  |  |  | 75.2097 | 1
| LCA | Big Creek/Ventura | 7 | Average Weekday | CAISO | 1-in-2 | 2021 | 12 |  |  |  | 78.9288 | 1
| LCA | Big Creek/Ventura | 7 | Average Weekday | CAISO | 1-in-2 | 2021 | 13 |  |  |  | 81.7619 | 1
| LCA | Big Creek/Ventura | 7 | Average Weekday | CAISO | 1-in-2 | 2021 | 14 |  |  |  | 83.9094 | 1
| LCA | Big Creek/Ventura | 7 | Average Weekday | CAISO | 1-in-2 | 2021 | 15 |  |  |  | 85.285 | 1
| LCA | Big Creek/Ventura | 7 | Average Weekday | CAISO | 1-in-2 | 2021 | 16 |  |  |  | 85.8065 | 1
| LCA | Big Creek/Ventura | 7 | Average Weekday | CAISO | 1-in-2 | 2021 | 17 |  |  |  | 85.5142 | 1
| LCA | Big Creek/Ventura | 7 | Average Weekday | CAISO | 1-in-2 | 2021 | 18 |  |  |  | 84.6145 | 1
| LCA | Big Creek/Ventura | 7 | Average Weekday | CAISO | 1-in-2 | 2021 | 19 |  |  |  | 83.0359 | 1
| LCA | Big Creek/Ventura | 7 | Average Weekday | CAISO | 1-in-2 | 2021 | 20 |  |  |  | 80.7123 | 1
| LCA | Big Creek/Ventura | 7 | Average Weekday | CAISO | 1-in-2 | 2021 | 21 |  |  |  | 77.5898 | 1
| LCA | Big Creek/Ventura | 7 | Average Weekday | CAISO | 1-in-2 | 2021 | 22 |  |  |  | 74.1539 | 1
| LCA | Big Creek/Ventura | 7 | Average Weekday | CAISO | 1-in-2 | 2021 | 23 |  |  |  | 71.9988 | 1
| LCA | Big Creek/Ventura | 7 | Average Weekday | CAISO | 1-in-2 | 2021 | 24 |  |  |  | 70.3567 | 1
| LCA | Big Creek/Ventura | 7 | Monthly System Peak Day | CAISO | 1-in-2 | 2021 | 1 |  |  |  | 74.2514 | 1
| LCA | Big Creek/Ventura | 7 | Monthly System Peak Day | CAISO | 1-in-2 | 2021 | 2 |  |  |  | 73.0786 | 1
| LCA | Big Creek/Ventura | 7 | Monthly System Peak Day | CAISO | 1-in-2 | 2021 | 3 |  |  |  | 71.9005 | 1
| LCA | Big Creek/Ventura | 7 | Monthly System Peak Day | CAISO | 1-in-2 | 2021 | 4 |  |  |  | 70.4452 | 1
| LCA | Big Creek/Ventura | 7 | Monthly System Peak Day | CAISO | 1-in-2 | 2021 | 5 |  |  |  | 70.3214 | 1
| LCA | Big Creek/Ventura | 7 | Monthly System Peak Day | CAISO | 1-in-2 | 2021 | 6 |  |  |  | 69.5486 | 1
| LCA | Big Creek/Ventura | 7 | Monthly System Peak Day | CAISO | 1-in-2 | 2021 | 7 |  |  |  | 68.7852 | 1
| LCA | Big Creek/Ventura | 7 | Monthly System Peak Day | CAISO | 1-in-2 | 2021 | 8 |  |  |  | 69.2686 | 1
| LCA | Big Creek/Ventura | 7 | Monthly System Peak Day | CAISO | 1-in-2 | 2021 | 9 |  |  |  | 73.0962 | 1
| LCA | Big Creek/Ventura | 7 | Monthly System Peak Day | CAISO | 1-in-2 | 2021 | 10 |  |  |  | 77.7648 | 1
| LCA | Big Creek/Ventura | 7 | Monthly System Peak Day | CAISO | 1-in-2 | 2021 | 11 |  |  |  | 82.3048 | 1
| LCA | Big Creek/Ventura | 7 | Monthly System Peak Day | CAISO | 1-in-2 | 2021 | 12 |  |  |  | 85.6905 | 1
| LCA | Big Creek/Ventura | 7 | Monthly System Peak Day | CAISO | 1-in-2 | 2021 | 13 |  |  |  | 89.2857 | 1
| LCA | Big Creek/Ventura | 7 | Monthly System Peak Day | CAISO | 1-in-2 | 2021 | 14 |  |  |  | 91.6524 | 1
| LCA | Big Creek/Ventura | 7 | Monthly System Peak Day | CAISO | 1-in-2 | 2021 | 15 |  |  |  | 93.4714 | 1
| LCA | Big Creek/Ventura | 7 | Monthly System Peak Day | CAISO | 1-in-2 | 2021 | 16 |  |  |  | 93.6667 | 1
| LCA | Big Creek/Ventura | 7 | Monthly System Peak Day | CAISO | 1-in-2 | 2021 | 17 |  |  |  | 93.2524 | 1
| LCA | Big Creek/Ventura | 7 | Monthly System Peak Day | CAISO | 1-in-2 | 2021 | 18 |  |  |  | 92.2714 | 1
| LCA | Big Creek/Ventura | 7 | Monthly System Peak Day | CAISO | 1-in-2 | 2021 | 19 |  |  |  | 90.5381 | 1
| LCA | Big Creek/Ventura | 7 | Monthly System Peak Day | CAISO | 1-in-2 | 2021 | 20 |  |  |  | 86.6533 | 1
| LCA | Big Creek/Ventura | 7 | Monthly System Peak Day | CAISO | 1-in-2 | 2021 | 21 |  |  |  | 82.6648 | 1
| LCA | Big Creek/Ventura | 7 | Monthly System Peak Day | CAISO | 1-in-2 | 2021 | 22 |  |  |  | 79.97 | 1
| LCA | Big Creek/Ventura | 7 | Monthly System Peak Day | CAISO | 1-in-2 | 2021 | 23 |  |  |  | 78.5157 | 1
| LCA | Big Creek/Ventura | 7 | Monthly System Peak Day | CAISO | 1-in-2 | 2021 | 24 |  |  |  | 77.2367 | 1
| LCA | Big Creek/Ventura | 8 | Average Weekday | CAISO | 1-in-2 | 2021 | 1 |  |  |  | 68.5607 | 1
| LCA | Big Creek/Ventura | 8 | Average Weekday | CAISO | 1-in-2 | 2021 | 2 |  |  |  | 67.4839 | 1
| LCA | Big Creek/Ventura | 8 | Average Weekday | CAISO | 1-in-2 | 2021 | 3 |  |  |  | 66.611 | 1
| LCA | Big Creek/Ventura | 8 | Average Weekday | CAISO | 1-in-2 | 2021 | 4 |  |  |  | 65.9349 | 1
| LCA | Big Creek/Ventura | 8 | Average Weekday | CAISO | 1-in-2 | 2021 | 5 |  |  |  | 65.135 | 1
| LCA | Big Creek/Ventura | 8 | Average Weekday | CAISO | 1-in-2 | 2021 | 6 |  |  |  | 64.4324 | 1
| LCA | Big Creek/Ventura | 8 | Average Weekday | CAISO | 1-in-2 | 2021 | 7 |  |  |  | 63.728 | 1
| LCA | Big Creek/Ventura | 8 | Average Weekday | CAISO | 1-in-2 | 2021 | 8 |  |  |  | 63.4395 | 1
| LCA | Big Creek/Ventura | 8 | Average Weekday | CAISO | 1-in-2 | 2021 | 9 |  |  |  | 65.4503 | 1
| LCA | Big Creek/Ventura | 8 | Average Weekday | CAISO | 1-in-2 | 2021 | 10 |  |  |  | 69.565 | 1
| LCA | Big Creek/Ventura | 8 | Average Weekday | CAISO | 1-in-2 | 2021 | 11 |  |  |  | 74.1577 | 1
| LCA | Big Creek/Ventura | 8 | Average Weekday | CAISO | 1-in-2 | 2021 | 12 |  |  |  | 78.4984 | 1
| LCA | Big Creek/Ventura | 8 | Average Weekday | CAISO | 1-in-2 | 2021 | 13 |  |  |  | 82.0149 | 1
| LCA | Big Creek/Ventura | 8 | Average Weekday | CAISO | 1-in-2 | 2021 | 14 |  |  |  | 84.482 | 1
| LCA | Big Creek/Ventura | 8 | Average Weekday | CAISO | 1-in-2 | 2021 | 15 |  |  |  | 86.0614 | 1
| LCA | Big Creek/Ventura | 8 | Average Weekday | CAISO | 1-in-2 | 2021 | 16 |  |  |  | 86.7089 | 1
| LCA | Big Creek/Ventura | 8 | Average Weekday | CAISO | 1-in-2 | 2021 | 17 |  |  |  | 86.5178 | 1
| LCA | Big Creek/Ventura | 8 | Average Weekday | CAISO | 1-in-2 | 2021 | 18 |  |  |  | 85.4085 | 1
| LCA | Big Creek/Ventura | 8 | Average Weekday | CAISO | 1-in-2 | 2021 | 19 |  |  |  | 83.4928 | 1
| LCA | Big Creek/Ventura | 8 | Average Weekday | CAISO | 1-in-2 | 2021 | 20 |  |  |  | 80.6841 | 1
| LCA | Big Creek/Ventura | 8 | Average Weekday | CAISO | 1-in-2 | 2021 | 21 |  |  |  | 77.0404 | 1
| LCA | Big Creek/Ventura | 8 | Average Weekday | CAISO | 1-in-2 | 2021 | 22 |  |  |  | 73.9348 | 1
| LCA | Big Creek/Ventura | 8 | Average Weekday | CAISO | 1-in-2 | 2021 | 23 |  |  |  | 71.6836 | 1
| LCA | Big Creek/Ventura | 8 | Average Weekday | CAISO | 1-in-2 | 2021 | 24 |  |  |  | 69.9212 | 1
| LCA | Big Creek/Ventura | 8 | Monthly System Peak Day | CAISO | 1-in-2 | 2021 | 1 |  |  |  | 77.0952 | 1
| LCA | Big Creek/Ventura | 8 | Monthly System Peak Day | CAISO | 1-in-2 | 2021 | 2 |  |  |  | 75.539 | 1
| LCA | Big Creek/Ventura | 8 | Monthly System Peak Day | CAISO | 1-in-2 | 2021 | 3 |  |  |  | 74.3243 | 1
| LCA | Big Creek/Ventura | 8 | Monthly System Peak Day | CAISO | 1-in-2 | 2021 | 4 |  |  |  | 73.5224 | 1
| LCA | Big Creek/Ventura | 8 | Monthly System Peak Day | CAISO | 1-in-2 | 2021 | 5 |  |  |  | 72.6252 | 1
| LCA | Big Creek/Ventura | 8 | Monthly System Peak Day | CAISO | 1-in-2 | 2021 | 6 |  |  |  | 71.8267 | 1
| LCA | Big Creek/Ventura | 8 | Monthly System Peak Day | CAISO | 1-in-2 | 2021 | 7 |  |  |  | 71.4014 | 1
| LCA | Big Creek/Ventura | 8 | Monthly System Peak Day | CAISO | 1-in-2 | 2021 | 8 |  |  |  | 70.9281 | 1
| LCA | Big Creek/Ventura | 8 | Monthly System Peak Day | CAISO | 1-in-2 | 2021 | 9 |  |  |  | 73.0971 | 1
| LCA | Big Creek/Ventura | 8 | Monthly System Peak Day | CAISO | 1-in-2 | 2021 | 10 |  |  |  | 77.6276 | 1
| LCA | Big Creek/Ventura | 8 | Monthly System Peak Day | CAISO | 1-in-2 | 2021 | 11 |  |  |  | 82.439 | 1
| LCA | Big Creek/Ventura | 8 | Monthly System Peak Day | CAISO | 1-in-2 | 2021 | 12 |  |  |  | 86.8714 | 1
| LCA | Big Creek/Ventura | 8 | Monthly System Peak Day | CAISO | 1-in-2 | 2021 | 13 |  |  |  | 90.5476 | 1
| LCA | Big Creek/Ventura | 8 | Monthly System Peak Day | CAISO | 1-in-2 | 2021 | 14 |  |  |  | 93.1333 | 1
| LCA | Big Creek/Ventura | 8 | Monthly System Peak Day | CAISO | 1-in-2 | 2021 | 15 |  |  |  | 94.5524 | 1
| LCA | Big Creek/Ventura | 8 | Monthly System Peak Day | CAISO | 1-in-2 | 2021 | 16 |  |  |  | 94.5333 | 1
| LCA | Big Creek/Ventura | 8 | Monthly System Peak Day | CAISO | 1-in-2 | 2021 | 17 |  |  |  | 94.0333 | 1
| LCA | Big Creek/Ventura | 8 | Monthly System Peak Day | CAISO | 1-in-2 | 2021 | 18 |  |  |  | 92.2952 | 1
| LCA | Big Creek/Ventura | 8 | Monthly System Peak Day | CAISO | 1-in-2 | 2021 | 19 |  |  |  | 90.1738 | 1
| LCA | Big Creek/Ventura | 8 | Monthly System Peak Day | CAISO | 1-in-2 | 2021 | 20 |  |  |  | 87.3733 | 1
| LCA | Big Creek/Ventura | 8 | Monthly System Peak Day | CAISO | 1-in-2 | 2021 | 21 |  |  |  | 84.2957 | 1
| LCA | Big Creek/Ventura | 8 | Monthly System Peak Day | CAISO | 1-in-2 | 2021 | 22 |  |  |  | 81.5457 | 1
| LCA | Big Creek/Ventura | 8 | Monthly System Peak Day | CAISO | 1-in-2 | 2021 | 23 |  |  |  | 79.5443 | 1
| LCA | Big Creek/Ventura | 8 | Monthly System Peak Day | CAISO | 1-in-2 | 2021 | 24 |  |  |  | 78.471 | 1
| LCA | Big Creek/Ventura | 8 | Typical Event Day | CAISO | 1-in-2 | 2021 | 1 |  |  |  | 73.9215 | 1
| LCA | Big Creek/Ventura | 8 | Typical Event Day | CAISO | 1-in-2 | 2021 | 2 |  |  |  | 72.5096 | 1
| LCA | Big Creek/Ventura | 8 | Typical Event Day | CAISO | 1-in-2 | 2021 | 3 |  |  |  | 71.2665 | 1
| LCA | Big Creek/Ventura | 8 | Typical Event Day | CAISO | 1-in-2 | 2021 | 4 |  |  |  | 70.1356 | 1
| LCA | Big Creek/Ventura | 8 | Typical Event Day | CAISO | 1-in-2 | 2021 | 5 |  |  |  | 69.2294 | 1
| LCA | Big Creek/Ventura | 8 | Typical Event Day | CAISO | 1-in-2 | 2021 | 6 |  |  |  | 68.2529 | 1
| LCA | Big Creek/Ventura | 8 | Typical Event Day | CAISO | 1-in-2 | 2021 | 7 |  |  |  | 67.792 | 1
| LCA | Big Creek/Ventura | 8 | Typical Event Day | CAISO | 1-in-2 | 2021 | 8 |  |  |  | 67.9421 | 1
| LCA | Big Creek/Ventura | 8 | Typical Event Day | CAISO | 1-in-2 | 2021 | 9 |  |  |  | 70.558 | 1
| LCA | Big Creek/Ventura | 8 | Typical Event Day | CAISO | 1-in-2 | 2021 | 10 |  |  |  | 75.1691 | 1
| LCA | Big Creek/Ventura | 8 | Typical Event Day | CAISO | 1-in-2 | 2021 | 11 |  |  |  | 80.3557 | 1
| LCA | Big Creek/Ventura | 8 | Typical Event Day | CAISO | 1-in-2 | 2021 | 12 |  |  |  | 84.7936 | 1
| LCA | Big Creek/Ventura | 8 | Typical Event Day | CAISO | 1-in-2 | 2021 | 13 |  |  |  | 88.3613 | 1
| LCA | Big Creek/Ventura | 8 | Typical Event Day | CAISO | 1-in-2 | 2021 | 14 |  |  |  | 90.9371 | 1
| LCA | Big Creek/Ventura | 8 | Typical Event Day | CAISO | 1-in-2 | 2021 | 15 |  |  |  | 92.5867 | 1
| LCA | Big Creek/Ventura | 8 | Typical Event Day | CAISO | 1-in-2 | 2021 | 16 |  |  |  | 93.1637 | 1
| LCA | Big Creek/Ventura | 8 | Typical Event Day | CAISO | 1-in-2 | 2021 | 17 |  |  |  | 92.9471 | 1
| LCA | Big Creek/Ventura | 8 | Typical Event Day | CAISO | 1-in-2 | 2021 | 18 |  |  |  | 91.6727 | 1
| LCA | Big Creek/Ventura | 8 | Typical Event Day | CAISO | 1-in-2 | 2021 | 19 |  |  |  | 89.8818 | 1
| LCA | Big Creek/Ventura | 8 | Typical Event Day | CAISO | 1-in-2 | 2021 | 20 |  |  |  | 87.0236 | 1
| LCA | Big Creek/Ventura | 8 | Typical Event Day | CAISO | 1-in-2 | 2021 | 21 |  |  |  | 83.2368 | 1
| LCA | Big Creek/Ventura | 8 | Typical Event Day | CAISO | 1-in-2 | 2021 | 22 |  |  |  | 80.2702 | 1
| LCA | Big Creek/Ventura | 8 | Typical Event Day | CAISO | 1-in-2 | 2021 | 23 |  |  |  | 78.1057 | 1
| LCA | Big Creek/Ventura | 8 | Typical Event Day | CAISO | 1-in-2 | 2021 | 24 |  |  |  | 76.5317 | 1
| LCA | Big Creek/Ventura | 9 | Average Weekday | CAISO | 1-in-2 | 2021 | 1 |  |  |  | 66.7839 | 1
| LCA | Big Creek/Ventura | 9 | Average Weekday | CAISO | 1-in-2 | 2021 | 2 |  |  |  | 65.6913 | 1
| LCA | Big Creek/Ventura | 9 | Average Weekday | CAISO | 1-in-2 | 2021 | 3 |  |  |  | 64.8078 | 1
| LCA | Big Creek/Ventura | 9 | Average Weekday | CAISO | 1-in-2 | 2021 | 4 |  |  |  | 63.8692 | 1
| LCA | Big Creek/Ventura | 9 | Average Weekday | CAISO | 1-in-2 | 2021 | 5 |  |  |  | 62.884 | 1
| LCA | Big Creek/Ventura | 9 | Average Weekday | CAISO | 1-in-2 | 2021 | 6 |  |  |  | 62.0609 | 1
| LCA | Big Creek/Ventura | 9 | Average Weekday | CAISO | 1-in-2 | 2021 | 7 |  |  |  | 61.582 | 1
| LCA | Big Creek/Ventura | 9 | Average Weekday | CAISO | 1-in-2 | 2021 | 8 |  |  |  | 61.1774 | 1
| LCA | Big Creek/Ventura | 9 | Average Weekday | CAISO | 1-in-2 | 2021 | 9 |  |  |  | 62.4949 | 1
| LCA | Big Creek/Ventura | 9 | Average Weekday | CAISO | 1-in-2 | 2021 | 10 |  |  |  | 66.4171 | 1
| LCA | Big Creek/Ventura | 9 | Average Weekday | CAISO | 1-in-2 | 2021 | 11 |  |  |  | 71.2324 | 1
| LCA | Big Creek/Ventura | 9 | Average Weekday | CAISO | 1-in-2 | 2021 | 12 |  |  |  | 76.103 | 1
| LCA | Big Creek/Ventura | 9 | Average Weekday | CAISO | 1-in-2 | 2021 | 13 |  |  |  | 79.9384 | 1
| LCA | Big Creek/Ventura | 9 | Average Weekday | CAISO | 1-in-2 | 2021 | 14 |  |  |  | 82.4978 | 1
| LCA | Big Creek/Ventura | 9 | Average Weekday | CAISO | 1-in-2 | 2021 | 15 |  |  |  | 83.8561 | 1
| LCA | Big Creek/Ventura | 9 | Average Weekday | CAISO | 1-in-2 | 2021 | 16 |  |  |  | 84.249 | 1
| LCA | Big Creek/Ventura | 9 | Average Weekday | CAISO | 1-in-2 | 2021 | 17 |  |  |  | 84.0341 | 1
| LCA | Big Creek/Ventura | 9 | Average Weekday | CAISO | 1-in-2 | 2021 | 18 |  |  |  | 82.9106 | 1
| LCA | Big Creek/Ventura | 9 | Average Weekday | CAISO | 1-in-2 | 2021 | 19 |  |  |  | 80.86 | 1
| LCA | Big Creek/Ventura | 9 | Average Weekday | CAISO | 1-in-2 | 2021 | 20 |  |  |  | 77.6636 | 1
| LCA | Big Creek/Ventura | 9 | Average Weekday | CAISO | 1-in-2 | 2021 | 21 |  |  |  | 73.7963 | 1
| LCA | Big Creek/Ventura | 9 | Average Weekday | CAISO | 1-in-2 | 2021 | 22 |  |  |  | 71.3797 | 1
| LCA | Big Creek/Ventura | 9 | Average Weekday | CAISO | 1-in-2 | 2021 | 23 |  |  |  | 69.5135 | 1
| LCA | Big Creek/Ventura | 9 | Average Weekday | CAISO | 1-in-2 | 2021 | 24 |  |  |  | 67.9625 | 1
| LCA | Big Creek/Ventura | 9 | Monthly System Peak Day | CAISO | 1-in-2 | 2021 | 1 |  |  |  | 75.5371 | 1
| LCA | Big Creek/Ventura | 9 | Monthly System Peak Day | CAISO | 1-in-2 | 2021 | 2 |  |  |  | 73.7705 | 1
| LCA | Big Creek/Ventura | 9 | Monthly System Peak Day | CAISO | 1-in-2 | 2021 | 3 |  |  |  | 72.6429 | 1
| LCA | Big Creek/Ventura | 9 | Monthly System Peak Day | CAISO | 1-in-2 | 2021 | 4 |  |  |  | 71.45 | 1
| LCA | Big Creek/Ventura | 9 | Monthly System Peak Day | CAISO | 1-in-2 | 2021 | 5 |  |  |  | 70.1624 | 1
| LCA | Big Creek/Ventura | 9 | Monthly System Peak Day | CAISO | 1-in-2 | 2021 | 6 |  |  |  | 69.091 | 1
| LCA | Big Creek/Ventura | 9 | Monthly System Peak Day | CAISO | 1-in-2 | 2021 | 7 |  |  |  | 68.9014 | 1
| LCA | Big Creek/Ventura | 9 | Monthly System Peak Day | CAISO | 1-in-2 | 2021 | 8 |  |  |  | 68.6438 | 1
| LCA | Big Creek/Ventura | 9 | Monthly System Peak Day | CAISO | 1-in-2 | 2021 | 9 |  |  |  | 70.3733 | 1
| LCA | Big Creek/Ventura | 9 | Monthly System Peak Day | CAISO | 1-in-2 | 2021 | 10 |  |  |  | 75.2395 | 1
| LCA | Big Creek/Ventura | 9 | Monthly System Peak Day | CAISO | 1-in-2 | 2021 | 11 |  |  |  | 81.7 | 1
| LCA | Big Creek/Ventura | 9 | Monthly System Peak Day | CAISO | 1-in-2 | 2021 | 12 |  |  |  | 87.4286 | 1
| LCA | Big Creek/Ventura | 9 | Monthly System Peak Day | CAISO | 1-in-2 | 2021 | 13 |  |  |  | 90.9714 | 1
| LCA | Big Creek/Ventura | 9 | Monthly System Peak Day | CAISO | 1-in-2 | 2021 | 14 |  |  |  | 93.4095 | 1
| LCA | Big Creek/Ventura | 9 | Monthly System Peak Day | CAISO | 1-in-2 | 2021 | 15 |  |  |  | 94.9619 | 1
| LCA | Big Creek/Ventura | 9 | Monthly System Peak Day | CAISO | 1-in-2 | 2021 | 16 |  |  |  | 96.0143 | 1
| LCA | Big Creek/Ventura | 9 | Monthly System Peak Day | CAISO | 1-in-2 | 2021 | 17 |  |  |  | 95.9619 | 1
| LCA | Big Creek/Ventura | 9 | Monthly System Peak Day | CAISO | 1-in-2 | 2021 | 18 |  |  |  | 94.681 | 1
| LCA | Big Creek/Ventura | 9 | Monthly System Peak Day | CAISO | 1-in-2 | 2021 | 19 |  |  |  | 93.5762 | 1
| LCA | Big Creek/Ventura | 9 | Monthly System Peak Day | CAISO | 1-in-2 | 2021 | 20 |  |  |  | 91.2095 | 1
| LCA | Big Creek/Ventura | 9 | Monthly System Peak Day | CAISO | 1-in-2 | 2021 | 21 |  |  |  | 86.94 | 1
| LCA | Big Creek/Ventura | 9 | Monthly System Peak Day | CAISO | 1-in-2 | 2021 | 22 |  |  |  | 84.52 | 1
| LCA | Big Creek/Ventura | 9 | Monthly System Peak Day | CAISO | 1-in-2 | 2021 | 23 |  |  |  | 82.3171 | 1
| LCA | Big Creek/Ventura | 9 | Monthly System Peak Day | CAISO | 1-in-2 | 2021 | 24 |  |  |  | 80.3 | 1
| LCA | Big Creek/Ventura | 10 | Average Weekday | CAISO | 1-in-2 | 2021 | 1 |  |  |  | 60.8434 | 1
| LCA | Big Creek/Ventura | 10 | Average Weekday | CAISO | 1-in-2 | 2021 | 2 |  |  |  | 59.8375 | 1
| LCA | Big Creek/Ventura | 10 | Average Weekday | CAISO | 1-in-2 | 2021 | 3 |  |  |  | 59.0909 | 1
| LCA | Big Creek/Ventura | 10 | Average Weekday | CAISO | 1-in-2 | 2021 | 4 |  |  |  | 58.2942 | 1
| LCA | Big Creek/Ventura | 10 | Average Weekday | CAISO | 1-in-2 | 2021 | 5 |  |  |  | 57.419 | 1
| LCA | Big Creek/Ventura | 10 | Average Weekday | CAISO | 1-in-2 | 2021 | 6 |  |  |  | 56.6993 | 1
| LCA | Big Creek/Ventura | 10 | Average Weekday | CAISO | 1-in-2 | 2021 | 7 |  |  |  | 56.1217 | 1
| LCA | Big Creek/Ventura | 10 | Average Weekday | CAISO | 1-in-2 | 2021 | 8 |  |  |  | 55.5776 | 1
| LCA | Big Creek/Ventura | 10 | Average Weekday | CAISO | 1-in-2 | 2021 | 9 |  |  |  | 55.8193 | 1
| LCA | Big Creek/Ventura | 10 | Average Weekday | CAISO | 1-in-2 | 2021 | 10 |  |  |  | 58.9899 | 1
| LCA | Big Creek/Ventura | 10 | Average Weekday | CAISO | 1-in-2 | 2021 | 11 |  |  |  | 63.5706 | 1
| LCA | Big Creek/Ventura | 10 | Average Weekday | CAISO | 1-in-2 | 2021 | 12 |  |  |  | 67.8169 | 1
| LCA | Big Creek/Ventura | 10 | Average Weekday | CAISO | 1-in-2 | 2021 | 13 |  |  |  | 71.2654 | 1
| LCA | Big Creek/Ventura | 10 | Average Weekday | CAISO | 1-in-2 | 2021 | 14 |  |  |  | 73.6774 | 1
| LCA | Big Creek/Ventura | 10 | Average Weekday | CAISO | 1-in-2 | 2021 | 15 |  |  |  | 75.1392 | 1
| LCA | Big Creek/Ventura | 10 | Average Weekday | CAISO | 1-in-2 | 2021 | 16 |  |  |  | 75.9602 | 1
| LCA | Big Creek/Ventura | 10 | Average Weekday | CAISO | 1-in-2 | 2021 | 17 |  |  |  | 75.9954 | 1
| LCA | Big Creek/Ventura | 10 | Average Weekday | CAISO | 1-in-2 | 2021 | 18 |  |  |  | 75.0633 | 1
| LCA | Big Creek/Ventura | 10 | Average Weekday | CAISO | 1-in-2 | 2021 | 19 |  |  |  | 72.8882 | 1
| LCA | Big Creek/Ventura | 10 | Average Weekday | CAISO | 1-in-2 | 2021 | 20 |  |  |  | 69.5432 | 1
| LCA | Big Creek/Ventura | 10 | Average Weekday | CAISO | 1-in-2 | 2021 | 21 |  |  |  | 66.7562 | 1
| LCA | Big Creek/Ventura | 10 | Average Weekday | CAISO | 1-in-2 | 2021 | 22 |  |  |  | 64.6155 | 1
| LCA | Big Creek/Ventura | 10 | Average Weekday | CAISO | 1-in-2 | 2021 | 23 |  |  |  | 63.02 | 1
| LCA | Big Creek/Ventura | 10 | Average Weekday | CAISO | 1-in-2 | 2021 | 24 |  |  |  | 61.6595 | 1
| LCA | Big Creek/Ventura | 10 | Monthly System Peak Day | CAISO | 1-in-2 | 2021 | 1 |  |  |  | 70.3724 | 1
| LCA | Big Creek/Ventura | 10 | Monthly System Peak Day | CAISO | 1-in-2 | 2021 | 2 |  |  |  | 68.7752 | 1
| LCA | Big Creek/Ventura | 10 | Monthly System Peak Day | CAISO | 1-in-2 | 2021 | 3 |  |  |  | 68.1667 | 1
| LCA | Big Creek/Ventura | 10 | Monthly System Peak Day | CAISO | 1-in-2 | 2021 | 4 |  |  |  | 67.3714 | 1
| LCA | Big Creek/Ventura | 10 | Monthly System Peak Day | CAISO | 1-in-2 | 2021 | 5 |  |  |  | 66.2724 | 1
| LCA | Big Creek/Ventura | 10 | Monthly System Peak Day | CAISO | 1-in-2 | 2021 | 6 |  |  |  | 65.4181 | 1
| LCA | Big Creek/Ventura | 10 | Monthly System Peak Day | CAISO | 1-in-2 | 2021 | 7 |  |  |  | 64.5505 | 1
| LCA | Big Creek/Ventura | 10 | Monthly System Peak Day | CAISO | 1-in-2 | 2021 | 8 |  |  |  | 63.6129 | 1
| LCA | Big Creek/Ventura | 10 | Monthly System Peak Day | CAISO | 1-in-2 | 2021 | 9 |  |  |  | 64.209 | 1
| LCA | Big Creek/Ventura | 10 | Monthly System Peak Day | CAISO | 1-in-2 | 2021 | 10 |  |  |  | 68.4124 | 1
| LCA | Big Creek/Ventura | 10 | Monthly System Peak Day | CAISO | 1-in-2 | 2021 | 11 |  |  |  | 74.0362 | 1
| LCA | Big Creek/Ventura | 10 | Monthly System Peak Day | CAISO | 1-in-2 | 2021 | 12 |  |  |  | 78.4271 | 1
| LCA | Big Creek/Ventura | 10 | Monthly System Peak Day | CAISO | 1-in-2 | 2021 | 13 |  |  |  | 82.5467 | 1
| LCA | Big Creek/Ventura | 10 | Monthly System Peak Day | CAISO | 1-in-2 | 2021 | 14 |  |  |  | 85.2333 | 1
| LCA | Big Creek/Ventura | 10 | Monthly System Peak Day | CAISO | 1-in-2 | 2021 | 15 |  |  |  | 86.8381 | 1
| LCA | Big Creek/Ventura | 10 | Monthly System Peak Day | CAISO | 1-in-2 | 2021 | 16 |  |  |  | 88.1286 | 1
| LCA | Big Creek/Ventura | 10 | Monthly System Peak Day | CAISO | 1-in-2 | 2021 | 17 |  |  |  | 89.1 | 1
| LCA | Big Creek/Ventura | 10 | Monthly System Peak Day | CAISO | 1-in-2 | 2021 | 18 |  |  |  | 87.2762 | 1
| LCA | Big Creek/Ventura | 10 | Monthly System Peak Day | CAISO | 1-in-2 | 2021 | 19 |  |  |  | 83.4557 | 1
| LCA | Big Creek/Ventura | 10 | Monthly System Peak Day | CAISO | 1-in-2 | 2021 | 20 |  |  |  | 80.0338 | 1
| LCA | Big Creek/Ventura | 10 | Monthly System Peak Day | CAISO | 1-in-2 | 2021 | 21 |  |  |  | 77.1457 | 1
| LCA | Big Creek/Ventura | 10 | Monthly System Peak Day | CAISO | 1-in-2 | 2021 | 22 |  |  |  | 74.2176 | 1
| LCA | Big Creek/Ventura | 10 | Monthly System Peak Day | CAISO | 1-in-2 | 2021 | 23 |  |  |  | 72.6505 | 1
| LCA | Big Creek/Ventura | 10 | Monthly System Peak Day | CAISO | 1-in-2 | 2021 | 24 |  |  |  | 71.1971 | 1
| LCA | Big Creek/Ventura | 11 | Average Weekday | CAISO | 1-in-2 | 2021 | 1 |  |  |  | 52.54 | 1
| LCA | Big Creek/Ventura | 11 | Average Weekday | CAISO | 1-in-2 | 2021 | 2 |  |  |  | 51.7426 | 1
| LCA | Big Creek/Ventura | 11 | Average Weekday | CAISO | 1-in-2 | 2021 | 3 |  |  |  | 50.9718 | 1
| LCA | Big Creek/Ventura | 11 | Average Weekday | CAISO | 1-in-2 | 2021 | 4 |  |  |  | 50.2139 | 1
| LCA | Big Creek/Ventura | 11 | Average Weekday | CAISO | 1-in-2 | 2021 | 5 |  |  |  | 49.4629 | 1
| LCA | Big Creek/Ventura | 11 | Average Weekday | CAISO | 1-in-2 | 2021 | 6 |  |  |  | 49.0189 | 1
| LCA | Big Creek/Ventura | 11 | Average Weekday | CAISO | 1-in-2 | 2021 | 7 |  |  |  | 48.64 | 1
| LCA | Big Creek/Ventura | 11 | Average Weekday | CAISO | 1-in-2 | 2021 | 8 |  |  |  | 48.4897 | 1
| LCA | Big Creek/Ventura | 11 | Average Weekday | CAISO | 1-in-2 | 2021 | 9 |  |  |  | 49.884 | 1
| LCA | Big Creek/Ventura | 11 | Average Weekday | CAISO | 1-in-2 | 2021 | 10 |  |  |  | 53.8958 | 1
| LCA | Big Creek/Ventura | 11 | Average Weekday | CAISO | 1-in-2 | 2021 | 11 |  |  |  | 58.4709 | 1
| LCA | Big Creek/Ventura | 11 | Average Weekday | CAISO | 1-in-2 | 2021 | 12 |  |  |  | 62.3887 | 1
| LCA | Big Creek/Ventura | 11 | Average Weekday | CAISO | 1-in-2 | 2021 | 13 |  |  |  | 65.0413 | 1
| LCA | Big Creek/Ventura | 11 | Average Weekday | CAISO | 1-in-2 | 2021 | 14 |  |  |  | 66.6828 | 1
| LCA | Big Creek/Ventura | 11 | Average Weekday | CAISO | 1-in-2 | 2021 | 15 |  |  |  | 67.4684 | 1
| LCA | Big Creek/Ventura | 11 | Average Weekday | CAISO | 1-in-2 | 2021 | 16 |  |  |  | 67.519 | 1
| LCA | Big Creek/Ventura | 11 | Average Weekday | CAISO | 1-in-2 | 2021 | 17 |  |  |  | 66.6226 | 1
| LCA | Big Creek/Ventura | 11 | Average Weekday | CAISO | 1-in-2 | 2021 | 18 |  |  |  | 64.464 | 1
| LCA | Big Creek/Ventura | 11 | Average Weekday | CAISO | 1-in-2 | 2021 | 19 |  |  |  | 61.6494 | 1
| LCA | Big Creek/Ventura | 11 | Average Weekday | CAISO | 1-in-2 | 2021 | 20 |  |  |  | 59.1954 | 1
| LCA | Big Creek/Ventura | 11 | Average Weekday | CAISO | 1-in-2 | 2021 | 21 |  |  |  | 57.3101 | 1
| LCA | Big Creek/Ventura | 11 | Average Weekday | CAISO | 1-in-2 | 2021 | 22 |  |  |  | 55.7642 | 1
| LCA | Big Creek/Ventura | 11 | Average Weekday | CAISO | 1-in-2 | 2021 | 23 |  |  |  | 54.6103 | 1
| LCA | Big Creek/Ventura | 11 | Average Weekday | CAISO | 1-in-2 | 2021 | 24 |  |  |  | 53.5172 | 1
| LCA | Big Creek/Ventura | 11 | Monthly System Peak Day | CAISO | 1-in-2 | 2021 | 1 |  |  |  | 53.4857 | 1
| LCA | Big Creek/Ventura | 11 | Monthly System Peak Day | CAISO | 1-in-2 | 2021 | 2 |  |  |  | 51.9952 | 1
| LCA | Big Creek/Ventura | 11 | Monthly System Peak Day | CAISO | 1-in-2 | 2021 | 3 |  |  |  | 50.841 | 1
| LCA | Big Creek/Ventura | 11 | Monthly System Peak Day | CAISO | 1-in-2 | 2021 | 4 |  |  |  | 50.059 | 1
| LCA | Big Creek/Ventura | 11 | Monthly System Peak Day | CAISO | 1-in-2 | 2021 | 5 |  |  |  | 48.911 | 1
| LCA | Big Creek/Ventura | 11 | Monthly System Peak Day | CAISO | 1-in-2 | 2021 | 6 |  |  |  | 47.6843 | 1
| LCA | Big Creek/Ventura | 11 | Monthly System Peak Day | CAISO | 1-in-2 | 2021 | 7 |  |  |  | 46.791 | 1
| LCA | Big Creek/Ventura | 11 | Monthly System Peak Day | CAISO | 1-in-2 | 2021 | 8 |  |  |  | 46.7433 | 1
| LCA | Big Creek/Ventura | 11 | Monthly System Peak Day | CAISO | 1-in-2 | 2021 | 9 |  |  |  | 48.7419 | 1
| LCA | Big Creek/Ventura | 11 | Monthly System Peak Day | CAISO | 1-in-2 | 2021 | 10 |  |  |  | 55.1086 | 1
| LCA | Big Creek/Ventura | 11 | Monthly System Peak Day | CAISO | 1-in-2 | 2021 | 11 |  |  |  | 62.0286 | 1
| LCA | Big Creek/Ventura | 11 | Monthly System Peak Day | CAISO | 1-in-2 | 2021 | 12 |  |  |  | 68.22 | 1
| LCA | Big Creek/Ventura | 11 | Monthly System Peak Day | CAISO | 1-in-2 | 2021 | 13 |  |  |  | 70.8557 | 1
| LCA | Big Creek/Ventura | 11 | Monthly System Peak Day | CAISO | 1-in-2 | 2021 | 14 |  |  |  | 72.4329 | 1
| LCA | Big Creek/Ventura | 11 | Monthly System Peak Day | CAISO | 1-in-2 | 2021 | 15 |  |  |  | 73.1214 | 1
| LCA | Big Creek/Ventura | 11 | Monthly System Peak Day | CAISO | 1-in-2 | 2021 | 16 |  |  |  | 73.8448 | 1
| LCA | Big Creek/Ventura | 11 | Monthly System Peak Day | CAISO | 1-in-2 | 2021 | 17 |  |  |  | 73.469 | 1
| LCA | Big Creek/Ventura | 11 | Monthly System Peak Day | CAISO | 1-in-2 | 2021 | 18 |  |  |  | 71.5667 | 1
| LCA | Big Creek/Ventura | 11 | Monthly System Peak Day | CAISO | 1-in-2 | 2021 | 19 |  |  |  | 67.6243 | 1
| LCA | Big Creek/Ventura | 11 | Monthly System Peak Day | CAISO | 1-in-2 | 2021 | 20 |  |  |  | 64.119 | 1
| LCA | Big Creek/Ventura | 11 | Monthly System Peak Day | CAISO | 1-in-2 | 2021 | 21 |  |  |  | 62.0671 | 1
| LCA | Big Creek/Ventura | 11 | Monthly System Peak Day | CAISO | 1-in-2 | 2021 | 22 |  |  |  | 59.4895 | 1
| LCA | Big Creek/Ventura | 11 | Monthly System Peak Day | CAISO | 1-in-2 | 2021 | 23 |  |  |  | 57.2257 | 1
| LCA | Big Creek/Ventura | 11 | Monthly System Peak Day | CAISO | 1-in-2 | 2021 | 24 |  |  |  | 54.9795 | 1
| LCA | Big Creek/Ventura | 12 | Average Weekday | CAISO | 1-in-2 | 2021 | 1 |  |  |  | 46.0924 | 1
| LCA | Big Creek/Ventura | 12 | Average Weekday | CAISO | 1-in-2 | 2021 | 2 |  |  |  | 45.3942 | 1
| LCA | Big Creek/Ventura | 12 | Average Weekday | CAISO | 1-in-2 | 2021 | 3 |  |  |  | 44.7195 | 1
| LCA | Big Creek/Ventura | 12 | Average Weekday | CAISO | 1-in-2 | 2021 | 4 |  |  |  | 44.2277 | 1
| LCA | Big Creek/Ventura | 12 | Average Weekday | CAISO | 1-in-2 | 2021 | 5 |  |  |  | 43.7586 | 1
| LCA | Big Creek/Ventura | 12 | Average Weekday | CAISO | 1-in-2 | 2021 | 6 |  |  |  | 43.3073 | 1
| LCA | Big Creek/Ventura | 12 | Average Weekday | CAISO | 1-in-2 | 2021 | 7 |  |  |  | 42.9805 | 1
| LCA | Big Creek/Ventura | 12 | Average Weekday | CAISO | 1-in-2 | 2021 | 8 |  |  |  | 42.8979 | 1
| LCA | Big Creek/Ventura | 12 | Average Weekday | CAISO | 1-in-2 | 2021 | 9 |  |  |  | 43.4107 | 1
| LCA | Big Creek/Ventura | 12 | Average Weekday | CAISO | 1-in-2 | 2021 | 10 |  |  |  | 46.7226 | 1
| LCA | Big Creek/Ventura | 12 | Average Weekday | CAISO | 1-in-2 | 2021 | 11 |  |  |  | 50.9977 | 1
| LCA | Big Creek/Ventura | 12 | Average Weekday | CAISO | 1-in-2 | 2021 | 12 |  |  |  | 54.4397 | 1
| LCA | Big Creek/Ventura | 12 | Average Weekday | CAISO | 1-in-2 | 2021 | 13 |  |  |  | 56.8555 | 1
| LCA | Big Creek/Ventura | 12 | Average Weekday | CAISO | 1-in-2 | 2021 | 14 |  |  |  | 58.3193 | 1
| LCA | Big Creek/Ventura | 12 | Average Weekday | CAISO | 1-in-2 | 2021 | 15 |  |  |  | 59.1014 | 1
| LCA | Big Creek/Ventura | 12 | Average Weekday | CAISO | 1-in-2 | 2021 | 16 |  |  |  | 59.3361 | 1
| LCA | Big Creek/Ventura | 12 | Average Weekday | CAISO | 1-in-2 | 2021 | 17 |  |  |  | 58.5952 | 1
| LCA | Big Creek/Ventura | 12 | Average Weekday | CAISO | 1-in-2 | 2021 | 18 |  |  |  | 56.5829 | 1
| LCA | Big Creek/Ventura | 12 | Average Weekday | CAISO | 1-in-2 | 2021 | 19 |  |  |  | 53.8158 | 1
| LCA | Big Creek/Ventura | 12 | Average Weekday | CAISO | 1-in-2 | 2021 | 20 |  |  |  | 51.6305 | 1
| LCA | Big Creek/Ventura | 12 | Average Weekday | CAISO | 1-in-2 | 2021 | 21 |  |  |  | 49.8392 | 1
| LCA | Big Creek/Ventura | 12 | Average Weekday | CAISO | 1-in-2 | 2021 | 22 |  |  |  | 48.5545 | 1
| LCA | Big Creek/Ventura | 12 | Average Weekday | CAISO | 1-in-2 | 2021 | 23 |  |  |  | 47.6048 | 1
| LCA | Big Creek/Ventura | 12 | Average Weekday | CAISO | 1-in-2 | 2021 | 24 |  |  |  | 46.6553 | 1
| LCA | Big Creek/Ventura | 12 | Monthly System Peak Day | CAISO | 1-in-2 | 2021 | 1 |  |  |  | 50.3681 | 1
| LCA | Big Creek/Ventura | 12 | Monthly System Peak Day | CAISO | 1-in-2 | 2021 | 2 |  |  |  | 49.1633 | 1
| LCA | Big Creek/Ventura | 12 | Monthly System Peak Day | CAISO | 1-in-2 | 2021 | 3 |  |  |  | 48.2429 | 1
| LCA | Big Creek/Ventura | 12 | Monthly System Peak Day | CAISO | 1-in-2 | 2021 | 4 |  |  |  | 47.6795 | 1
| LCA | Big Creek/Ventura | 12 | Monthly System Peak Day | CAISO | 1-in-2 | 2021 | 5 |  |  |  | 46.3633 | 1
| LCA | Big Creek/Ventura | 12 | Monthly System Peak Day | CAISO | 1-in-2 | 2021 | 6 |  |  |  | 45.8533 | 1
| LCA | Big Creek/Ventura | 12 | Monthly System Peak Day | CAISO | 1-in-2 | 2021 | 7 |  |  |  | 45.8514 | 1
| LCA | Big Creek/Ventura | 12 | Monthly System Peak Day | CAISO | 1-in-2 | 2021 | 8 |  |  |  | 45.5362 | 1
| LCA | Big Creek/Ventura | 12 | Monthly System Peak Day | CAISO | 1-in-2 | 2021 | 9 |  |  |  | 45.6833 | 1
| LCA | Big Creek/Ventura | 12 | Monthly System Peak Day | CAISO | 1-in-2 | 2021 | 10 |  |  |  | 48.7557 | 1
| LCA | Big Creek/Ventura | 12 | Monthly System Peak Day | CAISO | 1-in-2 | 2021 | 11 |  |  |  | 52.7467 | 1
| LCA | Big Creek/Ventura | 12 | Monthly System Peak Day | CAISO | 1-in-2 | 2021 | 12 |  |  |  | 56.7933 | 1
| LCA | Big Creek/Ventura | 12 | Monthly System Peak Day | CAISO | 1-in-2 | 2021 | 13 |  |  |  | 58.911 | 1
| LCA | Big Creek/Ventura | 12 | Monthly System Peak Day | CAISO | 1-in-2 | 2021 | 14 |  |  |  | 60.2629 | 1
| LCA | Big Creek/Ventura | 12 | Monthly System Peak Day | CAISO | 1-in-2 | 2021 | 15 |  |  |  | 60.9014 | 1
| LCA | Big Creek/Ventura | 12 | Monthly System Peak Day | CAISO | 1-in-2 | 2021 | 16 |  |  |  | 60.9843 | 1
| LCA | Big Creek/Ventura | 12 | Monthly System Peak Day | CAISO | 1-in-2 | 2021 | 17 |  |  |  | 59.5871 | 1
| LCA | Big Creek/Ventura | 12 | Monthly System Peak Day | CAISO | 1-in-2 | 2021 | 18 |  |  |  | 57.5076 | 1
| LCA | Big Creek/Ventura | 12 | Monthly System Peak Day | CAISO | 1-in-2 | 2021 | 19 |  |  |  | 54.5738 | 1
| LCA | Big Creek/Ventura | 12 | Monthly System Peak Day | CAISO | 1-in-2 | 2021 | 20 |  |  |  | 52.4662 | 1
| LCA | Big Creek/Ventura | 12 | Monthly System Peak Day | CAISO | 1-in-2 | 2021 | 21 |  |  |  | 51.0933 | 1
| LCA | Big Creek/Ventura | 12 | Monthly System Peak Day | CAISO | 1-in-2 | 2021 | 22 |  |  |  | 49.809 | 1
| LCA | Big Creek/Ventura | 12 | Monthly System Peak Day | CAISO | 1-in-2 | 2021 | 23 |  |  |  | 48.7514 | 1
| LCA | Big Creek/Ventura | 12 | Monthly System Peak Day | CAISO | 1-in-2 | 2021 | 24 |  |  |  | 47.1638 | 1
| LCA | Big Creek/Ventura | 1 | Average Weekday | CAISO | 1-in-2 | 2022 | 1 |  |  |  | 49.5342 | 1
| LCA | Big Creek/Ventura | 1 | Average Weekday | CAISO | 1-in-2 | 2022 | 2 |  |  |  | 48.6937 | 1
| LCA | Big Creek/Ventura | 1 | Average Weekday | CAISO | 1-in-2 | 2022 | 3 |  |  |  | 47.9033 | 1
| LCA | Big Creek/Ventura | 1 | Average Weekday | CAISO | 1-in-2 | 2022 | 4 |  |  |  | 47.1847 | 1
| LCA | Big Creek/Ventura | 1 | Average Weekday | CAISO | 1-in-2 | 2022 | 5 |  |  |  | 46.5416 | 1
| LCA | Big Creek/Ventura | 1 | Average Weekday | CAISO | 1-in-2 | 2022 | 6 |  |  |  | 45.9787 | 1
| LCA | Big Creek/Ventura | 1 | Average Weekday | CAISO | 1-in-2 | 2022 | 7 |  |  |  | 45.5331 | 1
| LCA | Big Creek/Ventura | 1 | Average Weekday | CAISO | 1-in-2 | 2022 | 8 |  |  |  | 45.3951 | 1
| LCA | Big Creek/Ventura | 1 | Average Weekday | CAISO | 1-in-2 | 2022 | 9 |  |  |  | 45.8961 | 1
| LCA | Big Creek/Ventura | 1 | Average Weekday | CAISO | 1-in-2 | 2022 | 10 |  |  |  | 49.4574 | 1
| LCA | Big Creek/Ventura | 1 | Average Weekday | CAISO | 1-in-2 | 2022 | 11 |  |  |  | 53.9957 | 1
| LCA | Big Creek/Ventura | 1 | Average Weekday | CAISO | 1-in-2 | 2022 | 12 |  |  |  | 57.9636 | 1
| LCA | Big Creek/Ventura | 1 | Average Weekday | CAISO | 1-in-2 | 2022 | 13 |  |  |  | 60.7648 | 1
| LCA | Big Creek/Ventura | 1 | Average Weekday | CAISO | 1-in-2 | 2022 | 14 |  |  |  | 62.6181 | 1
| LCA | Big Creek/Ventura | 1 | Average Weekday | CAISO | 1-in-2 | 2022 | 15 |  |  |  | 63.8047 | 1
| LCA | Big Creek/Ventura | 1 | Average Weekday | CAISO | 1-in-2 | 2022 | 16 |  |  |  | 64.2705 | 1
| LCA | Big Creek/Ventura | 1 | Average Weekday | CAISO | 1-in-2 | 2022 | 17 |  |  |  | 63.7646 | 1
| LCA | Big Creek/Ventura | 1 | Average Weekday | CAISO | 1-in-2 | 2022 | 18 |  |  |  | 62.0633 | 1
| LCA | Big Creek/Ventura | 1 | Average Weekday | CAISO | 1-in-2 | 2022 | 19 |  |  |  | 59.2455 | 1
| LCA | Big Creek/Ventura | 1 | Average Weekday | CAISO | 1-in-2 | 2022 | 20 |  |  |  | 56.8437 | 1
| LCA | Big Creek/Ventura | 1 | Average Weekday | CAISO | 1-in-2 | 2022 | 21 |  |  |  | 54.9221 | 1
| LCA | Big Creek/Ventura | 1 | Average Weekday | CAISO | 1-in-2 | 2022 | 22 |  |  |  | 53.2415 | 1
| LCA | Big Creek/Ventura | 1 | Average Weekday | CAISO | 1-in-2 | 2022 | 23 |  |  |  | 51.9811 | 1
| LCA | Big Creek/Ventura | 1 | Average Weekday | CAISO | 1-in-2 | 2022 | 24 |  |  |  | 51.0226 | 1
| LCA | Big Creek/Ventura | 1 | Monthly System Peak Day | CAISO | 1-in-2 | 2022 | 1 |  |  |  | 43.8848 | 1
| LCA | Big Creek/Ventura | 1 | Monthly System Peak Day | CAISO | 1-in-2 | 2022 | 2 |  |  |  | 42.5776 | 1
| LCA | Big Creek/Ventura | 1 | Monthly System Peak Day | CAISO | 1-in-2 | 2022 | 3 |  |  |  | 41.0357 | 1
| LCA | Big Creek/Ventura | 1 | Monthly System Peak Day | CAISO | 1-in-2 | 2022 | 4 |  |  |  | 40.0933 | 1
| LCA | Big Creek/Ventura | 1 | Monthly System Peak Day | CAISO | 1-in-2 | 2022 | 5 |  |  |  | 39.5233 | 1
| LCA | Big Creek/Ventura | 1 | Monthly System Peak Day | CAISO | 1-in-2 | 2022 | 6 |  |  |  | 39.2295 | 1
| LCA | Big Creek/Ventura | 1 | Monthly System Peak Day | CAISO | 1-in-2 | 2022 | 7 |  |  |  | 39.2295 | 1
| LCA | Big Creek/Ventura | 1 | Monthly System Peak Day | CAISO | 1-in-2 | 2022 | 8 |  |  |  | 39.6986 | 1
| LCA | Big Creek/Ventura | 1 | Monthly System Peak Day | CAISO | 1-in-2 | 2022 | 9 |  |  |  | 40.0724 | 1
| LCA | Big Creek/Ventura | 1 | Monthly System Peak Day | CAISO | 1-in-2 | 2022 | 10 |  |  |  | 42.7562 | 1
| LCA | Big Creek/Ventura | 1 | Monthly System Peak Day | CAISO | 1-in-2 | 2022 | 11 |  |  |  | 47.051 | 1
| LCA | Big Creek/Ventura | 1 | Monthly System Peak Day | CAISO | 1-in-2 | 2022 | 12 |  |  |  | 50.0129 | 1
| LCA | Big Creek/Ventura | 1 | Monthly System Peak Day | CAISO | 1-in-2 | 2022 | 13 |  |  |  | 50.501 | 1
| LCA | Big Creek/Ventura | 1 | Monthly System Peak Day | CAISO | 1-in-2 | 2022 | 14 |  |  |  | 51.2752 | 1
| LCA | Big Creek/Ventura | 1 | Monthly System Peak Day | CAISO | 1-in-2 | 2022 | 15 |  |  |  | 52.09 | 1
| LCA | Big Creek/Ventura | 1 | Monthly System Peak Day | CAISO | 1-in-2 | 2022 | 16 |  |  |  | 52.4529 | 1
| LCA | Big Creek/Ventura | 1 | Monthly System Peak Day | CAISO | 1-in-2 | 2022 | 17 |  |  |  | 52.7195 | 1
| LCA | Big Creek/Ventura | 1 | Monthly System Peak Day | CAISO | 1-in-2 | 2022 | 18 |  |  |  | 51.6867 | 1
| LCA | Big Creek/Ventura | 1 | Monthly System Peak Day | CAISO | 1-in-2 | 2022 | 19 |  |  |  | 49.5862 | 1
| LCA | Big Creek/Ventura | 1 | Monthly System Peak Day | CAISO | 1-in-2 | 2022 | 20 |  |  |  | 48.3276 | 1
| LCA | Big Creek/Ventura | 1 | Monthly System Peak Day | CAISO | 1-in-2 | 2022 | 21 |  |  |  | 47.0533 | 1
| LCA | Big Creek/Ventura | 1 | Monthly System Peak Day | CAISO | 1-in-2 | 2022 | 22 |  |  |  | 46.1652 | 1
| LCA | Big Creek/Ventura | 1 | Monthly System Peak Day | CAISO | 1-in-2 | 2022 | 23 |  |  |  | 45.7748 | 1
| LCA | Big Creek/Ventura | 1 | Monthly System Peak Day | CAISO | 1-in-2 | 2022 | 24 |  |  |  | 45.521 | 1
| LCA | Big Creek/Ventura | 2 | Average Weekday | CAISO | 1-in-2 | 2022 | 1 |  |  |  | 49.7471 | 1
| LCA | Big Creek/Ventura | 2 | Average Weekday | CAISO | 1-in-2 | 2022 | 2 |  |  |  | 48.8044 | 1
| LCA | Big Creek/Ventura | 2 | Average Weekday | CAISO | 1-in-2 | 2022 | 3 |  |  |  | 47.9669 | 1
| LCA | Big Creek/Ventura | 2 | Average Weekday | CAISO | 1-in-2 | 2022 | 4 |  |  |  | 47.3214 | 1
| LCA | Big Creek/Ventura | 2 | Average Weekday | CAISO | 1-in-2 | 2022 | 5 |  |  |  | 46.693 | 1
| LCA | Big Creek/Ventura | 2 | Average Weekday | CAISO | 1-in-2 | 2022 | 6 |  |  |  | 46.2062 | 1
| LCA | Big Creek/Ventura | 2 | Average Weekday | CAISO | 1-in-2 | 2022 | 7 |  |  |  | 45.7339 | 1
| LCA | Big Creek/Ventura | 2 | Average Weekday | CAISO | 1-in-2 | 2022 | 8 |  |  |  | 45.5057 | 1
| LCA | Big Creek/Ventura | 2 | Average Weekday | CAISO | 1-in-2 | 2022 | 9 |  |  |  | 46.7937 | 1
| LCA | Big Creek/Ventura | 2 | Average Weekday | CAISO | 1-in-2 | 2022 | 10 |  |  |  | 50.8853 | 1
| LCA | Big Creek/Ventura | 2 | Average Weekday | CAISO | 1-in-2 | 2022 | 11 |  |  |  | 55.3739 | 1
| LCA | Big Creek/Ventura | 2 | Average Weekday | CAISO | 1-in-2 | 2022 | 12 |  |  |  | 58.976 | 1
| LCA | Big Creek/Ventura | 2 | Average Weekday | CAISO | 1-in-2 | 2022 | 13 |  |  |  | 61.6118 | 1
| LCA | Big Creek/Ventura | 2 | Average Weekday | CAISO | 1-in-2 | 2022 | 14 |  |  |  | 63.0469 | 1
| LCA | Big Creek/Ventura | 2 | Average Weekday | CAISO | 1-in-2 | 2022 | 15 |  |  |  | 63.8701 | 1
| LCA | Big Creek/Ventura | 2 | Average Weekday | CAISO | 1-in-2 | 2022 | 16 |  |  |  | 64.3836 | 1
| LCA | Big Creek/Ventura | 2 | Average Weekday | CAISO | 1-in-2 | 2022 | 17 |  |  |  | 64.1195 | 1
| LCA | Big Creek/Ventura | 2 | Average Weekday | CAISO | 1-in-2 | 2022 | 18 |  |  |  | 62.8705 | 1
| LCA | Big Creek/Ventura | 2 | Average Weekday | CAISO | 1-in-2 | 2022 | 19 |  |  |  | 60.231 | 1
| LCA | Big Creek/Ventura | 2 | Average Weekday | CAISO | 1-in-2 | 2022 | 20 |  |  |  | 57.4089 | 1
| LCA | Big Creek/Ventura | 2 | Average Weekday | CAISO | 1-in-2 | 2022 | 21 |  |  |  | 55.3029 | 1
| LCA | Big Creek/Ventura | 2 | Average Weekday | CAISO | 1-in-2 | 2022 | 22 |  |  |  | 53.5561 | 1
| LCA | Big Creek/Ventura | 2 | Average Weekday | CAISO | 1-in-2 | 2022 | 23 |  |  |  | 52.2346 | 1
| LCA | Big Creek/Ventura | 2 | Average Weekday | CAISO | 1-in-2 | 2022 | 24 |  |  |  | 51.0608 | 1
| LCA | Big Creek/Ventura | 2 | Monthly System Peak Day | CAISO | 1-in-2 | 2022 | 1 |  |  |  | 41.2029 | 1
| LCA | Big Creek/Ventura | 2 | Monthly System Peak Day | CAISO | 1-in-2 | 2022 | 2 |  |  |  | 40.1505 | 1
| LCA | Big Creek/Ventura | 2 | Monthly System Peak Day | CAISO | 1-in-2 | 2022 | 3 |  |  |  | 39.6238 | 1
| LCA | Big Creek/Ventura | 2 | Monthly System Peak Day | CAISO | 1-in-2 | 2022 | 4 |  |  |  | 39.0433 | 1
| LCA | Big Creek/Ventura | 2 | Monthly System Peak Day | CAISO | 1-in-2 | 2022 | 5 |  |  |  | 38.2095 | 1
| LCA | Big Creek/Ventura | 2 | Monthly System Peak Day | CAISO | 1-in-2 | 2022 | 6 |  |  |  | 37.7305 | 1
| LCA | Big Creek/Ventura | 2 | Monthly System Peak Day | CAISO | 1-in-2 | 2022 | 7 |  |  |  | 37.5457 | 1
| LCA | Big Creek/Ventura | 2 | Monthly System Peak Day | CAISO | 1-in-2 | 2022 | 8 |  |  |  | 37.4543 | 1
| LCA | Big Creek/Ventura | 2 | Monthly System Peak Day | CAISO | 1-in-2 | 2022 | 9 |  |  |  | 38.8457 | 1
| LCA | Big Creek/Ventura | 2 | Monthly System Peak Day | CAISO | 1-in-2 | 2022 | 10 |  |  |  | 41.9462 | 1
| LCA | Big Creek/Ventura | 2 | Monthly System Peak Day | CAISO | 1-in-2 | 2022 | 11 |  |  |  | 45.271 | 1
| LCA | Big Creek/Ventura | 2 | Monthly System Peak Day | CAISO | 1-in-2 | 2022 | 12 |  |  |  | 48.1629 | 1
| LCA | Big Creek/Ventura | 2 | Monthly System Peak Day | CAISO | 1-in-2 | 2022 | 13 |  |  |  | 50.8633 | 1
| LCA | Big Creek/Ventura | 2 | Monthly System Peak Day | CAISO | 1-in-2 | 2022 | 14 |  |  |  | 52.6652 | 1
| LCA | Big Creek/Ventura | 2 | Monthly System Peak Day | CAISO | 1-in-2 | 2022 | 15 |  |  |  | 53.7552 | 1
| LCA | Big Creek/Ventura | 2 | Monthly System Peak Day | CAISO | 1-in-2 | 2022 | 16 |  |  |  | 54.6462 | 1
| LCA | Big Creek/Ventura | 2 | Monthly System Peak Day | CAISO | 1-in-2 | 2022 | 17 |  |  |  | 54.8867 | 1
| LCA | Big Creek/Ventura | 2 | Monthly System Peak Day | CAISO | 1-in-2 | 2022 | 18 |  |  |  | 53.3919 | 1
| LCA | Big Creek/Ventura | 2 | Monthly System Peak Day | CAISO | 1-in-2 | 2022 | 19 |  |  |  | 50.7876 | 1
| LCA | Big Creek/Ventura | 2 | Monthly System Peak Day | CAISO | 1-in-2 | 2022 | 20 |  |  |  | 48.3681 | 1
| LCA | Big Creek/Ventura | 2 | Monthly System Peak Day | CAISO | 1-in-2 | 2022 | 21 |  |  |  | 46.3952 | 1
| LCA | Big Creek/Ventura | 2 | Monthly System Peak Day | CAISO | 1-in-2 | 2022 | 22 |  |  |  | 44.9329 | 1
| LCA | Big Creek/Ventura | 2 | Monthly System Peak Day | CAISO | 1-in-2 | 2022 | 23 |  |  |  | 43.6771 | 1
| LCA | Big Creek/Ventura | 2 | Monthly System Peak Day | CAISO | 1-in-2 | 2022 | 24 |  |  |  | 42.6943 | 1
| LCA | Big Creek/Ventura | 3 | Average Weekday | CAISO | 1-in-2 | 2022 | 1 |  |  |  | 52.8595 | 1
| LCA | Big Creek/Ventura | 3 | Average Weekday | CAISO | 1-in-2 | 2022 | 2 |  |  |  | 51.8237 | 1
| LCA | Big Creek/Ventura | 3 | Average Weekday | CAISO | 1-in-2 | 2022 | 3 |  |  |  | 51.0006 | 1
| LCA | Big Creek/Ventura | 3 | Average Weekday | CAISO | 1-in-2 | 2022 | 4 |  |  |  | 50.2553 | 1
| LCA | Big Creek/Ventura | 3 | Average Weekday | CAISO | 1-in-2 | 2022 | 5 |  |  |  | 49.4158 | 1
| LCA | Big Creek/Ventura | 3 | Average Weekday | CAISO | 1-in-2 | 2022 | 6 |  |  |  | 48.5231 | 1
| LCA | Big Creek/Ventura | 3 | Average Weekday | CAISO | 1-in-2 | 2022 | 7 |  |  |  | 47.8837 | 1
| LCA | Big Creek/Ventura | 3 | Average Weekday | CAISO | 1-in-2 | 2022 | 8 |  |  |  | 47.5302 | 1
| LCA | Big Creek/Ventura | 3 | Average Weekday | CAISO | 1-in-2 | 2022 | 9 |  |  |  | 48.4112 | 1
| LCA | Big Creek/Ventura | 3 | Average Weekday | CAISO | 1-in-2 | 2022 | 10 |  |  |  | 51.877 | 1
| LCA | Big Creek/Ventura | 3 | Average Weekday | CAISO | 1-in-2 | 2022 | 11 |  |  |  | 56.0412 | 1
| LCA | Big Creek/Ventura | 3 | Average Weekday | CAISO | 1-in-2 | 2022 | 12 |  |  |  | 59.6138 | 1
| LCA | Big Creek/Ventura | 3 | Average Weekday | CAISO | 1-in-2 | 2022 | 13 |  |  |  | 62.2225 | 1
| LCA | Big Creek/Ventura | 3 | Average Weekday | CAISO | 1-in-2 | 2022 | 14 |  |  |  | 64.1572 | 1
| LCA | Big Creek/Ventura | 3 | Average Weekday | CAISO | 1-in-2 | 2022 | 15 |  |  |  | 65.3688 | 1
| LCA | Big Creek/Ventura | 3 | Average Weekday | CAISO | 1-in-2 | 2022 | 16 |  |  |  | 66.1061 | 1
| LCA | Big Creek/Ventura | 3 | Average Weekday | CAISO | 1-in-2 | 2022 | 17 |  |  |  | 66.2013 | 1
| LCA | Big Creek/Ventura | 3 | Average Weekday | CAISO | 1-in-2 | 2022 | 18 |  |  |  | 65.4538 | 1
| LCA | Big Creek/Ventura | 3 | Average Weekday | CAISO | 1-in-2 | 2022 | 19 |  |  |  | 63.896 | 1
| LCA | Big Creek/Ventura | 3 | Average Weekday | CAISO | 1-in-2 | 2022 | 20 |  |  |  | 61.5069 | 1
| LCA | Big Creek/Ventura | 3 | Average Weekday | CAISO | 1-in-2 | 2022 | 21 |  |  |  | 58.9205 | 1
| LCA | Big Creek/Ventura | 3 | Average Weekday | CAISO | 1-in-2 | 2022 | 22 |  |  |  | 56.9409 | 1
| LCA | Big Creek/Ventura | 3 | Average Weekday | CAISO | 1-in-2 | 2022 | 23 |  |  |  | 55.4416 | 1
| LCA | Big Creek/Ventura | 3 | Average Weekday | CAISO | 1-in-2 | 2022 | 24 |  |  |  | 54.2709 | 1
| LCA | Big Creek/Ventura | 3 | Monthly System Peak Day | CAISO | 1-in-2 | 2022 | 1 |  |  |  | 53.0719 | 1
| LCA | Big Creek/Ventura | 3 | Monthly System Peak Day | CAISO | 1-in-2 | 2022 | 2 |  |  |  | 52.0262 | 1
| LCA | Big Creek/Ventura | 3 | Monthly System Peak Day | CAISO | 1-in-2 | 2022 | 3 |  |  |  | 50.3457 | 1
| LCA | Big Creek/Ventura | 3 | Monthly System Peak Day | CAISO | 1-in-2 | 2022 | 4 |  |  |  | 49.54 | 1
| LCA | Big Creek/Ventura | 3 | Monthly System Peak Day | CAISO | 1-in-2 | 2022 | 5 |  |  |  | 47.9524 | 1
| LCA | Big Creek/Ventura | 3 | Monthly System Peak Day | CAISO | 1-in-2 | 2022 | 6 |  |  |  | 47.3219 | 1
| LCA | Big Creek/Ventura | 3 | Monthly System Peak Day | CAISO | 1-in-2 | 2022 | 7 |  |  |  | 46.961 | 1
| LCA | Big Creek/Ventura | 3 | Monthly System Peak Day | CAISO | 1-in-2 | 2022 | 8 |  |  |  | 46.3624 | 1
| LCA | Big Creek/Ventura | 3 | Monthly System Peak Day | CAISO | 1-in-2 | 2022 | 9 |  |  |  | 46.9714 | 1
| LCA | Big Creek/Ventura | 3 | Monthly System Peak Day | CAISO | 1-in-2 | 2022 | 10 |  |  |  | 50.4329 | 1
| LCA | Big Creek/Ventura | 3 | Monthly System Peak Day | CAISO | 1-in-2 | 2022 | 11 |  |  |  | 55.26 | 1
| LCA | Big Creek/Ventura | 3 | Monthly System Peak Day | CAISO | 1-in-2 | 2022 | 12 |  |  |  | 60.3743 | 1
| LCA | Big Creek/Ventura | 3 | Monthly System Peak Day | CAISO | 1-in-2 | 2022 | 13 |  |  |  | 64.0509 | 1
| LCA | Big Creek/Ventura | 3 | Monthly System Peak Day | CAISO | 1-in-2 | 2022 | 14 |  |  |  | 66.0724 | 1
| LCA | Big Creek/Ventura | 3 | Monthly System Peak Day | CAISO | 1-in-2 | 2022 | 15 |  |  |  | 67.0591 | 1
| LCA | Big Creek/Ventura | 3 | Monthly System Peak Day | CAISO | 1-in-2 | 2022 | 16 |  |  |  | 68.1805 | 1
| LCA | Big Creek/Ventura | 3 | Monthly System Peak Day | CAISO | 1-in-2 | 2022 | 17 |  |  |  | 68.899 | 1
| LCA | Big Creek/Ventura | 3 | Monthly System Peak Day | CAISO | 1-in-2 | 2022 | 18 |  |  |  | 68.5681 | 1
| LCA | Big Creek/Ventura | 3 | Monthly System Peak Day | CAISO | 1-in-2 | 2022 | 19 |  |  |  | 66.6652 | 1
| LCA | Big Creek/Ventura | 3 | Monthly System Peak Day | CAISO | 1-in-2 | 2022 | 20 |  |  |  | 63.8852 | 1
| LCA | Big Creek/Ventura | 3 | Monthly System Peak Day | CAISO | 1-in-2 | 2022 | 21 |  |  |  | 60.5138 | 1
| LCA | Big Creek/Ventura | 3 | Monthly System Peak Day | CAISO | 1-in-2 | 2022 | 22 |  |  |  | 58.1057 | 1
| LCA | Big Creek/Ventura | 3 | Monthly System Peak Day | CAISO | 1-in-2 | 2022 | 23 |  |  |  | 56.6171 | 1
| LCA | Big Creek/Ventura | 3 | Monthly System Peak Day | CAISO | 1-in-2 | 2022 | 24 |  |  |  | 55.8624 | 1
| LCA | Big Creek/Ventura | 4 | Average Weekday | CAISO | 1-in-2 | 2022 | 1 |  |  |  | 55.9472 | 1
| LCA | Big Creek/Ventura | 4 | Average Weekday | CAISO | 1-in-2 | 2022 | 2 |  |  |  | 54.863 | 1
| LCA | Big Creek/Ventura | 4 | Average Weekday | CAISO | 1-in-2 | 2022 | 3 |  |  |  | 53.8535 | 1
| LCA | Big Creek/Ventura | 4 | Average Weekday | CAISO | 1-in-2 | 2022 | 4 |  |  |  | 52.93 | 1
| LCA | Big Creek/Ventura | 4 | Average Weekday | CAISO | 1-in-2 | 2022 | 5 |  |  |  | 52.0399 | 1
| LCA | Big Creek/Ventura | 4 | Average Weekday | CAISO | 1-in-2 | 2022 | 6 |  |  |  | 51.4284 | 1
| LCA | Big Creek/Ventura | 4 | Average Weekday | CAISO | 1-in-2 | 2022 | 7 |  |  |  | 50.819 | 1
| LCA | Big Creek/Ventura | 4 | Average Weekday | CAISO | 1-in-2 | 2022 | 8 |  |  |  | 50.625 | 1
| LCA | Big Creek/Ventura | 4 | Average Weekday | CAISO | 1-in-2 | 2022 | 9 |  |  |  | 52.3582 | 1
| LCA | Big Creek/Ventura | 4 | Average Weekday | CAISO | 1-in-2 | 2022 | 10 |  |  |  | 55.8446 | 1
| LCA | Big Creek/Ventura | 4 | Average Weekday | CAISO | 1-in-2 | 2022 | 11 |  |  |  | 59.5545 | 1
| LCA | Big Creek/Ventura | 4 | Average Weekday | CAISO | 1-in-2 | 2022 | 12 |  |  |  | 62.8472 | 1
| LCA | Big Creek/Ventura | 4 | Average Weekday | CAISO | 1-in-2 | 2022 | 13 |  |  |  | 65.5091 | 1
| LCA | Big Creek/Ventura | 4 | Average Weekday | CAISO | 1-in-2 | 2022 | 14 |  |  |  | 67.5765 | 1
| LCA | Big Creek/Ventura | 4 | Average Weekday | CAISO | 1-in-2 | 2022 | 15 |  |  |  | 68.8958 | 1
| LCA | Big Creek/Ventura | 4 | Average Weekday | CAISO | 1-in-2 | 2022 | 16 |  |  |  | 69.4967 | 1
| LCA | Big Creek/Ventura | 4 | Average Weekday | CAISO | 1-in-2 | 2022 | 17 |  |  |  | 69.5101 | 1
| LCA | Big Creek/Ventura | 4 | Average Weekday | CAISO | 1-in-2 | 2022 | 18 |  |  |  | 68.7653 | 1
| LCA | Big Creek/Ventura | 4 | Average Weekday | CAISO | 1-in-2 | 2022 | 19 |  |  |  | 67.3382 | 1
| LCA | Big Creek/Ventura | 4 | Average Weekday | CAISO | 1-in-2 | 2022 | 20 |  |  |  | 65.1 | 1
| LCA | Big Creek/Ventura | 4 | Average Weekday | CAISO | 1-in-2 | 2022 | 21 |  |  |  | 62.108 | 1
| LCA | Big Creek/Ventura | 4 | Average Weekday | CAISO | 1-in-2 | 2022 | 22 |  |  |  | 59.8688 | 1
| LCA | Big Creek/Ventura | 4 | Average Weekday | CAISO | 1-in-2 | 2022 | 23 |  |  |  | 58.3519 | 1
| LCA | Big Creek/Ventura | 4 | Average Weekday | CAISO | 1-in-2 | 2022 | 24 |  |  |  | 57.0564 | 1
| LCA | Big Creek/Ventura | 4 | Monthly System Peak Day | CAISO | 1-in-2 | 2022 | 1 |  |  |  | 61.0129 | 1
| LCA | Big Creek/Ventura | 4 | Monthly System Peak Day | CAISO | 1-in-2 | 2022 | 2 |  |  |  | 59.2143 | 1
| LCA | Big Creek/Ventura | 4 | Monthly System Peak Day | CAISO | 1-in-2 | 2022 | 3 |  |  |  | 57.7443 | 1
| LCA | Big Creek/Ventura | 4 | Monthly System Peak Day | CAISO | 1-in-2 | 2022 | 4 |  |  |  | 56.4338 | 1
| LCA | Big Creek/Ventura | 4 | Monthly System Peak Day | CAISO | 1-in-2 | 2022 | 5 |  |  |  | 55.4138 | 1
| LCA | Big Creek/Ventura | 4 | Monthly System Peak Day | CAISO | 1-in-2 | 2022 | 6 |  |  |  | 54.2052 | 1
| LCA | Big Creek/Ventura | 4 | Monthly System Peak Day | CAISO | 1-in-2 | 2022 | 7 |  |  |  | 53.3943 | 1
| LCA | Big Creek/Ventura | 4 | Monthly System Peak Day | CAISO | 1-in-2 | 2022 | 8 |  |  |  | 53.4162 | 1
| LCA | Big Creek/Ventura | 4 | Monthly System Peak Day | CAISO | 1-in-2 | 2022 | 9 |  |  |  | 55.8205 | 1
| LCA | Big Creek/Ventura | 4 | Monthly System Peak Day | CAISO | 1-in-2 | 2022 | 10 |  |  |  | 60.5848 | 1
| LCA | Big Creek/Ventura | 4 | Monthly System Peak Day | CAISO | 1-in-2 | 2022 | 11 |  |  |  | 67.0171 | 1
| LCA | Big Creek/Ventura | 4 | Monthly System Peak Day | CAISO | 1-in-2 | 2022 | 12 |  |  |  | 72.6729 | 1
| LCA | Big Creek/Ventura | 4 | Monthly System Peak Day | CAISO | 1-in-2 | 2022 | 13 |  |  |  | 76.9319 | 1
| LCA | Big Creek/Ventura | 4 | Monthly System Peak Day | CAISO | 1-in-2 | 2022 | 14 |  |  |  | 79.931 | 1
| LCA | Big Creek/Ventura | 4 | Monthly System Peak Day | CAISO | 1-in-2 | 2022 | 15 |  |  |  | 81.9243 | 1
| LCA | Big Creek/Ventura | 4 | Monthly System Peak Day | CAISO | 1-in-2 | 2022 | 16 |  |  |  | 82.4314 | 1
| LCA | Big Creek/Ventura | 4 | Monthly System Peak Day | CAISO | 1-in-2 | 2022 | 17 |  |  |  | 82.6729 | 1
| LCA | Big Creek/Ventura | 4 | Monthly System Peak Day | CAISO | 1-in-2 | 2022 | 18 |  |  |  | 82.1267 | 1
| LCA | Big Creek/Ventura | 4 | Monthly System Peak Day | CAISO | 1-in-2 | 2022 | 19 |  |  |  | 80.6881 | 1
| LCA | Big Creek/Ventura | 4 | Monthly System Peak Day | CAISO | 1-in-2 | 2022 | 20 |  |  |  | 77.7867 | 1
| LCA | Big Creek/Ventura | 4 | Monthly System Peak Day | CAISO | 1-in-2 | 2022 | 21 |  |  |  | 72.969 | 1
| LCA | Big Creek/Ventura | 4 | Monthly System Peak Day | CAISO | 1-in-2 | 2022 | 22 |  |  |  | 68.779 | 1
| LCA | Big Creek/Ventura | 4 | Monthly System Peak Day | CAISO | 1-in-2 | 2022 | 23 |  |  |  | 65.969 | 1
| LCA | Big Creek/Ventura | 4 | Monthly System Peak Day | CAISO | 1-in-2 | 2022 | 24 |  |  |  | 63.951 | 1
| LCA | Big Creek/Ventura | 5 | Average Weekday | CAISO | 1-in-2 | 2022 | 1 |  |  |  | 59.9923 | 1
| LCA | Big Creek/Ventura | 5 | Average Weekday | CAISO | 1-in-2 | 2022 | 2 |  |  |  | 58.9604 | 1
| LCA | Big Creek/Ventura | 5 | Average Weekday | CAISO | 1-in-2 | 2022 | 3 |  |  |  | 58.0285 | 1
| LCA | Big Creek/Ventura | 5 | Average Weekday | CAISO | 1-in-2 | 2022 | 4 |  |  |  | 57.1772 | 1
| LCA | Big Creek/Ventura | 5 | Average Weekday | CAISO | 1-in-2 | 2022 | 5 |  |  |  | 56.5246 | 1
| LCA | Big Creek/Ventura | 5 | Average Weekday | CAISO | 1-in-2 | 2022 | 6 |  |  |  | 55.8549 | 1
| LCA | Big Creek/Ventura | 5 | Average Weekday | CAISO | 1-in-2 | 2022 | 7 |  |  |  | 55.2307 | 1
| LCA | Big Creek/Ventura | 5 | Average Weekday | CAISO | 1-in-2 | 2022 | 8 |  |  |  | 55.5515 | 1
| LCA | Big Creek/Ventura | 5 | Average Weekday | CAISO | 1-in-2 | 2022 | 9 |  |  |  | 58.2705 | 1
| LCA | Big Creek/Ventura | 5 | Average Weekday | CAISO | 1-in-2 | 2022 | 10 |  |  |  | 61.5484 | 1
| LCA | Big Creek/Ventura | 5 | Average Weekday | CAISO | 1-in-2 | 2022 | 11 |  |  |  | 64.8911 | 1
| LCA | Big Creek/Ventura | 5 | Average Weekday | CAISO | 1-in-2 | 2022 | 12 |  |  |  | 67.8559 | 1
| LCA | Big Creek/Ventura | 5 | Average Weekday | CAISO | 1-in-2 | 2022 | 13 |  |  |  | 70.274 | 1
| LCA | Big Creek/Ventura | 5 | Average Weekday | CAISO | 1-in-2 | 2022 | 14 |  |  |  | 72.0602 | 1
| LCA | Big Creek/Ventura | 5 | Average Weekday | CAISO | 1-in-2 | 2022 | 15 |  |  |  | 73.1902 | 1
| LCA | Big Creek/Ventura | 5 | Average Weekday | CAISO | 1-in-2 | 2022 | 16 |  |  |  | 73.6664 | 1
| LCA | Big Creek/Ventura | 5 | Average Weekday | CAISO | 1-in-2 | 2022 | 17 |  |  |  | 73.4822 | 1
| LCA | Big Creek/Ventura | 5 | Average Weekday | CAISO | 1-in-2 | 2022 | 18 |  |  |  | 72.7404 | 1
| LCA | Big Creek/Ventura | 5 | Average Weekday | CAISO | 1-in-2 | 2022 | 19 |  |  |  | 71.3964 | 1
| LCA | Big Creek/Ventura | 5 | Average Weekday | CAISO | 1-in-2 | 2022 | 20 |  |  |  | 69.2439 | 1
| LCA | Big Creek/Ventura | 5 | Average Weekday | CAISO | 1-in-2 | 2022 | 21 |  |  |  | 66.4425 | 1
| LCA | Big Creek/Ventura | 5 | Average Weekday | CAISO | 1-in-2 | 2022 | 22 |  |  |  | 63.8796 | 1
| LCA | Big Creek/Ventura | 5 | Average Weekday | CAISO | 1-in-2 | 2022 | 23 |  |  |  | 62.223 | 1
| LCA | Big Creek/Ventura | 5 | Average Weekday | CAISO | 1-in-2 | 2022 | 24 |  |  |  | 60.8978 | 1
| LCA | Big Creek/Ventura | 5 | Monthly System Peak Day | CAISO | 1-in-2 | 2022 | 1 |  |  |  | 66.6424 | 1
| LCA | Big Creek/Ventura | 5 | Monthly System Peak Day | CAISO | 1-in-2 | 2022 | 2 |  |  |  | 65.0781 | 1
| LCA | Big Creek/Ventura | 5 | Monthly System Peak Day | CAISO | 1-in-2 | 2022 | 3 |  |  |  | 63.9038 | 1
| LCA | Big Creek/Ventura | 5 | Monthly System Peak Day | CAISO | 1-in-2 | 2022 | 4 |  |  |  | 61.9876 | 1
| LCA | Big Creek/Ventura | 5 | Monthly System Peak Day | CAISO | 1-in-2 | 2022 | 5 |  |  |  | 60.6062 | 1
| LCA | Big Creek/Ventura | 5 | Monthly System Peak Day | CAISO | 1-in-2 | 2022 | 6 |  |  |  | 59.9133 | 1
| LCA | Big Creek/Ventura | 5 | Monthly System Peak Day | CAISO | 1-in-2 | 2022 | 7 |  |  |  | 59.5448 | 1
| LCA | Big Creek/Ventura | 5 | Monthly System Peak Day | CAISO | 1-in-2 | 2022 | 8 |  |  |  | 59.6538 | 1
| LCA | Big Creek/Ventura | 5 | Monthly System Peak Day | CAISO | 1-in-2 | 2022 | 9 |  |  |  | 61.3857 | 1
| LCA | Big Creek/Ventura | 5 | Monthly System Peak Day | CAISO | 1-in-2 | 2022 | 10 |  |  |  | 65.8257 | 1
| LCA | Big Creek/Ventura | 5 | Monthly System Peak Day | CAISO | 1-in-2 | 2022 | 11 |  |  |  | 70.9662 | 1
| LCA | Big Creek/Ventura | 5 | Monthly System Peak Day | CAISO | 1-in-2 | 2022 | 12 |  |  |  | 76.139 | 1
| LCA | Big Creek/Ventura | 5 | Monthly System Peak Day | CAISO | 1-in-2 | 2022 | 13 |  |  |  | 79.6881 | 1
| LCA | Big Creek/Ventura | 5 | Monthly System Peak Day | CAISO | 1-in-2 | 2022 | 14 |  |  |  | 82.2152 | 1
| LCA | Big Creek/Ventura | 5 | Monthly System Peak Day | CAISO | 1-in-2 | 2022 | 15 |  |  |  | 83.281 | 1
| LCA | Big Creek/Ventura | 5 | Monthly System Peak Day | CAISO | 1-in-2 | 2022 | 16 |  |  |  | 83.4486 | 1
| LCA | Big Creek/Ventura | 5 | Monthly System Peak Day | CAISO | 1-in-2 | 2022 | 17 |  |  |  | 82.6714 | 1
| LCA | Big Creek/Ventura | 5 | Monthly System Peak Day | CAISO | 1-in-2 | 2022 | 18 |  |  |  | 81.8529 | 1
| LCA | Big Creek/Ventura | 5 | Monthly System Peak Day | CAISO | 1-in-2 | 2022 | 19 |  |  |  | 80.2819 | 1
| LCA | Big Creek/Ventura | 5 | Monthly System Peak Day | CAISO | 1-in-2 | 2022 | 20 |  |  |  | 77.2986 | 1
| LCA | Big Creek/Ventura | 5 | Monthly System Peak Day | CAISO | 1-in-2 | 2022 | 21 |  |  |  | 73.1795 | 1
| LCA | Big Creek/Ventura | 5 | Monthly System Peak Day | CAISO | 1-in-2 | 2022 | 22 |  |  |  | 69.6914 | 1
| LCA | Big Creek/Ventura | 5 | Monthly System Peak Day | CAISO | 1-in-2 | 2022 | 23 |  |  |  | 67.0338 | 1
| LCA | Big Creek/Ventura | 5 | Monthly System Peak Day | CAISO | 1-in-2 | 2022 | 24 |  |  |  | 65.1314 | 1
| LCA | Big Creek/Ventura | 6 | Average Weekday | CAISO | 1-in-2 | 2022 | 1 |  |  |  | 64.4446 | 1
| LCA | Big Creek/Ventura | 6 | Average Weekday | CAISO | 1-in-2 | 2022 | 2 |  |  |  | 63.2767 | 1
| LCA | Big Creek/Ventura | 6 | Average Weekday | CAISO | 1-in-2 | 2022 | 3 |  |  |  | 62.2793 | 1
| LCA | Big Creek/Ventura | 6 | Average Weekday | CAISO | 1-in-2 | 2022 | 4 |  |  |  | 61.464 | 1
| LCA | Big Creek/Ventura | 6 | Average Weekday | CAISO | 1-in-2 | 2022 | 5 |  |  |  | 60.9021 | 1
| LCA | Big Creek/Ventura | 6 | Average Weekday | CAISO | 1-in-2 | 2022 | 6 |  |  |  | 60.1695 | 1
| LCA | Big Creek/Ventura | 6 | Average Weekday | CAISO | 1-in-2 | 2022 | 7 |  |  |  | 59.5618 | 1
| LCA | Big Creek/Ventura | 6 | Average Weekday | CAISO | 1-in-2 | 2022 | 8 |  |  |  | 60.0648 | 1
| LCA | Big Creek/Ventura | 6 | Average Weekday | CAISO | 1-in-2 | 2022 | 9 |  |  |  | 63.0612 | 1
| LCA | Big Creek/Ventura | 6 | Average Weekday | CAISO | 1-in-2 | 2022 | 10 |  |  |  | 66.8253 | 1
| LCA | Big Creek/Ventura | 6 | Average Weekday | CAISO | 1-in-2 | 2022 | 11 |  |  |  | 70.5864 | 1
| LCA | Big Creek/Ventura | 6 | Average Weekday | CAISO | 1-in-2 | 2022 | 12 |  |  |  | 74.0185 | 1
| LCA | Big Creek/Ventura | 6 | Average Weekday | CAISO | 1-in-2 | 2022 | 13 |  |  |  | 76.855 | 1
| LCA | Big Creek/Ventura | 6 | Average Weekday | CAISO | 1-in-2 | 2022 | 14 |  |  |  | 79.0359 | 1
| LCA | Big Creek/Ventura | 6 | Average Weekday | CAISO | 1-in-2 | 2022 | 15 |  |  |  | 80.4934 | 1
| LCA | Big Creek/Ventura | 6 | Average Weekday | CAISO | 1-in-2 | 2022 | 16 |  |  |  | 81.064 | 1
| LCA | Big Creek/Ventura | 6 | Average Weekday | CAISO | 1-in-2 | 2022 | 17 |  |  |  | 80.9841 | 1
| LCA | Big Creek/Ventura | 6 | Average Weekday | CAISO | 1-in-2 | 2022 | 18 |  |  |  | 80.1426 | 1
| LCA | Big Creek/Ventura | 6 | Average Weekday | CAISO | 1-in-2 | 2022 | 19 |  |  |  | 78.6553 | 1
| LCA | Big Creek/Ventura | 6 | Average Weekday | CAISO | 1-in-2 | 2022 | 20 |  |  |  | 76.5709 | 1
| LCA | Big Creek/Ventura | 6 | Average Weekday | CAISO | 1-in-2 | 2022 | 21 |  |  |  | 73.5264 | 1
| LCA | Big Creek/Ventura | 6 | Average Weekday | CAISO | 1-in-2 | 2022 | 22 |  |  |  | 69.9663 | 1
| LCA | Big Creek/Ventura | 6 | Average Weekday | CAISO | 1-in-2 | 2022 | 23 |  |  |  | 67.6652 | 1
| LCA | Big Creek/Ventura | 6 | Average Weekday | CAISO | 1-in-2 | 2022 | 24 |  |  |  | 66.0613 | 1
| LCA | Big Creek/Ventura | 6 | Monthly System Peak Day | CAISO | 1-in-2 | 2022 | 1 |  |  |  | 68.8024 | 1
| LCA | Big Creek/Ventura | 6 | Monthly System Peak Day | CAISO | 1-in-2 | 2022 | 2 |  |  |  | 67.6505 | 1
| LCA | Big Creek/Ventura | 6 | Monthly System Peak Day | CAISO | 1-in-2 | 2022 | 3 |  |  |  | 66.1986 | 1
| LCA | Big Creek/Ventura | 6 | Monthly System Peak Day | CAISO | 1-in-2 | 2022 | 4 |  |  |  | 65.1248 | 1
| LCA | Big Creek/Ventura | 6 | Monthly System Peak Day | CAISO | 1-in-2 | 2022 | 5 |  |  |  | 63.8086 | 1
| LCA | Big Creek/Ventura | 6 | Monthly System Peak Day | CAISO | 1-in-2 | 2022 | 6 |  |  |  | 62.5452 | 1
| LCA | Big Creek/Ventura | 6 | Monthly System Peak Day | CAISO | 1-in-2 | 2022 | 7 |  |  |  | 62.08 | 1
| LCA | Big Creek/Ventura | 6 | Monthly System Peak Day | CAISO | 1-in-2 | 2022 | 8 |  |  |  | 62.9281 | 1
| LCA | Big Creek/Ventura | 6 | Monthly System Peak Day | CAISO | 1-in-2 | 2022 | 9 |  |  |  | 65.6652 | 1
| LCA | Big Creek/Ventura | 6 | Monthly System Peak Day | CAISO | 1-in-2 | 2022 | 10 |  |  |  | 70.0443 | 1
| LCA | Big Creek/Ventura | 6 | Monthly System Peak Day | CAISO | 1-in-2 | 2022 | 11 |  |  |  | 74.979 | 1
| LCA | Big Creek/Ventura | 6 | Monthly System Peak Day | CAISO | 1-in-2 | 2022 | 12 |  |  |  | 79.1838 | 1
| LCA | Big Creek/Ventura | 6 | Monthly System Peak Day | CAISO | 1-in-2 | 2022 | 13 |  |  |  | 82.6405 | 1
| LCA | Big Creek/Ventura | 6 | Monthly System Peak Day | CAISO | 1-in-2 | 2022 | 14 |  |  |  | 85.5533 | 1
| LCA | Big Creek/Ventura | 6 | Monthly System Peak Day | CAISO | 1-in-2 | 2022 | 15 |  |  |  | 87.3609 | 1
| LCA | Big Creek/Ventura | 6 | Monthly System Peak Day | CAISO | 1-in-2 | 2022 | 16 |  |  |  | 88.4405 | 1
| LCA | Big Creek/Ventura | 6 | Monthly System Peak Day | CAISO | 1-in-2 | 2022 | 17 |  |  |  | 88.541 | 1
| LCA | Big Creek/Ventura | 6 | Monthly System Peak Day | CAISO | 1-in-2 | 2022 | 18 |  |  |  | 87.4433 | 1
| LCA | Big Creek/Ventura | 6 | Monthly System Peak Day | CAISO | 1-in-2 | 2022 | 19 |  |  |  | 85.239 | 1
| LCA | Big Creek/Ventura | 6 | Monthly System Peak Day | CAISO | 1-in-2 | 2022 | 20 |  |  |  | 82.8581 | 1
| LCA | Big Creek/Ventura | 6 | Monthly System Peak Day | CAISO | 1-in-2 | 2022 | 21 |  |  |  | 79.0467 | 1
| LCA | Big Creek/Ventura | 6 | Monthly System Peak Day | CAISO | 1-in-2 | 2022 | 22 |  |  |  | 75.0452 | 1
| LCA | Big Creek/Ventura | 6 | Monthly System Peak Day | CAISO | 1-in-2 | 2022 | 23 |  |  |  | 72.0457 | 1
| LCA | Big Creek/Ventura | 6 | Monthly System Peak Day | CAISO | 1-in-2 | 2022 | 24 |  |  |  | 70.119 | 1
| LCA | Big Creek/Ventura | 7 | Average Weekday | CAISO | 1-in-2 | 2022 | 1 |  |  |  | 69.4643 | 1
| LCA | Big Creek/Ventura | 7 | Average Weekday | CAISO | 1-in-2 | 2022 | 2 |  |  |  | 68.4978 | 1
| LCA | Big Creek/Ventura | 7 | Average Weekday | CAISO | 1-in-2 | 2022 | 3 |  |  |  | 67.7258 | 1
| LCA | Big Creek/Ventura | 7 | Average Weekday | CAISO | 1-in-2 | 2022 | 4 |  |  |  | 67.0793 | 1
| LCA | Big Creek/Ventura | 7 | Average Weekday | CAISO | 1-in-2 | 2022 | 5 |  |  |  | 66.3097 | 1
| LCA | Big Creek/Ventura | 7 | Average Weekday | CAISO | 1-in-2 | 2022 | 6 |  |  |  | 65.6954 | 1
| LCA | Big Creek/Ventura | 7 | Average Weekday | CAISO | 1-in-2 | 2022 | 7 |  |  |  | 65.1253 | 1
| LCA | Big Creek/Ventura | 7 | Average Weekday | CAISO | 1-in-2 | 2022 | 8 |  |  |  | 65.3233 | 1
| LCA | Big Creek/Ventura | 7 | Average Weekday | CAISO | 1-in-2 | 2022 | 9 |  |  |  | 67.873 | 1
| LCA | Big Creek/Ventura | 7 | Average Weekday | CAISO | 1-in-2 | 2022 | 10 |  |  |  | 71.393 | 1
| LCA | Big Creek/Ventura | 7 | Average Weekday | CAISO | 1-in-2 | 2022 | 11 |  |  |  | 75.2097 | 1
| LCA | Big Creek/Ventura | 7 | Average Weekday | CAISO | 1-in-2 | 2022 | 12 |  |  |  | 78.9288 | 1
| LCA | Big Creek/Ventura | 7 | Average Weekday | CAISO | 1-in-2 | 2022 | 13 |  |  |  | 81.7619 | 1
| LCA | Big Creek/Ventura | 7 | Average Weekday | CAISO | 1-in-2 | 2022 | 14 |  |  |  | 83.9094 | 1
| LCA | Big Creek/Ventura | 7 | Average Weekday | CAISO | 1-in-2 | 2022 | 15 |  |  |  | 85.285 | 1
| LCA | Big Creek/Ventura | 7 | Average Weekday | CAISO | 1-in-2 | 2022 | 16 |  |  |  | 85.8065 | 1
| LCA | Big Creek/Ventura | 7 | Average Weekday | CAISO | 1-in-2 | 2022 | 17 |  |  |  | 85.5142 | 1
| LCA | Big Creek/Ventura | 7 | Average Weekday | CAISO | 1-in-2 | 2022 | 18 |  |  |  | 84.6145 | 1
| LCA | Big Creek/Ventura | 7 | Average Weekday | CAISO | 1-in-2 | 2022 | 19 |  |  |  | 83.0359 | 1
| LCA | Big Creek/Ventura | 7 | Average Weekday | CAISO | 1-in-2 | 2022 | 20 |  |  |  | 80.7123 | 1
| LCA | Big Creek/Ventura | 7 | Average Weekday | CAISO | 1-in-2 | 2022 | 21 |  |  |  | 77.5898 | 1
| LCA | Big Creek/Ventura | 7 | Average Weekday | CAISO | 1-in-2 | 2022 | 22 |  |  |  | 74.1539 | 1
| LCA | Big Creek/Ventura | 7 | Average Weekday | CAISO | 1-in-2 | 2022 | 23 |  |  |  | 71.9988 | 1
| LCA | Big Creek/Ventura | 7 | Average Weekday | CAISO | 1-in-2 | 2022 | 24 |  |  |  | 70.3567 | 1
| LCA | Big Creek/Ventura | 7 | Monthly System Peak Day | CAISO | 1-in-2 | 2022 | 1 |  |  |  | 74.2514 | 1
| LCA | Big Creek/Ventura | 7 | Monthly System Peak Day | CAISO | 1-in-2 | 2022 | 2 |  |  |  | 73.0786 | 1
| LCA | Big Creek/Ventura | 7 | Monthly System Peak Day | CAISO | 1-in-2 | 2022 | 3 |  |  |  | 71.9005 | 1
| LCA | Big Creek/Ventura | 7 | Monthly System Peak Day | CAISO | 1-in-2 | 2022 | 4 |  |  |  | 70.4452 | 1
| LCA | Big Creek/Ventura | 7 | Monthly System Peak Day | CAISO | 1-in-2 | 2022 | 5 |  |  |  | 70.3214 | 1
| LCA | Big Creek/Ventura | 7 | Monthly System Peak Day | CAISO | 1-in-2 | 2022 | 6 |  |  |  | 69.5486 | 1
| LCA | Big Creek/Ventura | 7 | Monthly System Peak Day | CAISO | 1-in-2 | 2022 | 7 |  |  |  | 68.7852 | 1
| LCA | Big Creek/Ventura | 7 | Monthly System Peak Day | CAISO | 1-in-2 | 2022 | 8 |  |  |  | 69.2686 | 1
| LCA | Big Creek/Ventura | 7 | Monthly System Peak Day | CAISO | 1-in-2 | 2022 | 9 |  |  |  | 73.0962 | 1
| LCA | Big Creek/Ventura | 7 | Monthly System Peak Day | CAISO | 1-in-2 | 2022 | 10 |  |  |  | 77.7648 | 1
| LCA | Big Creek/Ventura | 7 | Monthly System Peak Day | CAISO | 1-in-2 | 2022 | 11 |  |  |  | 82.3048 | 1
| LCA | Big Creek/Ventura | 7 | Monthly System Peak Day | CAISO | 1-in-2 | 2022 | 12 |  |  |  | 85.6905 | 1
| LCA | Big Creek/Ventura | 7 | Monthly System Peak Day | CAISO | 1-in-2 | 2022 | 13 |  |  |  | 89.2857 | 1
| LCA | Big Creek/Ventura | 7 | Monthly System Peak Day | CAISO | 1-in-2 | 2022 | 14 |  |  |  | 91.6524 | 1
| LCA | Big Creek/Ventura | 7 | Monthly System Peak Day | CAISO | 1-in-2 | 2022 | 15 |  |  |  | 93.4714 | 1
| LCA | Big Creek/Ventura | 7 | Monthly System Peak Day | CAISO | 1-in-2 | 2022 | 16 |  |  |  | 93.6667 | 1
| LCA | Big Creek/Ventura | 7 | Monthly System Peak Day | CAISO | 1-in-2 | 2022 | 17 |  |  |  | 93.2524 | 1
| LCA | Big Creek/Ventura | 7 | Monthly System Peak Day | CAISO | 1-in-2 | 2022 | 18 |  |  |  | 92.2714 | 1
| LCA | Big Creek/Ventura | 7 | Monthly System Peak Day | CAISO | 1-in-2 | 2022 | 19 |  |  |  | 90.5381 | 1
| LCA | Big Creek/Ventura | 7 | Monthly System Peak Day | CAISO | 1-in-2 | 2022 | 20 |  |  |  | 86.6533 | 1
| LCA | Big Creek/Ventura | 7 | Monthly System Peak Day | CAISO | 1-in-2 | 2022 | 21 |  |  |  | 82.6648 | 1
| LCA | Big Creek/Ventura | 7 | Monthly System Peak Day | CAISO | 1-in-2 | 2022 | 22 |  |  |  | 79.97 | 1
| LCA | Big Creek/Ventura | 7 | Monthly System Peak Day | CAISO | 1-in-2 | 2022 | 23 |  |  |  | 78.5157 | 1
| LCA | Big Creek/Ventura | 7 | Monthly System Peak Day | CAISO | 1-in-2 | 2022 | 24 |  |  |  | 77.2367 | 1
| LCA | Big Creek/Ventura | 8 | Average Weekday | CAISO | 1-in-2 | 2022 | 1 |  |  |  | 68.5607 | 1
| LCA | Big Creek/Ventura | 8 | Average Weekday | CAISO | 1-in-2 | 2022 | 2 |  |  |  | 67.4839 | 1
| LCA | Big Creek/Ventura | 8 | Average Weekday | CAISO | 1-in-2 | 2022 | 3 |  |  |  | 66.611 | 1
| LCA | Big Creek/Ventura | 8 | Average Weekday | CAISO | 1-in-2 | 2022 | 4 |  |  |  | 65.9349 | 1
| LCA | Big Creek/Ventura | 8 | Average Weekday | CAISO | 1-in-2 | 2022 | 5 |  |  |  | 65.135 | 1
| LCA | Big Creek/Ventura | 8 | Average Weekday | CAISO | 1-in-2 | 2022 | 6 |  |  |  | 64.4324 | 1
| LCA | Big Creek/Ventura | 8 | Average Weekday | CAISO | 1-in-2 | 2022 | 7 |  |  |  | 63.728 | 1
| LCA | Big Creek/Ventura | 8 | Average Weekday | CAISO | 1-in-2 | 2022 | 8 |  |  |  | 63.4395 | 1
| LCA | Big Creek/Ventura | 8 | Average Weekday | CAISO | 1-in-2 | 2022 | 9 |  |  |  | 65.4503 | 1
| LCA | Big Creek/Ventura | 8 | Average Weekday | CAISO | 1-in-2 | 2022 | 10 |  |  |  | 69.565 | 1
| LCA | Big Creek/Ventura | 8 | Average Weekday | CAISO | 1-in-2 | 2022 | 11 |  |  |  | 74.1577 | 1
| LCA | Big Creek/Ventura | 8 | Average Weekday | CAISO | 1-in-2 | 2022 | 12 |  |  |  | 78.4984 | 1
| LCA | Big Creek/Ventura | 8 | Average Weekday | CAISO | 1-in-2 | 2022 | 13 |  |  |  | 82.0149 | 1
| LCA | Big Creek/Ventura | 8 | Average Weekday | CAISO | 1-in-2 | 2022 | 14 |  |  |  | 84.482 | 1
| LCA | Big Creek/Ventura | 8 | Average Weekday | CAISO | 1-in-2 | 2022 | 15 |  |  |  | 86.0614 | 1
| LCA | Big Creek/Ventura | 8 | Average Weekday | CAISO | 1-in-2 | 2022 | 16 |  |  |  | 86.7089 | 1
| LCA | Big Creek/Ventura | 8 | Average Weekday | CAISO | 1-in-2 | 2022 | 17 |  |  |  | 86.5178 | 1
| LCA | Big Creek/Ventura | 8 | Average Weekday | CAISO | 1-in-2 | 2022 | 18 |  |  |  | 85.4085 | 1
| LCA | Big Creek/Ventura | 8 | Average Weekday | CAISO | 1-in-2 | 2022 | 19 |  |  |  | 83.4928 | 1
| LCA | Big Creek/Ventura | 8 | Average Weekday | CAISO | 1-in-2 | 2022 | 20 |  |  |  | 80.6841 | 1
| LCA | Big Creek/Ventura | 8 | Average Weekday | CAISO | 1-in-2 | 2022 | 21 |  |  |  | 77.0404 | 1
| LCA | Big Creek/Ventura | 8 | Average Weekday | CAISO | 1-in-2 | 2022 | 22 |  |  |  | 73.9348 | 1
| LCA | Big Creek/Ventura | 8 | Average Weekday | CAISO | 1-in-2 | 2022 | 23 |  |  |  | 71.6836 | 1
| LCA | Big Creek/Ventura | 8 | Average Weekday | CAISO | 1-in-2 | 2022 | 24 |  |  |  | 69.9212 | 1
| LCA | Big Creek/Ventura | 8 | Monthly System Peak Day | CAISO | 1-in-2 | 2022 | 1 |  |  |  | 77.0952 | 1
| LCA | Big Creek/Ventura | 8 | Monthly System Peak Day | CAISO | 1-in-2 | 2022 | 2 |  |  |  | 75.539 | 1
| LCA | Big Creek/Ventura | 8 | Monthly System Peak Day | CAISO | 1-in-2 | 2022 | 3 |  |  |  | 74.3243 | 1
| LCA | Big Creek/Ventura | 8 | Monthly System Peak Day | CAISO | 1-in-2 | 2022 | 4 |  |  |  | 73.5224 | 1
| LCA | Big Creek/Ventura | 8 | Monthly System Peak Day | CAISO | 1-in-2 | 2022 | 5 |  |  |  | 72.6252 | 1
| LCA | Big Creek/Ventura | 8 | Monthly System Peak Day | CAISO | 1-in-2 | 2022 | 6 |  |  |  | 71.8267 | 1
| LCA | Big Creek/Ventura | 8 | Monthly System Peak Day | CAISO | 1-in-2 | 2022 | 7 |  |  |  | 71.4014 | 1
| LCA | Big Creek/Ventura | 8 | Monthly System Peak Day | CAISO | 1-in-2 | 2022 | 8 |  |  |  | 70.9281 | 1
| LCA | Big Creek/Ventura | 8 | Monthly System Peak Day | CAISO | 1-in-2 | 2022 | 9 |  |  |  | 73.0971 | 1
| LCA | Big Creek/Ventura | 8 | Monthly System Peak Day | CAISO | 1-in-2 | 2022 | 10 |  |  |  | 77.6276 | 1
| LCA | Big Creek/Ventura | 8 | Monthly System Peak Day | CAISO | 1-in-2 | 2022 | 11 |  |  |  | 82.439 | 1
| LCA | Big Creek/Ventura | 8 | Monthly System Peak Day | CAISO | 1-in-2 | 2022 | 12 |  |  |  | 86.8714 | 1
| LCA | Big Creek/Ventura | 8 | Monthly System Peak Day | CAISO | 1-in-2 | 2022 | 13 |  |  |  | 90.5476 | 1
| LCA | Big Creek/Ventura | 8 | Monthly System Peak Day | CAISO | 1-in-2 | 2022 | 14 |  |  |  | 93.1333 | 1
| LCA | Big Creek/Ventura | 8 | Monthly System Peak Day | CAISO | 1-in-2 | 2022 | 15 |  |  |  | 94.5524 | 1
| LCA | Big Creek/Ventura | 8 | Monthly System Peak Day | CAISO | 1-in-2 | 2022 | 16 |  |  |  | 94.5333 | 1
| LCA | Big Creek/Ventura | 8 | Monthly System Peak Day | CAISO | 1-in-2 | 2022 | 17 |  |  |  | 94.0333 | 1
| LCA | Big Creek/Ventura | 8 | Monthly System Peak Day | CAISO | 1-in-2 | 2022 | 18 |  |  |  | 92.2952 | 1
| LCA | Big Creek/Ventura | 8 | Monthly System Peak Day | CAISO | 1-in-2 | 2022 | 19 |  |  |  | 90.1738 | 1
| LCA | Big Creek/Ventura | 8 | Monthly System Peak Day | CAISO | 1-in-2 | 2022 | 20 |  |  |  | 87.3733 | 1
| LCA | Big Creek/Ventura | 8 | Monthly System Peak Day | CAISO | 1-in-2 | 2022 | 21 |  |  |  | 84.2957 | 1
| LCA | Big Creek/Ventura | 8 | Monthly System Peak Day | CAISO | 1-in-2 | 2022 | 22 |  |  |  | 81.5457 | 1
| LCA | Big Creek/Ventura | 8 | Monthly System Peak Day | CAISO | 1-in-2 | 2022 | 23 |  |  |  | 79.5443 | 1
| LCA | Big Creek/Ventura | 8 | Monthly System Peak Day | CAISO | 1-in-2 | 2022 | 24 |  |  |  | 78.471 | 1
| LCA | Big Creek/Ventura | 8 | Typical Event Day | CAISO | 1-in-2 | 2022 | 1 |  |  |  | 73.9215 | 1
| LCA | Big Creek/Ventura | 8 | Typical Event Day | CAISO | 1-in-2 | 2022 | 2 |  |  |  | 72.5096 | 1
| LCA | Big Creek/Ventura | 8 | Typical Event Day | CAISO | 1-in-2 | 2022 | 3 |  |  |  | 71.2665 | 1
| LCA | Big Creek/Ventura | 8 | Typical Event Day | CAISO | 1-in-2 | 2022 | 4 |  |  |  | 70.1356 | 1
| LCA | Big Creek/Ventura | 8 | Typical Event Day | CAISO | 1-in-2 | 2022 | 5 |  |  |  | 69.2294 | 1
| LCA | Big Creek/Ventura | 8 | Typical Event Day | CAISO | 1-in-2 | 2022 | 6 |  |  |  | 68.2529 | 1
| LCA | Big Creek/Ventura | 8 | Typical Event Day | CAISO | 1-in-2 | 2022 | 7 |  |  |  | 67.792 | 1
| LCA | Big Creek/Ventura | 8 | Typical Event Day | CAISO | 1-in-2 | 2022 | 8 |  |  |  | 67.9421 | 1
| LCA | Big Creek/Ventura | 8 | Typical Event Day | CAISO | 1-in-2 | 2022 | 9 |  |  |  | 70.558 | 1
| LCA | Big Creek/Ventura | 8 | Typical Event Day | CAISO | 1-in-2 | 2022 | 10 |  |  |  | 75.1691 | 1
| LCA | Big Creek/Ventura | 8 | Typical Event Day | CAISO | 1-in-2 | 2022 | 11 |  |  |  | 80.3557 | 1
| LCA | Big Creek/Ventura | 8 | Typical Event Day | CAISO | 1-in-2 | 2022 | 12 |  |  |  | 84.7936 | 1
| LCA | Big Creek/Ventura | 8 | Typical Event Day | CAISO | 1-in-2 | 2022 | 13 |  |  |  | 88.3613 | 1
| LCA | Big Creek/Ventura | 8 | Typical Event Day | CAISO | 1-in-2 | 2022 | 14 |  |  |  | 90.9371 | 1
| LCA | Big Creek/Ventura | 8 | Typical Event Day | CAISO | 1-in-2 | 2022 | 15 |  |  |  | 92.5867 | 1
| LCA | Big Creek/Ventura | 8 | Typical Event Day | CAISO | 1-in-2 | 2022 | 16 |  |  |  | 93.1637 | 1
| LCA | Big Creek/Ventura | 8 | Typical Event Day | CAISO | 1-in-2 | 2022 | 17 |  |  |  | 92.9471 | 1
| LCA | Big Creek/Ventura | 8 | Typical Event Day | CAISO | 1-in-2 | 2022 | 18 |  |  |  | 91.6727 | 1
| LCA | Big Creek/Ventura | 8 | Typical Event Day | CAISO | 1-in-2 | 2022 | 19 |  |  |  | 89.8818 | 1
| LCA | Big Creek/Ventura | 8 | Typical Event Day | CAISO | 1-in-2 | 2022 | 20 |  |  |  | 87.0236 | 1
| LCA | Big Creek/Ventura | 8 | Typical Event Day | CAISO | 1-in-2 | 2022 | 21 |  |  |  | 83.2368 | 1
| LCA | Big Creek/Ventura | 8 | Typical Event Day | CAISO | 1-in-2 | 2022 | 22 |  |  |  | 80.2702 | 1
| LCA | Big Creek/Ventura | 8 | Typical Event Day | CAISO | 1-in-2 | 2022 | 23 |  |  |  | 78.1057 | 1
| LCA | Big Creek/Ventura | 8 | Typical Event Day | CAISO | 1-in-2 | 2022 | 24 |  |  |  | 76.5317 | 1
| LCA | Big Creek/Ventura | 9 | Average Weekday | CAISO | 1-in-2 | 2022 | 1 |  |  |  | 66.7839 | 1
| LCA | Big Creek/Ventura | 9 | Average Weekday | CAISO | 1-in-2 | 2022 | 2 |  |  |  | 65.6913 | 1
| LCA | Big Creek/Ventura | 9 | Average Weekday | CAISO | 1-in-2 | 2022 | 3 |  |  |  | 64.8078 | 1
| LCA | Big Creek/Ventura | 9 | Average Weekday | CAISO | 1-in-2 | 2022 | 4 |  |  |  | 63.8692 | 1
| LCA | Big Creek/Ventura | 9 | Average Weekday | CAISO | 1-in-2 | 2022 | 5 |  |  |  | 62.884 | 1
| LCA | Big Creek/Ventura | 9 | Average Weekday | CAISO | 1-in-2 | 2022 | 6 |  |  |  | 62.0609 | 1
| LCA | Big Creek/Ventura | 9 | Average Weekday | CAISO | 1-in-2 | 2022 | 7 |  |  |  | 61.582 | 1
| LCA | Big Creek/Ventura | 9 | Average Weekday | CAISO | 1-in-2 | 2022 | 8 |  |  |  | 61.1774 | 1
| LCA | Big Creek/Ventura | 9 | Average Weekday | CAISO | 1-in-2 | 2022 | 9 |  |  |  | 62.4949 | 1
| LCA | Big Creek/Ventura | 9 | Average Weekday | CAISO | 1-in-2 | 2022 | 10 |  |  |  | 66.4171 | 1
| LCA | Big Creek/Ventura | 9 | Average Weekday | CAISO | 1-in-2 | 2022 | 11 |  |  |  | 71.2324 | 1
| LCA | Big Creek/Ventura | 9 | Average Weekday | CAISO | 1-in-2 | 2022 | 12 |  |  |  | 76.103 | 1
| LCA | Big Creek/Ventura | 9 | Average Weekday | CAISO | 1-in-2 | 2022 | 13 |  |  |  | 79.9384 | 1
| LCA | Big Creek/Ventura | 9 | Average Weekday | CAISO | 1-in-2 | 2022 | 14 |  |  |  | 82.4978 | 1
| LCA | Big Creek/Ventura | 9 | Average Weekday | CAISO | 1-in-2 | 2022 | 15 |  |  |  | 83.8561 | 1
| LCA | Big Creek/Ventura | 9 | Average Weekday | CAISO | 1-in-2 | 2022 | 16 |  |  |  | 84.249 | 1
| LCA | Big Creek/Ventura | 9 | Average Weekday | CAISO | 1-in-2 | 2022 | 17 |  |  |  | 84.0341 | 1
| LCA | Big Creek/Ventura | 9 | Average Weekday | CAISO | 1-in-2 | 2022 | 18 |  |  |  | 82.9106 | 1
| LCA | Big Creek/Ventura | 9 | Average Weekday | CAISO | 1-in-2 | 2022 | 19 |  |  |  | 80.86 | 1
| LCA | Big Creek/Ventura | 9 | Average Weekday | CAISO | 1-in-2 | 2022 | 20 |  |  |  | 77.6636 | 1
| LCA | Big Creek/Ventura | 9 | Average Weekday | CAISO | 1-in-2 | 2022 | 21 |  |  |  | 73.7963 | 1
| LCA | Big Creek/Ventura | 9 | Average Weekday | CAISO | 1-in-2 | 2022 | 22 |  |  |  | 71.3797 | 1
| LCA | Big Creek/Ventura | 9 | Average Weekday | CAISO | 1-in-2 | 2022 | 23 |  |  |  | 69.5135 | 1
| LCA | Big Creek/Ventura | 9 | Average Weekday | CAISO | 1-in-2 | 2022 | 24 |  |  |  | 67.9625 | 1
| LCA | Big Creek/Ventura | 9 | Monthly System Peak Day | CAISO | 1-in-2 | 2022 | 1 |  |  |  | 75.5371 | 1
| LCA | Big Creek/Ventura | 9 | Monthly System Peak Day | CAISO | 1-in-2 | 2022 | 2 |  |  |  | 73.7705 | 1
| LCA | Big Creek/Ventura | 9 | Monthly System Peak Day | CAISO | 1-in-2 | 2022 | 3 |  |  |  | 72.6429 | 1
| LCA | Big Creek/Ventura | 9 | Monthly System Peak Day | CAISO | 1-in-2 | 2022 | 4 |  |  |  | 71.45 | 1
| LCA | Big Creek/Ventura | 9 | Monthly System Peak Day | CAISO | 1-in-2 | 2022 | 5 |  |  |  | 70.1624 | 1
| LCA | Big Creek/Ventura | 9 | Monthly System Peak Day | CAISO | 1-in-2 | 2022 | 6 |  |  |  | 69.091 | 1
| LCA | Big Creek/Ventura | 9 | Monthly System Peak Day | CAISO | 1-in-2 | 2022 | 7 |  |  |  | 68.9014 | 1
| LCA | Big Creek/Ventura | 9 | Monthly System Peak Day | CAISO | 1-in-2 | 2022 | 8 |  |  |  | 68.6438 | 1
| LCA | Big Creek/Ventura | 9 | Monthly System Peak Day | CAISO | 1-in-2 | 2022 | 9 |  |  |  | 70.3733 | 1
| LCA | Big Creek/Ventura | 9 | Monthly System Peak Day | CAISO | 1-in-2 | 2022 | 10 |  |  |  | 75.2395 | 1
| LCA | Big Creek/Ventura | 9 | Monthly System Peak Day | CAISO | 1-in-2 | 2022 | 11 |  |  |  | 81.7 | 1
| LCA | Big Creek/Ventura | 9 | Monthly System Peak Day | CAISO | 1-in-2 | 2022 | 12 |  |  |  | 87.4286 | 1
| LCA | Big Creek/Ventura | 9 | Monthly System Peak Day | CAISO | 1-in-2 | 2022 | 13 |  |  |  | 90.9714 | 1
| LCA | Big Creek/Ventura | 9 | Monthly System Peak Day | CAISO | 1-in-2 | 2022 | 14 |  |  |  | 93.4095 | 1
| LCA | Big Creek/Ventura | 9 | Monthly System Peak Day | CAISO | 1-in-2 | 2022 | 15 |  |  |  | 94.9619 | 1
| LCA | Big Creek/Ventura | 9 | Monthly System Peak Day | CAISO | 1-in-2 | 2022 | 16 |  |  |  | 96.0143 | 1
| LCA | Big Creek/Ventura | 9 | Monthly System Peak Day | CAISO | 1-in-2 | 2022 | 17 |  |  |  | 95.9619 | 1
| LCA | Big Creek/Ventura | 9 | Monthly System Peak Day | CAISO | 1-in-2 | 2022 | 18 |  |  |  | 94.681 | 1
| LCA | Big Creek/Ventura | 9 | Monthly System Peak Day | CAISO | 1-in-2 | 2022 | 19 |  |  |  | 93.5762 | 1
| LCA | Big Creek/Ventura | 9 | Monthly System Peak Day | CAISO | 1-in-2 | 2022 | 20 |  |  |  | 91.2095 | 1
| LCA | Big Creek/Ventura | 9 | Monthly System Peak Day | CAISO | 1-in-2 | 2022 | 21 |  |  |  | 86.94 | 1
| LCA | Big Creek/Ventura | 9 | Monthly System Peak Day | CAISO | 1-in-2 | 2022 | 22 |  |  |  | 84.52 | 1
| LCA | Big Creek/Ventura | 9 | Monthly System Peak Day | CAISO | 1-in-2 | 2022 | 23 |  |  |  | 82.3171 | 1
| LCA | Big Creek/Ventura | 9 | Monthly System Peak Day | CAISO | 1-in-2 | 2022 | 24 |  |  |  | 80.3 | 1
| LCA | Big Creek/Ventura | 10 | Average Weekday | CAISO | 1-in-2 | 2022 | 1 |  |  |  | 60.8434 | 1
| LCA | Big Creek/Ventura | 10 | Average Weekday | CAISO | 1-in-2 | 2022 | 2 |  |  |  | 59.8375 | 1
| LCA | Big Creek/Ventura | 10 | Average Weekday | CAISO | 1-in-2 | 2022 | 3 |  |  |  | 59.0909 | 1
| LCA | Big Creek/Ventura | 10 | Average Weekday | CAISO | 1-in-2 | 2022 | 4 |  |  |  | 58.2942 | 1
| LCA | Big Creek/Ventura | 10 | Average Weekday | CAISO | 1-in-2 | 2022 | 5 |  |  |  | 57.419 | 1
| LCA | Big Creek/Ventura | 10 | Average Weekday | CAISO | 1-in-2 | 2022 | 6 |  |  |  | 56.6993 | 1
| LCA | Big Creek/Ventura | 10 | Average Weekday | CAISO | 1-in-2 | 2022 | 7 |  |  |  | 56.1217 | 1
| LCA | Big Creek/Ventura | 10 | Average Weekday | CAISO | 1-in-2 | 2022 | 8 |  |  |  | 55.5776 | 1
| LCA | Big Creek/Ventura | 10 | Average Weekday | CAISO | 1-in-2 | 2022 | 9 |  |  |  | 55.8193 | 1
| LCA | Big Creek/Ventura | 10 | Average Weekday | CAISO | 1-in-2 | 2022 | 10 |  |  |  | 58.9899 | 1
| LCA | Big Creek/Ventura | 10 | Average Weekday | CAISO | 1-in-2 | 2022 | 11 |  |  |  | 63.5706 | 1
| LCA | Big Creek/Ventura | 10 | Average Weekday | CAISO | 1-in-2 | 2022 | 12 |  |  |  | 67.8169 | 1
| LCA | Big Creek/Ventura | 10 | Average Weekday | CAISO | 1-in-2 | 2022 | 13 |  |  |  | 71.2654 | 1
| LCA | Big Creek/Ventura | 10 | Average Weekday | CAISO | 1-in-2 | 2022 | 14 |  |  |  | 73.6774 | 1
| LCA | Big Creek/Ventura | 10 | Average Weekday | CAISO | 1-in-2 | 2022 | 15 |  |  |  | 75.1392 | 1
| LCA | Big Creek/Ventura | 10 | Average Weekday | CAISO | 1-in-2 | 2022 | 16 |  |  |  | 75.9602 | 1
| LCA | Big Creek/Ventura | 10 | Average Weekday | CAISO | 1-in-2 | 2022 | 17 |  |  |  | 75.9954 | 1
| LCA | Big Creek/Ventura | 10 | Average Weekday | CAISO | 1-in-2 | 2022 | 18 |  |  |  | 75.0633 | 1
| LCA | Big Creek/Ventura | 10 | Average Weekday | CAISO | 1-in-2 | 2022 | 19 |  |  |  | 72.8882 | 1
| LCA | Big Creek/Ventura | 10 | Average Weekday | CAISO | 1-in-2 | 2022 | 20 |  |  |  | 69.5432 | 1
| LCA | Big Creek/Ventura | 10 | Average Weekday | CAISO | 1-in-2 | 2022 | 21 |  |  |  | 66.7562 | 1
| LCA | Big Creek/Ventura | 10 | Average Weekday | CAISO | 1-in-2 | 2022 | 22 |  |  |  | 64.6155 | 1
| LCA | Big Creek/Ventura | 10 | Average Weekday | CAISO | 1-in-2 | 2022 | 23 |  |  |  | 63.02 | 1
| LCA | Big Creek/Ventura | 10 | Average Weekday | CAISO | 1-in-2 | 2022 | 24 |  |  |  | 61.6595 | 1
| LCA | Big Creek/Ventura | 10 | Monthly System Peak Day | CAISO | 1-in-2 | 2022 | 1 |  |  |  | 70.3724 | 1
| LCA | Big Creek/Ventura | 10 | Monthly System Peak Day | CAISO | 1-in-2 | 2022 | 2 |  |  |  | 68.7752 | 1
| LCA | Big Creek/Ventura | 10 | Monthly System Peak Day | CAISO | 1-in-2 | 2022 | 3 |  |  |  | 68.1667 | 1
| LCA | Big Creek/Ventura | 10 | Monthly System Peak Day | CAISO | 1-in-2 | 2022 | 4 |  |  |  | 67.3714 | 1
| LCA | Big Creek/Ventura | 10 | Monthly System Peak Day | CAISO | 1-in-2 | 2022 | 5 |  |  |  | 66.2724 | 1
| LCA | Big Creek/Ventura | 10 | Monthly System Peak Day | CAISO | 1-in-2 | 2022 | 6 |  |  |  | 65.4181 | 1
| LCA | Big Creek/Ventura | 10 | Monthly System Peak Day | CAISO | 1-in-2 | 2022 | 7 |  |  |  | 64.5505 | 1
| LCA | Big Creek/Ventura | 10 | Monthly System Peak Day | CAISO | 1-in-2 | 2022 | 8 |  |  |  | 63.6129 | 1
| LCA | Big Creek/Ventura | 10 | Monthly System Peak Day | CAISO | 1-in-2 | 2022 | 9 |  |  |  | 64.209 | 1
| LCA | Big Creek/Ventura | 10 | Monthly System Peak Day | CAISO | 1-in-2 | 2022 | 10 |  |  |  | 68.4124 | 1
| LCA | Big Creek/Ventura | 10 | Monthly System Peak Day | CAISO | 1-in-2 | 2022 | 11 |  |  |  | 74.0362 | 1
| LCA | Big Creek/Ventura | 10 | Monthly System Peak Day | CAISO | 1-in-2 | 2022 | 12 |  |  |  | 78.4271 | 1
| LCA | Big Creek/Ventura | 10 | Monthly System Peak Day | CAISO | 1-in-2 | 2022 | 13 |  |  |  | 82.5467 | 1
| LCA | Big Creek/Ventura | 10 | Monthly System Peak Day | CAISO | 1-in-2 | 2022 | 14 |  |  |  | 85.2333 | 1
| LCA | Big Creek/Ventura | 10 | Monthly System Peak Day | CAISO | 1-in-2 | 2022 | 15 |  |  |  | 86.8381 | 1
| LCA | Big Creek/Ventura | 10 | Monthly System Peak Day | CAISO | 1-in-2 | 2022 | 16 |  |  |  | 88.1286 | 1
| LCA | Big Creek/Ventura | 10 | Monthly System Peak Day | CAISO | 1-in-2 | 2022 | 17 |  |  |  | 89.1 | 1
| LCA | Big Creek/Ventura | 10 | Monthly System Peak Day | CAISO | 1-in-2 | 2022 | 18 |  |  |  | 87.2762 | 1
| LCA | Big Creek/Ventura | 10 | Monthly System Peak Day | CAISO | 1-in-2 | 2022 | 19 |  |  |  | 83.4557 | 1
| LCA | Big Creek/Ventura | 10 | Monthly System Peak Day | CAISO | 1-in-2 | 2022 | 20 |  |  |  | 80.0338 | 1
| LCA | Big Creek/Ventura | 10 | Monthly System Peak Day | CAISO | 1-in-2 | 2022 | 21 |  |  |  | 77.1457 | 1
| LCA | Big Creek/Ventura | 10 | Monthly System Peak Day | CAISO | 1-in-2 | 2022 | 22 |  |  |  | 74.2176 | 1
| LCA | Big Creek/Ventura | 10 | Monthly System Peak Day | CAISO | 1-in-2 | 2022 | 23 |  |  |  | 72.6505 | 1
| LCA | Big Creek/Ventura | 10 | Monthly System Peak Day | CAISO | 1-in-2 | 2022 | 24 |  |  |  | 71.1971 | 1
| LCA | Big Creek/Ventura | 11 | Average Weekday | CAISO | 1-in-2 | 2022 | 1 |  |  |  | 52.54 | 1
| LCA | Big Creek/Ventura | 11 | Average Weekday | CAISO | 1-in-2 | 2022 | 2 |  |  |  | 51.7426 | 1
| LCA | Big Creek/Ventura | 11 | Average Weekday | CAISO | 1-in-2 | 2022 | 3 |  |  |  | 50.9718 | 1
| LCA | Big Creek/Ventura | 11 | Average Weekday | CAISO | 1-in-2 | 2022 | 4 |  |  |  | 50.2139 | 1
| LCA | Big Creek/Ventura | 11 | Average Weekday | CAISO | 1-in-2 | 2022 | 5 |  |  |  | 49.4629 | 1
| LCA | Big Creek/Ventura | 11 | Average Weekday | CAISO | 1-in-2 | 2022 | 6 |  |  |  | 49.0189 | 1
| LCA | Big Creek/Ventura | 11 | Average Weekday | CAISO | 1-in-2 | 2022 | 7 |  |  |  | 48.64 | 1
| LCA | Big Creek/Ventura | 11 | Average Weekday | CAISO | 1-in-2 | 2022 | 8 |  |  |  | 48.4897 | 1
| LCA | Big Creek/Ventura | 11 | Average Weekday | CAISO | 1-in-2 | 2022 | 9 |  |  |  | 49.884 | 1
| LCA | Big Creek/Ventura | 11 | Average Weekday | CAISO | 1-in-2 | 2022 | 10 |  |  |  | 53.8958 | 1
| LCA | Big Creek/Ventura | 11 | Average Weekday | CAISO | 1-in-2 | 2022 | 11 |  |  |  | 58.4709 | 1
| LCA | Big Creek/Ventura | 11 | Average Weekday | CAISO | 1-in-2 | 2022 | 12 |  |  |  | 62.3887 | 1
| LCA | Big Creek/Ventura | 11 | Average Weekday | CAISO | 1-in-2 | 2022 | 13 |  |  |  | 65.0413 | 1
| LCA | Big Creek/Ventura | 11 | Average Weekday | CAISO | 1-in-2 | 2022 | 14 |  |  |  | 66.6828 | 1
| LCA | Big Creek/Ventura | 11 | Average Weekday | CAISO | 1-in-2 | 2022 | 15 |  |  |  | 67.4684 | 1
| LCA | Big Creek/Ventura | 11 | Average Weekday | CAISO | 1-in-2 | 2022 | 16 |  |  |  | 67.519 | 1
| LCA | Big Creek/Ventura | 11 | Average Weekday | CAISO | 1-in-2 | 2022 | 17 |  |  |  | 66.6226 | 1
| LCA | Big Creek/Ventura | 11 | Average Weekday | CAISO | 1-in-2 | 2022 | 18 |  |  |  | 64.464 | 1
| LCA | Big Creek/Ventura | 11 | Average Weekday | CAISO | 1-in-2 | 2022 | 19 |  |  |  | 61.6494 | 1
| LCA | Big Creek/Ventura | 11 | Average Weekday | CAISO | 1-in-2 | 2022 | 20 |  |  |  | 59.1954 | 1
| LCA | Big Creek/Ventura | 11 | Average Weekday | CAISO | 1-in-2 | 2022 | 21 |  |  |  | 57.3101 | 1
| LCA | Big Creek/Ventura | 11 | Average Weekday | CAISO | 1-in-2 | 2022 | 22 |  |  |  | 55.7642 | 1
| LCA | Big Creek/Ventura | 11 | Average Weekday | CAISO | 1-in-2 | 2022 | 23 |  |  |  | 54.6103 | 1
| LCA | Big Creek/Ventura | 11 | Average Weekday | CAISO | 1-in-2 | 2022 | 24 |  |  |  | 53.5172 | 1
| LCA | Big Creek/Ventura | 11 | Monthly System Peak Day | CAISO | 1-in-2 | 2022 | 1 |  |  |  | 53.4857 | 1
| LCA | Big Creek/Ventura | 11 | Monthly System Peak Day | CAISO | 1-in-2 | 2022 | 2 |  |  |  | 51.9952 | 1
| LCA | Big Creek/Ventura | 11 | Monthly System Peak Day | CAISO | 1-in-2 | 2022 | 3 |  |  |  | 50.841 | 1
| LCA | Big Creek/Ventura | 11 | Monthly System Peak Day | CAISO | 1-in-2 | 2022 | 4 |  |  |  | 50.059 | 1
| LCA | Big Creek/Ventura | 11 | Monthly System Peak Day | CAISO | 1-in-2 | 2022 | 5 |  |  |  | 48.911 | 1
| LCA | Big Creek/Ventura | 11 | Monthly System Peak Day | CAISO | 1-in-2 | 2022 | 6 |  |  |  | 47.6843 | 1
| LCA | Big Creek/Ventura | 11 | Monthly System Peak Day | CAISO | 1-in-2 | 2022 | 7 |  |  |  | 46.791 | 1
| LCA | Big Creek/Ventura | 11 | Monthly System Peak Day | CAISO | 1-in-2 | 2022 | 8 |  |  |  | 46.7433 | 1
| LCA | Big Creek/Ventura | 11 | Monthly System Peak Day | CAISO | 1-in-2 | 2022 | 9 |  |  |  | 48.7419 | 1
| LCA | Big Creek/Ventura | 11 | Monthly System Peak Day | CAISO | 1-in-2 | 2022 | 10 |  |  |  | 55.1086 | 1
| LCA | Big Creek/Ventura | 11 | Monthly System Peak Day | CAISO | 1-in-2 | 2022 | 11 |  |  |  | 62.0286 | 1
| LCA | Big Creek/Ventura | 11 | Monthly System Peak Day | CAISO | 1-in-2 | 2022 | 12 |  |  |  | 68.22 | 1
| LCA | Big Creek/Ventura | 11 | Monthly System Peak Day | CAISO | 1-in-2 | 2022 | 13 |  |  |  | 70.8557 | 1
| LCA | Big Creek/Ventura | 11 | Monthly System Peak Day | CAISO | 1-in-2 | 2022 | 14 |  |  |  | 72.4329 | 1
| LCA | Big Creek/Ventura | 11 | Monthly System Peak Day | CAISO | 1-in-2 | 2022 | 15 |  |  |  | 73.1214 | 1
| LCA | Big Creek/Ventura | 11 | Monthly System Peak Day | CAISO | 1-in-2 | 2022 | 16 |  |  |  | 73.8448 | 1
| LCA | Big Creek/Ventura | 11 | Monthly System Peak Day | CAISO | 1-in-2 | 2022 | 17 |  |  |  | 73.469 | 1
| LCA | Big Creek/Ventura | 11 | Monthly System Peak Day | CAISO | 1-in-2 | 2022 | 18 |  |  |  | 71.5667 | 1
| LCA | Big Creek/Ventura | 11 | Monthly System Peak Day | CAISO | 1-in-2 | 2022 | 19 |  |  |  | 67.6243 | 1
| LCA | Big Creek/Ventura | 11 | Monthly System Peak Day | CAISO | 1-in-2 | 2022 | 20 |  |  |  | 64.119 | 1
| LCA | Big Creek/Ventura | 11 | Monthly System Peak Day | CAISO | 1-in-2 | 2022 | 21 |  |  |  | 62.0671 | 1
| LCA | Big Creek/Ventura | 11 | Monthly System Peak Day | CAISO | 1-in-2 | 2022 | 22 |  |  |  | 59.4895 | 1
| LCA | Big Creek/Ventura | 11 | Monthly System Peak Day | CAISO | 1-in-2 | 2022 | 23 |  |  |  | 57.2257 | 1
| LCA | Big Creek/Ventura | 11 | Monthly System Peak Day | CAISO | 1-in-2 | 2022 | 24 |  |  |  | 54.9795 | 1
| LCA | Big Creek/Ventura | 12 | Average Weekday | CAISO | 1-in-2 | 2022 | 1 |  |  |  | 46.0924 | 1
| LCA | Big Creek/Ventura | 12 | Average Weekday | CAISO | 1-in-2 | 2022 | 2 |  |  |  | 45.3942 | 1
| LCA | Big Creek/Ventura | 12 | Average Weekday | CAISO | 1-in-2 | 2022 | 3 |  |  |  | 44.7195 | 1
| LCA | Big Creek/Ventura | 12 | Average Weekday | CAISO | 1-in-2 | 2022 | 4 |  |  |  | 44.2277 | 1
| LCA | Big Creek/Ventura | 12 | Average Weekday | CAISO | 1-in-2 | 2022 | 5 |  |  |  | 43.7586 | 1
| LCA | Big Creek/Ventura | 12 | Average Weekday | CAISO | 1-in-2 | 2022 | 6 |  |  |  | 43.3073 | 1
| LCA | Big Creek/Ventura | 12 | Average Weekday | CAISO | 1-in-2 | 2022 | 7 |  |  |  | 42.9805 | 1
| LCA | Big Creek/Ventura | 12 | Average Weekday | CAISO | 1-in-2 | 2022 | 8 |  |  |  | 42.8979 | 1
| LCA | Big Creek/Ventura | 12 | Average Weekday | CAISO | 1-in-2 | 2022 | 9 |  |  |  | 43.4107 | 1
| LCA | Big Creek/Ventura | 12 | Average Weekday | CAISO | 1-in-2 | 2022 | 10 |  |  |  | 46.7226 | 1
| LCA | Big Creek/Ventura | 12 | Average Weekday | CAISO | 1-in-2 | 2022 | 11 |  |  |  | 50.9977 | 1
| LCA | Big Creek/Ventura | 12 | Average Weekday | CAISO | 1-in-2 | 2022 | 12 |  |  |  | 54.4397 | 1
| LCA | Big Creek/Ventura | 12 | Average Weekday | CAISO | 1-in-2 | 2022 | 13 |  |  |  | 56.8555 | 1
| LCA | Big Creek/Ventura | 12 | Average Weekday | CAISO | 1-in-2 | 2022 | 14 |  |  |  | 58.3193 | 1
| LCA | Big Creek/Ventura | 12 | Average Weekday | CAISO | 1-in-2 | 2022 | 15 |  |  |  | 59.1014 | 1
| LCA | Big Creek/Ventura | 12 | Average Weekday | CAISO | 1-in-2 | 2022 | 16 |  |  |  | 59.3361 | 1
| LCA | Big Creek/Ventura | 12 | Average Weekday | CAISO | 1-in-2 | 2022 | 17 |  |  |  | 58.5952 | 1
| LCA | Big Creek/Ventura | 12 | Average Weekday | CAISO | 1-in-2 | 2022 | 18 |  |  |  | 56.5829 | 1
| LCA | Big Creek/Ventura | 12 | Average Weekday | CAISO | 1-in-2 | 2022 | 19 |  |  |  | 53.8158 | 1
| LCA | Big Creek/Ventura | 12 | Average Weekday | CAISO | 1-in-2 | 2022 | 20 |  |  |  | 51.6305 | 1
| LCA | Big Creek/Ventura | 12 | Average Weekday | CAISO | 1-in-2 | 2022 | 21 |  |  |  | 49.8392 | 1
| LCA | Big Creek/Ventura | 12 | Average Weekday | CAISO | 1-in-2 | 2022 | 22 |  |  |  | 48.5545 | 1
| LCA | Big Creek/Ventura | 12 | Average Weekday | CAISO | 1-in-2 | 2022 | 23 |  |  |  | 47.6048 | 1
| LCA | Big Creek/Ventura | 12 | Average Weekday | CAISO | 1-in-2 | 2022 | 24 |  |  |  | 46.6553 | 1
| LCA | Big Creek/Ventura | 12 | Monthly System Peak Day | CAISO | 1-in-2 | 2022 | 1 |  |  |  | 50.3681 | 1
| LCA | Big Creek/Ventura | 12 | Monthly System Peak Day | CAISO | 1-in-2 | 2022 | 2 |  |  |  | 49.1633 | 1
| LCA | Big Creek/Ventura | 12 | Monthly System Peak Day | CAISO | 1-in-2 | 2022 | 3 |  |  |  | 48.2429 | 1
| LCA | Big Creek/Ventura | 12 | Monthly System Peak Day | CAISO | 1-in-2 | 2022 | 4 |  |  |  | 47.6795 | 1
| LCA | Big Creek/Ventura | 12 | Monthly System Peak Day | CAISO | 1-in-2 | 2022 | 5 |  |  |  | 46.3633 | 1
| LCA | Big Creek/Ventura | 12 | Monthly System Peak Day | CAISO | 1-in-2 | 2022 | 6 |  |  |  | 45.8533 | 1
| LCA | Big Creek/Ventura | 12 | Monthly System Peak Day | CAISO | 1-in-2 | 2022 | 7 |  |  |  | 45.8514 | 1
| LCA | Big Creek/Ventura | 12 | Monthly System Peak Day | CAISO | 1-in-2 | 2022 | 8 |  |  |  | 45.5362 | 1
| LCA | Big Creek/Ventura | 12 | Monthly System Peak Day | CAISO | 1-in-2 | 2022 | 9 |  |  |  | 45.6833 | 1
| LCA | Big Creek/Ventura | 12 | Monthly System Peak Day | CAISO | 1-in-2 | 2022 | 10 |  |  |  | 48.7557 | 1
| LCA | Big Creek/Ventura | 12 | Monthly System Peak Day | CAISO | 1-in-2 | 2022 | 11 |  |  |  | 52.7467 | 1
| LCA | Big Creek/Ventura | 12 | Monthly System Peak Day | CAISO | 1-in-2 | 2022 | 12 |  |  |  | 56.7933 | 1
| LCA | Big Creek/Ventura | 12 | Monthly System Peak Day | CAISO | 1-in-2 | 2022 | 13 |  |  |  | 58.911 | 1
| LCA | Big Creek/Ventura | 12 | Monthly System Peak Day | CAISO | 1-in-2 | 2022 | 14 |  |  |  | 60.2629 | 1
| LCA | Big Creek/Ventura | 12 | Monthly System Peak Day | CAISO | 1-in-2 | 2022 | 15 |  |  |  | 60.9014 | 1
| LCA | Big Creek/Ventura | 12 | Monthly System Peak Day | CAISO | 1-in-2 | 2022 | 16 |  |  |  | 60.9843 | 1
| LCA | Big Creek/Ventura | 12 | Monthly System Peak Day | CAISO | 1-in-2 | 2022 | 17 |  |  |  | 59.5871 | 1
| LCA | Big Creek/Ventura | 12 | Monthly System Peak Day | CAISO | 1-in-2 | 2022 | 18 |  |  |  | 57.5076 | 1
| LCA | Big Creek/Ventura | 12 | Monthly System Peak Day | CAISO | 1-in-2 | 2022 | 19 |  |  |  | 54.5738 | 1
| LCA | Big Creek/Ventura | 12 | Monthly System Peak Day | CAISO | 1-in-2 | 2022 | 20 |  |  |  | 52.4662 | 1
| LCA | Big Creek/Ventura | 12 | Monthly System Peak Day | CAISO | 1-in-2 | 2022 | 21 |  |  |  | 51.0933 | 1
| LCA | Big Creek/Ventura | 12 | Monthly System Peak Day | CAISO | 1-in-2 | 2022 | 22 |  |  |  | 49.809 | 1
| LCA | Big Creek/Ventura | 12 | Monthly System Peak Day | CAISO | 1-in-2 | 2022 | 23 |  |  |  | 48.7514 | 1
| LCA | Big Creek/Ventura | 12 | Monthly System Peak Day | CAISO | 1-in-2 | 2022 | 24 |  |  |  | 47.1638 | 1
| LCA | Big Creek/Ventura | 1 | Average Weekday | CAISO | 1-in-2 | 2023 | 1 |  |  |  | 49.5342 | 1
| LCA | Big Creek/Ventura | 1 | Average Weekday | CAISO | 1-in-2 | 2023 | 2 |  |  |  | 48.6937 | 1
| LCA | Big Creek/Ventura | 1 | Average Weekday | CAISO | 1-in-2 | 2023 | 3 |  |  |  | 47.9033 | 1
| LCA | Big Creek/Ventura | 1 | Average Weekday | CAISO | 1-in-2 | 2023 | 4 |  |  |  | 47.1847 | 1
| LCA | Big Creek/Ventura | 1 | Average Weekday | CAISO | 1-in-2 | 2023 | 5 |  |  |  | 46.5416 | 1
| LCA | Big Creek/Ventura | 1 | Average Weekday | CAISO | 1-in-2 | 2023 | 6 |  |  |  | 45.9787 | 1
| LCA | Big Creek/Ventura | 1 | Average Weekday | CAISO | 1-in-2 | 2023 | 7 |  |  |  | 45.5331 | 1
| LCA | Big Creek/Ventura | 1 | Average Weekday | CAISO | 1-in-2 | 2023 | 8 |  |  |  | 45.3951 | 1
| LCA | Big Creek/Ventura | 1 | Average Weekday | CAISO | 1-in-2 | 2023 | 9 |  |  |  | 45.8961 | 1
| LCA | Big Creek/Ventura | 1 | Average Weekday | CAISO | 1-in-2 | 2023 | 10 |  |  |  | 49.4574 | 1
| LCA | Big Creek/Ventura | 1 | Average Weekday | CAISO | 1-in-2 | 2023 | 11 |  |  |  | 53.9957 | 1
| LCA | Big Creek/Ventura | 1 | Average Weekday | CAISO | 1-in-2 | 2023 | 12 |  |  |  | 57.9636 | 1
| LCA | Big Creek/Ventura | 1 | Average Weekday | CAISO | 1-in-2 | 2023 | 13 |  |  |  | 60.7648 | 1
| LCA | Big Creek/Ventura | 1 | Average Weekday | CAISO | 1-in-2 | 2023 | 14 |  |  |  | 62.6181 | 1
| LCA | Big Creek/Ventura | 1 | Average Weekday | CAISO | 1-in-2 | 2023 | 15 |  |  |  | 63.8047 | 1
| LCA | Big Creek/Ventura | 1 | Average Weekday | CAISO | 1-in-2 | 2023 | 16 |  |  |  | 64.2705 | 1
| LCA | Big Creek/Ventura | 1 | Average Weekday | CAISO | 1-in-2 | 2023 | 17 |  |  |  | 63.7646 | 1
| LCA | Big Creek/Ventura | 1 | Average Weekday | CAISO | 1-in-2 | 2023 | 18 |  |  |  | 62.0633 | 1
| LCA | Big Creek/Ventura | 1 | Average Weekday | CAISO | 1-in-2 | 2023 | 19 |  |  |  | 59.2455 | 1
| LCA | Big Creek/Ventura | 1 | Average Weekday | CAISO | 1-in-2 | 2023 | 20 |  |  |  | 56.8437 | 1
| LCA | Big Creek/Ventura | 1 | Average Weekday | CAISO | 1-in-2 | 2023 | 21 |  |  |  | 54.9221 | 1
| LCA | Big Creek/Ventura | 1 | Average Weekday | CAISO | 1-in-2 | 2023 | 22 |  |  |  | 53.2415 | 1
| LCA | Big Creek/Ventura | 1 | Average Weekday | CAISO | 1-in-2 | 2023 | 23 |  |  |  | 51.9811 | 1
| LCA | Big Creek/Ventura | 1 | Average Weekday | CAISO | 1-in-2 | 2023 | 24 |  |  |  | 51.0226 | 1
| LCA | Big Creek/Ventura | 1 | Monthly System Peak Day | CAISO | 1-in-2 | 2023 | 1 |  |  |  | 43.8848 | 1
| LCA | Big Creek/Ventura | 1 | Monthly System Peak Day | CAISO | 1-in-2 | 2023 | 2 |  |  |  | 42.5776 | 1
| LCA | Big Creek/Ventura | 1 | Monthly System Peak Day | CAISO | 1-in-2 | 2023 | 3 |  |  |  | 41.0357 | 1
| LCA | Big Creek/Ventura | 1 | Monthly System Peak Day | CAISO | 1-in-2 | 2023 | 4 |  |  |  | 40.0933 | 1
| LCA | Big Creek/Ventura | 1 | Monthly System Peak Day | CAISO | 1-in-2 | 2023 | 5 |  |  |  | 39.5233 | 1
| LCA | Big Creek/Ventura | 1 | Monthly System Peak Day | CAISO | 1-in-2 | 2023 | 6 |  |  |  | 39.2295 | 1
| LCA | Big Creek/Ventura | 1 | Monthly System Peak Day | CAISO | 1-in-2 | 2023 | 7 |  |  |  | 39.2295 | 1
| LCA | Big Creek/Ventura | 1 | Monthly System Peak Day | CAISO | 1-in-2 | 2023 | 8 |  |  |  | 39.6986 | 1
| LCA | Big Creek/Ventura | 1 | Monthly System Peak Day | CAISO | 1-in-2 | 2023 | 9 |  |  |  | 40.0724 | 1
| LCA | Big Creek/Ventura | 1 | Monthly System Peak Day | CAISO | 1-in-2 | 2023 | 10 |  |  |  | 42.7562 | 1
| LCA | Big Creek/Ventura | 1 | Monthly System Peak Day | CAISO | 1-in-2 | 2023 | 11 |  |  |  | 47.051 | 1
| LCA | Big Creek/Ventura | 1 | Monthly System Peak Day | CAISO | 1-in-2 | 2023 | 12 |  |  |  | 50.0129 | 1
| LCA | Big Creek/Ventura | 1 | Monthly System Peak Day | CAISO | 1-in-2 | 2023 | 13 |  |  |  | 50.501 | 1
| LCA | Big Creek/Ventura | 1 | Monthly System Peak Day | CAISO | 1-in-2 | 2023 | 14 |  |  |  | 51.2752 | 1
| LCA | Big Creek/Ventura | 1 | Monthly System Peak Day | CAISO | 1-in-2 | 2023 | 15 |  |  |  | 52.09 | 1
| LCA | Big Creek/Ventura | 1 | Monthly System Peak Day | CAISO | 1-in-2 | 2023 | 16 |  |  |  | 52.4529 | 1
| LCA | Big Creek/Ventura | 1 | Monthly System Peak Day | CAISO | 1-in-2 | 2023 | 17 |  |  |  | 52.7195 | 1
| LCA | Big Creek/Ventura | 1 | Monthly System Peak Day | CAISO | 1-in-2 | 2023 | 18 |  |  |  | 51.6867 | 1
| LCA | Big Creek/Ventura | 1 | Monthly System Peak Day | CAISO | 1-in-2 | 2023 | 19 |  |  |  | 49.5862 | 1
| LCA | Big Creek/Ventura | 1 | Monthly System Peak Day | CAISO | 1-in-2 | 2023 | 20 |  |  |  | 48.3276 | 1
| LCA | Big Creek/Ventura | 1 | Monthly System Peak Day | CAISO | 1-in-2 | 2023 | 21 |  |  |  | 47.0533 | 1
| LCA | Big Creek/Ventura | 1 | Monthly System Peak Day | CAISO | 1-in-2 | 2023 | 22 |  |  |  | 46.1652 | 1
| LCA | Big Creek/Ventura | 1 | Monthly System Peak Day | CAISO | 1-in-2 | 2023 | 23 |  |  |  | 45.7748 | 1
| LCA | Big Creek/Ventura | 1 | Monthly System Peak Day | CAISO | 1-in-2 | 2023 | 24 |  |  |  | 45.521 | 1
| LCA | Big Creek/Ventura | 2 | Average Weekday | CAISO | 1-in-2 | 2023 | 1 |  |  |  | 49.7471 | 1
| LCA | Big Creek/Ventura | 2 | Average Weekday | CAISO | 1-in-2 | 2023 | 2 |  |  |  | 48.8044 | 1
| LCA | Big Creek/Ventura | 2 | Average Weekday | CAISO | 1-in-2 | 2023 | 3 |  |  |  | 47.9669 | 1
| LCA | Big Creek/Ventura | 2 | Average Weekday | CAISO | 1-in-2 | 2023 | 4 |  |  |  | 47.3214 | 1
| LCA | Big Creek/Ventura | 2 | Average Weekday | CAISO | 1-in-2 | 2023 | 5 |  |  |  | 46.693 | 1
| LCA | Big Creek/Ventura | 2 | Average Weekday | CAISO | 1-in-2 | 2023 | 6 |  |  |  | 46.2062 | 1
| LCA | Big Creek/Ventura | 2 | Average Weekday | CAISO | 1-in-2 | 2023 | 7 |  |  |  | 45.7339 | 1
| LCA | Big Creek/Ventura | 2 | Average Weekday | CAISO | 1-in-2 | 2023 | 8 |  |  |  | 45.5057 | 1
| LCA | Big Creek/Ventura | 2 | Average Weekday | CAISO | 1-in-2 | 2023 | 9 |  |  |  | 46.7937 | 1
| LCA | Big Creek/Ventura | 2 | Average Weekday | CAISO | 1-in-2 | 2023 | 10 |  |  |  | 50.8853 | 1
| LCA | Big Creek/Ventura | 2 | Average Weekday | CAISO | 1-in-2 | 2023 | 11 |  |  |  | 55.3739 | 1
| LCA | Big Creek/Ventura | 2 | Average Weekday | CAISO | 1-in-2 | 2023 | 12 |  |  |  | 58.976 | 1
| LCA | Big Creek/Ventura | 2 | Average Weekday | CAISO | 1-in-2 | 2023 | 13 |  |  |  | 61.6118 | 1
| LCA | Big Creek/Ventura | 2 | Average Weekday | CAISO | 1-in-2 | 2023 | 14 |  |  |  | 63.0469 | 1
| LCA | Big Creek/Ventura | 2 | Average Weekday | CAISO | 1-in-2 | 2023 | 15 |  |  |  | 63.8701 | 1
| LCA | Big Creek/Ventura | 2 | Average Weekday | CAISO | 1-in-2 | 2023 | 16 |  |  |  | 64.3836 | 1
| LCA | Big Creek/Ventura | 2 | Average Weekday | CAISO | 1-in-2 | 2023 | 17 |  |  |  | 64.1195 | 1
| LCA | Big Creek/Ventura | 2 | Average Weekday | CAISO | 1-in-2 | 2023 | 18 |  |  |  | 62.8705 | 1
| LCA | Big Creek/Ventura | 2 | Average Weekday | CAISO | 1-in-2 | 2023 | 19 |  |  |  | 60.231 | 1
| LCA | Big Creek/Ventura | 2 | Average Weekday | CAISO | 1-in-2 | 2023 | 20 |  |  |  | 57.4089 | 1
| LCA | Big Creek/Ventura | 2 | Average Weekday | CAISO | 1-in-2 | 2023 | 21 |  |  |  | 55.3029 | 1
| LCA | Big Creek/Ventura | 2 | Average Weekday | CAISO | 1-in-2 | 2023 | 22 |  |  |  | 53.5561 | 1
| LCA | Big Creek/Ventura | 2 | Average Weekday | CAISO | 1-in-2 | 2023 | 23 |  |  |  | 52.2346 | 1
| LCA | Big Creek/Ventura | 2 | Average Weekday | CAISO | 1-in-2 | 2023 | 24 |  |  |  | 51.0608 | 1
| LCA | Big Creek/Ventura | 2 | Monthly System Peak Day | CAISO | 1-in-2 | 2023 | 1 |  |  |  | 41.2029 | 1
| LCA | Big Creek/Ventura | 2 | Monthly System Peak Day | CAISO | 1-in-2 | 2023 | 2 |  |  |  | 40.1505 | 1
| LCA | Big Creek/Ventura | 2 | Monthly System Peak Day | CAISO | 1-in-2 | 2023 | 3 |  |  |  | 39.6238 | 1
| LCA | Big Creek/Ventura | 2 | Monthly System Peak Day | CAISO | 1-in-2 | 2023 | 4 |  |  |  | 39.0433 | 1
| LCA | Big Creek/Ventura | 2 | Monthly System Peak Day | CAISO | 1-in-2 | 2023 | 5 |  |  |  | 38.2095 | 1
| LCA | Big Creek/Ventura | 2 | Monthly System Peak Day | CAISO | 1-in-2 | 2023 | 6 |  |  |  | 37.7305 | 1
| LCA | Big Creek/Ventura | 2 | Monthly System Peak Day | CAISO | 1-in-2 | 2023 | 7 |  |  |  | 37.5457 | 1
| LCA | Big Creek/Ventura | 2 | Monthly System Peak Day | CAISO | 1-in-2 | 2023 | 8 |  |  |  | 37.4543 | 1
| LCA | Big Creek/Ventura | 2 | Monthly System Peak Day | CAISO | 1-in-2 | 2023 | 9 |  |  |  | 38.8457 | 1
| LCA | Big Creek/Ventura | 2 | Monthly System Peak Day | CAISO | 1-in-2 | 2023 | 10 |  |  |  | 41.9462 | 1
| LCA | Big Creek/Ventura | 2 | Monthly System Peak Day | CAISO | 1-in-2 | 2023 | 11 |  |  |  | 45.271 | 1
| LCA | Big Creek/Ventura | 2 | Monthly System Peak Day | CAISO | 1-in-2 | 2023 | 12 |  |  |  | 48.1629 | 1
| LCA | Big Creek/Ventura | 2 | Monthly System Peak Day | CAISO | 1-in-2 | 2023 | 13 |  |  |  | 50.8633 | 1
| LCA | Big Creek/Ventura | 2 | Monthly System Peak Day | CAISO | 1-in-2 | 2023 | 14 |  |  |  | 52.6652 | 1
| LCA | Big Creek/Ventura | 2 | Monthly System Peak Day | CAISO | 1-in-2 | 2023 | 15 |  |  |  | 53.7552 | 1
| LCA | Big Creek/Ventura | 2 | Monthly System Peak Day | CAISO | 1-in-2 | 2023 | 16 |  |  |  | 54.6462 | 1
| LCA | Big Creek/Ventura | 2 | Monthly System Peak Day | CAISO | 1-in-2 | 2023 | 17 |  |  |  | 54.8867 | 1
| LCA | Big Creek/Ventura | 2 | Monthly System Peak Day | CAISO | 1-in-2 | 2023 | 18 |  |  |  | 53.3919 | 1
| LCA | Big Creek/Ventura | 2 | Monthly System Peak Day | CAISO | 1-in-2 | 2023 | 19 |  |  |  | 50.7876 | 1
| LCA | Big Creek/Ventura | 2 | Monthly System Peak Day | CAISO | 1-in-2 | 2023 | 20 |  |  |  | 48.3681 | 1
| LCA | Big Creek/Ventura | 2 | Monthly System Peak Day | CAISO | 1-in-2 | 2023 | 21 |  |  |  | 46.3952 | 1
| LCA | Big Creek/Ventura | 2 | Monthly System Peak Day | CAISO | 1-in-2 | 2023 | 22 |  |  |  | 44.9329 | 1
| LCA | Big Creek/Ventura | 2 | Monthly System Peak Day | CAISO | 1-in-2 | 2023 | 23 |  |  |  | 43.6771 | 1
| LCA | Big Creek/Ventura | 2 | Monthly System Peak Day | CAISO | 1-in-2 | 2023 | 24 |  |  |  | 42.6943 | 1
| LCA | Big Creek/Ventura | 3 | Average Weekday | CAISO | 1-in-2 | 2023 | 1 |  |  |  | 52.8595 | 1
| LCA | Big Creek/Ventura | 3 | Average Weekday | CAISO | 1-in-2 | 2023 | 2 |  |  |  | 51.8237 | 1
| LCA | Big Creek/Ventura | 3 | Average Weekday | CAISO | 1-in-2 | 2023 | 3 |  |  |  | 51.0006 | 1
| LCA | Big Creek/Ventura | 3 | Average Weekday | CAISO | 1-in-2 | 2023 | 4 |  |  |  | 50.2553 | 1
| LCA | Big Creek/Ventura | 3 | Average Weekday | CAISO | 1-in-2 | 2023 | 5 |  |  |  | 49.4158 | 1
| LCA | Big Creek/Ventura | 3 | Average Weekday | CAISO | 1-in-2 | 2023 | 6 |  |  |  | 48.5231 | 1
| LCA | Big Creek/Ventura | 3 | Average Weekday | CAISO | 1-in-2 | 2023 | 7 |  |  |  | 47.8837 | 1
| LCA | Big Creek/Ventura | 3 | Average Weekday | CAISO | 1-in-2 | 2023 | 8 |  |  |  | 47.5302 | 1
| LCA | Big Creek/Ventura | 3 | Average Weekday | CAISO | 1-in-2 | 2023 | 9 |  |  |  | 48.4112 | 1
| LCA | Big Creek/Ventura | 3 | Average Weekday | CAISO | 1-in-2 | 2023 | 10 |  |  |  | 51.877 | 1
| LCA | Big Creek/Ventura | 3 | Average Weekday | CAISO | 1-in-2 | 2023 | 11 |  |  |  | 56.0412 | 1
| LCA | Big Creek/Ventura | 3 | Average Weekday | CAISO | 1-in-2 | 2023 | 12 |  |  |  | 59.6138 | 1
| LCA | Big Creek/Ventura | 3 | Average Weekday | CAISO | 1-in-2 | 2023 | 13 |  |  |  | 62.2225 | 1
| LCA | Big Creek/Ventura | 3 | Average Weekday | CAISO | 1-in-2 | 2023 | 14 |  |  |  | 64.1572 | 1
| LCA | Big Creek/Ventura | 3 | Average Weekday | CAISO | 1-in-2 | 2023 | 15 |  |  |  | 65.3688 | 1
| LCA | Big Creek/Ventura | 3 | Average Weekday | CAISO | 1-in-2 | 2023 | 16 |  |  |  | 66.1061 | 1
| LCA | Big Creek/Ventura | 3 | Average Weekday | CAISO | 1-in-2 | 2023 | 17 |  |  |  | 66.2013 | 1
| LCA | Big Creek/Ventura | 3 | Average Weekday | CAISO | 1-in-2 | 2023 | 18 |  |  |  | 65.4538 | 1
| LCA | Big Creek/Ventura | 3 | Average Weekday | CAISO | 1-in-2 | 2023 | 19 |  |  |  | 63.896 | 1
| LCA | Big Creek/Ventura | 3 | Average Weekday | CAISO | 1-in-2 | 2023 | 20 |  |  |  | 61.5069 | 1
| LCA | Big Creek/Ventura | 3 | Average Weekday | CAISO | 1-in-2 | 2023 | 21 |  |  |  | 58.9205 | 1
| LCA | Big Creek/Ventura | 3 | Average Weekday | CAISO | 1-in-2 | 2023 | 22 |  |  |  | 56.9409 | 1
| LCA | Big Creek/Ventura | 3 | Average Weekday | CAISO | 1-in-2 | 2023 | 23 |  |  |  | 55.4416 | 1
| LCA | Big Creek/Ventura | 3 | Average Weekday | CAISO | 1-in-2 | 2023 | 24 |  |  |  | 54.2709 | 1
| LCA | Big Creek/Ventura | 3 | Monthly System Peak Day | CAISO | 1-in-2 | 2023 | 1 |  |  |  | 53.0719 | 1
| LCA | Big Creek/Ventura | 3 | Monthly System Peak Day | CAISO | 1-in-2 | 2023 | 2 |  |  |  | 52.0262 | 1
| LCA | Big Creek/Ventura | 3 | Monthly System Peak Day | CAISO | 1-in-2 | 2023 | 3 |  |  |  | 50.3457 | 1
| LCA | Big Creek/Ventura | 3 | Monthly System Peak Day | CAISO | 1-in-2 | 2023 | 4 |  |  |  | 49.54 | 1
| LCA | Big Creek/Ventura | 3 | Monthly System Peak Day | CAISO | 1-in-2 | 2023 | 5 |  |  |  | 47.9524 | 1
| LCA | Big Creek/Ventura | 3 | Monthly System Peak Day | CAISO | 1-in-2 | 2023 | 6 |  |  |  | 47.3219 | 1
| LCA | Big Creek/Ventura | 3 | Monthly System Peak Day | CAISO | 1-in-2 | 2023 | 7 |  |  |  | 46.961 | 1
| LCA | Big Creek/Ventura | 3 | Monthly System Peak Day | CAISO | 1-in-2 | 2023 | 8 |  |  |  | 46.3624 | 1
| LCA | Big Creek/Ventura | 3 | Monthly System Peak Day | CAISO | 1-in-2 | 2023 | 9 |  |  |  | 46.9714 | 1
| LCA | Big Creek/Ventura | 3 | Monthly System Peak Day | CAISO | 1-in-2 | 2023 | 10 |  |  |  | 50.4329 | 1
| LCA | Big Creek/Ventura | 3 | Monthly System Peak Day | CAISO | 1-in-2 | 2023 | 11 |  |  |  | 55.26 | 1
| LCA | Big Creek/Ventura | 3 | Monthly System Peak Day | CAISO | 1-in-2 | 2023 | 12 |  |  |  | 60.3743 | 1
| LCA | Big Creek/Ventura | 3 | Monthly System Peak Day | CAISO | 1-in-2 | 2023 | 13 |  |  |  | 64.0509 | 1
| LCA | Big Creek/Ventura | 3 | Monthly System Peak Day | CAISO | 1-in-2 | 2023 | 14 |  |  |  | 66.0724 | 1
| LCA | Big Creek/Ventura | 3 | Monthly System Peak Day | CAISO | 1-in-2 | 2023 | 15 |  |  |  | 67.0591 | 1
| LCA | Big Creek/Ventura | 3 | Monthly System Peak Day | CAISO | 1-in-2 | 2023 | 16 |  |  |  | 68.1805 | 1
| LCA | Big Creek/Ventura | 3 | Monthly System Peak Day | CAISO | 1-in-2 | 2023 | 17 |  |  |  | 68.899 | 1
| LCA | Big Creek/Ventura | 3 | Monthly System Peak Day | CAISO | 1-in-2 | 2023 | 18 |  |  |  | 68.5681 | 1
| LCA | Big Creek/Ventura | 3 | Monthly System Peak Day | CAISO | 1-in-2 | 2023 | 19 |  |  |  | 66.6652 | 1
| LCA | Big Creek/Ventura | 3 | Monthly System Peak Day | CAISO | 1-in-2 | 2023 | 20 |  |  |  | 63.8852 | 1
| LCA | Big Creek/Ventura | 3 | Monthly System Peak Day | CAISO | 1-in-2 | 2023 | 21 |  |  |  | 60.5138 | 1
| LCA | Big Creek/Ventura | 3 | Monthly System Peak Day | CAISO | 1-in-2 | 2023 | 22 |  |  |  | 58.1057 | 1
| LCA | Big Creek/Ventura | 3 | Monthly System Peak Day | CAISO | 1-in-2 | 2023 | 23 |  |  |  | 56.6171 | 1
| LCA | Big Creek/Ventura | 3 | Monthly System Peak Day | CAISO | 1-in-2 | 2023 | 24 |  |  |  | 55.8624 | 1
| LCA | Big Creek/Ventura | 4 | Average Weekday | CAISO | 1-in-2 | 2023 | 1 |  |  |  | 55.9472 | 1
| LCA | Big Creek/Ventura | 4 | Average Weekday | CAISO | 1-in-2 | 2023 | 2 |  |  |  | 54.863 | 1
| LCA | Big Creek/Ventura | 4 | Average Weekday | CAISO | 1-in-2 | 2023 | 3 |  |  |  | 53.8535 | 1
| LCA | Big Creek/Ventura | 4 | Average Weekday | CAISO | 1-in-2 | 2023 | 4 |  |  |  | 52.93 | 1
| LCA | Big Creek/Ventura | 4 | Average Weekday | CAISO | 1-in-2 | 2023 | 5 |  |  |  | 52.0399 | 1
| LCA | Big Creek/Ventura | 4 | Average Weekday | CAISO | 1-in-2 | 2023 | 6 |  |  |  | 51.4284 | 1
| LCA | Big Creek/Ventura | 4 | Average Weekday | CAISO | 1-in-2 | 2023 | 7 |  |  |  | 50.819 | 1
| LCA | Big Creek/Ventura | 4 | Average Weekday | CAISO | 1-in-2 | 2023 | 8 |  |  |  | 50.625 | 1
| LCA | Big Creek/Ventura | 4 | Average Weekday | CAISO | 1-in-2 | 2023 | 9 |  |  |  | 52.3582 | 1
| LCA | Big Creek/Ventura | 4 | Average Weekday | CAISO | 1-in-2 | 2023 | 10 |  |  |  | 55.8446 | 1
| LCA | Big Creek/Ventura | 4 | Average Weekday | CAISO | 1-in-2 | 2023 | 11 |  |  |  | 59.5545 | 1
| LCA | Big Creek/Ventura | 4 | Average Weekday | CAISO | 1-in-2 | 2023 | 12 |  |  |  | 62.8472 | 1
| LCA | Big Creek/Ventura | 4 | Average Weekday | CAISO | 1-in-2 | 2023 | 13 |  |  |  | 65.5091 | 1
| LCA | Big Creek/Ventura | 4 | Average Weekday | CAISO | 1-in-2 | 2023 | 14 |  |  |  | 67.5765 | 1
| LCA | Big Creek/Ventura | 4 | Average Weekday | CAISO | 1-in-2 | 2023 | 15 |  |  |  | 68.8958 | 1
| LCA | Big Creek/Ventura | 4 | Average Weekday | CAISO | 1-in-2 | 2023 | 16 |  |  |  | 69.4967 | 1
| LCA | Big Creek/Ventura | 4 | Average Weekday | CAISO | 1-in-2 | 2023 | 17 |  |  |  | 69.5101 | 1
| LCA | Big Creek/Ventura | 4 | Average Weekday | CAISO | 1-in-2 | 2023 | 18 |  |  |  | 68.7653 | 1
| LCA | Big Creek/Ventura | 4 | Average Weekday | CAISO | 1-in-2 | 2023 | 19 |  |  |  | 67.3382 | 1
| LCA | Big Creek/Ventura | 4 | Average Weekday | CAISO | 1-in-2 | 2023 | 20 |  |  |  | 65.1 | 1
| LCA | Big Creek/Ventura | 4 | Average Weekday | CAISO | 1-in-2 | 2023 | 21 |  |  |  | 62.108 | 1
| LCA | Big Creek/Ventura | 4 | Average Weekday | CAISO | 1-in-2 | 2023 | 22 |  |  |  | 59.8688 | 1
| LCA | Big Creek/Ventura | 4 | Average Weekday | CAISO | 1-in-2 | 2023 | 23 |  |  |  | 58.3519 | 1
| LCA | Big Creek/Ventura | 4 | Average Weekday | CAISO | 1-in-2 | 2023 | 24 |  |  |  | 57.0564 | 1
| LCA | Big Creek/Ventura | 4 | Monthly System Peak Day | CAISO | 1-in-2 | 2023 | 1 |  |  |  | 61.0129 | 1
| LCA | Big Creek/Ventura | 4 | Monthly System Peak Day | CAISO | 1-in-2 | 2023 | 2 |  |  |  | 59.2143 | 1
| LCA | Big Creek/Ventura | 4 | Monthly System Peak Day | CAISO | 1-in-2 | 2023 | 3 |  |  |  | 57.7443 | 1
| LCA | Big Creek/Ventura | 4 | Monthly System Peak Day | CAISO | 1-in-2 | 2023 | 4 |  |  |  | 56.4338 | 1
| LCA | Big Creek/Ventura | 4 | Monthly System Peak Day | CAISO | 1-in-2 | 2023 | 5 |  |  |  | 55.4138 | 1
| LCA | Big Creek/Ventura | 4 | Monthly System Peak Day | CAISO | 1-in-2 | 2023 | 6 |  |  |  | 54.2052 | 1
| LCA | Big Creek/Ventura | 4 | Monthly System Peak Day | CAISO | 1-in-2 | 2023 | 7 |  |  |  | 53.3943 | 1
| LCA | Big Creek/Ventura | 4 | Monthly System Peak Day | CAISO | 1-in-2 | 2023 | 8 |  |  |  | 53.4162 | 1
| LCA | Big Creek/Ventura | 4 | Monthly System Peak Day | CAISO | 1-in-2 | 2023 | 9 |  |  |  | 55.8205 | 1
| LCA | Big Creek/Ventura | 4 | Monthly System Peak Day | CAISO | 1-in-2 | 2023 | 10 |  |  |  | 60.5848 | 1
| LCA | Big Creek/Ventura | 4 | Monthly System Peak Day | CAISO | 1-in-2 | 2023 | 11 |  |  |  | 67.0171 | 1
| LCA | Big Creek/Ventura | 4 | Monthly System Peak Day | CAISO | 1-in-2 | 2023 | 12 |  |  |  | 72.6729 | 1
| LCA | Big Creek/Ventura | 4 | Monthly System Peak Day | CAISO | 1-in-2 | 2023 | 13 |  |  |  | 76.9319 | 1
| LCA | Big Creek/Ventura | 4 | Monthly System Peak Day | CAISO | 1-in-2 | 2023 | 14 |  |  |  | 79.931 | 1
| LCA | Big Creek/Ventura | 4 | Monthly System Peak Day | CAISO | 1-in-2 | 2023 | 15 |  |  |  | 81.9243 | 1
| LCA | Big Creek/Ventura | 4 | Monthly System Peak Day | CAISO | 1-in-2 | 2023 | 16 |  |  |  | 82.4314 | 1
| LCA | Big Creek/Ventura | 4 | Monthly System Peak Day | CAISO | 1-in-2 | 2023 | 17 |  |  |  | 82.6729 | 1
| LCA | Big Creek/Ventura | 4 | Monthly System Peak Day | CAISO | 1-in-2 | 2023 | 18 |  |  |  | 82.1267 | 1
| LCA | Big Creek/Ventura | 4 | Monthly System Peak Day | CAISO | 1-in-2 | 2023 | 19 |  |  |  | 80.6881 | 1
| LCA | Big Creek/Ventura | 4 | Monthly System Peak Day | CAISO | 1-in-2 | 2023 | 20 |  |  |  | 77.7867 | 1
| LCA | Big Creek/Ventura | 4 | Monthly System Peak Day | CAISO | 1-in-2 | 2023 | 21 |  |  |  | 72.969 | 1
| LCA | Big Creek/Ventura | 4 | Monthly System Peak Day | CAISO | 1-in-2 | 2023 | 22 |  |  |  | 68.779 | 1
| LCA | Big Creek/Ventura | 4 | Monthly System Peak Day | CAISO | 1-in-2 | 2023 | 23 |  |  |  | 65.969 | 1
| LCA | Big Creek/Ventura | 4 | Monthly System Peak Day | CAISO | 1-in-2 | 2023 | 24 |  |  |  | 63.951 | 1
| LCA | Big Creek/Ventura | 5 | Average Weekday | CAISO | 1-in-2 | 2023 | 1 |  |  |  | 59.9923 | 1
| LCA | Big Creek/Ventura | 5 | Average Weekday | CAISO | 1-in-2 | 2023 | 2 |  |  |  | 58.9604 | 1
| LCA | Big Creek/Ventura | 5 | Average Weekday | CAISO | 1-in-2 | 2023 | 3 |  |  |  | 58.0285 | 1
| LCA | Big Creek/Ventura | 5 | Average Weekday | CAISO | 1-in-2 | 2023 | 4 |  |  |  | 57.1772 | 1
| LCA | Big Creek/Ventura | 5 | Average Weekday | CAISO | 1-in-2 | 2023 | 5 |  |  |  | 56.5246 | 1
| LCA | Big Creek/Ventura | 5 | Average Weekday | CAISO | 1-in-2 | 2023 | 6 |  |  |  | 55.8549 | 1
| LCA | Big Creek/Ventura | 5 | Average Weekday | CAISO | 1-in-2 | 2023 | 7 |  |  |  | 55.2307 | 1
| LCA | Big Creek/Ventura | 5 | Average Weekday | CAISO | 1-in-2 | 2023 | 8 |  |  |  | 55.5515 | 1
| LCA | Big Creek/Ventura | 5 | Average Weekday | CAISO | 1-in-2 | 2023 | 9 |  |  |  | 58.2705 | 1
| LCA | Big Creek/Ventura | 5 | Average Weekday | CAISO | 1-in-2 | 2023 | 10 |  |  |  | 61.5484 | 1
| LCA | Big Creek/Ventura | 5 | Average Weekday | CAISO | 1-in-2 | 2023 | 11 |  |  |  | 64.8911 | 1
| LCA | Big Creek/Ventura | 5 | Average Weekday | CAISO | 1-in-2 | 2023 | 12 |  |  |  | 67.8559 | 1
| LCA | Big Creek/Ventura | 5 | Average Weekday | CAISO | 1-in-2 | 2023 | 13 |  |  |  | 70.274 | 1
| LCA | Big Creek/Ventura | 5 | Average Weekday | CAISO | 1-in-2 | 2023 | 14 |  |  |  | 72.0602 | 1
| LCA | Big Creek/Ventura | 5 | Average Weekday | CAISO | 1-in-2 | 2023 | 15 |  |  |  | 73.1902 | 1
| LCA | Big Creek/Ventura | 5 | Average Weekday | CAISO | 1-in-2 | 2023 | 16 |  |  |  | 73.6664 | 1
| LCA | Big Creek/Ventura | 5 | Average Weekday | CAISO | 1-in-2 | 2023 | 17 |  |  |  | 73.4822 | 1
| LCA | Big Creek/Ventura | 5 | Average Weekday | CAISO | 1-in-2 | 2023 | 18 |  |  |  | 72.7404 | 1
| LCA | Big Creek/Ventura | 5 | Average Weekday | CAISO | 1-in-2 | 2023 | 19 |  |  |  | 71.3964 | 1
| LCA | Big Creek/Ventura | 5 | Average Weekday | CAISO | 1-in-2 | 2023 | 20 |  |  |  | 69.2439 | 1
| LCA | Big Creek/Ventura | 5 | Average Weekday | CAISO | 1-in-2 | 2023 | 21 |  |  |  | 66.4425 | 1
| LCA | Big Creek/Ventura | 5 | Average Weekday | CAISO | 1-in-2 | 2023 | 22 |  |  |  | 63.8796 | 1
| LCA | Big Creek/Ventura | 5 | Average Weekday | CAISO | 1-in-2 | 2023 | 23 |  |  |  | 62.223 | 1
| LCA | Big Creek/Ventura | 5 | Average Weekday | CAISO | 1-in-2 | 2023 | 24 |  |  |  | 60.8978 | 1
| LCA | Big Creek/Ventura | 5 | Monthly System Peak Day | CAISO | 1-in-2 | 2023 | 1 |  |  |  | 66.6424 | 1
| LCA | Big Creek/Ventura | 5 | Monthly System Peak Day | CAISO | 1-in-2 | 2023 | 2 |  |  |  | 65.0781 | 1
| LCA | Big Creek/Ventura | 5 | Monthly System Peak Day | CAISO | 1-in-2 | 2023 | 3 |  |  |  | 63.9038 | 1
| LCA | Big Creek/Ventura | 5 | Monthly System Peak Day | CAISO | 1-in-2 | 2023 | 4 |  |  |  | 61.9876 | 1
| LCA | Big Creek/Ventura | 5 | Monthly System Peak Day | CAISO | 1-in-2 | 2023 | 5 |  |  |  | 60.6062 | 1
| LCA | Big Creek/Ventura | 5 | Monthly System Peak Day | CAISO | 1-in-2 | 2023 | 6 |  |  |  | 59.9133 | 1
| LCA | Big Creek/Ventura | 5 | Monthly System Peak Day | CAISO | 1-in-2 | 2023 | 7 |  |  |  | 59.5448 | 1
| LCA | Big Creek/Ventura | 5 | Monthly System Peak Day | CAISO | 1-in-2 | 2023 | 8 |  |  |  | 59.6538 | 1
| LCA | Big Creek/Ventura | 5 | Monthly System Peak Day | CAISO | 1-in-2 | 2023 | 9 |  |  |  | 61.3857 | 1
| LCA | Big Creek/Ventura | 5 | Monthly System Peak Day | CAISO | 1-in-2 | 2023 | 10 |  |  |  | 65.8257 | 1
| LCA | Big Creek/Ventura | 5 | Monthly System Peak Day | CAISO | 1-in-2 | 2023 | 11 |  |  |  | 70.9662 | 1
| LCA | Big Creek/Ventura | 5 | Monthly System Peak Day | CAISO | 1-in-2 | 2023 | 12 |  |  |  | 76.139 | 1
| LCA | Big Creek/Ventura | 5 | Monthly System Peak Day | CAISO | 1-in-2 | 2023 | 13 |  |  |  | 79.6881 | 1
| LCA | Big Creek/Ventura | 5 | Monthly System Peak Day | CAISO | 1-in-2 | 2023 | 14 |  |  |  | 82.2152 | 1
| LCA | Big Creek/Ventura | 5 | Monthly System Peak Day | CAISO | 1-in-2 | 2023 | 15 |  |  |  | 83.281 | 1
| LCA | Big Creek/Ventura | 5 | Monthly System Peak Day | CAISO | 1-in-2 | 2023 | 16 |  |  |  | 83.4486 | 1
| LCA | Big Creek/Ventura | 5 | Monthly System Peak Day | CAISO | 1-in-2 | 2023 | 17 |  |  |  | 82.6714 | 1
| LCA | Big Creek/Ventura | 5 | Monthly System Peak Day | CAISO | 1-in-2 | 2023 | 18 |  |  |  | 81.8529 | 1
| LCA | Big Creek/Ventura | 5 | Monthly System Peak Day | CAISO | 1-in-2 | 2023 | 19 |  |  |  | 80.2819 | 1
| LCA | Big Creek/Ventura | 5 | Monthly System Peak Day | CAISO | 1-in-2 | 2023 | 20 |  |  |  | 77.2986 | 1
| LCA | Big Creek/Ventura | 5 | Monthly System Peak Day | CAISO | 1-in-2 | 2023 | 21 |  |  |  | 73.1795 | 1
| LCA | Big Creek/Ventura | 5 | Monthly System Peak Day | CAISO | 1-in-2 | 2023 | 22 |  |  |  | 69.6914 | 1
| LCA | Big Creek/Ventura | 5 | Monthly System Peak Day | CAISO | 1-in-2 | 2023 | 23 |  |  |  | 67.0338 | 1
| LCA | Big Creek/Ventura | 5 | Monthly System Peak Day | CAISO | 1-in-2 | 2023 | 24 |  |  |  | 65.1314 | 1
| LCA | Big Creek/Ventura | 6 | Average Weekday | CAISO | 1-in-2 | 2023 | 1 |  |  |  | 64.4446 | 1
| LCA | Big Creek/Ventura | 6 | Average Weekday | CAISO | 1-in-2 | 2023 | 2 |  |  |  | 63.2767 | 1
| LCA | Big Creek/Ventura | 6 | Average Weekday | CAISO | 1-in-2 | 2023 | 3 |  |  |  | 62.2793 | 1
| LCA | Big Creek/Ventura | 6 | Average Weekday | CAISO | 1-in-2 | 2023 | 4 |  |  |  | 61.464 | 1
| LCA | Big Creek/Ventura | 6 | Average Weekday | CAISO | 1-in-2 | 2023 | 5 |  |  |  | 60.9021 | 1
| LCA | Big Creek/Ventura | 6 | Average Weekday | CAISO | 1-in-2 | 2023 | 6 |  |  |  | 60.1695 | 1
| LCA | Big Creek/Ventura | 6 | Average Weekday | CAISO | 1-in-2 | 2023 | 7 |  |  |  | 59.5618 | 1
| LCA | Big Creek/Ventura | 6 | Average Weekday | CAISO | 1-in-2 | 2023 | 8 |  |  |  | 60.0648 | 1
| LCA | Big Creek/Ventura | 6 | Average Weekday | CAISO | 1-in-2 | 2023 | 9 |  |  |  | 63.0612 | 1
| LCA | Big Creek/Ventura | 6 | Average Weekday | CAISO | 1-in-2 | 2023 | 10 |  |  |  | 66.8253 | 1
| LCA | Big Creek/Ventura | 6 | Average Weekday | CAISO | 1-in-2 | 2023 | 11 |  |  |  | 70.5864 | 1
| LCA | Big Creek/Ventura | 6 | Average Weekday | CAISO | 1-in-2 | 2023 | 12 |  |  |  | 74.0185 | 1
| LCA | Big Creek/Ventura | 6 | Average Weekday | CAISO | 1-in-2 | 2023 | 13 |  |  |  | 76.855 | 1
| LCA | Big Creek/Ventura | 6 | Average Weekday | CAISO | 1-in-2 | 2023 | 14 |  |  |  | 79.0359 | 1
| LCA | Big Creek/Ventura | 6 | Average Weekday | CAISO | 1-in-2 | 2023 | 15 |  |  |  | 80.4934 | 1
| LCA | Big Creek/Ventura | 6 | Average Weekday | CAISO | 1-in-2 | 2023 | 16 |  |  |  | 81.064 | 1
| LCA | Big Creek/Ventura | 6 | Average Weekday | CAISO | 1-in-2 | 2023 | 17 |  |  |  | 80.9841 | 1
| LCA | Big Creek/Ventura | 6 | Average Weekday | CAISO | 1-in-2 | 2023 | 18 |  |  |  | 80.1426 | 1
| LCA | Big Creek/Ventura | 6 | Average Weekday | CAISO | 1-in-2 | 2023 | 19 |  |  |  | 78.6553 | 1
| LCA | Big Creek/Ventura | 6 | Average Weekday | CAISO | 1-in-2 | 2023 | 20 |  |  |  | 76.5709 | 1
| LCA | Big Creek/Ventura | 6 | Average Weekday | CAISO | 1-in-2 | 2023 | 21 |  |  |  | 73.5264 | 1
| LCA | Big Creek/Ventura | 6 | Average Weekday | CAISO | 1-in-2 | 2023 | 22 |  |  |  | 69.9663 | 1
| LCA | Big Creek/Ventura | 6 | Average Weekday | CAISO | 1-in-2 | 2023 | 23 |  |  |  | 67.6652 | 1
| LCA | Big Creek/Ventura | 6 | Average Weekday | CAISO | 1-in-2 | 2023 | 24 |  |  |  | 66.0613 | 1
| LCA | Big Creek/Ventura | 6 | Monthly System Peak Day | CAISO | 1-in-2 | 2023 | 1 |  |  |  | 68.8024 | 1
| LCA | Big Creek/Ventura | 6 | Monthly System Peak Day | CAISO | 1-in-2 | 2023 | 2 |  |  |  | 67.6505 | 1
| LCA | Big Creek/Ventura | 6 | Monthly System Peak Day | CAISO | 1-in-2 | 2023 | 3 |  |  |  | 66.1986 | 1
| LCA | Big Creek/Ventura | 6 | Monthly System Peak Day | CAISO | 1-in-2 | 2023 | 4 |  |  |  | 65.1248 | 1
| LCA | Big Creek/Ventura | 6 | Monthly System Peak Day | CAISO | 1-in-2 | 2023 | 5 |  |  |  | 63.8086 | 1
| LCA | Big Creek/Ventura | 6 | Monthly System Peak Day | CAISO | 1-in-2 | 2023 | 6 |  |  |  | 62.5452 | 1
| LCA | Big Creek/Ventura | 6 | Monthly System Peak Day | CAISO | 1-in-2 | 2023 | 7 |  |  |  | 62.08 | 1
| LCA | Big Creek/Ventura | 6 | Monthly System Peak Day | CAISO | 1-in-2 | 2023 | 8 |  |  |  | 62.9281 | 1
| LCA | Big Creek/Ventura | 6 | Monthly System Peak Day | CAISO | 1-in-2 | 2023 | 9 |  |  |  | 65.6652 | 1
| LCA | Big Creek/Ventura | 6 | Monthly System Peak Day | CAISO | 1-in-2 | 2023 | 10 |  |  |  | 70.0443 | 1
| LCA | Big Creek/Ventura | 6 | Monthly System Peak Day | CAISO | 1-in-2 | 2023 | 11 |  |  |  | 74.979 | 1
| LCA | Big Creek/Ventura | 6 | Monthly System Peak Day | CAISO | 1-in-2 | 2023 | 12 |  |  |  | 79.1838 | 1
| LCA | Big Creek/Ventura | 6 | Monthly System Peak Day | CAISO | 1-in-2 | 2023 | 13 |  |  |  | 82.6405 | 1
| LCA | Big Creek/Ventura | 6 | Monthly System Peak Day | CAISO | 1-in-2 | 2023 | 14 |  |  |  | 85.5533 | 1
| LCA | Big Creek/Ventura | 6 | Monthly System Peak Day | CAISO | 1-in-2 | 2023 | 15 |  |  |  | 87.3609 | 1
| LCA | Big Creek/Ventura | 6 | Monthly System Peak Day | CAISO | 1-in-2 | 2023 | 16 |  |  |  | 88.4405 | 1
| LCA | Big Creek/Ventura | 6 | Monthly System Peak Day | CAISO | 1-in-2 | 2023 | 17 |  |  |  | 88.541 | 1
| LCA | Big Creek/Ventura | 6 | Monthly System Peak Day | CAISO | 1-in-2 | 2023 | 18 |  |  |  | 87.4433 | 1
| LCA | Big Creek/Ventura | 6 | Monthly System Peak Day | CAISO | 1-in-2 | 2023 | 19 |  |  |  | 85.239 | 1
| LCA | Big Creek/Ventura | 6 | Monthly System Peak Day | CAISO | 1-in-2 | 2023 | 20 |  |  |  | 82.8581 | 1
| LCA | Big Creek/Ventura | 6 | Monthly System Peak Day | CAISO | 1-in-2 | 2023 | 21 |  |  |  | 79.0467 | 1
| LCA | Big Creek/Ventura | 6 | Monthly System Peak Day | CAISO | 1-in-2 | 2023 | 22 |  |  |  | 75.0452 | 1
| LCA | Big Creek/Ventura | 6 | Monthly System Peak Day | CAISO | 1-in-2 | 2023 | 23 |  |  |  | 72.0457 | 1
| LCA | Big Creek/Ventura | 6 | Monthly System Peak Day | CAISO | 1-in-2 | 2023 | 24 |  |  |  | 70.119 | 1
| LCA | Big Creek/Ventura | 7 | Average Weekday | CAISO | 1-in-2 | 2023 | 1 |  |  |  | 69.4643 | 1
| LCA | Big Creek/Ventura | 7 | Average Weekday | CAISO | 1-in-2 | 2023 | 2 |  |  |  | 68.4978 | 1
| LCA | Big Creek/Ventura | 7 | Average Weekday | CAISO | 1-in-2 | 2023 | 3 |  |  |  | 67.7258 | 1
| LCA | Big Creek/Ventura | 7 | Average Weekday | CAISO | 1-in-2 | 2023 | 4 |  |  |  | 67.0793 | 1
| LCA | Big Creek/Ventura | 7 | Average Weekday | CAISO | 1-in-2 | 2023 | 5 |  |  |  | 66.3097 | 1
| LCA | Big Creek/Ventura | 7 | Average Weekday | CAISO | 1-in-2 | 2023 | 6 |  |  |  | 65.6954 | 1
| LCA | Big Creek/Ventura | 7 | Average Weekday | CAISO | 1-in-2 | 2023 | 7 |  |  |  | 65.1253 | 1
| LCA | Big Creek/Ventura | 7 | Average Weekday | CAISO | 1-in-2 | 2023 | 8 |  |  |  | 65.3233 | 1
| LCA | Big Creek/Ventura | 7 | Average Weekday | CAISO | 1-in-2 | 2023 | 9 |  |  |  | 67.873 | 1
| LCA | Big Creek/Ventura | 7 | Average Weekday | CAISO | 1-in-2 | 2023 | 10 |  |  |  | 71.393 | 1
| LCA | Big Creek/Ventura | 7 | Average Weekday | CAISO | 1-in-2 | 2023 | 11 |  |  |  | 75.2097 | 1
| LCA | Big Creek/Ventura | 7 | Average Weekday | CAISO | 1-in-2 | 2023 | 12 |  |  |  | 78.9288 | 1
| LCA | Big Creek/Ventura | 7 | Average Weekday | CAISO | 1-in-2 | 2023 | 13 |  |  |  | 81.7619 | 1
| LCA | Big Creek/Ventura | 7 | Average Weekday | CAISO | 1-in-2 | 2023 | 14 |  |  |  | 83.9094 | 1
| LCA | Big Creek/Ventura | 7 | Average Weekday | CAISO | 1-in-2 | 2023 | 15 |  |  |  | 85.285 | 1
| LCA | Big Creek/Ventura | 7 | Average Weekday | CAISO | 1-in-2 | 2023 | 16 |  |  |  | 85.8065 | 1
| LCA | Big Creek/Ventura | 7 | Average Weekday | CAISO | 1-in-2 | 2023 | 17 |  |  |  | 85.5142 | 1
| LCA | Big Creek/Ventura | 7 | Average Weekday | CAISO | 1-in-2 | 2023 | 18 |  |  |  | 84.6145 | 1
| LCA | Big Creek/Ventura | 7 | Average Weekday | CAISO | 1-in-2 | 2023 | 19 |  |  |  | 83.0359 | 1
| LCA | Big Creek/Ventura | 7 | Average Weekday | CAISO | 1-in-2 | 2023 | 20 |  |  |  | 80.7123 | 1
| LCA | Big Creek/Ventura | 7 | Average Weekday | CAISO | 1-in-2 | 2023 | 21 |  |  |  | 77.5898 | 1
| LCA | Big Creek/Ventura | 7 | Average Weekday | CAISO | 1-in-2 | 2023 | 22 |  |  |  | 74.1539 | 1
| LCA | Big Creek/Ventura | 7 | Average Weekday | CAISO | 1-in-2 | 2023 | 23 |  |  |  | 71.9988 | 1
| LCA | Big Creek/Ventura | 7 | Average Weekday | CAISO | 1-in-2 | 2023 | 24 |  |  |  | 70.3567 | 1
| LCA | Big Creek/Ventura | 7 | Monthly System Peak Day | CAISO | 1-in-2 | 2023 | 1 |  |  |  | 74.2514 | 1
| LCA | Big Creek/Ventura | 7 | Monthly System Peak Day | CAISO | 1-in-2 | 2023 | 2 |  |  |  | 73.0786 | 1
| LCA | Big Creek/Ventura | 7 | Monthly System Peak Day | CAISO | 1-in-2 | 2023 | 3 |  |  |  | 71.9005 | 1
| LCA | Big Creek/Ventura | 7 | Monthly System Peak Day | CAISO | 1-in-2 | 2023 | 4 |  |  |  | 70.4452 | 1
| LCA | Big Creek/Ventura | 7 | Monthly System Peak Day | CAISO | 1-in-2 | 2023 | 5 |  |  |  | 70.3214 | 1
| LCA | Big Creek/Ventura | 7 | Monthly System Peak Day | CAISO | 1-in-2 | 2023 | 6 |  |  |  | 69.5486 | 1
| LCA | Big Creek/Ventura | 7 | Monthly System Peak Day | CAISO | 1-in-2 | 2023 | 7 |  |  |  | 68.7852 | 1
| LCA | Big Creek/Ventura | 7 | Monthly System Peak Day | CAISO | 1-in-2 | 2023 | 8 |  |  |  | 69.2686 | 1
| LCA | Big Creek/Ventura | 7 | Monthly System Peak Day | CAISO | 1-in-2 | 2023 | 9 |  |  |  | 73.0962 | 1
| LCA | Big Creek/Ventura | 7 | Monthly System Peak Day | CAISO | 1-in-2 | 2023 | 10 |  |  |  | 77.7648 | 1
| LCA | Big Creek/Ventura | 7 | Monthly System Peak Day | CAISO | 1-in-2 | 2023 | 11 |  |  |  | 82.3048 | 1
| LCA | Big Creek/Ventura | 7 | Monthly System Peak Day | CAISO | 1-in-2 | 2023 | 12 |  |  |  | 85.6905 | 1
| LCA | Big Creek/Ventura | 7 | Monthly System Peak Day | CAISO | 1-in-2 | 2023 | 13 |  |  |  | 89.2857 | 1
| LCA | Big Creek/Ventura | 7 | Monthly System Peak Day | CAISO | 1-in-2 | 2023 | 14 |  |  |  | 91.6524 | 1
| LCA | Big Creek/Ventura | 7 | Monthly System Peak Day | CAISO | 1-in-2 | 2023 | 15 |  |  |  | 93.4714 | 1
| LCA | Big Creek/Ventura | 7 | Monthly System Peak Day | CAISO | 1-in-2 | 2023 | 16 |  |  |  | 93.6667 | 1
| LCA | Big Creek/Ventura | 7 | Monthly System Peak Day | CAISO | 1-in-2 | 2023 | 17 |  |  |  | 93.2524 | 1
| LCA | Big Creek/Ventura | 7 | Monthly System Peak Day | CAISO | 1-in-2 | 2023 | 18 |  |  |  | 92.2714 | 1
| LCA | Big Creek/Ventura | 7 | Monthly System Peak Day | CAISO | 1-in-2 | 2023 | 19 |  |  |  | 90.5381 | 1
| LCA | Big Creek/Ventura | 7 | Monthly System Peak Day | CAISO | 1-in-2 | 2023 | 20 |  |  |  | 86.6533 | 1
| LCA | Big Creek/Ventura | 7 | Monthly System Peak Day | CAISO | 1-in-2 | 2023 | 21 |  |  |  | 82.6648 | 1
| LCA | Big Creek/Ventura | 7 | Monthly System Peak Day | CAISO | 1-in-2 | 2023 | 22 |  |  |  | 79.97 | 1
| LCA | Big Creek/Ventura | 7 | Monthly System Peak Day | CAISO | 1-in-2 | 2023 | 23 |  |  |  | 78.5157 | 1
| LCA | Big Creek/Ventura | 7 | Monthly System Peak Day | CAISO | 1-in-2 | 2023 | 24 |  |  |  | 77.2367 | 1
| LCA | Big Creek/Ventura | 8 | Average Weekday | CAISO | 1-in-2 | 2023 | 1 |  |  |  | 68.5607 | 1
| LCA | Big Creek/Ventura | 8 | Average Weekday | CAISO | 1-in-2 | 2023 | 2 |  |  |  | 67.4839 | 1
| LCA | Big Creek/Ventura | 8 | Average Weekday | CAISO | 1-in-2 | 2023 | 3 |  |  |  | 66.611 | 1
| LCA | Big Creek/Ventura | 8 | Average Weekday | CAISO | 1-in-2 | 2023 | 4 |  |  |  | 65.9349 | 1
| LCA | Big Creek/Ventura | 8 | Average Weekday | CAISO | 1-in-2 | 2023 | 5 |  |  |  | 65.135 | 1
| LCA | Big Creek/Ventura | 8 | Average Weekday | CAISO | 1-in-2 | 2023 | 6 |  |  |  | 64.4324 | 1
| LCA | Big Creek/Ventura | 8 | Average Weekday | CAISO | 1-in-2 | 2023 | 7 |  |  |  | 63.728 | 1
| LCA | Big Creek/Ventura | 8 | Average Weekday | CAISO | 1-in-2 | 2023 | 8 |  |  |  | 63.4395 | 1
| LCA | Big Creek/Ventura | 8 | Average Weekday | CAISO | 1-in-2 | 2023 | 9 |  |  |  | 65.4503 | 1
| LCA | Big Creek/Ventura | 8 | Average Weekday | CAISO | 1-in-2 | 2023 | 10 |  |  |  | 69.565 | 1
| LCA | Big Creek/Ventura | 8 | Average Weekday | CAISO | 1-in-2 | 2023 | 11 |  |  |  | 74.1577 | 1
| LCA | Big Creek/Ventura | 8 | Average Weekday | CAISO | 1-in-2 | 2023 | 12 |  |  |  | 78.4984 | 1
| LCA | Big Creek/Ventura | 8 | Average Weekday | CAISO | 1-in-2 | 2023 | 13 |  |  |  | 82.0149 | 1
| LCA | Big Creek/Ventura | 8 | Average Weekday | CAISO | 1-in-2 | 2023 | 14 |  |  |  | 84.482 | 1
| LCA | Big Creek/Ventura | 8 | Average Weekday | CAISO | 1-in-2 | 2023 | 15 |  |  |  | 86.0614 | 1
| LCA | Big Creek/Ventura | 8 | Average Weekday | CAISO | 1-in-2 | 2023 | 16 |  |  |  | 86.7089 | 1
| LCA | Big Creek/Ventura | 8 | Average Weekday | CAISO | 1-in-2 | 2023 | 17 |  |  |  | 86.5178 | 1
| LCA | Big Creek/Ventura | 8 | Average Weekday | CAISO | 1-in-2 | 2023 | 18 |  |  |  | 85.4085 | 1
| LCA | Big Creek/Ventura | 8 | Average Weekday | CAISO | 1-in-2 | 2023 | 19 |  |  |  | 83.4928 | 1
| LCA | Big Creek/Ventura | 8 | Average Weekday | CAISO | 1-in-2 | 2023 | 20 |  |  |  | 80.6841 | 1
| LCA | Big Creek/Ventura | 8 | Average Weekday | CAISO | 1-in-2 | 2023 | 21 |  |  |  | 77.0404 | 1
| LCA | Big Creek/Ventura | 8 | Average Weekday | CAISO | 1-in-2 | 2023 | 22 |  |  |  | 73.9348 | 1
| LCA | Big Creek/Ventura | 8 | Average Weekday | CAISO | 1-in-2 | 2023 | 23 |  |  |  | 71.6836 | 1
| LCA | Big Creek/Ventura | 8 | Average Weekday | CAISO | 1-in-2 | 2023 | 24 |  |  |  | 69.9212 | 1
| LCA | Big Creek/Ventura | 8 | Monthly System Peak Day | CAISO | 1-in-2 | 2023 | 1 |  |  |  | 77.0952 | 1
| LCA | Big Creek/Ventura | 8 | Monthly System Peak Day | CAISO | 1-in-2 | 2023 | 2 |  |  |  | 75.539 | 1
| LCA | Big Creek/Ventura | 8 | Monthly System Peak Day | CAISO | 1-in-2 | 2023 | 3 |  |  |  | 74.3243 | 1
| LCA | Big Creek/Ventura | 8 | Monthly System Peak Day | CAISO | 1-in-2 | 2023 | 4 |  |  |  | 73.5224 | 1
| LCA | Big Creek/Ventura | 8 | Monthly System Peak Day | CAISO | 1-in-2 | 2023 | 5 |  |  |  | 72.6252 | 1
| LCA | Big Creek/Ventura | 8 | Monthly System Peak Day | CAISO | 1-in-2 | 2023 | 6 |  |  |  | 71.8267 | 1
| LCA | Big Creek/Ventura | 8 | Monthly System Peak Day | CAISO | 1-in-2 | 2023 | 7 |  |  |  | 71.4014 | 1
| LCA | Big Creek/Ventura | 8 | Monthly System Peak Day | CAISO | 1-in-2 | 2023 | 8 |  |  |  | 70.9281 | 1
| LCA | Big Creek/Ventura | 8 | Monthly System Peak Day | CAISO | 1-in-2 | 2023 | 9 |  |  |  | 73.0971 | 1
| LCA | Big Creek/Ventura | 8 | Monthly System Peak Day | CAISO | 1-in-2 | 2023 | 10 |  |  |  | 77.6276 | 1
| LCA | Big Creek/Ventura | 8 | Monthly System Peak Day | CAISO | 1-in-2 | 2023 | 11 |  |  |  | 82.439 | 1
| LCA | Big Creek/Ventura | 8 | Monthly System Peak Day | CAISO | 1-in-2 | 2023 | 12 |  |  |  | 86.8714 | 1
| LCA | Big Creek/Ventura | 8 | Monthly System Peak Day | CAISO | 1-in-2 | 2023 | 13 |  |  |  | 90.5476 | 1
| LCA | Big Creek/Ventura | 8 | Monthly System Peak Day | CAISO | 1-in-2 | 2023 | 14 |  |  |  | 93.1333 | 1
| LCA | Big Creek/Ventura | 8 | Monthly System Peak Day | CAISO | 1-in-2 | 2023 | 15 |  |  |  | 94.5524 | 1
| LCA | Big Creek/Ventura | 8 | Monthly System Peak Day | CAISO | 1-in-2 | 2023 | 16 |  |  |  | 94.5333 | 1
| LCA | Big Creek/Ventura | 8 | Monthly System Peak Day | CAISO | 1-in-2 | 2023 | 17 |  |  |  | 94.0333 | 1
| LCA | Big Creek/Ventura | 8 | Monthly System Peak Day | CAISO | 1-in-2 | 2023 | 18 |  |  |  | 92.2952 | 1
| LCA | Big Creek/Ventura | 8 | Monthly System Peak Day | CAISO | 1-in-2 | 2023 | 19 |  |  |  | 90.1738 | 1
| LCA | Big Creek/Ventura | 8 | Monthly System Peak Day | CAISO | 1-in-2 | 2023 | 20 |  |  |  | 87.3733 | 1
| LCA | Big Creek/Ventura | 8 | Monthly System Peak Day | CAISO | 1-in-2 | 2023 | 21 |  |  |  | 84.2957 | 1
| LCA | Big Creek/Ventura | 8 | Monthly System Peak Day | CAISO | 1-in-2 | 2023 | 22 |  |  |  | 81.5457 | 1
| LCA | Big Creek/Ventura | 8 | Monthly System Peak Day | CAISO | 1-in-2 | 2023 | 23 |  |  |  | 79.5443 | 1
| LCA | Big Creek/Ventura | 8 | Monthly System Peak Day | CAISO | 1-in-2 | 2023 | 24 |  |  |  | 78.471 | 1
| LCA | Big Creek/Ventura | 8 | Typical Event Day | CAISO | 1-in-2 | 2023 | 1 |  |  |  | 73.9215 | 1
| LCA | Big Creek/Ventura | 8 | Typical Event Day | CAISO | 1-in-2 | 2023 | 2 |  |  |  | 72.5096 | 1
| LCA | Big Creek/Ventura | 8 | Typical Event Day | CAISO | 1-in-2 | 2023 | 3 |  |  |  | 71.2665 | 1
| LCA | Big Creek/Ventura | 8 | Typical Event Day | CAISO | 1-in-2 | 2023 | 4 |  |  |  | 70.1356 | 1
| LCA | Big Creek/Ventura | 8 | Typical Event Day | CAISO | 1-in-2 | 2023 | 5 |  |  |  | 69.2294 | 1
| LCA | Big Creek/Ventura | 8 | Typical Event Day | CAISO | 1-in-2 | 2023 | 6 |  |  |  | 68.2529 | 1
| LCA | Big Creek/Ventura | 8 | Typical Event Day | CAISO | 1-in-2 | 2023 | 7 |  |  |  | 67.792 | 1
| LCA | Big Creek/Ventura | 8 | Typical Event Day | CAISO | 1-in-2 | 2023 | 8 |  |  |  | 67.9421 | 1
| LCA | Big Creek/Ventura | 8 | Typical Event Day | CAISO | 1-in-2 | 2023 | 9 |  |  |  | 70.558 | 1
| LCA | Big Creek/Ventura | 8 | Typical Event Day | CAISO | 1-in-2 | 2023 | 10 |  |  |  | 75.1691 | 1
| LCA | Big Creek/Ventura | 8 | Typical Event Day | CAISO | 1-in-2 | 2023 | 11 |  |  |  | 80.3557 | 1
| LCA | Big Creek/Ventura | 8 | Typical Event Day | CAISO | 1-in-2 | 2023 | 12 |  |  |  | 84.7936 | 1
| LCA | Big Creek/Ventura | 8 | Typical Event Day | CAISO | 1-in-2 | 2023 | 13 |  |  |  | 88.3613 | 1
| LCA | Big Creek/Ventura | 8 | Typical Event Day | CAISO | 1-in-2 | 2023 | 14 |  |  |  | 90.9371 | 1
| LCA | Big Creek/Ventura | 8 | Typical Event Day | CAISO | 1-in-2 | 2023 | 15 |  |  |  | 92.5867 | 1
| LCA | Big Creek/Ventura | 8 | Typical Event Day | CAISO | 1-in-2 | 2023 | 16 |  |  |  | 93.1637 | 1
| LCA | Big Creek/Ventura | 8 | Typical Event Day | CAISO | 1-in-2 | 2023 | 17 |  |  |  | 92.9471 | 1
| LCA | Big Creek/Ventura | 8 | Typical Event Day | CAISO | 1-in-2 | 2023 | 18 |  |  |  | 91.6727 | 1
| LCA | Big Creek/Ventura | 8 | Typical Event Day | CAISO | 1-in-2 | 2023 | 19 |  |  |  | 89.8818 | 1
| LCA | Big Creek/Ventura | 8 | Typical Event Day | CAISO | 1-in-2 | 2023 | 20 |  |  |  | 87.0236 | 1
| LCA | Big Creek/Ventura | 8 | Typical Event Day | CAISO | 1-in-2 | 2023 | 21 |  |  |  | 83.2368 | 1
| LCA | Big Creek/Ventura | 8 | Typical Event Day | CAISO | 1-in-2 | 2023 | 22 |  |  |  | 80.2702 | 1
| LCA | Big Creek/Ventura | 8 | Typical Event Day | CAISO | 1-in-2 | 2023 | 23 |  |  |  | 78.1057 | 1
| LCA | Big Creek/Ventura | 8 | Typical Event Day | CAISO | 1-in-2 | 2023 | 24 |  |  |  | 76.5317 | 1
| LCA | Big Creek/Ventura | 9 | Average Weekday | CAISO | 1-in-2 | 2023 | 1 |  |  |  | 66.7839 | 1
| LCA | Big Creek/Ventura | 9 | Average Weekday | CAISO | 1-in-2 | 2023 | 2 |  |  |  | 65.6913 | 1
| LCA | Big Creek/Ventura | 9 | Average Weekday | CAISO | 1-in-2 | 2023 | 3 |  |  |  | 64.8078 | 1
| LCA | Big Creek/Ventura | 9 | Average Weekday | CAISO | 1-in-2 | 2023 | 4 |  |  |  | 63.8692 | 1
| LCA | Big Creek/Ventura | 9 | Average Weekday | CAISO | 1-in-2 | 2023 | 5 |  |  |  | 62.884 | 1
| LCA | Big Creek/Ventura | 9 | Average Weekday | CAISO | 1-in-2 | 2023 | 6 |  |  |  | 62.0609 | 1
| LCA | Big Creek/Ventura | 9 | Average Weekday | CAISO | 1-in-2 | 2023 | 7 |  |  |  | 61.582 | 1
| LCA | Big Creek/Ventura | 9 | Average Weekday | CAISO | 1-in-2 | 2023 | 8 |  |  |  | 61.1774 | 1
| LCA | Big Creek/Ventura | 9 | Average Weekday | CAISO | 1-in-2 | 2023 | 9 |  |  |  | 62.4949 | 1
| LCA | Big Creek/Ventura | 9 | Average Weekday | CAISO | 1-in-2 | 2023 | 10 |  |  |  | 66.4171 | 1
| LCA | Big Creek/Ventura | 9 | Average Weekday | CAISO | 1-in-2 | 2023 | 11 |  |  |  | 71.2324 | 1
| LCA | Big Creek/Ventura | 9 | Average Weekday | CAISO | 1-in-2 | 2023 | 12 |  |  |  | 76.103 | 1
| LCA | Big Creek/Ventura | 9 | Average Weekday | CAISO | 1-in-2 | 2023 | 13 |  |  |  | 79.9384 | 1
| LCA | Big Creek/Ventura | 9 | Average Weekday | CAISO | 1-in-2 | 2023 | 14 |  |  |  | 82.4978 | 1
| LCA | Big Creek/Ventura | 9 | Average Weekday | CAISO | 1-in-2 | 2023 | 15 |  |  |  | 83.8561 | 1
| LCA | Big Creek/Ventura | 9 | Average Weekday | CAISO | 1-in-2 | 2023 | 16 |  |  |  | 84.249 | 1
| LCA | Big Creek/Ventura | 9 | Average Weekday | CAISO | 1-in-2 | 2023 | 17 |  |  |  | 84.0341 | 1
| LCA | Big Creek/Ventura | 9 | Average Weekday | CAISO | 1-in-2 | 2023 | 18 |  |  |  | 82.9106 | 1
| LCA | Big Creek/Ventura | 9 | Average Weekday | CAISO | 1-in-2 | 2023 | 19 |  |  |  | 80.86 | 1
| LCA | Big Creek/Ventura | 9 | Average Weekday | CAISO | 1-in-2 | 2023 | 20 |  |  |  | 77.6636 | 1
| LCA | Big Creek/Ventura | 9 | Average Weekday | CAISO | 1-in-2 | 2023 | 21 |  |  |  | 73.7963 | 1
| LCA | Big Creek/Ventura | 9 | Average Weekday | CAISO | 1-in-2 | 2023 | 22 |  |  |  | 71.3797 | 1
| LCA | Big Creek/Ventura | 9 | Average Weekday | CAISO | 1-in-2 | 2023 | 23 |  |  |  | 69.5135 | 1
| LCA | Big Creek/Ventura | 9 | Average Weekday | CAISO | 1-in-2 | 2023 | 24 |  |  |  | 67.9625 | 1
| LCA | Big Creek/Ventura | 9 | Monthly System Peak Day | CAISO | 1-in-2 | 2023 | 1 |  |  |  | 75.5371 | 1
| LCA | Big Creek/Ventura | 9 | Monthly System Peak Day | CAISO | 1-in-2 | 2023 | 2 |  |  |  | 73.7705 | 1
| LCA | Big Creek/Ventura | 9 | Monthly System Peak Day | CAISO | 1-in-2 | 2023 | 3 |  |  |  | 72.6429 | 1
| LCA | Big Creek/Ventura | 9 | Monthly System Peak Day | CAISO | 1-in-2 | 2023 | 4 |  |  |  | 71.45 | 1
| LCA | Big Creek/Ventura | 9 | Monthly System Peak Day | CAISO | 1-in-2 | 2023 | 5 |  |  |  | 70.1624 | 1
| LCA | Big Creek/Ventura | 9 | Monthly System Peak Day | CAISO | 1-in-2 | 2023 | 6 |  |  |  | 69.091 | 1
| LCA | Big Creek/Ventura | 9 | Monthly System Peak Day | CAISO | 1-in-2 | 2023 | 7 |  |  |  | 68.9014 | 1
| LCA | Big Creek/Ventura | 9 | Monthly System Peak Day | CAISO | 1-in-2 | 2023 | 8 |  |  |  | 68.6438 | 1
| LCA | Big Creek/Ventura | 9 | Monthly System Peak Day | CAISO | 1-in-2 | 2023 | 9 |  |  |  | 70.3733 | 1
| LCA | Big Creek/Ventura | 9 | Monthly System Peak Day | CAISO | 1-in-2 | 2023 | 10 |  |  |  | 75.2395 | 1
| LCA | Big Creek/Ventura | 9 | Monthly System Peak Day | CAISO | 1-in-2 | 2023 | 11 |  |  |  | 81.7 | 1
| LCA | Big Creek/Ventura | 9 | Monthly System Peak Day | CAISO | 1-in-2 | 2023 | 12 |  |  |  | 87.4286 | 1
| LCA | Big Creek/Ventura | 9 | Monthly System Peak Day | CAISO | 1-in-2 | 2023 | 13 |  |  |  | 90.9714 | 1
| LCA | Big Creek/Ventura | 9 | Monthly System Peak Day | CAISO | 1-in-2 | 2023 | 14 |  |  |  | 93.4095 | 1
| LCA | Big Creek/Ventura | 9 | Monthly System Peak Day | CAISO | 1-in-2 | 2023 | 15 |  |  |  | 94.9619 | 1
| LCA | Big Creek/Ventura | 9 | Monthly System Peak Day | CAISO | 1-in-2 | 2023 | 16 |  |  |  | 96.0143 | 1
| LCA | Big Creek/Ventura | 9 | Monthly System Peak Day | CAISO | 1-in-2 | 2023 | 17 |  |  |  | 95.9619 | 1
| LCA | Big Creek/Ventura | 9 | Monthly System Peak Day | CAISO | 1-in-2 | 2023 | 18 |  |  |  | 94.681 | 1
| LCA | Big Creek/Ventura | 9 | Monthly System Peak Day | CAISO | 1-in-2 | 2023 | 19 |  |  |  | 93.5762 | 1
| LCA | Big Creek/Ventura | 9 | Monthly System Peak Day | CAISO | 1-in-2 | 2023 | 20 |  |  |  | 91.2095 | 1
| LCA | Big Creek/Ventura | 9 | Monthly System Peak Day | CAISO | 1-in-2 | 2023 | 21 |  |  |  | 86.94 | 1
| LCA | Big Creek/Ventura | 9 | Monthly System Peak Day | CAISO | 1-in-2 | 2023 | 22 |  |  |  | 84.52 | 1
| LCA | Big Creek/Ventura | 9 | Monthly System Peak Day | CAISO | 1-in-2 | 2023 | 23 |  |  |  | 82.3171 | 1
| LCA | Big Creek/Ventura | 9 | Monthly System Peak Day | CAISO | 1-in-2 | 2023 | 24 |  |  |  | 80.3 | 1
| LCA | Big Creek/Ventura | 10 | Average Weekday | CAISO | 1-in-2 | 2023 | 1 |  |  |  | 60.8434 | 1
| LCA | Big Creek/Ventura | 10 | Average Weekday | CAISO | 1-in-2 | 2023 | 2 |  |  |  | 59.8375 | 1
| LCA | Big Creek/Ventura | 10 | Average Weekday | CAISO | 1-in-2 | 2023 | 3 |  |  |  | 59.0909 | 1
| LCA | Big Creek/Ventura | 10 | Average Weekday | CAISO | 1-in-2 | 2023 | 4 |  |  |  | 58.2942 | 1
| LCA | Big Creek/Ventura | 10 | Average Weekday | CAISO | 1-in-2 | 2023 | 5 |  |  |  | 57.419 | 1
| LCA | Big Creek/Ventura | 10 | Average Weekday | CAISO | 1-in-2 | 2023 | 6 |  |  |  | 56.6993 | 1
| LCA | Big Creek/Ventura | 10 | Average Weekday | CAISO | 1-in-2 | 2023 | 7 |  |  |  | 56.1217 | 1
| LCA | Big Creek/Ventura | 10 | Average Weekday | CAISO | 1-in-2 | 2023 | 8 |  |  |  | 55.5776 | 1
| LCA | Big Creek/Ventura | 10 | Average Weekday | CAISO | 1-in-2 | 2023 | 9 |  |  |  | 55.8193 | 1
| LCA | Big Creek/Ventura | 10 | Average Weekday | CAISO | 1-in-2 | 2023 | 10 |  |  |  | 58.9899 | 1
| LCA | Big Creek/Ventura | 10 | Average Weekday | CAISO | 1-in-2 | 2023 | 11 |  |  |  | 63.5706 | 1
| LCA | Big Creek/Ventura | 10 | Average Weekday | CAISO | 1-in-2 | 2023 | 12 |  |  |  | 67.8169 | 1
| LCA | Big Creek/Ventura | 10 | Average Weekday | CAISO | 1-in-2 | 2023 | 13 |  |  |  | 71.2654 | 1
| LCA | Big Creek/Ventura | 10 | Average Weekday | CAISO | 1-in-2 | 2023 | 14 |  |  |  | 73.6774 | 1
| LCA | Big Creek/Ventura | 10 | Average Weekday | CAISO | 1-in-2 | 2023 | 15 |  |  |  | 75.1392 | 1
| LCA | Big Creek/Ventura | 10 | Average Weekday | CAISO | 1-in-2 | 2023 | 16 |  |  |  | 75.9602 | 1
| LCA | Big Creek/Ventura | 10 | Average Weekday | CAISO | 1-in-2 | 2023 | 17 |  |  |  | 75.9954 | 1
| LCA | Big Creek/Ventura | 10 | Average Weekday | CAISO | 1-in-2 | 2023 | 18 |  |  |  | 75.0633 | 1
| LCA | Big Creek/Ventura | 10 | Average Weekday | CAISO | 1-in-2 | 2023 | 19 |  |  |  | 72.8882 | 1
| LCA | Big Creek/Ventura | 10 | Average Weekday | CAISO | 1-in-2 | 2023 | 20 |  |  |  | 69.5432 | 1
| LCA | Big Creek/Ventura | 10 | Average Weekday | CAISO | 1-in-2 | 2023 | 21 |  |  |  | 66.7562 | 1
| LCA | Big Creek/Ventura | 10 | Average Weekday | CAISO | 1-in-2 | 2023 | 22 |  |  |  | 64.6155 | 1
| LCA | Big Creek/Ventura | 10 | Average Weekday | CAISO | 1-in-2 | 2023 | 23 |  |  |  | 63.02 | 1
| LCA | Big Creek/Ventura | 10 | Average Weekday | CAISO | 1-in-2 | 2023 | 24 |  |  |  | 61.6595 | 1
| LCA | Big Creek/Ventura | 10 | Monthly System Peak Day | CAISO | 1-in-2 | 2023 | 1 |  |  |  | 70.3724 | 1
| LCA | Big Creek/Ventura | 10 | Monthly System Peak Day | CAISO | 1-in-2 | 2023 | 2 |  |  |  | 68.7752 | 1
| LCA | Big Creek/Ventura | 10 | Monthly System Peak Day | CAISO | 1-in-2 | 2023 | 3 |  |  |  | 68.1667 | 1
| LCA | Big Creek/Ventura | 10 | Monthly System Peak Day | CAISO | 1-in-2 | 2023 | 4 |  |  |  | 67.3714 | 1
| LCA | Big Creek/Ventura | 10 | Monthly System Peak Day | CAISO | 1-in-2 | 2023 | 5 |  |  |  | 66.2724 | 1
| LCA | Big Creek/Ventura | 10 | Monthly System Peak Day | CAISO | 1-in-2 | 2023 | 6 |  |  |  | 65.4181 | 1
| LCA | Big Creek/Ventura | 10 | Monthly System Peak Day | CAISO | 1-in-2 | 2023 | 7 |  |  |  | 64.5505 | 1
| LCA | Big Creek/Ventura | 10 | Monthly System Peak Day | CAISO | 1-in-2 | 2023 | 8 |  |  |  | 63.6129 | 1
| LCA | Big Creek/Ventura | 10 | Monthly System Peak Day | CAISO | 1-in-2 | 2023 | 9 |  |  |  | 64.209 | 1
| LCA | Big Creek/Ventura | 10 | Monthly System Peak Day | CAISO | 1-in-2 | 2023 | 10 |  |  |  | 68.4124 | 1
| LCA | Big Creek/Ventura | 10 | Monthly System Peak Day | CAISO | 1-in-2 | 2023 | 11 |  |  |  | 74.0362 | 1
| LCA | Big Creek/Ventura | 10 | Monthly System Peak Day | CAISO | 1-in-2 | 2023 | 12 |  |  |  | 78.4271 | 1
| LCA | Big Creek/Ventura | 10 | Monthly System Peak Day | CAISO | 1-in-2 | 2023 | 13 |  |  |  | 82.5467 | 1
| LCA | Big Creek/Ventura | 10 | Monthly System Peak Day | CAISO | 1-in-2 | 2023 | 14 |  |  |  | 85.2333 | 1
| LCA | Big Creek/Ventura | 10 | Monthly System Peak Day | CAISO | 1-in-2 | 2023 | 15 |  |  |  | 86.8381 | 1
| LCA | Big Creek/Ventura | 10 | Monthly System Peak Day | CAISO | 1-in-2 | 2023 | 16 |  |  |  | 88.1286 | 1
| LCA | Big Creek/Ventura | 10 | Monthly System Peak Day | CAISO | 1-in-2 | 2023 | 17 |  |  |  | 89.1 | 1
| LCA | Big Creek/Ventura | 10 | Monthly System Peak Day | CAISO | 1-in-2 | 2023 | 18 |  |  |  | 87.2762 | 1
| LCA | Big Creek/Ventura | 10 | Monthly System Peak Day | CAISO | 1-in-2 | 2023 | 19 |  |  |  | 83.4557 | 1
| LCA | Big Creek/Ventura | 10 | Monthly System Peak Day | CAISO | 1-in-2 | 2023 | 20 |  |  |  | 80.0338 | 1
| LCA | Big Creek/Ventura | 10 | Monthly System Peak Day | CAISO | 1-in-2 | 2023 | 21 |  |  |  | 77.1457 | 1
| LCA | Big Creek/Ventura | 10 | Monthly System Peak Day | CAISO | 1-in-2 | 2023 | 22 |  |  |  | 74.2176 | 1
| LCA | Big Creek/Ventura | 10 | Monthly System Peak Day | CAISO | 1-in-2 | 2023 | 23 |  |  |  | 72.6505 | 1
| LCA | Big Creek/Ventura | 10 | Monthly System Peak Day | CAISO | 1-in-2 | 2023 | 24 |  |  |  | 71.1971 | 1
| LCA | Big Creek/Ventura | 11 | Average Weekday | CAISO | 1-in-2 | 2023 | 1 |  |  |  | 52.54 | 1
| LCA | Big Creek/Ventura | 11 | Average Weekday | CAISO | 1-in-2 | 2023 | 2 |  |  |  | 51.7426 | 1
| LCA | Big Creek/Ventura | 11 | Average Weekday | CAISO | 1-in-2 | 2023 | 3 |  |  |  | 50.9718 | 1
| LCA | Big Creek/Ventura | 11 | Average Weekday | CAISO | 1-in-2 | 2023 | 4 |  |  |  | 50.2139 | 1
| LCA | Big Creek/Ventura | 11 | Average Weekday | CAISO | 1-in-2 | 2023 | 5 |  |  |  | 49.4629 | 1
| LCA | Big Creek/Ventura | 11 | Average Weekday | CAISO | 1-in-2 | 2023 | 6 |  |  |  | 49.0189 | 1
| LCA | Big Creek/Ventura | 11 | Average Weekday | CAISO | 1-in-2 | 2023 | 7 |  |  |  | 48.64 | 1
| LCA | Big Creek/Ventura | 11 | Average Weekday | CAISO | 1-in-2 | 2023 | 8 |  |  |  | 48.4897 | 1
| LCA | Big Creek/Ventura | 11 | Average Weekday | CAISO | 1-in-2 | 2023 | 9 |  |  |  | 49.884 | 1
| LCA | Big Creek/Ventura | 11 | Average Weekday | CAISO | 1-in-2 | 2023 | 10 |  |  |  | 53.8958 | 1
| LCA | Big Creek/Ventura | 11 | Average Weekday | CAISO | 1-in-2 | 2023 | 11 |  |  |  | 58.4709 | 1
| LCA | Big Creek/Ventura | 11 | Average Weekday | CAISO | 1-in-2 | 2023 | 12 |  |  |  | 62.3887 | 1
| LCA | Big Creek/Ventura | 11 | Average Weekday | CAISO | 1-in-2 | 2023 | 13 |  |  |  | 65.0413 | 1
| LCA | Big Creek/Ventura | 11 | Average Weekday | CAISO | 1-in-2 | 2023 | 14 |  |  |  | 66.6828 | 1
| LCA | Big Creek/Ventura | 11 | Average Weekday | CAISO | 1-in-2 | 2023 | 15 |  |  |  | 67.4684 | 1
| LCA | Big Creek/Ventura | 11 | Average Weekday | CAISO | 1-in-2 | 2023 | 16 |  |  |  | 67.519 | 1
| LCA | Big Creek/Ventura | 11 | Average Weekday | CAISO | 1-in-2 | 2023 | 17 |  |  |  | 66.6226 | 1
| LCA | Big Creek/Ventura | 11 | Average Weekday | CAISO | 1-in-2 | 2023 | 18 |  |  |  | 64.464 | 1
| LCA | Big Creek/Ventura | 11 | Average Weekday | CAISO | 1-in-2 | 2023 | 19 |  |  |  | 61.6494 | 1
| LCA | Big Creek/Ventura | 11 | Average Weekday | CAISO | 1-in-2 | 2023 | 20 |  |  |  | 59.1954 | 1
| LCA | Big Creek/Ventura | 11 | Average Weekday | CAISO | 1-in-2 | 2023 | 21 |  |  |  | 57.3101 | 1
| LCA | Big Creek/Ventura | 11 | Average Weekday | CAISO | 1-in-2 | 2023 | 22 |  |  |  | 55.7642 | 1
| LCA | Big Creek/Ventura | 11 | Average Weekday | CAISO | 1-in-2 | 2023 | 23 |  |  |  | 54.6103 | 1
| LCA | Big Creek/Ventura | 11 | Average Weekday | CAISO | 1-in-2 | 2023 | 24 |  |  |  | 53.5172 | 1
| LCA | Big Creek/Ventura | 11 | Monthly System Peak Day | CAISO | 1-in-2 | 2023 | 1 |  |  |  | 53.4857 | 1
| LCA | Big Creek/Ventura | 11 | Monthly System Peak Day | CAISO | 1-in-2 | 2023 | 2 |  |  |  | 51.9952 | 1
| LCA | Big Creek/Ventura | 11 | Monthly System Peak Day | CAISO | 1-in-2 | 2023 | 3 |  |  |  | 50.841 | 1
| LCA | Big Creek/Ventura | 11 | Monthly System Peak Day | CAISO | 1-in-2 | 2023 | 4 |  |  |  | 50.059 | 1
| LCA | Big Creek/Ventura | 11 | Monthly System Peak Day | CAISO | 1-in-2 | 2023 | 5 |  |  |  | 48.911 | 1
| LCA | Big Creek/Ventura | 11 | Monthly System Peak Day | CAISO | 1-in-2 | 2023 | 6 |  |  |  | 47.6843 | 1
| LCA | Big Creek/Ventura | 11 | Monthly System Peak Day | CAISO | 1-in-2 | 2023 | 7 |  |  |  | 46.791 | 1
| LCA | Big Creek/Ventura | 11 | Monthly System Peak Day | CAISO | 1-in-2 | 2023 | 8 |  |  |  | 46.7433 | 1
| LCA | Big Creek/Ventura | 11 | Monthly System Peak Day | CAISO | 1-in-2 | 2023 | 9 |  |  |  | 48.7419 | 1
| LCA | Big Creek/Ventura | 11 | Monthly System Peak Day | CAISO | 1-in-2 | 2023 | 10 |  |  |  | 55.1086 | 1
| LCA | Big Creek/Ventura | 11 | Monthly System Peak Day | CAISO | 1-in-2 | 2023 | 11 |  |  |  | 62.0286 | 1
| LCA | Big Creek/Ventura | 11 | Monthly System Peak Day | CAISO | 1-in-2 | 2023 | 12 |  |  |  | 68.22 | 1
| LCA | Big Creek/Ventura | 11 | Monthly System Peak Day | CAISO | 1-in-2 | 2023 | 13 |  |  |  | 70.8557 | 1
| LCA | Big Creek/Ventura | 11 | Monthly System Peak Day | CAISO | 1-in-2 | 2023 | 14 |  |  |  | 72.4329 | 1
| LCA | Big Creek/Ventura | 11 | Monthly System Peak Day | CAISO | 1-in-2 | 2023 | 15 |  |  |  | 73.1214 | 1
| LCA | Big Creek/Ventura | 11 | Monthly System Peak Day | CAISO | 1-in-2 | 2023 | 16 |  |  |  | 73.8448 | 1
| LCA | Big Creek/Ventura | 11 | Monthly System Peak Day | CAISO | 1-in-2 | 2023 | 17 |  |  |  | 73.469 | 1
| LCA | Big Creek/Ventura | 11 | Monthly System Peak Day | CAISO | 1-in-2 | 2023 | 18 |  |  |  | 71.5667 | 1
| LCA | Big Creek/Ventura | 11 | Monthly System Peak Day | CAISO | 1-in-2 | 2023 | 19 |  |  |  | 67.6243 | 1
| LCA | Big Creek/Ventura | 11 | Monthly System Peak Day | CAISO | 1-in-2 | 2023 | 20 |  |  |  | 64.119 | 1
| LCA | Big Creek/Ventura | 11 | Monthly System Peak Day | CAISO | 1-in-2 | 2023 | 21 |  |  |  | 62.0671 | 1
| LCA | Big Creek/Ventura | 11 | Monthly System Peak Day | CAISO | 1-in-2 | 2023 | 22 |  |  |  | 59.4895 | 1
| LCA | Big Creek/Ventura | 11 | Monthly System Peak Day | CAISO | 1-in-2 | 2023 | 23 |  |  |  | 57.2257 | 1
| LCA | Big Creek/Ventura | 11 | Monthly System Peak Day | CAISO | 1-in-2 | 2023 | 24 |  |  |  | 54.9795 | 1
| LCA | Big Creek/Ventura | 12 | Average Weekday | CAISO | 1-in-2 | 2023 | 1 |  |  |  | 46.0924 | 1
| LCA | Big Creek/Ventura | 12 | Average Weekday | CAISO | 1-in-2 | 2023 | 2 |  |  |  | 45.3942 | 1
| LCA | Big Creek/Ventura | 12 | Average Weekday | CAISO | 1-in-2 | 2023 | 3 |  |  |  | 44.7195 | 1
| LCA | Big Creek/Ventura | 12 | Average Weekday | CAISO | 1-in-2 | 2023 | 4 |  |  |  | 44.2277 | 1
| LCA | Big Creek/Ventura | 12 | Average Weekday | CAISO | 1-in-2 | 2023 | 5 |  |  |  | 43.7586 | 1
| LCA | Big Creek/Ventura | 12 | Average Weekday | CAISO | 1-in-2 | 2023 | 6 |  |  |  | 43.3073 | 1
| LCA | Big Creek/Ventura | 12 | Average Weekday | CAISO | 1-in-2 | 2023 | 7 |  |  |  | 42.9805 | 1
| LCA | Big Creek/Ventura | 12 | Average Weekday | CAISO | 1-in-2 | 2023 | 8 |  |  |  | 42.8979 | 1
| LCA | Big Creek/Ventura | 12 | Average Weekday | CAISO | 1-in-2 | 2023 | 9 |  |  |  | 43.4107 | 1
| LCA | Big Creek/Ventura | 12 | Average Weekday | CAISO | 1-in-2 | 2023 | 10 |  |  |  | 46.7226 | 1
| LCA | Big Creek/Ventura | 12 | Average Weekday | CAISO | 1-in-2 | 2023 | 11 |  |  |  | 50.9977 | 1
| LCA | Big Creek/Ventura | 12 | Average Weekday | CAISO | 1-in-2 | 2023 | 12 |  |  |  | 54.4397 | 1
| LCA | Big Creek/Ventura | 12 | Average Weekday | CAISO | 1-in-2 | 2023 | 13 |  |  |  | 56.8555 | 1
| LCA | Big Creek/Ventura | 12 | Average Weekday | CAISO | 1-in-2 | 2023 | 14 |  |  |  | 58.3193 | 1
| LCA | Big Creek/Ventura | 12 | Average Weekday | CAISO | 1-in-2 | 2023 | 15 |  |  |  | 59.1014 | 1
| LCA | Big Creek/Ventura | 12 | Average Weekday | CAISO | 1-in-2 | 2023 | 16 |  |  |  | 59.3361 | 1
| LCA | Big Creek/Ventura | 12 | Average Weekday | CAISO | 1-in-2 | 2023 | 17 |  |  |  | 58.5952 | 1
| LCA | Big Creek/Ventura | 12 | Average Weekday | CAISO | 1-in-2 | 2023 | 18 |  |  |  | 56.5829 | 1
| LCA | Big Creek/Ventura | 12 | Average Weekday | CAISO | 1-in-2 | 2023 | 19 |  |  |  | 53.8158 | 1
| LCA | Big Creek/Ventura | 12 | Average Weekday | CAISO | 1-in-2 | 2023 | 20 |  |  |  | 51.6305 | 1
| LCA | Big Creek/Ventura | 12 | Average Weekday | CAISO | 1-in-2 | 2023 | 21 |  |  |  | 49.8392 | 1
| LCA | Big Creek/Ventura | 12 | Average Weekday | CAISO | 1-in-2 | 2023 | 22 |  |  |  | 48.5545 | 1
| LCA | Big Creek/Ventura | 12 | Average Weekday | CAISO | 1-in-2 | 2023 | 23 |  |  |  | 47.6048 | 1
| LCA | Big Creek/Ventura | 12 | Average Weekday | CAISO | 1-in-2 | 2023 | 24 |  |  |  | 46.6553 | 1
| LCA | Big Creek/Ventura | 12 | Monthly System Peak Day | CAISO | 1-in-2 | 2023 | 1 |  |  |  | 50.3681 | 1
| LCA | Big Creek/Ventura | 12 | Monthly System Peak Day | CAISO | 1-in-2 | 2023 | 2 |  |  |  | 49.1633 | 1
| LCA | Big Creek/Ventura | 12 | Monthly System Peak Day | CAISO | 1-in-2 | 2023 | 3 |  |  |  | 48.2429 | 1
| LCA | Big Creek/Ventura | 12 | Monthly System Peak Day | CAISO | 1-in-2 | 2023 | 4 |  |  |  | 47.6795 | 1
| LCA | Big Creek/Ventura | 12 | Monthly System Peak Day | CAISO | 1-in-2 | 2023 | 5 |  |  |  | 46.3633 | 1
| LCA | Big Creek/Ventura | 12 | Monthly System Peak Day | CAISO | 1-in-2 | 2023 | 6 |  |  |  | 45.8533 | 1
| LCA | Big Creek/Ventura | 12 | Monthly System Peak Day | CAISO | 1-in-2 | 2023 | 7 |  |  |  | 45.8514 | 1
| LCA | Big Creek/Ventura | 12 | Monthly System Peak Day | CAISO | 1-in-2 | 2023 | 8 |  |  |  | 45.5362 | 1
| LCA | Big Creek/Ventura | 12 | Monthly System Peak Day | CAISO | 1-in-2 | 2023 | 9 |  |  |  | 45.6833 | 1
| LCA | Big Creek/Ventura | 12 | Monthly System Peak Day | CAISO | 1-in-2 | 2023 | 10 |  |  |  | 48.7557 | 1
| LCA | Big Creek/Ventura | 12 | Monthly System Peak Day | CAISO | 1-in-2 | 2023 | 11 |  |  |  | 52.7467 | 1
| LCA | Big Creek/Ventura | 12 | Monthly System Peak Day | CAISO | 1-in-2 | 2023 | 12 |  |  |  | 56.7933 | 1
| LCA | Big Creek/Ventura | 12 | Monthly System Peak Day | CAISO | 1-in-2 | 2023 | 13 |  |  |  | 58.911 | 1
| LCA | Big Creek/Ventura | 12 | Monthly System Peak Day | CAISO | 1-in-2 | 2023 | 14 |  |  |  | 60.2629 | 1
| LCA | Big Creek/Ventura | 12 | Monthly System Peak Day | CAISO | 1-in-2 | 2023 | 15 |  |  |  | 60.9014 | 1
| LCA | Big Creek/Ventura | 12 | Monthly System Peak Day | CAISO | 1-in-2 | 2023 | 16 |  |  |  | 60.9843 | 1
| LCA | Big Creek/Ventura | 12 | Monthly System Peak Day | CAISO | 1-in-2 | 2023 | 17 |  |  |  | 59.5871 | 1
| LCA | Big Creek/Ventura | 12 | Monthly System Peak Day | CAISO | 1-in-2 | 2023 | 18 |  |  |  | 57.5076 | 1
| LCA | Big Creek/Ventura | 12 | Monthly System Peak Day | CAISO | 1-in-2 | 2023 | 19 |  |  |  | 54.5738 | 1
| LCA | Big Creek/Ventura | 12 | Monthly System Peak Day | CAISO | 1-in-2 | 2023 | 20 |  |  |  | 52.4662 | 1
| LCA | Big Creek/Ventura | 12 | Monthly System Peak Day | CAISO | 1-in-2 | 2023 | 21 |  |  |  | 51.0933 | 1
| LCA | Big Creek/Ventura | 12 | Monthly System Peak Day | CAISO | 1-in-2 | 2023 | 22 |  |  |  | 49.809 | 1
| LCA | Big Creek/Ventura | 12 | Monthly System Peak Day | CAISO | 1-in-2 | 2023 | 23 |  |  |  | 48.7514 | 1
| LCA | Big Creek/Ventura | 12 | Monthly System Peak Day | CAISO | 1-in-2 | 2023 | 24 |  |  |  | 47.1638 | 1
| LCA | Big Creek/Ventura | 1 | Average Weekday | CAISO | 1-in-2 | 2024 | 1 |  |  |  | 49.5342 | 1
| LCA | Big Creek/Ventura | 1 | Average Weekday | CAISO | 1-in-2 | 2024 | 2 |  |  |  | 48.6937 | 1
| LCA | Big Creek/Ventura | 1 | Average Weekday | CAISO | 1-in-2 | 2024 | 3 |  |  |  | 47.9033 | 1
| LCA | Big Creek/Ventura | 1 | Average Weekday | CAISO | 1-in-2 | 2024 | 4 |  |  |  | 47.1847 | 1
| LCA | Big Creek/Ventura | 1 | Average Weekday | CAISO | 1-in-2 | 2024 | 5 |  |  |  | 46.5416 | 1
| LCA | Big Creek/Ventura | 1 | Average Weekday | CAISO | 1-in-2 | 2024 | 6 |  |  |  | 45.9787 | 1
| LCA | Big Creek/Ventura | 1 | Average Weekday | CAISO | 1-in-2 | 2024 | 7 |  |  |  | 45.5331 | 1
| LCA | Big Creek/Ventura | 1 | Average Weekday | CAISO | 1-in-2 | 2024 | 8 |  |  |  | 45.3951 | 1
| LCA | Big Creek/Ventura | 1 | Average Weekday | CAISO | 1-in-2 | 2024 | 9 |  |  |  | 45.8961 | 1
| LCA | Big Creek/Ventura | 1 | Average Weekday | CAISO | 1-in-2 | 2024 | 10 |  |  |  | 49.4574 | 1
| LCA | Big Creek/Ventura | 1 | Average Weekday | CAISO | 1-in-2 | 2024 | 11 |  |  |  | 53.9957 | 1
| LCA | Big Creek/Ventura | 1 | Average Weekday | CAISO | 1-in-2 | 2024 | 12 |  |  |  | 57.9636 | 1
| LCA | Big Creek/Ventura | 1 | Average Weekday | CAISO | 1-in-2 | 2024 | 13 |  |  |  | 60.7648 | 1
| LCA | Big Creek/Ventura | 1 | Average Weekday | CAISO | 1-in-2 | 2024 | 14 |  |  |  | 62.6181 | 1
| LCA | Big Creek/Ventura | 1 | Average Weekday | CAISO | 1-in-2 | 2024 | 15 |  |  |  | 63.8047 | 1
| LCA | Big Creek/Ventura | 1 | Average Weekday | CAISO | 1-in-2 | 2024 | 16 |  |  |  | 64.2705 | 1
| LCA | Big Creek/Ventura | 1 | Average Weekday | CAISO | 1-in-2 | 2024 | 17 |  |  |  | 63.7646 | 1
| LCA | Big Creek/Ventura | 1 | Average Weekday | CAISO | 1-in-2 | 2024 | 18 |  |  |  | 62.0633 | 1
| LCA | Big Creek/Ventura | 1 | Average Weekday | CAISO | 1-in-2 | 2024 | 19 |  |  |  | 59.2455 | 1
| LCA | Big Creek/Ventura | 1 | Average Weekday | CAISO | 1-in-2 | 2024 | 20 |  |  |  | 56.8437 | 1
| LCA | Big Creek/Ventura | 1 | Average Weekday | CAISO | 1-in-2 | 2024 | 21 |  |  |  | 54.9221 | 1
| LCA | Big Creek/Ventura | 1 | Average Weekday | CAISO | 1-in-2 | 2024 | 22 |  |  |  | 53.2415 | 1
| LCA | Big Creek/Ventura | 1 | Average Weekday | CAISO | 1-in-2 | 2024 | 23 |  |  |  | 51.9811 | 1
| LCA | Big Creek/Ventura | 1 | Average Weekday | CAISO | 1-in-2 | 2024 | 24 |  |  |  | 51.0226 | 1
| LCA | Big Creek/Ventura | 1 | Monthly System Peak Day | CAISO | 1-in-2 | 2024 | 1 |  |  |  | 43.8848 | 1
| LCA | Big Creek/Ventura | 1 | Monthly System Peak Day | CAISO | 1-in-2 | 2024 | 2 |  |  |  | 42.5776 | 1
| LCA | Big Creek/Ventura | 1 | Monthly System Peak Day | CAISO | 1-in-2 | 2024 | 3 |  |  |  | 41.0357 | 1
| LCA | Big Creek/Ventura | 1 | Monthly System Peak Day | CAISO | 1-in-2 | 2024 | 4 |  |  |  | 40.0933 | 1
| LCA | Big Creek/Ventura | 1 | Monthly System Peak Day | CAISO | 1-in-2 | 2024 | 5 |  |  |  | 39.5233 | 1
| LCA | Big Creek/Ventura | 1 | Monthly System Peak Day | CAISO | 1-in-2 | 2024 | 6 |  |  |  | 39.2295 | 1
| LCA | Big Creek/Ventura | 1 | Monthly System Peak Day | CAISO | 1-in-2 | 2024 | 7 |  |  |  | 39.2295 | 1
| LCA | Big Creek/Ventura | 1 | Monthly System Peak Day | CAISO | 1-in-2 | 2024 | 8 |  |  |  | 39.6986 | 1
| LCA | Big Creek/Ventura | 1 | Monthly System Peak Day | CAISO | 1-in-2 | 2024 | 9 |  |  |  | 40.0724 | 1
| LCA | Big Creek/Ventura | 1 | Monthly System Peak Day | CAISO | 1-in-2 | 2024 | 10 |  |  |  | 42.7562 | 1
| LCA | Big Creek/Ventura | 1 | Monthly System Peak Day | CAISO | 1-in-2 | 2024 | 11 |  |  |  | 47.051 | 1
| LCA | Big Creek/Ventura | 1 | Monthly System Peak Day | CAISO | 1-in-2 | 2024 | 12 |  |  |  | 50.0129 | 1
| LCA | Big Creek/Ventura | 1 | Monthly System Peak Day | CAISO | 1-in-2 | 2024 | 13 |  |  |  | 50.501 | 1
| LCA | Big Creek/Ventura | 1 | Monthly System Peak Day | CAISO | 1-in-2 | 2024 | 14 |  |  |  | 51.2752 | 1
| LCA | Big Creek/Ventura | 1 | Monthly System Peak Day | CAISO | 1-in-2 | 2024 | 15 |  |  |  | 52.09 | 1
| LCA | Big Creek/Ventura | 1 | Monthly System Peak Day | CAISO | 1-in-2 | 2024 | 16 |  |  |  | 52.4529 | 1
| LCA | Big Creek/Ventura | 1 | Monthly System Peak Day | CAISO | 1-in-2 | 2024 | 17 |  |  |  | 52.7195 | 1
| LCA | Big Creek/Ventura | 1 | Monthly System Peak Day | CAISO | 1-in-2 | 2024 | 18 |  |  |  | 51.6867 | 1
| LCA | Big Creek/Ventura | 1 | Monthly System Peak Day | CAISO | 1-in-2 | 2024 | 19 |  |  |  | 49.5862 | 1
| LCA | Big Creek/Ventura | 1 | Monthly System Peak Day | CAISO | 1-in-2 | 2024 | 20 |  |  |  | 48.3276 | 1
| LCA | Big Creek/Ventura | 1 | Monthly System Peak Day | CAISO | 1-in-2 | 2024 | 21 |  |  |  | 47.0533 | 1
| LCA | Big Creek/Ventura | 1 | Monthly System Peak Day | CAISO | 1-in-2 | 2024 | 22 |  |  |  | 46.1652 | 1
| LCA | Big Creek/Ventura | 1 | Monthly System Peak Day | CAISO | 1-in-2 | 2024 | 23 |  |  |  | 45.7748 | 1
| LCA | Big Creek/Ventura | 1 | Monthly System Peak Day | CAISO | 1-in-2 | 2024 | 24 |  |  |  | 45.521 | 1
| LCA | Big Creek/Ventura | 2 | Average Weekday | CAISO | 1-in-2 | 2024 | 1 |  |  |  | 49.7471 | 1
| LCA | Big Creek/Ventura | 2 | Average Weekday | CAISO | 1-in-2 | 2024 | 2 |  |  |  | 48.8044 | 1
| LCA | Big Creek/Ventura | 2 | Average Weekday | CAISO | 1-in-2 | 2024 | 3 |  |  |  | 47.9669 | 1
| LCA | Big Creek/Ventura | 2 | Average Weekday | CAISO | 1-in-2 | 2024 | 4 |  |  |  | 47.3214 | 1
| LCA | Big Creek/Ventura | 2 | Average Weekday | CAISO | 1-in-2 | 2024 | 5 |  |  |  | 46.693 | 1
| LCA | Big Creek/Ventura | 2 | Average Weekday | CAISO | 1-in-2 | 2024 | 6 |  |  |  | 46.2062 | 1
| LCA | Big Creek/Ventura | 2 | Average Weekday | CAISO | 1-in-2 | 2024 | 7 |  |  |  | 45.7339 | 1
| LCA | Big Creek/Ventura | 2 | Average Weekday | CAISO | 1-in-2 | 2024 | 8 |  |  |  | 45.5057 | 1
| LCA | Big Creek/Ventura | 2 | Average Weekday | CAISO | 1-in-2 | 2024 | 9 |  |  |  | 46.7937 | 1
| LCA | Big Creek/Ventura | 2 | Average Weekday | CAISO | 1-in-2 | 2024 | 10 |  |  |  | 50.8853 | 1
| LCA | Big Creek/Ventura | 2 | Average Weekday | CAISO | 1-in-2 | 2024 | 11 |  |  |  | 55.3739 | 1
| LCA | Big Creek/Ventura | 2 | Average Weekday | CAISO | 1-in-2 | 2024 | 12 |  |  |  | 58.976 | 1
| LCA | Big Creek/Ventura | 2 | Average Weekday | CAISO | 1-in-2 | 2024 | 13 |  |  |  | 61.6118 | 1
| LCA | Big Creek/Ventura | 2 | Average Weekday | CAISO | 1-in-2 | 2024 | 14 |  |  |  | 63.0469 | 1
| LCA | Big Creek/Ventura | 2 | Average Weekday | CAISO | 1-in-2 | 2024 | 15 |  |  |  | 63.8701 | 1
| LCA | Big Creek/Ventura | 2 | Average Weekday | CAISO | 1-in-2 | 2024 | 16 |  |  |  | 64.3836 | 1
| LCA | Big Creek/Ventura | 2 | Average Weekday | CAISO | 1-in-2 | 2024 | 17 |  |  |  | 64.1195 | 1
| LCA | Big Creek/Ventura | 2 | Average Weekday | CAISO | 1-in-2 | 2024 | 18 |  |  |  | 62.8705 | 1
| LCA | Big Creek/Ventura | 2 | Average Weekday | CAISO | 1-in-2 | 2024 | 19 |  |  |  | 60.231 | 1
| LCA | Big Creek/Ventura | 2 | Average Weekday | CAISO | 1-in-2 | 2024 | 20 |  |  |  | 57.4089 | 1
| LCA | Big Creek/Ventura | 2 | Average Weekday | CAISO | 1-in-2 | 2024 | 21 |  |  |  | 55.3029 | 1
| LCA | Big Creek/Ventura | 2 | Average Weekday | CAISO | 1-in-2 | 2024 | 22 |  |  |  | 53.5561 | 1
| LCA | Big Creek/Ventura | 2 | Average Weekday | CAISO | 1-in-2 | 2024 | 23 |  |  |  | 52.2346 | 1
| LCA | Big Creek/Ventura | 2 | Average Weekday | CAISO | 1-in-2 | 2024 | 24 |  |  |  | 51.0608 | 1
| LCA | Big Creek/Ventura | 2 | Monthly System Peak Day | CAISO | 1-in-2 | 2024 | 1 |  |  |  | 41.2029 | 1
| LCA | Big Creek/Ventura | 2 | Monthly System Peak Day | CAISO | 1-in-2 | 2024 | 2 |  |  |  | 40.1505 | 1
| LCA | Big Creek/Ventura | 2 | Monthly System Peak Day | CAISO | 1-in-2 | 2024 | 3 |  |  |  | 39.6238 | 1
| LCA | Big Creek/Ventura | 2 | Monthly System Peak Day | CAISO | 1-in-2 | 2024 | 4 |  |  |  | 39.0433 | 1
| LCA | Big Creek/Ventura | 2 | Monthly System Peak Day | CAISO | 1-in-2 | 2024 | 5 |  |  |  | 38.2095 | 1
| LCA | Big Creek/Ventura | 2 | Monthly System Peak Day | CAISO | 1-in-2 | 2024 | 6 |  |  |  | 37.7305 | 1
| LCA | Big Creek/Ventura | 2 | Monthly System Peak Day | CAISO | 1-in-2 | 2024 | 7 |  |  |  | 37.5457 | 1
| LCA | Big Creek/Ventura | 2 | Monthly System Peak Day | CAISO | 1-in-2 | 2024 | 8 |  |  |  | 37.4543 | 1
| LCA | Big Creek/Ventura | 2 | Monthly System Peak Day | CAISO | 1-in-2 | 2024 | 9 |  |  |  | 38.8457 | 1
| LCA | Big Creek/Ventura | 2 | Monthly System Peak Day | CAISO | 1-in-2 | 2024 | 10 |  |  |  | 41.9462 | 1
| LCA | Big Creek/Ventura | 2 | Monthly System Peak Day | CAISO | 1-in-2 | 2024 | 11 |  |  |  | 45.271 | 1
| LCA | Big Creek/Ventura | 2 | Monthly System Peak Day | CAISO | 1-in-2 | 2024 | 12 |  |  |  | 48.1629 | 1
| LCA | Big Creek/Ventura | 2 | Monthly System Peak Day | CAISO | 1-in-2 | 2024 | 13 |  |  |  | 50.8633 | 1
| LCA | Big Creek/Ventura | 2 | Monthly System Peak Day | CAISO | 1-in-2 | 2024 | 14 |  |  |  | 52.6652 | 1
| LCA | Big Creek/Ventura | 2 | Monthly System Peak Day | CAISO | 1-in-2 | 2024 | 15 |  |  |  | 53.7552 | 1
| LCA | Big Creek/Ventura | 2 | Monthly System Peak Day | CAISO | 1-in-2 | 2024 | 16 |  |  |  | 54.6462 | 1
| LCA | Big Creek/Ventura | 2 | Monthly System Peak Day | CAISO | 1-in-2 | 2024 | 17 |  |  |  | 54.8867 | 1
| LCA | Big Creek/Ventura | 2 | Monthly System Peak Day | CAISO | 1-in-2 | 2024 | 18 |  |  |  | 53.3919 | 1
| LCA | Big Creek/Ventura | 2 | Monthly System Peak Day | CAISO | 1-in-2 | 2024 | 19 |  |  |  | 50.7876 | 1
| LCA | Big Creek/Ventura | 2 | Monthly System Peak Day | CAISO | 1-in-2 | 2024 | 20 |  |  |  | 48.3681 | 1
| LCA | Big Creek/Ventura | 2 | Monthly System Peak Day | CAISO | 1-in-2 | 2024 | 21 |  |  |  | 46.3952 | 1
| LCA | Big Creek/Ventura | 2 | Monthly System Peak Day | CAISO | 1-in-2 | 2024 | 22 |  |  |  | 44.9329 | 1
| LCA | Big Creek/Ventura | 2 | Monthly System Peak Day | CAISO | 1-in-2 | 2024 | 23 |  |  |  | 43.6771 | 1
| LCA | Big Creek/Ventura | 2 | Monthly System Peak Day | CAISO | 1-in-2 | 2024 | 24 |  |  |  | 42.6943 | 1
| LCA | Big Creek/Ventura | 3 | Average Weekday | CAISO | 1-in-2 | 2024 | 1 |  |  |  | 52.8595 | 1
| LCA | Big Creek/Ventura | 3 | Average Weekday | CAISO | 1-in-2 | 2024 | 2 |  |  |  | 51.8237 | 1
| LCA | Big Creek/Ventura | 3 | Average Weekday | CAISO | 1-in-2 | 2024 | 3 |  |  |  | 51.0006 | 1
| LCA | Big Creek/Ventura | 3 | Average Weekday | CAISO | 1-in-2 | 2024 | 4 |  |  |  | 50.2553 | 1
| LCA | Big Creek/Ventura | 3 | Average Weekday | CAISO | 1-in-2 | 2024 | 5 |  |  |  | 49.4158 | 1
| LCA | Big Creek/Ventura | 3 | Average Weekday | CAISO | 1-in-2 | 2024 | 6 |  |  |  | 48.5231 | 1
| LCA | Big Creek/Ventura | 3 | Average Weekday | CAISO | 1-in-2 | 2024 | 7 |  |  |  | 47.8837 | 1
| LCA | Big Creek/Ventura | 3 | Average Weekday | CAISO | 1-in-2 | 2024 | 8 |  |  |  | 47.5302 | 1
| LCA | Big Creek/Ventura | 3 | Average Weekday | CAISO | 1-in-2 | 2024 | 9 |  |  |  | 48.4112 | 1
| LCA | Big Creek/Ventura | 3 | Average Weekday | CAISO | 1-in-2 | 2024 | 10 |  |  |  | 51.877 | 1
| LCA | Big Creek/Ventura | 3 | Average Weekday | CAISO | 1-in-2 | 2024 | 11 |  |  |  | 56.0412 | 1
| LCA | Big Creek/Ventura | 3 | Average Weekday | CAISO | 1-in-2 | 2024 | 12 |  |  |  | 59.6138 | 1
| LCA | Big Creek/Ventura | 3 | Average Weekday | CAISO | 1-in-2 | 2024 | 13 |  |  |  | 62.2225 | 1
| LCA | Big Creek/Ventura | 3 | Average Weekday | CAISO | 1-in-2 | 2024 | 14 |  |  |  | 64.1572 | 1
| LCA | Big Creek/Ventura | 3 | Average Weekday | CAISO | 1-in-2 | 2024 | 15 |  |  |  | 65.3688 | 1
| LCA | Big Creek/Ventura | 3 | Average Weekday | CAISO | 1-in-2 | 2024 | 16 |  |  |  | 66.1061 | 1
| LCA | Big Creek/Ventura | 3 | Average Weekday | CAISO | 1-in-2 | 2024 | 17 |  |  |  | 66.2013 | 1
| LCA | Big Creek/Ventura | 3 | Average Weekday | CAISO | 1-in-2 | 2024 | 18 |  |  |  | 65.4538 | 1
| LCA | Big Creek/Ventura | 3 | Average Weekday | CAISO | 1-in-2 | 2024 | 19 |  |  |  | 63.896 | 1
| LCA | Big Creek/Ventura | 3 | Average Weekday | CAISO | 1-in-2 | 2024 | 20 |  |  |  | 61.5069 | 1
| LCA | Big Creek/Ventura | 3 | Average Weekday | CAISO | 1-in-2 | 2024 | 21 |  |  |  | 58.9205 | 1
| LCA | Big Creek/Ventura | 3 | Average Weekday | CAISO | 1-in-2 | 2024 | 22 |  |  |  | 56.9409 | 1
| LCA | Big Creek/Ventura | 3 | Average Weekday | CAISO | 1-in-2 | 2024 | 23 |  |  |  | 55.4416 | 1
| LCA | Big Creek/Ventura | 3 | Average Weekday | CAISO | 1-in-2 | 2024 | 24 |  |  |  | 54.2709 | 1
| LCA | Big Creek/Ventura | 3 | Monthly System Peak Day | CAISO | 1-in-2 | 2024 | 1 |  |  |  | 53.0719 | 1
| LCA | Big Creek/Ventura | 3 | Monthly System Peak Day | CAISO | 1-in-2 | 2024 | 2 |  |  |  | 52.0262 | 1
| LCA | Big Creek/Ventura | 3 | Monthly System Peak Day | CAISO | 1-in-2 | 2024 | 3 |  |  |  | 50.3457 | 1
| LCA | Big Creek/Ventura | 3 | Monthly System Peak Day | CAISO | 1-in-2 | 2024 | 4 |  |  |  | 49.54 | 1
| LCA | Big Creek/Ventura | 3 | Monthly System Peak Day | CAISO | 1-in-2 | 2024 | 5 |  |  |  | 47.9524 | 1
| LCA | Big Creek/Ventura | 3 | Monthly System Peak Day | CAISO | 1-in-2 | 2024 | 6 |  |  |  | 47.3219 | 1
| LCA | Big Creek/Ventura | 3 | Monthly System Peak Day | CAISO | 1-in-2 | 2024 | 7 |  |  |  | 46.961 | 1
| LCA | Big Creek/Ventura | 3 | Monthly System Peak Day | CAISO | 1-in-2 | 2024 | 8 |  |  |  | 46.3624 | 1
| LCA | Big Creek/Ventura | 3 | Monthly System Peak Day | CAISO | 1-in-2 | 2024 | 9 |  |  |  | 46.9714 | 1
| LCA | Big Creek/Ventura | 3 | Monthly System Peak Day | CAISO | 1-in-2 | 2024 | 10 |  |  |  | 50.4329 | 1
| LCA | Big Creek/Ventura | 3 | Monthly System Peak Day | CAISO | 1-in-2 | 2024 | 11 |  |  |  | 55.26 | 1
| LCA | Big Creek/Ventura | 3 | Monthly System Peak Day | CAISO | 1-in-2 | 2024 | 12 |  |  |  | 60.3743 | 1
| LCA | Big Creek/Ventura | 3 | Monthly System Peak Day | CAISO | 1-in-2 | 2024 | 13 |  |  |  | 64.0509 | 1
| LCA | Big Creek/Ventura | 3 | Monthly System Peak Day | CAISO | 1-in-2 | 2024 | 14 |  |  |  | 66.0724 | 1
| LCA | Big Creek/Ventura | 3 | Monthly System Peak Day | CAISO | 1-in-2 | 2024 | 15 |  |  |  | 67.0591 | 1
| LCA | Big Creek/Ventura | 3 | Monthly System Peak Day | CAISO | 1-in-2 | 2024 | 16 |  |  |  | 68.1805 | 1
| LCA | Big Creek/Ventura | 3 | Monthly System Peak Day | CAISO | 1-in-2 | 2024 | 17 |  |  |  | 68.899 | 1
| LCA | Big Creek/Ventura | 3 | Monthly System Peak Day | CAISO | 1-in-2 | 2024 | 18 |  |  |  | 68.5681 | 1
| LCA | Big Creek/Ventura | 3 | Monthly System Peak Day | CAISO | 1-in-2 | 2024 | 19 |  |  |  | 66.6652 | 1
| LCA | Big Creek/Ventura | 3 | Monthly System Peak Day | CAISO | 1-in-2 | 2024 | 20 |  |  |  | 63.8852 | 1
| LCA | Big Creek/Ventura | 3 | Monthly System Peak Day | CAISO | 1-in-2 | 2024 | 21 |  |  |  | 60.5138 | 1
| LCA | Big Creek/Ventura | 3 | Monthly System Peak Day | CAISO | 1-in-2 | 2024 | 22 |  |  |  | 58.1057 | 1
| LCA | Big Creek/Ventura | 3 | Monthly System Peak Day | CAISO | 1-in-2 | 2024 | 23 |  |  |  | 56.6171 | 1
| LCA | Big Creek/Ventura | 3 | Monthly System Peak Day | CAISO | 1-in-2 | 2024 | 24 |  |  |  | 55.8624 | 1
| LCA | Big Creek/Ventura | 4 | Average Weekday | CAISO | 1-in-2 | 2024 | 1 |  |  |  | 55.9472 | 1
| LCA | Big Creek/Ventura | 4 | Average Weekday | CAISO | 1-in-2 | 2024 | 2 |  |  |  | 54.863 | 1
| LCA | Big Creek/Ventura | 4 | Average Weekday | CAISO | 1-in-2 | 2024 | 3 |  |  |  | 53.8535 | 1
| LCA | Big Creek/Ventura | 4 | Average Weekday | CAISO | 1-in-2 | 2024 | 4 |  |  |  | 52.93 | 1
| LCA | Big Creek/Ventura | 4 | Average Weekday | CAISO | 1-in-2 | 2024 | 5 |  |  |  | 52.0399 | 1
| LCA | Big Creek/Ventura | 4 | Average Weekday | CAISO | 1-in-2 | 2024 | 6 |  |  |  | 51.4284 | 1
| LCA | Big Creek/Ventura | 4 | Average Weekday | CAISO | 1-in-2 | 2024 | 7 |  |  |  | 50.819 | 1
| LCA | Big Creek/Ventura | 4 | Average Weekday | CAISO | 1-in-2 | 2024 | 8 |  |  |  | 50.625 | 1
| LCA | Big Creek/Ventura | 4 | Average Weekday | CAISO | 1-in-2 | 2024 | 9 |  |  |  | 52.3582 | 1
| LCA | Big Creek/Ventura | 4 | Average Weekday | CAISO | 1-in-2 | 2024 | 10 |  |  |  | 55.8446 | 1
| LCA | Big Creek/Ventura | 4 | Average Weekday | CAISO | 1-in-2 | 2024 | 11 |  |  |  | 59.5545 | 1
| LCA | Big Creek/Ventura | 4 | Average Weekday | CAISO | 1-in-2 | 2024 | 12 |  |  |  | 62.8472 | 1
| LCA | Big Creek/Ventura | 4 | Average Weekday | CAISO | 1-in-2 | 2024 | 13 |  |  |  | 65.5091 | 1
| LCA | Big Creek/Ventura | 4 | Average Weekday | CAISO | 1-in-2 | 2024 | 14 |  |  |  | 67.5765 | 1
| LCA | Big Creek/Ventura | 4 | Average Weekday | CAISO | 1-in-2 | 2024 | 15 |  |  |  | 68.8958 | 1
| LCA | Big Creek/Ventura | 4 | Average Weekday | CAISO | 1-in-2 | 2024 | 16 |  |  |  | 69.4967 | 1
| LCA | Big Creek/Ventura | 4 | Average Weekday | CAISO | 1-in-2 | 2024 | 17 |  |  |  | 69.5101 | 1
| LCA | Big Creek/Ventura | 4 | Average Weekday | CAISO | 1-in-2 | 2024 | 18 |  |  |  | 68.7653 | 1
| LCA | Big Creek/Ventura | 4 | Average Weekday | CAISO | 1-in-2 | 2024 | 19 |  |  |  | 67.3382 | 1
| LCA | Big Creek/Ventura | 4 | Average Weekday | CAISO | 1-in-2 | 2024 | 20 |  |  |  | 65.1 | 1
| LCA | Big Creek/Ventura | 4 | Average Weekday | CAISO | 1-in-2 | 2024 | 21 |  |  |  | 62.108 | 1
| LCA | Big Creek/Ventura | 4 | Average Weekday | CAISO | 1-in-2 | 2024 | 22 |  |  |  | 59.8688 | 1
| LCA | Big Creek/Ventura | 4 | Average Weekday | CAISO | 1-in-2 | 2024 | 23 |  |  |  | 58.3519 | 1
| LCA | Big Creek/Ventura | 4 | Average Weekday | CAISO | 1-in-2 | 2024 | 24 |  |  |  | 57.0564 | 1
| LCA | Big Creek/Ventura | 4 | Monthly System Peak Day | CAISO | 1-in-2 | 2024 | 1 |  |  |  | 61.0129 | 1
| LCA | Big Creek/Ventura | 4 | Monthly System Peak Day | CAISO | 1-in-2 | 2024 | 2 |  |  |  | 59.2143 | 1
| LCA | Big Creek/Ventura | 4 | Monthly System Peak Day | CAISO | 1-in-2 | 2024 | 3 |  |  |  | 57.7443 | 1
| LCA | Big Creek/Ventura | 4 | Monthly System Peak Day | CAISO | 1-in-2 | 2024 | 4 |  |  |  | 56.4338 | 1
| LCA | Big Creek/Ventura | 4 | Monthly System Peak Day | CAISO | 1-in-2 | 2024 | 5 |  |  |  | 55.4138 | 1
| LCA | Big Creek/Ventura | 4 | Monthly System Peak Day | CAISO | 1-in-2 | 2024 | 6 |  |  |  | 54.2052 | 1
| LCA | Big Creek/Ventura | 4 | Monthly System Peak Day | CAISO | 1-in-2 | 2024 | 7 |  |  |  | 53.3943 | 1
| LCA | Big Creek/Ventura | 4 | Monthly System Peak Day | CAISO | 1-in-2 | 2024 | 8 |  |  |  | 53.4162 | 1
| LCA | Big Creek/Ventura | 4 | Monthly System Peak Day | CAISO | 1-in-2 | 2024 | 9 |  |  |  | 55.8205 | 1
| LCA | Big Creek/Ventura | 4 | Monthly System Peak Day | CAISO | 1-in-2 | 2024 | 10 |  |  |  | 60.5848 | 1
| LCA | Big Creek/Ventura | 4 | Monthly System Peak Day | CAISO | 1-in-2 | 2024 | 11 |  |  |  | 67.0171 | 1
| LCA | Big Creek/Ventura | 4 | Monthly System Peak Day | CAISO | 1-in-2 | 2024 | 12 |  |  |  | 72.6729 | 1
| LCA | Big Creek/Ventura | 4 | Monthly System Peak Day | CAISO | 1-in-2 | 2024 | 13 |  |  |  | 76.9319 | 1
| LCA | Big Creek/Ventura | 4 | Monthly System Peak Day | CAISO | 1-in-2 | 2024 | 14 |  |  |  | 79.931 | 1
| LCA | Big Creek/Ventura | 4 | Monthly System Peak Day | CAISO | 1-in-2 | 2024 | 15 |  |  |  | 81.9243 | 1
| LCA | Big Creek/Ventura | 4 | Monthly System Peak Day | CAISO | 1-in-2 | 2024 | 16 |  |  |  | 82.4314 | 1
| LCA | Big Creek/Ventura | 4 | Monthly System Peak Day | CAISO | 1-in-2 | 2024 | 17 |  |  |  | 82.6729 | 1
| LCA | Big Creek/Ventura | 4 | Monthly System Peak Day | CAISO | 1-in-2 | 2024 | 18 |  |  |  | 82.1267 | 1
| LCA | Big Creek/Ventura | 4 | Monthly System Peak Day | CAISO | 1-in-2 | 2024 | 19 |  |  |  | 80.6881 | 1
| LCA | Big Creek/Ventura | 4 | Monthly System Peak Day | CAISO | 1-in-2 | 2024 | 20 |  |  |  | 77.7867 | 1
| LCA | Big Creek/Ventura | 4 | Monthly System Peak Day | CAISO | 1-in-2 | 2024 | 21 |  |  |  | 72.969 | 1
| LCA | Big Creek/Ventura | 4 | Monthly System Peak Day | CAISO | 1-in-2 | 2024 | 22 |  |  |  | 68.779 | 1
| LCA | Big Creek/Ventura | 4 | Monthly System Peak Day | CAISO | 1-in-2 | 2024 | 23 |  |  |  | 65.969 | 1
| LCA | Big Creek/Ventura | 4 | Monthly System Peak Day | CAISO | 1-in-2 | 2024 | 24 |  |  |  | 63.951 | 1
| LCA | Big Creek/Ventura | 5 | Average Weekday | CAISO | 1-in-2 | 2024 | 1 |  |  |  | 59.9923 | 1
| LCA | Big Creek/Ventura | 5 | Average Weekday | CAISO | 1-in-2 | 2024 | 2 |  |  |  | 58.9604 | 1
| LCA | Big Creek/Ventura | 5 | Average Weekday | CAISO | 1-in-2 | 2024 | 3 |  |  |  | 58.0285 | 1
| LCA | Big Creek/Ventura | 5 | Average Weekday | CAISO | 1-in-2 | 2024 | 4 |  |  |  | 57.1772 | 1
| LCA | Big Creek/Ventura | 5 | Average Weekday | CAISO | 1-in-2 | 2024 | 5 |  |  |  | 56.5246 | 1
| LCA | Big Creek/Ventura | 5 | Average Weekday | CAISO | 1-in-2 | 2024 | 6 |  |  |  | 55.8549 | 1
| LCA | Big Creek/Ventura | 5 | Average Weekday | CAISO | 1-in-2 | 2024 | 7 |  |  |  | 55.2307 | 1
| LCA | Big Creek/Ventura | 5 | Average Weekday | CAISO | 1-in-2 | 2024 | 8 |  |  |  | 55.5515 | 1
| LCA | Big Creek/Ventura | 5 | Average Weekday | CAISO | 1-in-2 | 2024 | 9 |  |  |  | 58.2705 | 1
| LCA | Big Creek/Ventura | 5 | Average Weekday | CAISO | 1-in-2 | 2024 | 10 |  |  |  | 61.5484 | 1
| LCA | Big Creek/Ventura | 5 | Average Weekday | CAISO | 1-in-2 | 2024 | 11 |  |  |  | 64.8911 | 1
| LCA | Big Creek/Ventura | 5 | Average Weekday | CAISO | 1-in-2 | 2024 | 12 |  |  |  | 67.8559 | 1
| LCA | Big Creek/Ventura | 5 | Average Weekday | CAISO | 1-in-2 | 2024 | 13 |  |  |  | 70.274 | 1
| LCA | Big Creek/Ventura | 5 | Average Weekday | CAISO | 1-in-2 | 2024 | 14 |  |  |  | 72.0602 | 1
| LCA | Big Creek/Ventura | 5 | Average Weekday | CAISO | 1-in-2 | 2024 | 15 |  |  |  | 73.1902 | 1
| LCA | Big Creek/Ventura | 5 | Average Weekday | CAISO | 1-in-2 | 2024 | 16 |  |  |  | 73.6664 | 1
| LCA | Big Creek/Ventura | 5 | Average Weekday | CAISO | 1-in-2 | 2024 | 17 |  |  |  | 73.4822 | 1
| LCA | Big Creek/Ventura | 5 | Average Weekday | CAISO | 1-in-2 | 2024 | 18 |  |  |  | 72.7404 | 1
| LCA | Big Creek/Ventura | 5 | Average Weekday | CAISO | 1-in-2 | 2024 | 19 |  |  |  | 71.3964 | 1
| LCA | Big Creek/Ventura | 5 | Average Weekday | CAISO | 1-in-2 | 2024 | 20 |  |  |  | 69.2439 | 1
| LCA | Big Creek/Ventura | 5 | Average Weekday | CAISO | 1-in-2 | 2024 | 21 |  |  |  | 66.4425 | 1
| LCA | Big Creek/Ventura | 5 | Average Weekday | CAISO | 1-in-2 | 2024 | 22 |  |  |  | 63.8796 | 1
| LCA | Big Creek/Ventura | 5 | Average Weekday | CAISO | 1-in-2 | 2024 | 23 |  |  |  | 62.223 | 1
| LCA | Big Creek/Ventura | 5 | Average Weekday | CAISO | 1-in-2 | 2024 | 24 |  |  |  | 60.8978 | 1
| LCA | Big Creek/Ventura | 5 | Monthly System Peak Day | CAISO | 1-in-2 | 2024 | 1 |  |  |  | 66.6424 | 1
| LCA | Big Creek/Ventura | 5 | Monthly System Peak Day | CAISO | 1-in-2 | 2024 | 2 |  |  |  | 65.0781 | 1
| LCA | Big Creek/Ventura | 5 | Monthly System Peak Day | CAISO | 1-in-2 | 2024 | 3 |  |  |  | 63.9038 | 1
| LCA | Big Creek/Ventura | 5 | Monthly System Peak Day | CAISO | 1-in-2 | 2024 | 4 |  |  |  | 61.9876 | 1
| LCA | Big Creek/Ventura | 5 | Monthly System Peak Day | CAISO | 1-in-2 | 2024 | 5 |  |  |  | 60.6062 | 1
| LCA | Big Creek/Ventura | 5 | Monthly System Peak Day | CAISO | 1-in-2 | 2024 | 6 |  |  |  | 59.9133 | 1
| LCA | Big Creek/Ventura | 5 | Monthly System Peak Day | CAISO | 1-in-2 | 2024 | 7 |  |  |  | 59.5448 | 1
| LCA | Big Creek/Ventura | 5 | Monthly System Peak Day | CAISO | 1-in-2 | 2024 | 8 |  |  |  | 59.6538 | 1
| LCA | Big Creek/Ventura | 5 | Monthly System Peak Day | CAISO | 1-in-2 | 2024 | 9 |  |  |  | 61.3857 | 1
| LCA | Big Creek/Ventura | 5 | Monthly System Peak Day | CAISO | 1-in-2 | 2024 | 10 |  |  |  | 65.8257 | 1
| LCA | Big Creek/Ventura | 5 | Monthly System Peak Day | CAISO | 1-in-2 | 2024 | 11 |  |  |  | 70.9662 | 1
| LCA | Big Creek/Ventura | 5 | Monthly System Peak Day | CAISO | 1-in-2 | 2024 | 12 |  |  |  | 76.139 | 1
| LCA | Big Creek/Ventura | 5 | Monthly System Peak Day | CAISO | 1-in-2 | 2024 | 13 |  |  |  | 79.6881 | 1
| LCA | Big Creek/Ventura | 5 | Monthly System Peak Day | CAISO | 1-in-2 | 2024 | 14 |  |  |  | 82.2152 | 1
| LCA | Big Creek/Ventura | 5 | Monthly System Peak Day | CAISO | 1-in-2 | 2024 | 15 |  |  |  | 83.281 | 1
| LCA | Big Creek/Ventura | 5 | Monthly System Peak Day | CAISO | 1-in-2 | 2024 | 16 |  |  |  | 83.4486 | 1
| LCA | Big Creek/Ventura | 5 | Monthly System Peak Day | CAISO | 1-in-2 | 2024 | 17 |  |  |  | 82.6714 | 1
| LCA | Big Creek/Ventura | 5 | Monthly System Peak Day | CAISO | 1-in-2 | 2024 | 18 |  |  |  | 81.8529 | 1
| LCA | Big Creek/Ventura | 5 | Monthly System Peak Day | CAISO | 1-in-2 | 2024 | 19 |  |  |  | 80.2819 | 1
| LCA | Big Creek/Ventura | 5 | Monthly System Peak Day | CAISO | 1-in-2 | 2024 | 20 |  |  |  | 77.2986 | 1
| LCA | Big Creek/Ventura | 5 | Monthly System Peak Day | CAISO | 1-in-2 | 2024 | 21 |  |  |  | 73.1795 | 1
| LCA | Big Creek/Ventura | 5 | Monthly System Peak Day | CAISO | 1-in-2 | 2024 | 22 |  |  |  | 69.6914 | 1
| LCA | Big Creek/Ventura | 5 | Monthly System Peak Day | CAISO | 1-in-2 | 2024 | 23 |  |  |  | 67.0338 | 1
| LCA | Big Creek/Ventura | 5 | Monthly System Peak Day | CAISO | 1-in-2 | 2024 | 24 |  |  |  | 65.1314 | 1
| LCA | Big Creek/Ventura | 6 | Average Weekday | CAISO | 1-in-2 | 2024 | 1 |  |  |  | 64.4446 | 1
| LCA | Big Creek/Ventura | 6 | Average Weekday | CAISO | 1-in-2 | 2024 | 2 |  |  |  | 63.2767 | 1
| LCA | Big Creek/Ventura | 6 | Average Weekday | CAISO | 1-in-2 | 2024 | 3 |  |  |  | 62.2793 | 1
| LCA | Big Creek/Ventura | 6 | Average Weekday | CAISO | 1-in-2 | 2024 | 4 |  |  |  | 61.464 | 1
| LCA | Big Creek/Ventura | 6 | Average Weekday | CAISO | 1-in-2 | 2024 | 5 |  |  |  | 60.9021 | 1
| LCA | Big Creek/Ventura | 6 | Average Weekday | CAISO | 1-in-2 | 2024 | 6 |  |  |  | 60.1695 | 1
| LCA | Big Creek/Ventura | 6 | Average Weekday | CAISO | 1-in-2 | 2024 | 7 |  |  |  | 59.5618 | 1
| LCA | Big Creek/Ventura | 6 | Average Weekday | CAISO | 1-in-2 | 2024 | 8 |  |  |  | 60.0648 | 1
| LCA | Big Creek/Ventura | 6 | Average Weekday | CAISO | 1-in-2 | 2024 | 9 |  |  |  | 63.0612 | 1
| LCA | Big Creek/Ventura | 6 | Average Weekday | CAISO | 1-in-2 | 2024 | 10 |  |  |  | 66.8253 | 1
| LCA | Big Creek/Ventura | 6 | Average Weekday | CAISO | 1-in-2 | 2024 | 11 |  |  |  | 70.5864 | 1
| LCA | Big Creek/Ventura | 6 | Average Weekday | CAISO | 1-in-2 | 2024 | 12 |  |  |  | 74.0185 | 1
| LCA | Big Creek/Ventura | 6 | Average Weekday | CAISO | 1-in-2 | 2024 | 13 |  |  |  | 76.855 | 1
| LCA | Big Creek/Ventura | 6 | Average Weekday | CAISO | 1-in-2 | 2024 | 14 |  |  |  | 79.0359 | 1
| LCA | Big Creek/Ventura | 6 | Average Weekday | CAISO | 1-in-2 | 2024 | 15 |  |  |  | 80.4934 | 1
| LCA | Big Creek/Ventura | 6 | Average Weekday | CAISO | 1-in-2 | 2024 | 16 |  |  |  | 81.064 | 1
| LCA | Big Creek/Ventura | 6 | Average Weekday | CAISO | 1-in-2 | 2024 | 17 |  |  |  | 80.9841 | 1
| LCA | Big Creek/Ventura | 6 | Average Weekday | CAISO | 1-in-2 | 2024 | 18 |  |  |  | 80.1426 | 1
| LCA | Big Creek/Ventura | 6 | Average Weekday | CAISO | 1-in-2 | 2024 | 19 |  |  |  | 78.6553 | 1
| LCA | Big Creek/Ventura | 6 | Average Weekday | CAISO | 1-in-2 | 2024 | 20 |  |  |  | 76.5709 | 1
| LCA | Big Creek/Ventura | 6 | Average Weekday | CAISO | 1-in-2 | 2024 | 21 |  |  |  | 73.5264 | 1
| LCA | Big Creek/Ventura | 6 | Average Weekday | CAISO | 1-in-2 | 2024 | 22 |  |  |  | 69.9663 | 1
| LCA | Big Creek/Ventura | 6 | Average Weekday | CAISO | 1-in-2 | 2024 | 23 |  |  |  | 67.6652 | 1
| LCA | Big Creek/Ventura | 6 | Average Weekday | CAISO | 1-in-2 | 2024 | 24 |  |  |  | 66.0613 | 1
| LCA | Big Creek/Ventura | 6 | Monthly System Peak Day | CAISO | 1-in-2 | 2024 | 1 |  |  |  | 68.8024 | 1
| LCA | Big Creek/Ventura | 6 | Monthly System Peak Day | CAISO | 1-in-2 | 2024 | 2 |  |  |  | 67.6505 | 1
| LCA | Big Creek/Ventura | 6 | Monthly System Peak Day | CAISO | 1-in-2 | 2024 | 3 |  |  |  | 66.1986 | 1
| LCA | Big Creek/Ventura | 6 | Monthly System Peak Day | CAISO | 1-in-2 | 2024 | 4 |  |  |  | 65.1248 | 1
| LCA | Big Creek/Ventura | 6 | Monthly System Peak Day | CAISO | 1-in-2 | 2024 | 5 |  |  |  | 63.8086 | 1
| LCA | Big Creek/Ventura | 6 | Monthly System Peak Day | CAISO | 1-in-2 | 2024 | 6 |  |  |  | 62.5452 | 1
| LCA | Big Creek/Ventura | 6 | Monthly System Peak Day | CAISO | 1-in-2 | 2024 | 7 |  |  |  | 62.08 | 1
| LCA | Big Creek/Ventura | 6 | Monthly System Peak Day | CAISO | 1-in-2 | 2024 | 8 |  |  |  | 62.9281 | 1
| LCA | Big Creek/Ventura | 6 | Monthly System Peak Day | CAISO | 1-in-2 | 2024 | 9 |  |  |  | 65.6652 | 1
| LCA | Big Creek/Ventura | 6 | Monthly System Peak Day | CAISO | 1-in-2 | 2024 | 10 |  |  |  | 70.0443 | 1
| LCA | Big Creek/Ventura | 6 | Monthly System Peak Day | CAISO | 1-in-2 | 2024 | 11 |  |  |  | 74.979 | 1
| LCA | Big Creek/Ventura | 6 | Monthly System Peak Day | CAISO | 1-in-2 | 2024 | 12 |  |  |  | 79.1838 | 1
| LCA | Big Creek/Ventura | 6 | Monthly System Peak Day | CAISO | 1-in-2 | 2024 | 13 |  |  |  | 82.6405 | 1
| LCA | Big Creek/Ventura | 6 | Monthly System Peak Day | CAISO | 1-in-2 | 2024 | 14 |  |  |  | 85.5533 | 1
| LCA | Big Creek/Ventura | 6 | Monthly System Peak Day | CAISO | 1-in-2 | 2024 | 15 |  |  |  | 87.3609 | 1
| LCA | Big Creek/Ventura | 6 | Monthly System Peak Day | CAISO | 1-in-2 | 2024 | 16 |  |  |  | 88.4405 | 1
| LCA | Big Creek/Ventura | 6 | Monthly System Peak Day | CAISO | 1-in-2 | 2024 | 17 |  |  |  | 88.541 | 1
| LCA | Big Creek/Ventura | 6 | Monthly System Peak Day | CAISO | 1-in-2 | 2024 | 18 |  |  |  | 87.4433 | 1
| LCA | Big Creek/Ventura | 6 | Monthly System Peak Day | CAISO | 1-in-2 | 2024 | 19 |  |  |  | 85.239 | 1
| LCA | Big Creek/Ventura | 6 | Monthly System Peak Day | CAISO | 1-in-2 | 2024 | 20 |  |  |  | 82.8581 | 1
| LCA | Big Creek/Ventura | 6 | Monthly System Peak Day | CAISO | 1-in-2 | 2024 | 21 |  |  |  | 79.0467 | 1
| LCA | Big Creek/Ventura | 6 | Monthly System Peak Day | CAISO | 1-in-2 | 2024 | 22 |  |  |  | 75.0452 | 1
| LCA | Big Creek/Ventura | 6 | Monthly System Peak Day | CAISO | 1-in-2 | 2024 | 23 |  |  |  | 72.0457 | 1
| LCA | Big Creek/Ventura | 6 | Monthly System Peak Day | CAISO | 1-in-2 | 2024 | 24 |  |  |  | 70.119 | 1
| LCA | Big Creek/Ventura | 7 | Average Weekday | CAISO | 1-in-2 | 2024 | 1 |  |  |  | 69.4643 | 1
| LCA | Big Creek/Ventura | 7 | Average Weekday | CAISO | 1-in-2 | 2024 | 2 |  |  |  | 68.4978 | 1
| LCA | Big Creek/Ventura | 7 | Average Weekday | CAISO | 1-in-2 | 2024 | 3 |  |  |  | 67.7258 | 1
| LCA | Big Creek/Ventura | 7 | Average Weekday | CAISO | 1-in-2 | 2024 | 4 |  |  |  | 67.0793 | 1
| LCA | Big Creek/Ventura | 7 | Average Weekday | CAISO | 1-in-2 | 2024 | 5 |  |  |  | 66.3097 | 1
| LCA | Big Creek/Ventura | 7 | Average Weekday | CAISO | 1-in-2 | 2024 | 6 |  |  |  | 65.6954 | 1
| LCA | Big Creek/Ventura | 7 | Average Weekday | CAISO | 1-in-2 | 2024 | 7 |  |  |  | 65.1253 | 1
| LCA | Big Creek/Ventura | 7 | Average Weekday | CAISO | 1-in-2 | 2024 | 8 |  |  |  | 65.3233 | 1
| LCA | Big Creek/Ventura | 7 | Average Weekday | CAISO | 1-in-2 | 2024 | 9 |  |  |  | 67.873 | 1
| LCA | Big Creek/Ventura | 7 | Average Weekday | CAISO | 1-in-2 | 2024 | 10 |  |  |  | 71.393 | 1
| LCA | Big Creek/Ventura | 7 | Average Weekday | CAISO | 1-in-2 | 2024 | 11 |  |  |  | 75.2097 | 1
| LCA | Big Creek/Ventura | 7 | Average Weekday | CAISO | 1-in-2 | 2024 | 12 |  |  |  | 78.9288 | 1
| LCA | Big Creek/Ventura | 7 | Average Weekday | CAISO | 1-in-2 | 2024 | 13 |  |  |  | 81.7619 | 1
| LCA | Big Creek/Ventura | 7 | Average Weekday | CAISO | 1-in-2 | 2024 | 14 |  |  |  | 83.9094 | 1
| LCA | Big Creek/Ventura | 7 | Average Weekday | CAISO | 1-in-2 | 2024 | 15 |  |  |  | 85.285 | 1
| LCA | Big Creek/Ventura | 7 | Average Weekday | CAISO | 1-in-2 | 2024 | 16 |  |  |  | 85.8065 | 1
| LCA | Big Creek/Ventura | 7 | Average Weekday | CAISO | 1-in-2 | 2024 | 17 |  |  |  | 85.5142 | 1
| LCA | Big Creek/Ventura | 7 | Average Weekday | CAISO | 1-in-2 | 2024 | 18 |  |  |  | 84.6145 | 1
| LCA | Big Creek/Ventura | 7 | Average Weekday | CAISO | 1-in-2 | 2024 | 19 |  |  |  | 83.0359 | 1
| LCA | Big Creek/Ventura | 7 | Average Weekday | CAISO | 1-in-2 | 2024 | 20 |  |  |  | 80.7123 | 1
| LCA | Big Creek/Ventura | 7 | Average Weekday | CAISO | 1-in-2 | 2024 | 21 |  |  |  | 77.5898 | 1
| LCA | Big Creek/Ventura | 7 | Average Weekday | CAISO | 1-in-2 | 2024 | 22 |  |  |  | 74.1539 | 1
| LCA | Big Creek/Ventura | 7 | Average Weekday | CAISO | 1-in-2 | 2024 | 23 |  |  |  | 71.9988 | 1
| LCA | Big Creek/Ventura | 7 | Average Weekday | CAISO | 1-in-2 | 2024 | 24 |  |  |  | 70.3567 | 1
| LCA | Big Creek/Ventura | 7 | Monthly System Peak Day | CAISO | 1-in-2 | 2024 | 1 |  |  |  | 74.2514 | 1
| LCA | Big Creek/Ventura | 7 | Monthly System Peak Day | CAISO | 1-in-2 | 2024 | 2 |  |  |  | 73.0786 | 1
| LCA | Big Creek/Ventura | 7 | Monthly System Peak Day | CAISO | 1-in-2 | 2024 | 3 |  |  |  | 71.9005 | 1
| LCA | Big Creek/Ventura | 7 | Monthly System Peak Day | CAISO | 1-in-2 | 2024 | 4 |  |  |  | 70.4452 | 1
| LCA | Big Creek/Ventura | 7 | Monthly System Peak Day | CAISO | 1-in-2 | 2024 | 5 |  |  |  | 70.3214 | 1
| LCA | Big Creek/Ventura | 7 | Monthly System Peak Day | CAISO | 1-in-2 | 2024 | 6 |  |  |  | 69.5486 | 1
| LCA | Big Creek/Ventura | 7 | Monthly System Peak Day | CAISO | 1-in-2 | 2024 | 7 |  |  |  | 68.7852 | 1
| LCA | Big Creek/Ventura | 7 | Monthly System Peak Day | CAISO | 1-in-2 | 2024 | 8 |  |  |  | 69.2686 | 1
| LCA | Big Creek/Ventura | 7 | Monthly System Peak Day | CAISO | 1-in-2 | 2024 | 9 |  |  |  | 73.0962 | 1
| LCA | Big Creek/Ventura | 7 | Monthly System Peak Day | CAISO | 1-in-2 | 2024 | 10 |  |  |  | 77.7648 | 1
| LCA | Big Creek/Ventura | 7 | Monthly System Peak Day | CAISO | 1-in-2 | 2024 | 11 |  |  |  | 82.3048 | 1
| LCA | Big Creek/Ventura | 7 | Monthly System Peak Day | CAISO | 1-in-2 | 2024 | 12 |  |  |  | 85.6905 | 1
| LCA | Big Creek/Ventura | 7 | Monthly System Peak Day | CAISO | 1-in-2 | 2024 | 13 |  |  |  | 89.2857 | 1
| LCA | Big Creek/Ventura | 7 | Monthly System Peak Day | CAISO | 1-in-2 | 2024 | 14 |  |  |  | 91.6524 | 1
| LCA | Big Creek/Ventura | 7 | Monthly System Peak Day | CAISO | 1-in-2 | 2024 | 15 |  |  |  | 93.4714 | 1
| LCA | Big Creek/Ventura | 7 | Monthly System Peak Day | CAISO | 1-in-2 | 2024 | 16 |  |  |  | 93.6667 | 1
| LCA | Big Creek/Ventura | 7 | Monthly System Peak Day | CAISO | 1-in-2 | 2024 | 17 |  |  |  | 93.2524 | 1
| LCA | Big Creek/Ventura | 7 | Monthly System Peak Day | CAISO | 1-in-2 | 2024 | 18 |  |  |  | 92.2714 | 1
| LCA | Big Creek/Ventura | 7 | Monthly System Peak Day | CAISO | 1-in-2 | 2024 | 19 |  |  |  | 90.5381 | 1
| LCA | Big Creek/Ventura | 7 | Monthly System Peak Day | CAISO | 1-in-2 | 2024 | 20 |  |  |  | 86.6533 | 1
| LCA | Big Creek/Ventura | 7 | Monthly System Peak Day | CAISO | 1-in-2 | 2024 | 21 |  |  |  | 82.6648 | 1
| LCA | Big Creek/Ventura | 7 | Monthly System Peak Day | CAISO | 1-in-2 | 2024 | 22 |  |  |  | 79.97 | 1
| LCA | Big Creek/Ventura | 7 | Monthly System Peak Day | CAISO | 1-in-2 | 2024 | 23 |  |  |  | 78.5157 | 1
| LCA | Big Creek/Ventura | 7 | Monthly System Peak Day | CAISO | 1-in-2 | 2024 | 24 |  |  |  | 77.2367 | 1
| LCA | Big Creek/Ventura | 8 | Average Weekday | CAISO | 1-in-2 | 2024 | 1 |  |  |  | 68.5607 | 1
| LCA | Big Creek/Ventura | 8 | Average Weekday | CAISO | 1-in-2 | 2024 | 2 |  |  |  | 67.4839 | 1
| LCA | Big Creek/Ventura | 8 | Average Weekday | CAISO | 1-in-2 | 2024 | 3 |  |  |  | 66.611 | 1
| LCA | Big Creek/Ventura | 8 | Average Weekday | CAISO | 1-in-2 | 2024 | 4 |  |  |  | 65.9349 | 1
| LCA | Big Creek/Ventura | 8 | Average Weekday | CAISO | 1-in-2 | 2024 | 5 |  |  |  | 65.135 | 1
| LCA | Big Creek/Ventura | 8 | Average Weekday | CAISO | 1-in-2 | 2024 | 6 |  |  |  | 64.4324 | 1
| LCA | Big Creek/Ventura | 8 | Average Weekday | CAISO | 1-in-2 | 2024 | 7 |  |  |  | 63.728 | 1
| LCA | Big Creek/Ventura | 8 | Average Weekday | CAISO | 1-in-2 | 2024 | 8 |  |  |  | 63.4395 | 1
| LCA | Big Creek/Ventura | 8 | Average Weekday | CAISO | 1-in-2 | 2024 | 9 |  |  |  | 65.4503 | 1
| LCA | Big Creek/Ventura | 8 | Average Weekday | CAISO | 1-in-2 | 2024 | 10 |  |  |  | 69.565 | 1
| LCA | Big Creek/Ventura | 8 | Average Weekday | CAISO | 1-in-2 | 2024 | 11 |  |  |  | 74.1577 | 1
| LCA | Big Creek/Ventura | 8 | Average Weekday | CAISO | 1-in-2 | 2024 | 12 |  |  |  | 78.4984 | 1
| LCA | Big Creek/Ventura | 8 | Average Weekday | CAISO | 1-in-2 | 2024 | 13 |  |  |  | 82.0149 | 1
| LCA | Big Creek/Ventura | 8 | Average Weekday | CAISO | 1-in-2 | 2024 | 14 |  |  |  | 84.482 | 1
| LCA | Big Creek/Ventura | 8 | Average Weekday | CAISO | 1-in-2 | 2024 | 15 |  |  |  | 86.0614 | 1
| LCA | Big Creek/Ventura | 8 | Average Weekday | CAISO | 1-in-2 | 2024 | 16 |  |  |  | 86.7089 | 1
| LCA | Big Creek/Ventura | 8 | Average Weekday | CAISO | 1-in-2 | 2024 | 17 |  |  |  | 86.5178 | 1
| LCA | Big Creek/Ventura | 8 | Average Weekday | CAISO | 1-in-2 | 2024 | 18 |  |  |  | 85.4085 | 1
| LCA | Big Creek/Ventura | 8 | Average Weekday | CAISO | 1-in-2 | 2024 | 19 |  |  |  | 83.4928 | 1
| LCA | Big Creek/Ventura | 8 | Average Weekday | CAISO | 1-in-2 | 2024 | 20 |  |  |  | 80.6841 | 1
| LCA | Big Creek/Ventura | 8 | Average Weekday | CAISO | 1-in-2 | 2024 | 21 |  |  |  | 77.0404 | 1
| LCA | Big Creek/Ventura | 8 | Average Weekday | CAISO | 1-in-2 | 2024 | 22 |  |  |  | 73.9348 | 1
| LCA | Big Creek/Ventura | 8 | Average Weekday | CAISO | 1-in-2 | 2024 | 23 |  |  |  | 71.6836 | 1
| LCA | Big Creek/Ventura | 8 | Average Weekday | CAISO | 1-in-2 | 2024 | 24 |  |  |  | 69.9212 | 1
| LCA | Big Creek/Ventura | 8 | Monthly System Peak Day | CAISO | 1-in-2 | 2024 | 1 |  |  |  | 77.0952 | 1
| LCA | Big Creek/Ventura | 8 | Monthly System Peak Day | CAISO | 1-in-2 | 2024 | 2 |  |  |  | 75.539 | 1
| LCA | Big Creek/Ventura | 8 | Monthly System Peak Day | CAISO | 1-in-2 | 2024 | 3 |  |  |  | 74.3243 | 1
| LCA | Big Creek/Ventura | 8 | Monthly System Peak Day | CAISO | 1-in-2 | 2024 | 4 |  |  |  | 73.5224 | 1
| LCA | Big Creek/Ventura | 8 | Monthly System Peak Day | CAISO | 1-in-2 | 2024 | 5 |  |  |  | 72.6252 | 1
| LCA | Big Creek/Ventura | 8 | Monthly System Peak Day | CAISO | 1-in-2 | 2024 | 6 |  |  |  | 71.8267 | 1
| LCA | Big Creek/Ventura | 8 | Monthly System Peak Day | CAISO | 1-in-2 | 2024 | 7 |  |  |  | 71.4014 | 1
| LCA | Big Creek/Ventura | 8 | Monthly System Peak Day | CAISO | 1-in-2 | 2024 | 8 |  |  |  | 70.9281 | 1
| LCA | Big Creek/Ventura | 8 | Monthly System Peak Day | CAISO | 1-in-2 | 2024 | 9 |  |  |  | 73.0971 | 1
| LCA | Big Creek/Ventura | 8 | Monthly System Peak Day | CAISO | 1-in-2 | 2024 | 10 |  |  |  | 77.6276 | 1
| LCA | Big Creek/Ventura | 8 | Monthly System Peak Day | CAISO | 1-in-2 | 2024 | 11 |  |  |  | 82.439 | 1
| LCA | Big Creek/Ventura | 8 | Monthly System Peak Day | CAISO | 1-in-2 | 2024 | 12 |  |  |  | 86.8714 | 1
| LCA | Big Creek/Ventura | 8 | Monthly System Peak Day | CAISO | 1-in-2 | 2024 | 13 |  |  |  | 90.5476 | 1
| LCA | Big Creek/Ventura | 8 | Monthly System Peak Day | CAISO | 1-in-2 | 2024 | 14 |  |  |  | 93.1333 | 1
| LCA | Big Creek/Ventura | 8 | Monthly System Peak Day | CAISO | 1-in-2 | 2024 | 15 |  |  |  | 94.5524 | 1
| LCA | Big Creek/Ventura | 8 | Monthly System Peak Day | CAISO | 1-in-2 | 2024 | 16 |  |  |  | 94.5333 | 1
| LCA | Big Creek/Ventura | 8 | Monthly System Peak Day | CAISO | 1-in-2 | 2024 | 17 |  |  |  | 94.0333 | 1
| LCA | Big Creek/Ventura | 8 | Monthly System Peak Day | CAISO | 1-in-2 | 2024 | 18 |  |  |  | 92.2952 | 1
| LCA | Big Creek/Ventura | 8 | Monthly System Peak Day | CAISO | 1-in-2 | 2024 | 19 |  |  |  | 90.1738 | 1
| LCA | Big Creek/Ventura | 8 | Monthly System Peak Day | CAISO | 1-in-2 | 2024 | 20 |  |  |  | 87.3733 | 1
| LCA | Big Creek/Ventura | 8 | Monthly System Peak Day | CAISO | 1-in-2 | 2024 | 21 |  |  |  | 84.2957 | 1
| LCA | Big Creek/Ventura | 8 | Monthly System Peak Day | CAISO | 1-in-2 | 2024 | 22 |  |  |  | 81.5457 | 1
| LCA | Big Creek/Ventura | 8 | Monthly System Peak Day | CAISO | 1-in-2 | 2024 | 23 |  |  |  | 79.5443 | 1
| LCA | Big Creek/Ventura | 8 | Monthly System Peak Day | CAISO | 1-in-2 | 2024 | 24 |  |  |  | 78.471 | 1
| LCA | Big Creek/Ventura | 8 | Typical Event Day | CAISO | 1-in-2 | 2024 | 1 |  |  |  | 73.9215 | 1
| LCA | Big Creek/Ventura | 8 | Typical Event Day | CAISO | 1-in-2 | 2024 | 2 |  |  |  | 72.5096 | 1
| LCA | Big Creek/Ventura | 8 | Typical Event Day | CAISO | 1-in-2 | 2024 | 3 |  |  |  | 71.2665 | 1
| LCA | Big Creek/Ventura | 8 | Typical Event Day | CAISO | 1-in-2 | 2024 | 4 |  |  |  | 70.1356 | 1
| LCA | Big Creek/Ventura | 8 | Typical Event Day | CAISO | 1-in-2 | 2024 | 5 |  |  |  | 69.2294 | 1
| LCA | Big Creek/Ventura | 8 | Typical Event Day | CAISO | 1-in-2 | 2024 | 6 |  |  |  | 68.2529 | 1
| LCA | Big Creek/Ventura | 8 | Typical Event Day | CAISO | 1-in-2 | 2024 | 7 |  |  |  | 67.792 | 1
| LCA | Big Creek/Ventura | 8 | Typical Event Day | CAISO | 1-in-2 | 2024 | 8 |  |  |  | 67.9421 | 1
| LCA | Big Creek/Ventura | 8 | Typical Event Day | CAISO | 1-in-2 | 2024 | 9 |  |  |  | 70.558 | 1
| LCA | Big Creek/Ventura | 8 | Typical Event Day | CAISO | 1-in-2 | 2024 | 10 |  |  |  | 75.1691 | 1
| LCA | Big Creek/Ventura | 8 | Typical Event Day | CAISO | 1-in-2 | 2024 | 11 |  |  |  | 80.3557 | 1
| LCA | Big Creek/Ventura | 8 | Typical Event Day | CAISO | 1-in-2 | 2024 | 12 |  |  |  | 84.7936 | 1
| LCA | Big Creek/Ventura | 8 | Typical Event Day | CAISO | 1-in-2 | 2024 | 13 |  |  |  | 88.3613 | 1
| LCA | Big Creek/Ventura | 8 | Typical Event Day | CAISO | 1-in-2 | 2024 | 14 |  |  |  | 90.9371 | 1
| LCA | Big Creek/Ventura | 8 | Typical Event Day | CAISO | 1-in-2 | 2024 | 15 |  |  |  | 92.5867 | 1
| LCA | Big Creek/Ventura | 8 | Typical Event Day | CAISO | 1-in-2 | 2024 | 16 |  |  |  | 93.1637 | 1
| LCA | Big Creek/Ventura | 8 | Typical Event Day | CAISO | 1-in-2 | 2024 | 17 |  |  |  | 92.9471 | 1
| LCA | Big Creek/Ventura | 8 | Typical Event Day | CAISO | 1-in-2 | 2024 | 18 |  |  |  | 91.6727 | 1
| LCA | Big Creek/Ventura | 8 | Typical Event Day | CAISO | 1-in-2 | 2024 | 19 |  |  |  | 89.8818 | 1
| LCA | Big Creek/Ventura | 8 | Typical Event Day | CAISO | 1-in-2 | 2024 | 20 |  |  |  | 87.0236 | 1
| LCA | Big Creek/Ventura | 8 | Typical Event Day | CAISO | 1-in-2 | 2024 | 21 |  |  |  | 83.2368 | 1
| LCA | Big Creek/Ventura | 8 | Typical Event Day | CAISO | 1-in-2 | 2024 | 22 |  |  |  | 80.2702 | 1
| LCA | Big Creek/Ventura | 8 | Typical Event Day | CAISO | 1-in-2 | 2024 | 23 |  |  |  | 78.1057 | 1
| LCA | Big Creek/Ventura | 8 | Typical Event Day | CAISO | 1-in-2 | 2024 | 24 |  |  |  | 76.5317 | 1
| LCA | Big Creek/Ventura | 9 | Average Weekday | CAISO | 1-in-2 | 2024 | 1 |  |  |  | 66.7839 | 1
| LCA | Big Creek/Ventura | 9 | Average Weekday | CAISO | 1-in-2 | 2024 | 2 |  |  |  | 65.6913 | 1
| LCA | Big Creek/Ventura | 9 | Average Weekday | CAISO | 1-in-2 | 2024 | 3 |  |  |  | 64.8078 | 1
| LCA | Big Creek/Ventura | 9 | Average Weekday | CAISO | 1-in-2 | 2024 | 4 |  |  |  | 63.8692 | 1
| LCA | Big Creek/Ventura | 9 | Average Weekday | CAISO | 1-in-2 | 2024 | 5 |  |  |  | 62.884 | 1
| LCA | Big Creek/Ventura | 9 | Average Weekday | CAISO | 1-in-2 | 2024 | 6 |  |  |  | 62.0609 | 1
| LCA | Big Creek/Ventura | 9 | Average Weekday | CAISO | 1-in-2 | 2024 | 7 |  |  |  | 61.582 | 1
| LCA | Big Creek/Ventura | 9 | Average Weekday | CAISO | 1-in-2 | 2024 | 8 |  |  |  | 61.1774 | 1
| LCA | Big Creek/Ventura | 9 | Average Weekday | CAISO | 1-in-2 | 2024 | 9 |  |  |  | 62.4949 | 1
| LCA | Big Creek/Ventura | 9 | Average Weekday | CAISO | 1-in-2 | 2024 | 10 |  |  |  | 66.4171 | 1
| LCA | Big Creek/Ventura | 9 | Average Weekday | CAISO | 1-in-2 | 2024 | 11 |  |  |  | 71.2324 | 1
| LCA | Big Creek/Ventura | 9 | Average Weekday | CAISO | 1-in-2 | 2024 | 12 |  |  |  | 76.103 | 1
| LCA | Big Creek/Ventura | 9 | Average Weekday | CAISO | 1-in-2 | 2024 | 13 |  |  |  | 79.9384 | 1
| LCA | Big Creek/Ventura | 9 | Average Weekday | CAISO | 1-in-2 | 2024 | 14 |  |  |  | 82.4978 | 1
| LCA | Big Creek/Ventura | 9 | Average Weekday | CAISO | 1-in-2 | 2024 | 15 |  |  |  | 83.8561 | 1
| LCA | Big Creek/Ventura | 9 | Average Weekday | CAISO | 1-in-2 | 2024 | 16 |  |  |  | 84.249 | 1
| LCA | Big Creek/Ventura | 9 | Average Weekday | CAISO | 1-in-2 | 2024 | 17 |  |  |  | 84.0341 | 1
| LCA | Big Creek/Ventura | 9 | Average Weekday | CAISO | 1-in-2 | 2024 | 18 |  |  |  | 82.9106 | 1
| LCA | Big Creek/Ventura | 9 | Average Weekday | CAISO | 1-in-2 | 2024 | 19 |  |  |  | 80.86 | 1
| LCA | Big Creek/Ventura | 9 | Average Weekday | CAISO | 1-in-2 | 2024 | 20 |  |  |  | 77.6636 | 1
| LCA | Big Creek/Ventura | 9 | Average Weekday | CAISO | 1-in-2 | 2024 | 21 |  |  |  | 73.7963 | 1
| LCA | Big Creek/Ventura | 9 | Average Weekday | CAISO | 1-in-2 | 2024 | 22 |  |  |  | 71.3797 | 1
| LCA | Big Creek/Ventura | 9 | Average Weekday | CAISO | 1-in-2 | 2024 | 23 |  |  |  | 69.5135 | 1
| LCA | Big Creek/Ventura | 9 | Average Weekday | CAISO | 1-in-2 | 2024 | 24 |  |  |  | 67.9625 | 1
| LCA | Big Creek/Ventura | 9 | Monthly System Peak Day | CAISO | 1-in-2 | 2024 | 1 |  |  |  | 75.5371 | 1
| LCA | Big Creek/Ventura | 9 | Monthly System Peak Day | CAISO | 1-in-2 | 2024 | 2 |  |  |  | 73.7705 | 1
| LCA | Big Creek/Ventura | 9 | Monthly System Peak Day | CAISO | 1-in-2 | 2024 | 3 |  |  |  | 72.6429 | 1
| LCA | Big Creek/Ventura | 9 | Monthly System Peak Day | CAISO | 1-in-2 | 2024 | 4 |  |  |  | 71.45 | 1
| LCA | Big Creek/Ventura | 9 | Monthly System Peak Day | CAISO | 1-in-2 | 2024 | 5 |  |  |  | 70.1624 | 1
| LCA | Big Creek/Ventura | 9 | Monthly System Peak Day | CAISO | 1-in-2 | 2024 | 6 |  |  |  | 69.091 | 1
| LCA | Big Creek/Ventura | 9 | Monthly System Peak Day | CAISO | 1-in-2 | 2024 | 7 |  |  |  | 68.9014 | 1
| LCA | Big Creek/Ventura | 9 | Monthly System Peak Day | CAISO | 1-in-2 | 2024 | 8 |  |  |  | 68.6438 | 1
| LCA | Big Creek/Ventura | 9 | Monthly System Peak Day | CAISO | 1-in-2 | 2024 | 9 |  |  |  | 70.3733 | 1
| LCA | Big Creek/Ventura | 9 | Monthly System Peak Day | CAISO | 1-in-2 | 2024 | 10 |  |  |  | 75.2395 | 1
| LCA | Big Creek/Ventura | 9 | Monthly System Peak Day | CAISO | 1-in-2 | 2024 | 11 |  |  |  | 81.7 | 1
| LCA | Big Creek/Ventura | 9 | Monthly System Peak Day | CAISO | 1-in-2 | 2024 | 12 |  |  |  | 87.4286 | 1
| LCA | Big Creek/Ventura | 9 | Monthly System Peak Day | CAISO | 1-in-2 | 2024 | 13 |  |  |  | 90.9714 | 1
| LCA | Big Creek/Ventura | 9 | Monthly System Peak Day | CAISO | 1-in-2 | 2024 | 14 |  |  |  | 93.4095 | 1
| LCA | Big Creek/Ventura | 9 | Monthly System Peak Day | CAISO | 1-in-2 | 2024 | 15 |  |  |  | 94.9619 | 1
| LCA | Big Creek/Ventura | 9 | Monthly System Peak Day | CAISO | 1-in-2 | 2024 | 16 |  |  |  | 96.0143 | 1
| LCA | Big Creek/Ventura | 9 | Monthly System Peak Day | CAISO | 1-in-2 | 2024 | 17 |  |  |  | 95.9619 | 1
| LCA | Big Creek/Ventura | 9 | Monthly System Peak Day | CAISO | 1-in-2 | 2024 | 18 |  |  |  | 94.681 | 1
| LCA | Big Creek/Ventura | 9 | Monthly System Peak Day | CAISO | 1-in-2 | 2024 | 19 |  |  |  | 93.5762 | 1
| LCA | Big Creek/Ventura | 9 | Monthly System Peak Day | CAISO | 1-in-2 | 2024 | 20 |  |  |  | 91.2095 | 1
| LCA | Big Creek/Ventura | 9 | Monthly System Peak Day | CAISO | 1-in-2 | 2024 | 21 |  |  |  | 86.94 | 1
| LCA | Big Creek/Ventura | 9 | Monthly System Peak Day | CAISO | 1-in-2 | 2024 | 22 |  |  |  | 84.52 | 1
| LCA | Big Creek/Ventura | 9 | Monthly System Peak Day | CAISO | 1-in-2 | 2024 | 23 |  |  |  | 82.3171 | 1
| LCA | Big Creek/Ventura | 9 | Monthly System Peak Day | CAISO | 1-in-2 | 2024 | 24 |  |  |  | 80.3 | 1
| LCA | Big Creek/Ventura | 10 | Average Weekday | CAISO | 1-in-2 | 2024 | 1 |  |  |  | 60.8434 | 1
| LCA | Big Creek/Ventura | 10 | Average Weekday | CAISO | 1-in-2 | 2024 | 2 |  |  |  | 59.8375 | 1
| LCA | Big Creek/Ventura | 10 | Average Weekday | CAISO | 1-in-2 | 2024 | 3 |  |  |  | 59.0909 | 1
| LCA | Big Creek/Ventura | 10 | Average Weekday | CAISO | 1-in-2 | 2024 | 4 |  |  |  | 58.2942 | 1
| LCA | Big Creek/Ventura | 10 | Average Weekday | CAISO | 1-in-2 | 2024 | 5 |  |  |  | 57.419 | 1
| LCA | Big Creek/Ventura | 10 | Average Weekday | CAISO | 1-in-2 | 2024 | 6 |  |  |  | 56.6993 | 1
| LCA | Big Creek/Ventura | 10 | Average Weekday | CAISO | 1-in-2 | 2024 | 7 |  |  |  | 56.1217 | 1
| LCA | Big Creek/Ventura | 10 | Average Weekday | CAISO | 1-in-2 | 2024 | 8 |  |  |  | 55.5776 | 1
| LCA | Big Creek/Ventura | 10 | Average Weekday | CAISO | 1-in-2 | 2024 | 9 |  |  |  | 55.8193 | 1
| LCA | Big Creek/Ventura | 10 | Average Weekday | CAISO | 1-in-2 | 2024 | 10 |  |  |  | 58.9899 | 1
| LCA | Big Creek/Ventura | 10 | Average Weekday | CAISO | 1-in-2 | 2024 | 11 |  |  |  | 63.5706 | 1
| LCA | Big Creek/Ventura | 10 | Average Weekday | CAISO | 1-in-2 | 2024 | 12 |  |  |  | 67.8169 | 1
| LCA | Big Creek/Ventura | 10 | Average Weekday | CAISO | 1-in-2 | 2024 | 13 |  |  |  | 71.2654 | 1
| LCA | Big Creek/Ventura | 10 | Average Weekday | CAISO | 1-in-2 | 2024 | 14 |  |  |  | 73.6774 | 1
| LCA | Big Creek/Ventura | 10 | Average Weekday | CAISO | 1-in-2 | 2024 | 15 |  |  |  | 75.1392 | 1
| LCA | Big Creek/Ventura | 10 | Average Weekday | CAISO | 1-in-2 | 2024 | 16 |  |  |  | 75.9602 | 1
| LCA | Big Creek/Ventura | 10 | Average Weekday | CAISO | 1-in-2 | 2024 | 17 |  |  |  | 75.9954 | 1
| LCA | Big Creek/Ventura | 10 | Average Weekday | CAISO | 1-in-2 | 2024 | 18 |  |  |  | 75.0633 | 1
| LCA | Big Creek/Ventura | 10 | Average Weekday | CAISO | 1-in-2 | 2024 | 19 |  |  |  | 72.8882 | 1
| LCA | Big Creek/Ventura | 10 | Average Weekday | CAISO | 1-in-2 | 2024 | 20 |  |  |  | 69.5432 | 1
| LCA | Big Creek/Ventura | 10 | Average Weekday | CAISO | 1-in-2 | 2024 | 21 |  |  |  | 66.7562 | 1
| LCA | Big Creek/Ventura | 10 | Average Weekday | CAISO | 1-in-2 | 2024 | 22 |  |  |  | 64.6155 | 1
| LCA | Big Creek/Ventura | 10 | Average Weekday | CAISO | 1-in-2 | 2024 | 23 |  |  |  | 63.02 | 1
| LCA | Big Creek/Ventura | 10 | Average Weekday | CAISO | 1-in-2 | 2024 | 24 |  |  |  | 61.6595 | 1
| LCA | Big Creek/Ventura | 10 | Monthly System Peak Day | CAISO | 1-in-2 | 2024 | 1 |  |  |  | 70.3724 | 1
| LCA | Big Creek/Ventura | 10 | Monthly System Peak Day | CAISO | 1-in-2 | 2024 | 2 |  |  |  | 68.7752 | 1
| LCA | Big Creek/Ventura | 10 | Monthly System Peak Day | CAISO | 1-in-2 | 2024 | 3 |  |  |  | 68.1667 | 1
| LCA | Big Creek/Ventura | 10 | Monthly System Peak Day | CAISO | 1-in-2 | 2024 | 4 |  |  |  | 67.3714 | 1
| LCA | Big Creek/Ventura | 10 | Monthly System Peak Day | CAISO | 1-in-2 | 2024 | 5 |  |  |  | 66.2724 | 1
| LCA | Big Creek/Ventura | 10 | Monthly System Peak Day | CAISO | 1-in-2 | 2024 | 6 |  |  |  | 65.4181 | 1
| LCA | Big Creek/Ventura | 10 | Monthly System Peak Day | CAISO | 1-in-2 | 2024 | 7 |  |  |  | 64.5505 | 1
| LCA | Big Creek/Ventura | 10 | Monthly System Peak Day | CAISO | 1-in-2 | 2024 | 8 |  |  |  | 63.6129 | 1
| LCA | Big Creek/Ventura | 10 | Monthly System Peak Day | CAISO | 1-in-2 | 2024 | 9 |  |  |  | 64.209 | 1
| LCA | Big Creek/Ventura | 10 | Monthly System Peak Day | CAISO | 1-in-2 | 2024 | 10 |  |  |  | 68.4124 | 1
| LCA | Big Creek/Ventura | 10 | Monthly System Peak Day | CAISO | 1-in-2 | 2024 | 11 |  |  |  | 74.0362 | 1
| LCA | Big Creek/Ventura | 10 | Monthly System Peak Day | CAISO | 1-in-2 | 2024 | 12 |  |  |  | 78.4271 | 1
| LCA | Big Creek/Ventura | 10 | Monthly System Peak Day | CAISO | 1-in-2 | 2024 | 13 |  |  |  | 82.5467 | 1
| LCA | Big Creek/Ventura | 10 | Monthly System Peak Day | CAISO | 1-in-2 | 2024 | 14 |  |  |  | 85.2333 | 1
| LCA | Big Creek/Ventura | 10 | Monthly System Peak Day | CAISO | 1-in-2 | 2024 | 15 |  |  |  | 86.8381 | 1
| LCA | Big Creek/Ventura | 10 | Monthly System Peak Day | CAISO | 1-in-2 | 2024 | 16 |  |  |  | 88.1286 | 1
| LCA | Big Creek/Ventura | 10 | Monthly System Peak Day | CAISO | 1-in-2 | 2024 | 17 |  |  |  | 89.1 | 1
| LCA | Big Creek/Ventura | 10 | Monthly System Peak Day | CAISO | 1-in-2 | 2024 | 18 |  |  |  | 87.2762 | 1
| LCA | Big Creek/Ventura | 10 | Monthly System Peak Day | CAISO | 1-in-2 | 2024 | 19 |  |  |  | 83.4557 | 1
| LCA | Big Creek/Ventura | 10 | Monthly System Peak Day | CAISO | 1-in-2 | 2024 | 20 |  |  |  | 80.0338 | 1
| LCA | Big Creek/Ventura | 10 | Monthly System Peak Day | CAISO | 1-in-2 | 2024 | 21 |  |  |  | 77.1457 | 1
| LCA | Big Creek/Ventura | 10 | Monthly System Peak Day | CAISO | 1-in-2 | 2024 | 22 |  |  |  | 74.2176 | 1
| LCA | Big Creek/Ventura | 10 | Monthly System Peak Day | CAISO | 1-in-2 | 2024 | 23 |  |  |  | 72.6505 | 1
| LCA | Big Creek/Ventura | 10 | Monthly System Peak Day | CAISO | 1-in-2 | 2024 | 24 |  |  |  | 71.1971 | 1
| LCA | Big Creek/Ventura | 11 | Average Weekday | CAISO | 1-in-2 | 2024 | 1 |  |  |  | 52.54 | 1
| LCA | Big Creek/Ventura | 11 | Average Weekday | CAISO | 1-in-2 | 2024 | 2 |  |  |  | 51.7426 | 1
| LCA | Big Creek/Ventura | 11 | Average Weekday | CAISO | 1-in-2 | 2024 | 3 |  |  |  | 50.9718 | 1
| LCA | Big Creek/Ventura | 11 | Average Weekday | CAISO | 1-in-2 | 2024 | 4 |  |  |  | 50.2139 | 1
| LCA | Big Creek/Ventura | 11 | Average Weekday | CAISO | 1-in-2 | 2024 | 5 |  |  |  | 49.4629 | 1
| LCA | Big Creek/Ventura | 11 | Average Weekday | CAISO | 1-in-2 | 2024 | 6 |  |  |  | 49.0189 | 1
| LCA | Big Creek/Ventura | 11 | Average Weekday | CAISO | 1-in-2 | 2024 | 7 |  |  |  | 48.64 | 1
| LCA | Big Creek/Ventura | 11 | Average Weekday | CAISO | 1-in-2 | 2024 | 8 |  |  |  | 48.4897 | 1
| LCA | Big Creek/Ventura | 11 | Average Weekday | CAISO | 1-in-2 | 2024 | 9 |  |  |  | 49.884 | 1
| LCA | Big Creek/Ventura | 11 | Average Weekday | CAISO | 1-in-2 | 2024 | 10 |  |  |  | 53.8958 | 1
| LCA | Big Creek/Ventura | 11 | Average Weekday | CAISO | 1-in-2 | 2024 | 11 |  |  |  | 58.4709 | 1
| LCA | Big Creek/Ventura | 11 | Average Weekday | CAISO | 1-in-2 | 2024 | 12 |  |  |  | 62.3887 | 1
| LCA | Big Creek/Ventura | 11 | Average Weekday | CAISO | 1-in-2 | 2024 | 13 |  |  |  | 65.0413 | 1
| LCA | Big Creek/Ventura | 11 | Average Weekday | CAISO | 1-in-2 | 2024 | 14 |  |  |  | 66.6828 | 1
| LCA | Big Creek/Ventura | 11 | Average Weekday | CAISO | 1-in-2 | 2024 | 15 |  |  |  | 67.4684 | 1
| LCA | Big Creek/Ventura | 11 | Average Weekday | CAISO | 1-in-2 | 2024 | 16 |  |  |  | 67.519 | 1
| LCA | Big Creek/Ventura | 11 | Average Weekday | CAISO | 1-in-2 | 2024 | 17 |  |  |  | 66.6226 | 1
| LCA | Big Creek/Ventura | 11 | Average Weekday | CAISO | 1-in-2 | 2024 | 18 |  |  |  | 64.464 | 1
| LCA | Big Creek/Ventura | 11 | Average Weekday | CAISO | 1-in-2 | 2024 | 19 |  |  |  | 61.6494 | 1
| LCA | Big Creek/Ventura | 11 | Average Weekday | CAISO | 1-in-2 | 2024 | 20 |  |  |  | 59.1954 | 1
| LCA | Big Creek/Ventura | 11 | Average Weekday | CAISO | 1-in-2 | 2024 | 21 |  |  |  | 57.3101 | 1
| LCA | Big Creek/Ventura | 11 | Average Weekday | CAISO | 1-in-2 | 2024 | 22 |  |  |  | 55.7642 | 1
| LCA | Big Creek/Ventura | 11 | Average Weekday | CAISO | 1-in-2 | 2024 | 23 |  |  |  | 54.6103 | 1
| LCA | Big Creek/Ventura | 11 | Average Weekday | CAISO | 1-in-2 | 2024 | 24 |  |  |  | 53.5172 | 1
| LCA | Big Creek/Ventura | 11 | Monthly System Peak Day | CAISO | 1-in-2 | 2024 | 1 |  |  |  | 53.4857 | 1
| LCA | Big Creek/Ventura | 11 | Monthly System Peak Day | CAISO | 1-in-2 | 2024 | 2 |  |  |  | 51.9952 | 1
| LCA | Big Creek/Ventura | 11 | Monthly System Peak Day | CAISO | 1-in-2 | 2024 | 3 |  |  |  | 50.841 | 1
| LCA | Big Creek/Ventura | 11 | Monthly System Peak Day | CAISO | 1-in-2 | 2024 | 4 |  |  |  | 50.059 | 1
| LCA | Big Creek/Ventura | 11 | Monthly System Peak Day | CAISO | 1-in-2 | 2024 | 5 |  |  |  | 48.911 | 1
| LCA | Big Creek/Ventura | 11 | Monthly System Peak Day | CAISO | 1-in-2 | 2024 | 6 |  |  |  | 47.6843 | 1
| LCA | Big Creek/Ventura | 11 | Monthly System Peak Day | CAISO | 1-in-2 | 2024 | 7 |  |  |  | 46.791 | 1
| LCA | Big Creek/Ventura | 11 | Monthly System Peak Day | CAISO | 1-in-2 | 2024 | 8 |  |  |  | 46.7433 | 1
| LCA | Big Creek/Ventura | 11 | Monthly System Peak Day | CAISO | 1-in-2 | 2024 | 9 |  |  |  | 48.7419 | 1
| LCA | Big Creek/Ventura | 11 | Monthly System Peak Day | CAISO | 1-in-2 | 2024 | 10 |  |  |  | 55.1086 | 1
| LCA | Big Creek/Ventura | 11 | Monthly System Peak Day | CAISO | 1-in-2 | 2024 | 11 |  |  |  | 62.0286 | 1
| LCA | Big Creek/Ventura | 11 | Monthly System Peak Day | CAISO | 1-in-2 | 2024 | 12 |  |  |  | 68.22 | 1
| LCA | Big Creek/Ventura | 11 | Monthly System Peak Day | CAISO | 1-in-2 | 2024 | 13 |  |  |  | 70.8557 | 1
| LCA | Big Creek/Ventura | 11 | Monthly System Peak Day | CAISO | 1-in-2 | 2024 | 14 |  |  |  | 72.4329 | 1
| LCA | Big Creek/Ventura | 11 | Monthly System Peak Day | CAISO | 1-in-2 | 2024 | 15 |  |  |  | 73.1214 | 1
| LCA | Big Creek/Ventura | 11 | Monthly System Peak Day | CAISO | 1-in-2 | 2024 | 16 |  |  |  | 73.8448 | 1
| LCA | Big Creek/Ventura | 11 | Monthly System Peak Day | CAISO | 1-in-2 | 2024 | 17 |  |  |  | 73.469 | 1
| LCA | Big Creek/Ventura | 11 | Monthly System Peak Day | CAISO | 1-in-2 | 2024 | 18 |  |  |  | 71.5667 | 1
| LCA | Big Creek/Ventura | 11 | Monthly System Peak Day | CAISO | 1-in-2 | 2024 | 19 |  |  |  | 67.6243 | 1
| LCA | Big Creek/Ventura | 11 | Monthly System Peak Day | CAISO | 1-in-2 | 2024 | 20 |  |  |  | 64.119 | 1
| LCA | Big Creek/Ventura | 11 | Monthly System Peak Day | CAISO | 1-in-2 | 2024 | 21 |  |  |  | 62.0671 | 1
| LCA | Big Creek/Ventura | 11 | Monthly System Peak Day | CAISO | 1-in-2 | 2024 | 22 |  |  |  | 59.4895 | 1
| LCA | Big Creek/Ventura | 11 | Monthly System Peak Day | CAISO | 1-in-2 | 2024 | 23 |  |  |  | 57.2257 | 1
| LCA | Big Creek/Ventura | 11 | Monthly System Peak Day | CAISO | 1-in-2 | 2024 | 24 |  |  |  | 54.9795 | 1
| LCA | Big Creek/Ventura | 12 | Average Weekday | CAISO | 1-in-2 | 2024 | 1 |  |  |  | 46.0924 | 1
| LCA | Big Creek/Ventura | 12 | Average Weekday | CAISO | 1-in-2 | 2024 | 2 |  |  |  | 45.3942 | 1
| LCA | Big Creek/Ventura | 12 | Average Weekday | CAISO | 1-in-2 | 2024 | 3 |  |  |  | 44.7195 | 1
| LCA | Big Creek/Ventura | 12 | Average Weekday | CAISO | 1-in-2 | 2024 | 4 |  |  |  | 44.2277 | 1
| LCA | Big Creek/Ventura | 12 | Average Weekday | CAISO | 1-in-2 | 2024 | 5 |  |  |  | 43.7586 | 1
| LCA | Big Creek/Ventura | 12 | Average Weekday | CAISO | 1-in-2 | 2024 | 6 |  |  |  | 43.3073 | 1
| LCA | Big Creek/Ventura | 12 | Average Weekday | CAISO | 1-in-2 | 2024 | 7 |  |  |  | 42.9805 | 1
| LCA | Big Creek/Ventura | 12 | Average Weekday | CAISO | 1-in-2 | 2024 | 8 |  |  |  | 42.8979 | 1
| LCA | Big Creek/Ventura | 12 | Average Weekday | CAISO | 1-in-2 | 2024 | 9 |  |  |  | 43.4107 | 1
| LCA | Big Creek/Ventura | 12 | Average Weekday | CAISO | 1-in-2 | 2024 | 10 |  |  |  | 46.7226 | 1
| LCA | Big Creek/Ventura | 12 | Average Weekday | CAISO | 1-in-2 | 2024 | 11 |  |  |  | 50.9977 | 1
| LCA | Big Creek/Ventura | 12 | Average Weekday | CAISO | 1-in-2 | 2024 | 12 |  |  |  | 54.4397 | 1
| LCA | Big Creek/Ventura | 12 | Average Weekday | CAISO | 1-in-2 | 2024 | 13 |  |  |  | 56.8555 | 1
| LCA | Big Creek/Ventura | 12 | Average Weekday | CAISO | 1-in-2 | 2024 | 14 |  |  |  | 58.3193 | 1
| LCA | Big Creek/Ventura | 12 | Average Weekday | CAISO | 1-in-2 | 2024 | 15 |  |  |  | 59.1014 | 1
| LCA | Big Creek/Ventura | 12 | Average Weekday | CAISO | 1-in-2 | 2024 | 16 |  |  |  | 59.3361 | 1
| LCA | Big Creek/Ventura | 12 | Average Weekday | CAISO | 1-in-2 | 2024 | 17 |  |  |  | 58.5952 | 1
| LCA | Big Creek/Ventura | 12 | Average Weekday | CAISO | 1-in-2 | 2024 | 18 |  |  |  | 56.5829 | 1
| LCA | Big Creek/Ventura | 12 | Average Weekday | CAISO | 1-in-2 | 2024 | 19 |  |  |  | 53.8158 | 1
| LCA | Big Creek/Ventura | 12 | Average Weekday | CAISO | 1-in-2 | 2024 | 20 |  |  |  | 51.6305 | 1
| LCA | Big Creek/Ventura | 12 | Average Weekday | CAISO | 1-in-2 | 2024 | 21 |  |  |  | 49.8392 | 1
| LCA | Big Creek/Ventura | 12 | Average Weekday | CAISO | 1-in-2 | 2024 | 22 |  |  |  | 48.5545 | 1
| LCA | Big Creek/Ventura | 12 | Average Weekday | CAISO | 1-in-2 | 2024 | 23 |  |  |  | 47.6048 | 1
| LCA | Big Creek/Ventura | 12 | Average Weekday | CAISO | 1-in-2 | 2024 | 24 |  |  |  | 46.6553 | 1
| LCA | Big Creek/Ventura | 12 | Monthly System Peak Day | CAISO | 1-in-2 | 2024 | 1 |  |  |  | 50.3681 | 1
| LCA | Big Creek/Ventura | 12 | Monthly System Peak Day | CAISO | 1-in-2 | 2024 | 2 |  |  |  | 49.1633 | 1
| LCA | Big Creek/Ventura | 12 | Monthly System Peak Day | CAISO | 1-in-2 | 2024 | 3 |  |  |  | 48.2429 | 1
| LCA | Big Creek/Ventura | 12 | Monthly System Peak Day | CAISO | 1-in-2 | 2024 | 4 |  |  |  | 47.6795 | 1
| LCA | Big Creek/Ventura | 12 | Monthly System Peak Day | CAISO | 1-in-2 | 2024 | 5 |  |  |  | 46.3633 | 1
| LCA | Big Creek/Ventura | 12 | Monthly System Peak Day | CAISO | 1-in-2 | 2024 | 6 |  |  |  | 45.8533 | 1
| LCA | Big Creek/Ventura | 12 | Monthly System Peak Day | CAISO | 1-in-2 | 2024 | 7 |  |  |  | 45.8514 | 1
| LCA | Big Creek/Ventura | 12 | Monthly System Peak Day | CAISO | 1-in-2 | 2024 | 8 |  |  |  | 45.5362 | 1
| LCA | Big Creek/Ventura | 12 | Monthly System Peak Day | CAISO | 1-in-2 | 2024 | 9 |  |  |  | 45.6833 | 1
| LCA | Big Creek/Ventura | 12 | Monthly System Peak Day | CAISO | 1-in-2 | 2024 | 10 |  |  |  | 48.7557 | 1
| LCA | Big Creek/Ventura | 12 | Monthly System Peak Day | CAISO | 1-in-2 | 2024 | 11 |  |  |  | 52.7467 | 1
| LCA | Big Creek/Ventura | 12 | Monthly System Peak Day | CAISO | 1-in-2 | 2024 | 12 |  |  |  | 56.7933 | 1
| LCA | Big Creek/Ventura | 12 | Monthly System Peak Day | CAISO | 1-in-2 | 2024 | 13 |  |  |  | 58.911 | 1
| LCA | Big Creek/Ventura | 12 | Monthly System Peak Day | CAISO | 1-in-2 | 2024 | 14 |  |  |  | 60.2629 | 1
| LCA | Big Creek/Ventura | 12 | Monthly System Peak Day | CAISO | 1-in-2 | 2024 | 15 |  |  |  | 60.9014 | 1
| LCA | Big Creek/Ventura | 12 | Monthly System Peak Day | CAISO | 1-in-2 | 2024 | 16 |  |  |  | 60.9843 | 1
| LCA | Big Creek/Ventura | 12 | Monthly System Peak Day | CAISO | 1-in-2 | 2024 | 17 |  |  |  | 59.5871 | 1
| LCA | Big Creek/Ventura | 12 | Monthly System Peak Day | CAISO | 1-in-2 | 2024 | 18 |  |  |  | 57.5076 | 1
| LCA | Big Creek/Ventura | 12 | Monthly System Peak Day | CAISO | 1-in-2 | 2024 | 19 |  |  |  | 54.5738 | 1
| LCA | Big Creek/Ventura | 12 | Monthly System Peak Day | CAISO | 1-in-2 | 2024 | 20 |  |  |  | 52.4662 | 1
| LCA | Big Creek/Ventura | 12 | Monthly System Peak Day | CAISO | 1-in-2 | 2024 | 21 |  |  |  | 51.0933 | 1
| LCA | Big Creek/Ventura | 12 | Monthly System Peak Day | CAISO | 1-in-2 | 2024 | 22 |  |  |  | 49.809 | 1
| LCA | Big Creek/Ventura | 12 | Monthly System Peak Day | CAISO | 1-in-2 | 2024 | 23 |  |  |  | 48.7514 | 1
| LCA | Big Creek/Ventura | 12 | Monthly System Peak Day | CAISO | 1-in-2 | 2024 | 24 |  |  |  | 47.1638 | 1
| LCA | Big Creek/Ventura | 1 | Average Weekday | CAISO | 1-in-2 | 2025 | 1 |  |  |  | 49.5342 | 1
| LCA | Big Creek/Ventura | 1 | Average Weekday | CAISO | 1-in-2 | 2025 | 2 |  |  |  | 48.6937 | 1
| LCA | Big Creek/Ventura | 1 | Average Weekday | CAISO | 1-in-2 | 2025 | 3 |  |  |  | 47.9033 | 1
| LCA | Big Creek/Ventura | 1 | Average Weekday | CAISO | 1-in-2 | 2025 | 4 |  |  |  | 47.1847 | 1
| LCA | Big Creek/Ventura | 1 | Average Weekday | CAISO | 1-in-2 | 2025 | 5 |  |  |  | 46.5416 | 1
| LCA | Big Creek/Ventura | 1 | Average Weekday | CAISO | 1-in-2 | 2025 | 6 |  |  |  | 45.9787 | 1
| LCA | Big Creek/Ventura | 1 | Average Weekday | CAISO | 1-in-2 | 2025 | 7 |  |  |  | 45.5331 | 1
| LCA | Big Creek/Ventura | 1 | Average Weekday | CAISO | 1-in-2 | 2025 | 8 |  |  |  | 45.3951 | 1
| LCA | Big Creek/Ventura | 1 | Average Weekday | CAISO | 1-in-2 | 2025 | 9 |  |  |  | 45.8961 | 1
| LCA | Big Creek/Ventura | 1 | Average Weekday | CAISO | 1-in-2 | 2025 | 10 |  |  |  | 49.4574 | 1
| LCA | Big Creek/Ventura | 1 | Average Weekday | CAISO | 1-in-2 | 2025 | 11 |  |  |  | 53.9957 | 1
| LCA | Big Creek/Ventura | 1 | Average Weekday | CAISO | 1-in-2 | 2025 | 12 |  |  |  | 57.9636 | 1
| LCA | Big Creek/Ventura | 1 | Average Weekday | CAISO | 1-in-2 | 2025 | 13 |  |  |  | 60.7648 | 1
| LCA | Big Creek/Ventura | 1 | Average Weekday | CAISO | 1-in-2 | 2025 | 14 |  |  |  | 62.6181 | 1
| LCA | Big Creek/Ventura | 1 | Average Weekday | CAISO | 1-in-2 | 2025 | 15 |  |  |  | 63.8047 | 1
| LCA | Big Creek/Ventura | 1 | Average Weekday | CAISO | 1-in-2 | 2025 | 16 |  |  |  | 64.2705 | 1
| LCA | Big Creek/Ventura | 1 | Average Weekday | CAISO | 1-in-2 | 2025 | 17 |  |  |  | 63.7646 | 1
| LCA | Big Creek/Ventura | 1 | Average Weekday | CAISO | 1-in-2 | 2025 | 18 |  |  |  | 62.0633 | 1
| LCA | Big Creek/Ventura | 1 | Average Weekday | CAISO | 1-in-2 | 2025 | 19 |  |  |  | 59.2455 | 1
| LCA | Big Creek/Ventura | 1 | Average Weekday | CAISO | 1-in-2 | 2025 | 20 |  |  |  | 56.8437 | 1
| LCA | Big Creek/Ventura | 1 | Average Weekday | CAISO | 1-in-2 | 2025 | 21 |  |  |  | 54.9221 | 1
| LCA | Big Creek/Ventura | 1 | Average Weekday | CAISO | 1-in-2 | 2025 | 22 |  |  |  | 53.2415 | 1
| LCA | Big Creek/Ventura | 1 | Average Weekday | CAISO | 1-in-2 | 2025 | 23 |  |  |  | 51.9811 | 1
| LCA | Big Creek/Ventura | 1 | Average Weekday | CAISO | 1-in-2 | 2025 | 24 |  |  |  | 51.0226 | 1
| LCA | Big Creek/Ventura | 1 | Monthly System Peak Day | CAISO | 1-in-2 | 2025 | 1 |  |  |  | 43.8848 | 1
| LCA | Big Creek/Ventura | 1 | Monthly System Peak Day | CAISO | 1-in-2 | 2025 | 2 |  |  |  | 42.5776 | 1
| LCA | Big Creek/Ventura | 1 | Monthly System Peak Day | CAISO | 1-in-2 | 2025 | 3 |  |  |  | 41.0357 | 1
| LCA | Big Creek/Ventura | 1 | Monthly System Peak Day | CAISO | 1-in-2 | 2025 | 4 |  |  |  | 40.0933 | 1
| LCA | Big Creek/Ventura | 1 | Monthly System Peak Day | CAISO | 1-in-2 | 2025 | 5 |  |  |  | 39.5233 | 1
| LCA | Big Creek/Ventura | 1 | Monthly System Peak Day | CAISO | 1-in-2 | 2025 | 6 |  |  |  | 39.2295 | 1
| LCA | Big Creek/Ventura | 1 | Monthly System Peak Day | CAISO | 1-in-2 | 2025 | 7 |  |  |  | 39.2295 | 1
| LCA | Big Creek/Ventura | 1 | Monthly System Peak Day | CAISO | 1-in-2 | 2025 | 8 |  |  |  | 39.6986 | 1
| LCA | Big Creek/Ventura | 1 | Monthly System Peak Day | CAISO | 1-in-2 | 2025 | 9 |  |  |  | 40.0724 | 1
| LCA | Big Creek/Ventura | 1 | Monthly System Peak Day | CAISO | 1-in-2 | 2025 | 10 |  |  |  | 42.7562 | 1
| LCA | Big Creek/Ventura | 1 | Monthly System Peak Day | CAISO | 1-in-2 | 2025 | 11 |  |  |  | 47.051 | 1
| LCA | Big Creek/Ventura | 1 | Monthly System Peak Day | CAISO | 1-in-2 | 2025 | 12 |  |  |  | 50.0129 | 1
| LCA | Big Creek/Ventura | 1 | Monthly System Peak Day | CAISO | 1-in-2 | 2025 | 13 |  |  |  | 50.501 | 1
| LCA | Big Creek/Ventura | 1 | Monthly System Peak Day | CAISO | 1-in-2 | 2025 | 14 |  |  |  | 51.2752 | 1
| LCA | Big Creek/Ventura | 1 | Monthly System Peak Day | CAISO | 1-in-2 | 2025 | 15 |  |  |  | 52.09 | 1
| LCA | Big Creek/Ventura | 1 | Monthly System Peak Day | CAISO | 1-in-2 | 2025 | 16 |  |  |  | 52.4529 | 1
| LCA | Big Creek/Ventura | 1 | Monthly System Peak Day | CAISO | 1-in-2 | 2025 | 17 |  |  |  | 52.7195 | 1
| LCA | Big Creek/Ventura | 1 | Monthly System Peak Day | CAISO | 1-in-2 | 2025 | 18 |  |  |  | 51.6867 | 1
| LCA | Big Creek/Ventura | 1 | Monthly System Peak Day | CAISO | 1-in-2 | 2025 | 19 |  |  |  | 49.5862 | 1
| LCA | Big Creek/Ventura | 1 | Monthly System Peak Day | CAISO | 1-in-2 | 2025 | 20 |  |  |  | 48.3276 | 1
| LCA | Big Creek/Ventura | 1 | Monthly System Peak Day | CAISO | 1-in-2 | 2025 | 21 |  |  |  | 47.0533 | 1
| LCA | Big Creek/Ventura | 1 | Monthly System Peak Day | CAISO | 1-in-2 | 2025 | 22 |  |  |  | 46.1652 | 1
| LCA | Big Creek/Ventura | 1 | Monthly System Peak Day | CAISO | 1-in-2 | 2025 | 23 |  |  |  | 45.7748 | 1
| LCA | Big Creek/Ventura | 1 | Monthly System Peak Day | CAISO | 1-in-2 | 2025 | 24 |  |  |  | 45.521 | 1
| LCA | Big Creek/Ventura | 2 | Average Weekday | CAISO | 1-in-2 | 2025 | 1 |  |  |  | 49.7471 | 1
| LCA | Big Creek/Ventura | 2 | Average Weekday | CAISO | 1-in-2 | 2025 | 2 |  |  |  | 48.8044 | 1
| LCA | Big Creek/Ventura | 2 | Average Weekday | CAISO | 1-in-2 | 2025 | 3 |  |  |  | 47.9669 | 1
| LCA | Big Creek/Ventura | 2 | Average Weekday | CAISO | 1-in-2 | 2025 | 4 |  |  |  | 47.3214 | 1
| LCA | Big Creek/Ventura | 2 | Average Weekday | CAISO | 1-in-2 | 2025 | 5 |  |  |  | 46.693 | 1
| LCA | Big Creek/Ventura | 2 | Average Weekday | CAISO | 1-in-2 | 2025 | 6 |  |  |  | 46.2062 | 1
| LCA | Big Creek/Ventura | 2 | Average Weekday | CAISO | 1-in-2 | 2025 | 7 |  |  |  | 45.7339 | 1
| LCA | Big Creek/Ventura | 2 | Average Weekday | CAISO | 1-in-2 | 2025 | 8 |  |  |  | 45.5057 | 1
| LCA | Big Creek/Ventura | 2 | Average Weekday | CAISO | 1-in-2 | 2025 | 9 |  |  |  | 46.7937 | 1
| LCA | Big Creek/Ventura | 2 | Average Weekday | CAISO | 1-in-2 | 2025 | 10 |  |  |  | 50.8853 | 1
| LCA | Big Creek/Ventura | 2 | Average Weekday | CAISO | 1-in-2 | 2025 | 11 |  |  |  | 55.3739 | 1
| LCA | Big Creek/Ventura | 2 | Average Weekday | CAISO | 1-in-2 | 2025 | 12 |  |  |  | 58.976 | 1
| LCA | Big Creek/Ventura | 2 | Average Weekday | CAISO | 1-in-2 | 2025 | 13 |  |  |  | 61.6118 | 1
| LCA | Big Creek/Ventura | 2 | Average Weekday | CAISO | 1-in-2 | 2025 | 14 |  |  |  | 63.0469 | 1
| LCA | Big Creek/Ventura | 2 | Average Weekday | CAISO | 1-in-2 | 2025 | 15 |  |  |  | 63.8701 | 1
| LCA | Big Creek/Ventura | 2 | Average Weekday | CAISO | 1-in-2 | 2025 | 16 |  |  |  | 64.3836 | 1
| LCA | Big Creek/Ventura | 2 | Average Weekday | CAISO | 1-in-2 | 2025 | 17 |  |  |  | 64.1195 | 1
| LCA | Big Creek/Ventura | 2 | Average Weekday | CAISO | 1-in-2 | 2025 | 18 |  |  |  | 62.8705 | 1
| LCA | Big Creek/Ventura | 2 | Average Weekday | CAISO | 1-in-2 | 2025 | 19 |  |  |  | 60.231 | 1
| LCA | Big Creek/Ventura | 2 | Average Weekday | CAISO | 1-in-2 | 2025 | 20 |  |  |  | 57.4089 | 1
| LCA | Big Creek/Ventura | 2 | Average Weekday | CAISO | 1-in-2 | 2025 | 21 |  |  |  | 55.3029 | 1
| LCA | Big Creek/Ventura | 2 | Average Weekday | CAISO | 1-in-2 | 2025 | 22 |  |  |  | 53.5561 | 1
| LCA | Big Creek/Ventura | 2 | Average Weekday | CAISO | 1-in-2 | 2025 | 23 |  |  |  | 52.2346 | 1
| LCA | Big Creek/Ventura | 2 | Average Weekday | CAISO | 1-in-2 | 2025 | 24 |  |  |  | 51.0608 | 1
| LCA | Big Creek/Ventura | 2 | Monthly System Peak Day | CAISO | 1-in-2 | 2025 | 1 |  |  |  | 41.2029 | 1
| LCA | Big Creek/Ventura | 2 | Monthly System Peak Day | CAISO | 1-in-2 | 2025 | 2 |  |  |  | 40.1505 | 1
| LCA | Big Creek/Ventura | 2 | Monthly System Peak Day | CAISO | 1-in-2 | 2025 | 3 |  |  |  | 39.6238 | 1
| LCA | Big Creek/Ventura | 2 | Monthly System Peak Day | CAISO | 1-in-2 | 2025 | 4 |  |  |  | 39.0433 | 1
| LCA | Big Creek/Ventura | 2 | Monthly System Peak Day | CAISO | 1-in-2 | 2025 | 5 |  |  |  | 38.2095 | 1
| LCA | Big Creek/Ventura | 2 | Monthly System Peak Day | CAISO | 1-in-2 | 2025 | 6 |  |  |  | 37.7305 | 1
| LCA | Big Creek/Ventura | 2 | Monthly System Peak Day | CAISO | 1-in-2 | 2025 | 7 |  |  |  | 37.5457 | 1
| LCA | Big Creek/Ventura | 2 | Monthly System Peak Day | CAISO | 1-in-2 | 2025 | 8 |  |  |  | 37.4543 | 1
| LCA | Big Creek/Ventura | 2 | Monthly System Peak Day | CAISO | 1-in-2 | 2025 | 9 |  |  |  | 38.8457 | 1
| LCA | Big Creek/Ventura | 2 | Monthly System Peak Day | CAISO | 1-in-2 | 2025 | 10 |  |  |  | 41.9462 | 1
| LCA | Big Creek/Ventura | 2 | Monthly System Peak Day | CAISO | 1-in-2 | 2025 | 11 |  |  |  | 45.271 | 1
| LCA | Big Creek/Ventura | 2 | Monthly System Peak Day | CAISO | 1-in-2 | 2025 | 12 |  |  |  | 48.1629 | 1
| LCA | Big Creek/Ventura | 2 | Monthly System Peak Day | CAISO | 1-in-2 | 2025 | 13 |  |  |  | 50.8633 | 1
| LCA | Big Creek/Ventura | 2 | Monthly System Peak Day | CAISO | 1-in-2 | 2025 | 14 |  |  |  | 52.6652 | 1
| LCA | Big Creek/Ventura | 2 | Monthly System Peak Day | CAISO | 1-in-2 | 2025 | 15 |  |  |  | 53.7552 | 1
| LCA | Big Creek/Ventura | 2 | Monthly System Peak Day | CAISO | 1-in-2 | 2025 | 16 |  |  |  | 54.6462 | 1
| LCA | Big Creek/Ventura | 2 | Monthly System Peak Day | CAISO | 1-in-2 | 2025 | 17 |  |  |  | 54.8867 | 1
| LCA | Big Creek/Ventura | 2 | Monthly System Peak Day | CAISO | 1-in-2 | 2025 | 18 |  |  |  | 53.3919 | 1
| LCA | Big Creek/Ventura | 2 | Monthly System Peak Day | CAISO | 1-in-2 | 2025 | 19 |  |  |  | 50.7876 | 1
| LCA | Big Creek/Ventura | 2 | Monthly System Peak Day | CAISO | 1-in-2 | 2025 | 20 |  |  |  | 48.3681 | 1
| LCA | Big Creek/Ventura | 2 | Monthly System Peak Day | CAISO | 1-in-2 | 2025 | 21 |  |  |  | 46.3952 | 1
| LCA | Big Creek/Ventura | 2 | Monthly System Peak Day | CAISO | 1-in-2 | 2025 | 22 |  |  |  | 44.9329 | 1
| LCA | Big Creek/Ventura | 2 | Monthly System Peak Day | CAISO | 1-in-2 | 2025 | 23 |  |  |  | 43.6771 | 1
| LCA | Big Creek/Ventura | 2 | Monthly System Peak Day | CAISO | 1-in-2 | 2025 | 24 |  |  |  | 42.6943 | 1
| LCA | Big Creek/Ventura | 3 | Average Weekday | CAISO | 1-in-2 | 2025 | 1 |  |  |  | 52.8595 | 1
| LCA | Big Creek/Ventura | 3 | Average Weekday | CAISO | 1-in-2 | 2025 | 2 |  |  |  | 51.8237 | 1
| LCA | Big Creek/Ventura | 3 | Average Weekday | CAISO | 1-in-2 | 2025 | 3 |  |  |  | 51.0006 | 1
| LCA | Big Creek/Ventura | 3 | Average Weekday | CAISO | 1-in-2 | 2025 | 4 |  |  |  | 50.2553 | 1
| LCA | Big Creek/Ventura | 3 | Average Weekday | CAISO | 1-in-2 | 2025 | 5 |  |  |  | 49.4158 | 1
| LCA | Big Creek/Ventura | 3 | Average Weekday | CAISO | 1-in-2 | 2025 | 6 |  |  |  | 48.5231 | 1
| LCA | Big Creek/Ventura | 3 | Average Weekday | CAISO | 1-in-2 | 2025 | 7 |  |  |  | 47.8837 | 1
| LCA | Big Creek/Ventura | 3 | Average Weekday | CAISO | 1-in-2 | 2025 | 8 |  |  |  | 47.5302 | 1
| LCA | Big Creek/Ventura | 3 | Average Weekday | CAISO | 1-in-2 | 2025 | 9 |  |  |  | 48.4112 | 1
| LCA | Big Creek/Ventura | 3 | Average Weekday | CAISO | 1-in-2 | 2025 | 10 |  |  |  | 51.877 | 1
| LCA | Big Creek/Ventura | 3 | Average Weekday | CAISO | 1-in-2 | 2025 | 11 |  |  |  | 56.0412 | 1
| LCA | Big Creek/Ventura | 3 | Average Weekday | CAISO | 1-in-2 | 2025 | 12 |  |  |  | 59.6138 | 1
| LCA | Big Creek/Ventura | 3 | Average Weekday | CAISO | 1-in-2 | 2025 | 13 |  |  |  | 62.2225 | 1
| LCA | Big Creek/Ventura | 3 | Average Weekday | CAISO | 1-in-2 | 2025 | 14 |  |  |  | 64.1572 | 1
| LCA | Big Creek/Ventura | 3 | Average Weekday | CAISO | 1-in-2 | 2025 | 15 |  |  |  | 65.3688 | 1
| LCA | Big Creek/Ventura | 3 | Average Weekday | CAISO | 1-in-2 | 2025 | 16 |  |  |  | 66.1061 | 1
| LCA | Big Creek/Ventura | 3 | Average Weekday | CAISO | 1-in-2 | 2025 | 17 |  |  |  | 66.2013 | 1
| LCA | Big Creek/Ventura | 3 | Average Weekday | CAISO | 1-in-2 | 2025 | 18 |  |  |  | 65.4538 | 1
| LCA | Big Creek/Ventura | 3 | Average Weekday | CAISO | 1-in-2 | 2025 | 19 |  |  |  | 63.896 | 1
| LCA | Big Creek/Ventura | 3 | Average Weekday | CAISO | 1-in-2 | 2025 | 20 |  |  |  | 61.5069 | 1
| LCA | Big Creek/Ventura | 3 | Average Weekday | CAISO | 1-in-2 | 2025 | 21 |  |  |  | 58.9205 | 1
| LCA | Big Creek/Ventura | 3 | Average Weekday | CAISO | 1-in-2 | 2025 | 22 |  |  |  | 56.9409 | 1
| LCA | Big Creek/Ventura | 3 | Average Weekday | CAISO | 1-in-2 | 2025 | 23 |  |  |  | 55.4416 | 1
| LCA | Big Creek/Ventura | 3 | Average Weekday | CAISO | 1-in-2 | 2025 | 24 |  |  |  | 54.2709 | 1
| LCA | Big Creek/Ventura | 3 | Monthly System Peak Day | CAISO | 1-in-2 | 2025 | 1 |  |  |  | 53.0719 | 1
| LCA | Big Creek/Ventura | 3 | Monthly System Peak Day | CAISO | 1-in-2 | 2025 | 2 |  |  |  | 52.0262 | 1
| LCA | Big Creek/Ventura | 3 | Monthly System Peak Day | CAISO | 1-in-2 | 2025 | 3 |  |  |  | 50.3457 | 1
| LCA | Big Creek/Ventura | 3 | Monthly System Peak Day | CAISO | 1-in-2 | 2025 | 4 |  |  |  | 49.54 | 1
| LCA | Big Creek/Ventura | 3 | Monthly System Peak Day | CAISO | 1-in-2 | 2025 | 5 |  |  |  | 47.9524 | 1
| LCA | Big Creek/Ventura | 3 | Monthly System Peak Day | CAISO | 1-in-2 | 2025 | 6 |  |  |  | 47.3219 | 1
| LCA | Big Creek/Ventura | 3 | Monthly System Peak Day | CAISO | 1-in-2 | 2025 | 7 |  |  |  | 46.961 | 1
| LCA | Big Creek/Ventura | 3 | Monthly System Peak Day | CAISO | 1-in-2 | 2025 | 8 |  |  |  | 46.3624 | 1
| LCA | Big Creek/Ventura | 3 | Monthly System Peak Day | CAISO | 1-in-2 | 2025 | 9 |  |  |  | 46.9714 | 1
| LCA | Big Creek/Ventura | 3 | Monthly System Peak Day | CAISO | 1-in-2 | 2025 | 10 |  |  |  | 50.4329 | 1
| LCA | Big Creek/Ventura | 3 | Monthly System Peak Day | CAISO | 1-in-2 | 2025 | 11 |  |  |  | 55.26 | 1
| LCA | Big Creek/Ventura | 3 | Monthly System Peak Day | CAISO | 1-in-2 | 2025 | 12 |  |  |  | 60.3743 | 1
| LCA | Big Creek/Ventura | 3 | Monthly System Peak Day | CAISO | 1-in-2 | 2025 | 13 |  |  |  | 64.0509 | 1
| LCA | Big Creek/Ventura | 3 | Monthly System Peak Day | CAISO | 1-in-2 | 2025 | 14 |  |  |  | 66.0724 | 1
| LCA | Big Creek/Ventura | 3 | Monthly System Peak Day | CAISO | 1-in-2 | 2025 | 15 |  |  |  | 67.0591 | 1
| LCA | Big Creek/Ventura | 3 | Monthly System Peak Day | CAISO | 1-in-2 | 2025 | 16 |  |  |  | 68.1805 | 1
| LCA | Big Creek/Ventura | 3 | Monthly System Peak Day | CAISO | 1-in-2 | 2025 | 17 |  |  |  | 68.899 | 1
| LCA | Big Creek/Ventura | 3 | Monthly System Peak Day | CAISO | 1-in-2 | 2025 | 18 |  |  |  | 68.5681 | 1
| LCA | Big Creek/Ventura | 3 | Monthly System Peak Day | CAISO | 1-in-2 | 2025 | 19 |  |  |  | 66.6652 | 1
| LCA | Big Creek/Ventura | 3 | Monthly System Peak Day | CAISO | 1-in-2 | 2025 | 20 |  |  |  | 63.8852 | 1
| LCA | Big Creek/Ventura | 3 | Monthly System Peak Day | CAISO | 1-in-2 | 2025 | 21 |  |  |  | 60.5138 | 1
| LCA | Big Creek/Ventura | 3 | Monthly System Peak Day | CAISO | 1-in-2 | 2025 | 22 |  |  |  | 58.1057 | 1
| LCA | Big Creek/Ventura | 3 | Monthly System Peak Day | CAISO | 1-in-2 | 2025 | 23 |  |  |  | 56.6171 | 1
| LCA | Big Creek/Ventura | 3 | Monthly System Peak Day | CAISO | 1-in-2 | 2025 | 24 |  |  |  | 55.8624 | 1
| LCA | Big Creek/Ventura | 4 | Average Weekday | CAISO | 1-in-2 | 2025 | 1 |  |  |  | 55.9472 | 1
| LCA | Big Creek/Ventura | 4 | Average Weekday | CAISO | 1-in-2 | 2025 | 2 |  |  |  | 54.863 | 1
| LCA | Big Creek/Ventura | 4 | Average Weekday | CAISO | 1-in-2 | 2025 | 3 |  |  |  | 53.8535 | 1
| LCA | Big Creek/Ventura | 4 | Average Weekday | CAISO | 1-in-2 | 2025 | 4 |  |  |  | 52.93 | 1
| LCA | Big Creek/Ventura | 4 | Average Weekday | CAISO | 1-in-2 | 2025 | 5 |  |  |  | 52.0399 | 1
| LCA | Big Creek/Ventura | 4 | Average Weekday | CAISO | 1-in-2 | 2025 | 6 |  |  |  | 51.4284 | 1
| LCA | Big Creek/Ventura | 4 | Average Weekday | CAISO | 1-in-2 | 2025 | 7 |  |  |  | 50.819 | 1
| LCA | Big Creek/Ventura | 4 | Average Weekday | CAISO | 1-in-2 | 2025 | 8 |  |  |  | 50.625 | 1
| LCA | Big Creek/Ventura | 4 | Average Weekday | CAISO | 1-in-2 | 2025 | 9 |  |  |  | 52.3582 | 1
| LCA | Big Creek/Ventura | 4 | Average Weekday | CAISO | 1-in-2 | 2025 | 10 |  |  |  | 55.8446 | 1
| LCA | Big Creek/Ventura | 4 | Average Weekday | CAISO | 1-in-2 | 2025 | 11 |  |  |  | 59.5545 | 1
| LCA | Big Creek/Ventura | 4 | Average Weekday | CAISO | 1-in-2 | 2025 | 12 |  |  |  | 62.8472 | 1
| LCA | Big Creek/Ventura | 4 | Average Weekday | CAISO | 1-in-2 | 2025 | 13 |  |  |  | 65.5091 | 1
| LCA | Big Creek/Ventura | 4 | Average Weekday | CAISO | 1-in-2 | 2025 | 14 |  |  |  | 67.5765 | 1
| LCA | Big Creek/Ventura | 4 | Average Weekday | CAISO | 1-in-2 | 2025 | 15 |  |  |  | 68.8958 | 1
| LCA | Big Creek/Ventura | 4 | Average Weekday | CAISO | 1-in-2 | 2025 | 16 |  |  |  | 69.4967 | 1
| LCA | Big Creek/Ventura | 4 | Average Weekday | CAISO | 1-in-2 | 2025 | 17 |  |  |  | 69.5101 | 1
| LCA | Big Creek/Ventura | 4 | Average Weekday | CAISO | 1-in-2 | 2025 | 18 |  |  |  | 68.7653 | 1
| LCA | Big Creek/Ventura | 4 | Average Weekday | CAISO | 1-in-2 | 2025 | 19 |  |  |  | 67.3382 | 1
| LCA | Big Creek/Ventura | 4 | Average Weekday | CAISO | 1-in-2 | 2025 | 20 |  |  |  | 65.1 | 1
| LCA | Big Creek/Ventura | 4 | Average Weekday | CAISO | 1-in-2 | 2025 | 21 |  |  |  | 62.108 | 1
| LCA | Big Creek/Ventura | 4 | Average Weekday | CAISO | 1-in-2 | 2025 | 22 |  |  |  | 59.8688 | 1
| LCA | Big Creek/Ventura | 4 | Average Weekday | CAISO | 1-in-2 | 2025 | 23 |  |  |  | 58.3519 | 1
| LCA | Big Creek/Ventura | 4 | Average Weekday | CAISO | 1-in-2 | 2025 | 24 |  |  |  | 57.0564 | 1
| LCA | Big Creek/Ventura | 4 | Monthly System Peak Day | CAISO | 1-in-2 | 2025 | 1 |  |  |  | 61.0129 | 1
| LCA | Big Creek/Ventura | 4 | Monthly System Peak Day | CAISO | 1-in-2 | 2025 | 2 |  |  |  | 59.2143 | 1
| LCA | Big Creek/Ventura | 4 | Monthly System Peak Day | CAISO | 1-in-2 | 2025 | 3 |  |  |  | 57.7443 | 1
| LCA | Big Creek/Ventura | 4 | Monthly System Peak Day | CAISO | 1-in-2 | 2025 | 4 |  |  |  | 56.4338 | 1
| LCA | Big Creek/Ventura | 4 | Monthly System Peak Day | CAISO | 1-in-2 | 2025 | 5 |  |  |  | 55.4138 | 1
| LCA | Big Creek/Ventura | 4 | Monthly System Peak Day | CAISO | 1-in-2 | 2025 | 6 |  |  |  | 54.2052 | 1
| LCA | Big Creek/Ventura | 4 | Monthly System Peak Day | CAISO | 1-in-2 | 2025 | 7 |  |  |  | 53.3943 | 1
| LCA | Big Creek/Ventura | 4 | Monthly System Peak Day | CAISO | 1-in-2 | 2025 | 8 |  |  |  | 53.4162 | 1
| LCA | Big Creek/Ventura | 4 | Monthly System Peak Day | CAISO | 1-in-2 | 2025 | 9 |  |  |  | 55.8205 | 1
| LCA | Big Creek/Ventura | 4 | Monthly System Peak Day | CAISO | 1-in-2 | 2025 | 10 |  |  |  | 60.5848 | 1
| LCA | Big Creek/Ventura | 4 | Monthly System Peak Day | CAISO | 1-in-2 | 2025 | 11 |  |  |  | 67.0171 | 1
| LCA | Big Creek/Ventura | 4 | Monthly System Peak Day | CAISO | 1-in-2 | 2025 | 12 |  |  |  | 72.6729 | 1
| LCA | Big Creek/Ventura | 4 | Monthly System Peak Day | CAISO | 1-in-2 | 2025 | 13 |  |  |  | 76.9319 | 1
| LCA | Big Creek/Ventura | 4 | Monthly System Peak Day | CAISO | 1-in-2 | 2025 | 14 |  |  |  | 79.931 | 1
| LCA | Big Creek/Ventura | 4 | Monthly System Peak Day | CAISO | 1-in-2 | 2025 | 15 |  |  |  | 81.9243 | 1
| LCA | Big Creek/Ventura | 4 | Monthly System Peak Day | CAISO | 1-in-2 | 2025 | 16 |  |  |  | 82.4314 | 1
| LCA | Big Creek/Ventura | 4 | Monthly System Peak Day | CAISO | 1-in-2 | 2025 | 17 |  |  |  | 82.6729 | 1
| LCA | Big Creek/Ventura | 4 | Monthly System Peak Day | CAISO | 1-in-2 | 2025 | 18 |  |  |  | 82.1267 | 1
| LCA | Big Creek/Ventura | 4 | Monthly System Peak Day | CAISO | 1-in-2 | 2025 | 19 |  |  |  | 80.6881 | 1
| LCA | Big Creek/Ventura | 4 | Monthly System Peak Day | CAISO | 1-in-2 | 2025 | 20 |  |  |  | 77.7867 | 1
| LCA | Big Creek/Ventura | 4 | Monthly System Peak Day | CAISO | 1-in-2 | 2025 | 21 |  |  |  | 72.969 | 1
| LCA | Big Creek/Ventura | 4 | Monthly System Peak Day | CAISO | 1-in-2 | 2025 | 22 |  |  |  | 68.779 | 1
| LCA | Big Creek/Ventura | 4 | Monthly System Peak Day | CAISO | 1-in-2 | 2025 | 23 |  |  |  | 65.969 | 1
| LCA | Big Creek/Ventura | 4 | Monthly System Peak Day | CAISO | 1-in-2 | 2025 | 24 |  |  |  | 63.951 | 1
| LCA | Big Creek/Ventura | 5 | Average Weekday | CAISO | 1-in-2 | 2025 | 1 |  |  |  | 59.9923 | 1
| LCA | Big Creek/Ventura | 5 | Average Weekday | CAISO | 1-in-2 | 2025 | 2 |  |  |  | 58.9604 | 1
| LCA | Big Creek/Ventura | 5 | Average Weekday | CAISO | 1-in-2 | 2025 | 3 |  |  |  | 58.0285 | 1
| LCA | Big Creek/Ventura | 5 | Average Weekday | CAISO | 1-in-2 | 2025 | 4 |  |  |  | 57.1772 | 1
| LCA | Big Creek/Ventura | 5 | Average Weekday | CAISO | 1-in-2 | 2025 | 5 |  |  |  | 56.5246 | 1
| LCA | Big Creek/Ventura | 5 | Average Weekday | CAISO | 1-in-2 | 2025 | 6 |  |  |  | 55.8549 | 1
| LCA | Big Creek/Ventura | 5 | Average Weekday | CAISO | 1-in-2 | 2025 | 7 |  |  |  | 55.2307 | 1
| LCA | Big Creek/Ventura | 5 | Average Weekday | CAISO | 1-in-2 | 2025 | 8 |  |  |  | 55.5515 | 1
| LCA | Big Creek/Ventura | 5 | Average Weekday | CAISO | 1-in-2 | 2025 | 9 |  |  |  | 58.2705 | 1
| LCA | Big Creek/Ventura | 5 | Average Weekday | CAISO | 1-in-2 | 2025 | 10 |  |  |  | 61.5484 | 1
| LCA | Big Creek/Ventura | 5 | Average Weekday | CAISO | 1-in-2 | 2025 | 11 |  |  |  | 64.8911 | 1
| LCA | Big Creek/Ventura | 5 | Average Weekday | CAISO | 1-in-2 | 2025 | 12 |  |  |  | 67.8559 | 1
| LCA | Big Creek/Ventura | 5 | Average Weekday | CAISO | 1-in-2 | 2025 | 13 |  |  |  | 70.274 | 1
| LCA | Big Creek/Ventura | 5 | Average Weekday | CAISO | 1-in-2 | 2025 | 14 |  |  |  | 72.0602 | 1
| LCA | Big Creek/Ventura | 5 | Average Weekday | CAISO | 1-in-2 | 2025 | 15 |  |  |  | 73.1902 | 1
| LCA | Big Creek/Ventura | 5 | Average Weekday | CAISO | 1-in-2 | 2025 | 16 |  |  |  | 73.6664 | 1
| LCA | Big Creek/Ventura | 5 | Average Weekday | CAISO | 1-in-2 | 2025 | 17 |  |  |  | 73.4822 | 1
| LCA | Big Creek/Ventura | 5 | Average Weekday | CAISO | 1-in-2 | 2025 | 18 |  |  |  | 72.7404 | 1
| LCA | Big Creek/Ventura | 5 | Average Weekday | CAISO | 1-in-2 | 2025 | 19 |  |  |  | 71.3964 | 1
| LCA | Big Creek/Ventura | 5 | Average Weekday | CAISO | 1-in-2 | 2025 | 20 |  |  |  | 69.2439 | 1
| LCA | Big Creek/Ventura | 5 | Average Weekday | CAISO | 1-in-2 | 2025 | 21 |  |  |  | 66.4425 | 1
| LCA | Big Creek/Ventura | 5 | Average Weekday | CAISO | 1-in-2 | 2025 | 22 |  |  |  | 63.8796 | 1
| LCA | Big Creek/Ventura | 5 | Average Weekday | CAISO | 1-in-2 | 2025 | 23 |  |  |  | 62.223 | 1
| LCA | Big Creek/Ventura | 5 | Average Weekday | CAISO | 1-in-2 | 2025 | 24 |  |  |  | 60.8978 | 1
| LCA | Big Creek/Ventura | 5 | Monthly System Peak Day | CAISO | 1-in-2 | 2025 | 1 |  |  |  | 66.6424 | 1
| LCA | Big Creek/Ventura | 5 | Monthly System Peak Day | CAISO | 1-in-2 | 2025 | 2 |  |  |  | 65.0781 | 1
| LCA | Big Creek/Ventura | 5 | Monthly System Peak Day | CAISO | 1-in-2 | 2025 | 3 |  |  |  | 63.9038 | 1
| LCA | Big Creek/Ventura | 5 | Monthly System Peak Day | CAISO | 1-in-2 | 2025 | 4 |  |  |  | 61.9876 | 1
| LCA | Big Creek/Ventura | 5 | Monthly System Peak Day | CAISO | 1-in-2 | 2025 | 5 |  |  |  | 60.6062 | 1
| LCA | Big Creek/Ventura | 5 | Monthly System Peak Day | CAISO | 1-in-2 | 2025 | 6 |  |  |  | 59.9133 | 1
| LCA | Big Creek/Ventura | 5 | Monthly System Peak Day | CAISO | 1-in-2 | 2025 | 7 |  |  |  | 59.5448 | 1
| LCA | Big Creek/Ventura | 5 | Monthly System Peak Day | CAISO | 1-in-2 | 2025 | 8 |  |  |  | 59.6538 | 1
| LCA | Big Creek/Ventura | 5 | Monthly System Peak Day | CAISO | 1-in-2 | 2025 | 9 |  |  |  | 61.3857 | 1
| LCA | Big Creek/Ventura | 5 | Monthly System Peak Day | CAISO | 1-in-2 | 2025 | 10 |  |  |  | 65.8257 | 1
| LCA | Big Creek/Ventura | 5 | Monthly System Peak Day | CAISO | 1-in-2 | 2025 | 11 |  |  |  | 70.9662 | 1
| LCA | Big Creek/Ventura | 5 | Monthly System Peak Day | CAISO | 1-in-2 | 2025 | 12 |  |  |  | 76.139 | 1
| LCA | Big Creek/Ventura | 5 | Monthly System Peak Day | CAISO | 1-in-2 | 2025 | 13 |  |  |  | 79.6881 | 1
| LCA | Big Creek/Ventura | 5 | Monthly System Peak Day | CAISO | 1-in-2 | 2025 | 14 |  |  |  | 82.2152 | 1
| LCA | Big Creek/Ventura | 5 | Monthly System Peak Day | CAISO | 1-in-2 | 2025 | 15 |  |  |  | 83.281 | 1
| LCA | Big Creek/Ventura | 5 | Monthly System Peak Day | CAISO | 1-in-2 | 2025 | 16 |  |  |  | 83.4486 | 1
| LCA | Big Creek/Ventura | 5 | Monthly System Peak Day | CAISO | 1-in-2 | 2025 | 17 |  |  |  | 82.6714 | 1
| LCA | Big Creek/Ventura | 5 | Monthly System Peak Day | CAISO | 1-in-2 | 2025 | 18 |  |  |  | 81.8529 | 1
| LCA | Big Creek/Ventura | 5 | Monthly System Peak Day | CAISO | 1-in-2 | 2025 | 19 |  |  |  | 80.2819 | 1
| LCA | Big Creek/Ventura | 5 | Monthly System Peak Day | CAISO | 1-in-2 | 2025 | 20 |  |  |  | 77.2986 | 1
| LCA | Big Creek/Ventura | 5 | Monthly System Peak Day | CAISO | 1-in-2 | 2025 | 21 |  |  |  | 73.1795 | 1
| LCA | Big Creek/Ventura | 5 | Monthly System Peak Day | CAISO | 1-in-2 | 2025 | 22 |  |  |  | 69.6914 | 1
| LCA | Big Creek/Ventura | 5 | Monthly System Peak Day | CAISO | 1-in-2 | 2025 | 23 |  |  |  | 67.0338 | 1
| LCA | Big Creek/Ventura | 5 | Monthly System Peak Day | CAISO | 1-in-2 | 2025 | 24 |  |  |  | 65.1314 | 1
| LCA | Big Creek/Ventura | 6 | Average Weekday | CAISO | 1-in-2 | 2025 | 1 |  |  |  | 64.4446 | 1
| LCA | Big Creek/Ventura | 6 | Average Weekday | CAISO | 1-in-2 | 2025 | 2 |  |  |  | 63.2767 | 1
| LCA | Big Creek/Ventura | 6 | Average Weekday | CAISO | 1-in-2 | 2025 | 3 |  |  |  | 62.2793 | 1
| LCA | Big Creek/Ventura | 6 | Average Weekday | CAISO | 1-in-2 | 2025 | 4 |  |  |  | 61.464 | 1
| LCA | Big Creek/Ventura | 6 | Average Weekday | CAISO | 1-in-2 | 2025 | 5 |  |  |  | 60.9021 | 1
| LCA | Big Creek/Ventura | 6 | Average Weekday | CAISO | 1-in-2 | 2025 | 6 |  |  |  | 60.1695 | 1
| LCA | Big Creek/Ventura | 6 | Average Weekday | CAISO | 1-in-2 | 2025 | 7 |  |  |  | 59.5618 | 1
| LCA | Big Creek/Ventura | 6 | Average Weekday | CAISO | 1-in-2 | 2025 | 8 |  |  |  | 60.0648 | 1
| LCA | Big Creek/Ventura | 6 | Average Weekday | CAISO | 1-in-2 | 2025 | 9 |  |  |  | 63.0612 | 1
| LCA | Big Creek/Ventura | 6 | Average Weekday | CAISO | 1-in-2 | 2025 | 10 |  |  |  | 66.8253 | 1
| LCA | Big Creek/Ventura | 6 | Average Weekday | CAISO | 1-in-2 | 2025 | 11 |  |  |  | 70.5864 | 1
| LCA | Big Creek/Ventura | 6 | Average Weekday | CAISO | 1-in-2 | 2025 | 12 |  |  |  | 74.0185 | 1
| LCA | Big Creek/Ventura | 6 | Average Weekday | CAISO | 1-in-2 | 2025 | 13 |  |  |  | 76.855 | 1
| LCA | Big Creek/Ventura | 6 | Average Weekday | CAISO | 1-in-2 | 2025 | 14 |  |  |  | 79.0359 | 1
| LCA | Big Creek/Ventura | 6 | Average Weekday | CAISO | 1-in-2 | 2025 | 15 |  |  |  | 80.4934 | 1
| LCA | Big Creek/Ventura | 6 | Average Weekday | CAISO | 1-in-2 | 2025 | 16 |  |  |  | 81.064 | 1
| LCA | Big Creek/Ventura | 6 | Average Weekday | CAISO | 1-in-2 | 2025 | 17 |  |  |  | 80.9841 | 1
| LCA | Big Creek/Ventura | 6 | Average Weekday | CAISO | 1-in-2 | 2025 | 18 |  |  |  | 80.1426 | 1
| LCA | Big Creek/Ventura | 6 | Average Weekday | CAISO | 1-in-2 | 2025 | 19 |  |  |  | 78.6553 | 1
| LCA | Big Creek/Ventura | 6 | Average Weekday | CAISO | 1-in-2 | 2025 | 20 |  |  |  | 76.5709 | 1
| LCA | Big Creek/Ventura | 6 | Average Weekday | CAISO | 1-in-2 | 2025 | 21 |  |  |  | 73.5264 | 1
| LCA | Big Creek/Ventura | 6 | Average Weekday | CAISO | 1-in-2 | 2025 | 22 |  |  |  | 69.9663 | 1
| LCA | Big Creek/Ventura | 6 | Average Weekday | CAISO | 1-in-2 | 2025 | 23 |  |  |  | 67.6652 | 1
| LCA | Big Creek/Ventura | 6 | Average Weekday | CAISO | 1-in-2 | 2025 | 24 |  |  |  | 66.0613 | 1
| LCA | Big Creek/Ventura | 6 | Monthly System Peak Day | CAISO | 1-in-2 | 2025 | 1 |  |  |  | 68.8024 | 1
| LCA | Big Creek/Ventura | 6 | Monthly System Peak Day | CAISO | 1-in-2 | 2025 | 2 |  |  |  | 67.6505 | 1
| LCA | Big Creek/Ventura | 6 | Monthly System Peak Day | CAISO | 1-in-2 | 2025 | 3 |  |  |  | 66.1986 | 1
| LCA | Big Creek/Ventura | 6 | Monthly System Peak Day | CAISO | 1-in-2 | 2025 | 4 |  |  |  | 65.1248 | 1
| LCA | Big Creek/Ventura | 6 | Monthly System Peak Day | CAISO | 1-in-2 | 2025 | 5 |  |  |  | 63.8086 | 1
| LCA | Big Creek/Ventura | 6 | Monthly System Peak Day | CAISO | 1-in-2 | 2025 | 6 |  |  |  | 62.5452 | 1
| LCA | Big Creek/Ventura | 6 | Monthly System Peak Day | CAISO | 1-in-2 | 2025 | 7 |  |  |  | 62.08 | 1
| LCA | Big Creek/Ventura | 6 | Monthly System Peak Day | CAISO | 1-in-2 | 2025 | 8 |  |  |  | 62.9281 | 1
| LCA | Big Creek/Ventura | 6 | Monthly System Peak Day | CAISO | 1-in-2 | 2025 | 9 |  |  |  | 65.6652 | 1
| LCA | Big Creek/Ventura | 6 | Monthly System Peak Day | CAISO | 1-in-2 | 2025 | 10 |  |  |  | 70.0443 | 1
| LCA | Big Creek/Ventura | 6 | Monthly System Peak Day | CAISO | 1-in-2 | 2025 | 11 |  |  |  | 74.979 | 1
| LCA | Big Creek/Ventura | 6 | Monthly System Peak Day | CAISO | 1-in-2 | 2025 | 12 |  |  |  | 79.1838 | 1
| LCA | Big Creek/Ventura | 6 | Monthly System Peak Day | CAISO | 1-in-2 | 2025 | 13 |  |  |  | 82.6405 | 1
| LCA | Big Creek/Ventura | 6 | Monthly System Peak Day | CAISO | 1-in-2 | 2025 | 14 |  |  |  | 85.5533 | 1
| LCA | Big Creek/Ventura | 6 | Monthly System Peak Day | CAISO | 1-in-2 | 2025 | 15 |  |  |  | 87.3609 | 1
| LCA | Big Creek/Ventura | 6 | Monthly System Peak Day | CAISO | 1-in-2 | 2025 | 16 |  |  |  | 88.4405 | 1
| LCA | Big Creek/Ventura | 6 | Monthly System Peak Day | CAISO | 1-in-2 | 2025 | 17 |  |  |  | 88.541 | 1
| LCA | Big Creek/Ventura | 6 | Monthly System Peak Day | CAISO | 1-in-2 | 2025 | 18 |  |  |  | 87.4433 | 1
| LCA | Big Creek/Ventura | 6 | Monthly System Peak Day | CAISO | 1-in-2 | 2025 | 19 |  |  |  | 85.239 | 1
| LCA | Big Creek/Ventura | 6 | Monthly System Peak Day | CAISO | 1-in-2 | 2025 | 20 |  |  |  | 82.8581 | 1
| LCA | Big Creek/Ventura | 6 | Monthly System Peak Day | CAISO | 1-in-2 | 2025 | 21 |  |  |  | 79.0467 | 1
| LCA | Big Creek/Ventura | 6 | Monthly System Peak Day | CAISO | 1-in-2 | 2025 | 22 |  |  |  | 75.0452 | 1
| LCA | Big Creek/Ventura | 6 | Monthly System Peak Day | CAISO | 1-in-2 | 2025 | 23 |  |  |  | 72.0457 | 1
| LCA | Big Creek/Ventura | 6 | Monthly System Peak Day | CAISO | 1-in-2 | 2025 | 24 |  |  |  | 70.119 | 1
| LCA | Big Creek/Ventura | 7 | Average Weekday | CAISO | 1-in-2 | 2025 | 1 |  |  |  | 69.4643 | 1
| LCA | Big Creek/Ventura | 7 | Average Weekday | CAISO | 1-in-2 | 2025 | 2 |  |  |  | 68.4978 | 1
| LCA | Big Creek/Ventura | 7 | Average Weekday | CAISO | 1-in-2 | 2025 | 3 |  |  |  | 67.7258 | 1
| LCA | Big Creek/Ventura | 7 | Average Weekday | CAISO | 1-in-2 | 2025 | 4 |  |  |  | 67.0793 | 1
| LCA | Big Creek/Ventura | 7 | Average Weekday | CAISO | 1-in-2 | 2025 | 5 |  |  |  | 66.3097 | 1
| LCA | Big Creek/Ventura | 7 | Average Weekday | CAISO | 1-in-2 | 2025 | 6 |  |  |  | 65.6954 | 1
| LCA | Big Creek/Ventura | 7 | Average Weekday | CAISO | 1-in-2 | 2025 | 7 |  |  |  | 65.1253 | 1
| LCA | Big Creek/Ventura | 7 | Average Weekday | CAISO | 1-in-2 | 2025 | 8 |  |  |  | 65.3233 | 1
| LCA | Big Creek/Ventura | 7 | Average Weekday | CAISO | 1-in-2 | 2025 | 9 |  |  |  | 67.873 | 1
| LCA | Big Creek/Ventura | 7 | Average Weekday | CAISO | 1-in-2 | 2025 | 10 |  |  |  | 71.393 | 1
| LCA | Big Creek/Ventura | 7 | Average Weekday | CAISO | 1-in-2 | 2025 | 11 |  |  |  | 75.2097 | 1
| LCA | Big Creek/Ventura | 7 | Average Weekday | CAISO | 1-in-2 | 2025 | 12 |  |  |  | 78.9288 | 1
| LCA | Big Creek/Ventura | 7 | Average Weekday | CAISO | 1-in-2 | 2025 | 13 |  |  |  | 81.7619 | 1
| LCA | Big Creek/Ventura | 7 | Average Weekday | CAISO | 1-in-2 | 2025 | 14 |  |  |  | 83.9094 | 1
| LCA | Big Creek/Ventura | 7 | Average Weekday | CAISO | 1-in-2 | 2025 | 15 |  |  |  | 85.285 | 1
| LCA | Big Creek/Ventura | 7 | Average Weekday | CAISO | 1-in-2 | 2025 | 16 |  |  |  | 85.8065 | 1
| LCA | Big Creek/Ventura | 7 | Average Weekday | CAISO | 1-in-2 | 2025 | 17 |  |  |  | 85.5142 | 1
| LCA | Big Creek/Ventura | 7 | Average Weekday | CAISO | 1-in-2 | 2025 | 18 |  |  |  | 84.6145 | 1
| LCA | Big Creek/Ventura | 7 | Average Weekday | CAISO | 1-in-2 | 2025 | 19 |  |  |  | 83.0359 | 1
| LCA | Big Creek/Ventura | 7 | Average Weekday | CAISO | 1-in-2 | 2025 | 20 |  |  |  | 80.7123 | 1
| LCA | Big Creek/Ventura | 7 | Average Weekday | CAISO | 1-in-2 | 2025 | 21 |  |  |  | 77.5898 | 1
| LCA | Big Creek/Ventura | 7 | Average Weekday | CAISO | 1-in-2 | 2025 | 22 |  |  |  | 74.1539 | 1
| LCA | Big Creek/Ventura | 7 | Average Weekday | CAISO | 1-in-2 | 2025 | 23 |  |  |  | 71.9988 | 1
| LCA | Big Creek/Ventura | 7 | Average Weekday | CAISO | 1-in-2 | 2025 | 24 |  |  |  | 70.3567 | 1
| LCA | Big Creek/Ventura | 7 | Monthly System Peak Day | CAISO | 1-in-2 | 2025 | 1 |  |  |  | 74.2514 | 1
| LCA | Big Creek/Ventura | 7 | Monthly System Peak Day | CAISO | 1-in-2 | 2025 | 2 |  |  |  | 73.0786 | 1
| LCA | Big Creek/Ventura | 7 | Monthly System Peak Day | CAISO | 1-in-2 | 2025 | 3 |  |  |  | 71.9005 | 1
| LCA | Big Creek/Ventura | 7 | Monthly System Peak Day | CAISO | 1-in-2 | 2025 | 4 |  |  |  | 70.4452 | 1
| LCA | Big Creek/Ventura | 7 | Monthly System Peak Day | CAISO | 1-in-2 | 2025 | 5 |  |  |  | 70.3214 | 1
| LCA | Big Creek/Ventura | 7 | Monthly System Peak Day | CAISO | 1-in-2 | 2025 | 6 |  |  |  | 69.5486 | 1
| LCA | Big Creek/Ventura | 7 | Monthly System Peak Day | CAISO | 1-in-2 | 2025 | 7 |  |  |  | 68.7852 | 1
| LCA | Big Creek/Ventura | 7 | Monthly System Peak Day | CAISO | 1-in-2 | 2025 | 8 |  |  |  | 69.2686 | 1
| LCA | Big Creek/Ventura | 7 | Monthly System Peak Day | CAISO | 1-in-2 | 2025 | 9 |  |  |  | 73.0962 | 1
| LCA | Big Creek/Ventura | 7 | Monthly System Peak Day | CAISO | 1-in-2 | 2025 | 10 |  |  |  | 77.7648 | 1
| LCA | Big Creek/Ventura | 7 | Monthly System Peak Day | CAISO | 1-in-2 | 2025 | 11 |  |  |  | 82.3048 | 1
| LCA | Big Creek/Ventura | 7 | Monthly System Peak Day | CAISO | 1-in-2 | 2025 | 12 |  |  |  | 85.6905 | 1
| LCA | Big Creek/Ventura | 7 | Monthly System Peak Day | CAISO | 1-in-2 | 2025 | 13 |  |  |  | 89.2857 | 1
| LCA | Big Creek/Ventura | 7 | Monthly System Peak Day | CAISO | 1-in-2 | 2025 | 14 |  |  |  | 91.6524 | 1
| LCA | Big Creek/Ventura | 7 | Monthly System Peak Day | CAISO | 1-in-2 | 2025 | 15 |  |  |  | 93.4714 | 1
| LCA | Big Creek/Ventura | 7 | Monthly System Peak Day | CAISO | 1-in-2 | 2025 | 16 |  |  |  | 93.6667 | 1
| LCA | Big Creek/Ventura | 7 | Monthly System Peak Day | CAISO | 1-in-2 | 2025 | 17 |  |  |  | 93.2524 | 1
| LCA | Big Creek/Ventura | 7 | Monthly System Peak Day | CAISO | 1-in-2 | 2025 | 18 |  |  |  | 92.2714 | 1
| LCA | Big Creek/Ventura | 7 | Monthly System Peak Day | CAISO | 1-in-2 | 2025 | 19 |  |  |  | 90.5381 | 1
| LCA | Big Creek/Ventura | 7 | Monthly System Peak Day | CAISO | 1-in-2 | 2025 | 20 |  |  |  | 86.6533 | 1
| LCA | Big Creek/Ventura | 7 | Monthly System Peak Day | CAISO | 1-in-2 | 2025 | 21 |  |  |  | 82.6648 | 1
| LCA | Big Creek/Ventura | 7 | Monthly System Peak Day | CAISO | 1-in-2 | 2025 | 22 |  |  |  | 79.97 | 1
| LCA | Big Creek/Ventura | 7 | Monthly System Peak Day | CAISO | 1-in-2 | 2025 | 23 |  |  |  | 78.5157 | 1
| LCA | Big Creek/Ventura | 7 | Monthly System Peak Day | CAISO | 1-in-2 | 2025 | 24 |  |  |  | 77.2367 | 1
| LCA | Big Creek/Ventura | 8 | Average Weekday | CAISO | 1-in-2 | 2025 | 1 |  |  |  | 68.5607 | 1
| LCA | Big Creek/Ventura | 8 | Average Weekday | CAISO | 1-in-2 | 2025 | 2 |  |  |  | 67.4839 | 1
| LCA | Big Creek/Ventura | 8 | Average Weekday | CAISO | 1-in-2 | 2025 | 3 |  |  |  | 66.611 | 1
| LCA | Big Creek/Ventura | 8 | Average Weekday | CAISO | 1-in-2 | 2025 | 4 |  |  |  | 65.9349 | 1
| LCA | Big Creek/Ventura | 8 | Average Weekday | CAISO | 1-in-2 | 2025 | 5 |  |  |  | 65.135 | 1
| LCA | Big Creek/Ventura | 8 | Average Weekday | CAISO | 1-in-2 | 2025 | 6 |  |  |  | 64.4324 | 1
| LCA | Big Creek/Ventura | 8 | Average Weekday | CAISO | 1-in-2 | 2025 | 7 |  |  |  | 63.728 | 1
| LCA | Big Creek/Ventura | 8 | Average Weekday | CAISO | 1-in-2 | 2025 | 8 |  |  |  | 63.4395 | 1
| LCA | Big Creek/Ventura | 8 | Average Weekday | CAISO | 1-in-2 | 2025 | 9 |  |  |  | 65.4503 | 1
| LCA | Big Creek/Ventura | 8 | Average Weekday | CAISO | 1-in-2 | 2025 | 10 |  |  |  | 69.565 | 1
| LCA | Big Creek/Ventura | 8 | Average Weekday | CAISO | 1-in-2 | 2025 | 11 |  |  |  | 74.1577 | 1
| LCA | Big Creek/Ventura | 8 | Average Weekday | CAISO | 1-in-2 | 2025 | 12 |  |  |  | 78.4984 | 1
| LCA | Big Creek/Ventura | 8 | Average Weekday | CAISO | 1-in-2 | 2025 | 13 |  |  |  | 82.0149 | 1
| LCA | Big Creek/Ventura | 8 | Average Weekday | CAISO | 1-in-2 | 2025 | 14 |  |  |  | 84.482 | 1
| LCA | Big Creek/Ventura | 8 | Average Weekday | CAISO | 1-in-2 | 2025 | 15 |  |  |  | 86.0614 | 1
| LCA | Big Creek/Ventura | 8 | Average Weekday | CAISO | 1-in-2 | 2025 | 16 |  |  |  | 86.7089 | 1
| LCA | Big Creek/Ventura | 8 | Average Weekday | CAISO | 1-in-2 | 2025 | 17 |  |  |  | 86.5178 | 1
| LCA | Big Creek/Ventura | 8 | Average Weekday | CAISO | 1-in-2 | 2025 | 18 |  |  |  | 85.4085 | 1
| LCA | Big Creek/Ventura | 8 | Average Weekday | CAISO | 1-in-2 | 2025 | 19 |  |  |  | 83.4928 | 1
| LCA | Big Creek/Ventura | 8 | Average Weekday | CAISO | 1-in-2 | 2025 | 20 |  |  |  | 80.6841 | 1
| LCA | Big Creek/Ventura | 8 | Average Weekday | CAISO | 1-in-2 | 2025 | 21 |  |  |  | 77.0404 | 1
| LCA | Big Creek/Ventura | 8 | Average Weekday | CAISO | 1-in-2 | 2025 | 22 |  |  |  | 73.9348 | 1
| LCA | Big Creek/Ventura | 8 | Average Weekday | CAISO | 1-in-2 | 2025 | 23 |  |  |  | 71.6836 | 1
| LCA | Big Creek/Ventura | 8 | Average Weekday | CAISO | 1-in-2 | 2025 | 24 |  |  |  | 69.9212 | 1
| LCA | Big Creek/Ventura | 8 | Monthly System Peak Day | CAISO | 1-in-2 | 2025 | 1 |  |  |  | 77.0952 | 1
| LCA | Big Creek/Ventura | 8 | Monthly System Peak Day | CAISO | 1-in-2 | 2025 | 2 |  |  |  | 75.539 | 1
| LCA | Big Creek/Ventura | 8 | Monthly System Peak Day | CAISO | 1-in-2 | 2025 | 3 |  |  |  | 74.3243 | 1
| LCA | Big Creek/Ventura | 8 | Monthly System Peak Day | CAISO | 1-in-2 | 2025 | 4 |  |  |  | 73.5224 | 1
| LCA | Big Creek/Ventura | 8 | Monthly System Peak Day | CAISO | 1-in-2 | 2025 | 5 |  |  |  | 72.6252 | 1
| LCA | Big Creek/Ventura | 8 | Monthly System Peak Day | CAISO | 1-in-2 | 2025 | 6 |  |  |  | 71.8267 | 1
| LCA | Big Creek/Ventura | 8 | Monthly System Peak Day | CAISO | 1-in-2 | 2025 | 7 |  |  |  | 71.4014 | 1
| LCA | Big Creek/Ventura | 8 | Monthly System Peak Day | CAISO | 1-in-2 | 2025 | 8 |  |  |  | 70.9281 | 1
| LCA | Big Creek/Ventura | 8 | Monthly System Peak Day | CAISO | 1-in-2 | 2025 | 9 |  |  |  | 73.0971 | 1
| LCA | Big Creek/Ventura | 8 | Monthly System Peak Day | CAISO | 1-in-2 | 2025 | 10 |  |  |  | 77.6276 | 1
| LCA | Big Creek/Ventura | 8 | Monthly System Peak Day | CAISO | 1-in-2 | 2025 | 11 |  |  |  | 82.439 | 1
| LCA | Big Creek/Ventura | 8 | Monthly System Peak Day | CAISO | 1-in-2 | 2025 | 12 |  |  |  | 86.8714 | 1
| LCA | Big Creek/Ventura | 8 | Monthly System Peak Day | CAISO | 1-in-2 | 2025 | 13 |  |  |  | 90.5476 | 1
| LCA | Big Creek/Ventura | 8 | Monthly System Peak Day | CAISO | 1-in-2 | 2025 | 14 |  |  |  | 93.1333 | 1
| LCA | Big Creek/Ventura | 8 | Monthly System Peak Day | CAISO | 1-in-2 | 2025 | 15 |  |  |  | 94.5524 | 1
| LCA | Big Creek/Ventura | 8 | Monthly System Peak Day | CAISO | 1-in-2 | 2025 | 16 |  |  |  | 94.5333 | 1
| LCA | Big Creek/Ventura | 8 | Monthly System Peak Day | CAISO | 1-in-2 | 2025 | 17 |  |  |  | 94.0333 | 1
| LCA | Big Creek/Ventura | 8 | Monthly System Peak Day | CAISO | 1-in-2 | 2025 | 18 |  |  |  | 92.2952 | 1
| LCA | Big Creek/Ventura | 8 | Monthly System Peak Day | CAISO | 1-in-2 | 2025 | 19 |  |  |  | 90.1738 | 1
| LCA | Big Creek/Ventura | 8 | Monthly System Peak Day | CAISO | 1-in-2 | 2025 | 20 |  |  |  | 87.3733 | 1
| LCA | Big Creek/Ventura | 8 | Monthly System Peak Day | CAISO | 1-in-2 | 2025 | 21 |  |  |  | 84.2957 | 1
| LCA | Big Creek/Ventura | 8 | Monthly System Peak Day | CAISO | 1-in-2 | 2025 | 22 |  |  |  | 81.5457 | 1
| LCA | Big Creek/Ventura | 8 | Monthly System Peak Day | CAISO | 1-in-2 | 2025 | 23 |  |  |  | 79.5443 | 1
| LCA | Big Creek/Ventura | 8 | Monthly System Peak Day | CAISO | 1-in-2 | 2025 | 24 |  |  |  | 78.471 | 1
| LCA | Big Creek/Ventura | 8 | Typical Event Day | CAISO | 1-in-2 | 2025 | 1 |  |  |  | 73.9215 | 1
| LCA | Big Creek/Ventura | 8 | Typical Event Day | CAISO | 1-in-2 | 2025 | 2 |  |  |  | 72.5096 | 1
| LCA | Big Creek/Ventura | 8 | Typical Event Day | CAISO | 1-in-2 | 2025 | 3 |  |  |  | 71.2665 | 1
| LCA | Big Creek/Ventura | 8 | Typical Event Day | CAISO | 1-in-2 | 2025 | 4 |  |  |  | 70.1356 | 1
| LCA | Big Creek/Ventura | 8 | Typical Event Day | CAISO | 1-in-2 | 2025 | 5 |  |  |  | 69.2294 | 1
| LCA | Big Creek/Ventura | 8 | Typical Event Day | CAISO | 1-in-2 | 2025 | 6 |  |  |  | 68.2529 | 1
| LCA | Big Creek/Ventura | 8 | Typical Event Day | CAISO | 1-in-2 | 2025 | 7 |  |  |  | 67.792 | 1
| LCA | Big Creek/Ventura | 8 | Typical Event Day | CAISO | 1-in-2 | 2025 | 8 |  |  |  | 67.9421 | 1
| LCA | Big Creek/Ventura | 8 | Typical Event Day | CAISO | 1-in-2 | 2025 | 9 |  |  |  | 70.558 | 1
| LCA | Big Creek/Ventura | 8 | Typical Event Day | CAISO | 1-in-2 | 2025 | 10 |  |  |  | 75.1691 | 1
| LCA | Big Creek/Ventura | 8 | Typical Event Day | CAISO | 1-in-2 | 2025 | 11 |  |  |  | 80.3557 | 1
| LCA | Big Creek/Ventura | 8 | Typical Event Day | CAISO | 1-in-2 | 2025 | 12 |  |  |  | 84.7936 | 1
| LCA | Big Creek/Ventura | 8 | Typical Event Day | CAISO | 1-in-2 | 2025 | 13 |  |  |  | 88.3613 | 1
| LCA | Big Creek/Ventura | 8 | Typical Event Day | CAISO | 1-in-2 | 2025 | 14 |  |  |  | 90.9371 | 1
| LCA | Big Creek/Ventura | 8 | Typical Event Day | CAISO | 1-in-2 | 2025 | 15 |  |  |  | 92.5867 | 1
| LCA | Big Creek/Ventura | 8 | Typical Event Day | CAISO | 1-in-2 | 2025 | 16 |  |  |  | 93.1637 | 1
| LCA | Big Creek/Ventura | 8 | Typical Event Day | CAISO | 1-in-2 | 2025 | 17 |  |  |  | 92.9471 | 1
| LCA | Big Creek/Ventura | 8 | Typical Event Day | CAISO | 1-in-2 | 2025 | 18 |  |  |  | 91.6727 | 1
| LCA | Big Creek/Ventura | 8 | Typical Event Day | CAISO | 1-in-2 | 2025 | 19 |  |  |  | 89.8818 | 1
| LCA | Big Creek/Ventura | 8 | Typical Event Day | CAISO | 1-in-2 | 2025 | 20 |  |  |  | 87.0236 | 1
| LCA | Big Creek/Ventura | 8 | Typical Event Day | CAISO | 1-in-2 | 2025 | 21 |  |  |  | 83.2368 | 1
| LCA | Big Creek/Ventura | 8 | Typical Event Day | CAISO | 1-in-2 | 2025 | 22 |  |  |  | 80.2702 | 1
| LCA | Big Creek/Ventura | 8 | Typical Event Day | CAISO | 1-in-2 | 2025 | 23 |  |  |  | 78.1057 | 1
| LCA | Big Creek/Ventura | 8 | Typical Event Day | CAISO | 1-in-2 | 2025 | 24 |  |  |  | 76.5317 | 1
| LCA | Big Creek/Ventura | 9 | Average Weekday | CAISO | 1-in-2 | 2025 | 1 |  |  |  | 66.7839 | 1
| LCA | Big Creek/Ventura | 9 | Average Weekday | CAISO | 1-in-2 | 2025 | 2 |  |  |  | 65.6913 | 1
| LCA | Big Creek/Ventura | 9 | Average Weekday | CAISO | 1-in-2 | 2025 | 3 |  |  |  | 64.8078 | 1
| LCA | Big Creek/Ventura | 9 | Average Weekday | CAISO | 1-in-2 | 2025 | 4 |  |  |  | 63.8692 | 1
| LCA | Big Creek/Ventura | 9 | Average Weekday | CAISO | 1-in-2 | 2025 | 5 |  |  |  | 62.884 | 1
| LCA | Big Creek/Ventura | 9 | Average Weekday | CAISO | 1-in-2 | 2025 | 6 |  |  |  | 62.0609 | 1
| LCA | Big Creek/Ventura | 9 | Average Weekday | CAISO | 1-in-2 | 2025 | 7 |  |  |  | 61.582 | 1
| LCA | Big Creek/Ventura | 9 | Average Weekday | CAISO | 1-in-2 | 2025 | 8 |  |  |  | 61.1774 | 1
| LCA | Big Creek/Ventura | 9 | Average Weekday | CAISO | 1-in-2 | 2025 | 9 |  |  |  | 62.4949 | 1
| LCA | Big Creek/Ventura | 9 | Average Weekday | CAISO | 1-in-2 | 2025 | 10 |  |  |  | 66.4171 | 1
| LCA | Big Creek/Ventura | 9 | Average Weekday | CAISO | 1-in-2 | 2025 | 11 |  |  |  | 71.2324 | 1
| LCA | Big Creek/Ventura | 9 | Average Weekday | CAISO | 1-in-2 | 2025 | 12 |  |  |  | 76.103 | 1
| LCA | Big Creek/Ventura | 9 | Average Weekday | CAISO | 1-in-2 | 2025 | 13 |  |  |  | 79.9384 | 1
| LCA | Big Creek/Ventura | 9 | Average Weekday | CAISO | 1-in-2 | 2025 | 14 |  |  |  | 82.4978 | 1
| LCA | Big Creek/Ventura | 9 | Average Weekday | CAISO | 1-in-2 | 2025 | 15 |  |  |  | 83.8561 | 1
| LCA | Big Creek/Ventura | 9 | Average Weekday | CAISO | 1-in-2 | 2025 | 16 |  |  |  | 84.249 | 1
| LCA | Big Creek/Ventura | 9 | Average Weekday | CAISO | 1-in-2 | 2025 | 17 |  |  |  | 84.0341 | 1
| LCA | Big Creek/Ventura | 9 | Average Weekday | CAISO | 1-in-2 | 2025 | 18 |  |  |  | 82.9106 | 1
| LCA | Big Creek/Ventura | 9 | Average Weekday | CAISO | 1-in-2 | 2025 | 19 |  |  |  | 80.86 | 1
| LCA | Big Creek/Ventura | 9 | Average Weekday | CAISO | 1-in-2 | 2025 | 20 |  |  |  | 77.6636 | 1
| LCA | Big Creek/Ventura | 9 | Average Weekday | CAISO | 1-in-2 | 2025 | 21 |  |  |  | 73.7963 | 1
| LCA | Big Creek/Ventura | 9 | Average Weekday | CAISO | 1-in-2 | 2025 | 22 |  |  |  | 71.3797 | 1
| LCA | Big Creek/Ventura | 9 | Average Weekday | CAISO | 1-in-2 | 2025 | 23 |  |  |  | 69.5135 | 1
| LCA | Big Creek/Ventura | 9 | Average Weekday | CAISO | 1-in-2 | 2025 | 24 |  |  |  | 67.9625 | 1
| LCA | Big Creek/Ventura | 9 | Monthly System Peak Day | CAISO | 1-in-2 | 2025 | 1 |  |  |  | 75.5371 | 1
| LCA | Big Creek/Ventura | 9 | Monthly System Peak Day | CAISO | 1-in-2 | 2025 | 2 |  |  |  | 73.7705 | 1
| LCA | Big Creek/Ventura | 9 | Monthly System Peak Day | CAISO | 1-in-2 | 2025 | 3 |  |  |  | 72.6429 | 1
| LCA | Big Creek/Ventura | 9 | Monthly System Peak Day | CAISO | 1-in-2 | 2025 | 4 |  |  |  | 71.45 | 1
| LCA | Big Creek/Ventura | 9 | Monthly System Peak Day | CAISO | 1-in-2 | 2025 | 5 |  |  |  | 70.1624 | 1
| LCA | Big Creek/Ventura | 9 | Monthly System Peak Day | CAISO | 1-in-2 | 2025 | 6 |  |  |  | 69.091 | 1
| LCA | Big Creek/Ventura | 9 | Monthly System Peak Day | CAISO | 1-in-2 | 2025 | 7 |  |  |  | 68.9014 | 1
| LCA | Big Creek/Ventura | 9 | Monthly System Peak Day | CAISO | 1-in-2 | 2025 | 8 |  |  |  | 68.6438 | 1
| LCA | Big Creek/Ventura | 9 | Monthly System Peak Day | CAISO | 1-in-2 | 2025 | 9 |  |  |  | 70.3733 | 1
| LCA | Big Creek/Ventura | 9 | Monthly System Peak Day | CAISO | 1-in-2 | 2025 | 10 |  |  |  | 75.2395 | 1
| LCA | Big Creek/Ventura | 9 | Monthly System Peak Day | CAISO | 1-in-2 | 2025 | 11 |  |  |  | 81.7 | 1
| LCA | Big Creek/Ventura | 9 | Monthly System Peak Day | CAISO | 1-in-2 | 2025 | 12 |  |  |  | 87.4286 | 1
| LCA | Big Creek/Ventura | 9 | Monthly System Peak Day | CAISO | 1-in-2 | 2025 | 13 |  |  |  | 90.9714 | 1
| LCA | Big Creek/Ventura | 9 | Monthly System Peak Day | CAISO | 1-in-2 | 2025 | 14 |  |  |  | 93.4095 | 1
| LCA | Big Creek/Ventura | 9 | Monthly System Peak Day | CAISO | 1-in-2 | 2025 | 15 |  |  |  | 94.9619 | 1
| LCA | Big Creek/Ventura | 9 | Monthly System Peak Day | CAISO | 1-in-2 | 2025 | 16 |  |  |  | 96.0143 | 1
| LCA | Big Creek/Ventura | 9 | Monthly System Peak Day | CAISO | 1-in-2 | 2025 | 17 |  |  |  | 95.9619 | 1
| LCA | Big Creek/Ventura | 9 | Monthly System Peak Day | CAISO | 1-in-2 | 2025 | 18 |  |  |  | 94.681 | 1
| LCA | Big Creek/Ventura | 9 | Monthly System Peak Day | CAISO | 1-in-2 | 2025 | 19 |  |  |  | 93.5762 | 1
| LCA | Big Creek/Ventura | 9 | Monthly System Peak Day | CAISO | 1-in-2 | 2025 | 20 |  |  |  | 91.2095 | 1
| LCA | Big Creek/Ventura | 9 | Monthly System Peak Day | CAISO | 1-in-2 | 2025 | 21 |  |  |  | 86.94 | 1
| LCA | Big Creek/Ventura | 9 | Monthly System Peak Day | CAISO | 1-in-2 | 2025 | 22 |  |  |  | 84.52 | 1
| LCA | Big Creek/Ventura | 9 | Monthly System Peak Day | CAISO | 1-in-2 | 2025 | 23 |  |  |  | 82.3171 | 1
| LCA | Big Creek/Ventura | 9 | Monthly System Peak Day | CAISO | 1-in-2 | 2025 | 24 |  |  |  | 80.3 | 1
| LCA | Big Creek/Ventura | 10 | Average Weekday | CAISO | 1-in-2 | 2025 | 1 |  |  |  | 60.8434 | 1
| LCA | Big Creek/Ventura | 10 | Average Weekday | CAISO | 1-in-2 | 2025 | 2 |  |  |  | 59.8375 | 1
| LCA | Big Creek/Ventura | 10 | Average Weekday | CAISO | 1-in-2 | 2025 | 3 |  |  |  | 59.0909 | 1
| LCA | Big Creek/Ventura | 10 | Average Weekday | CAISO | 1-in-2 | 2025 | 4 |  |  |  | 58.2942 | 1
| LCA | Big Creek/Ventura | 10 | Average Weekday | CAISO | 1-in-2 | 2025 | 5 |  |  |  | 57.419 | 1
| LCA | Big Creek/Ventura | 10 | Average Weekday | CAISO | 1-in-2 | 2025 | 6 |  |  |  | 56.6993 | 1
| LCA | Big Creek/Ventura | 10 | Average Weekday | CAISO | 1-in-2 | 2025 | 7 |  |  |  | 56.1217 | 1
| LCA | Big Creek/Ventura | 10 | Average Weekday | CAISO | 1-in-2 | 2025 | 8 |  |  |  | 55.5776 | 1
| LCA | Big Creek/Ventura | 10 | Average Weekday | CAISO | 1-in-2 | 2025 | 9 |  |  |  | 55.8193 | 1
| LCA | Big Creek/Ventura | 10 | Average Weekday | CAISO | 1-in-2 | 2025 | 10 |  |  |  | 58.9899 | 1
| LCA | Big Creek/Ventura | 10 | Average Weekday | CAISO | 1-in-2 | 2025 | 11 |  |  |  | 63.5706 | 1
| LCA | Big Creek/Ventura | 10 | Average Weekday | CAISO | 1-in-2 | 2025 | 12 |  |  |  | 67.8169 | 1
| LCA | Big Creek/Ventura | 10 | Average Weekday | CAISO | 1-in-2 | 2025 | 13 |  |  |  | 71.2654 | 1
| LCA | Big Creek/Ventura | 10 | Average Weekday | CAISO | 1-in-2 | 2025 | 14 |  |  |  | 73.6774 | 1
| LCA | Big Creek/Ventura | 10 | Average Weekday | CAISO | 1-in-2 | 2025 | 15 |  |  |  | 75.1392 | 1
| LCA | Big Creek/Ventura | 10 | Average Weekday | CAISO | 1-in-2 | 2025 | 16 |  |  |  | 75.9602 | 1
| LCA | Big Creek/Ventura | 10 | Average Weekday | CAISO | 1-in-2 | 2025 | 17 |  |  |  | 75.9954 | 1
| LCA | Big Creek/Ventura | 10 | Average Weekday | CAISO | 1-in-2 | 2025 | 18 |  |  |  | 75.0633 | 1
| LCA | Big Creek/Ventura | 10 | Average Weekday | CAISO | 1-in-2 | 2025 | 19 |  |  |  | 72.8882 | 1
| LCA | Big Creek/Ventura | 10 | Average Weekday | CAISO | 1-in-2 | 2025 | 20 |  |  |  | 69.5432 | 1
| LCA | Big Creek/Ventura | 10 | Average Weekday | CAISO | 1-in-2 | 2025 | 21 |  |  |  | 66.7562 | 1
| LCA | Big Creek/Ventura | 10 | Average Weekday | CAISO | 1-in-2 | 2025 | 22 |  |  |  | 64.6155 | 1
| LCA | Big Creek/Ventura | 10 | Average Weekday | CAISO | 1-in-2 | 2025 | 23 |  |  |  | 63.02 | 1
| LCA | Big Creek/Ventura | 10 | Average Weekday | CAISO | 1-in-2 | 2025 | 24 |  |  |  | 61.6595 | 1
| LCA | Big Creek/Ventura | 10 | Monthly System Peak Day | CAISO | 1-in-2 | 2025 | 1 |  |  |  | 70.3724 | 1
| LCA | Big Creek/Ventura | 10 | Monthly System Peak Day | CAISO | 1-in-2 | 2025 | 2 |  |  |  | 68.7752 | 1
| LCA | Big Creek/Ventura | 10 | Monthly System Peak Day | CAISO | 1-in-2 | 2025 | 3 |  |  |  | 68.1667 | 1
| LCA | Big Creek/Ventura | 10 | Monthly System Peak Day | CAISO | 1-in-2 | 2025 | 4 |  |  |  | 67.3714 | 1
| LCA | Big Creek/Ventura | 10 | Monthly System Peak Day | CAISO | 1-in-2 | 2025 | 5 |  |  |  | 66.2724 | 1
| LCA | Big Creek/Ventura | 10 | Monthly System Peak Day | CAISO | 1-in-2 | 2025 | 6 |  |  |  | 65.4181 | 1
| LCA | Big Creek/Ventura | 10 | Monthly System Peak Day | CAISO | 1-in-2 | 2025 | 7 |  |  |  | 64.5505 | 1
| LCA | Big Creek/Ventura | 10 | Monthly System Peak Day | CAISO | 1-in-2 | 2025 | 8 |  |  |  | 63.6129 | 1
| LCA | Big Creek/Ventura | 10 | Monthly System Peak Day | CAISO | 1-in-2 | 2025 | 9 |  |  |  | 64.209 | 1
| LCA | Big Creek/Ventura | 10 | Monthly System Peak Day | CAISO | 1-in-2 | 2025 | 10 |  |  |  | 68.4124 | 1
| LCA | Big Creek/Ventura | 10 | Monthly System Peak Day | CAISO | 1-in-2 | 2025 | 11 |  |  |  | 74.0362 | 1
| LCA | Big Creek/Ventura | 10 | Monthly System Peak Day | CAISO | 1-in-2 | 2025 | 12 |  |  |  | 78.4271 | 1
| LCA | Big Creek/Ventura | 10 | Monthly System Peak Day | CAISO | 1-in-2 | 2025 | 13 |  |  |  | 82.5467 | 1
| LCA | Big Creek/Ventura | 10 | Monthly System Peak Day | CAISO | 1-in-2 | 2025 | 14 |  |  |  | 85.2333 | 1
| LCA | Big Creek/Ventura | 10 | Monthly System Peak Day | CAISO | 1-in-2 | 2025 | 15 |  |  |  | 86.8381 | 1
| LCA | Big Creek/Ventura | 10 | Monthly System Peak Day | CAISO | 1-in-2 | 2025 | 16 |  |  |  | 88.1286 | 1
| LCA | Big Creek/Ventura | 10 | Monthly System Peak Day | CAISO | 1-in-2 | 2025 | 17 |  |  |  | 89.1 | 1
| LCA | Big Creek/Ventura | 10 | Monthly System Peak Day | CAISO | 1-in-2 | 2025 | 18 |  |  |  | 87.2762 | 1
| LCA | Big Creek/Ventura | 10 | Monthly System Peak Day | CAISO | 1-in-2 | 2025 | 19 |  |  |  | 83.4557 | 1
| LCA | Big Creek/Ventura | 10 | Monthly System Peak Day | CAISO | 1-in-2 | 2025 | 20 |  |  |  | 80.0338 | 1
| LCA | Big Creek/Ventura | 10 | Monthly System Peak Day | CAISO | 1-in-2 | 2025 | 21 |  |  |  | 77.1457 | 1
| LCA | Big Creek/Ventura | 10 | Monthly System Peak Day | CAISO | 1-in-2 | 2025 | 22 |  |  |  | 74.2176 | 1
| LCA | Big Creek/Ventura | 10 | Monthly System Peak Day | CAISO | 1-in-2 | 2025 | 23 |  |  |  | 72.6505 | 1
| LCA | Big Creek/Ventura | 10 | Monthly System Peak Day | CAISO | 1-in-2 | 2025 | 24 |  |  |  | 71.1971 | 1
| LCA | Big Creek/Ventura | 11 | Average Weekday | CAISO | 1-in-2 | 2025 | 1 |  |  |  | 52.54 | 1
| LCA | Big Creek/Ventura | 11 | Average Weekday | CAISO | 1-in-2 | 2025 | 2 |  |  |  | 51.7426 | 1
| LCA | Big Creek/Ventura | 11 | Average Weekday | CAISO | 1-in-2 | 2025 | 3 |  |  |  | 50.9718 | 1
| LCA | Big Creek/Ventura | 11 | Average Weekday | CAISO | 1-in-2 | 2025 | 4 |  |  |  | 50.2139 | 1
| LCA | Big Creek/Ventura | 11 | Average Weekday | CAISO | 1-in-2 | 2025 | 5 |  |  |  | 49.4629 | 1
| LCA | Big Creek/Ventura | 11 | Average Weekday | CAISO | 1-in-2 | 2025 | 6 |  |  |  | 49.0189 | 1
| LCA | Big Creek/Ventura | 11 | Average Weekday | CAISO | 1-in-2 | 2025 | 7 |  |  |  | 48.64 | 1
| LCA | Big Creek/Ventura | 11 | Average Weekday | CAISO | 1-in-2 | 2025 | 8 |  |  |  | 48.4897 | 1
| LCA | Big Creek/Ventura | 11 | Average Weekday | CAISO | 1-in-2 | 2025 | 9 |  |  |  | 49.884 | 1
| LCA | Big Creek/Ventura | 11 | Average Weekday | CAISO | 1-in-2 | 2025 | 10 |  |  |  | 53.8958 | 1
| LCA | Big Creek/Ventura | 11 | Average Weekday | CAISO | 1-in-2 | 2025 | 11 |  |  |  | 58.4709 | 1
| LCA | Big Creek/Ventura | 11 | Average Weekday | CAISO | 1-in-2 | 2025 | 12 |  |  |  | 62.3887 | 1
| LCA | Big Creek/Ventura | 11 | Average Weekday | CAISO | 1-in-2 | 2025 | 13 |  |  |  | 65.0413 | 1
| LCA | Big Creek/Ventura | 11 | Average Weekday | CAISO | 1-in-2 | 2025 | 14 |  |  |  | 66.6828 | 1
| LCA | Big Creek/Ventura | 11 | Average Weekday | CAISO | 1-in-2 | 2025 | 15 |  |  |  | 67.4684 | 1
| LCA | Big Creek/Ventura | 11 | Average Weekday | CAISO | 1-in-2 | 2025 | 16 |  |  |  | 67.519 | 1
| LCA | Big Creek/Ventura | 11 | Average Weekday | CAISO | 1-in-2 | 2025 | 17 |  |  |  | 66.6226 | 1
| LCA | Big Creek/Ventura | 11 | Average Weekday | CAISO | 1-in-2 | 2025 | 18 |  |  |  | 64.464 | 1
| LCA | Big Creek/Ventura | 11 | Average Weekday | CAISO | 1-in-2 | 2025 | 19 |  |  |  | 61.6494 | 1
| LCA | Big Creek/Ventura | 11 | Average Weekday | CAISO | 1-in-2 | 2025 | 20 |  |  |  | 59.1954 | 1
| LCA | Big Creek/Ventura | 11 | Average Weekday | CAISO | 1-in-2 | 2025 | 21 |  |  |  | 57.3101 | 1
| LCA | Big Creek/Ventura | 11 | Average Weekday | CAISO | 1-in-2 | 2025 | 22 |  |  |  | 55.7642 | 1
| LCA | Big Creek/Ventura | 11 | Average Weekday | CAISO | 1-in-2 | 2025 | 23 |  |  |  | 54.6103 | 1
| LCA | Big Creek/Ventura | 11 | Average Weekday | CAISO | 1-in-2 | 2025 | 24 |  |  |  | 53.5172 | 1
| LCA | Big Creek/Ventura | 11 | Monthly System Peak Day | CAISO | 1-in-2 | 2025 | 1 |  |  |  | 53.4857 | 1
| LCA | Big Creek/Ventura | 11 | Monthly System Peak Day | CAISO | 1-in-2 | 2025 | 2 |  |  |  | 51.9952 | 1
| LCA | Big Creek/Ventura | 11 | Monthly System Peak Day | CAISO | 1-in-2 | 2025 | 3 |  |  |  | 50.841 | 1
| LCA | Big Creek/Ventura | 11 | Monthly System Peak Day | CAISO | 1-in-2 | 2025 | 4 |  |  |  | 50.059 | 1
| LCA | Big Creek/Ventura | 11 | Monthly System Peak Day | CAISO | 1-in-2 | 2025 | 5 |  |  |  | 48.911 | 1
| LCA | Big Creek/Ventura | 11 | Monthly System Peak Day | CAISO | 1-in-2 | 2025 | 6 |  |  |  | 47.6843 | 1
| LCA | Big Creek/Ventura | 11 | Monthly System Peak Day | CAISO | 1-in-2 | 2025 | 7 |  |  |  | 46.791 | 1
| LCA | Big Creek/Ventura | 11 | Monthly System Peak Day | CAISO | 1-in-2 | 2025 | 8 |  |  |  | 46.7433 | 1
| LCA | Big Creek/Ventura | 11 | Monthly System Peak Day | CAISO | 1-in-2 | 2025 | 9 |  |  |  | 48.7419 | 1
| LCA | Big Creek/Ventura | 11 | Monthly System Peak Day | CAISO | 1-in-2 | 2025 | 10 |  |  |  | 55.1086 | 1
| LCA | Big Creek/Ventura | 11 | Monthly System Peak Day | CAISO | 1-in-2 | 2025 | 11 |  |  |  | 62.0286 | 1
| LCA | Big Creek/Ventura | 11 | Monthly System Peak Day | CAISO | 1-in-2 | 2025 | 12 |  |  |  | 68.22 | 1
| LCA | Big Creek/Ventura | 11 | Monthly System Peak Day | CAISO | 1-in-2 | 2025 | 13 |  |  |  | 70.8557 | 1
| LCA | Big Creek/Ventura | 11 | Monthly System Peak Day | CAISO | 1-in-2 | 2025 | 14 |  |  |  | 72.4329 | 1
| LCA | Big Creek/Ventura | 11 | Monthly System Peak Day | CAISO | 1-in-2 | 2025 | 15 |  |  |  | 73.1214 | 1
| LCA | Big Creek/Ventura | 11 | Monthly System Peak Day | CAISO | 1-in-2 | 2025 | 16 |  |  |  | 73.8448 | 1
| LCA | Big Creek/Ventura | 11 | Monthly System Peak Day | CAISO | 1-in-2 | 2025 | 17 |  |  |  | 73.469 | 1
| LCA | Big Creek/Ventura | 11 | Monthly System Peak Day | CAISO | 1-in-2 | 2025 | 18 |  |  |  | 71.5667 | 1
| LCA | Big Creek/Ventura | 11 | Monthly System Peak Day | CAISO | 1-in-2 | 2025 | 19 |  |  |  | 67.6243 | 1
| LCA | Big Creek/Ventura | 11 | Monthly System Peak Day | CAISO | 1-in-2 | 2025 | 20 |  |  |  | 64.119 | 1
| LCA | Big Creek/Ventura | 11 | Monthly System Peak Day | CAISO | 1-in-2 | 2025 | 21 |  |  |  | 62.0671 | 1
| LCA | Big Creek/Ventura | 11 | Monthly System Peak Day | CAISO | 1-in-2 | 2025 | 22 |  |  |  | 59.4895 | 1
| LCA | Big Creek/Ventura | 11 | Monthly System Peak Day | CAISO | 1-in-2 | 2025 | 23 |  |  |  | 57.2257 | 1
| LCA | Big Creek/Ventura | 11 | Monthly System Peak Day | CAISO | 1-in-2 | 2025 | 24 |  |  |  | 54.9795 | 1
| LCA | Big Creek/Ventura | 12 | Average Weekday | CAISO | 1-in-2 | 2025 | 1 |  |  |  | 46.0924 | 1
| LCA | Big Creek/Ventura | 12 | Average Weekday | CAISO | 1-in-2 | 2025 | 2 |  |  |  | 45.3942 | 1
| LCA | Big Creek/Ventura | 12 | Average Weekday | CAISO | 1-in-2 | 2025 | 3 |  |  |  | 44.7195 | 1
| LCA | Big Creek/Ventura | 12 | Average Weekday | CAISO | 1-in-2 | 2025 | 4 |  |  |  | 44.2277 | 1
| LCA | Big Creek/Ventura | 12 | Average Weekday | CAISO | 1-in-2 | 2025 | 5 |  |  |  | 43.7586 | 1
| LCA | Big Creek/Ventura | 12 | Average Weekday | CAISO | 1-in-2 | 2025 | 6 |  |  |  | 43.3073 | 1
| LCA | Big Creek/Ventura | 12 | Average Weekday | CAISO | 1-in-2 | 2025 | 7 |  |  |  | 42.9805 | 1
| LCA | Big Creek/Ventura | 12 | Average Weekday | CAISO | 1-in-2 | 2025 | 8 |  |  |  | 42.8979 | 1
| LCA | Big Creek/Ventura | 12 | Average Weekday | CAISO | 1-in-2 | 2025 | 9 |  |  |  | 43.4107 | 1
| LCA | Big Creek/Ventura | 12 | Average Weekday | CAISO | 1-in-2 | 2025 | 10 |  |  |  | 46.7226 | 1
| LCA | Big Creek/Ventura | 12 | Average Weekday | CAISO | 1-in-2 | 2025 | 11 |  |  |  | 50.9977 | 1
| LCA | Big Creek/Ventura | 12 | Average Weekday | CAISO | 1-in-2 | 2025 | 12 |  |  |  | 54.4397 | 1
| LCA | Big Creek/Ventura | 12 | Average Weekday | CAISO | 1-in-2 | 2025 | 13 |  |  |  | 56.8555 | 1
| LCA | Big Creek/Ventura | 12 | Average Weekday | CAISO | 1-in-2 | 2025 | 14 |  |  |  | 58.3193 | 1
| LCA | Big Creek/Ventura | 12 | Average Weekday | CAISO | 1-in-2 | 2025 | 15 |  |  |  | 59.1014 | 1
| LCA | Big Creek/Ventura | 12 | Average Weekday | CAISO | 1-in-2 | 2025 | 16 |  |  |  | 59.3361 | 1
| LCA | Big Creek/Ventura | 12 | Average Weekday | CAISO | 1-in-2 | 2025 | 17 |  |  |  | 58.5952 | 1
| LCA | Big Creek/Ventura | 12 | Average Weekday | CAISO | 1-in-2 | 2025 | 18 |  |  |  | 56.5829 | 1
| LCA | Big Creek/Ventura | 12 | Average Weekday | CAISO | 1-in-2 | 2025 | 19 |  |  |  | 53.8158 | 1
| LCA | Big Creek/Ventura | 12 | Average Weekday | CAISO | 1-in-2 | 2025 | 20 |  |  |  | 51.6305 | 1
| LCA | Big Creek/Ventura | 12 | Average Weekday | CAISO | 1-in-2 | 2025 | 21 |  |  |  | 49.8392 | 1
| LCA | Big Creek/Ventura | 12 | Average Weekday | CAISO | 1-in-2 | 2025 | 22 |  |  |  | 48.5545 | 1
| LCA | Big Creek/Ventura | 12 | Average Weekday | CAISO | 1-in-2 | 2025 | 23 |  |  |  | 47.6048 | 1
| LCA | Big Creek/Ventura | 12 | Average Weekday | CAISO | 1-in-2 | 2025 | 24 |  |  |  | 46.6553 | 1
| LCA | Big Creek/Ventura | 12 | Monthly System Peak Day | CAISO | 1-in-2 | 2025 | 1 |  |  |  | 50.3681 | 1
| LCA | Big Creek/Ventura | 12 | Monthly System Peak Day | CAISO | 1-in-2 | 2025 | 2 |  |  |  | 49.1633 | 1
| LCA | Big Creek/Ventura | 12 | Monthly System Peak Day | CAISO | 1-in-2 | 2025 | 3 |  |  |  | 48.2429 | 1
| LCA | Big Creek/Ventura | 12 | Monthly System Peak Day | CAISO | 1-in-2 | 2025 | 4 |  |  |  | 47.6795 | 1
| LCA | Big Creek/Ventura | 12 | Monthly System Peak Day | CAISO | 1-in-2 | 2025 | 5 |  |  |  | 46.3633 | 1
| LCA | Big Creek/Ventura | 12 | Monthly System Peak Day | CAISO | 1-in-2 | 2025 | 6 |  |  |  | 45.8533 | 1
| LCA | Big Creek/Ventura | 12 | Monthly System Peak Day | CAISO | 1-in-2 | 2025 | 7 |  |  |  | 45.8514 | 1
| LCA | Big Creek/Ventura | 12 | Monthly System Peak Day | CAISO | 1-in-2 | 2025 | 8 |  |  |  | 45.5362 | 1
| LCA | Big Creek/Ventura | 12 | Monthly System Peak Day | CAISO | 1-in-2 | 2025 | 9 |  |  |  | 45.6833 | 1
| LCA | Big Creek/Ventura | 12 | Monthly System Peak Day | CAISO | 1-in-2 | 2025 | 10 |  |  |  | 48.7557 | 1
| LCA | Big Creek/Ventura | 12 | Monthly System Peak Day | CAISO | 1-in-2 | 2025 | 11 |  |  |  | 52.7467 | 1
| LCA | Big Creek/Ventura | 12 | Monthly System Peak Day | CAISO | 1-in-2 | 2025 | 12 |  |  |  | 56.7933 | 1
| LCA | Big Creek/Ventura | 12 | Monthly System Peak Day | CAISO | 1-in-2 | 2025 | 13 |  |  |  | 58.911 | 1
| LCA | Big Creek/Ventura | 12 | Monthly System Peak Day | CAISO | 1-in-2 | 2025 | 14 |  |  |  | 60.2629 | 1
| LCA | Big Creek/Ventura | 12 | Monthly System Peak Day | CAISO | 1-in-2 | 2025 | 15 |  |  |  | 60.9014 | 1
| LCA | Big Creek/Ventura | 12 | Monthly System Peak Day | CAISO | 1-in-2 | 2025 | 16 |  |  |  | 60.9843 | 1
| LCA | Big Creek/Ventura | 12 | Monthly System Peak Day | CAISO | 1-in-2 | 2025 | 17 |  |  |  | 59.5871 | 1
| LCA | Big Creek/Ventura | 12 | Monthly System Peak Day | CAISO | 1-in-2 | 2025 | 18 |  |  |  | 57.5076 | 1
| LCA | Big Creek/Ventura | 12 | Monthly System Peak Day | CAISO | 1-in-2 | 2025 | 19 |  |  |  | 54.5738 | 1
| LCA | Big Creek/Ventura | 12 | Monthly System Peak Day | CAISO | 1-in-2 | 2025 | 20 |  |  |  | 52.4662 | 1
| LCA | Big Creek/Ventura | 12 | Monthly System Peak Day | CAISO | 1-in-2 | 2025 | 21 |  |  |  | 51.0933 | 1
| LCA | Big Creek/Ventura | 12 | Monthly System Peak Day | CAISO | 1-in-2 | 2025 | 22 |  |  |  | 49.809 | 1
| LCA | Big Creek/Ventura | 12 | Monthly System Peak Day | CAISO | 1-in-2 | 2025 | 23 |  |  |  | 48.7514 | 1
| LCA | Big Creek/Ventura | 12 | Monthly System Peak Day | CAISO | 1-in-2 | 2025 | 24 |  |  |  | 47.1638 | 1
| LCA | Big Creek/Ventura | 1 | Average Weekday | CAISO | 1-in-2 | 2026 | 1 |  |  |  | 49.5342 | 1
| LCA | Big Creek/Ventura | 1 | Average Weekday | CAISO | 1-in-2 | 2026 | 2 |  |  |  | 48.6937 | 1
| LCA | Big Creek/Ventura | 1 | Average Weekday | CAISO | 1-in-2 | 2026 | 3 |  |  |  | 47.9033 | 1
| LCA | Big Creek/Ventura | 1 | Average Weekday | CAISO | 1-in-2 | 2026 | 4 |  |  |  | 47.1847 | 1
| LCA | Big Creek/Ventura | 1 | Average Weekday | CAISO | 1-in-2 | 2026 | 5 |  |  |  | 46.5416 | 1
| LCA | Big Creek/Ventura | 1 | Average Weekday | CAISO | 1-in-2 | 2026 | 6 |  |  |  | 45.9787 | 1
| LCA | Big Creek/Ventura | 1 | Average Weekday | CAISO | 1-in-2 | 2026 | 7 |  |  |  | 45.5331 | 1
| LCA | Big Creek/Ventura | 1 | Average Weekday | CAISO | 1-in-2 | 2026 | 8 |  |  |  | 45.3951 | 1
| LCA | Big Creek/Ventura | 1 | Average Weekday | CAISO | 1-in-2 | 2026 | 9 |  |  |  | 45.8961 | 1
| LCA | Big Creek/Ventura | 1 | Average Weekday | CAISO | 1-in-2 | 2026 | 10 |  |  |  | 49.4574 | 1
| LCA | Big Creek/Ventura | 1 | Average Weekday | CAISO | 1-in-2 | 2026 | 11 |  |  |  | 53.9957 | 1
| LCA | Big Creek/Ventura | 1 | Average Weekday | CAISO | 1-in-2 | 2026 | 12 |  |  |  | 57.9636 | 1
| LCA | Big Creek/Ventura | 1 | Average Weekday | CAISO | 1-in-2 | 2026 | 13 |  |  |  | 60.7648 | 1
| LCA | Big Creek/Ventura | 1 | Average Weekday | CAISO | 1-in-2 | 2026 | 14 |  |  |  | 62.6181 | 1
| LCA | Big Creek/Ventura | 1 | Average Weekday | CAISO | 1-in-2 | 2026 | 15 |  |  |  | 63.8047 | 1
| LCA | Big Creek/Ventura | 1 | Average Weekday | CAISO | 1-in-2 | 2026 | 16 |  |  |  | 64.2705 | 1
| LCA | Big Creek/Ventura | 1 | Average Weekday | CAISO | 1-in-2 | 2026 | 17 |  |  |  | 63.7646 | 1
| LCA | Big Creek/Ventura | 1 | Average Weekday | CAISO | 1-in-2 | 2026 | 18 |  |  |  | 62.0633 | 1
| LCA | Big Creek/Ventura | 1 | Average Weekday | CAISO | 1-in-2 | 2026 | 19 |  |  |  | 59.2455 | 1
| LCA | Big Creek/Ventura | 1 | Average Weekday | CAISO | 1-in-2 | 2026 | 20 |  |  |  | 56.8437 | 1
| LCA | Big Creek/Ventura | 1 | Average Weekday | CAISO | 1-in-2 | 2026 | 21 |  |  |  | 54.9221 | 1
| LCA | Big Creek/Ventura | 1 | Average Weekday | CAISO | 1-in-2 | 2026 | 22 |  |  |  | 53.2415 | 1
| LCA | Big Creek/Ventura | 1 | Average Weekday | CAISO | 1-in-2 | 2026 | 23 |  |  |  | 51.9811 | 1
| LCA | Big Creek/Ventura | 1 | Average Weekday | CAISO | 1-in-2 | 2026 | 24 |  |  |  | 51.0226 | 1
| LCA | Big Creek/Ventura | 1 | Monthly System Peak Day | CAISO | 1-in-2 | 2026 | 1 |  |  |  | 43.8848 | 1
| LCA | Big Creek/Ventura | 1 | Monthly System Peak Day | CAISO | 1-in-2 | 2026 | 2 |  |  |  | 42.5776 | 1
| LCA | Big Creek/Ventura | 1 | Monthly System Peak Day | CAISO | 1-in-2 | 2026 | 3 |  |  |  | 41.0357 | 1
| LCA | Big Creek/Ventura | 1 | Monthly System Peak Day | CAISO | 1-in-2 | 2026 | 4 |  |  |  | 40.0933 | 1
| LCA | Big Creek/Ventura | 1 | Monthly System Peak Day | CAISO | 1-in-2 | 2026 | 5 |  |  |  | 39.5233 | 1
| LCA | Big Creek/Ventura | 1 | Monthly System Peak Day | CAISO | 1-in-2 | 2026 | 6 |  |  |  | 39.2295 | 1
| LCA | Big Creek/Ventura | 1 | Monthly System Peak Day | CAISO | 1-in-2 | 2026 | 7 |  |  |  | 39.2295 | 1
| LCA | Big Creek/Ventura | 1 | Monthly System Peak Day | CAISO | 1-in-2 | 2026 | 8 |  |  |  | 39.6986 | 1
| LCA | Big Creek/Ventura | 1 | Monthly System Peak Day | CAISO | 1-in-2 | 2026 | 9 |  |  |  | 40.0724 | 1
| LCA | Big Creek/Ventura | 1 | Monthly System Peak Day | CAISO | 1-in-2 | 2026 | 10 |  |  |  | 42.7562 | 1
| LCA | Big Creek/Ventura | 1 | Monthly System Peak Day | CAISO | 1-in-2 | 2026 | 11 |  |  |  | 47.051 | 1
| LCA | Big Creek/Ventura | 1 | Monthly System Peak Day | CAISO | 1-in-2 | 2026 | 12 |  |  |  | 50.0129 | 1
| LCA | Big Creek/Ventura | 1 | Monthly System Peak Day | CAISO | 1-in-2 | 2026 | 13 |  |  |  | 50.501 | 1
| LCA | Big Creek/Ventura | 1 | Monthly System Peak Day | CAISO | 1-in-2 | 2026 | 14 |  |  |  | 51.2752 | 1
| LCA | Big Creek/Ventura | 1 | Monthly System Peak Day | CAISO | 1-in-2 | 2026 | 15 |  |  |  | 52.09 | 1
| LCA | Big Creek/Ventura | 1 | Monthly System Peak Day | CAISO | 1-in-2 | 2026 | 16 |  |  |  | 52.4529 | 1
| LCA | Big Creek/Ventura | 1 | Monthly System Peak Day | CAISO | 1-in-2 | 2026 | 17 |  |  |  | 52.7195 | 1
| LCA | Big Creek/Ventura | 1 | Monthly System Peak Day | CAISO | 1-in-2 | 2026 | 18 |  |  |  | 51.6867 | 1
| LCA | Big Creek/Ventura | 1 | Monthly System Peak Day | CAISO | 1-in-2 | 2026 | 19 |  |  |  | 49.5862 | 1
| LCA | Big Creek/Ventura | 1 | Monthly System Peak Day | CAISO | 1-in-2 | 2026 | 20 |  |  |  | 48.3276 | 1
| LCA | Big Creek/Ventura | 1 | Monthly System Peak Day | CAISO | 1-in-2 | 2026 | 21 |  |  |  | 47.0533 | 1
| LCA | Big Creek/Ventura | 1 | Monthly System Peak Day | CAISO | 1-in-2 | 2026 | 22 |  |  |  | 46.1652 | 1
| LCA | Big Creek/Ventura | 1 | Monthly System Peak Day | CAISO | 1-in-2 | 2026 | 23 |  |  |  | 45.7748 | 1
| LCA | Big Creek/Ventura | 1 | Monthly System Peak Day | CAISO | 1-in-2 | 2026 | 24 |  |  |  | 45.521 | 1
| LCA | Big Creek/Ventura | 2 | Average Weekday | CAISO | 1-in-2 | 2026 | 1 |  |  |  | 49.7471 | 1
| LCA | Big Creek/Ventura | 2 | Average Weekday | CAISO | 1-in-2 | 2026 | 2 |  |  |  | 48.8044 | 1
| LCA | Big Creek/Ventura | 2 | Average Weekday | CAISO | 1-in-2 | 2026 | 3 |  |  |  | 47.9669 | 1
| LCA | Big Creek/Ventura | 2 | Average Weekday | CAISO | 1-in-2 | 2026 | 4 |  |  |  | 47.3214 | 1
| LCA | Big Creek/Ventura | 2 | Average Weekday | CAISO | 1-in-2 | 2026 | 5 |  |  |  | 46.693 | 1
| LCA | Big Creek/Ventura | 2 | Average Weekday | CAISO | 1-in-2 | 2026 | 6 |  |  |  | 46.2062 | 1
| LCA | Big Creek/Ventura | 2 | Average Weekday | CAISO | 1-in-2 | 2026 | 7 |  |  |  | 45.7339 | 1
| LCA | Big Creek/Ventura | 2 | Average Weekday | CAISO | 1-in-2 | 2026 | 8 |  |  |  | 45.5057 | 1
| LCA | Big Creek/Ventura | 2 | Average Weekday | CAISO | 1-in-2 | 2026 | 9 |  |  |  | 46.7937 | 1
| LCA | Big Creek/Ventura | 2 | Average Weekday | CAISO | 1-in-2 | 2026 | 10 |  |  |  | 50.8853 | 1
| LCA | Big Creek/Ventura | 2 | Average Weekday | CAISO | 1-in-2 | 2026 | 11 |  |  |  | 55.3739 | 1
| LCA | Big Creek/Ventura | 2 | Average Weekday | CAISO | 1-in-2 | 2026 | 12 |  |  |  | 58.976 | 1
| LCA | Big Creek/Ventura | 2 | Average Weekday | CAISO | 1-in-2 | 2026 | 13 |  |  |  | 61.6118 | 1
| LCA | Big Creek/Ventura | 2 | Average Weekday | CAISO | 1-in-2 | 2026 | 14 |  |  |  | 63.0469 | 1
| LCA | Big Creek/Ventura | 2 | Average Weekday | CAISO | 1-in-2 | 2026 | 15 |  |  |  | 63.8701 | 1
| LCA | Big Creek/Ventura | 2 | Average Weekday | CAISO | 1-in-2 | 2026 | 16 |  |  |  | 64.3836 | 1
| LCA | Big Creek/Ventura | 2 | Average Weekday | CAISO | 1-in-2 | 2026 | 17 |  |  |  | 64.1195 | 1
| LCA | Big Creek/Ventura | 2 | Average Weekday | CAISO | 1-in-2 | 2026 | 18 |  |  |  | 62.8705 | 1
| LCA | Big Creek/Ventura | 2 | Average Weekday | CAISO | 1-in-2 | 2026 | 19 |  |  |  | 60.231 | 1
| LCA | Big Creek/Ventura | 2 | Average Weekday | CAISO | 1-in-2 | 2026 | 20 |  |  |  | 57.4089 | 1
| LCA | Big Creek/Ventura | 2 | Average Weekday | CAISO | 1-in-2 | 2026 | 21 |  |  |  | 55.3029 | 1
| LCA | Big Creek/Ventura | 2 | Average Weekday | CAISO | 1-in-2 | 2026 | 22 |  |  |  | 53.5561 | 1
| LCA | Big Creek/Ventura | 2 | Average Weekday | CAISO | 1-in-2 | 2026 | 23 |  |  |  | 52.2346 | 1
| LCA | Big Creek/Ventura | 2 | Average Weekday | CAISO | 1-in-2 | 2026 | 24 |  |  |  | 51.0608 | 1
| LCA | Big Creek/Ventura | 2 | Monthly System Peak Day | CAISO | 1-in-2 | 2026 | 1 |  |  |  | 41.2029 | 1
| LCA | Big Creek/Ventura | 2 | Monthly System Peak Day | CAISO | 1-in-2 | 2026 | 2 |  |  |  | 40.1505 | 1
| LCA | Big Creek/Ventura | 2 | Monthly System Peak Day | CAISO | 1-in-2 | 2026 | 3 |  |  |  | 39.6238 | 1
| LCA | Big Creek/Ventura | 2 | Monthly System Peak Day | CAISO | 1-in-2 | 2026 | 4 |  |  |  | 39.0433 | 1
| LCA | Big Creek/Ventura | 2 | Monthly System Peak Day | CAISO | 1-in-2 | 2026 | 5 |  |  |  | 38.2095 | 1
| LCA | Big Creek/Ventura | 2 | Monthly System Peak Day | CAISO | 1-in-2 | 2026 | 6 |  |  |  | 37.7305 | 1
| LCA | Big Creek/Ventura | 2 | Monthly System Peak Day | CAISO | 1-in-2 | 2026 | 7 |  |  |  | 37.5457 | 1
| LCA | Big Creek/Ventura | 2 | Monthly System Peak Day | CAISO | 1-in-2 | 2026 | 8 |  |  |  | 37.4543 | 1
| LCA | Big Creek/Ventura | 2 | Monthly System Peak Day | CAISO | 1-in-2 | 2026 | 9 |  |  |  | 38.8457 | 1
| LCA | Big Creek/Ventura | 2 | Monthly System Peak Day | CAISO | 1-in-2 | 2026 | 10 |  |  |  | 41.9462 | 1
| LCA | Big Creek/Ventura | 2 | Monthly System Peak Day | CAISO | 1-in-2 | 2026 | 11 |  |  |  | 45.271 | 1
| LCA | Big Creek/Ventura | 2 | Monthly System Peak Day | CAISO | 1-in-2 | 2026 | 12 |  |  |  | 48.1629 | 1
| LCA | Big Creek/Ventura | 2 | Monthly System Peak Day | CAISO | 1-in-2 | 2026 | 13 |  |  |  | 50.8633 | 1
| LCA | Big Creek/Ventura | 2 | Monthly System Peak Day | CAISO | 1-in-2 | 2026 | 14 |  |  |  | 52.6652 | 1
| LCA | Big Creek/Ventura | 2 | Monthly System Peak Day | CAISO | 1-in-2 | 2026 | 15 |  |  |  | 53.7552 | 1
| LCA | Big Creek/Ventura | 2 | Monthly System Peak Day | CAISO | 1-in-2 | 2026 | 16 |  |  |  | 54.6462 | 1
| LCA | Big Creek/Ventura | 2 | Monthly System Peak Day | CAISO | 1-in-2 | 2026 | 17 |  |  |  | 54.8867 | 1
| LCA | Big Creek/Ventura | 2 | Monthly System Peak Day | CAISO | 1-in-2 | 2026 | 18 |  |  |  | 53.3919 | 1
| LCA | Big Creek/Ventura | 2 | Monthly System Peak Day | CAISO | 1-in-2 | 2026 | 19 |  |  |  | 50.7876 | 1
| LCA | Big Creek/Ventura | 2 | Monthly System Peak Day | CAISO | 1-in-2 | 2026 | 20 |  |  |  | 48.3681 | 1
| LCA | Big Creek/Ventura | 2 | Monthly System Peak Day | CAISO | 1-in-2 | 2026 | 21 |  |  |  | 46.3952 | 1
| LCA | Big Creek/Ventura | 2 | Monthly System Peak Day | CAISO | 1-in-2 | 2026 | 22 |  |  |  | 44.9329 | 1
| LCA | Big Creek/Ventura | 2 | Monthly System Peak Day | CAISO | 1-in-2 | 2026 | 23 |  |  |  | 43.6771 | 1
| LCA | Big Creek/Ventura | 2 | Monthly System Peak Day | CAISO | 1-in-2 | 2026 | 24 |  |  |  | 42.6943 | 1
| LCA | Big Creek/Ventura | 3 | Average Weekday | CAISO | 1-in-2 | 2026 | 1 |  |  |  | 52.8595 | 1
| LCA | Big Creek/Ventura | 3 | Average Weekday | CAISO | 1-in-2 | 2026 | 2 |  |  |  | 51.8237 | 1
| LCA | Big Creek/Ventura | 3 | Average Weekday | CAISO | 1-in-2 | 2026 | 3 |  |  |  | 51.0006 | 1
| LCA | Big Creek/Ventura | 3 | Average Weekday | CAISO | 1-in-2 | 2026 | 4 |  |  |  | 50.2553 | 1
| LCA | Big Creek/Ventura | 3 | Average Weekday | CAISO | 1-in-2 | 2026 | 5 |  |  |  | 49.4158 | 1
| LCA | Big Creek/Ventura | 3 | Average Weekday | CAISO | 1-in-2 | 2026 | 6 |  |  |  | 48.5231 | 1
| LCA | Big Creek/Ventura | 3 | Average Weekday | CAISO | 1-in-2 | 2026 | 7 |  |  |  | 47.8837 | 1
| LCA | Big Creek/Ventura | 3 | Average Weekday | CAISO | 1-in-2 | 2026 | 8 |  |  |  | 47.5302 | 1
| LCA | Big Creek/Ventura | 3 | Average Weekday | CAISO | 1-in-2 | 2026 | 9 |  |  |  | 48.4112 | 1
| LCA | Big Creek/Ventura | 3 | Average Weekday | CAISO | 1-in-2 | 2026 | 10 |  |  |  | 51.877 | 1
| LCA | Big Creek/Ventura | 3 | Average Weekday | CAISO | 1-in-2 | 2026 | 11 |  |  |  | 56.0412 | 1
| LCA | Big Creek/Ventura | 3 | Average Weekday | CAISO | 1-in-2 | 2026 | 12 |  |  |  | 59.6138 | 1
| LCA | Big Creek/Ventura | 3 | Average Weekday | CAISO | 1-in-2 | 2026 | 13 |  |  |  | 62.2225 | 1
| LCA | Big Creek/Ventura | 3 | Average Weekday | CAISO | 1-in-2 | 2026 | 14 |  |  |  | 64.1572 | 1
| LCA | Big Creek/Ventura | 3 | Average Weekday | CAISO | 1-in-2 | 2026 | 15 |  |  |  | 65.3688 | 1
| LCA | Big Creek/Ventura | 3 | Average Weekday | CAISO | 1-in-2 | 2026 | 16 |  |  |  | 66.1061 | 1
| LCA | Big Creek/Ventura | 3 | Average Weekday | CAISO | 1-in-2 | 2026 | 17 |  |  |  | 66.2013 | 1
| LCA | Big Creek/Ventura | 3 | Average Weekday | CAISO | 1-in-2 | 2026 | 18 |  |  |  | 65.4538 | 1
| LCA | Big Creek/Ventura | 3 | Average Weekday | CAISO | 1-in-2 | 2026 | 19 |  |  |  | 63.896 | 1
| LCA | Big Creek/Ventura | 3 | Average Weekday | CAISO | 1-in-2 | 2026 | 20 |  |  |  | 61.5069 | 1
| LCA | Big Creek/Ventura | 3 | Average Weekday | CAISO | 1-in-2 | 2026 | 21 |  |  |  | 58.9205 | 1
| LCA | Big Creek/Ventura | 3 | Average Weekday | CAISO | 1-in-2 | 2026 | 22 |  |  |  | 56.9409 | 1
| LCA | Big Creek/Ventura | 3 | Average Weekday | CAISO | 1-in-2 | 2026 | 23 |  |  |  | 55.4416 | 1
| LCA | Big Creek/Ventura | 3 | Average Weekday | CAISO | 1-in-2 | 2026 | 24 |  |  |  | 54.2709 | 1
| LCA | Big Creek/Ventura | 3 | Monthly System Peak Day | CAISO | 1-in-2 | 2026 | 1 |  |  |  | 53.0719 | 1
| LCA | Big Creek/Ventura | 3 | Monthly System Peak Day | CAISO | 1-in-2 | 2026 | 2 |  |  |  | 52.0262 | 1
| LCA | Big Creek/Ventura | 3 | Monthly System Peak Day | CAISO | 1-in-2 | 2026 | 3 |  |  |  | 50.3457 | 1
| LCA | Big Creek/Ventura | 3 | Monthly System Peak Day | CAISO | 1-in-2 | 2026 | 4 |  |  |  | 49.54 | 1
| LCA | Big Creek/Ventura | 3 | Monthly System Peak Day | CAISO | 1-in-2 | 2026 | 5 |  |  |  | 47.9524 | 1
| LCA | Big Creek/Ventura | 3 | Monthly System Peak Day | CAISO | 1-in-2 | 2026 | 6 |  |  |  | 47.3219 | 1
| LCA | Big Creek/Ventura | 3 | Monthly System Peak Day | CAISO | 1-in-2 | 2026 | 7 |  |  |  | 46.961 | 1
| LCA | Big Creek/Ventura | 3 | Monthly System Peak Day | CAISO | 1-in-2 | 2026 | 8 |  |  |  | 46.3624 | 1
| LCA | Big Creek/Ventura | 3 | Monthly System Peak Day | CAISO | 1-in-2 | 2026 | 9 |  |  |  | 46.9714 | 1
| LCA | Big Creek/Ventura | 3 | Monthly System Peak Day | CAISO | 1-in-2 | 2026 | 10 |  |  |  | 50.4329 | 1
| LCA | Big Creek/Ventura | 3 | Monthly System Peak Day | CAISO | 1-in-2 | 2026 | 11 |  |  |  | 55.26 | 1
| LCA | Big Creek/Ventura | 3 | Monthly System Peak Day | CAISO | 1-in-2 | 2026 | 12 |  |  |  | 60.3743 | 1
| LCA | Big Creek/Ventura | 3 | Monthly System Peak Day | CAISO | 1-in-2 | 2026 | 13 |  |  |  | 64.0509 | 1
| LCA | Big Creek/Ventura | 3 | Monthly System Peak Day | CAISO | 1-in-2 | 2026 | 14 |  |  |  | 66.0724 | 1
| LCA | Big Creek/Ventura | 3 | Monthly System Peak Day | CAISO | 1-in-2 | 2026 | 15 |  |  |  | 67.0591 | 1
| LCA | Big Creek/Ventura | 3 | Monthly System Peak Day | CAISO | 1-in-2 | 2026 | 16 |  |  |  | 68.1805 | 1
| LCA | Big Creek/Ventura | 3 | Monthly System Peak Day | CAISO | 1-in-2 | 2026 | 17 |  |  |  | 68.899 | 1
| LCA | Big Creek/Ventura | 3 | Monthly System Peak Day | CAISO | 1-in-2 | 2026 | 18 |  |  |  | 68.5681 | 1
| LCA | Big Creek/Ventura | 3 | Monthly System Peak Day | CAISO | 1-in-2 | 2026 | 19 |  |  |  | 66.6652 | 1
| LCA | Big Creek/Ventura | 3 | Monthly System Peak Day | CAISO | 1-in-2 | 2026 | 20 |  |  |  | 63.8852 | 1
| LCA | Big Creek/Ventura | 3 | Monthly System Peak Day | CAISO | 1-in-2 | 2026 | 21 |  |  |  | 60.5138 | 1
| LCA | Big Creek/Ventura | 3 | Monthly System Peak Day | CAISO | 1-in-2 | 2026 | 22 |  |  |  | 58.1057 | 1
| LCA | Big Creek/Ventura | 3 | Monthly System Peak Day | CAISO | 1-in-2 | 2026 | 23 |  |  |  | 56.6171 | 1
| LCA | Big Creek/Ventura | 3 | Monthly System Peak Day | CAISO | 1-in-2 | 2026 | 24 |  |  |  | 55.8624 | 1
| LCA | Big Creek/Ventura | 4 | Average Weekday | CAISO | 1-in-2 | 2026 | 1 |  |  |  | 55.9472 | 1
| LCA | Big Creek/Ventura | 4 | Average Weekday | CAISO | 1-in-2 | 2026 | 2 |  |  |  | 54.863 | 1
| LCA | Big Creek/Ventura | 4 | Average Weekday | CAISO | 1-in-2 | 2026 | 3 |  |  |  | 53.8535 | 1
| LCA | Big Creek/Ventura | 4 | Average Weekday | CAISO | 1-in-2 | 2026 | 4 |  |  |  | 52.93 | 1
| LCA | Big Creek/Ventura | 4 | Average Weekday | CAISO | 1-in-2 | 2026 | 5 |  |  |  | 52.0399 | 1
| LCA | Big Creek/Ventura | 4 | Average Weekday | CAISO | 1-in-2 | 2026 | 6 |  |  |  | 51.4284 | 1
| LCA | Big Creek/Ventura | 4 | Average Weekday | CAISO | 1-in-2 | 2026 | 7 |  |  |  | 50.819 | 1
| LCA | Big Creek/Ventura | 4 | Average Weekday | CAISO | 1-in-2 | 2026 | 8 |  |  |  | 50.625 | 1
| LCA | Big Creek/Ventura | 4 | Average Weekday | CAISO | 1-in-2 | 2026 | 9 |  |  |  | 52.3582 | 1
| LCA | Big Creek/Ventura | 4 | Average Weekday | CAISO | 1-in-2 | 2026 | 10 |  |  |  | 55.8446 | 1
| LCA | Big Creek/Ventura | 4 | Average Weekday | CAISO | 1-in-2 | 2026 | 11 |  |  |  | 59.5545 | 1
| LCA | Big Creek/Ventura | 4 | Average Weekday | CAISO | 1-in-2 | 2026 | 12 |  |  |  | 62.8472 | 1
| LCA | Big Creek/Ventura | 4 | Average Weekday | CAISO | 1-in-2 | 2026 | 13 |  |  |  | 65.5091 | 1
| LCA | Big Creek/Ventura | 4 | Average Weekday | CAISO | 1-in-2 | 2026 | 14 |  |  |  | 67.5765 | 1
| LCA | Big Creek/Ventura | 4 | Average Weekday | CAISO | 1-in-2 | 2026 | 15 |  |  |  | 68.8958 | 1
| LCA | Big Creek/Ventura | 4 | Average Weekday | CAISO | 1-in-2 | 2026 | 16 |  |  |  | 69.4967 | 1
| LCA | Big Creek/Ventura | 4 | Average Weekday | CAISO | 1-in-2 | 2026 | 17 |  |  |  | 69.5101 | 1
| LCA | Big Creek/Ventura | 4 | Average Weekday | CAISO | 1-in-2 | 2026 | 18 |  |  |  | 68.7653 | 1
| LCA | Big Creek/Ventura | 4 | Average Weekday | CAISO | 1-in-2 | 2026 | 19 |  |  |  | 67.3382 | 1
| LCA | Big Creek/Ventura | 4 | Average Weekday | CAISO | 1-in-2 | 2026 | 20 |  |  |  | 65.1 | 1
| LCA | Big Creek/Ventura | 4 | Average Weekday | CAISO | 1-in-2 | 2026 | 21 |  |  |  | 62.108 | 1
| LCA | Big Creek/Ventura | 4 | Average Weekday | CAISO | 1-in-2 | 2026 | 22 |  |  |  | 59.8688 | 1
| LCA | Big Creek/Ventura | 4 | Average Weekday | CAISO | 1-in-2 | 2026 | 23 |  |  |  | 58.3519 | 1
| LCA | Big Creek/Ventura | 4 | Average Weekday | CAISO | 1-in-2 | 2026 | 24 |  |  |  | 57.0564 | 1
| LCA | Big Creek/Ventura | 4 | Monthly System Peak Day | CAISO | 1-in-2 | 2026 | 1 |  |  |  | 61.0129 | 1
| LCA | Big Creek/Ventura | 4 | Monthly System Peak Day | CAISO | 1-in-2 | 2026 | 2 |  |  |  | 59.2143 | 1
| LCA | Big Creek/Ventura | 4 | Monthly System Peak Day | CAISO | 1-in-2 | 2026 | 3 |  |  |  | 57.7443 | 1
| LCA | Big Creek/Ventura | 4 | Monthly System Peak Day | CAISO | 1-in-2 | 2026 | 4 |  |  |  | 56.4338 | 1
| LCA | Big Creek/Ventura | 4 | Monthly System Peak Day | CAISO | 1-in-2 | 2026 | 5 |  |  |  | 55.4138 | 1
| LCA | Big Creek/Ventura | 4 | Monthly System Peak Day | CAISO | 1-in-2 | 2026 | 6 |  |  |  | 54.2052 | 1
| LCA | Big Creek/Ventura | 4 | Monthly System Peak Day | CAISO | 1-in-2 | 2026 | 7 |  |  |  | 53.3943 | 1
| LCA | Big Creek/Ventura | 4 | Monthly System Peak Day | CAISO | 1-in-2 | 2026 | 8 |  |  |  | 53.4162 | 1
| LCA | Big Creek/Ventura | 4 | Monthly System Peak Day | CAISO | 1-in-2 | 2026 | 9 |  |  |  | 55.8205 | 1
| LCA | Big Creek/Ventura | 4 | Monthly System Peak Day | CAISO | 1-in-2 | 2026 | 10 |  |  |  | 60.5848 | 1
| LCA | Big Creek/Ventura | 4 | Monthly System Peak Day | CAISO | 1-in-2 | 2026 | 11 |  |  |  | 67.0171 | 1
| LCA | Big Creek/Ventura | 4 | Monthly System Peak Day | CAISO | 1-in-2 | 2026 | 12 |  |  |  | 72.6729 | 1
| LCA | Big Creek/Ventura | 4 | Monthly System Peak Day | CAISO | 1-in-2 | 2026 | 13 |  |  |  | 76.9319 | 1
| LCA | Big Creek/Ventura | 4 | Monthly System Peak Day | CAISO | 1-in-2 | 2026 | 14 |  |  |  | 79.931 | 1
| LCA | Big Creek/Ventura | 4 | Monthly System Peak Day | CAISO | 1-in-2 | 2026 | 15 |  |  |  | 81.9243 | 1
| LCA | Big Creek/Ventura | 4 | Monthly System Peak Day | CAISO | 1-in-2 | 2026 | 16 |  |  |  | 82.4314 | 1
| LCA | Big Creek/Ventura | 4 | Monthly System Peak Day | CAISO | 1-in-2 | 2026 | 17 |  |  |  | 82.6729 | 1
| LCA | Big Creek/Ventura | 4 | Monthly System Peak Day | CAISO | 1-in-2 | 2026 | 18 |  |  |  | 82.1267 | 1
| LCA | Big Creek/Ventura | 4 | Monthly System Peak Day | CAISO | 1-in-2 | 2026 | 19 |  |  |  | 80.6881 | 1
| LCA | Big Creek/Ventura | 4 | Monthly System Peak Day | CAISO | 1-in-2 | 2026 | 20 |  |  |  | 77.7867 | 1
| LCA | Big Creek/Ventura | 4 | Monthly System Peak Day | CAISO | 1-in-2 | 2026 | 21 |  |  |  | 72.969 | 1
| LCA | Big Creek/Ventura | 4 | Monthly System Peak Day | CAISO | 1-in-2 | 2026 | 22 |  |  |  | 68.779 | 1
| LCA | Big Creek/Ventura | 4 | Monthly System Peak Day | CAISO | 1-in-2 | 2026 | 23 |  |  |  | 65.969 | 1
| LCA | Big Creek/Ventura | 4 | Monthly System Peak Day | CAISO | 1-in-2 | 2026 | 24 |  |  |  | 63.951 | 1
| LCA | Big Creek/Ventura | 5 | Average Weekday | CAISO | 1-in-2 | 2026 | 1 |  |  |  | 59.9923 | 1
| LCA | Big Creek/Ventura | 5 | Average Weekday | CAISO | 1-in-2 | 2026 | 2 |  |  |  | 58.9604 | 1
| LCA | Big Creek/Ventura | 5 | Average Weekday | CAISO | 1-in-2 | 2026 | 3 |  |  |  | 58.0285 | 1
| LCA | Big Creek/Ventura | 5 | Average Weekday | CAISO | 1-in-2 | 2026 | 4 |  |  |  | 57.1772 | 1
| LCA | Big Creek/Ventura | 5 | Average Weekday | CAISO | 1-in-2 | 2026 | 5 |  |  |  | 56.5246 | 1
| LCA | Big Creek/Ventura | 5 | Average Weekday | CAISO | 1-in-2 | 2026 | 6 |  |  |  | 55.8549 | 1
| LCA | Big Creek/Ventura | 5 | Average Weekday | CAISO | 1-in-2 | 2026 | 7 |  |  |  | 55.2307 | 1
| LCA | Big Creek/Ventura | 5 | Average Weekday | CAISO | 1-in-2 | 2026 | 8 |  |  |  | 55.5515 | 1
| LCA | Big Creek/Ventura | 5 | Average Weekday | CAISO | 1-in-2 | 2026 | 9 |  |  |  | 58.2705 | 1
| LCA | Big Creek/Ventura | 5 | Average Weekday | CAISO | 1-in-2 | 2026 | 10 |  |  |  | 61.5484 | 1
| LCA | Big Creek/Ventura | 5 | Average Weekday | CAISO | 1-in-2 | 2026 | 11 |  |  |  | 64.8911 | 1
| LCA | Big Creek/Ventura | 5 | Average Weekday | CAISO | 1-in-2 | 2026 | 12 |  |  |  | 67.8559 | 1
| LCA | Big Creek/Ventura | 5 | Average Weekday | CAISO | 1-in-2 | 2026 | 13 |  |  |  | 70.274 | 1
| LCA | Big Creek/Ventura | 5 | Average Weekday | CAISO | 1-in-2 | 2026 | 14 |  |  |  | 72.0602 | 1
| LCA | Big Creek/Ventura | 5 | Average Weekday | CAISO | 1-in-2 | 2026 | 15 |  |  |  | 73.1902 | 1
| LCA | Big Creek/Ventura | 5 | Average Weekday | CAISO | 1-in-2 | 2026 | 16 |  |  |  | 73.6664 | 1
| LCA | Big Creek/Ventura | 5 | Average Weekday | CAISO | 1-in-2 | 2026 | 17 |  |  |  | 73.4822 | 1
| LCA | Big Creek/Ventura | 5 | Average Weekday | CAISO | 1-in-2 | 2026 | 18 |  |  |  | 72.7404 | 1
| LCA | Big Creek/Ventura | 5 | Average Weekday | CAISO | 1-in-2 | 2026 | 19 |  |  |  | 71.3964 | 1
| LCA | Big Creek/Ventura | 5 | Average Weekday | CAISO | 1-in-2 | 2026 | 20 |  |  |  | 69.2439 | 1
| LCA | Big Creek/Ventura | 5 | Average Weekday | CAISO | 1-in-2 | 2026 | 21 |  |  |  | 66.4425 | 1
| LCA | Big Creek/Ventura | 5 | Average Weekday | CAISO | 1-in-2 | 2026 | 22 |  |  |  | 63.8796 | 1
| LCA | Big Creek/Ventura | 5 | Average Weekday | CAISO | 1-in-2 | 2026 | 23 |  |  |  | 62.223 | 1
| LCA | Big Creek/Ventura | 5 | Average Weekday | CAISO | 1-in-2 | 2026 | 24 |  |  |  | 60.8978 | 1
| LCA | Big Creek/Ventura | 5 | Monthly System Peak Day | CAISO | 1-in-2 | 2026 | 1 |  |  |  | 66.6424 | 1
| LCA | Big Creek/Ventura | 5 | Monthly System Peak Day | CAISO | 1-in-2 | 2026 | 2 |  |  |  | 65.0781 | 1
| LCA | Big Creek/Ventura | 5 | Monthly System Peak Day | CAISO | 1-in-2 | 2026 | 3 |  |  |  | 63.9038 | 1
| LCA | Big Creek/Ventura | 5 | Monthly System Peak Day | CAISO | 1-in-2 | 2026 | 4 |  |  |  | 61.9876 | 1
| LCA | Big Creek/Ventura | 5 | Monthly System Peak Day | CAISO | 1-in-2 | 2026 | 5 |  |  |  | 60.6062 | 1
| LCA | Big Creek/Ventura | 5 | Monthly System Peak Day | CAISO | 1-in-2 | 2026 | 6 |  |  |  | 59.9133 | 1
| LCA | Big Creek/Ventura | 5 | Monthly System Peak Day | CAISO | 1-in-2 | 2026 | 7 |  |  |  | 59.5448 | 1
| LCA | Big Creek/Ventura | 5 | Monthly System Peak Day | CAISO | 1-in-2 | 2026 | 8 |  |  |  | 59.6538 | 1
| LCA | Big Creek/Ventura | 5 | Monthly System Peak Day | CAISO | 1-in-2 | 2026 | 9 |  |  |  | 61.3857 | 1
| LCA | Big Creek/Ventura | 5 | Monthly System Peak Day | CAISO | 1-in-2 | 2026 | 10 |  |  |  | 65.8257 | 1
| LCA | Big Creek/Ventura | 5 | Monthly System Peak Day | CAISO | 1-in-2 | 2026 | 11 |  |  |  | 70.9662 | 1
| LCA | Big Creek/Ventura | 5 | Monthly System Peak Day | CAISO | 1-in-2 | 2026 | 12 |  |  |  | 76.139 | 1
| LCA | Big Creek/Ventura | 5 | Monthly System Peak Day | CAISO | 1-in-2 | 2026 | 13 |  |  |  | 79.6881 | 1
| LCA | Big Creek/Ventura | 5 | Monthly System Peak Day | CAISO | 1-in-2 | 2026 | 14 |  |  |  | 82.2152 | 1
| LCA | Big Creek/Ventura | 5 | Monthly System Peak Day | CAISO | 1-in-2 | 2026 | 15 |  |  |  | 83.281 | 1
| LCA | Big Creek/Ventura | 5 | Monthly System Peak Day | CAISO | 1-in-2 | 2026 | 16 |  |  |  | 83.4486 | 1
| LCA | Big Creek/Ventura | 5 | Monthly System Peak Day | CAISO | 1-in-2 | 2026 | 17 |  |  |  | 82.6714 | 1
| LCA | Big Creek/Ventura | 5 | Monthly System Peak Day | CAISO | 1-in-2 | 2026 | 18 |  |  |  | 81.8529 | 1
| LCA | Big Creek/Ventura | 5 | Monthly System Peak Day | CAISO | 1-in-2 | 2026 | 19 |  |  |  | 80.2819 | 1
| LCA | Big Creek/Ventura | 5 | Monthly System Peak Day | CAISO | 1-in-2 | 2026 | 20 |  |  |  | 77.2986 | 1
| LCA | Big Creek/Ventura | 5 | Monthly System Peak Day | CAISO | 1-in-2 | 2026 | 21 |  |  |  | 73.1795 | 1
| LCA | Big Creek/Ventura | 5 | Monthly System Peak Day | CAISO | 1-in-2 | 2026 | 22 |  |  |  | 69.6914 | 1
| LCA | Big Creek/Ventura | 5 | Monthly System Peak Day | CAISO | 1-in-2 | 2026 | 23 |  |  |  | 67.0338 | 1
| LCA | Big Creek/Ventura | 5 | Monthly System Peak Day | CAISO | 1-in-2 | 2026 | 24 |  |  |  | 65.1314 | 1
| LCA | Big Creek/Ventura | 6 | Average Weekday | CAISO | 1-in-2 | 2026 | 1 |  |  |  | 64.4446 | 1
| LCA | Big Creek/Ventura | 6 | Average Weekday | CAISO | 1-in-2 | 2026 | 2 |  |  |  | 63.2767 | 1
| LCA | Big Creek/Ventura | 6 | Average Weekday | CAISO | 1-in-2 | 2026 | 3 |  |  |  | 62.2793 | 1
| LCA | Big Creek/Ventura | 6 | Average Weekday | CAISO | 1-in-2 | 2026 | 4 |  |  |  | 61.464 | 1
| LCA | Big Creek/Ventura | 6 | Average Weekday | CAISO | 1-in-2 | 2026 | 5 |  |  |  | 60.9021 | 1
| LCA | Big Creek/Ventura | 6 | Average Weekday | CAISO | 1-in-2 | 2026 | 6 |  |  |  | 60.1695 | 1
| LCA | Big Creek/Ventura | 6 | Average Weekday | CAISO | 1-in-2 | 2026 | 7 |  |  |  | 59.5618 | 1
| LCA | Big Creek/Ventura | 6 | Average Weekday | CAISO | 1-in-2 | 2026 | 8 |  |  |  | 60.0648 | 1
| LCA | Big Creek/Ventura | 6 | Average Weekday | CAISO | 1-in-2 | 2026 | 9 |  |  |  | 63.0612 | 1
| LCA | Big Creek/Ventura | 6 | Average Weekday | CAISO | 1-in-2 | 2026 | 10 |  |  |  | 66.8253 | 1
| LCA | Big Creek/Ventura | 6 | Average Weekday | CAISO | 1-in-2 | 2026 | 11 |  |  |  | 70.5864 | 1
| LCA | Big Creek/Ventura | 6 | Average Weekday | CAISO | 1-in-2 | 2026 | 12 |  |  |  | 74.0185 | 1
| LCA | Big Creek/Ventura | 6 | Average Weekday | CAISO | 1-in-2 | 2026 | 13 |  |  |  | 76.855 | 1
| LCA | Big Creek/Ventura | 6 | Average Weekday | CAISO | 1-in-2 | 2026 | 14 |  |  |  | 79.0359 | 1
| LCA | Big Creek/Ventura | 6 | Average Weekday | CAISO | 1-in-2 | 2026 | 15 |  |  |  | 80.4934 | 1
| LCA | Big Creek/Ventura | 6 | Average Weekday | CAISO | 1-in-2 | 2026 | 16 |  |  |  | 81.064 | 1
| LCA | Big Creek/Ventura | 6 | Average Weekday | CAISO | 1-in-2 | 2026 | 17 |  |  |  | 80.9841 | 1
| LCA | Big Creek/Ventura | 6 | Average Weekday | CAISO | 1-in-2 | 2026 | 18 |  |  |  | 80.1426 | 1
| LCA | Big Creek/Ventura | 6 | Average Weekday | CAISO | 1-in-2 | 2026 | 19 |  |  |  | 78.6553 | 1
| LCA | Big Creek/Ventura | 6 | Average Weekday | CAISO | 1-in-2 | 2026 | 20 |  |  |  | 76.5709 | 1
| LCA | Big Creek/Ventura | 6 | Average Weekday | CAISO | 1-in-2 | 2026 | 21 |  |  |  | 73.5264 | 1
| LCA | Big Creek/Ventura | 6 | Average Weekday | CAISO | 1-in-2 | 2026 | 22 |  |  |  | 69.9663 | 1
| LCA | Big Creek/Ventura | 6 | Average Weekday | CAISO | 1-in-2 | 2026 | 23 |  |  |  | 67.6652 | 1
| LCA | Big Creek/Ventura | 6 | Average Weekday | CAISO | 1-in-2 | 2026 | 24 |  |  |  | 66.0613 | 1
| LCA | Big Creek/Ventura | 6 | Monthly System Peak Day | CAISO | 1-in-2 | 2026 | 1 |  |  |  | 68.8024 | 1
| LCA | Big Creek/Ventura | 6 | Monthly System Peak Day | CAISO | 1-in-2 | 2026 | 2 |  |  |  | 67.6505 | 1
| LCA | Big Creek/Ventura | 6 | Monthly System Peak Day | CAISO | 1-in-2 | 2026 | 3 |  |  |  | 66.1986 | 1
| LCA | Big Creek/Ventura | 6 | Monthly System Peak Day | CAISO | 1-in-2 | 2026 | 4 |  |  |  | 65.1248 | 1
| LCA | Big Creek/Ventura | 6 | Monthly System Peak Day | CAISO | 1-in-2 | 2026 | 5 |  |  |  | 63.8086 | 1
| LCA | Big Creek/Ventura | 6 | Monthly System Peak Day | CAISO | 1-in-2 | 2026 | 6 |  |  |  | 62.5452 | 1
| LCA | Big Creek/Ventura | 6 | Monthly System Peak Day | CAISO | 1-in-2 | 2026 | 7 |  |  |  | 62.08 | 1
| LCA | Big Creek/Ventura | 6 | Monthly System Peak Day | CAISO | 1-in-2 | 2026 | 8 |  |  |  | 62.9281 | 1
| LCA | Big Creek/Ventura | 6 | Monthly System Peak Day | CAISO | 1-in-2 | 2026 | 9 |  |  |  | 65.6652 | 1
| LCA | Big Creek/Ventura | 6 | Monthly System Peak Day | CAISO | 1-in-2 | 2026 | 10 |  |  |  | 70.0443 | 1
| LCA | Big Creek/Ventura | 6 | Monthly System Peak Day | CAISO | 1-in-2 | 2026 | 11 |  |  |  | 74.979 | 1
| LCA | Big Creek/Ventura | 6 | Monthly System Peak Day | CAISO | 1-in-2 | 2026 | 12 |  |  |  | 79.1838 | 1
| LCA | Big Creek/Ventura | 6 | Monthly System Peak Day | CAISO | 1-in-2 | 2026 | 13 |  |  |  | 82.6405 | 1
| LCA | Big Creek/Ventura | 6 | Monthly System Peak Day | CAISO | 1-in-2 | 2026 | 14 |  |  |  | 85.5533 | 1
| LCA | Big Creek/Ventura | 6 | Monthly System Peak Day | CAISO | 1-in-2 | 2026 | 15 |  |  |  | 87.3609 | 1
| LCA | Big Creek/Ventura | 6 | Monthly System Peak Day | CAISO | 1-in-2 | 2026 | 16 |  |  |  | 88.4405 | 1
| LCA | Big Creek/Ventura | 6 | Monthly System Peak Day | CAISO | 1-in-2 | 2026 | 17 |  |  |  | 88.541 | 1
| LCA | Big Creek/Ventura | 6 | Monthly System Peak Day | CAISO | 1-in-2 | 2026 | 18 |  |  |  | 87.4433 | 1
| LCA | Big Creek/Ventura | 6 | Monthly System Peak Day | CAISO | 1-in-2 | 2026 | 19 |  |  |  | 85.239 | 1
| LCA | Big Creek/Ventura | 6 | Monthly System Peak Day | CAISO | 1-in-2 | 2026 | 20 |  |  |  | 82.8581 | 1
| LCA | Big Creek/Ventura | 6 | Monthly System Peak Day | CAISO | 1-in-2 | 2026 | 21 |  |  |  | 79.0467 | 1
| LCA | Big Creek/Ventura | 6 | Monthly System Peak Day | CAISO | 1-in-2 | 2026 | 22 |  |  |  | 75.0452 | 1
| LCA | Big Creek/Ventura | 6 | Monthly System Peak Day | CAISO | 1-in-2 | 2026 | 23 |  |  |  | 72.0457 | 1
| LCA | Big Creek/Ventura | 6 | Monthly System Peak Day | CAISO | 1-in-2 | 2026 | 24 |  |  |  | 70.119 | 1
| LCA | Big Creek/Ventura | 7 | Average Weekday | CAISO | 1-in-2 | 2026 | 1 |  |  |  | 69.4643 | 1
| LCA | Big Creek/Ventura | 7 | Average Weekday | CAISO | 1-in-2 | 2026 | 2 |  |  |  | 68.4978 | 1
| LCA | Big Creek/Ventura | 7 | Average Weekday | CAISO | 1-in-2 | 2026 | 3 |  |  |  | 67.7258 | 1
| LCA | Big Creek/Ventura | 7 | Average Weekday | CAISO | 1-in-2 | 2026 | 4 |  |  |  | 67.0793 | 1
| LCA | Big Creek/Ventura | 7 | Average Weekday | CAISO | 1-in-2 | 2026 | 5 |  |  |  | 66.3097 | 1
| LCA | Big Creek/Ventura | 7 | Average Weekday | CAISO | 1-in-2 | 2026 | 6 |  |  |  | 65.6954 | 1
| LCA | Big Creek/Ventura | 7 | Average Weekday | CAISO | 1-in-2 | 2026 | 7 |  |  |  | 65.1253 | 1
| LCA | Big Creek/Ventura | 7 | Average Weekday | CAISO | 1-in-2 | 2026 | 8 |  |  |  | 65.3233 | 1
| LCA | Big Creek/Ventura | 7 | Average Weekday | CAISO | 1-in-2 | 2026 | 9 |  |  |  | 67.873 | 1
| LCA | Big Creek/Ventura | 7 | Average Weekday | CAISO | 1-in-2 | 2026 | 10 |  |  |  | 71.393 | 1
| LCA | Big Creek/Ventura | 7 | Average Weekday | CAISO | 1-in-2 | 2026 | 11 |  |  |  | 75.2097 | 1
| LCA | Big Creek/Ventura | 7 | Average Weekday | CAISO | 1-in-2 | 2026 | 12 |  |  |  | 78.9288 | 1
| LCA | Big Creek/Ventura | 7 | Average Weekday | CAISO | 1-in-2 | 2026 | 13 |  |  |  | 81.7619 | 1
| LCA | Big Creek/Ventura | 7 | Average Weekday | CAISO | 1-in-2 | 2026 | 14 |  |  |  | 83.9094 | 1
| LCA | Big Creek/Ventura | 7 | Average Weekday | CAISO | 1-in-2 | 2026 | 15 |  |  |  | 85.285 | 1
| LCA | Big Creek/Ventura | 7 | Average Weekday | CAISO | 1-in-2 | 2026 | 16 |  |  |  | 85.8065 | 1
| LCA | Big Creek/Ventura | 7 | Average Weekday | CAISO | 1-in-2 | 2026 | 17 |  |  |  | 85.5142 | 1
| LCA | Big Creek/Ventura | 7 | Average Weekday | CAISO | 1-in-2 | 2026 | 18 |  |  |  | 84.6145 | 1
| LCA | Big Creek/Ventura | 7 | Average Weekday | CAISO | 1-in-2 | 2026 | 19 |  |  |  | 83.0359 | 1
| LCA | Big Creek/Ventura | 7 | Average Weekday | CAISO | 1-in-2 | 2026 | 20 |  |  |  | 80.7123 | 1
| LCA | Big Creek/Ventura | 7 | Average Weekday | CAISO | 1-in-2 | 2026 | 21 |  |  |  | 77.5898 | 1
| LCA | Big Creek/Ventura | 7 | Average Weekday | CAISO | 1-in-2 | 2026 | 22 |  |  |  | 74.1539 | 1
| LCA | Big Creek/Ventura | 7 | Average Weekday | CAISO | 1-in-2 | 2026 | 23 |  |  |  | 71.9988 | 1
| LCA | Big Creek/Ventura | 7 | Average Weekday | CAISO | 1-in-2 | 2026 | 24 |  |  |  | 70.3567 | 1
| LCA | Big Creek/Ventura | 7 | Monthly System Peak Day | CAISO | 1-in-2 | 2026 | 1 |  |  |  | 74.2514 | 1
| LCA | Big Creek/Ventura | 7 | Monthly System Peak Day | CAISO | 1-in-2 | 2026 | 2 |  |  |  | 73.0786 | 1
| LCA | Big Creek/Ventura | 7 | Monthly System Peak Day | CAISO | 1-in-2 | 2026 | 3 |  |  |  | 71.9005 | 1
| LCA | Big Creek/Ventura | 7 | Monthly System Peak Day | CAISO | 1-in-2 | 2026 | 4 |  |  |  | 70.4452 | 1
| LCA | Big Creek/Ventura | 7 | Monthly System Peak Day | CAISO | 1-in-2 | 2026 | 5 |  |  |  | 70.3214 | 1
| LCA | Big Creek/Ventura | 7 | Monthly System Peak Day | CAISO | 1-in-2 | 2026 | 6 |  |  |  | 69.5486 | 1
| LCA | Big Creek/Ventura | 7 | Monthly System Peak Day | CAISO | 1-in-2 | 2026 | 7 |  |  |  | 68.7852 | 1
| LCA | Big Creek/Ventura | 7 | Monthly System Peak Day | CAISO | 1-in-2 | 2026 | 8 |  |  |  | 69.2686 | 1
| LCA | Big Creek/Ventura | 7 | Monthly System Peak Day | CAISO | 1-in-2 | 2026 | 9 |  |  |  | 73.0962 | 1
| LCA | Big Creek/Ventura | 7 | Monthly System Peak Day | CAISO | 1-in-2 | 2026 | 10 |  |  |  | 77.7648 | 1
| LCA | Big Creek/Ventura | 7 | Monthly System Peak Day | CAISO | 1-in-2 | 2026 | 11 |  |  |  | 82.3048 | 1
| LCA | Big Creek/Ventura | 7 | Monthly System Peak Day | CAISO | 1-in-2 | 2026 | 12 |  |  |  | 85.6905 | 1
| LCA | Big Creek/Ventura | 7 | Monthly System Peak Day | CAISO | 1-in-2 | 2026 | 13 |  |  |  | 89.2857 | 1
| LCA | Big Creek/Ventura | 7 | Monthly System Peak Day | CAISO | 1-in-2 | 2026 | 14 |  |  |  | 91.6524 | 1
| LCA | Big Creek/Ventura | 7 | Monthly System Peak Day | CAISO | 1-in-2 | 2026 | 15 |  |  |  | 93.4714 | 1
| LCA | Big Creek/Ventura | 7 | Monthly System Peak Day | CAISO | 1-in-2 | 2026 | 16 |  |  |  | 93.6667 | 1
| LCA | Big Creek/Ventura | 7 | Monthly System Peak Day | CAISO | 1-in-2 | 2026 | 17 |  |  |  | 93.2524 | 1
| LCA | Big Creek/Ventura | 7 | Monthly System Peak Day | CAISO | 1-in-2 | 2026 | 18 |  |  |  | 92.2714 | 1
| LCA | Big Creek/Ventura | 7 | Monthly System Peak Day | CAISO | 1-in-2 | 2026 | 19 |  |  |  | 90.5381 | 1
| LCA | Big Creek/Ventura | 7 | Monthly System Peak Day | CAISO | 1-in-2 | 2026 | 20 |  |  |  | 86.6533 | 1
| LCA | Big Creek/Ventura | 7 | Monthly System Peak Day | CAISO | 1-in-2 | 2026 | 21 |  |  |  | 82.6648 | 1
| LCA | Big Creek/Ventura | 7 | Monthly System Peak Day | CAISO | 1-in-2 | 2026 | 22 |  |  |  | 79.97 | 1
| LCA | Big Creek/Ventura | 7 | Monthly System Peak Day | CAISO | 1-in-2 | 2026 | 23 |  |  |  | 78.5157 | 1
| LCA | Big Creek/Ventura | 7 | Monthly System Peak Day | CAISO | 1-in-2 | 2026 | 24 |  |  |  | 77.2367 | 1
| LCA | Big Creek/Ventura | 8 | Average Weekday | CAISO | 1-in-2 | 2026 | 1 |  |  |  | 68.5607 | 1
| LCA | Big Creek/Ventura | 8 | Average Weekday | CAISO | 1-in-2 | 2026 | 2 |  |  |  | 67.4839 | 1
| LCA | Big Creek/Ventura | 8 | Average Weekday | CAISO | 1-in-2 | 2026 | 3 |  |  |  | 66.611 | 1
| LCA | Big Creek/Ventura | 8 | Average Weekday | CAISO | 1-in-2 | 2026 | 4 |  |  |  | 65.9349 | 1
| LCA | Big Creek/Ventura | 8 | Average Weekday | CAISO | 1-in-2 | 2026 | 5 |  |  |  | 65.135 | 1
| LCA | Big Creek/Ventura | 8 | Average Weekday | CAISO | 1-in-2 | 2026 | 6 |  |  |  | 64.4324 | 1
| LCA | Big Creek/Ventura | 8 | Average Weekday | CAISO | 1-in-2 | 2026 | 7 |  |  |  | 63.728 | 1
| LCA | Big Creek/Ventura | 8 | Average Weekday | CAISO | 1-in-2 | 2026 | 8 |  |  |  | 63.4395 | 1
| LCA | Big Creek/Ventura | 8 | Average Weekday | CAISO | 1-in-2 | 2026 | 9 |  |  |  | 65.4503 | 1
| LCA | Big Creek/Ventura | 8 | Average Weekday | CAISO | 1-in-2 | 2026 | 10 |  |  |  | 69.565 | 1
| LCA | Big Creek/Ventura | 8 | Average Weekday | CAISO | 1-in-2 | 2026 | 11 |  |  |  | 74.1577 | 1
| LCA | Big Creek/Ventura | 8 | Average Weekday | CAISO | 1-in-2 | 2026 | 12 |  |  |  | 78.4984 | 1
| LCA | Big Creek/Ventura | 8 | Average Weekday | CAISO | 1-in-2 | 2026 | 13 |  |  |  | 82.0149 | 1
| LCA | Big Creek/Ventura | 8 | Average Weekday | CAISO | 1-in-2 | 2026 | 14 |  |  |  | 84.482 | 1
| LCA | Big Creek/Ventura | 8 | Average Weekday | CAISO | 1-in-2 | 2026 | 15 |  |  |  | 86.0614 | 1
| LCA | Big Creek/Ventura | 8 | Average Weekday | CAISO | 1-in-2 | 2026 | 16 |  |  |  | 86.7089 | 1
| LCA | Big Creek/Ventura | 8 | Average Weekday | CAISO | 1-in-2 | 2026 | 17 |  |  |  | 86.5178 | 1
| LCA | Big Creek/Ventura | 8 | Average Weekday | CAISO | 1-in-2 | 2026 | 18 |  |  |  | 85.4085 | 1
| LCA | Big Creek/Ventura | 8 | Average Weekday | CAISO | 1-in-2 | 2026 | 19 |  |  |  | 83.4928 | 1
| LCA | Big Creek/Ventura | 8 | Average Weekday | CAISO | 1-in-2 | 2026 | 20 |  |  |  | 80.6841 | 1
| LCA | Big Creek/Ventura | 8 | Average Weekday | CAISO | 1-in-2 | 2026 | 21 |  |  |  | 77.0404 | 1
| LCA | Big Creek/Ventura | 8 | Average Weekday | CAISO | 1-in-2 | 2026 | 22 |  |  |  | 73.9348 | 1
| LCA | Big Creek/Ventura | 8 | Average Weekday | CAISO | 1-in-2 | 2026 | 23 |  |  |  | 71.6836 | 1
| LCA | Big Creek/Ventura | 8 | Average Weekday | CAISO | 1-in-2 | 2026 | 24 |  |  |  | 69.9212 | 1
| LCA | Big Creek/Ventura | 8 | Monthly System Peak Day | CAISO | 1-in-2 | 2026 | 1 |  |  |  | 77.0952 | 1
| LCA | Big Creek/Ventura | 8 | Monthly System Peak Day | CAISO | 1-in-2 | 2026 | 2 |  |  |  | 75.539 | 1
| LCA | Big Creek/Ventura | 8 | Monthly System Peak Day | CAISO | 1-in-2 | 2026 | 3 |  |  |  | 74.3243 | 1
| LCA | Big Creek/Ventura | 8 | Monthly System Peak Day | CAISO | 1-in-2 | 2026 | 4 |  |  |  | 73.5224 | 1
| LCA | Big Creek/Ventura | 8 | Monthly System Peak Day | CAISO | 1-in-2 | 2026 | 5 |  |  |  | 72.6252 | 1
| LCA | Big Creek/Ventura | 8 | Monthly System Peak Day | CAISO | 1-in-2 | 2026 | 6 |  |  |  | 71.8267 | 1
| LCA | Big Creek/Ventura | 8 | Monthly System Peak Day | CAISO | 1-in-2 | 2026 | 7 |  |  |  | 71.4014 | 1
| LCA | Big Creek/Ventura | 8 | Monthly System Peak Day | CAISO | 1-in-2 | 2026 | 8 |  |  |  | 70.9281 | 1
| LCA | Big Creek/Ventura | 8 | Monthly System Peak Day | CAISO | 1-in-2 | 2026 | 9 |  |  |  | 73.0971 | 1
| LCA | Big Creek/Ventura | 8 | Monthly System Peak Day | CAISO | 1-in-2 | 2026 | 10 |  |  |  | 77.6276 | 1
| LCA | Big Creek/Ventura | 8 | Monthly System Peak Day | CAISO | 1-in-2 | 2026 | 11 |  |  |  | 82.439 | 1
| LCA | Big Creek/Ventura | 8 | Monthly System Peak Day | CAISO | 1-in-2 | 2026 | 12 |  |  |  | 86.8714 | 1
| LCA | Big Creek/Ventura | 8 | Monthly System Peak Day | CAISO | 1-in-2 | 2026 | 13 |  |  |  | 90.5476 | 1
| LCA | Big Creek/Ventura | 8 | Monthly System Peak Day | CAISO | 1-in-2 | 2026 | 14 |  |  |  | 93.1333 | 1
| LCA | Big Creek/Ventura | 8 | Monthly System Peak Day | CAISO | 1-in-2 | 2026 | 15 |  |  |  | 94.5524 | 1
| LCA | Big Creek/Ventura | 8 | Monthly System Peak Day | CAISO | 1-in-2 | 2026 | 16 |  |  |  | 94.5333 | 1
| LCA | Big Creek/Ventura | 8 | Monthly System Peak Day | CAISO | 1-in-2 | 2026 | 17 |  |  |  | 94.0333 | 1
| LCA | Big Creek/Ventura | 8 | Monthly System Peak Day | CAISO | 1-in-2 | 2026 | 18 |  |  |  | 92.2952 | 1
| LCA | Big Creek/Ventura | 8 | Monthly System Peak Day | CAISO | 1-in-2 | 2026 | 19 |  |  |  | 90.1738 | 1
| LCA | Big Creek/Ventura | 8 | Monthly System Peak Day | CAISO | 1-in-2 | 2026 | 20 |  |  |  | 87.3733 | 1
| LCA | Big Creek/Ventura | 8 | Monthly System Peak Day | CAISO | 1-in-2 | 2026 | 21 |  |  |  | 84.2957 | 1
| LCA | Big Creek/Ventura | 8 | Monthly System Peak Day | CAISO | 1-in-2 | 2026 | 22 |  |  |  | 81.5457 | 1
| LCA | Big Creek/Ventura | 8 | Monthly System Peak Day | CAISO | 1-in-2 | 2026 | 23 |  |  |  | 79.5443 | 1
| LCA | Big Creek/Ventura | 8 | Monthly System Peak Day | CAISO | 1-in-2 | 2026 | 24 |  |  |  | 78.471 | 1
| LCA | Big Creek/Ventura | 8 | Typical Event Day | CAISO | 1-in-2 | 2026 | 1 |  |  |  | 73.9215 | 1
| LCA | Big Creek/Ventura | 8 | Typical Event Day | CAISO | 1-in-2 | 2026 | 2 |  |  |  | 72.5096 | 1
| LCA | Big Creek/Ventura | 8 | Typical Event Day | CAISO | 1-in-2 | 2026 | 3 |  |  |  | 71.2665 | 1
| LCA | Big Creek/Ventura | 8 | Typical Event Day | CAISO | 1-in-2 | 2026 | 4 |  |  |  | 70.1356 | 1
| LCA | Big Creek/Ventura | 8 | Typical Event Day | CAISO | 1-in-2 | 2026 | 5 |  |  |  | 69.2294 | 1
| LCA | Big Creek/Ventura | 8 | Typical Event Day | CAISO | 1-in-2 | 2026 | 6 |  |  |  | 68.2529 | 1
| LCA | Big Creek/Ventura | 8 | Typical Event Day | CAISO | 1-in-2 | 2026 | 7 |  |  |  | 67.792 | 1
| LCA | Big Creek/Ventura | 8 | Typical Event Day | CAISO | 1-in-2 | 2026 | 8 |  |  |  | 67.9421 | 1
| LCA | Big Creek/Ventura | 8 | Typical Event Day | CAISO | 1-in-2 | 2026 | 9 |  |  |  | 70.558 | 1
| LCA | Big Creek/Ventura | 8 | Typical Event Day | CAISO | 1-in-2 | 2026 | 10 |  |  |  | 75.1691 | 1
| LCA | Big Creek/Ventura | 8 | Typical Event Day | CAISO | 1-in-2 | 2026 | 11 |  |  |  | 80.3557 | 1
| LCA | Big Creek/Ventura | 8 | Typical Event Day | CAISO | 1-in-2 | 2026 | 12 |  |  |  | 84.7936 | 1
| LCA | Big Creek/Ventura | 8 | Typical Event Day | CAISO | 1-in-2 | 2026 | 13 |  |  |  | 88.3613 | 1
| LCA | Big Creek/Ventura | 8 | Typical Event Day | CAISO | 1-in-2 | 2026 | 14 |  |  |  | 90.9371 | 1
| LCA | Big Creek/Ventura | 8 | Typical Event Day | CAISO | 1-in-2 | 2026 | 15 |  |  |  | 92.5867 | 1
| LCA | Big Creek/Ventura | 8 | Typical Event Day | CAISO | 1-in-2 | 2026 | 16 |  |  |  | 93.1637 | 1
| LCA | Big Creek/Ventura | 8 | Typical Event Day | CAISO | 1-in-2 | 2026 | 17 |  |  |  | 92.9471 | 1
| LCA | Big Creek/Ventura | 8 | Typical Event Day | CAISO | 1-in-2 | 2026 | 18 |  |  |  | 91.6727 | 1
| LCA | Big Creek/Ventura | 8 | Typical Event Day | CAISO | 1-in-2 | 2026 | 19 |  |  |  | 89.8818 | 1
| LCA | Big Creek/Ventura | 8 | Typical Event Day | CAISO | 1-in-2 | 2026 | 20 |  |  |  | 87.0236 | 1
| LCA | Big Creek/Ventura | 8 | Typical Event Day | CAISO | 1-in-2 | 2026 | 21 |  |  |  | 83.2368 | 1
| LCA | Big Creek/Ventura | 8 | Typical Event Day | CAISO | 1-in-2 | 2026 | 22 |  |  |  | 80.2702 | 1
| LCA | Big Creek/Ventura | 8 | Typical Event Day | CAISO | 1-in-2 | 2026 | 23 |  |  |  | 78.1057 | 1
| LCA | Big Creek/Ventura | 8 | Typical Event Day | CAISO | 1-in-2 | 2026 | 24 |  |  |  | 76.5317 | 1
| LCA | Big Creek/Ventura | 9 | Average Weekday | CAISO | 1-in-2 | 2026 | 1 |  |  |  | 66.7839 | 1
| LCA | Big Creek/Ventura | 9 | Average Weekday | CAISO | 1-in-2 | 2026 | 2 |  |  |  | 65.6913 | 1
| LCA | Big Creek/Ventura | 9 | Average Weekday | CAISO | 1-in-2 | 2026 | 3 |  |  |  | 64.8078 | 1
| LCA | Big Creek/Ventura | 9 | Average Weekday | CAISO | 1-in-2 | 2026 | 4 |  |  |  | 63.8692 | 1
| LCA | Big Creek/Ventura | 9 | Average Weekday | CAISO | 1-in-2 | 2026 | 5 |  |  |  | 62.884 | 1
| LCA | Big Creek/Ventura | 9 | Average Weekday | CAISO | 1-in-2 | 2026 | 6 |  |  |  | 62.0609 | 1
| LCA | Big Creek/Ventura | 9 | Average Weekday | CAISO | 1-in-2 | 2026 | 7 |  |  |  | 61.582 | 1
| LCA | Big Creek/Ventura | 9 | Average Weekday | CAISO | 1-in-2 | 2026 | 8 |  |  |  | 61.1774 | 1
| LCA | Big Creek/Ventura | 9 | Average Weekday | CAISO | 1-in-2 | 2026 | 9 |  |  |  | 62.4949 | 1
| LCA | Big Creek/Ventura | 9 | Average Weekday | CAISO | 1-in-2 | 2026 | 10 |  |  |  | 66.4171 | 1
| LCA | Big Creek/Ventura | 9 | Average Weekday | CAISO | 1-in-2 | 2026 | 11 |  |  |  | 71.2324 | 1
| LCA | Big Creek/Ventura | 9 | Average Weekday | CAISO | 1-in-2 | 2026 | 12 |  |  |  | 76.103 | 1
| LCA | Big Creek/Ventura | 9 | Average Weekday | CAISO | 1-in-2 | 2026 | 13 |  |  |  | 79.9384 | 1
| LCA | Big Creek/Ventura | 9 | Average Weekday | CAISO | 1-in-2 | 2026 | 14 |  |  |  | 82.4978 | 1
| LCA | Big Creek/Ventura | 9 | Average Weekday | CAISO | 1-in-2 | 2026 | 15 |  |  |  | 83.8561 | 1
| LCA | Big Creek/Ventura | 9 | Average Weekday | CAISO | 1-in-2 | 2026 | 16 |  |  |  | 84.249 | 1
| LCA | Big Creek/Ventura | 9 | Average Weekday | CAISO | 1-in-2 | 2026 | 17 |  |  |  | 84.0341 | 1
| LCA | Big Creek/Ventura | 9 | Average Weekday | CAISO | 1-in-2 | 2026 | 18 |  |  |  | 82.9106 | 1
| LCA | Big Creek/Ventura | 9 | Average Weekday | CAISO | 1-in-2 | 2026 | 19 |  |  |  | 80.86 | 1
| LCA | Big Creek/Ventura | 9 | Average Weekday | CAISO | 1-in-2 | 2026 | 20 |  |  |  | 77.6636 | 1
| LCA | Big Creek/Ventura | 9 | Average Weekday | CAISO | 1-in-2 | 2026 | 21 |  |  |  | 73.7963 | 1
| LCA | Big Creek/Ventura | 9 | Average Weekday | CAISO | 1-in-2 | 2026 | 22 |  |  |  | 71.3797 | 1
| LCA | Big Creek/Ventura | 9 | Average Weekday | CAISO | 1-in-2 | 2026 | 23 |  |  |  | 69.5135 | 1
| LCA | Big Creek/Ventura | 9 | Average Weekday | CAISO | 1-in-2 | 2026 | 24 |  |  |  | 67.9625 | 1
| LCA | Big Creek/Ventura | 9 | Monthly System Peak Day | CAISO | 1-in-2 | 2026 | 1 |  |  |  | 75.5371 | 1
| LCA | Big Creek/Ventura | 9 | Monthly System Peak Day | CAISO | 1-in-2 | 2026 | 2 |  |  |  | 73.7705 | 1
| LCA | Big Creek/Ventura | 9 | Monthly System Peak Day | CAISO | 1-in-2 | 2026 | 3 |  |  |  | 72.6429 | 1
| LCA | Big Creek/Ventura | 9 | Monthly System Peak Day | CAISO | 1-in-2 | 2026 | 4 |  |  |  | 71.45 | 1
| LCA | Big Creek/Ventura | 9 | Monthly System Peak Day | CAISO | 1-in-2 | 2026 | 5 |  |  |  | 70.1624 | 1
| LCA | Big Creek/Ventura | 9 | Monthly System Peak Day | CAISO | 1-in-2 | 2026 | 6 |  |  |  | 69.091 | 1
| LCA | Big Creek/Ventura | 9 | Monthly System Peak Day | CAISO | 1-in-2 | 2026 | 7 |  |  |  | 68.9014 | 1
| LCA | Big Creek/Ventura | 9 | Monthly System Peak Day | CAISO | 1-in-2 | 2026 | 8 |  |  |  | 68.6438 | 1
| LCA | Big Creek/Ventura | 9 | Monthly System Peak Day | CAISO | 1-in-2 | 2026 | 9 |  |  |  | 70.3733 | 1
| LCA | Big Creek/Ventura | 9 | Monthly System Peak Day | CAISO | 1-in-2 | 2026 | 10 |  |  |  | 75.2395 | 1
| LCA | Big Creek/Ventura | 9 | Monthly System Peak Day | CAISO | 1-in-2 | 2026 | 11 |  |  |  | 81.7 | 1
| LCA | Big Creek/Ventura | 9 | Monthly System Peak Day | CAISO | 1-in-2 | 2026 | 12 |  |  |  | 87.4286 | 1
| LCA | Big Creek/Ventura | 9 | Monthly System Peak Day | CAISO | 1-in-2 | 2026 | 13 |  |  |  | 90.9714 | 1
| LCA | Big Creek/Ventura | 9 | Monthly System Peak Day | CAISO | 1-in-2 | 2026 | 14 |  |  |  | 93.4095 | 1
| LCA | Big Creek/Ventura | 9 | Monthly System Peak Day | CAISO | 1-in-2 | 2026 | 15 |  |  |  | 94.9619 | 1
| LCA | Big Creek/Ventura | 9 | Monthly System Peak Day | CAISO | 1-in-2 | 2026 | 16 |  |  |  | 96.0143 | 1
| LCA | Big Creek/Ventura | 9 | Monthly System Peak Day | CAISO | 1-in-2 | 2026 | 17 |  |  |  | 95.9619 | 1
| LCA | Big Creek/Ventura | 9 | Monthly System Peak Day | CAISO | 1-in-2 | 2026 | 18 |  |  |  | 94.681 | 1
| LCA | Big Creek/Ventura | 9 | Monthly System Peak Day | CAISO | 1-in-2 | 2026 | 19 |  |  |  | 93.5762 | 1
| LCA | Big Creek/Ventura | 9 | Monthly System Peak Day | CAISO | 1-in-2 | 2026 | 20 |  |  |  | 91.2095 | 1
| LCA | Big Creek/Ventura | 9 | Monthly System Peak Day | CAISO | 1-in-2 | 2026 | 21 |  |  |  | 86.94 | 1
| LCA | Big Creek/Ventura | 9 | Monthly System Peak Day | CAISO | 1-in-2 | 2026 | 22 |  |  |  | 84.52 | 1
| LCA | Big Creek/Ventura | 9 | Monthly System Peak Day | CAISO | 1-in-2 | 2026 | 23 |  |  |  | 82.3171 | 1
| LCA | Big Creek/Ventura | 9 | Monthly System Peak Day | CAISO | 1-in-2 | 2026 | 24 |  |  |  | 80.3 | 1
| LCA | Big Creek/Ventura | 10 | Average Weekday | CAISO | 1-in-2 | 2026 | 1 |  |  |  | 60.8434 | 1
| LCA | Big Creek/Ventura | 10 | Average Weekday | CAISO | 1-in-2 | 2026 | 2 |  |  |  | 59.8375 | 1
| LCA | Big Creek/Ventura | 10 | Average Weekday | CAISO | 1-in-2 | 2026 | 3 |  |  |  | 59.0909 | 1
| LCA | Big Creek/Ventura | 10 | Average Weekday | CAISO | 1-in-2 | 2026 | 4 |  |  |  | 58.2942 | 1
| LCA | Big Creek/Ventura | 10 | Average Weekday | CAISO | 1-in-2 | 2026 | 5 |  |  |  | 57.419 | 1
| LCA | Big Creek/Ventura | 10 | Average Weekday | CAISO | 1-in-2 | 2026 | 6 |  |  |  | 56.6993 | 1
| LCA | Big Creek/Ventura | 10 | Average Weekday | CAISO | 1-in-2 | 2026 | 7 |  |  |  | 56.1217 | 1
| LCA | Big Creek/Ventura | 10 | Average Weekday | CAISO | 1-in-2 | 2026 | 8 |  |  |  | 55.5776 | 1
| LCA | Big Creek/Ventura | 10 | Average Weekday | CAISO | 1-in-2 | 2026 | 9 |  |  |  | 55.8193 | 1
| LCA | Big Creek/Ventura | 10 | Average Weekday | CAISO | 1-in-2 | 2026 | 10 |  |  |  | 58.9899 | 1
| LCA | Big Creek/Ventura | 10 | Average Weekday | CAISO | 1-in-2 | 2026 | 11 |  |  |  | 63.5706 | 1
| LCA | Big Creek/Ventura | 10 | Average Weekday | CAISO | 1-in-2 | 2026 | 12 |  |  |  | 67.8169 | 1
| LCA | Big Creek/Ventura | 10 | Average Weekday | CAISO | 1-in-2 | 2026 | 13 |  |  |  | 71.2654 | 1
| LCA | Big Creek/Ventura | 10 | Average Weekday | CAISO | 1-in-2 | 2026 | 14 |  |  |  | 73.6774 | 1
| LCA | Big Creek/Ventura | 10 | Average Weekday | CAISO | 1-in-2 | 2026 | 15 |  |  |  | 75.1392 | 1
| LCA | Big Creek/Ventura | 10 | Average Weekday | CAISO | 1-in-2 | 2026 | 16 |  |  |  | 75.9602 | 1
| LCA | Big Creek/Ventura | 10 | Average Weekday | CAISO | 1-in-2 | 2026 | 17 |  |  |  | 75.9954 | 1
| LCA | Big Creek/Ventura | 10 | Average Weekday | CAISO | 1-in-2 | 2026 | 18 |  |  |  | 75.0633 | 1
| LCA | Big Creek/Ventura | 10 | Average Weekday | CAISO | 1-in-2 | 2026 | 19 |  |  |  | 72.8882 | 1
| LCA | Big Creek/Ventura | 10 | Average Weekday | CAISO | 1-in-2 | 2026 | 20 |  |  |  | 69.5432 | 1
| LCA | Big Creek/Ventura | 10 | Average Weekday | CAISO | 1-in-2 | 2026 | 21 |  |  |  | 66.7562 | 1
| LCA | Big Creek/Ventura | 10 | Average Weekday | CAISO | 1-in-2 | 2026 | 22 |  |  |  | 64.6155 | 1
| LCA | Big Creek/Ventura | 10 | Average Weekday | CAISO | 1-in-2 | 2026 | 23 |  |  |  | 63.02 | 1
| LCA | Big Creek/Ventura | 10 | Average Weekday | CAISO | 1-in-2 | 2026 | 24 |  |  |  | 61.6595 | 1
| LCA | Big Creek/Ventura | 10 | Monthly System Peak Day | CAISO | 1-in-2 | 2026 | 1 |  |  |  | 70.3724 | 1
| LCA | Big Creek/Ventura | 10 | Monthly System Peak Day | CAISO | 1-in-2 | 2026 | 2 |  |  |  | 68.7752 | 1
| LCA | Big Creek/Ventura | 10 | Monthly System Peak Day | CAISO | 1-in-2 | 2026 | 3 |  |  |  | 68.1667 | 1
| LCA | Big Creek/Ventura | 10 | Monthly System Peak Day | CAISO | 1-in-2 | 2026 | 4 |  |  |  | 67.3714 | 1
| LCA | Big Creek/Ventura | 10 | Monthly System Peak Day | CAISO | 1-in-2 | 2026 | 5 |  |  |  | 66.2724 | 1
| LCA | Big Creek/Ventura | 10 | Monthly System Peak Day | CAISO | 1-in-2 | 2026 | 6 |  |  |  | 65.4181 | 1
| LCA | Big Creek/Ventura | 10 | Monthly System Peak Day | CAISO | 1-in-2 | 2026 | 7 |  |  |  | 64.5505 | 1
| LCA | Big Creek/Ventura | 10 | Monthly System Peak Day | CAISO | 1-in-2 | 2026 | 8 |  |  |  | 63.6129 | 1
| LCA | Big Creek/Ventura | 10 | Monthly System Peak Day | CAISO | 1-in-2 | 2026 | 9 |  |  |  | 64.209 | 1
| LCA | Big Creek/Ventura | 10 | Monthly System Peak Day | CAISO | 1-in-2 | 2026 | 10 |  |  |  | 68.4124 | 1
| LCA | Big Creek/Ventura | 10 | Monthly System Peak Day | CAISO | 1-in-2 | 2026 | 11 |  |  |  | 74.0362 | 1
| LCA | Big Creek/Ventura | 10 | Monthly System Peak Day | CAISO | 1-in-2 | 2026 | 12 |  |  |  | 78.4271 | 1
| LCA | Big Creek/Ventura | 10 | Monthly System Peak Day | CAISO | 1-in-2 | 2026 | 13 |  |  |  | 82.5467 | 1
| LCA | Big Creek/Ventura | 10 | Monthly System Peak Day | CAISO | 1-in-2 | 2026 | 14 |  |  |  | 85.2333 | 1
| LCA | Big Creek/Ventura | 10 | Monthly System Peak Day | CAISO | 1-in-2 | 2026 | 15 |  |  |  | 86.8381 | 1
| LCA | Big Creek/Ventura | 10 | Monthly System Peak Day | CAISO | 1-in-2 | 2026 | 16 |  |  |  | 88.1286 | 1
| LCA | Big Creek/Ventura | 10 | Monthly System Peak Day | CAISO | 1-in-2 | 2026 | 17 |  |  |  | 89.1 | 1
| LCA | Big Creek/Ventura | 10 | Monthly System Peak Day | CAISO | 1-in-2 | 2026 | 18 |  |  |  | 87.2762 | 1
| LCA | Big Creek/Ventura | 10 | Monthly System Peak Day | CAISO | 1-in-2 | 2026 | 19 |  |  |  | 83.4557 | 1
| LCA | Big Creek/Ventura | 10 | Monthly System Peak Day | CAISO | 1-in-2 | 2026 | 20 |  |  |  | 80.0338 | 1
| LCA | Big Creek/Ventura | 10 | Monthly System Peak Day | CAISO | 1-in-2 | 2026 | 21 |  |  |  | 77.1457 | 1
| LCA | Big Creek/Ventura | 10 | Monthly System Peak Day | CAISO | 1-in-2 | 2026 | 22 |  |  |  | 74.2176 | 1
| LCA | Big Creek/Ventura | 10 | Monthly System Peak Day | CAISO | 1-in-2 | 2026 | 23 |  |  |  | 72.6505 | 1
| LCA | Big Creek/Ventura | 10 | Monthly System Peak Day | CAISO | 1-in-2 | 2026 | 24 |  |  |  | 71.1971 | 1
| LCA | Big Creek/Ventura | 11 | Average Weekday | CAISO | 1-in-2 | 2026 | 1 |  |  |  | 52.54 | 1
| LCA | Big Creek/Ventura | 11 | Average Weekday | CAISO | 1-in-2 | 2026 | 2 |  |  |  | 51.7426 | 1
| LCA | Big Creek/Ventura | 11 | Average Weekday | CAISO | 1-in-2 | 2026 | 3 |  |  |  | 50.9718 | 1
| LCA | Big Creek/Ventura | 11 | Average Weekday | CAISO | 1-in-2 | 2026 | 4 |  |  |  | 50.2139 | 1
| LCA | Big Creek/Ventura | 11 | Average Weekday | CAISO | 1-in-2 | 2026 | 5 |  |  |  | 49.4629 | 1
| LCA | Big Creek/Ventura | 11 | Average Weekday | CAISO | 1-in-2 | 2026 | 6 |  |  |  | 49.0189 | 1
| LCA | Big Creek/Ventura | 11 | Average Weekday | CAISO | 1-in-2 | 2026 | 7 |  |  |  | 48.64 | 1
| LCA | Big Creek/Ventura | 11 | Average Weekday | CAISO | 1-in-2 | 2026 | 8 |  |  |  | 48.4897 | 1
| LCA | Big Creek/Ventura | 11 | Average Weekday | CAISO | 1-in-2 | 2026 | 9 |  |  |  | 49.884 | 1
| LCA | Big Creek/Ventura | 11 | Average Weekday | CAISO | 1-in-2 | 2026 | 10 |  |  |  | 53.8958 | 1
| LCA | Big Creek/Ventura | 11 | Average Weekday | CAISO | 1-in-2 | 2026 | 11 |  |  |  | 58.4709 | 1
| LCA | Big Creek/Ventura | 11 | Average Weekday | CAISO | 1-in-2 | 2026 | 12 |  |  |  | 62.3887 | 1
| LCA | Big Creek/Ventura | 11 | Average Weekday | CAISO | 1-in-2 | 2026 | 13 |  |  |  | 65.0413 | 1
| LCA | Big Creek/Ventura | 11 | Average Weekday | CAISO | 1-in-2 | 2026 | 14 |  |  |  | 66.6828 | 1
| LCA | Big Creek/Ventura | 11 | Average Weekday | CAISO | 1-in-2 | 2026 | 15 |  |  |  | 67.4684 | 1
| LCA | Big Creek/Ventura | 11 | Average Weekday | CAISO | 1-in-2 | 2026 | 16 |  |  |  | 67.519 | 1
| LCA | Big Creek/Ventura | 11 | Average Weekday | CAISO | 1-in-2 | 2026 | 17 |  |  |  | 66.6226 | 1
| LCA | Big Creek/Ventura | 11 | Average Weekday | CAISO | 1-in-2 | 2026 | 18 |  |  |  | 64.464 | 1
| LCA | Big Creek/Ventura | 11 | Average Weekday | CAISO | 1-in-2 | 2026 | 19 |  |  |  | 61.6494 | 1
| LCA | Big Creek/Ventura | 11 | Average Weekday | CAISO | 1-in-2 | 2026 | 20 |  |  |  | 59.1954 | 1
| LCA | Big Creek/Ventura | 11 | Average Weekday | CAISO | 1-in-2 | 2026 | 21 |  |  |  | 57.3101 | 1
| LCA | Big Creek/Ventura | 11 | Average Weekday | CAISO | 1-in-2 | 2026 | 22 |  |  |  | 55.7642 | 1
| LCA | Big Creek/Ventura | 11 | Average Weekday | CAISO | 1-in-2 | 2026 | 23 |  |  |  | 54.6103 | 1
| LCA | Big Creek/Ventura | 11 | Average Weekday | CAISO | 1-in-2 | 2026 | 24 |  |  |  | 53.5172 | 1
| LCA | Big Creek/Ventura | 11 | Monthly System Peak Day | CAISO | 1-in-2 | 2026 | 1 |  |  |  | 53.4857 | 1
| LCA | Big Creek/Ventura | 11 | Monthly System Peak Day | CAISO | 1-in-2 | 2026 | 2 |  |  |  | 51.9952 | 1
| LCA | Big Creek/Ventura | 11 | Monthly System Peak Day | CAISO | 1-in-2 | 2026 | 3 |  |  |  | 50.841 | 1
| LCA | Big Creek/Ventura | 11 | Monthly System Peak Day | CAISO | 1-in-2 | 2026 | 4 |  |  |  | 50.059 | 1
| LCA | Big Creek/Ventura | 11 | Monthly System Peak Day | CAISO | 1-in-2 | 2026 | 5 |  |  |  | 48.911 | 1
| LCA | Big Creek/Ventura | 11 | Monthly System Peak Day | CAISO | 1-in-2 | 2026 | 6 |  |  |  | 47.6843 | 1
| LCA | Big Creek/Ventura | 11 | Monthly System Peak Day | CAISO | 1-in-2 | 2026 | 7 |  |  |  | 46.791 | 1
| LCA | Big Creek/Ventura | 11 | Monthly System Peak Day | CAISO | 1-in-2 | 2026 | 8 |  |  |  | 46.7433 | 1
| LCA | Big Creek/Ventura | 11 | Monthly System Peak Day | CAISO | 1-in-2 | 2026 | 9 |  |  |  | 48.7419 | 1
| LCA | Big Creek/Ventura | 11 | Monthly System Peak Day | CAISO | 1-in-2 | 2026 | 10 |  |  |  | 55.1086 | 1
| LCA | Big Creek/Ventura | 11 | Monthly System Peak Day | CAISO | 1-in-2 | 2026 | 11 |  |  |  | 62.0286 | 1
| LCA | Big Creek/Ventura | 11 | Monthly System Peak Day | CAISO | 1-in-2 | 2026 | 12 |  |  |  | 68.22 | 1
| LCA | Big Creek/Ventura | 11 | Monthly System Peak Day | CAISO | 1-in-2 | 2026 | 13 |  |  |  | 70.8557 | 1
| LCA | Big Creek/Ventura | 11 | Monthly System Peak Day | CAISO | 1-in-2 | 2026 | 14 |  |  |  | 72.4329 | 1
| LCA | Big Creek/Ventura | 11 | Monthly System Peak Day | CAISO | 1-in-2 | 2026 | 15 |  |  |  | 73.1214 | 1
| LCA | Big Creek/Ventura | 11 | Monthly System Peak Day | CAISO | 1-in-2 | 2026 | 16 |  |  |  | 73.8448 | 1
| LCA | Big Creek/Ventura | 11 | Monthly System Peak Day | CAISO | 1-in-2 | 2026 | 17 |  |  |  | 73.469 | 1
| LCA | Big Creek/Ventura | 11 | Monthly System Peak Day | CAISO | 1-in-2 | 2026 | 18 |  |  |  | 71.5667 | 1
| LCA | Big Creek/Ventura | 11 | Monthly System Peak Day | CAISO | 1-in-2 | 2026 | 19 |  |  |  | 67.6243 | 1
| LCA | Big Creek/Ventura | 11 | Monthly System Peak Day | CAISO | 1-in-2 | 2026 | 20 |  |  |  | 64.119 | 1
| LCA | Big Creek/Ventura | 11 | Monthly System Peak Day | CAISO | 1-in-2 | 2026 | 21 |  |  |  | 62.0671 | 1
| LCA | Big Creek/Ventura | 11 | Monthly System Peak Day | CAISO | 1-in-2 | 2026 | 22 |  |  |  | 59.4895 | 1
| LCA | Big Creek/Ventura | 11 | Monthly System Peak Day | CAISO | 1-in-2 | 2026 | 23 |  |  |  | 57.2257 | 1
| LCA | Big Creek/Ventura | 11 | Monthly System Peak Day | CAISO | 1-in-2 | 2026 | 24 |  |  |  | 54.9795 | 1
| LCA | Big Creek/Ventura | 12 | Average Weekday | CAISO | 1-in-2 | 2026 | 1 |  |  |  | 46.0924 | 1
| LCA | Big Creek/Ventura | 12 | Average Weekday | CAISO | 1-in-2 | 2026 | 2 |  |  |  | 45.3942 | 1
| LCA | Big Creek/Ventura | 12 | Average Weekday | CAISO | 1-in-2 | 2026 | 3 |  |  |  | 44.7195 | 1
| LCA | Big Creek/Ventura | 12 | Average Weekday | CAISO | 1-in-2 | 2026 | 4 |  |  |  | 44.2277 | 1
| LCA | Big Creek/Ventura | 12 | Average Weekday | CAISO | 1-in-2 | 2026 | 5 |  |  |  | 43.7586 | 1
| LCA | Big Creek/Ventura | 12 | Average Weekday | CAISO | 1-in-2 | 2026 | 6 |  |  |  | 43.3073 | 1
| LCA | Big Creek/Ventura | 12 | Average Weekday | CAISO | 1-in-2 | 2026 | 7 |  |  |  | 42.9805 | 1
| LCA | Big Creek/Ventura | 12 | Average Weekday | CAISO | 1-in-2 | 2026 | 8 |  |  |  | 42.8979 | 1
| LCA | Big Creek/Ventura | 12 | Average Weekday | CAISO | 1-in-2 | 2026 | 9 |  |  |  | 43.4107 | 1
| LCA | Big Creek/Ventura | 12 | Average Weekday | CAISO | 1-in-2 | 2026 | 10 |  |  |  | 46.7226 | 1
| LCA | Big Creek/Ventura | 12 | Average Weekday | CAISO | 1-in-2 | 2026 | 11 |  |  |  | 50.9977 | 1
| LCA | Big Creek/Ventura | 12 | Average Weekday | CAISO | 1-in-2 | 2026 | 12 |  |  |  | 54.4397 | 1
| LCA | Big Creek/Ventura | 12 | Average Weekday | CAISO | 1-in-2 | 2026 | 13 |  |  |  | 56.8555 | 1
| LCA | Big Creek/Ventura | 12 | Average Weekday | CAISO | 1-in-2 | 2026 | 14 |  |  |  | 58.3193 | 1
| LCA | Big Creek/Ventura | 12 | Average Weekday | CAISO | 1-in-2 | 2026 | 15 |  |  |  | 59.1014 | 1
| LCA | Big Creek/Ventura | 12 | Average Weekday | CAISO | 1-in-2 | 2026 | 16 |  |  |  | 59.3361 | 1
| LCA | Big Creek/Ventura | 12 | Average Weekday | CAISO | 1-in-2 | 2026 | 17 |  |  |  | 58.5952 | 1
| LCA | Big Creek/Ventura | 12 | Average Weekday | CAISO | 1-in-2 | 2026 | 18 |  |  |  | 56.5829 | 1
| LCA | Big Creek/Ventura | 12 | Average Weekday | CAISO | 1-in-2 | 2026 | 19 |  |  |  | 53.8158 | 1
| LCA | Big Creek/Ventura | 12 | Average Weekday | CAISO | 1-in-2 | 2026 | 20 |  |  |  | 51.6305 | 1
| LCA | Big Creek/Ventura | 12 | Average Weekday | CAISO | 1-in-2 | 2026 | 21 |  |  |  | 49.8392 | 1
| LCA | Big Creek/Ventura | 12 | Average Weekday | CAISO | 1-in-2 | 2026 | 22 |  |  |  | 48.5545 | 1
| LCA | Big Creek/Ventura | 12 | Average Weekday | CAISO | 1-in-2 | 2026 | 23 |  |  |  | 47.6048 | 1
| LCA | Big Creek/Ventura | 12 | Average Weekday | CAISO | 1-in-2 | 2026 | 24 |  |  |  | 46.6553 | 1
| LCA | Big Creek/Ventura | 12 | Monthly System Peak Day | CAISO | 1-in-2 | 2026 | 1 |  |  |  | 50.3681 | 1
| LCA | Big Creek/Ventura | 12 | Monthly System Peak Day | CAISO | 1-in-2 | 2026 | 2 |  |  |  | 49.1633 | 1
| LCA | Big Creek/Ventura | 12 | Monthly System Peak Day | CAISO | 1-in-2 | 2026 | 3 |  |  |  | 48.2429 | 1
| LCA | Big Creek/Ventura | 12 | Monthly System Peak Day | CAISO | 1-in-2 | 2026 | 4 |  |  |  | 47.6795 | 1
| LCA | Big Creek/Ventura | 12 | Monthly System Peak Day | CAISO | 1-in-2 | 2026 | 5 |  |  |  | 46.3633 | 1
| LCA | Big Creek/Ventura | 12 | Monthly System Peak Day | CAISO | 1-in-2 | 2026 | 6 |  |  |  | 45.8533 | 1
| LCA | Big Creek/Ventura | 12 | Monthly System Peak Day | CAISO | 1-in-2 | 2026 | 7 |  |  |  | 45.8514 | 1
| LCA | Big Creek/Ventura | 12 | Monthly System Peak Day | CAISO | 1-in-2 | 2026 | 8 |  |  |  | 45.5362 | 1
| LCA | Big Creek/Ventura | 12 | Monthly System Peak Day | CAISO | 1-in-2 | 2026 | 9 |  |  |  | 45.6833 | 1
| LCA | Big Creek/Ventura | 12 | Monthly System Peak Day | CAISO | 1-in-2 | 2026 | 10 |  |  |  | 48.7557 | 1
| LCA | Big Creek/Ventura | 12 | Monthly System Peak Day | CAISO | 1-in-2 | 2026 | 11 |  |  |  | 52.7467 | 1
| LCA | Big Creek/Ventura | 12 | Monthly System Peak Day | CAISO | 1-in-2 | 2026 | 12 |  |  |  | 56.7933 | 1
| LCA | Big Creek/Ventura | 12 | Monthly System Peak Day | CAISO | 1-in-2 | 2026 | 13 |  |  |  | 58.911 | 1
| LCA | Big Creek/Ventura | 12 | Monthly System Peak Day | CAISO | 1-in-2 | 2026 | 14 |  |  |  | 60.2629 | 1
| LCA | Big Creek/Ventura | 12 | Monthly System Peak Day | CAISO | 1-in-2 | 2026 | 15 |  |  |  | 60.9014 | 1
| LCA | Big Creek/Ventura | 12 | Monthly System Peak Day | CAISO | 1-in-2 | 2026 | 16 |  |  |  | 60.9843 | 1
| LCA | Big Creek/Ventura | 12 | Monthly System Peak Day | CAISO | 1-in-2 | 2026 | 17 |  |  |  | 59.5871 | 1
| LCA | Big Creek/Ventura | 12 | Monthly System Peak Day | CAISO | 1-in-2 | 2026 | 18 |  |  |  | 57.5076 | 1
| LCA | Big Creek/Ventura | 12 | Monthly System Peak Day | CAISO | 1-in-2 | 2026 | 19 |  |  |  | 54.5738 | 1
| LCA | Big Creek/Ventura | 12 | Monthly System Peak Day | CAISO | 1-in-2 | 2026 | 20 |  |  |  | 52.4662 | 1
| LCA | Big Creek/Ventura | 12 | Monthly System Peak Day | CAISO | 1-in-2 | 2026 | 21 |  |  |  | 51.0933 | 1
| LCA | Big Creek/Ventura | 12 | Monthly System Peak Day | CAISO | 1-in-2 | 2026 | 22 |  |  |  | 49.809 | 1
| LCA | Big Creek/Ventura | 12 | Monthly System Peak Day | CAISO | 1-in-2 | 2026 | 23 |  |  |  | 48.7514 | 1
| LCA | Big Creek/Ventura | 12 | Monthly System Peak Day | CAISO | 1-in-2 | 2026 | 24 |  |  |  | 47.1638 | 1
| LCA | Big Creek/Ventura | 1 | Average Weekday | CAISO | 1-in-2 | 2027 | 1 |  |  |  | 49.5342 | 1
| LCA | Big Creek/Ventura | 1 | Average Weekday | CAISO | 1-in-2 | 2027 | 2 |  |  |  | 48.6937 | 1
| LCA | Big Creek/Ventura | 1 | Average Weekday | CAISO | 1-in-2 | 2027 | 3 |  |  |  | 47.9033 | 1
| LCA | Big Creek/Ventura | 1 | Average Weekday | CAISO | 1-in-2 | 2027 | 4 |  |  |  | 47.1847 | 1
| LCA | Big Creek/Ventura | 1 | Average Weekday | CAISO | 1-in-2 | 2027 | 5 |  |  |  | 46.5416 | 1
| LCA | Big Creek/Ventura | 1 | Average Weekday | CAISO | 1-in-2 | 2027 | 6 |  |  |  | 45.9787 | 1
| LCA | Big Creek/Ventura | 1 | Average Weekday | CAISO | 1-in-2 | 2027 | 7 |  |  |  | 45.5331 | 1
| LCA | Big Creek/Ventura | 1 | Average Weekday | CAISO | 1-in-2 | 2027 | 8 |  |  |  | 45.3951 | 1
| LCA | Big Creek/Ventura | 1 | Average Weekday | CAISO | 1-in-2 | 2027 | 9 |  |  |  | 45.8961 | 1
| LCA | Big Creek/Ventura | 1 | Average Weekday | CAISO | 1-in-2 | 2027 | 10 |  |  |  | 49.4574 | 1
| LCA | Big Creek/Ventura | 1 | Average Weekday | CAISO | 1-in-2 | 2027 | 11 |  |  |  | 53.9957 | 1
| LCA | Big Creek/Ventura | 1 | Average Weekday | CAISO | 1-in-2 | 2027 | 12 |  |  |  | 57.9636 | 1
| LCA | Big Creek/Ventura | 1 | Average Weekday | CAISO | 1-in-2 | 2027 | 13 |  |  |  | 60.7648 | 1
| LCA | Big Creek/Ventura | 1 | Average Weekday | CAISO | 1-in-2 | 2027 | 14 |  |  |  | 62.6181 | 1
| LCA | Big Creek/Ventura | 1 | Average Weekday | CAISO | 1-in-2 | 2027 | 15 |  |  |  | 63.8047 | 1
| LCA | Big Creek/Ventura | 1 | Average Weekday | CAISO | 1-in-2 | 2027 | 16 |  |  |  | 64.2705 | 1
| LCA | Big Creek/Ventura | 1 | Average Weekday | CAISO | 1-in-2 | 2027 | 17 |  |  |  | 63.7646 | 1
| LCA | Big Creek/Ventura | 1 | Average Weekday | CAISO | 1-in-2 | 2027 | 18 |  |  |  | 62.0633 | 1
| LCA | Big Creek/Ventura | 1 | Average Weekday | CAISO | 1-in-2 | 2027 | 19 |  |  |  | 59.2455 | 1
| LCA | Big Creek/Ventura | 1 | Average Weekday | CAISO | 1-in-2 | 2027 | 20 |  |  |  | 56.8437 | 1
| LCA | Big Creek/Ventura | 1 | Average Weekday | CAISO | 1-in-2 | 2027 | 21 |  |  |  | 54.9221 | 1
| LCA | Big Creek/Ventura | 1 | Average Weekday | CAISO | 1-in-2 | 2027 | 22 |  |  |  | 53.2415 | 1
| LCA | Big Creek/Ventura | 1 | Average Weekday | CAISO | 1-in-2 | 2027 | 23 |  |  |  | 51.9811 | 1
| LCA | Big Creek/Ventura | 1 | Average Weekday | CAISO | 1-in-2 | 2027 | 24 |  |  |  | 51.0226 | 1
| LCA | Big Creek/Ventura | 1 | Monthly System Peak Day | CAISO | 1-in-2 | 2027 | 1 |  |  |  | 43.8848 | 1
| LCA | Big Creek/Ventura | 1 | Monthly System Peak Day | CAISO | 1-in-2 | 2027 | 2 |  |  |  | 42.5776 | 1
| LCA | Big Creek/Ventura | 1 | Monthly System Peak Day | CAISO | 1-in-2 | 2027 | 3 |  |  |  | 41.0357 | 1
| LCA | Big Creek/Ventura | 1 | Monthly System Peak Day | CAISO | 1-in-2 | 2027 | 4 |  |  |  | 40.0933 | 1
| LCA | Big Creek/Ventura | 1 | Monthly System Peak Day | CAISO | 1-in-2 | 2027 | 5 |  |  |  | 39.5233 | 1
| LCA | Big Creek/Ventura | 1 | Monthly System Peak Day | CAISO | 1-in-2 | 2027 | 6 |  |  |  | 39.2295 | 1
| LCA | Big Creek/Ventura | 1 | Monthly System Peak Day | CAISO | 1-in-2 | 2027 | 7 |  |  |  | 39.2295 | 1
| LCA | Big Creek/Ventura | 1 | Monthly System Peak Day | CAISO | 1-in-2 | 2027 | 8 |  |  |  | 39.6986 | 1
| LCA | Big Creek/Ventura | 1 | Monthly System Peak Day | CAISO | 1-in-2 | 2027 | 9 |  |  |  | 40.0724 | 1
| LCA | Big Creek/Ventura | 1 | Monthly System Peak Day | CAISO | 1-in-2 | 2027 | 10 |  |  |  | 42.7562 | 1
| LCA | Big Creek/Ventura | 1 | Monthly System Peak Day | CAISO | 1-in-2 | 2027 | 11 |  |  |  | 47.051 | 1
| LCA | Big Creek/Ventura | 1 | Monthly System Peak Day | CAISO | 1-in-2 | 2027 | 12 |  |  |  | 50.0129 | 1
| LCA | Big Creek/Ventura | 1 | Monthly System Peak Day | CAISO | 1-in-2 | 2027 | 13 |  |  |  | 50.501 | 1
| LCA | Big Creek/Ventura | 1 | Monthly System Peak Day | CAISO | 1-in-2 | 2027 | 14 |  |  |  | 51.2752 | 1
| LCA | Big Creek/Ventura | 1 | Monthly System Peak Day | CAISO | 1-in-2 | 2027 | 15 |  |  |  | 52.09 | 1
| LCA | Big Creek/Ventura | 1 | Monthly System Peak Day | CAISO | 1-in-2 | 2027 | 16 |  |  |  | 52.4529 | 1
| LCA | Big Creek/Ventura | 1 | Monthly System Peak Day | CAISO | 1-in-2 | 2027 | 17 |  |  |  | 52.7195 | 1
| LCA | Big Creek/Ventura | 1 | Monthly System Peak Day | CAISO | 1-in-2 | 2027 | 18 |  |  |  | 51.6867 | 1
| LCA | Big Creek/Ventura | 1 | Monthly System Peak Day | CAISO | 1-in-2 | 2027 | 19 |  |  |  | 49.5862 | 1
| LCA | Big Creek/Ventura | 1 | Monthly System Peak Day | CAISO | 1-in-2 | 2027 | 20 |  |  |  | 48.3276 | 1
| LCA | Big Creek/Ventura | 1 | Monthly System Peak Day | CAISO | 1-in-2 | 2027 | 21 |  |  |  | 47.0533 | 1
| LCA | Big Creek/Ventura | 1 | Monthly System Peak Day | CAISO | 1-in-2 | 2027 | 22 |  |  |  | 46.1652 | 1
| LCA | Big Creek/Ventura | 1 | Monthly System Peak Day | CAISO | 1-in-2 | 2027 | 23 |  |  |  | 45.7748 | 1
| LCA | Big Creek/Ventura | 1 | Monthly System Peak Day | CAISO | 1-in-2 | 2027 | 24 |  |  |  | 45.521 | 1
| LCA | Big Creek/Ventura | 2 | Average Weekday | CAISO | 1-in-2 | 2027 | 1 |  |  |  | 49.7471 | 1
| LCA | Big Creek/Ventura | 2 | Average Weekday | CAISO | 1-in-2 | 2027 | 2 |  |  |  | 48.8044 | 1
| LCA | Big Creek/Ventura | 2 | Average Weekday | CAISO | 1-in-2 | 2027 | 3 |  |  |  | 47.9669 | 1
| LCA | Big Creek/Ventura | 2 | Average Weekday | CAISO | 1-in-2 | 2027 | 4 |  |  |  | 47.3214 | 1
| LCA | Big Creek/Ventura | 2 | Average Weekday | CAISO | 1-in-2 | 2027 | 5 |  |  |  | 46.693 | 1
| LCA | Big Creek/Ventura | 2 | Average Weekday | CAISO | 1-in-2 | 2027 | 6 |  |  |  | 46.2062 | 1
| LCA | Big Creek/Ventura | 2 | Average Weekday | CAISO | 1-in-2 | 2027 | 7 |  |  |  | 45.7339 | 1
| LCA | Big Creek/Ventura | 2 | Average Weekday | CAISO | 1-in-2 | 2027 | 8 |  |  |  | 45.5057 | 1
| LCA | Big Creek/Ventura | 2 | Average Weekday | CAISO | 1-in-2 | 2027 | 9 |  |  |  | 46.7937 | 1
| LCA | Big Creek/Ventura | 2 | Average Weekday | CAISO | 1-in-2 | 2027 | 10 |  |  |  | 50.8853 | 1
| LCA | Big Creek/Ventura | 2 | Average Weekday | CAISO | 1-in-2 | 2027 | 11 |  |  |  | 55.3739 | 1
| LCA | Big Creek/Ventura | 2 | Average Weekday | CAISO | 1-in-2 | 2027 | 12 |  |  |  | 58.976 | 1
| LCA | Big Creek/Ventura | 2 | Average Weekday | CAISO | 1-in-2 | 2027 | 13 |  |  |  | 61.6118 | 1
| LCA | Big Creek/Ventura | 2 | Average Weekday | CAISO | 1-in-2 | 2027 | 14 |  |  |  | 63.0469 | 1
| LCA | Big Creek/Ventura | 2 | Average Weekday | CAISO | 1-in-2 | 2027 | 15 |  |  |  | 63.8701 | 1
| LCA | Big Creek/Ventura | 2 | Average Weekday | CAISO | 1-in-2 | 2027 | 16 |  |  |  | 64.3836 | 1
| LCA | Big Creek/Ventura | 2 | Average Weekday | CAISO | 1-in-2 | 2027 | 17 |  |  |  | 64.1195 | 1
| LCA | Big Creek/Ventura | 2 | Average Weekday | CAISO | 1-in-2 | 2027 | 18 |  |  |  | 62.8705 | 1
| LCA | Big Creek/Ventura | 2 | Average Weekday | CAISO | 1-in-2 | 2027 | 19 |  |  |  | 60.231 | 1
| LCA | Big Creek/Ventura | 2 | Average Weekday | CAISO | 1-in-2 | 2027 | 20 |  |  |  | 57.4089 | 1
| LCA | Big Creek/Ventura | 2 | Average Weekday | CAISO | 1-in-2 | 2027 | 21 |  |  |  | 55.3029 | 1
| LCA | Big Creek/Ventura | 2 | Average Weekday | CAISO | 1-in-2 | 2027 | 22 |  |  |  | 53.5561 | 1
| LCA | Big Creek/Ventura | 2 | Average Weekday | CAISO | 1-in-2 | 2027 | 23 |  |  |  | 52.2346 | 1
| LCA | Big Creek/Ventura | 2 | Average Weekday | CAISO | 1-in-2 | 2027 | 24 |  |  |  | 51.0608 | 1
| LCA | Big Creek/Ventura | 2 | Monthly System Peak Day | CAISO | 1-in-2 | 2027 | 1 |  |  |  | 41.2029 | 1
| LCA | Big Creek/Ventura | 2 | Monthly System Peak Day | CAISO | 1-in-2 | 2027 | 2 |  |  |  | 40.1505 | 1
| LCA | Big Creek/Ventura | 2 | Monthly System Peak Day | CAISO | 1-in-2 | 2027 | 3 |  |  |  | 39.6238 | 1
| LCA | Big Creek/Ventura | 2 | Monthly System Peak Day | CAISO | 1-in-2 | 2027 | 4 |  |  |  | 39.0433 | 1
| LCA | Big Creek/Ventura | 2 | Monthly System Peak Day | CAISO | 1-in-2 | 2027 | 5 |  |  |  | 38.2095 | 1
| LCA | Big Creek/Ventura | 2 | Monthly System Peak Day | CAISO | 1-in-2 | 2027 | 6 |  |  |  | 37.7305 | 1
| LCA | Big Creek/Ventura | 2 | Monthly System Peak Day | CAISO | 1-in-2 | 2027 | 7 |  |  |  | 37.5457 | 1
| LCA | Big Creek/Ventura | 2 | Monthly System Peak Day | CAISO | 1-in-2 | 2027 | 8 |  |  |  | 37.4543 | 1
| LCA | Big Creek/Ventura | 2 | Monthly System Peak Day | CAISO | 1-in-2 | 2027 | 9 |  |  |  | 38.8457 | 1
| LCA | Big Creek/Ventura | 2 | Monthly System Peak Day | CAISO | 1-in-2 | 2027 | 10 |  |  |  | 41.9462 | 1
| LCA | Big Creek/Ventura | 2 | Monthly System Peak Day | CAISO | 1-in-2 | 2027 | 11 |  |  |  | 45.271 | 1
| LCA | Big Creek/Ventura | 2 | Monthly System Peak Day | CAISO | 1-in-2 | 2027 | 12 |  |  |  | 48.1629 | 1
| LCA | Big Creek/Ventura | 2 | Monthly System Peak Day | CAISO | 1-in-2 | 2027 | 13 |  |  |  | 50.8633 | 1
| LCA | Big Creek/Ventura | 2 | Monthly System Peak Day | CAISO | 1-in-2 | 2027 | 14 |  |  |  | 52.6652 | 1
| LCA | Big Creek/Ventura | 2 | Monthly System Peak Day | CAISO | 1-in-2 | 2027 | 15 |  |  |  | 53.7552 | 1
| LCA | Big Creek/Ventura | 2 | Monthly System Peak Day | CAISO | 1-in-2 | 2027 | 16 |  |  |  | 54.6462 | 1
| LCA | Big Creek/Ventura | 2 | Monthly System Peak Day | CAISO | 1-in-2 | 2027 | 17 |  |  |  | 54.8867 | 1
| LCA | Big Creek/Ventura | 2 | Monthly System Peak Day | CAISO | 1-in-2 | 2027 | 18 |  |  |  | 53.3919 | 1
| LCA | Big Creek/Ventura | 2 | Monthly System Peak Day | CAISO | 1-in-2 | 2027 | 19 |  |  |  | 50.7876 | 1
| LCA | Big Creek/Ventura | 2 | Monthly System Peak Day | CAISO | 1-in-2 | 2027 | 20 |  |  |  | 48.3681 | 1
| LCA | Big Creek/Ventura | 2 | Monthly System Peak Day | CAISO | 1-in-2 | 2027 | 21 |  |  |  | 46.3952 | 1
| LCA | Big Creek/Ventura | 2 | Monthly System Peak Day | CAISO | 1-in-2 | 2027 | 22 |  |  |  | 44.9329 | 1
| LCA | Big Creek/Ventura | 2 | Monthly System Peak Day | CAISO | 1-in-2 | 2027 | 23 |  |  |  | 43.6771 | 1
| LCA | Big Creek/Ventura | 2 | Monthly System Peak Day | CAISO | 1-in-2 | 2027 | 24 |  |  |  | 42.6943 | 1
| LCA | Big Creek/Ventura | 3 | Average Weekday | CAISO | 1-in-2 | 2027 | 1 |  |  |  | 52.8595 | 1
| LCA | Big Creek/Ventura | 3 | Average Weekday | CAISO | 1-in-2 | 2027 | 2 |  |  |  | 51.8237 | 1
| LCA | Big Creek/Ventura | 3 | Average Weekday | CAISO | 1-in-2 | 2027 | 3 |  |  |  | 51.0006 | 1
| LCA | Big Creek/Ventura | 3 | Average Weekday | CAISO | 1-in-2 | 2027 | 4 |  |  |  | 50.2553 | 1
| LCA | Big Creek/Ventura | 3 | Average Weekday | CAISO | 1-in-2 | 2027 | 5 |  |  |  | 49.4158 | 1
| LCA | Big Creek/Ventura | 3 | Average Weekday | CAISO | 1-in-2 | 2027 | 6 |  |  |  | 48.5231 | 1
| LCA | Big Creek/Ventura | 3 | Average Weekday | CAISO | 1-in-2 | 2027 | 7 |  |  |  | 47.8837 | 1
| LCA | Big Creek/Ventura | 3 | Average Weekday | CAISO | 1-in-2 | 2027 | 8 |  |  |  | 47.5302 | 1
| LCA | Big Creek/Ventura | 3 | Average Weekday | CAISO | 1-in-2 | 2027 | 9 |  |  |  | 48.4112 | 1
| LCA | Big Creek/Ventura | 3 | Average Weekday | CAISO | 1-in-2 | 2027 | 10 |  |  |  | 51.877 | 1
| LCA | Big Creek/Ventura | 3 | Average Weekday | CAISO | 1-in-2 | 2027 | 11 |  |  |  | 56.0412 | 1
| LCA | Big Creek/Ventura | 3 | Average Weekday | CAISO | 1-in-2 | 2027 | 12 |  |  |  | 59.6138 | 1
| LCA | Big Creek/Ventura | 3 | Average Weekday | CAISO | 1-in-2 | 2027 | 13 |  |  |  | 62.2225 | 1
| LCA | Big Creek/Ventura | 3 | Average Weekday | CAISO | 1-in-2 | 2027 | 14 |  |  |  | 64.1572 | 1
| LCA | Big Creek/Ventura | 3 | Average Weekday | CAISO | 1-in-2 | 2027 | 15 |  |  |  | 65.3688 | 1
| LCA | Big Creek/Ventura | 3 | Average Weekday | CAISO | 1-in-2 | 2027 | 16 |  |  |  | 66.1061 | 1
| LCA | Big Creek/Ventura | 3 | Average Weekday | CAISO | 1-in-2 | 2027 | 17 |  |  |  | 66.2013 | 1
| LCA | Big Creek/Ventura | 3 | Average Weekday | CAISO | 1-in-2 | 2027 | 18 |  |  |  | 65.4538 | 1
| LCA | Big Creek/Ventura | 3 | Average Weekday | CAISO | 1-in-2 | 2027 | 19 |  |  |  | 63.896 | 1
| LCA | Big Creek/Ventura | 3 | Average Weekday | CAISO | 1-in-2 | 2027 | 20 |  |  |  | 61.5069 | 1
| LCA | Big Creek/Ventura | 3 | Average Weekday | CAISO | 1-in-2 | 2027 | 21 |  |  |  | 58.9205 | 1
| LCA | Big Creek/Ventura | 3 | Average Weekday | CAISO | 1-in-2 | 2027 | 22 |  |  |  | 56.9409 | 1
| LCA | Big Creek/Ventura | 3 | Average Weekday | CAISO | 1-in-2 | 2027 | 23 |  |  |  | 55.4416 | 1
| LCA | Big Creek/Ventura | 3 | Average Weekday | CAISO | 1-in-2 | 2027 | 24 |  |  |  | 54.2709 | 1
| LCA | Big Creek/Ventura | 3 | Monthly System Peak Day | CAISO | 1-in-2 | 2027 | 1 |  |  |  | 53.0719 | 1
| LCA | Big Creek/Ventura | 3 | Monthly System Peak Day | CAISO | 1-in-2 | 2027 | 2 |  |  |  | 52.0262 | 1
| LCA | Big Creek/Ventura | 3 | Monthly System Peak Day | CAISO | 1-in-2 | 2027 | 3 |  |  |  | 50.3457 | 1
| LCA | Big Creek/Ventura | 3 | Monthly System Peak Day | CAISO | 1-in-2 | 2027 | 4 |  |  |  | 49.54 | 1
| LCA | Big Creek/Ventura | 3 | Monthly System Peak Day | CAISO | 1-in-2 | 2027 | 5 |  |  |  | 47.9524 | 1
| LCA | Big Creek/Ventura | 3 | Monthly System Peak Day | CAISO | 1-in-2 | 2027 | 6 |  |  |  | 47.3219 | 1
| LCA | Big Creek/Ventura | 3 | Monthly System Peak Day | CAISO | 1-in-2 | 2027 | 7 |  |  |  | 46.961 | 1
| LCA | Big Creek/Ventura | 3 | Monthly System Peak Day | CAISO | 1-in-2 | 2027 | 8 |  |  |  | 46.3624 | 1
| LCA | Big Creek/Ventura | 3 | Monthly System Peak Day | CAISO | 1-in-2 | 2027 | 9 |  |  |  | 46.9714 | 1
| LCA | Big Creek/Ventura | 3 | Monthly System Peak Day | CAISO | 1-in-2 | 2027 | 10 |  |  |  | 50.4329 | 1
| LCA | Big Creek/Ventura | 3 | Monthly System Peak Day | CAISO | 1-in-2 | 2027 | 11 |  |  |  | 55.26 | 1
| LCA | Big Creek/Ventura | 3 | Monthly System Peak Day | CAISO | 1-in-2 | 2027 | 12 |  |  |  | 60.3743 | 1
| LCA | Big Creek/Ventura | 3 | Monthly System Peak Day | CAISO | 1-in-2 | 2027 | 13 |  |  |  | 64.0509 | 1
| LCA | Big Creek/Ventura | 3 | Monthly System Peak Day | CAISO | 1-in-2 | 2027 | 14 |  |  |  | 66.0724 | 1
| LCA | Big Creek/Ventura | 3 | Monthly System Peak Day | CAISO | 1-in-2 | 2027 | 15 |  |  |  | 67.0591 | 1
| LCA | Big Creek/Ventura | 3 | Monthly System Peak Day | CAISO | 1-in-2 | 2027 | 16 |  |  |  | 68.1805 | 1
| LCA | Big Creek/Ventura | 3 | Monthly System Peak Day | CAISO | 1-in-2 | 2027 | 17 |  |  |  | 68.899 | 1
| LCA | Big Creek/Ventura | 3 | Monthly System Peak Day | CAISO | 1-in-2 | 2027 | 18 |  |  |  | 68.5681 | 1
| LCA | Big Creek/Ventura | 3 | Monthly System Peak Day | CAISO | 1-in-2 | 2027 | 19 |  |  |  | 66.6652 | 1
| LCA | Big Creek/Ventura | 3 | Monthly System Peak Day | CAISO | 1-in-2 | 2027 | 20 |  |  |  | 63.8852 | 1
| LCA | Big Creek/Ventura | 3 | Monthly System Peak Day | CAISO | 1-in-2 | 2027 | 21 |  |  |  | 60.5138 | 1
| LCA | Big Creek/Ventura | 3 | Monthly System Peak Day | CAISO | 1-in-2 | 2027 | 22 |  |  |  | 58.1057 | 1
| LCA | Big Creek/Ventura | 3 | Monthly System Peak Day | CAISO | 1-in-2 | 2027 | 23 |  |  |  | 56.6171 | 1
| LCA | Big Creek/Ventura | 3 | Monthly System Peak Day | CAISO | 1-in-2 | 2027 | 24 |  |  |  | 55.8624 | 1
| LCA | Big Creek/Ventura | 4 | Average Weekday | CAISO | 1-in-2 | 2027 | 1 |  |  |  | 55.9472 | 1
| LCA | Big Creek/Ventura | 4 | Average Weekday | CAISO | 1-in-2 | 2027 | 2 |  |  |  | 54.863 | 1
| LCA | Big Creek/Ventura | 4 | Average Weekday | CAISO | 1-in-2 | 2027 | 3 |  |  |  | 53.8535 | 1
| LCA | Big Creek/Ventura | 4 | Average Weekday | CAISO | 1-in-2 | 2027 | 4 |  |  |  | 52.93 | 1
| LCA | Big Creek/Ventura | 4 | Average Weekday | CAISO | 1-in-2 | 2027 | 5 |  |  |  | 52.0399 | 1
| LCA | Big Creek/Ventura | 4 | Average Weekday | CAISO | 1-in-2 | 2027 | 6 |  |  |  | 51.4284 | 1
| LCA | Big Creek/Ventura | 4 | Average Weekday | CAISO | 1-in-2 | 2027 | 7 |  |  |  | 50.819 | 1
| LCA | Big Creek/Ventura | 4 | Average Weekday | CAISO | 1-in-2 | 2027 | 8 |  |  |  | 50.625 | 1
| LCA | Big Creek/Ventura | 4 | Average Weekday | CAISO | 1-in-2 | 2027 | 9 |  |  |  | 52.3582 | 1
| LCA | Big Creek/Ventura | 4 | Average Weekday | CAISO | 1-in-2 | 2027 | 10 |  |  |  | 55.8446 | 1
| LCA | Big Creek/Ventura | 4 | Average Weekday | CAISO | 1-in-2 | 2027 | 11 |  |  |  | 59.5545 | 1
| LCA | Big Creek/Ventura | 4 | Average Weekday | CAISO | 1-in-2 | 2027 | 12 |  |  |  | 62.8472 | 1
| LCA | Big Creek/Ventura | 4 | Average Weekday | CAISO | 1-in-2 | 2027 | 13 |  |  |  | 65.5091 | 1
| LCA | Big Creek/Ventura | 4 | Average Weekday | CAISO | 1-in-2 | 2027 | 14 |  |  |  | 67.5765 | 1
| LCA | Big Creek/Ventura | 4 | Average Weekday | CAISO | 1-in-2 | 2027 | 15 |  |  |  | 68.8958 | 1
| LCA | Big Creek/Ventura | 4 | Average Weekday | CAISO | 1-in-2 | 2027 | 16 |  |  |  | 69.4967 | 1
| LCA | Big Creek/Ventura | 4 | Average Weekday | CAISO | 1-in-2 | 2027 | 17 |  |  |  | 69.5101 | 1
| LCA | Big Creek/Ventura | 4 | Average Weekday | CAISO | 1-in-2 | 2027 | 18 |  |  |  | 68.7653 | 1
| LCA | Big Creek/Ventura | 4 | Average Weekday | CAISO | 1-in-2 | 2027 | 19 |  |  |  | 67.3382 | 1
| LCA | Big Creek/Ventura | 4 | Average Weekday | CAISO | 1-in-2 | 2027 | 20 |  |  |  | 65.1 | 1
| LCA | Big Creek/Ventura | 4 | Average Weekday | CAISO | 1-in-2 | 2027 | 21 |  |  |  | 62.108 | 1
| LCA | Big Creek/Ventura | 4 | Average Weekday | CAISO | 1-in-2 | 2027 | 22 |  |  |  | 59.8688 | 1
| LCA | Big Creek/Ventura | 4 | Average Weekday | CAISO | 1-in-2 | 2027 | 23 |  |  |  | 58.3519 | 1
| LCA | Big Creek/Ventura | 4 | Average Weekday | CAISO | 1-in-2 | 2027 | 24 |  |  |  | 57.0564 | 1
| LCA | Big Creek/Ventura | 4 | Monthly System Peak Day | CAISO | 1-in-2 | 2027 | 1 |  |  |  | 61.0129 | 1
| LCA | Big Creek/Ventura | 4 | Monthly System Peak Day | CAISO | 1-in-2 | 2027 | 2 |  |  |  | 59.2143 | 1
| LCA | Big Creek/Ventura | 4 | Monthly System Peak Day | CAISO | 1-in-2 | 2027 | 3 |  |  |  | 57.7443 | 1
| LCA | Big Creek/Ventura | 4 | Monthly System Peak Day | CAISO | 1-in-2 | 2027 | 4 |  |  |  | 56.4338 | 1
| LCA | Big Creek/Ventura | 4 | Monthly System Peak Day | CAISO | 1-in-2 | 2027 | 5 |  |  |  | 55.4138 | 1
| LCA | Big Creek/Ventura | 4 | Monthly System Peak Day | CAISO | 1-in-2 | 2027 | 6 |  |  |  | 54.2052 | 1
| LCA | Big Creek/Ventura | 4 | Monthly System Peak Day | CAISO | 1-in-2 | 2027 | 7 |  |  |  | 53.3943 | 1
| LCA | Big Creek/Ventura | 4 | Monthly System Peak Day | CAISO | 1-in-2 | 2027 | 8 |  |  |  | 53.4162 | 1
| LCA | Big Creek/Ventura | 4 | Monthly System Peak Day | CAISO | 1-in-2 | 2027 | 9 |  |  |  | 55.8205 | 1
| LCA | Big Creek/Ventura | 4 | Monthly System Peak Day | CAISO | 1-in-2 | 2027 | 10 |  |  |  | 60.5848 | 1
| LCA | Big Creek/Ventura | 4 | Monthly System Peak Day | CAISO | 1-in-2 | 2027 | 11 |  |  |  | 67.0171 | 1
| LCA | Big Creek/Ventura | 4 | Monthly System Peak Day | CAISO | 1-in-2 | 2027 | 12 |  |  |  | 72.6729 | 1
| LCA | Big Creek/Ventura | 4 | Monthly System Peak Day | CAISO | 1-in-2 | 2027 | 13 |  |  |  | 76.9319 | 1
| LCA | Big Creek/Ventura | 4 | Monthly System Peak Day | CAISO | 1-in-2 | 2027 | 14 |  |  |  | 79.931 | 1
| LCA | Big Creek/Ventura | 4 | Monthly System Peak Day | CAISO | 1-in-2 | 2027 | 15 |  |  |  | 81.9243 | 1
| LCA | Big Creek/Ventura | 4 | Monthly System Peak Day | CAISO | 1-in-2 | 2027 | 16 |  |  |  | 82.4314 | 1
| LCA | Big Creek/Ventura | 4 | Monthly System Peak Day | CAISO | 1-in-2 | 2027 | 17 |  |  |  | 82.6729 | 1
| LCA | Big Creek/Ventura | 4 | Monthly System Peak Day | CAISO | 1-in-2 | 2027 | 18 |  |  |  | 82.1267 | 1
| LCA | Big Creek/Ventura | 4 | Monthly System Peak Day | CAISO | 1-in-2 | 2027 | 19 |  |  |  | 80.6881 | 1
| LCA | Big Creek/Ventura | 4 | Monthly System Peak Day | CAISO | 1-in-2 | 2027 | 20 |  |  |  | 77.7867 | 1
| LCA | Big Creek/Ventura | 4 | Monthly System Peak Day | CAISO | 1-in-2 | 2027 | 21 |  |  |  | 72.969 | 1
| LCA | Big Creek/Ventura | 4 | Monthly System Peak Day | CAISO | 1-in-2 | 2027 | 22 |  |  |  | 68.779 | 1
| LCA | Big Creek/Ventura | 4 | Monthly System Peak Day | CAISO | 1-in-2 | 2027 | 23 |  |  |  | 65.969 | 1
| LCA | Big Creek/Ventura | 4 | Monthly System Peak Day | CAISO | 1-in-2 | 2027 | 24 |  |  |  | 63.951 | 1
| LCA | Big Creek/Ventura | 5 | Average Weekday | CAISO | 1-in-2 | 2027 | 1 |  |  |  | 59.9923 | 1
| LCA | Big Creek/Ventura | 5 | Average Weekday | CAISO | 1-in-2 | 2027 | 2 |  |  |  | 58.9604 | 1
| LCA | Big Creek/Ventura | 5 | Average Weekday | CAISO | 1-in-2 | 2027 | 3 |  |  |  | 58.0285 | 1
| LCA | Big Creek/Ventura | 5 | Average Weekday | CAISO | 1-in-2 | 2027 | 4 |  |  |  | 57.1772 | 1
| LCA | Big Creek/Ventura | 5 | Average Weekday | CAISO | 1-in-2 | 2027 | 5 |  |  |  | 56.5246 | 1
| LCA | Big Creek/Ventura | 5 | Average Weekday | CAISO | 1-in-2 | 2027 | 6 |  |  |  | 55.8549 | 1
| LCA | Big Creek/Ventura | 5 | Average Weekday | CAISO | 1-in-2 | 2027 | 7 |  |  |  | 55.2307 | 1
| LCA | Big Creek/Ventura | 5 | Average Weekday | CAISO | 1-in-2 | 2027 | 8 |  |  |  | 55.5515 | 1
| LCA | Big Creek/Ventura | 5 | Average Weekday | CAISO | 1-in-2 | 2027 | 9 |  |  |  | 58.2705 | 1
| LCA | Big Creek/Ventura | 5 | Average Weekday | CAISO | 1-in-2 | 2027 | 10 |  |  |  | 61.5484 | 1
| LCA | Big Creek/Ventura | 5 | Average Weekday | CAISO | 1-in-2 | 2027 | 11 |  |  |  | 64.8911 | 1
| LCA | Big Creek/Ventura | 5 | Average Weekday | CAISO | 1-in-2 | 2027 | 12 |  |  |  | 67.8559 | 1
| LCA | Big Creek/Ventura | 5 | Average Weekday | CAISO | 1-in-2 | 2027 | 13 |  |  |  | 70.274 | 1
| LCA | Big Creek/Ventura | 5 | Average Weekday | CAISO | 1-in-2 | 2027 | 14 |  |  |  | 72.0602 | 1
| LCA | Big Creek/Ventura | 5 | Average Weekday | CAISO | 1-in-2 | 2027 | 15 |  |  |  | 73.1902 | 1
| LCA | Big Creek/Ventura | 5 | Average Weekday | CAISO | 1-in-2 | 2027 | 16 |  |  |  | 73.6664 | 1
| LCA | Big Creek/Ventura | 5 | Average Weekday | CAISO | 1-in-2 | 2027 | 17 |  |  |  | 73.4822 | 1
| LCA | Big Creek/Ventura | 5 | Average Weekday | CAISO | 1-in-2 | 2027 | 18 |  |  |  | 72.7404 | 1
| LCA | Big Creek/Ventura | 5 | Average Weekday | CAISO | 1-in-2 | 2027 | 19 |  |  |  | 71.3964 | 1
| LCA | Big Creek/Ventura | 5 | Average Weekday | CAISO | 1-in-2 | 2027 | 20 |  |  |  | 69.2439 | 1
| LCA | Big Creek/Ventura | 5 | Average Weekday | CAISO | 1-in-2 | 2027 | 21 |  |  |  | 66.4425 | 1
| LCA | Big Creek/Ventura | 5 | Average Weekday | CAISO | 1-in-2 | 2027 | 22 |  |  |  | 63.8796 | 1
| LCA | Big Creek/Ventura | 5 | Average Weekday | CAISO | 1-in-2 | 2027 | 23 |  |  |  | 62.223 | 1
| LCA | Big Creek/Ventura | 5 | Average Weekday | CAISO | 1-in-2 | 2027 | 24 |  |  |  | 60.8978 | 1
| LCA | Big Creek/Ventura | 5 | Monthly System Peak Day | CAISO | 1-in-2 | 2027 | 1 |  |  |  | 66.6424 | 1
| LCA | Big Creek/Ventura | 5 | Monthly System Peak Day | CAISO | 1-in-2 | 2027 | 2 |  |  |  | 65.0781 | 1
| LCA | Big Creek/Ventura | 5 | Monthly System Peak Day | CAISO | 1-in-2 | 2027 | 3 |  |  |  | 63.9038 | 1
| LCA | Big Creek/Ventura | 5 | Monthly System Peak Day | CAISO | 1-in-2 | 2027 | 4 |  |  |  | 61.9876 | 1
| LCA | Big Creek/Ventura | 5 | Monthly System Peak Day | CAISO | 1-in-2 | 2027 | 5 |  |  |  | 60.6062 | 1
| LCA | Big Creek/Ventura | 5 | Monthly System Peak Day | CAISO | 1-in-2 | 2027 | 6 |  |  |  | 59.9133 | 1
| LCA | Big Creek/Ventura | 5 | Monthly System Peak Day | CAISO | 1-in-2 | 2027 | 7 |  |  |  | 59.5448 | 1
| LCA | Big Creek/Ventura | 5 | Monthly System Peak Day | CAISO | 1-in-2 | 2027 | 8 |  |  |  | 59.6538 | 1
| LCA | Big Creek/Ventura | 5 | Monthly System Peak Day | CAISO | 1-in-2 | 2027 | 9 |  |  |  | 61.3857 | 1
| LCA | Big Creek/Ventura | 5 | Monthly System Peak Day | CAISO | 1-in-2 | 2027 | 10 |  |  |  | 65.8257 | 1
| LCA | Big Creek/Ventura | 5 | Monthly System Peak Day | CAISO | 1-in-2 | 2027 | 11 |  |  |  | 70.9662 | 1
| LCA | Big Creek/Ventura | 5 | Monthly System Peak Day | CAISO | 1-in-2 | 2027 | 12 |  |  |  | 76.139 | 1
| LCA | Big Creek/Ventura | 5 | Monthly System Peak Day | CAISO | 1-in-2 | 2027 | 13 |  |  |  | 79.6881 | 1
| LCA | Big Creek/Ventura | 5 | Monthly System Peak Day | CAISO | 1-in-2 | 2027 | 14 |  |  |  | 82.2152 | 1
| LCA | Big Creek/Ventura | 5 | Monthly System Peak Day | CAISO | 1-in-2 | 2027 | 15 |  |  |  | 83.281 | 1
| LCA | Big Creek/Ventura | 5 | Monthly System Peak Day | CAISO | 1-in-2 | 2027 | 16 |  |  |  | 83.4486 | 1
| LCA | Big Creek/Ventura | 5 | Monthly System Peak Day | CAISO | 1-in-2 | 2027 | 17 |  |  |  | 82.6714 | 1
| LCA | Big Creek/Ventura | 5 | Monthly System Peak Day | CAISO | 1-in-2 | 2027 | 18 |  |  |  | 81.8529 | 1
| LCA | Big Creek/Ventura | 5 | Monthly System Peak Day | CAISO | 1-in-2 | 2027 | 19 |  |  |  | 80.2819 | 1
| LCA | Big Creek/Ventura | 5 | Monthly System Peak Day | CAISO | 1-in-2 | 2027 | 20 |  |  |  | 77.2986 | 1
| LCA | Big Creek/Ventura | 5 | Monthly System Peak Day | CAISO | 1-in-2 | 2027 | 21 |  |  |  | 73.1795 | 1
| LCA | Big Creek/Ventura | 5 | Monthly System Peak Day | CAISO | 1-in-2 | 2027 | 22 |  |  |  | 69.6914 | 1
| LCA | Big Creek/Ventura | 5 | Monthly System Peak Day | CAISO | 1-in-2 | 2027 | 23 |  |  |  | 67.0338 | 1
| LCA | Big Creek/Ventura | 5 | Monthly System Peak Day | CAISO | 1-in-2 | 2027 | 24 |  |  |  | 65.1314 | 1
| LCA | Big Creek/Ventura | 6 | Average Weekday | CAISO | 1-in-2 | 2027 | 1 |  |  |  | 64.4446 | 1
| LCA | Big Creek/Ventura | 6 | Average Weekday | CAISO | 1-in-2 | 2027 | 2 |  |  |  | 63.2767 | 1
| LCA | Big Creek/Ventura | 6 | Average Weekday | CAISO | 1-in-2 | 2027 | 3 |  |  |  | 62.2793 | 1
| LCA | Big Creek/Ventura | 6 | Average Weekday | CAISO | 1-in-2 | 2027 | 4 |  |  |  | 61.464 | 1
| LCA | Big Creek/Ventura | 6 | Average Weekday | CAISO | 1-in-2 | 2027 | 5 |  |  |  | 60.9021 | 1
| LCA | Big Creek/Ventura | 6 | Average Weekday | CAISO | 1-in-2 | 2027 | 6 |  |  |  | 60.1695 | 1
| LCA | Big Creek/Ventura | 6 | Average Weekday | CAISO | 1-in-2 | 2027 | 7 |  |  |  | 59.5618 | 1
| LCA | Big Creek/Ventura | 6 | Average Weekday | CAISO | 1-in-2 | 2027 | 8 |  |  |  | 60.0648 | 1
| LCA | Big Creek/Ventura | 6 | Average Weekday | CAISO | 1-in-2 | 2027 | 9 |  |  |  | 63.0612 | 1
| LCA | Big Creek/Ventura | 6 | Average Weekday | CAISO | 1-in-2 | 2027 | 10 |  |  |  | 66.8253 | 1
| LCA | Big Creek/Ventura | 6 | Average Weekday | CAISO | 1-in-2 | 2027 | 11 |  |  |  | 70.5864 | 1
| LCA | Big Creek/Ventura | 6 | Average Weekday | CAISO | 1-in-2 | 2027 | 12 |  |  |  | 74.0185 | 1
| LCA | Big Creek/Ventura | 6 | Average Weekday | CAISO | 1-in-2 | 2027 | 13 |  |  |  | 76.855 | 1
| LCA | Big Creek/Ventura | 6 | Average Weekday | CAISO | 1-in-2 | 2027 | 14 |  |  |  | 79.0359 | 1
| LCA | Big Creek/Ventura | 6 | Average Weekday | CAISO | 1-in-2 | 2027 | 15 |  |  |  | 80.4934 | 1
| LCA | Big Creek/Ventura | 6 | Average Weekday | CAISO | 1-in-2 | 2027 | 16 |  |  |  | 81.064 | 1
| LCA | Big Creek/Ventura | 6 | Average Weekday | CAISO | 1-in-2 | 2027 | 17 |  |  |  | 80.9841 | 1
| LCA | Big Creek/Ventura | 6 | Average Weekday | CAISO | 1-in-2 | 2027 | 18 |  |  |  | 80.1426 | 1
| LCA | Big Creek/Ventura | 6 | Average Weekday | CAISO | 1-in-2 | 2027 | 19 |  |  |  | 78.6553 | 1
| LCA | Big Creek/Ventura | 6 | Average Weekday | CAISO | 1-in-2 | 2027 | 20 |  |  |  | 76.5709 | 1
| LCA | Big Creek/Ventura | 6 | Average Weekday | CAISO | 1-in-2 | 2027 | 21 |  |  |  | 73.5264 | 1
| LCA | Big Creek/Ventura | 6 | Average Weekday | CAISO | 1-in-2 | 2027 | 22 |  |  |  | 69.9663 | 1
| LCA | Big Creek/Ventura | 6 | Average Weekday | CAISO | 1-in-2 | 2027 | 23 |  |  |  | 67.6652 | 1
| LCA | Big Creek/Ventura | 6 | Average Weekday | CAISO | 1-in-2 | 2027 | 24 |  |  |  | 66.0613 | 1
| LCA | Big Creek/Ventura | 6 | Monthly System Peak Day | CAISO | 1-in-2 | 2027 | 1 |  |  |  | 68.8024 | 1
| LCA | Big Creek/Ventura | 6 | Monthly System Peak Day | CAISO | 1-in-2 | 2027 | 2 |  |  |  | 67.6505 | 1
| LCA | Big Creek/Ventura | 6 | Monthly System Peak Day | CAISO | 1-in-2 | 2027 | 3 |  |  |  | 66.1986 | 1
| LCA | Big Creek/Ventura | 6 | Monthly System Peak Day | CAISO | 1-in-2 | 2027 | 4 |  |  |  | 65.1248 | 1
| LCA | Big Creek/Ventura | 6 | Monthly System Peak Day | CAISO | 1-in-2 | 2027 | 5 |  |  |  | 63.8086 | 1
| LCA | Big Creek/Ventura | 6 | Monthly System Peak Day | CAISO | 1-in-2 | 2027 | 6 |  |  |  | 62.5452 | 1
| LCA | Big Creek/Ventura | 6 | Monthly System Peak Day | CAISO | 1-in-2 | 2027 | 7 |  |  |  | 62.08 | 1
| LCA | Big Creek/Ventura | 6 | Monthly System Peak Day | CAISO | 1-in-2 | 2027 | 8 |  |  |  | 62.9281 | 1
| LCA | Big Creek/Ventura | 6 | Monthly System Peak Day | CAISO | 1-in-2 | 2027 | 9 |  |  |  | 65.6652 | 1
| LCA | Big Creek/Ventura | 6 | Monthly System Peak Day | CAISO | 1-in-2 | 2027 | 10 |  |  |  | 70.0443 | 1
| LCA | Big Creek/Ventura | 6 | Monthly System Peak Day | CAISO | 1-in-2 | 2027 | 11 |  |  |  | 74.979 | 1
| LCA | Big Creek/Ventura | 6 | Monthly System Peak Day | CAISO | 1-in-2 | 2027 | 12 |  |  |  | 79.1838 | 1
| LCA | Big Creek/Ventura | 6 | Monthly System Peak Day | CAISO | 1-in-2 | 2027 | 13 |  |  |  | 82.6405 | 1
| LCA | Big Creek/Ventura | 6 | Monthly System Peak Day | CAISO | 1-in-2 | 2027 | 14 |  |  |  | 85.5533 | 1
| LCA | Big Creek/Ventura | 6 | Monthly System Peak Day | CAISO | 1-in-2 | 2027 | 15 |  |  |  | 87.3609 | 1
| LCA | Big Creek/Ventura | 6 | Monthly System Peak Day | CAISO | 1-in-2 | 2027 | 16 |  |  |  | 88.4405 | 1
| LCA | Big Creek/Ventura | 6 | Monthly System Peak Day | CAISO | 1-in-2 | 2027 | 17 |  |  |  | 88.541 | 1
| LCA | Big Creek/Ventura | 6 | Monthly System Peak Day | CAISO | 1-in-2 | 2027 | 18 |  |  |  | 87.4433 | 1
| LCA | Big Creek/Ventura | 6 | Monthly System Peak Day | CAISO | 1-in-2 | 2027 | 19 |  |  |  | 85.239 | 1
| LCA | Big Creek/Ventura | 6 | Monthly System Peak Day | CAISO | 1-in-2 | 2027 | 20 |  |  |  | 82.8581 | 1
| LCA | Big Creek/Ventura | 6 | Monthly System Peak Day | CAISO | 1-in-2 | 2027 | 21 |  |  |  | 79.0467 | 1
| LCA | Big Creek/Ventura | 6 | Monthly System Peak Day | CAISO | 1-in-2 | 2027 | 22 |  |  |  | 75.0452 | 1
| LCA | Big Creek/Ventura | 6 | Monthly System Peak Day | CAISO | 1-in-2 | 2027 | 23 |  |  |  | 72.0457 | 1
| LCA | Big Creek/Ventura | 6 | Monthly System Peak Day | CAISO | 1-in-2 | 2027 | 24 |  |  |  | 70.119 | 1
| LCA | Big Creek/Ventura | 7 | Average Weekday | CAISO | 1-in-2 | 2027 | 1 |  |  |  | 69.4643 | 1
| LCA | Big Creek/Ventura | 7 | Average Weekday | CAISO | 1-in-2 | 2027 | 2 |  |  |  | 68.4978 | 1
| LCA | Big Creek/Ventura | 7 | Average Weekday | CAISO | 1-in-2 | 2027 | 3 |  |  |  | 67.7258 | 1
| LCA | Big Creek/Ventura | 7 | Average Weekday | CAISO | 1-in-2 | 2027 | 4 |  |  |  | 67.0793 | 1
| LCA | Big Creek/Ventura | 7 | Average Weekday | CAISO | 1-in-2 | 2027 | 5 |  |  |  | 66.3097 | 1
| LCA | Big Creek/Ventura | 7 | Average Weekday | CAISO | 1-in-2 | 2027 | 6 |  |  |  | 65.6954 | 1
| LCA | Big Creek/Ventura | 7 | Average Weekday | CAISO | 1-in-2 | 2027 | 7 |  |  |  | 65.1253 | 1
| LCA | Big Creek/Ventura | 7 | Average Weekday | CAISO | 1-in-2 | 2027 | 8 |  |  |  | 65.3233 | 1
| LCA | Big Creek/Ventura | 7 | Average Weekday | CAISO | 1-in-2 | 2027 | 9 |  |  |  | 67.873 | 1
| LCA | Big Creek/Ventura | 7 | Average Weekday | CAISO | 1-in-2 | 2027 | 10 |  |  |  | 71.393 | 1
| LCA | Big Creek/Ventura | 7 | Average Weekday | CAISO | 1-in-2 | 2027 | 11 |  |  |  | 75.2097 | 1
| LCA | Big Creek/Ventura | 7 | Average Weekday | CAISO | 1-in-2 | 2027 | 12 |  |  |  | 78.9288 | 1
| LCA | Big Creek/Ventura | 7 | Average Weekday | CAISO | 1-in-2 | 2027 | 13 |  |  |  | 81.7619 | 1
| LCA | Big Creek/Ventura | 7 | Average Weekday | CAISO | 1-in-2 | 2027 | 14 |  |  |  | 83.9094 | 1
| LCA | Big Creek/Ventura | 7 | Average Weekday | CAISO | 1-in-2 | 2027 | 15 |  |  |  | 85.285 | 1
| LCA | Big Creek/Ventura | 7 | Average Weekday | CAISO | 1-in-2 | 2027 | 16 |  |  |  | 85.8065 | 1
| LCA | Big Creek/Ventura | 7 | Average Weekday | CAISO | 1-in-2 | 2027 | 17 |  |  |  | 85.5142 | 1
| LCA | Big Creek/Ventura | 7 | Average Weekday | CAISO | 1-in-2 | 2027 | 18 |  |  |  | 84.6145 | 1
| LCA | Big Creek/Ventura | 7 | Average Weekday | CAISO | 1-in-2 | 2027 | 19 |  |  |  | 83.0359 | 1
| LCA | Big Creek/Ventura | 7 | Average Weekday | CAISO | 1-in-2 | 2027 | 20 |  |  |  | 80.7123 | 1
| LCA | Big Creek/Ventura | 7 | Average Weekday | CAISO | 1-in-2 | 2027 | 21 |  |  |  | 77.5898 | 1
| LCA | Big Creek/Ventura | 7 | Average Weekday | CAISO | 1-in-2 | 2027 | 22 |  |  |  | 74.1539 | 1
| LCA | Big Creek/Ventura | 7 | Average Weekday | CAISO | 1-in-2 | 2027 | 23 |  |  |  | 71.9988 | 1
| LCA | Big Creek/Ventura | 7 | Average Weekday | CAISO | 1-in-2 | 2027 | 24 |  |  |  | 70.3567 | 1
| LCA | Big Creek/Ventura | 7 | Monthly System Peak Day | CAISO | 1-in-2 | 2027 | 1 |  |  |  | 74.2514 | 1
| LCA | Big Creek/Ventura | 7 | Monthly System Peak Day | CAISO | 1-in-2 | 2027 | 2 |  |  |  | 73.0786 | 1
| LCA | Big Creek/Ventura | 7 | Monthly System Peak Day | CAISO | 1-in-2 | 2027 | 3 |  |  |  | 71.9005 | 1
| LCA | Big Creek/Ventura | 7 | Monthly System Peak Day | CAISO | 1-in-2 | 2027 | 4 |  |  |  | 70.4452 | 1
| LCA | Big Creek/Ventura | 7 | Monthly System Peak Day | CAISO | 1-in-2 | 2027 | 5 |  |  |  | 70.3214 | 1
| LCA | Big Creek/Ventura | 7 | Monthly System Peak Day | CAISO | 1-in-2 | 2027 | 6 |  |  |  | 69.5486 | 1
| LCA | Big Creek/Ventura | 7 | Monthly System Peak Day | CAISO | 1-in-2 | 2027 | 7 |  |  |  | 68.7852 | 1
| LCA | Big Creek/Ventura | 7 | Monthly System Peak Day | CAISO | 1-in-2 | 2027 | 8 |  |  |  | 69.2686 | 1
| LCA | Big Creek/Ventura | 7 | Monthly System Peak Day | CAISO | 1-in-2 | 2027 | 9 |  |  |  | 73.0962 | 1
| LCA | Big Creek/Ventura | 7 | Monthly System Peak Day | CAISO | 1-in-2 | 2027 | 10 |  |  |  | 77.7648 | 1
| LCA | Big Creek/Ventura | 7 | Monthly System Peak Day | CAISO | 1-in-2 | 2027 | 11 |  |  |  | 82.3048 | 1
| LCA | Big Creek/Ventura | 7 | Monthly System Peak Day | CAISO | 1-in-2 | 2027 | 12 |  |  |  | 85.6905 | 1
| LCA | Big Creek/Ventura | 7 | Monthly System Peak Day | CAISO | 1-in-2 | 2027 | 13 |  |  |  | 89.2857 | 1
| LCA | Big Creek/Ventura | 7 | Monthly System Peak Day | CAISO | 1-in-2 | 2027 | 14 |  |  |  | 91.6524 | 1
| LCA | Big Creek/Ventura | 7 | Monthly System Peak Day | CAISO | 1-in-2 | 2027 | 15 |  |  |  | 93.4714 | 1
| LCA | Big Creek/Ventura | 7 | Monthly System Peak Day | CAISO | 1-in-2 | 2027 | 16 |  |  |  | 93.6667 | 1
| LCA | Big Creek/Ventura | 7 | Monthly System Peak Day | CAISO | 1-in-2 | 2027 | 17 |  |  |  | 93.2524 | 1
| LCA | Big Creek/Ventura | 7 | Monthly System Peak Day | CAISO | 1-in-2 | 2027 | 18 |  |  |  | 92.2714 | 1
| LCA | Big Creek/Ventura | 7 | Monthly System Peak Day | CAISO | 1-in-2 | 2027 | 19 |  |  |  | 90.5381 | 1
| LCA | Big Creek/Ventura | 7 | Monthly System Peak Day | CAISO | 1-in-2 | 2027 | 20 |  |  |  | 86.6533 | 1
| LCA | Big Creek/Ventura | 7 | Monthly System Peak Day | CAISO | 1-in-2 | 2027 | 21 |  |  |  | 82.6648 | 1
| LCA | Big Creek/Ventura | 7 | Monthly System Peak Day | CAISO | 1-in-2 | 2027 | 22 |  |  |  | 79.97 | 1
| LCA | Big Creek/Ventura | 7 | Monthly System Peak Day | CAISO | 1-in-2 | 2027 | 23 |  |  |  | 78.5157 | 1
| LCA | Big Creek/Ventura | 7 | Monthly System Peak Day | CAISO | 1-in-2 | 2027 | 24 |  |  |  | 77.2367 | 1
| LCA | Big Creek/Ventura | 8 | Average Weekday | CAISO | 1-in-2 | 2027 | 1 |  |  |  | 68.5607 | 1
| LCA | Big Creek/Ventura | 8 | Average Weekday | CAISO | 1-in-2 | 2027 | 2 |  |  |  | 67.4839 | 1
| LCA | Big Creek/Ventura | 8 | Average Weekday | CAISO | 1-in-2 | 2027 | 3 |  |  |  | 66.611 | 1
| LCA | Big Creek/Ventura | 8 | Average Weekday | CAISO | 1-in-2 | 2027 | 4 |  |  |  | 65.9349 | 1
| LCA | Big Creek/Ventura | 8 | Average Weekday | CAISO | 1-in-2 | 2027 | 5 |  |  |  | 65.135 | 1
| LCA | Big Creek/Ventura | 8 | Average Weekday | CAISO | 1-in-2 | 2027 | 6 |  |  |  | 64.4324 | 1
| LCA | Big Creek/Ventura | 8 | Average Weekday | CAISO | 1-in-2 | 2027 | 7 |  |  |  | 63.728 | 1
| LCA | Big Creek/Ventura | 8 | Average Weekday | CAISO | 1-in-2 | 2027 | 8 |  |  |  | 63.4395 | 1
| LCA | Big Creek/Ventura | 8 | Average Weekday | CAISO | 1-in-2 | 2027 | 9 |  |  |  | 65.4503 | 1
| LCA | Big Creek/Ventura | 8 | Average Weekday | CAISO | 1-in-2 | 2027 | 10 |  |  |  | 69.565 | 1
| LCA | Big Creek/Ventura | 8 | Average Weekday | CAISO | 1-in-2 | 2027 | 11 |  |  |  | 74.1577 | 1
| LCA | Big Creek/Ventura | 8 | Average Weekday | CAISO | 1-in-2 | 2027 | 12 |  |  |  | 78.4984 | 1
| LCA | Big Creek/Ventura | 8 | Average Weekday | CAISO | 1-in-2 | 2027 | 13 |  |  |  | 82.0149 | 1
| LCA | Big Creek/Ventura | 8 | Average Weekday | CAISO | 1-in-2 | 2027 | 14 |  |  |  | 84.482 | 1
| LCA | Big Creek/Ventura | 8 | Average Weekday | CAISO | 1-in-2 | 2027 | 15 |  |  |  | 86.0614 | 1
| LCA | Big Creek/Ventura | 8 | Average Weekday | CAISO | 1-in-2 | 2027 | 16 |  |  |  | 86.7089 | 1
| LCA | Big Creek/Ventura | 8 | Average Weekday | CAISO | 1-in-2 | 2027 | 17 |  |  |  | 86.5178 | 1
| LCA | Big Creek/Ventura | 8 | Average Weekday | CAISO | 1-in-2 | 2027 | 18 |  |  |  | 85.4085 | 1
| LCA | Big Creek/Ventura | 8 | Average Weekday | CAISO | 1-in-2 | 2027 | 19 |  |  |  | 83.4928 | 1
| LCA | Big Creek/Ventura | 8 | Average Weekday | CAISO | 1-in-2 | 2027 | 20 |  |  |  | 80.6841 | 1
| LCA | Big Creek/Ventura | 8 | Average Weekday | CAISO | 1-in-2 | 2027 | 21 |  |  |  | 77.0404 | 1
| LCA | Big Creek/Ventura | 8 | Average Weekday | CAISO | 1-in-2 | 2027 | 22 |  |  |  | 73.9348 | 1
| LCA | Big Creek/Ventura | 8 | Average Weekday | CAISO | 1-in-2 | 2027 | 23 |  |  |  | 71.6836 | 1
| LCA | Big Creek/Ventura | 8 | Average Weekday | CAISO | 1-in-2 | 2027 | 24 |  |  |  | 69.9212 | 1
| LCA | Big Creek/Ventura | 8 | Monthly System Peak Day | CAISO | 1-in-2 | 2027 | 1 |  |  |  | 77.0952 | 1
| LCA | Big Creek/Ventura | 8 | Monthly System Peak Day | CAISO | 1-in-2 | 2027 | 2 |  |  |  | 75.539 | 1
| LCA | Big Creek/Ventura | 8 | Monthly System Peak Day | CAISO | 1-in-2 | 2027 | 3 |  |  |  | 74.3243 | 1
| LCA | Big Creek/Ventura | 8 | Monthly System Peak Day | CAISO | 1-in-2 | 2027 | 4 |  |  |  | 73.5224 | 1
| LCA | Big Creek/Ventura | 8 | Monthly System Peak Day | CAISO | 1-in-2 | 2027 | 5 |  |  |  | 72.6252 | 1
| LCA | Big Creek/Ventura | 8 | Monthly System Peak Day | CAISO | 1-in-2 | 2027 | 6 |  |  |  | 71.8267 | 1
| LCA | Big Creek/Ventura | 8 | Monthly System Peak Day | CAISO | 1-in-2 | 2027 | 7 |  |  |  | 71.4014 | 1
| LCA | Big Creek/Ventura | 8 | Monthly System Peak Day | CAISO | 1-in-2 | 2027 | 8 |  |  |  | 70.9281 | 1
| LCA | Big Creek/Ventura | 8 | Monthly System Peak Day | CAISO | 1-in-2 | 2027 | 9 |  |  |  | 73.0971 | 1
| LCA | Big Creek/Ventura | 8 | Monthly System Peak Day | CAISO | 1-in-2 | 2027 | 10 |  |  |  | 77.6276 | 1
| LCA | Big Creek/Ventura | 8 | Monthly System Peak Day | CAISO | 1-in-2 | 2027 | 11 |  |  |  | 82.439 | 1
| LCA | Big Creek/Ventura | 8 | Monthly System Peak Day | CAISO | 1-in-2 | 2027 | 12 |  |  |  | 86.8714 | 1
| LCA | Big Creek/Ventura | 8 | Monthly System Peak Day | CAISO | 1-in-2 | 2027 | 13 |  |  |  | 90.5476 | 1
| LCA | Big Creek/Ventura | 8 | Monthly System Peak Day | CAISO | 1-in-2 | 2027 | 14 |  |  |  | 93.1333 | 1
| LCA | Big Creek/Ventura | 8 | Monthly System Peak Day | CAISO | 1-in-2 | 2027 | 15 |  |  |  | 94.5524 | 1
| LCA | Big Creek/Ventura | 8 | Monthly System Peak Day | CAISO | 1-in-2 | 2027 | 16 |  |  |  | 94.5333 | 1
| LCA | Big Creek/Ventura | 8 | Monthly System Peak Day | CAISO | 1-in-2 | 2027 | 17 |  |  |  | 94.0333 | 1
| LCA | Big Creek/Ventura | 8 | Monthly System Peak Day | CAISO | 1-in-2 | 2027 | 18 |  |  |  | 92.2952 | 1
| LCA | Big Creek/Ventura | 8 | Monthly System Peak Day | CAISO | 1-in-2 | 2027 | 19 |  |  |  | 90.1738 | 1
| LCA | Big Creek/Ventura | 8 | Monthly System Peak Day | CAISO | 1-in-2 | 2027 | 20 |  |  |  | 87.3733 | 1
| LCA | Big Creek/Ventura | 8 | Monthly System Peak Day | CAISO | 1-in-2 | 2027 | 21 |  |  |  | 84.2957 | 1
| LCA | Big Creek/Ventura | 8 | Monthly System Peak Day | CAISO | 1-in-2 | 2027 | 22 |  |  |  | 81.5457 | 1
| LCA | Big Creek/Ventura | 8 | Monthly System Peak Day | CAISO | 1-in-2 | 2027 | 23 |  |  |  | 79.5443 | 1
| LCA | Big Creek/Ventura | 8 | Monthly System Peak Day | CAISO | 1-in-2 | 2027 | 24 |  |  |  | 78.471 | 1
| LCA | Big Creek/Ventura | 8 | Typical Event Day | CAISO | 1-in-2 | 2027 | 1 |  |  |  | 73.9215 | 1
| LCA | Big Creek/Ventura | 8 | Typical Event Day | CAISO | 1-in-2 | 2027 | 2 |  |  |  | 72.5096 | 1
| LCA | Big Creek/Ventura | 8 | Typical Event Day | CAISO | 1-in-2 | 2027 | 3 |  |  |  | 71.2665 | 1
| LCA | Big Creek/Ventura | 8 | Typical Event Day | CAISO | 1-in-2 | 2027 | 4 |  |  |  | 70.1356 | 1
| LCA | Big Creek/Ventura | 8 | Typical Event Day | CAISO | 1-in-2 | 2027 | 5 |  |  |  | 69.2294 | 1
| LCA | Big Creek/Ventura | 8 | Typical Event Day | CAISO | 1-in-2 | 2027 | 6 |  |  |  | 68.2529 | 1
| LCA | Big Creek/Ventura | 8 | Typical Event Day | CAISO | 1-in-2 | 2027 | 7 |  |  |  | 67.792 | 1
| LCA | Big Creek/Ventura | 8 | Typical Event Day | CAISO | 1-in-2 | 2027 | 8 |  |  |  | 67.9421 | 1
| LCA | Big Creek/Ventura | 8 | Typical Event Day | CAISO | 1-in-2 | 2027 | 9 |  |  |  | 70.558 | 1
| LCA | Big Creek/Ventura | 8 | Typical Event Day | CAISO | 1-in-2 | 2027 | 10 |  |  |  | 75.1691 | 1
| LCA | Big Creek/Ventura | 8 | Typical Event Day | CAISO | 1-in-2 | 2027 | 11 |  |  |  | 80.3557 | 1
| LCA | Big Creek/Ventura | 8 | Typical Event Day | CAISO | 1-in-2 | 2027 | 12 |  |  |  | 84.7936 | 1
| LCA | Big Creek/Ventura | 8 | Typical Event Day | CAISO | 1-in-2 | 2027 | 13 |  |  |  | 88.3613 | 1
| LCA | Big Creek/Ventura | 8 | Typical Event Day | CAISO | 1-in-2 | 2027 | 14 |  |  |  | 90.9371 | 1
| LCA | Big Creek/Ventura | 8 | Typical Event Day | CAISO | 1-in-2 | 2027 | 15 |  |  |  | 92.5867 | 1
| LCA | Big Creek/Ventura | 8 | Typical Event Day | CAISO | 1-in-2 | 2027 | 16 |  |  |  | 93.1637 | 1
| LCA | Big Creek/Ventura | 8 | Typical Event Day | CAISO | 1-in-2 | 2027 | 17 |  |  |  | 92.9471 | 1
| LCA | Big Creek/Ventura | 8 | Typical Event Day | CAISO | 1-in-2 | 2027 | 18 |  |  |  | 91.6727 | 1
| LCA | Big Creek/Ventura | 8 | Typical Event Day | CAISO | 1-in-2 | 2027 | 19 |  |  |  | 89.8818 | 1
| LCA | Big Creek/Ventura | 8 | Typical Event Day | CAISO | 1-in-2 | 2027 | 20 |  |  |  | 87.0236 | 1
| LCA | Big Creek/Ventura | 8 | Typical Event Day | CAISO | 1-in-2 | 2027 | 21 |  |  |  | 83.2368 | 1
| LCA | Big Creek/Ventura | 8 | Typical Event Day | CAISO | 1-in-2 | 2027 | 22 |  |  |  | 80.2702 | 1
| LCA | Big Creek/Ventura | 8 | Typical Event Day | CAISO | 1-in-2 | 2027 | 23 |  |  |  | 78.1057 | 1
| LCA | Big Creek/Ventura | 8 | Typical Event Day | CAISO | 1-in-2 | 2027 | 24 |  |  |  | 76.5317 | 1
| LCA | Big Creek/Ventura | 9 | Average Weekday | CAISO | 1-in-2 | 2027 | 1 |  |  |  | 66.7839 | 1
| LCA | Big Creek/Ventura | 9 | Average Weekday | CAISO | 1-in-2 | 2027 | 2 |  |  |  | 65.6913 | 1
| LCA | Big Creek/Ventura | 9 | Average Weekday | CAISO | 1-in-2 | 2027 | 3 |  |  |  | 64.8078 | 1
| LCA | Big Creek/Ventura | 9 | Average Weekday | CAISO | 1-in-2 | 2027 | 4 |  |  |  | 63.8692 | 1
| LCA | Big Creek/Ventura | 9 | Average Weekday | CAISO | 1-in-2 | 2027 | 5 |  |  |  | 62.884 | 1
| LCA | Big Creek/Ventura | 9 | Average Weekday | CAISO | 1-in-2 | 2027 | 6 |  |  |  | 62.0609 | 1
| LCA | Big Creek/Ventura | 9 | Average Weekday | CAISO | 1-in-2 | 2027 | 7 |  |  |  | 61.582 | 1
| LCA | Big Creek/Ventura | 9 | Average Weekday | CAISO | 1-in-2 | 2027 | 8 |  |  |  | 61.1774 | 1
| LCA | Big Creek/Ventura | 9 | Average Weekday | CAISO | 1-in-2 | 2027 | 9 |  |  |  | 62.4949 | 1
| LCA | Big Creek/Ventura | 9 | Average Weekday | CAISO | 1-in-2 | 2027 | 10 |  |  |  | 66.4171 | 1
| LCA | Big Creek/Ventura | 9 | Average Weekday | CAISO | 1-in-2 | 2027 | 11 |  |  |  | 71.2324 | 1
| LCA | Big Creek/Ventura | 9 | Average Weekday | CAISO | 1-in-2 | 2027 | 12 |  |  |  | 76.103 | 1
| LCA | Big Creek/Ventura | 9 | Average Weekday | CAISO | 1-in-2 | 2027 | 13 |  |  |  | 79.9384 | 1
| LCA | Big Creek/Ventura | 9 | Average Weekday | CAISO | 1-in-2 | 2027 | 14 |  |  |  | 82.4978 | 1
| LCA | Big Creek/Ventura | 9 | Average Weekday | CAISO | 1-in-2 | 2027 | 15 |  |  |  | 83.8561 | 1
| LCA | Big Creek/Ventura | 9 | Average Weekday | CAISO | 1-in-2 | 2027 | 16 |  |  |  | 84.249 | 1
| LCA | Big Creek/Ventura | 9 | Average Weekday | CAISO | 1-in-2 | 2027 | 17 |  |  |  | 84.0341 | 1
| LCA | Big Creek/Ventura | 9 | Average Weekday | CAISO | 1-in-2 | 2027 | 18 |  |  |  | 82.9106 | 1
| LCA | Big Creek/Ventura | 9 | Average Weekday | CAISO | 1-in-2 | 2027 | 19 |  |  |  | 80.86 | 1
| LCA | Big Creek/Ventura | 9 | Average Weekday | CAISO | 1-in-2 | 2027 | 20 |  |  |  | 77.6636 | 1
| LCA | Big Creek/Ventura | 9 | Average Weekday | CAISO | 1-in-2 | 2027 | 21 |  |  |  | 73.7963 | 1
| LCA | Big Creek/Ventura | 9 | Average Weekday | CAISO | 1-in-2 | 2027 | 22 |  |  |  | 71.3797 | 1
| LCA | Big Creek/Ventura | 9 | Average Weekday | CAISO | 1-in-2 | 2027 | 23 |  |  |  | 69.5135 | 1
| LCA | Big Creek/Ventura | 9 | Average Weekday | CAISO | 1-in-2 | 2027 | 24 |  |  |  | 67.9625 | 1
| LCA | Big Creek/Ventura | 9 | Monthly System Peak Day | CAISO | 1-in-2 | 2027 | 1 |  |  |  | 75.5371 | 1
| LCA | Big Creek/Ventura | 9 | Monthly System Peak Day | CAISO | 1-in-2 | 2027 | 2 |  |  |  | 73.7705 | 1
| LCA | Big Creek/Ventura | 9 | Monthly System Peak Day | CAISO | 1-in-2 | 2027 | 3 |  |  |  | 72.6429 | 1
| LCA | Big Creek/Ventura | 9 | Monthly System Peak Day | CAISO | 1-in-2 | 2027 | 4 |  |  |  | 71.45 | 1
| LCA | Big Creek/Ventura | 9 | Monthly System Peak Day | CAISO | 1-in-2 | 2027 | 5 |  |  |  | 70.1624 | 1
| LCA | Big Creek/Ventura | 9 | Monthly System Peak Day | CAISO | 1-in-2 | 2027 | 6 |  |  |  | 69.091 | 1
| LCA | Big Creek/Ventura | 9 | Monthly System Peak Day | CAISO | 1-in-2 | 2027 | 7 |  |  |  | 68.9014 | 1
| LCA | Big Creek/Ventura | 9 | Monthly System Peak Day | CAISO | 1-in-2 | 2027 | 8 |  |  |  | 68.6438 | 1
| LCA | Big Creek/Ventura | 9 | Monthly System Peak Day | CAISO | 1-in-2 | 2027 | 9 |  |  |  | 70.3733 | 1
| LCA | Big Creek/Ventura | 9 | Monthly System Peak Day | CAISO | 1-in-2 | 2027 | 10 |  |  |  | 75.2395 | 1
| LCA | Big Creek/Ventura | 9 | Monthly System Peak Day | CAISO | 1-in-2 | 2027 | 11 |  |  |  | 81.7 | 1
| LCA | Big Creek/Ventura | 9 | Monthly System Peak Day | CAISO | 1-in-2 | 2027 | 12 |  |  |  | 87.4286 | 1
| LCA | Big Creek/Ventura | 9 | Monthly System Peak Day | CAISO | 1-in-2 | 2027 | 13 |  |  |  | 90.9714 | 1
| LCA | Big Creek/Ventura | 9 | Monthly System Peak Day | CAISO | 1-in-2 | 2027 | 14 |  |  |  | 93.4095 | 1
| LCA | Big Creek/Ventura | 9 | Monthly System Peak Day | CAISO | 1-in-2 | 2027 | 15 |  |  |  | 94.9619 | 1
| LCA | Big Creek/Ventura | 9 | Monthly System Peak Day | CAISO | 1-in-2 | 2027 | 16 |  |  |  | 96.0143 | 1
| LCA | Big Creek/Ventura | 9 | Monthly System Peak Day | CAISO | 1-in-2 | 2027 | 17 |  |  |  | 95.9619 | 1
| LCA | Big Creek/Ventura | 9 | Monthly System Peak Day | CAISO | 1-in-2 | 2027 | 18 |  |  |  | 94.681 | 1
| LCA | Big Creek/Ventura | 9 | Monthly System Peak Day | CAISO | 1-in-2 | 2027 | 19 |  |  |  | 93.5762 | 1
| LCA | Big Creek/Ventura | 9 | Monthly System Peak Day | CAISO | 1-in-2 | 2027 | 20 |  |  |  | 91.2095 | 1
| LCA | Big Creek/Ventura | 9 | Monthly System Peak Day | CAISO | 1-in-2 | 2027 | 21 |  |  |  | 86.94 | 1
| LCA | Big Creek/Ventura | 9 | Monthly System Peak Day | CAISO | 1-in-2 | 2027 | 22 |  |  |  | 84.52 | 1
| LCA | Big Creek/Ventura | 9 | Monthly System Peak Day | CAISO | 1-in-2 | 2027 | 23 |  |  |  | 82.3171 | 1
| LCA | Big Creek/Ventura | 9 | Monthly System Peak Day | CAISO | 1-in-2 | 2027 | 24 |  |  |  | 80.3 | 1
| LCA | Big Creek/Ventura | 10 | Average Weekday | CAISO | 1-in-2 | 2027 | 1 |  |  |  | 60.8434 | 1
| LCA | Big Creek/Ventura | 10 | Average Weekday | CAISO | 1-in-2 | 2027 | 2 |  |  |  | 59.8375 | 1
| LCA | Big Creek/Ventura | 10 | Average Weekday | CAISO | 1-in-2 | 2027 | 3 |  |  |  | 59.0909 | 1
| LCA | Big Creek/Ventura | 10 | Average Weekday | CAISO | 1-in-2 | 2027 | 4 |  |  |  | 58.2942 | 1
| LCA | Big Creek/Ventura | 10 | Average Weekday | CAISO | 1-in-2 | 2027 | 5 |  |  |  | 57.419 | 1
| LCA | Big Creek/Ventura | 10 | Average Weekday | CAISO | 1-in-2 | 2027 | 6 |  |  |  | 56.6993 | 1
| LCA | Big Creek/Ventura | 10 | Average Weekday | CAISO | 1-in-2 | 2027 | 7 |  |  |  | 56.1217 | 1
| LCA | Big Creek/Ventura | 10 | Average Weekday | CAISO | 1-in-2 | 2027 | 8 |  |  |  | 55.5776 | 1
| LCA | Big Creek/Ventura | 10 | Average Weekday | CAISO | 1-in-2 | 2027 | 9 |  |  |  | 55.8193 | 1
| LCA | Big Creek/Ventura | 10 | Average Weekday | CAISO | 1-in-2 | 2027 | 10 |  |  |  | 58.9899 | 1
| LCA | Big Creek/Ventura | 10 | Average Weekday | CAISO | 1-in-2 | 2027 | 11 |  |  |  | 63.5706 | 1
| LCA | Big Creek/Ventura | 10 | Average Weekday | CAISO | 1-in-2 | 2027 | 12 |  |  |  | 67.8169 | 1
| LCA | Big Creek/Ventura | 10 | Average Weekday | CAISO | 1-in-2 | 2027 | 13 |  |  |  | 71.2654 | 1
| LCA | Big Creek/Ventura | 10 | Average Weekday | CAISO | 1-in-2 | 2027 | 14 |  |  |  | 73.6774 | 1
| LCA | Big Creek/Ventura | 10 | Average Weekday | CAISO | 1-in-2 | 2027 | 15 |  |  |  | 75.1392 | 1
| LCA | Big Creek/Ventura | 10 | Average Weekday | CAISO | 1-in-2 | 2027 | 16 |  |  |  | 75.9602 | 1
| LCA | Big Creek/Ventura | 10 | Average Weekday | CAISO | 1-in-2 | 2027 | 17 |  |  |  | 75.9954 | 1
| LCA | Big Creek/Ventura | 10 | Average Weekday | CAISO | 1-in-2 | 2027 | 18 |  |  |  | 75.0633 | 1
| LCA | Big Creek/Ventura | 10 | Average Weekday | CAISO | 1-in-2 | 2027 | 19 |  |  |  | 72.8882 | 1
| LCA | Big Creek/Ventura | 10 | Average Weekday | CAISO | 1-in-2 | 2027 | 20 |  |  |  | 69.5432 | 1
| LCA | Big Creek/Ventura | 10 | Average Weekday | CAISO | 1-in-2 | 2027 | 21 |  |  |  | 66.7562 | 1
| LCA | Big Creek/Ventura | 10 | Average Weekday | CAISO | 1-in-2 | 2027 | 22 |  |  |  | 64.6155 | 1
| LCA | Big Creek/Ventura | 10 | Average Weekday | CAISO | 1-in-2 | 2027 | 23 |  |  |  | 63.02 | 1
| LCA | Big Creek/Ventura | 10 | Average Weekday | CAISO | 1-in-2 | 2027 | 24 |  |  |  | 61.6595 | 1
| LCA | Big Creek/Ventura | 10 | Monthly System Peak Day | CAISO | 1-in-2 | 2027 | 1 |  |  |  | 70.3724 | 1
| LCA | Big Creek/Ventura | 10 | Monthly System Peak Day | CAISO | 1-in-2 | 2027 | 2 |  |  |  | 68.7752 | 1
| LCA | Big Creek/Ventura | 10 | Monthly System Peak Day | CAISO | 1-in-2 | 2027 | 3 |  |  |  | 68.1667 | 1
| LCA | Big Creek/Ventura | 10 | Monthly System Peak Day | CAISO | 1-in-2 | 2027 | 4 |  |  |  | 67.3714 | 1
| LCA | Big Creek/Ventura | 10 | Monthly System Peak Day | CAISO | 1-in-2 | 2027 | 5 |  |  |  | 66.2724 | 1
| LCA | Big Creek/Ventura | 10 | Monthly System Peak Day | CAISO | 1-in-2 | 2027 | 6 |  |  |  | 65.4181 | 1
| LCA | Big Creek/Ventura | 10 | Monthly System Peak Day | CAISO | 1-in-2 | 2027 | 7 |  |  |  | 64.5505 | 1
| LCA | Big Creek/Ventura | 10 | Monthly System Peak Day | CAISO | 1-in-2 | 2027 | 8 |  |  |  | 63.6129 | 1
| LCA | Big Creek/Ventura | 10 | Monthly System Peak Day | CAISO | 1-in-2 | 2027 | 9 |  |  |  | 64.209 | 1
| LCA | Big Creek/Ventura | 10 | Monthly System Peak Day | CAISO | 1-in-2 | 2027 | 10 |  |  |  | 68.4124 | 1
| LCA | Big Creek/Ventura | 10 | Monthly System Peak Day | CAISO | 1-in-2 | 2027 | 11 |  |  |  | 74.0362 | 1
| LCA | Big Creek/Ventura | 10 | Monthly System Peak Day | CAISO | 1-in-2 | 2027 | 12 |  |  |  | 78.4271 | 1
| LCA | Big Creek/Ventura | 10 | Monthly System Peak Day | CAISO | 1-in-2 | 2027 | 13 |  |  |  | 82.5467 | 1
| LCA | Big Creek/Ventura | 10 | Monthly System Peak Day | CAISO | 1-in-2 | 2027 | 14 |  |  |  | 85.2333 | 1
| LCA | Big Creek/Ventura | 10 | Monthly System Peak Day | CAISO | 1-in-2 | 2027 | 15 |  |  |  | 86.8381 | 1
| LCA | Big Creek/Ventura | 10 | Monthly System Peak Day | CAISO | 1-in-2 | 2027 | 16 |  |  |  | 88.1286 | 1
| LCA | Big Creek/Ventura | 10 | Monthly System Peak Day | CAISO | 1-in-2 | 2027 | 17 |  |  |  | 89.1 | 1
| LCA | Big Creek/Ventura | 10 | Monthly System Peak Day | CAISO | 1-in-2 | 2027 | 18 |  |  |  | 87.2762 | 1
| LCA | Big Creek/Ventura | 10 | Monthly System Peak Day | CAISO | 1-in-2 | 2027 | 19 |  |  |  | 83.4557 | 1
| LCA | Big Creek/Ventura | 10 | Monthly System Peak Day | CAISO | 1-in-2 | 2027 | 20 |  |  |  | 80.0338 | 1
| LCA | Big Creek/Ventura | 10 | Monthly System Peak Day | CAISO | 1-in-2 | 2027 | 21 |  |  |  | 77.1457 | 1
| LCA | Big Creek/Ventura | 10 | Monthly System Peak Day | CAISO | 1-in-2 | 2027 | 22 |  |  |  | 74.2176 | 1
| LCA | Big Creek/Ventura | 10 | Monthly System Peak Day | CAISO | 1-in-2 | 2027 | 23 |  |  |  | 72.6505 | 1
| LCA | Big Creek/Ventura | 10 | Monthly System Peak Day | CAISO | 1-in-2 | 2027 | 24 |  |  |  | 71.1971 | 1
| LCA | Big Creek/Ventura | 11 | Average Weekday | CAISO | 1-in-2 | 2027 | 1 |  |  |  | 52.54 | 1
| LCA | Big Creek/Ventura | 11 | Average Weekday | CAISO | 1-in-2 | 2027 | 2 |  |  |  | 51.7426 | 1
| LCA | Big Creek/Ventura | 11 | Average Weekday | CAISO | 1-in-2 | 2027 | 3 |  |  |  | 50.9718 | 1
| LCA | Big Creek/Ventura | 11 | Average Weekday | CAISO | 1-in-2 | 2027 | 4 |  |  |  | 50.2139 | 1
| LCA | Big Creek/Ventura | 11 | Average Weekday | CAISO | 1-in-2 | 2027 | 5 |  |  |  | 49.4629 | 1
| LCA | Big Creek/Ventura | 11 | Average Weekday | CAISO | 1-in-2 | 2027 | 6 |  |  |  | 49.0189 | 1
| LCA | Big Creek/Ventura | 11 | Average Weekday | CAISO | 1-in-2 | 2027 | 7 |  |  |  | 48.64 | 1
| LCA | Big Creek/Ventura | 11 | Average Weekday | CAISO | 1-in-2 | 2027 | 8 |  |  |  | 48.4897 | 1
| LCA | Big Creek/Ventura | 11 | Average Weekday | CAISO | 1-in-2 | 2027 | 9 |  |  |  | 49.884 | 1
| LCA | Big Creek/Ventura | 11 | Average Weekday | CAISO | 1-in-2 | 2027 | 10 |  |  |  | 53.8958 | 1
| LCA | Big Creek/Ventura | 11 | Average Weekday | CAISO | 1-in-2 | 2027 | 11 |  |  |  | 58.4709 | 1
| LCA | Big Creek/Ventura | 11 | Average Weekday | CAISO | 1-in-2 | 2027 | 12 |  |  |  | 62.3887 | 1
| LCA | Big Creek/Ventura | 11 | Average Weekday | CAISO | 1-in-2 | 2027 | 13 |  |  |  | 65.0413 | 1
| LCA | Big Creek/Ventura | 11 | Average Weekday | CAISO | 1-in-2 | 2027 | 14 |  |  |  | 66.6828 | 1
| LCA | Big Creek/Ventura | 11 | Average Weekday | CAISO | 1-in-2 | 2027 | 15 |  |  |  | 67.4684 | 1
| LCA | Big Creek/Ventura | 11 | Average Weekday | CAISO | 1-in-2 | 2027 | 16 |  |  |  | 67.519 | 1
| LCA | Big Creek/Ventura | 11 | Average Weekday | CAISO | 1-in-2 | 2027 | 17 |  |  |  | 66.6226 | 1
| LCA | Big Creek/Ventura | 11 | Average Weekday | CAISO | 1-in-2 | 2027 | 18 |  |  |  | 64.464 | 1
| LCA | Big Creek/Ventura | 11 | Average Weekday | CAISO | 1-in-2 | 2027 | 19 |  |  |  | 61.6494 | 1
| LCA | Big Creek/Ventura | 11 | Average Weekday | CAISO | 1-in-2 | 2027 | 20 |  |  |  | 59.1954 | 1
| LCA | Big Creek/Ventura | 11 | Average Weekday | CAISO | 1-in-2 | 2027 | 21 |  |  |  | 57.3101 | 1
| LCA | Big Creek/Ventura | 11 | Average Weekday | CAISO | 1-in-2 | 2027 | 22 |  |  |  | 55.7642 | 1
| LCA | Big Creek/Ventura | 11 | Average Weekday | CAISO | 1-in-2 | 2027 | 23 |  |  |  | 54.6103 | 1
| LCA | Big Creek/Ventura | 11 | Average Weekday | CAISO | 1-in-2 | 2027 | 24 |  |  |  | 53.5172 | 1
| LCA | Big Creek/Ventura | 11 | Monthly System Peak Day | CAISO | 1-in-2 | 2027 | 1 |  |  |  | 53.4857 | 1
| LCA | Big Creek/Ventura | 11 | Monthly System Peak Day | CAISO | 1-in-2 | 2027 | 2 |  |  |  | 51.9952 | 1
| LCA | Big Creek/Ventura | 11 | Monthly System Peak Day | CAISO | 1-in-2 | 2027 | 3 |  |  |  | 50.841 | 1
| LCA | Big Creek/Ventura | 11 | Monthly System Peak Day | CAISO | 1-in-2 | 2027 | 4 |  |  |  | 50.059 | 1
| LCA | Big Creek/Ventura | 11 | Monthly System Peak Day | CAISO | 1-in-2 | 2027 | 5 |  |  |  | 48.911 | 1
| LCA | Big Creek/Ventura | 11 | Monthly System Peak Day | CAISO | 1-in-2 | 2027 | 6 |  |  |  | 47.6843 | 1
| LCA | Big Creek/Ventura | 11 | Monthly System Peak Day | CAISO | 1-in-2 | 2027 | 7 |  |  |  | 46.791 | 1
| LCA | Big Creek/Ventura | 11 | Monthly System Peak Day | CAISO | 1-in-2 | 2027 | 8 |  |  |  | 46.7433 | 1
| LCA | Big Creek/Ventura | 11 | Monthly System Peak Day | CAISO | 1-in-2 | 2027 | 9 |  |  |  | 48.7419 | 1
| LCA | Big Creek/Ventura | 11 | Monthly System Peak Day | CAISO | 1-in-2 | 2027 | 10 |  |  |  | 55.1086 | 1
| LCA | Big Creek/Ventura | 11 | Monthly System Peak Day | CAISO | 1-in-2 | 2027 | 11 |  |  |  | 62.0286 | 1
| LCA | Big Creek/Ventura | 11 | Monthly System Peak Day | CAISO | 1-in-2 | 2027 | 12 |  |  |  | 68.22 | 1
| LCA | Big Creek/Ventura | 11 | Monthly System Peak Day | CAISO | 1-in-2 | 2027 | 13 |  |  |  | 70.8557 | 1
| LCA | Big Creek/Ventura | 11 | Monthly System Peak Day | CAISO | 1-in-2 | 2027 | 14 |  |  |  | 72.4329 | 1
| LCA | Big Creek/Ventura | 11 | Monthly System Peak Day | CAISO | 1-in-2 | 2027 | 15 |  |  |  | 73.1214 | 1
| LCA | Big Creek/Ventura | 11 | Monthly System Peak Day | CAISO | 1-in-2 | 2027 | 16 |  |  |  | 73.8448 | 1
| LCA | Big Creek/Ventura | 11 | Monthly System Peak Day | CAISO | 1-in-2 | 2027 | 17 |  |  |  | 73.469 | 1
| LCA | Big Creek/Ventura | 11 | Monthly System Peak Day | CAISO | 1-in-2 | 2027 | 18 |  |  |  | 71.5667 | 1
| LCA | Big Creek/Ventura | 11 | Monthly System Peak Day | CAISO | 1-in-2 | 2027 | 19 |  |  |  | 67.6243 | 1
| LCA | Big Creek/Ventura | 11 | Monthly System Peak Day | CAISO | 1-in-2 | 2027 | 20 |  |  |  | 64.119 | 1
| LCA | Big Creek/Ventura | 11 | Monthly System Peak Day | CAISO | 1-in-2 | 2027 | 21 |  |  |  | 62.0671 | 1
| LCA | Big Creek/Ventura | 11 | Monthly System Peak Day | CAISO | 1-in-2 | 2027 | 22 |  |  |  | 59.4895 | 1
| LCA | Big Creek/Ventura | 11 | Monthly System Peak Day | CAISO | 1-in-2 | 2027 | 23 |  |  |  | 57.2257 | 1
| LCA | Big Creek/Ventura | 11 | Monthly System Peak Day | CAISO | 1-in-2 | 2027 | 24 |  |  |  | 54.9795 | 1
| LCA | Big Creek/Ventura | 12 | Average Weekday | CAISO | 1-in-2 | 2027 | 1 |  |  |  | 46.0924 | 1
| LCA | Big Creek/Ventura | 12 | Average Weekday | CAISO | 1-in-2 | 2027 | 2 |  |  |  | 45.3942 | 1
| LCA | Big Creek/Ventura | 12 | Average Weekday | CAISO | 1-in-2 | 2027 | 3 |  |  |  | 44.7195 | 1
| LCA | Big Creek/Ventura | 12 | Average Weekday | CAISO | 1-in-2 | 2027 | 4 |  |  |  | 44.2277 | 1
| LCA | Big Creek/Ventura | 12 | Average Weekday | CAISO | 1-in-2 | 2027 | 5 |  |  |  | 43.7586 | 1
| LCA | Big Creek/Ventura | 12 | Average Weekday | CAISO | 1-in-2 | 2027 | 6 |  |  |  | 43.3073 | 1
| LCA | Big Creek/Ventura | 12 | Average Weekday | CAISO | 1-in-2 | 2027 | 7 |  |  |  | 42.9805 | 1
| LCA | Big Creek/Ventura | 12 | Average Weekday | CAISO | 1-in-2 | 2027 | 8 |  |  |  | 42.8979 | 1
| LCA | Big Creek/Ventura | 12 | Average Weekday | CAISO | 1-in-2 | 2027 | 9 |  |  |  | 43.4107 | 1
| LCA | Big Creek/Ventura | 12 | Average Weekday | CAISO | 1-in-2 | 2027 | 10 |  |  |  | 46.7226 | 1
| LCA | Big Creek/Ventura | 12 | Average Weekday | CAISO | 1-in-2 | 2027 | 11 |  |  |  | 50.9977 | 1
| LCA | Big Creek/Ventura | 12 | Average Weekday | CAISO | 1-in-2 | 2027 | 12 |  |  |  | 54.4397 | 1
| LCA | Big Creek/Ventura | 12 | Average Weekday | CAISO | 1-in-2 | 2027 | 13 |  |  |  | 56.8555 | 1
| LCA | Big Creek/Ventura | 12 | Average Weekday | CAISO | 1-in-2 | 2027 | 14 |  |  |  | 58.3193 | 1
| LCA | Big Creek/Ventura | 12 | Average Weekday | CAISO | 1-in-2 | 2027 | 15 |  |  |  | 59.1014 | 1
| LCA | Big Creek/Ventura | 12 | Average Weekday | CAISO | 1-in-2 | 2027 | 16 |  |  |  | 59.3361 | 1
| LCA | Big Creek/Ventura | 12 | Average Weekday | CAISO | 1-in-2 | 2027 | 17 |  |  |  | 58.5952 | 1
| LCA | Big Creek/Ventura | 12 | Average Weekday | CAISO | 1-in-2 | 2027 | 18 |  |  |  | 56.5829 | 1
| LCA | Big Creek/Ventura | 12 | Average Weekday | CAISO | 1-in-2 | 2027 | 19 |  |  |  | 53.8158 | 1
| LCA | Big Creek/Ventura | 12 | Average Weekday | CAISO | 1-in-2 | 2027 | 20 |  |  |  | 51.6305 | 1
| LCA | Big Creek/Ventura | 12 | Average Weekday | CAISO | 1-in-2 | 2027 | 21 |  |  |  | 49.8392 | 1
| LCA | Big Creek/Ventura | 12 | Average Weekday | CAISO | 1-in-2 | 2027 | 22 |  |  |  | 48.5545 | 1
| LCA | Big Creek/Ventura | 12 | Average Weekday | CAISO | 1-in-2 | 2027 | 23 |  |  |  | 47.6048 | 1
| LCA | Big Creek/Ventura | 12 | Average Weekday | CAISO | 1-in-2 | 2027 | 24 |  |  |  | 46.6553 | 1
| LCA | Big Creek/Ventura | 12 | Monthly System Peak Day | CAISO | 1-in-2 | 2027 | 1 |  |  |  | 50.3681 | 1
| LCA | Big Creek/Ventura | 12 | Monthly System Peak Day | CAISO | 1-in-2 | 2027 | 2 |  |  |  | 49.1633 | 1
| LCA | Big Creek/Ventura | 12 | Monthly System Peak Day | CAISO | 1-in-2 | 2027 | 3 |  |  |  | 48.2429 | 1
| LCA | Big Creek/Ventura | 12 | Monthly System Peak Day | CAISO | 1-in-2 | 2027 | 4 |  |  |  | 47.6795 | 1
| LCA | Big Creek/Ventura | 12 | Monthly System Peak Day | CAISO | 1-in-2 | 2027 | 5 |  |  |  | 46.3633 | 1
| LCA | Big Creek/Ventura | 12 | Monthly System Peak Day | CAISO | 1-in-2 | 2027 | 6 |  |  |  | 45.8533 | 1
| LCA | Big Creek/Ventura | 12 | Monthly System Peak Day | CAISO | 1-in-2 | 2027 | 7 |  |  |  | 45.8514 | 1
| LCA | Big Creek/Ventura | 12 | Monthly System Peak Day | CAISO | 1-in-2 | 2027 | 8 |  |  |  | 45.5362 | 1
| LCA | Big Creek/Ventura | 12 | Monthly System Peak Day | CAISO | 1-in-2 | 2027 | 9 |  |  |  | 45.6833 | 1
| LCA | Big Creek/Ventura | 12 | Monthly System Peak Day | CAISO | 1-in-2 | 2027 | 10 |  |  |  | 48.7557 | 1
| LCA | Big Creek/Ventura | 12 | Monthly System Peak Day | CAISO | 1-in-2 | 2027 | 11 |  |  |  | 52.7467 | 1
| LCA | Big Creek/Ventura | 12 | Monthly System Peak Day | CAISO | 1-in-2 | 2027 | 12 |  |  |  | 56.7933 | 1
| LCA | Big Creek/Ventura | 12 | Monthly System Peak Day | CAISO | 1-in-2 | 2027 | 13 |  |  |  | 58.911 | 1
| LCA | Big Creek/Ventura | 12 | Monthly System Peak Day | CAISO | 1-in-2 | 2027 | 14 |  |  |  | 60.2629 | 1
| LCA | Big Creek/Ventura | 12 | Monthly System Peak Day | CAISO | 1-in-2 | 2027 | 15 |  |  |  | 60.9014 | 1
| LCA | Big Creek/Ventura | 12 | Monthly System Peak Day | CAISO | 1-in-2 | 2027 | 16 |  |  |  | 60.9843 | 1
| LCA | Big Creek/Ventura | 12 | Monthly System Peak Day | CAISO | 1-in-2 | 2027 | 17 |  |  |  | 59.5871 | 1
| LCA | Big Creek/Ventura | 12 | Monthly System Peak Day | CAISO | 1-in-2 | 2027 | 18 |  |  |  | 57.5076 | 1
| LCA | Big Creek/Ventura | 12 | Monthly System Peak Day | CAISO | 1-in-2 | 2027 | 19 |  |  |  | 54.5738 | 1
| LCA | Big Creek/Ventura | 12 | Monthly System Peak Day | CAISO | 1-in-2 | 2027 | 20 |  |  |  | 52.4662 | 1
| LCA | Big Creek/Ventura | 12 | Monthly System Peak Day | CAISO | 1-in-2 | 2027 | 21 |  |  |  | 51.0933 | 1
| LCA | Big Creek/Ventura | 12 | Monthly System Peak Day | CAISO | 1-in-2 | 2027 | 22 |  |  |  | 49.809 | 1
| LCA | Big Creek/Ventura | 12 | Monthly System Peak Day | CAISO | 1-in-2 | 2027 | 23 |  |  |  | 48.7514 | 1
| LCA | Big Creek/Ventura | 12 | Monthly System Peak Day | CAISO | 1-in-2 | 2027 | 24 |  |  |  | 47.1638 | 1
| LCA | Big Creek/Ventura | 1 | Average Weekday | CAISO | 1-in-2 | 2028 | 1 |  |  |  | 49.5342 | 1
| LCA | Big Creek/Ventura | 1 | Average Weekday | CAISO | 1-in-2 | 2028 | 2 |  |  |  | 48.6937 | 1
| LCA | Big Creek/Ventura | 1 | Average Weekday | CAISO | 1-in-2 | 2028 | 3 |  |  |  | 47.9033 | 1
| LCA | Big Creek/Ventura | 1 | Average Weekday | CAISO | 1-in-2 | 2028 | 4 |  |  |  | 47.1847 | 1
| LCA | Big Creek/Ventura | 1 | Average Weekday | CAISO | 1-in-2 | 2028 | 5 |  |  |  | 46.5416 | 1
| LCA | Big Creek/Ventura | 1 | Average Weekday | CAISO | 1-in-2 | 2028 | 6 |  |  |  | 45.9787 | 1
| LCA | Big Creek/Ventura | 1 | Average Weekday | CAISO | 1-in-2 | 2028 | 7 |  |  |  | 45.5331 | 1
| LCA | Big Creek/Ventura | 1 | Average Weekday | CAISO | 1-in-2 | 2028 | 8 |  |  |  | 45.3951 | 1
| LCA | Big Creek/Ventura | 1 | Average Weekday | CAISO | 1-in-2 | 2028 | 9 |  |  |  | 45.8961 | 1
| LCA | Big Creek/Ventura | 1 | Average Weekday | CAISO | 1-in-2 | 2028 | 10 |  |  |  | 49.4574 | 1
| LCA | Big Creek/Ventura | 1 | Average Weekday | CAISO | 1-in-2 | 2028 | 11 |  |  |  | 53.9957 | 1
| LCA | Big Creek/Ventura | 1 | Average Weekday | CAISO | 1-in-2 | 2028 | 12 |  |  |  | 57.9636 | 1
| LCA | Big Creek/Ventura | 1 | Average Weekday | CAISO | 1-in-2 | 2028 | 13 |  |  |  | 60.7648 | 1
| LCA | Big Creek/Ventura | 1 | Average Weekday | CAISO | 1-in-2 | 2028 | 14 |  |  |  | 62.6181 | 1
| LCA | Big Creek/Ventura | 1 | Average Weekday | CAISO | 1-in-2 | 2028 | 15 |  |  |  | 63.8047 | 1
| LCA | Big Creek/Ventura | 1 | Average Weekday | CAISO | 1-in-2 | 2028 | 16 |  |  |  | 64.2705 | 1
| LCA | Big Creek/Ventura | 1 | Average Weekday | CAISO | 1-in-2 | 2028 | 17 |  |  |  | 63.7646 | 1
| LCA | Big Creek/Ventura | 1 | Average Weekday | CAISO | 1-in-2 | 2028 | 18 |  |  |  | 62.0633 | 1
| LCA | Big Creek/Ventura | 1 | Average Weekday | CAISO | 1-in-2 | 2028 | 19 |  |  |  | 59.2455 | 1
| LCA | Big Creek/Ventura | 1 | Average Weekday | CAISO | 1-in-2 | 2028 | 20 |  |  |  | 56.8437 | 1
| LCA | Big Creek/Ventura | 1 | Average Weekday | CAISO | 1-in-2 | 2028 | 21 |  |  |  | 54.9221 | 1
| LCA | Big Creek/Ventura | 1 | Average Weekday | CAISO | 1-in-2 | 2028 | 22 |  |  |  | 53.2415 | 1
| LCA | Big Creek/Ventura | 1 | Average Weekday | CAISO | 1-in-2 | 2028 | 23 |  |  |  | 51.9811 | 1
| LCA | Big Creek/Ventura | 1 | Average Weekday | CAISO | 1-in-2 | 2028 | 24 |  |  |  | 51.0226 | 1
| LCA | Big Creek/Ventura | 1 | Monthly System Peak Day | CAISO | 1-in-2 | 2028 | 1 |  |  |  | 43.8848 | 1
| LCA | Big Creek/Ventura | 1 | Monthly System Peak Day | CAISO | 1-in-2 | 2028 | 2 |  |  |  | 42.5776 | 1
| LCA | Big Creek/Ventura | 1 | Monthly System Peak Day | CAISO | 1-in-2 | 2028 | 3 |  |  |  | 41.0357 | 1
| LCA | Big Creek/Ventura | 1 | Monthly System Peak Day | CAISO | 1-in-2 | 2028 | 4 |  |  |  | 40.0933 | 1
| LCA | Big Creek/Ventura | 1 | Monthly System Peak Day | CAISO | 1-in-2 | 2028 | 5 |  |  |  | 39.5233 | 1
| LCA | Big Creek/Ventura | 1 | Monthly System Peak Day | CAISO | 1-in-2 | 2028 | 6 |  |  |  | 39.2295 | 1
| LCA | Big Creek/Ventura | 1 | Monthly System Peak Day | CAISO | 1-in-2 | 2028 | 7 |  |  |  | 39.2295 | 1
| LCA | Big Creek/Ventura | 1 | Monthly System Peak Day | CAISO | 1-in-2 | 2028 | 8 |  |  |  | 39.6986 | 1
| LCA | Big Creek/Ventura | 1 | Monthly System Peak Day | CAISO | 1-in-2 | 2028 | 9 |  |  |  | 40.0724 | 1
| LCA | Big Creek/Ventura | 1 | Monthly System Peak Day | CAISO | 1-in-2 | 2028 | 10 |  |  |  | 42.7562 | 1
| LCA | Big Creek/Ventura | 1 | Monthly System Peak Day | CAISO | 1-in-2 | 2028 | 11 |  |  |  | 47.051 | 1
| LCA | Big Creek/Ventura | 1 | Monthly System Peak Day | CAISO | 1-in-2 | 2028 | 12 |  |  |  | 50.0129 | 1
| LCA | Big Creek/Ventura | 1 | Monthly System Peak Day | CAISO | 1-in-2 | 2028 | 13 |  |  |  | 50.501 | 1
| LCA | Big Creek/Ventura | 1 | Monthly System Peak Day | CAISO | 1-in-2 | 2028 | 14 |  |  |  | 51.2752 | 1
| LCA | Big Creek/Ventura | 1 | Monthly System Peak Day | CAISO | 1-in-2 | 2028 | 15 |  |  |  | 52.09 | 1
| LCA | Big Creek/Ventura | 1 | Monthly System Peak Day | CAISO | 1-in-2 | 2028 | 16 |  |  |  | 52.4529 | 1
| LCA | Big Creek/Ventura | 1 | Monthly System Peak Day | CAISO | 1-in-2 | 2028 | 17 |  |  |  | 52.7195 | 1
| LCA | Big Creek/Ventura | 1 | Monthly System Peak Day | CAISO | 1-in-2 | 2028 | 18 |  |  |  | 51.6867 | 1
| LCA | Big Creek/Ventura | 1 | Monthly System Peak Day | CAISO | 1-in-2 | 2028 | 19 |  |  |  | 49.5862 | 1
| LCA | Big Creek/Ventura | 1 | Monthly System Peak Day | CAISO | 1-in-2 | 2028 | 20 |  |  |  | 48.3276 | 1
| LCA | Big Creek/Ventura | 1 | Monthly System Peak Day | CAISO | 1-in-2 | 2028 | 21 |  |  |  | 47.0533 | 1
| LCA | Big Creek/Ventura | 1 | Monthly System Peak Day | CAISO | 1-in-2 | 2028 | 22 |  |  |  | 46.1652 | 1
| LCA | Big Creek/Ventura | 1 | Monthly System Peak Day | CAISO | 1-in-2 | 2028 | 23 |  |  |  | 45.7748 | 1
| LCA | Big Creek/Ventura | 1 | Monthly System Peak Day | CAISO | 1-in-2 | 2028 | 24 |  |  |  | 45.521 | 1
| LCA | Big Creek/Ventura | 2 | Average Weekday | CAISO | 1-in-2 | 2028 | 1 |  |  |  | 49.7471 | 1
| LCA | Big Creek/Ventura | 2 | Average Weekday | CAISO | 1-in-2 | 2028 | 2 |  |  |  | 48.8044 | 1
| LCA | Big Creek/Ventura | 2 | Average Weekday | CAISO | 1-in-2 | 2028 | 3 |  |  |  | 47.9669 | 1
| LCA | Big Creek/Ventura | 2 | Average Weekday | CAISO | 1-in-2 | 2028 | 4 |  |  |  | 47.3214 | 1
| LCA | Big Creek/Ventura | 2 | Average Weekday | CAISO | 1-in-2 | 2028 | 5 |  |  |  | 46.693 | 1
| LCA | Big Creek/Ventura | 2 | Average Weekday | CAISO | 1-in-2 | 2028 | 6 |  |  |  | 46.2062 | 1
| LCA | Big Creek/Ventura | 2 | Average Weekday | CAISO | 1-in-2 | 2028 | 7 |  |  |  | 45.7339 | 1
| LCA | Big Creek/Ventura | 2 | Average Weekday | CAISO | 1-in-2 | 2028 | 8 |  |  |  | 45.5057 | 1
| LCA | Big Creek/Ventura | 2 | Average Weekday | CAISO | 1-in-2 | 2028 | 9 |  |  |  | 46.7937 | 1
| LCA | Big Creek/Ventura | 2 | Average Weekday | CAISO | 1-in-2 | 2028 | 10 |  |  |  | 50.8853 | 1
| LCA | Big Creek/Ventura | 2 | Average Weekday | CAISO | 1-in-2 | 2028 | 11 |  |  |  | 55.3739 | 1
| LCA | Big Creek/Ventura | 2 | Average Weekday | CAISO | 1-in-2 | 2028 | 12 |  |  |  | 58.976 | 1
| LCA | Big Creek/Ventura | 2 | Average Weekday | CAISO | 1-in-2 | 2028 | 13 |  |  |  | 61.6118 | 1
| LCA | Big Creek/Ventura | 2 | Average Weekday | CAISO | 1-in-2 | 2028 | 14 |  |  |  | 63.0469 | 1
| LCA | Big Creek/Ventura | 2 | Average Weekday | CAISO | 1-in-2 | 2028 | 15 |  |  |  | 63.8701 | 1
| LCA | Big Creek/Ventura | 2 | Average Weekday | CAISO | 1-in-2 | 2028 | 16 |  |  |  | 64.3836 | 1
| LCA | Big Creek/Ventura | 2 | Average Weekday | CAISO | 1-in-2 | 2028 | 17 |  |  |  | 64.1195 | 1
| LCA | Big Creek/Ventura | 2 | Average Weekday | CAISO | 1-in-2 | 2028 | 18 |  |  |  | 62.8705 | 1
| LCA | Big Creek/Ventura | 2 | Average Weekday | CAISO | 1-in-2 | 2028 | 19 |  |  |  | 60.231 | 1
| LCA | Big Creek/Ventura | 2 | Average Weekday | CAISO | 1-in-2 | 2028 | 20 |  |  |  | 57.4089 | 1
| LCA | Big Creek/Ventura | 2 | Average Weekday | CAISO | 1-in-2 | 2028 | 21 |  |  |  | 55.3029 | 1
| LCA | Big Creek/Ventura | 2 | Average Weekday | CAISO | 1-in-2 | 2028 | 22 |  |  |  | 53.5561 | 1
| LCA | Big Creek/Ventura | 2 | Average Weekday | CAISO | 1-in-2 | 2028 | 23 |  |  |  | 52.2346 | 1
| LCA | Big Creek/Ventura | 2 | Average Weekday | CAISO | 1-in-2 | 2028 | 24 |  |  |  | 51.0608 | 1
| LCA | Big Creek/Ventura | 2 | Monthly System Peak Day | CAISO | 1-in-2 | 2028 | 1 |  |  |  | 41.2029 | 1
| LCA | Big Creek/Ventura | 2 | Monthly System Peak Day | CAISO | 1-in-2 | 2028 | 2 |  |  |  | 40.1505 | 1
| LCA | Big Creek/Ventura | 2 | Monthly System Peak Day | CAISO | 1-in-2 | 2028 | 3 |  |  |  | 39.6238 | 1
| LCA | Big Creek/Ventura | 2 | Monthly System Peak Day | CAISO | 1-in-2 | 2028 | 4 |  |  |  | 39.0433 | 1
| LCA | Big Creek/Ventura | 2 | Monthly System Peak Day | CAISO | 1-in-2 | 2028 | 5 |  |  |  | 38.2095 | 1
| LCA | Big Creek/Ventura | 2 | Monthly System Peak Day | CAISO | 1-in-2 | 2028 | 6 |  |  |  | 37.7305 | 1
| LCA | Big Creek/Ventura | 2 | Monthly System Peak Day | CAISO | 1-in-2 | 2028 | 7 |  |  |  | 37.5457 | 1
| LCA | Big Creek/Ventura | 2 | Monthly System Peak Day | CAISO | 1-in-2 | 2028 | 8 |  |  |  | 37.4543 | 1
| LCA | Big Creek/Ventura | 2 | Monthly System Peak Day | CAISO | 1-in-2 | 2028 | 9 |  |  |  | 38.8457 | 1
| LCA | Big Creek/Ventura | 2 | Monthly System Peak Day | CAISO | 1-in-2 | 2028 | 10 |  |  |  | 41.9462 | 1
| LCA | Big Creek/Ventura | 2 | Monthly System Peak Day | CAISO | 1-in-2 | 2028 | 11 |  |  |  | 45.271 | 1
| LCA | Big Creek/Ventura | 2 | Monthly System Peak Day | CAISO | 1-in-2 | 2028 | 12 |  |  |  | 48.1629 | 1
| LCA | Big Creek/Ventura | 2 | Monthly System Peak Day | CAISO | 1-in-2 | 2028 | 13 |  |  |  | 50.8633 | 1
| LCA | Big Creek/Ventura | 2 | Monthly System Peak Day | CAISO | 1-in-2 | 2028 | 14 |  |  |  | 52.6652 | 1
| LCA | Big Creek/Ventura | 2 | Monthly System Peak Day | CAISO | 1-in-2 | 2028 | 15 |  |  |  | 53.7552 | 1
| LCA | Big Creek/Ventura | 2 | Monthly System Peak Day | CAISO | 1-in-2 | 2028 | 16 |  |  |  | 54.6462 | 1
| LCA | Big Creek/Ventura | 2 | Monthly System Peak Day | CAISO | 1-in-2 | 2028 | 17 |  |  |  | 54.8867 | 1
| LCA | Big Creek/Ventura | 2 | Monthly System Peak Day | CAISO | 1-in-2 | 2028 | 18 |  |  |  | 53.3919 | 1
| LCA | Big Creek/Ventura | 2 | Monthly System Peak Day | CAISO | 1-in-2 | 2028 | 19 |  |  |  | 50.7876 | 1
| LCA | Big Creek/Ventura | 2 | Monthly System Peak Day | CAISO | 1-in-2 | 2028 | 20 |  |  |  | 48.3681 | 1
| LCA | Big Creek/Ventura | 2 | Monthly System Peak Day | CAISO | 1-in-2 | 2028 | 21 |  |  |  | 46.3952 | 1
| LCA | Big Creek/Ventura | 2 | Monthly System Peak Day | CAISO | 1-in-2 | 2028 | 22 |  |  |  | 44.9329 | 1
| LCA | Big Creek/Ventura | 2 | Monthly System Peak Day | CAISO | 1-in-2 | 2028 | 23 |  |  |  | 43.6771 | 1
| LCA | Big Creek/Ventura | 2 | Monthly System Peak Day | CAISO | 1-in-2 | 2028 | 24 |  |  |  | 42.6943 | 1
| LCA | Big Creek/Ventura | 3 | Average Weekday | CAISO | 1-in-2 | 2028 | 1 |  |  |  | 52.8595 | 1
| LCA | Big Creek/Ventura | 3 | Average Weekday | CAISO | 1-in-2 | 2028 | 2 |  |  |  | 51.8237 | 1
| LCA | Big Creek/Ventura | 3 | Average Weekday | CAISO | 1-in-2 | 2028 | 3 |  |  |  | 51.0006 | 1
| LCA | Big Creek/Ventura | 3 | Average Weekday | CAISO | 1-in-2 | 2028 | 4 |  |  |  | 50.2553 | 1
| LCA | Big Creek/Ventura | 3 | Average Weekday | CAISO | 1-in-2 | 2028 | 5 |  |  |  | 49.4158 | 1
| LCA | Big Creek/Ventura | 3 | Average Weekday | CAISO | 1-in-2 | 2028 | 6 |  |  |  | 48.5231 | 1
| LCA | Big Creek/Ventura | 3 | Average Weekday | CAISO | 1-in-2 | 2028 | 7 |  |  |  | 47.8837 | 1
| LCA | Big Creek/Ventura | 3 | Average Weekday | CAISO | 1-in-2 | 2028 | 8 |  |  |  | 47.5302 | 1
| LCA | Big Creek/Ventura | 3 | Average Weekday | CAISO | 1-in-2 | 2028 | 9 |  |  |  | 48.4112 | 1
| LCA | Big Creek/Ventura | 3 | Average Weekday | CAISO | 1-in-2 | 2028 | 10 |  |  |  | 51.877 | 1
| LCA | Big Creek/Ventura | 3 | Average Weekday | CAISO | 1-in-2 | 2028 | 11 |  |  |  | 56.0412 | 1
| LCA | Big Creek/Ventura | 3 | Average Weekday | CAISO | 1-in-2 | 2028 | 12 |  |  |  | 59.6138 | 1
| LCA | Big Creek/Ventura | 3 | Average Weekday | CAISO | 1-in-2 | 2028 | 13 |  |  |  | 62.2225 | 1
| LCA | Big Creek/Ventura | 3 | Average Weekday | CAISO | 1-in-2 | 2028 | 14 |  |  |  | 64.1572 | 1
| LCA | Big Creek/Ventura | 3 | Average Weekday | CAISO | 1-in-2 | 2028 | 15 |  |  |  | 65.3688 | 1
| LCA | Big Creek/Ventura | 3 | Average Weekday | CAISO | 1-in-2 | 2028 | 16 |  |  |  | 66.1061 | 1
| LCA | Big Creek/Ventura | 3 | Average Weekday | CAISO | 1-in-2 | 2028 | 17 |  |  |  | 66.2013 | 1
| LCA | Big Creek/Ventura | 3 | Average Weekday | CAISO | 1-in-2 | 2028 | 18 |  |  |  | 65.4538 | 1
| LCA | Big Creek/Ventura | 3 | Average Weekday | CAISO | 1-in-2 | 2028 | 19 |  |  |  | 63.896 | 1
| LCA | Big Creek/Ventura | 3 | Average Weekday | CAISO | 1-in-2 | 2028 | 20 |  |  |  | 61.5069 | 1
| LCA | Big Creek/Ventura | 3 | Average Weekday | CAISO | 1-in-2 | 2028 | 21 |  |  |  | 58.9205 | 1
| LCA | Big Creek/Ventura | 3 | Average Weekday | CAISO | 1-in-2 | 2028 | 22 |  |  |  | 56.9409 | 1
| LCA | Big Creek/Ventura | 3 | Average Weekday | CAISO | 1-in-2 | 2028 | 23 |  |  |  | 55.4416 | 1
| LCA | Big Creek/Ventura | 3 | Average Weekday | CAISO | 1-in-2 | 2028 | 24 |  |  |  | 54.2709 | 1
| LCA | Big Creek/Ventura | 3 | Monthly System Peak Day | CAISO | 1-in-2 | 2028 | 1 |  |  |  | 53.0719 | 1
| LCA | Big Creek/Ventura | 3 | Monthly System Peak Day | CAISO | 1-in-2 | 2028 | 2 |  |  |  | 52.0262 | 1
| LCA | Big Creek/Ventura | 3 | Monthly System Peak Day | CAISO | 1-in-2 | 2028 | 3 |  |  |  | 50.3457 | 1
| LCA | Big Creek/Ventura | 3 | Monthly System Peak Day | CAISO | 1-in-2 | 2028 | 4 |  |  |  | 49.54 | 1
| LCA | Big Creek/Ventura | 3 | Monthly System Peak Day | CAISO | 1-in-2 | 2028 | 5 |  |  |  | 47.9524 | 1
| LCA | Big Creek/Ventura | 3 | Monthly System Peak Day | CAISO | 1-in-2 | 2028 | 6 |  |  |  | 47.3219 | 1
| LCA | Big Creek/Ventura | 3 | Monthly System Peak Day | CAISO | 1-in-2 | 2028 | 7 |  |  |  | 46.961 | 1
| LCA | Big Creek/Ventura | 3 | Monthly System Peak Day | CAISO | 1-in-2 | 2028 | 8 |  |  |  | 46.3624 | 1
| LCA | Big Creek/Ventura | 3 | Monthly System Peak Day | CAISO | 1-in-2 | 2028 | 9 |  |  |  | 46.9714 | 1
| LCA | Big Creek/Ventura | 3 | Monthly System Peak Day | CAISO | 1-in-2 | 2028 | 10 |  |  |  | 50.4329 | 1
| LCA | Big Creek/Ventura | 3 | Monthly System Peak Day | CAISO | 1-in-2 | 2028 | 11 |  |  |  | 55.26 | 1
| LCA | Big Creek/Ventura | 3 | Monthly System Peak Day | CAISO | 1-in-2 | 2028 | 12 |  |  |  | 60.3743 | 1
| LCA | Big Creek/Ventura | 3 | Monthly System Peak Day | CAISO | 1-in-2 | 2028 | 13 |  |  |  | 64.0509 | 1
| LCA | Big Creek/Ventura | 3 | Monthly System Peak Day | CAISO | 1-in-2 | 2028 | 14 |  |  |  | 66.0724 | 1
| LCA | Big Creek/Ventura | 3 | Monthly System Peak Day | CAISO | 1-in-2 | 2028 | 15 |  |  |  | 67.0591 | 1
| LCA | Big Creek/Ventura | 3 | Monthly System Peak Day | CAISO | 1-in-2 | 2028 | 16 |  |  |  | 68.1805 | 1
| LCA | Big Creek/Ventura | 3 | Monthly System Peak Day | CAISO | 1-in-2 | 2028 | 17 |  |  |  | 68.899 | 1
| LCA | Big Creek/Ventura | 3 | Monthly System Peak Day | CAISO | 1-in-2 | 2028 | 18 |  |  |  | 68.5681 | 1
| LCA | Big Creek/Ventura | 3 | Monthly System Peak Day | CAISO | 1-in-2 | 2028 | 19 |  |  |  | 66.6652 | 1
| LCA | Big Creek/Ventura | 3 | Monthly System Peak Day | CAISO | 1-in-2 | 2028 | 20 |  |  |  | 63.8852 | 1
| LCA | Big Creek/Ventura | 3 | Monthly System Peak Day | CAISO | 1-in-2 | 2028 | 21 |  |  |  | 60.5138 | 1
| LCA | Big Creek/Ventura | 3 | Monthly System Peak Day | CAISO | 1-in-2 | 2028 | 22 |  |  |  | 58.1057 | 1
| LCA | Big Creek/Ventura | 3 | Monthly System Peak Day | CAISO | 1-in-2 | 2028 | 23 |  |  |  | 56.6171 | 1
| LCA | Big Creek/Ventura | 3 | Monthly System Peak Day | CAISO | 1-in-2 | 2028 | 24 |  |  |  | 55.8624 | 1
| LCA | Big Creek/Ventura | 4 | Average Weekday | CAISO | 1-in-2 | 2028 | 1 |  |  |  | 55.9472 | 1
| LCA | Big Creek/Ventura | 4 | Average Weekday | CAISO | 1-in-2 | 2028 | 2 |  |  |  | 54.863 | 1
| LCA | Big Creek/Ventura | 4 | Average Weekday | CAISO | 1-in-2 | 2028 | 3 |  |  |  | 53.8535 | 1
| LCA | Big Creek/Ventura | 4 | Average Weekday | CAISO | 1-in-2 | 2028 | 4 |  |  |  | 52.93 | 1
| LCA | Big Creek/Ventura | 4 | Average Weekday | CAISO | 1-in-2 | 2028 | 5 |  |  |  | 52.0399 | 1
| LCA | Big Creek/Ventura | 4 | Average Weekday | CAISO | 1-in-2 | 2028 | 6 |  |  |  | 51.4284 | 1
| LCA | Big Creek/Ventura | 4 | Average Weekday | CAISO | 1-in-2 | 2028 | 7 |  |  |  | 50.819 | 1
| LCA | Big Creek/Ventura | 4 | Average Weekday | CAISO | 1-in-2 | 2028 | 8 |  |  |  | 50.625 | 1
| LCA | Big Creek/Ventura | 4 | Average Weekday | CAISO | 1-in-2 | 2028 | 9 |  |  |  | 52.3582 | 1
| LCA | Big Creek/Ventura | 4 | Average Weekday | CAISO | 1-in-2 | 2028 | 10 |  |  |  | 55.8446 | 1
| LCA | Big Creek/Ventura | 4 | Average Weekday | CAISO | 1-in-2 | 2028 | 11 |  |  |  | 59.5545 | 1
| LCA | Big Creek/Ventura | 4 | Average Weekday | CAISO | 1-in-2 | 2028 | 12 |  |  |  | 62.8472 | 1
| LCA | Big Creek/Ventura | 4 | Average Weekday | CAISO | 1-in-2 | 2028 | 13 |  |  |  | 65.5091 | 1
| LCA | Big Creek/Ventura | 4 | Average Weekday | CAISO | 1-in-2 | 2028 | 14 |  |  |  | 67.5765 | 1
| LCA | Big Creek/Ventura | 4 | Average Weekday | CAISO | 1-in-2 | 2028 | 15 |  |  |  | 68.8958 | 1
| LCA | Big Creek/Ventura | 4 | Average Weekday | CAISO | 1-in-2 | 2028 | 16 |  |  |  | 69.4967 | 1
| LCA | Big Creek/Ventura | 4 | Average Weekday | CAISO | 1-in-2 | 2028 | 17 |  |  |  | 69.5101 | 1
| LCA | Big Creek/Ventura | 4 | Average Weekday | CAISO | 1-in-2 | 2028 | 18 |  |  |  | 68.7653 | 1
| LCA | Big Creek/Ventura | 4 | Average Weekday | CAISO | 1-in-2 | 2028 | 19 |  |  |  | 67.3382 | 1
| LCA | Big Creek/Ventura | 4 | Average Weekday | CAISO | 1-in-2 | 2028 | 20 |  |  |  | 65.1 | 1
| LCA | Big Creek/Ventura | 4 | Average Weekday | CAISO | 1-in-2 | 2028 | 21 |  |  |  | 62.108 | 1
| LCA | Big Creek/Ventura | 4 | Average Weekday | CAISO | 1-in-2 | 2028 | 22 |  |  |  | 59.8688 | 1
| LCA | Big Creek/Ventura | 4 | Average Weekday | CAISO | 1-in-2 | 2028 | 23 |  |  |  | 58.3519 | 1
| LCA | Big Creek/Ventura | 4 | Average Weekday | CAISO | 1-in-2 | 2028 | 24 |  |  |  | 57.0564 | 1
| LCA | Big Creek/Ventura | 4 | Monthly System Peak Day | CAISO | 1-in-2 | 2028 | 1 |  |  |  | 61.0129 | 1
| LCA | Big Creek/Ventura | 4 | Monthly System Peak Day | CAISO | 1-in-2 | 2028 | 2 |  |  |  | 59.2143 | 1
| LCA | Big Creek/Ventura | 4 | Monthly System Peak Day | CAISO | 1-in-2 | 2028 | 3 |  |  |  | 57.7443 | 1
| LCA | Big Creek/Ventura | 4 | Monthly System Peak Day | CAISO | 1-in-2 | 2028 | 4 |  |  |  | 56.4338 | 1
| LCA | Big Creek/Ventura | 4 | Monthly System Peak Day | CAISO | 1-in-2 | 2028 | 5 |  |  |  | 55.4138 | 1
| LCA | Big Creek/Ventura | 4 | Monthly System Peak Day | CAISO | 1-in-2 | 2028 | 6 |  |  |  | 54.2052 | 1
| LCA | Big Creek/Ventura | 4 | Monthly System Peak Day | CAISO | 1-in-2 | 2028 | 7 |  |  |  | 53.3943 | 1
| LCA | Big Creek/Ventura | 4 | Monthly System Peak Day | CAISO | 1-in-2 | 2028 | 8 |  |  |  | 53.4162 | 1
| LCA | Big Creek/Ventura | 4 | Monthly System Peak Day | CAISO | 1-in-2 | 2028 | 9 |  |  |  | 55.8205 | 1
| LCA | Big Creek/Ventura | 4 | Monthly System Peak Day | CAISO | 1-in-2 | 2028 | 10 |  |  |  | 60.5848 | 1
| LCA | Big Creek/Ventura | 4 | Monthly System Peak Day | CAISO | 1-in-2 | 2028 | 11 |  |  |  | 67.0171 | 1
| LCA | Big Creek/Ventura | 4 | Monthly System Peak Day | CAISO | 1-in-2 | 2028 | 12 |  |  |  | 72.6729 | 1
| LCA | Big Creek/Ventura | 4 | Monthly System Peak Day | CAISO | 1-in-2 | 2028 | 13 |  |  |  | 76.9319 | 1
| LCA | Big Creek/Ventura | 4 | Monthly System Peak Day | CAISO | 1-in-2 | 2028 | 14 |  |  |  | 79.931 | 1
| LCA | Big Creek/Ventura | 4 | Monthly System Peak Day | CAISO | 1-in-2 | 2028 | 15 |  |  |  | 81.9243 | 1
| LCA | Big Creek/Ventura | 4 | Monthly System Peak Day | CAISO | 1-in-2 | 2028 | 16 |  |  |  | 82.4314 | 1
| LCA | Big Creek/Ventura | 4 | Monthly System Peak Day | CAISO | 1-in-2 | 2028 | 17 |  |  |  | 82.6729 | 1
| LCA | Big Creek/Ventura | 4 | Monthly System Peak Day | CAISO | 1-in-2 | 2028 | 18 |  |  |  | 82.1267 | 1
| LCA | Big Creek/Ventura | 4 | Monthly System Peak Day | CAISO | 1-in-2 | 2028 | 19 |  |  |  | 80.6881 | 1
| LCA | Big Creek/Ventura | 4 | Monthly System Peak Day | CAISO | 1-in-2 | 2028 | 20 |  |  |  | 77.7867 | 1
| LCA | Big Creek/Ventura | 4 | Monthly System Peak Day | CAISO | 1-in-2 | 2028 | 21 |  |  |  | 72.969 | 1
| LCA | Big Creek/Ventura | 4 | Monthly System Peak Day | CAISO | 1-in-2 | 2028 | 22 |  |  |  | 68.779 | 1
| LCA | Big Creek/Ventura | 4 | Monthly System Peak Day | CAISO | 1-in-2 | 2028 | 23 |  |  |  | 65.969 | 1
| LCA | Big Creek/Ventura | 4 | Monthly System Peak Day | CAISO | 1-in-2 | 2028 | 24 |  |  |  | 63.951 | 1
| LCA | Big Creek/Ventura | 5 | Average Weekday | CAISO | 1-in-2 | 2028 | 1 |  |  |  | 59.9923 | 1
| LCA | Big Creek/Ventura | 5 | Average Weekday | CAISO | 1-in-2 | 2028 | 2 |  |  |  | 58.9604 | 1
| LCA | Big Creek/Ventura | 5 | Average Weekday | CAISO | 1-in-2 | 2028 | 3 |  |  |  | 58.0285 | 1
| LCA | Big Creek/Ventura | 5 | Average Weekday | CAISO | 1-in-2 | 2028 | 4 |  |  |  | 57.1772 | 1
| LCA | Big Creek/Ventura | 5 | Average Weekday | CAISO | 1-in-2 | 2028 | 5 |  |  |  | 56.5246 | 1
| LCA | Big Creek/Ventura | 5 | Average Weekday | CAISO | 1-in-2 | 2028 | 6 |  |  |  | 55.8549 | 1
| LCA | Big Creek/Ventura | 5 | Average Weekday | CAISO | 1-in-2 | 2028 | 7 |  |  |  | 55.2307 | 1
| LCA | Big Creek/Ventura | 5 | Average Weekday | CAISO | 1-in-2 | 2028 | 8 |  |  |  | 55.5515 | 1
| LCA | Big Creek/Ventura | 5 | Average Weekday | CAISO | 1-in-2 | 2028 | 9 |  |  |  | 58.2705 | 1
| LCA | Big Creek/Ventura | 5 | Average Weekday | CAISO | 1-in-2 | 2028 | 10 |  |  |  | 61.5484 | 1
| LCA | Big Creek/Ventura | 5 | Average Weekday | CAISO | 1-in-2 | 2028 | 11 |  |  |  | 64.8911 | 1
| LCA | Big Creek/Ventura | 5 | Average Weekday | CAISO | 1-in-2 | 2028 | 12 |  |  |  | 67.8559 | 1
| LCA | Big Creek/Ventura | 5 | Average Weekday | CAISO | 1-in-2 | 2028 | 13 |  |  |  | 70.274 | 1
| LCA | Big Creek/Ventura | 5 | Average Weekday | CAISO | 1-in-2 | 2028 | 14 |  |  |  | 72.0602 | 1
| LCA | Big Creek/Ventura | 5 | Average Weekday | CAISO | 1-in-2 | 2028 | 15 |  |  |  | 73.1902 | 1
| LCA | Big Creek/Ventura | 5 | Average Weekday | CAISO | 1-in-2 | 2028 | 16 |  |  |  | 73.6664 | 1
| LCA | Big Creek/Ventura | 5 | Average Weekday | CAISO | 1-in-2 | 2028 | 17 |  |  |  | 73.4822 | 1
| LCA | Big Creek/Ventura | 5 | Average Weekday | CAISO | 1-in-2 | 2028 | 18 |  |  |  | 72.7404 | 1
| LCA | Big Creek/Ventura | 5 | Average Weekday | CAISO | 1-in-2 | 2028 | 19 |  |  |  | 71.3964 | 1
| LCA | Big Creek/Ventura | 5 | Average Weekday | CAISO | 1-in-2 | 2028 | 20 |  |  |  | 69.2439 | 1
| LCA | Big Creek/Ventura | 5 | Average Weekday | CAISO | 1-in-2 | 2028 | 21 |  |  |  | 66.4425 | 1
| LCA | Big Creek/Ventura | 5 | Average Weekday | CAISO | 1-in-2 | 2028 | 22 |  |  |  | 63.8796 | 1
| LCA | Big Creek/Ventura | 5 | Average Weekday | CAISO | 1-in-2 | 2028 | 23 |  |  |  | 62.223 | 1
| LCA | Big Creek/Ventura | 5 | Average Weekday | CAISO | 1-in-2 | 2028 | 24 |  |  |  | 60.8978 | 1
| LCA | Big Creek/Ventura | 5 | Monthly System Peak Day | CAISO | 1-in-2 | 2028 | 1 |  |  |  | 66.6424 | 1
| LCA | Big Creek/Ventura | 5 | Monthly System Peak Day | CAISO | 1-in-2 | 2028 | 2 |  |  |  | 65.0781 | 1
| LCA | Big Creek/Ventura | 5 | Monthly System Peak Day | CAISO | 1-in-2 | 2028 | 3 |  |  |  | 63.9038 | 1
| LCA | Big Creek/Ventura | 5 | Monthly System Peak Day | CAISO | 1-in-2 | 2028 | 4 |  |  |  | 61.9876 | 1
| LCA | Big Creek/Ventura | 5 | Monthly System Peak Day | CAISO | 1-in-2 | 2028 | 5 |  |  |  | 60.6062 | 1
| LCA | Big Creek/Ventura | 5 | Monthly System Peak Day | CAISO | 1-in-2 | 2028 | 6 |  |  |  | 59.9133 | 1
| LCA | Big Creek/Ventura | 5 | Monthly System Peak Day | CAISO | 1-in-2 | 2028 | 7 |  |  |  | 59.5448 | 1
| LCA | Big Creek/Ventura | 5 | Monthly System Peak Day | CAISO | 1-in-2 | 2028 | 8 |  |  |  | 59.6538 | 1
| LCA | Big Creek/Ventura | 5 | Monthly System Peak Day | CAISO | 1-in-2 | 2028 | 9 |  |  |  | 61.3857 | 1
| LCA | Big Creek/Ventura | 5 | Monthly System Peak Day | CAISO | 1-in-2 | 2028 | 10 |  |  |  | 65.8257 | 1
| LCA | Big Creek/Ventura | 5 | Monthly System Peak Day | CAISO | 1-in-2 | 2028 | 11 |  |  |  | 70.9662 | 1
| LCA | Big Creek/Ventura | 5 | Monthly System Peak Day | CAISO | 1-in-2 | 2028 | 12 |  |  |  | 76.139 | 1
| LCA | Big Creek/Ventura | 5 | Monthly System Peak Day | CAISO | 1-in-2 | 2028 | 13 |  |  |  | 79.6881 | 1
| LCA | Big Creek/Ventura | 5 | Monthly System Peak Day | CAISO | 1-in-2 | 2028 | 14 |  |  |  | 82.2152 | 1
| LCA | Big Creek/Ventura | 5 | Monthly System Peak Day | CAISO | 1-in-2 | 2028 | 15 |  |  |  | 83.281 | 1
| LCA | Big Creek/Ventura | 5 | Monthly System Peak Day | CAISO | 1-in-2 | 2028 | 16 |  |  |  | 83.4486 | 1
| LCA | Big Creek/Ventura | 5 | Monthly System Peak Day | CAISO | 1-in-2 | 2028 | 17 |  |  |  | 82.6714 | 1
| LCA | Big Creek/Ventura | 5 | Monthly System Peak Day | CAISO | 1-in-2 | 2028 | 18 |  |  |  | 81.8529 | 1
| LCA | Big Creek/Ventura | 5 | Monthly System Peak Day | CAISO | 1-in-2 | 2028 | 19 |  |  |  | 80.2819 | 1
| LCA | Big Creek/Ventura | 5 | Monthly System Peak Day | CAISO | 1-in-2 | 2028 | 20 |  |  |  | 77.2986 | 1
| LCA | Big Creek/Ventura | 5 | Monthly System Peak Day | CAISO | 1-in-2 | 2028 | 21 |  |  |  | 73.1795 | 1
| LCA | Big Creek/Ventura | 5 | Monthly System Peak Day | CAISO | 1-in-2 | 2028 | 22 |  |  |  | 69.6914 | 1
| LCA | Big Creek/Ventura | 5 | Monthly System Peak Day | CAISO | 1-in-2 | 2028 | 23 |  |  |  | 67.0338 | 1
| LCA | Big Creek/Ventura | 5 | Monthly System Peak Day | CAISO | 1-in-2 | 2028 | 24 |  |  |  | 65.1314 | 1
| LCA | Big Creek/Ventura | 6 | Average Weekday | CAISO | 1-in-2 | 2028 | 1 |  |  |  | 64.4446 | 1
| LCA | Big Creek/Ventura | 6 | Average Weekday | CAISO | 1-in-2 | 2028 | 2 |  |  |  | 63.2767 | 1
| LCA | Big Creek/Ventura | 6 | Average Weekday | CAISO | 1-in-2 | 2028 | 3 |  |  |  | 62.2793 | 1
| LCA | Big Creek/Ventura | 6 | Average Weekday | CAISO | 1-in-2 | 2028 | 4 |  |  |  | 61.464 | 1
| LCA | Big Creek/Ventura | 6 | Average Weekday | CAISO | 1-in-2 | 2028 | 5 |  |  |  | 60.9021 | 1
| LCA | Big Creek/Ventura | 6 | Average Weekday | CAISO | 1-in-2 | 2028 | 6 |  |  |  | 60.1695 | 1
| LCA | Big Creek/Ventura | 6 | Average Weekday | CAISO | 1-in-2 | 2028 | 7 |  |  |  | 59.5618 | 1
| LCA | Big Creek/Ventura | 6 | Average Weekday | CAISO | 1-in-2 | 2028 | 8 |  |  |  | 60.0648 | 1
| LCA | Big Creek/Ventura | 6 | Average Weekday | CAISO | 1-in-2 | 2028 | 9 |  |  |  | 63.0612 | 1
| LCA | Big Creek/Ventura | 6 | Average Weekday | CAISO | 1-in-2 | 2028 | 10 |  |  |  | 66.8253 | 1
| LCA | Big Creek/Ventura | 6 | Average Weekday | CAISO | 1-in-2 | 2028 | 11 |  |  |  | 70.5864 | 1
| LCA | Big Creek/Ventura | 6 | Average Weekday | CAISO | 1-in-2 | 2028 | 12 |  |  |  | 74.0185 | 1
| LCA | Big Creek/Ventura | 6 | Average Weekday | CAISO | 1-in-2 | 2028 | 13 |  |  |  | 76.855 | 1
| LCA | Big Creek/Ventura | 6 | Average Weekday | CAISO | 1-in-2 | 2028 | 14 |  |  |  | 79.0359 | 1
| LCA | Big Creek/Ventura | 6 | Average Weekday | CAISO | 1-in-2 | 2028 | 15 |  |  |  | 80.4934 | 1
| LCA | Big Creek/Ventura | 6 | Average Weekday | CAISO | 1-in-2 | 2028 | 16 |  |  |  | 81.064 | 1
| LCA | Big Creek/Ventura | 6 | Average Weekday | CAISO | 1-in-2 | 2028 | 17 |  |  |  | 80.9841 | 1
| LCA | Big Creek/Ventura | 6 | Average Weekday | CAISO | 1-in-2 | 2028 | 18 |  |  |  | 80.1426 | 1
| LCA | Big Creek/Ventura | 6 | Average Weekday | CAISO | 1-in-2 | 2028 | 19 |  |  |  | 78.6553 | 1
| LCA | Big Creek/Ventura | 6 | Average Weekday | CAISO | 1-in-2 | 2028 | 20 |  |  |  | 76.5709 | 1
| LCA | Big Creek/Ventura | 6 | Average Weekday | CAISO | 1-in-2 | 2028 | 21 |  |  |  | 73.5264 | 1
| LCA | Big Creek/Ventura | 6 | Average Weekday | CAISO | 1-in-2 | 2028 | 22 |  |  |  | 69.9663 | 1
| LCA | Big Creek/Ventura | 6 | Average Weekday | CAISO | 1-in-2 | 2028 | 23 |  |  |  | 67.6652 | 1
| LCA | Big Creek/Ventura | 6 | Average Weekday | CAISO | 1-in-2 | 2028 | 24 |  |  |  | 66.0613 | 1
| LCA | Big Creek/Ventura | 6 | Monthly System Peak Day | CAISO | 1-in-2 | 2028 | 1 |  |  |  | 68.8024 | 1
| LCA | Big Creek/Ventura | 6 | Monthly System Peak Day | CAISO | 1-in-2 | 2028 | 2 |  |  |  | 67.6505 | 1
| LCA | Big Creek/Ventura | 6 | Monthly System Peak Day | CAISO | 1-in-2 | 2028 | 3 |  |  |  | 66.1986 | 1
| LCA | Big Creek/Ventura | 6 | Monthly System Peak Day | CAISO | 1-in-2 | 2028 | 4 |  |  |  | 65.1248 | 1
| LCA | Big Creek/Ventura | 6 | Monthly System Peak Day | CAISO | 1-in-2 | 2028 | 5 |  |  |  | 63.8086 | 1
| LCA | Big Creek/Ventura | 6 | Monthly System Peak Day | CAISO | 1-in-2 | 2028 | 6 |  |  |  | 62.5452 | 1
| LCA | Big Creek/Ventura | 6 | Monthly System Peak Day | CAISO | 1-in-2 | 2028 | 7 |  |  |  | 62.08 | 1
| LCA | Big Creek/Ventura | 6 | Monthly System Peak Day | CAISO | 1-in-2 | 2028 | 8 |  |  |  | 62.9281 | 1
| LCA | Big Creek/Ventura | 6 | Monthly System Peak Day | CAISO | 1-in-2 | 2028 | 9 |  |  |  | 65.6652 | 1
| LCA | Big Creek/Ventura | 6 | Monthly System Peak Day | CAISO | 1-in-2 | 2028 | 10 |  |  |  | 70.0443 | 1
| LCA | Big Creek/Ventura | 6 | Monthly System Peak Day | CAISO | 1-in-2 | 2028 | 11 |  |  |  | 74.979 | 1
| LCA | Big Creek/Ventura | 6 | Monthly System Peak Day | CAISO | 1-in-2 | 2028 | 12 |  |  |  | 79.1838 | 1
| LCA | Big Creek/Ventura | 6 | Monthly System Peak Day | CAISO | 1-in-2 | 2028 | 13 |  |  |  | 82.6405 | 1
| LCA | Big Creek/Ventura | 6 | Monthly System Peak Day | CAISO | 1-in-2 | 2028 | 14 |  |  |  | 85.5533 | 1
| LCA | Big Creek/Ventura | 6 | Monthly System Peak Day | CAISO | 1-in-2 | 2028 | 15 |  |  |  | 87.3609 | 1
| LCA | Big Creek/Ventura | 6 | Monthly System Peak Day | CAISO | 1-in-2 | 2028 | 16 |  |  |  | 88.4405 | 1
| LCA | Big Creek/Ventura | 6 | Monthly System Peak Day | CAISO | 1-in-2 | 2028 | 17 |  |  |  | 88.541 | 1
| LCA | Big Creek/Ventura | 6 | Monthly System Peak Day | CAISO | 1-in-2 | 2028 | 18 |  |  |  | 87.4433 | 1
| LCA | Big Creek/Ventura | 6 | Monthly System Peak Day | CAISO | 1-in-2 | 2028 | 19 |  |  |  | 85.239 | 1
| LCA | Big Creek/Ventura | 6 | Monthly System Peak Day | CAISO | 1-in-2 | 2028 | 20 |  |  |  | 82.8581 | 1
| LCA | Big Creek/Ventura | 6 | Monthly System Peak Day | CAISO | 1-in-2 | 2028 | 21 |  |  |  | 79.0467 | 1
| LCA | Big Creek/Ventura | 6 | Monthly System Peak Day | CAISO | 1-in-2 | 2028 | 22 |  |  |  | 75.0452 | 1
| LCA | Big Creek/Ventura | 6 | Monthly System Peak Day | CAISO | 1-in-2 | 2028 | 23 |  |  |  | 72.0457 | 1
| LCA | Big Creek/Ventura | 6 | Monthly System Peak Day | CAISO | 1-in-2 | 2028 | 24 |  |  |  | 70.119 | 1
| LCA | Big Creek/Ventura | 7 | Average Weekday | CAISO | 1-in-2 | 2028 | 1 |  |  |  | 69.4643 | 1
| LCA | Big Creek/Ventura | 7 | Average Weekday | CAISO | 1-in-2 | 2028 | 2 |  |  |  | 68.4978 | 1
| LCA | Big Creek/Ventura | 7 | Average Weekday | CAISO | 1-in-2 | 2028 | 3 |  |  |  | 67.7258 | 1
| LCA | Big Creek/Ventura | 7 | Average Weekday | CAISO | 1-in-2 | 2028 | 4 |  |  |  | 67.0793 | 1
| LCA | Big Creek/Ventura | 7 | Average Weekday | CAISO | 1-in-2 | 2028 | 5 |  |  |  | 66.3097 | 1
| LCA | Big Creek/Ventura | 7 | Average Weekday | CAISO | 1-in-2 | 2028 | 6 |  |  |  | 65.6954 | 1
| LCA | Big Creek/Ventura | 7 | Average Weekday | CAISO | 1-in-2 | 2028 | 7 |  |  |  | 65.1253 | 1
| LCA | Big Creek/Ventura | 7 | Average Weekday | CAISO | 1-in-2 | 2028 | 8 |  |  |  | 65.3233 | 1
| LCA | Big Creek/Ventura | 7 | Average Weekday | CAISO | 1-in-2 | 2028 | 9 |  |  |  | 67.873 | 1
| LCA | Big Creek/Ventura | 7 | Average Weekday | CAISO | 1-in-2 | 2028 | 10 |  |  |  | 71.393 | 1
| LCA | Big Creek/Ventura | 7 | Average Weekday | CAISO | 1-in-2 | 2028 | 11 |  |  |  | 75.2097 | 1
| LCA | Big Creek/Ventura | 7 | Average Weekday | CAISO | 1-in-2 | 2028 | 12 |  |  |  | 78.9288 | 1
| LCA | Big Creek/Ventura | 7 | Average Weekday | CAISO | 1-in-2 | 2028 | 13 |  |  |  | 81.7619 | 1
| LCA | Big Creek/Ventura | 7 | Average Weekday | CAISO | 1-in-2 | 2028 | 14 |  |  |  | 83.9094 | 1
| LCA | Big Creek/Ventura | 7 | Average Weekday | CAISO | 1-in-2 | 2028 | 15 |  |  |  | 85.285 | 1
| LCA | Big Creek/Ventura | 7 | Average Weekday | CAISO | 1-in-2 | 2028 | 16 |  |  |  | 85.8065 | 1
| LCA | Big Creek/Ventura | 7 | Average Weekday | CAISO | 1-in-2 | 2028 | 17 |  |  |  | 85.5142 | 1
| LCA | Big Creek/Ventura | 7 | Average Weekday | CAISO | 1-in-2 | 2028 | 18 |  |  |  | 84.6145 | 1
| LCA | Big Creek/Ventura | 7 | Average Weekday | CAISO | 1-in-2 | 2028 | 19 |  |  |  | 83.0359 | 1
| LCA | Big Creek/Ventura | 7 | Average Weekday | CAISO | 1-in-2 | 2028 | 20 |  |  |  | 80.7123 | 1
| LCA | Big Creek/Ventura | 7 | Average Weekday | CAISO | 1-in-2 | 2028 | 21 |  |  |  | 77.5898 | 1
| LCA | Big Creek/Ventura | 7 | Average Weekday | CAISO | 1-in-2 | 2028 | 22 |  |  |  | 74.1539 | 1
| LCA | Big Creek/Ventura | 7 | Average Weekday | CAISO | 1-in-2 | 2028 | 23 |  |  |  | 71.9988 | 1
| LCA | Big Creek/Ventura | 7 | Average Weekday | CAISO | 1-in-2 | 2028 | 24 |  |  |  | 70.3567 | 1
| LCA | Big Creek/Ventura | 7 | Monthly System Peak Day | CAISO | 1-in-2 | 2028 | 1 |  |  |  | 74.2514 | 1
| LCA | Big Creek/Ventura | 7 | Monthly System Peak Day | CAISO | 1-in-2 | 2028 | 2 |  |  |  | 73.0786 | 1
| LCA | Big Creek/Ventura | 7 | Monthly System Peak Day | CAISO | 1-in-2 | 2028 | 3 |  |  |  | 71.9005 | 1
| LCA | Big Creek/Ventura | 7 | Monthly System Peak Day | CAISO | 1-in-2 | 2028 | 4 |  |  |  | 70.4452 | 1
| LCA | Big Creek/Ventura | 7 | Monthly System Peak Day | CAISO | 1-in-2 | 2028 | 5 |  |  |  | 70.3214 | 1
| LCA | Big Creek/Ventura | 7 | Monthly System Peak Day | CAISO | 1-in-2 | 2028 | 6 |  |  |  | 69.5486 | 1
| LCA | Big Creek/Ventura | 7 | Monthly System Peak Day | CAISO | 1-in-2 | 2028 | 7 |  |  |  | 68.7852 | 1
| LCA | Big Creek/Ventura | 7 | Monthly System Peak Day | CAISO | 1-in-2 | 2028 | 8 |  |  |  | 69.2686 | 1
| LCA | Big Creek/Ventura | 7 | Monthly System Peak Day | CAISO | 1-in-2 | 2028 | 9 |  |  |  | 73.0962 | 1
| LCA | Big Creek/Ventura | 7 | Monthly System Peak Day | CAISO | 1-in-2 | 2028 | 10 |  |  |  | 77.7648 | 1
| LCA | Big Creek/Ventura | 7 | Monthly System Peak Day | CAISO | 1-in-2 | 2028 | 11 |  |  |  | 82.3048 | 1
| LCA | Big Creek/Ventura | 7 | Monthly System Peak Day | CAISO | 1-in-2 | 2028 | 12 |  |  |  | 85.6905 | 1
| LCA | Big Creek/Ventura | 7 | Monthly System Peak Day | CAISO | 1-in-2 | 2028 | 13 |  |  |  | 89.2857 | 1
| LCA | Big Creek/Ventura | 7 | Monthly System Peak Day | CAISO | 1-in-2 | 2028 | 14 |  |  |  | 91.6524 | 1
| LCA | Big Creek/Ventura | 7 | Monthly System Peak Day | CAISO | 1-in-2 | 2028 | 15 |  |  |  | 93.4714 | 1
| LCA | Big Creek/Ventura | 7 | Monthly System Peak Day | CAISO | 1-in-2 | 2028 | 16 |  |  |  | 93.6667 | 1
| LCA | Big Creek/Ventura | 7 | Monthly System Peak Day | CAISO | 1-in-2 | 2028 | 17 |  |  |  | 93.2524 | 1
| LCA | Big Creek/Ventura | 7 | Monthly System Peak Day | CAISO | 1-in-2 | 2028 | 18 |  |  |  | 92.2714 | 1
| LCA | Big Creek/Ventura | 7 | Monthly System Peak Day | CAISO | 1-in-2 | 2028 | 19 |  |  |  | 90.5381 | 1
| LCA | Big Creek/Ventura | 7 | Monthly System Peak Day | CAISO | 1-in-2 | 2028 | 20 |  |  |  | 86.6533 | 1
| LCA | Big Creek/Ventura | 7 | Monthly System Peak Day | CAISO | 1-in-2 | 2028 | 21 |  |  |  | 82.6648 | 1
| LCA | Big Creek/Ventura | 7 | Monthly System Peak Day | CAISO | 1-in-2 | 2028 | 22 |  |  |  | 79.97 | 1
| LCA | Big Creek/Ventura | 7 | Monthly System Peak Day | CAISO | 1-in-2 | 2028 | 23 |  |  |  | 78.5157 | 1
| LCA | Big Creek/Ventura | 7 | Monthly System Peak Day | CAISO | 1-in-2 | 2028 | 24 |  |  |  | 77.2367 | 1
| LCA | Big Creek/Ventura | 8 | Average Weekday | CAISO | 1-in-2 | 2028 | 1 |  |  |  | 68.5607 | 1
| LCA | Big Creek/Ventura | 8 | Average Weekday | CAISO | 1-in-2 | 2028 | 2 |  |  |  | 67.4839 | 1
| LCA | Big Creek/Ventura | 8 | Average Weekday | CAISO | 1-in-2 | 2028 | 3 |  |  |  | 66.611 | 1
| LCA | Big Creek/Ventura | 8 | Average Weekday | CAISO | 1-in-2 | 2028 | 4 |  |  |  | 65.9349 | 1
| LCA | Big Creek/Ventura | 8 | Average Weekday | CAISO | 1-in-2 | 2028 | 5 |  |  |  | 65.135 | 1
| LCA | Big Creek/Ventura | 8 | Average Weekday | CAISO | 1-in-2 | 2028 | 6 |  |  |  | 64.4324 | 1
| LCA | Big Creek/Ventura | 8 | Average Weekday | CAISO | 1-in-2 | 2028 | 7 |  |  |  | 63.728 | 1
| LCA | Big Creek/Ventura | 8 | Average Weekday | CAISO | 1-in-2 | 2028 | 8 |  |  |  | 63.4395 | 1
| LCA | Big Creek/Ventura | 8 | Average Weekday | CAISO | 1-in-2 | 2028 | 9 |  |  |  | 65.4503 | 1
| LCA | Big Creek/Ventura | 8 | Average Weekday | CAISO | 1-in-2 | 2028 | 10 |  |  |  | 69.565 | 1
| LCA | Big Creek/Ventura | 8 | Average Weekday | CAISO | 1-in-2 | 2028 | 11 |  |  |  | 74.1577 | 1
| LCA | Big Creek/Ventura | 8 | Average Weekday | CAISO | 1-in-2 | 2028 | 12 |  |  |  | 78.4984 | 1
| LCA | Big Creek/Ventura | 8 | Average Weekday | CAISO | 1-in-2 | 2028 | 13 |  |  |  | 82.0149 | 1
| LCA | Big Creek/Ventura | 8 | Average Weekday | CAISO | 1-in-2 | 2028 | 14 |  |  |  | 84.482 | 1
| LCA | Big Creek/Ventura | 8 | Average Weekday | CAISO | 1-in-2 | 2028 | 15 |  |  |  | 86.0614 | 1
| LCA | Big Creek/Ventura | 8 | Average Weekday | CAISO | 1-in-2 | 2028 | 16 |  |  |  | 86.7089 | 1
| LCA | Big Creek/Ventura | 8 | Average Weekday | CAISO | 1-in-2 | 2028 | 17 |  |  |  | 86.5178 | 1
| LCA | Big Creek/Ventura | 8 | Average Weekday | CAISO | 1-in-2 | 2028 | 18 |  |  |  | 85.4085 | 1
| LCA | Big Creek/Ventura | 8 | Average Weekday | CAISO | 1-in-2 | 2028 | 19 |  |  |  | 83.4928 | 1
| LCA | Big Creek/Ventura | 8 | Average Weekday | CAISO | 1-in-2 | 2028 | 20 |  |  |  | 80.6841 | 1
| LCA | Big Creek/Ventura | 8 | Average Weekday | CAISO | 1-in-2 | 2028 | 21 |  |  |  | 77.0404 | 1
| LCA | Big Creek/Ventura | 8 | Average Weekday | CAISO | 1-in-2 | 2028 | 22 |  |  |  | 73.9348 | 1
| LCA | Big Creek/Ventura | 8 | Average Weekday | CAISO | 1-in-2 | 2028 | 23 |  |  |  | 71.6836 | 1
| LCA | Big Creek/Ventura | 8 | Average Weekday | CAISO | 1-in-2 | 2028 | 24 |  |  |  | 69.9212 | 1
| LCA | Big Creek/Ventura | 8 | Monthly System Peak Day | CAISO | 1-in-2 | 2028 | 1 |  |  |  | 77.0952 | 1
| LCA | Big Creek/Ventura | 8 | Monthly System Peak Day | CAISO | 1-in-2 | 2028 | 2 |  |  |  | 75.539 | 1
| LCA | Big Creek/Ventura | 8 | Monthly System Peak Day | CAISO | 1-in-2 | 2028 | 3 |  |  |  | 74.3243 | 1
| LCA | Big Creek/Ventura | 8 | Monthly System Peak Day | CAISO | 1-in-2 | 2028 | 4 |  |  |  | 73.5224 | 1
| LCA | Big Creek/Ventura | 8 | Monthly System Peak Day | CAISO | 1-in-2 | 2028 | 5 |  |  |  | 72.6252 | 1
| LCA | Big Creek/Ventura | 8 | Monthly System Peak Day | CAISO | 1-in-2 | 2028 | 6 |  |  |  | 71.8267 | 1
| LCA | Big Creek/Ventura | 8 | Monthly System Peak Day | CAISO | 1-in-2 | 2028 | 7 |  |  |  | 71.4014 | 1
| LCA | Big Creek/Ventura | 8 | Monthly System Peak Day | CAISO | 1-in-2 | 2028 | 8 |  |  |  | 70.9281 | 1
| LCA | Big Creek/Ventura | 8 | Monthly System Peak Day | CAISO | 1-in-2 | 2028 | 9 |  |  |  | 73.0971 | 1
| LCA | Big Creek/Ventura | 8 | Monthly System Peak Day | CAISO | 1-in-2 | 2028 | 10 |  |  |  | 77.6276 | 1
| LCA | Big Creek/Ventura | 8 | Monthly System Peak Day | CAISO | 1-in-2 | 2028 | 11 |  |  |  | 82.439 | 1
| LCA | Big Creek/Ventura | 8 | Monthly System Peak Day | CAISO | 1-in-2 | 2028 | 12 |  |  |  | 86.8714 | 1
| LCA | Big Creek/Ventura | 8 | Monthly System Peak Day | CAISO | 1-in-2 | 2028 | 13 |  |  |  | 90.5476 | 1
| LCA | Big Creek/Ventura | 8 | Monthly System Peak Day | CAISO | 1-in-2 | 2028 | 14 |  |  |  | 93.1333 | 1
| LCA | Big Creek/Ventura | 8 | Monthly System Peak Day | CAISO | 1-in-2 | 2028 | 15 |  |  |  | 94.5524 | 1
| LCA | Big Creek/Ventura | 8 | Monthly System Peak Day | CAISO | 1-in-2 | 2028 | 16 |  |  |  | 94.5333 | 1
| LCA | Big Creek/Ventura | 8 | Monthly System Peak Day | CAISO | 1-in-2 | 2028 | 17 |  |  |  | 94.0333 | 1
| LCA | Big Creek/Ventura | 8 | Monthly System Peak Day | CAISO | 1-in-2 | 2028 | 18 |  |  |  | 92.2952 | 1
| LCA | Big Creek/Ventura | 8 | Monthly System Peak Day | CAISO | 1-in-2 | 2028 | 19 |  |  |  | 90.1738 | 1
| LCA | Big Creek/Ventura | 8 | Monthly System Peak Day | CAISO | 1-in-2 | 2028 | 20 |  |  |  | 87.3733 | 1
| LCA | Big Creek/Ventura | 8 | Monthly System Peak Day | CAISO | 1-in-2 | 2028 | 21 |  |  |  | 84.2957 | 1
| LCA | Big Creek/Ventura | 8 | Monthly System Peak Day | CAISO | 1-in-2 | 2028 | 22 |  |  |  | 81.5457 | 1
| LCA | Big Creek/Ventura | 8 | Monthly System Peak Day | CAISO | 1-in-2 | 2028 | 23 |  |  |  | 79.5443 | 1
| LCA | Big Creek/Ventura | 8 | Monthly System Peak Day | CAISO | 1-in-2 | 2028 | 24 |  |  |  | 78.471 | 1
| LCA | Big Creek/Ventura | 8 | Typical Event Day | CAISO | 1-in-2 | 2028 | 1 |  |  |  | 73.9215 | 1
| LCA | Big Creek/Ventura | 8 | Typical Event Day | CAISO | 1-in-2 | 2028 | 2 |  |  |  | 72.5096 | 1
| LCA | Big Creek/Ventura | 8 | Typical Event Day | CAISO | 1-in-2 | 2028 | 3 |  |  |  | 71.2665 | 1
| LCA | Big Creek/Ventura | 8 | Typical Event Day | CAISO | 1-in-2 | 2028 | 4 |  |  |  | 70.1356 | 1
| LCA | Big Creek/Ventura | 8 | Typical Event Day | CAISO | 1-in-2 | 2028 | 5 |  |  |  | 69.2294 | 1
| LCA | Big Creek/Ventura | 8 | Typical Event Day | CAISO | 1-in-2 | 2028 | 6 |  |  |  | 68.2529 | 1
| LCA | Big Creek/Ventura | 8 | Typical Event Day | CAISO | 1-in-2 | 2028 | 7 |  |  |  | 67.792 | 1
| LCA | Big Creek/Ventura | 8 | Typical Event Day | CAISO | 1-in-2 | 2028 | 8 |  |  |  | 67.9421 | 1
| LCA | Big Creek/Ventura | 8 | Typical Event Day | CAISO | 1-in-2 | 2028 | 9 |  |  |  | 70.558 | 1
| LCA | Big Creek/Ventura | 8 | Typical Event Day | CAISO | 1-in-2 | 2028 | 10 |  |  |  | 75.1691 | 1
| LCA | Big Creek/Ventura | 8 | Typical Event Day | CAISO | 1-in-2 | 2028 | 11 |  |  |  | 80.3557 | 1
| LCA | Big Creek/Ventura | 8 | Typical Event Day | CAISO | 1-in-2 | 2028 | 12 |  |  |  | 84.7936 | 1
| LCA | Big Creek/Ventura | 8 | Typical Event Day | CAISO | 1-in-2 | 2028 | 13 |  |  |  | 88.3613 | 1
| LCA | Big Creek/Ventura | 8 | Typical Event Day | CAISO | 1-in-2 | 2028 | 14 |  |  |  | 90.9371 | 1
| LCA | Big Creek/Ventura | 8 | Typical Event Day | CAISO | 1-in-2 | 2028 | 15 |  |  |  | 92.5867 | 1
| LCA | Big Creek/Ventura | 8 | Typical Event Day | CAISO | 1-in-2 | 2028 | 16 |  |  |  | 93.1637 | 1
| LCA | Big Creek/Ventura | 8 | Typical Event Day | CAISO | 1-in-2 | 2028 | 17 |  |  |  | 92.9471 | 1
| LCA | Big Creek/Ventura | 8 | Typical Event Day | CAISO | 1-in-2 | 2028 | 18 |  |  |  | 91.6727 | 1
| LCA | Big Creek/Ventura | 8 | Typical Event Day | CAISO | 1-in-2 | 2028 | 19 |  |  |  | 89.8818 | 1
| LCA | Big Creek/Ventura | 8 | Typical Event Day | CAISO | 1-in-2 | 2028 | 20 |  |  |  | 87.0236 | 1
| LCA | Big Creek/Ventura | 8 | Typical Event Day | CAISO | 1-in-2 | 2028 | 21 |  |  |  | 83.2368 | 1
| LCA | Big Creek/Ventura | 8 | Typical Event Day | CAISO | 1-in-2 | 2028 | 22 |  |  |  | 80.2702 | 1
| LCA | Big Creek/Ventura | 8 | Typical Event Day | CAISO | 1-in-2 | 2028 | 23 |  |  |  | 78.1057 | 1
| LCA | Big Creek/Ventura | 8 | Typical Event Day | CAISO | 1-in-2 | 2028 | 24 |  |  |  | 76.5317 | 1
| LCA | Big Creek/Ventura | 9 | Average Weekday | CAISO | 1-in-2 | 2028 | 1 |  |  |  | 66.7839 | 1
| LCA | Big Creek/Ventura | 9 | Average Weekday | CAISO | 1-in-2 | 2028 | 2 |  |  |  | 65.6913 | 1
| LCA | Big Creek/Ventura | 9 | Average Weekday | CAISO | 1-in-2 | 2028 | 3 |  |  |  | 64.8078 | 1
| LCA | Big Creek/Ventura | 9 | Average Weekday | CAISO | 1-in-2 | 2028 | 4 |  |  |  | 63.8692 | 1
| LCA | Big Creek/Ventura | 9 | Average Weekday | CAISO | 1-in-2 | 2028 | 5 |  |  |  | 62.884 | 1
| LCA | Big Creek/Ventura | 9 | Average Weekday | CAISO | 1-in-2 | 2028 | 6 |  |  |  | 62.0609 | 1
| LCA | Big Creek/Ventura | 9 | Average Weekday | CAISO | 1-in-2 | 2028 | 7 |  |  |  | 61.582 | 1
| LCA | Big Creek/Ventura | 9 | Average Weekday | CAISO | 1-in-2 | 2028 | 8 |  |  |  | 61.1774 | 1
| LCA | Big Creek/Ventura | 9 | Average Weekday | CAISO | 1-in-2 | 2028 | 9 |  |  |  | 62.4949 | 1
| LCA | Big Creek/Ventura | 9 | Average Weekday | CAISO | 1-in-2 | 2028 | 10 |  |  |  | 66.4171 | 1
| LCA | Big Creek/Ventura | 9 | Average Weekday | CAISO | 1-in-2 | 2028 | 11 |  |  |  | 71.2324 | 1
| LCA | Big Creek/Ventura | 9 | Average Weekday | CAISO | 1-in-2 | 2028 | 12 |  |  |  | 76.103 | 1
| LCA | Big Creek/Ventura | 9 | Average Weekday | CAISO | 1-in-2 | 2028 | 13 |  |  |  | 79.9384 | 1
| LCA | Big Creek/Ventura | 9 | Average Weekday | CAISO | 1-in-2 | 2028 | 14 |  |  |  | 82.4978 | 1
| LCA | Big Creek/Ventura | 9 | Average Weekday | CAISO | 1-in-2 | 2028 | 15 |  |  |  | 83.8561 | 1
| LCA | Big Creek/Ventura | 9 | Average Weekday | CAISO | 1-in-2 | 2028 | 16 |  |  |  | 84.249 | 1
| LCA | Big Creek/Ventura | 9 | Average Weekday | CAISO | 1-in-2 | 2028 | 17 |  |  |  | 84.0341 | 1
| LCA | Big Creek/Ventura | 9 | Average Weekday | CAISO | 1-in-2 | 2028 | 18 |  |  |  | 82.9106 | 1
| LCA | Big Creek/Ventura | 9 | Average Weekday | CAISO | 1-in-2 | 2028 | 19 |  |  |  | 80.86 | 1
| LCA | Big Creek/Ventura | 9 | Average Weekday | CAISO | 1-in-2 | 2028 | 20 |  |  |  | 77.6636 | 1
| LCA | Big Creek/Ventura | 9 | Average Weekday | CAISO | 1-in-2 | 2028 | 21 |  |  |  | 73.7963 | 1
| LCA | Big Creek/Ventura | 9 | Average Weekday | CAISO | 1-in-2 | 2028 | 22 |  |  |  | 71.3797 | 1
| LCA | Big Creek/Ventura | 9 | Average Weekday | CAISO | 1-in-2 | 2028 | 23 |  |  |  | 69.5135 | 1
| LCA | Big Creek/Ventura | 9 | Average Weekday | CAISO | 1-in-2 | 2028 | 24 |  |  |  | 67.9625 | 1
| LCA | Big Creek/Ventura | 9 | Monthly System Peak Day | CAISO | 1-in-2 | 2028 | 1 |  |  |  | 75.5371 | 1
| LCA | Big Creek/Ventura | 9 | Monthly System Peak Day | CAISO | 1-in-2 | 2028 | 2 |  |  |  | 73.7705 | 1
| LCA | Big Creek/Ventura | 9 | Monthly System Peak Day | CAISO | 1-in-2 | 2028 | 3 |  |  |  | 72.6429 | 1
| LCA | Big Creek/Ventura | 9 | Monthly System Peak Day | CAISO | 1-in-2 | 2028 | 4 |  |  |  | 71.45 | 1
| LCA | Big Creek/Ventura | 9 | Monthly System Peak Day | CAISO | 1-in-2 | 2028 | 5 |  |  |  | 70.1624 | 1
| LCA | Big Creek/Ventura | 9 | Monthly System Peak Day | CAISO | 1-in-2 | 2028 | 6 |  |  |  | 69.091 | 1
| LCA | Big Creek/Ventura | 9 | Monthly System Peak Day | CAISO | 1-in-2 | 2028 | 7 |  |  |  | 68.9014 | 1
| LCA | Big Creek/Ventura | 9 | Monthly System Peak Day | CAISO | 1-in-2 | 2028 | 8 |  |  |  | 68.6438 | 1
| LCA | Big Creek/Ventura | 9 | Monthly System Peak Day | CAISO | 1-in-2 | 2028 | 9 |  |  |  | 70.3733 | 1
| LCA | Big Creek/Ventura | 9 | Monthly System Peak Day | CAISO | 1-in-2 | 2028 | 10 |  |  |  | 75.2395 | 1
| LCA | Big Creek/Ventura | 9 | Monthly System Peak Day | CAISO | 1-in-2 | 2028 | 11 |  |  |  | 81.7 | 1
| LCA | Big Creek/Ventura | 9 | Monthly System Peak Day | CAISO | 1-in-2 | 2028 | 12 |  |  |  | 87.4286 | 1
| LCA | Big Creek/Ventura | 9 | Monthly System Peak Day | CAISO | 1-in-2 | 2028 | 13 |  |  |  | 90.9714 | 1
| LCA | Big Creek/Ventura | 9 | Monthly System Peak Day | CAISO | 1-in-2 | 2028 | 14 |  |  |  | 93.4095 | 1
| LCA | Big Creek/Ventura | 9 | Monthly System Peak Day | CAISO | 1-in-2 | 2028 | 15 |  |  |  | 94.9619 | 1
| LCA | Big Creek/Ventura | 9 | Monthly System Peak Day | CAISO | 1-in-2 | 2028 | 16 |  |  |  | 96.0143 | 1
| LCA | Big Creek/Ventura | 9 | Monthly System Peak Day | CAISO | 1-in-2 | 2028 | 17 |  |  |  | 95.9619 | 1
| LCA | Big Creek/Ventura | 9 | Monthly System Peak Day | CAISO | 1-in-2 | 2028 | 18 |  |  |  | 94.681 | 1
| LCA | Big Creek/Ventura | 9 | Monthly System Peak Day | CAISO | 1-in-2 | 2028 | 19 |  |  |  | 93.5762 | 1
| LCA | Big Creek/Ventura | 9 | Monthly System Peak Day | CAISO | 1-in-2 | 2028 | 20 |  |  |  | 91.2095 | 1
| LCA | Big Creek/Ventura | 9 | Monthly System Peak Day | CAISO | 1-in-2 | 2028 | 21 |  |  |  | 86.94 | 1
| LCA | Big Creek/Ventura | 9 | Monthly System Peak Day | CAISO | 1-in-2 | 2028 | 22 |  |  |  | 84.52 | 1
| LCA | Big Creek/Ventura | 9 | Monthly System Peak Day | CAISO | 1-in-2 | 2028 | 23 |  |  |  | 82.3171 | 1
| LCA | Big Creek/Ventura | 9 | Monthly System Peak Day | CAISO | 1-in-2 | 2028 | 24 |  |  |  | 80.3 | 1
| LCA | Big Creek/Ventura | 10 | Average Weekday | CAISO | 1-in-2 | 2028 | 1 |  |  |  | 60.8434 | 1
| LCA | Big Creek/Ventura | 10 | Average Weekday | CAISO | 1-in-2 | 2028 | 2 |  |  |  | 59.8375 | 1
| LCA | Big Creek/Ventura | 10 | Average Weekday | CAISO | 1-in-2 | 2028 | 3 |  |  |  | 59.0909 | 1
| LCA | Big Creek/Ventura | 10 | Average Weekday | CAISO | 1-in-2 | 2028 | 4 |  |  |  | 58.2942 | 1
| LCA | Big Creek/Ventura | 10 | Average Weekday | CAISO | 1-in-2 | 2028 | 5 |  |  |  | 57.419 | 1
| LCA | Big Creek/Ventura | 10 | Average Weekday | CAISO | 1-in-2 | 2028 | 6 |  |  |  | 56.6993 | 1
| LCA | Big Creek/Ventura | 10 | Average Weekday | CAISO | 1-in-2 | 2028 | 7 |  |  |  | 56.1217 | 1
| LCA | Big Creek/Ventura | 10 | Average Weekday | CAISO | 1-in-2 | 2028 | 8 |  |  |  | 55.5776 | 1
| LCA | Big Creek/Ventura | 10 | Average Weekday | CAISO | 1-in-2 | 2028 | 9 |  |  |  | 55.8193 | 1
| LCA | Big Creek/Ventura | 10 | Average Weekday | CAISO | 1-in-2 | 2028 | 10 |  |  |  | 58.9899 | 1
| LCA | Big Creek/Ventura | 10 | Average Weekday | CAISO | 1-in-2 | 2028 | 11 |  |  |  | 63.5706 | 1
| LCA | Big Creek/Ventura | 10 | Average Weekday | CAISO | 1-in-2 | 2028 | 12 |  |  |  | 67.8169 | 1
| LCA | Big Creek/Ventura | 10 | Average Weekday | CAISO | 1-in-2 | 2028 | 13 |  |  |  | 71.2654 | 1
| LCA | Big Creek/Ventura | 10 | Average Weekday | CAISO | 1-in-2 | 2028 | 14 |  |  |  | 73.6774 | 1
| LCA | Big Creek/Ventura | 10 | Average Weekday | CAISO | 1-in-2 | 2028 | 15 |  |  |  | 75.1392 | 1
| LCA | Big Creek/Ventura | 10 | Average Weekday | CAISO | 1-in-2 | 2028 | 16 |  |  |  | 75.9602 | 1
| LCA | Big Creek/Ventura | 10 | Average Weekday | CAISO | 1-in-2 | 2028 | 17 |  |  |  | 75.9954 | 1
| LCA | Big Creek/Ventura | 10 | Average Weekday | CAISO | 1-in-2 | 2028 | 18 |  |  |  | 75.0633 | 1
| LCA | Big Creek/Ventura | 10 | Average Weekday | CAISO | 1-in-2 | 2028 | 19 |  |  |  | 72.8882 | 1
| LCA | Big Creek/Ventura | 10 | Average Weekday | CAISO | 1-in-2 | 2028 | 20 |  |  |  | 69.5432 | 1
| LCA | Big Creek/Ventura | 10 | Average Weekday | CAISO | 1-in-2 | 2028 | 21 |  |  |  | 66.7562 | 1
| LCA | Big Creek/Ventura | 10 | Average Weekday | CAISO | 1-in-2 | 2028 | 22 |  |  |  | 64.6155 | 1
| LCA | Big Creek/Ventura | 10 | Average Weekday | CAISO | 1-in-2 | 2028 | 23 |  |  |  | 63.02 | 1
| LCA | Big Creek/Ventura | 10 | Average Weekday | CAISO | 1-in-2 | 2028 | 24 |  |  |  | 61.6595 | 1
| LCA | Big Creek/Ventura | 10 | Monthly System Peak Day | CAISO | 1-in-2 | 2028 | 1 |  |  |  | 70.3724 | 1
| LCA | Big Creek/Ventura | 10 | Monthly System Peak Day | CAISO | 1-in-2 | 2028 | 2 |  |  |  | 68.7752 | 1
| LCA | Big Creek/Ventura | 10 | Monthly System Peak Day | CAISO | 1-in-2 | 2028 | 3 |  |  |  | 68.1667 | 1
| LCA | Big Creek/Ventura | 10 | Monthly System Peak Day | CAISO | 1-in-2 | 2028 | 4 |  |  |  | 67.3714 | 1
| LCA | Big Creek/Ventura | 10 | Monthly System Peak Day | CAISO | 1-in-2 | 2028 | 5 |  |  |  | 66.2724 | 1
| LCA | Big Creek/Ventura | 10 | Monthly System Peak Day | CAISO | 1-in-2 | 2028 | 6 |  |  |  | 65.4181 | 1
| LCA | Big Creek/Ventura | 10 | Monthly System Peak Day | CAISO | 1-in-2 | 2028 | 7 |  |  |  | 64.5505 | 1
| LCA | Big Creek/Ventura | 10 | Monthly System Peak Day | CAISO | 1-in-2 | 2028 | 8 |  |  |  | 63.6129 | 1
| LCA | Big Creek/Ventura | 10 | Monthly System Peak Day | CAISO | 1-in-2 | 2028 | 9 |  |  |  | 64.209 | 1
| LCA | Big Creek/Ventura | 10 | Monthly System Peak Day | CAISO | 1-in-2 | 2028 | 10 |  |  |  | 68.4124 | 1
| LCA | Big Creek/Ventura | 10 | Monthly System Peak Day | CAISO | 1-in-2 | 2028 | 11 |  |  |  | 74.0362 | 1
| LCA | Big Creek/Ventura | 10 | Monthly System Peak Day | CAISO | 1-in-2 | 2028 | 12 |  |  |  | 78.4271 | 1
| LCA | Big Creek/Ventura | 10 | Monthly System Peak Day | CAISO | 1-in-2 | 2028 | 13 |  |  |  | 82.5467 | 1
| LCA | Big Creek/Ventura | 10 | Monthly System Peak Day | CAISO | 1-in-2 | 2028 | 14 |  |  |  | 85.2333 | 1
| LCA | Big Creek/Ventura | 10 | Monthly System Peak Day | CAISO | 1-in-2 | 2028 | 15 |  |  |  | 86.8381 | 1
| LCA | Big Creek/Ventura | 10 | Monthly System Peak Day | CAISO | 1-in-2 | 2028 | 16 |  |  |  | 88.1286 | 1
| LCA | Big Creek/Ventura | 10 | Monthly System Peak Day | CAISO | 1-in-2 | 2028 | 17 |  |  |  | 89.1 | 1
| LCA | Big Creek/Ventura | 10 | Monthly System Peak Day | CAISO | 1-in-2 | 2028 | 18 |  |  |  | 87.2762 | 1
| LCA | Big Creek/Ventura | 10 | Monthly System Peak Day | CAISO | 1-in-2 | 2028 | 19 |  |  |  | 83.4557 | 1
| LCA | Big Creek/Ventura | 10 | Monthly System Peak Day | CAISO | 1-in-2 | 2028 | 20 |  |  |  | 80.0338 | 1
| LCA | Big Creek/Ventura | 10 | Monthly System Peak Day | CAISO | 1-in-2 | 2028 | 21 |  |  |  | 77.1457 | 1
| LCA | Big Creek/Ventura | 10 | Monthly System Peak Day | CAISO | 1-in-2 | 2028 | 22 |  |  |  | 74.2176 | 1
| LCA | Big Creek/Ventura | 10 | Monthly System Peak Day | CAISO | 1-in-2 | 2028 | 23 |  |  |  | 72.6505 | 1
| LCA | Big Creek/Ventura | 10 | Monthly System Peak Day | CAISO | 1-in-2 | 2028 | 24 |  |  |  | 71.1971 | 1
| LCA | Big Creek/Ventura | 11 | Average Weekday | CAISO | 1-in-2 | 2028 | 1 |  |  |  | 52.54 | 1
| LCA | Big Creek/Ventura | 11 | Average Weekday | CAISO | 1-in-2 | 2028 | 2 |  |  |  | 51.7426 | 1
| LCA | Big Creek/Ventura | 11 | Average Weekday | CAISO | 1-in-2 | 2028 | 3 |  |  |  | 50.9718 | 1
| LCA | Big Creek/Ventura | 11 | Average Weekday | CAISO | 1-in-2 | 2028 | 4 |  |  |  | 50.2139 | 1
| LCA | Big Creek/Ventura | 11 | Average Weekday | CAISO | 1-in-2 | 2028 | 5 |  |  |  | 49.4629 | 1
| LCA | Big Creek/Ventura | 11 | Average Weekday | CAISO | 1-in-2 | 2028 | 6 |  |  |  | 49.0189 | 1
| LCA | Big Creek/Ventura | 11 | Average Weekday | CAISO | 1-in-2 | 2028 | 7 |  |  |  | 48.64 | 1
| LCA | Big Creek/Ventura | 11 | Average Weekday | CAISO | 1-in-2 | 2028 | 8 |  |  |  | 48.4897 | 1
| LCA | Big Creek/Ventura | 11 | Average Weekday | CAISO | 1-in-2 | 2028 | 9 |  |  |  | 49.884 | 1
| LCA | Big Creek/Ventura | 11 | Average Weekday | CAISO | 1-in-2 | 2028 | 10 |  |  |  | 53.8958 | 1
| LCA | Big Creek/Ventura | 11 | Average Weekday | CAISO | 1-in-2 | 2028 | 11 |  |  |  | 58.4709 | 1
| LCA | Big Creek/Ventura | 11 | Average Weekday | CAISO | 1-in-2 | 2028 | 12 |  |  |  | 62.3887 | 1
| LCA | Big Creek/Ventura | 11 | Average Weekday | CAISO | 1-in-2 | 2028 | 13 |  |  |  | 65.0413 | 1
| LCA | Big Creek/Ventura | 11 | Average Weekday | CAISO | 1-in-2 | 2028 | 14 |  |  |  | 66.6828 | 1
| LCA | Big Creek/Ventura | 11 | Average Weekday | CAISO | 1-in-2 | 2028 | 15 |  |  |  | 67.4684 | 1
| LCA | Big Creek/Ventura | 11 | Average Weekday | CAISO | 1-in-2 | 2028 | 16 |  |  |  | 67.519 | 1
| LCA | Big Creek/Ventura | 11 | Average Weekday | CAISO | 1-in-2 | 2028 | 17 |  |  |  | 66.6226 | 1
| LCA | Big Creek/Ventura | 11 | Average Weekday | CAISO | 1-in-2 | 2028 | 18 |  |  |  | 64.464 | 1
| LCA | Big Creek/Ventura | 11 | Average Weekday | CAISO | 1-in-2 | 2028 | 19 |  |  |  | 61.6494 | 1
| LCA | Big Creek/Ventura | 11 | Average Weekday | CAISO | 1-in-2 | 2028 | 20 |  |  |  | 59.1954 | 1
| LCA | Big Creek/Ventura | 11 | Average Weekday | CAISO | 1-in-2 | 2028 | 21 |  |  |  | 57.3101 | 1
| LCA | Big Creek/Ventura | 11 | Average Weekday | CAISO | 1-in-2 | 2028 | 22 |  |  |  | 55.7642 | 1
| LCA | Big Creek/Ventura | 11 | Average Weekday | CAISO | 1-in-2 | 2028 | 23 |  |  |  | 54.6103 | 1
| LCA | Big Creek/Ventura | 11 | Average Weekday | CAISO | 1-in-2 | 2028 | 24 |  |  |  | 53.5172 | 1
| LCA | Big Creek/Ventura | 11 | Monthly System Peak Day | CAISO | 1-in-2 | 2028 | 1 |  |  |  | 53.4857 | 1
| LCA | Big Creek/Ventura | 11 | Monthly System Peak Day | CAISO | 1-in-2 | 2028 | 2 |  |  |  | 51.9952 | 1
| LCA | Big Creek/Ventura | 11 | Monthly System Peak Day | CAISO | 1-in-2 | 2028 | 3 |  |  |  | 50.841 | 1
| LCA | Big Creek/Ventura | 11 | Monthly System Peak Day | CAISO | 1-in-2 | 2028 | 4 |  |  |  | 50.059 | 1
| LCA | Big Creek/Ventura | 11 | Monthly System Peak Day | CAISO | 1-in-2 | 2028 | 5 |  |  |  | 48.911 | 1
| LCA | Big Creek/Ventura | 11 | Monthly System Peak Day | CAISO | 1-in-2 | 2028 | 6 |  |  |  | 47.6843 | 1
| LCA | Big Creek/Ventura | 11 | Monthly System Peak Day | CAISO | 1-in-2 | 2028 | 7 |  |  |  | 46.791 | 1
| LCA | Big Creek/Ventura | 11 | Monthly System Peak Day | CAISO | 1-in-2 | 2028 | 8 |  |  |  | 46.7433 | 1
| LCA | Big Creek/Ventura | 11 | Monthly System Peak Day | CAISO | 1-in-2 | 2028 | 9 |  |  |  | 48.7419 | 1
| LCA | Big Creek/Ventura | 11 | Monthly System Peak Day | CAISO | 1-in-2 | 2028 | 10 |  |  |  | 55.1086 | 1
| LCA | Big Creek/Ventura | 11 | Monthly System Peak Day | CAISO | 1-in-2 | 2028 | 11 |  |  |  | 62.0286 | 1
| LCA | Big Creek/Ventura | 11 | Monthly System Peak Day | CAISO | 1-in-2 | 2028 | 12 |  |  |  | 68.22 | 1
| LCA | Big Creek/Ventura | 11 | Monthly System Peak Day | CAISO | 1-in-2 | 2028 | 13 |  |  |  | 70.8557 | 1
| LCA | Big Creek/Ventura | 11 | Monthly System Peak Day | CAISO | 1-in-2 | 2028 | 14 |  |  |  | 72.4329 | 1
| LCA | Big Creek/Ventura | 11 | Monthly System Peak Day | CAISO | 1-in-2 | 2028 | 15 |  |  |  | 73.1214 | 1
| LCA | Big Creek/Ventura | 11 | Monthly System Peak Day | CAISO | 1-in-2 | 2028 | 16 |  |  |  | 73.8448 | 1
| LCA | Big Creek/Ventura | 11 | Monthly System Peak Day | CAISO | 1-in-2 | 2028 | 17 |  |  |  | 73.469 | 1
| LCA | Big Creek/Ventura | 11 | Monthly System Peak Day | CAISO | 1-in-2 | 2028 | 18 |  |  |  | 71.5667 | 1
| LCA | Big Creek/Ventura | 11 | Monthly System Peak Day | CAISO | 1-in-2 | 2028 | 19 |  |  |  | 67.6243 | 1
| LCA | Big Creek/Ventura | 11 | Monthly System Peak Day | CAISO | 1-in-2 | 2028 | 20 |  |  |  | 64.119 | 1
| LCA | Big Creek/Ventura | 11 | Monthly System Peak Day | CAISO | 1-in-2 | 2028 | 21 |  |  |  | 62.0671 | 1
| LCA | Big Creek/Ventura | 11 | Monthly System Peak Day | CAISO | 1-in-2 | 2028 | 22 |  |  |  | 59.4895 | 1
| LCA | Big Creek/Ventura | 11 | Monthly System Peak Day | CAISO | 1-in-2 | 2028 | 23 |  |  |  | 57.2257 | 1
| LCA | Big Creek/Ventura | 11 | Monthly System Peak Day | CAISO | 1-in-2 | 2028 | 24 |  |  |  | 54.9795 | 1
| LCA | Big Creek/Ventura | 12 | Average Weekday | CAISO | 1-in-2 | 2028 | 1 |  |  |  | 46.0924 | 1
| LCA | Big Creek/Ventura | 12 | Average Weekday | CAISO | 1-in-2 | 2028 | 2 |  |  |  | 45.3942 | 1
| LCA | Big Creek/Ventura | 12 | Average Weekday | CAISO | 1-in-2 | 2028 | 3 |  |  |  | 44.7195 | 1
| LCA | Big Creek/Ventura | 12 | Average Weekday | CAISO | 1-in-2 | 2028 | 4 |  |  |  | 44.2277 | 1
| LCA | Big Creek/Ventura | 12 | Average Weekday | CAISO | 1-in-2 | 2028 | 5 |  |  |  | 43.7586 | 1
| LCA | Big Creek/Ventura | 12 | Average Weekday | CAISO | 1-in-2 | 2028 | 6 |  |  |  | 43.3073 | 1
| LCA | Big Creek/Ventura | 12 | Average Weekday | CAISO | 1-in-2 | 2028 | 7 |  |  |  | 42.9805 | 1
| LCA | Big Creek/Ventura | 12 | Average Weekday | CAISO | 1-in-2 | 2028 | 8 |  |  |  | 42.8979 | 1
| LCA | Big Creek/Ventura | 12 | Average Weekday | CAISO | 1-in-2 | 2028 | 9 |  |  |  | 43.4107 | 1
| LCA | Big Creek/Ventura | 12 | Average Weekday | CAISO | 1-in-2 | 2028 | 10 |  |  |  | 46.7226 | 1
| LCA | Big Creek/Ventura | 12 | Average Weekday | CAISO | 1-in-2 | 2028 | 11 |  |  |  | 50.9977 | 1
| LCA | Big Creek/Ventura | 12 | Average Weekday | CAISO | 1-in-2 | 2028 | 12 |  |  |  | 54.4397 | 1
| LCA | Big Creek/Ventura | 12 | Average Weekday | CAISO | 1-in-2 | 2028 | 13 |  |  |  | 56.8555 | 1
| LCA | Big Creek/Ventura | 12 | Average Weekday | CAISO | 1-in-2 | 2028 | 14 |  |  |  | 58.3193 | 1
| LCA | Big Creek/Ventura | 12 | Average Weekday | CAISO | 1-in-2 | 2028 | 15 |  |  |  | 59.1014 | 1
| LCA | Big Creek/Ventura | 12 | Average Weekday | CAISO | 1-in-2 | 2028 | 16 |  |  |  | 59.3361 | 1
| LCA | Big Creek/Ventura | 12 | Average Weekday | CAISO | 1-in-2 | 2028 | 17 |  |  |  | 58.5952 | 1
| LCA | Big Creek/Ventura | 12 | Average Weekday | CAISO | 1-in-2 | 2028 | 18 |  |  |  | 56.5829 | 1
| LCA | Big Creek/Ventura | 12 | Average Weekday | CAISO | 1-in-2 | 2028 | 19 |  |  |  | 53.8158 | 1
| LCA | Big Creek/Ventura | 12 | Average Weekday | CAISO | 1-in-2 | 2028 | 20 |  |  |  | 51.6305 | 1
| LCA | Big Creek/Ventura | 12 | Average Weekday | CAISO | 1-in-2 | 2028 | 21 |  |  |  | 49.8392 | 1
| LCA | Big Creek/Ventura | 12 | Average Weekday | CAISO | 1-in-2 | 2028 | 22 |  |  |  | 48.5545 | 1
| LCA | Big Creek/Ventura | 12 | Average Weekday | CAISO | 1-in-2 | 2028 | 23 |  |  |  | 47.6048 | 1
| LCA | Big Creek/Ventura | 12 | Average Weekday | CAISO | 1-in-2 | 2028 | 24 |  |  |  | 46.6553 | 1
| LCA | Big Creek/Ventura | 12 | Monthly System Peak Day | CAISO | 1-in-2 | 2028 | 1 |  |  |  | 50.3681 | 1
| LCA | Big Creek/Ventura | 12 | Monthly System Peak Day | CAISO | 1-in-2 | 2028 | 2 |  |  |  | 49.1633 | 1
| LCA | Big Creek/Ventura | 12 | Monthly System Peak Day | CAISO | 1-in-2 | 2028 | 3 |  |  |  | 48.2429 | 1
| LCA | Big Creek/Ventura | 12 | Monthly System Peak Day | CAISO | 1-in-2 | 2028 | 4 |  |  |  | 47.6795 | 1
| LCA | Big Creek/Ventura | 12 | Monthly System Peak Day | CAISO | 1-in-2 | 2028 | 5 |  |  |  | 46.3633 | 1
| LCA | Big Creek/Ventura | 12 | Monthly System Peak Day | CAISO | 1-in-2 | 2028 | 6 |  |  |  | 45.8533 | 1
| LCA | Big Creek/Ventura | 12 | Monthly System Peak Day | CAISO | 1-in-2 | 2028 | 7 |  |  |  | 45.8514 | 1
| LCA | Big Creek/Ventura | 12 | Monthly System Peak Day | CAISO | 1-in-2 | 2028 | 8 |  |  |  | 45.5362 | 1
| LCA | Big Creek/Ventura | 12 | Monthly System Peak Day | CAISO | 1-in-2 | 2028 | 9 |  |  |  | 45.6833 | 1
| LCA | Big Creek/Ventura | 12 | Monthly System Peak Day | CAISO | 1-in-2 | 2028 | 10 |  |  |  | 48.7557 | 1
| LCA | Big Creek/Ventura | 12 | Monthly System Peak Day | CAISO | 1-in-2 | 2028 | 11 |  |  |  | 52.7467 | 1
| LCA | Big Creek/Ventura | 12 | Monthly System Peak Day | CAISO | 1-in-2 | 2028 | 12 |  |  |  | 56.7933 | 1
| LCA | Big Creek/Ventura | 12 | Monthly System Peak Day | CAISO | 1-in-2 | 2028 | 13 |  |  |  | 58.911 | 1
| LCA | Big Creek/Ventura | 12 | Monthly System Peak Day | CAISO | 1-in-2 | 2028 | 14 |  |  |  | 60.2629 | 1
| LCA | Big Creek/Ventura | 12 | Monthly System Peak Day | CAISO | 1-in-2 | 2028 | 15 |  |  |  | 60.9014 | 1
| LCA | Big Creek/Ventura | 12 | Monthly System Peak Day | CAISO | 1-in-2 | 2028 | 16 |  |  |  | 60.9843 | 1
| LCA | Big Creek/Ventura | 12 | Monthly System Peak Day | CAISO | 1-in-2 | 2028 | 17 |  |  |  | 59.5871 | 1
| LCA | Big Creek/Ventura | 12 | Monthly System Peak Day | CAISO | 1-in-2 | 2028 | 18 |  |  |  | 57.5076 | 1
| LCA | Big Creek/Ventura | 12 | Monthly System Peak Day | CAISO | 1-in-2 | 2028 | 19 |  |  |  | 54.5738 | 1
| LCA | Big Creek/Ventura | 12 | Monthly System Peak Day | CAISO | 1-in-2 | 2028 | 20 |  |  |  | 52.4662 | 1
| LCA | Big Creek/Ventura | 12 | Monthly System Peak Day | CAISO | 1-in-2 | 2028 | 21 |  |  |  | 51.0933 | 1
| LCA | Big Creek/Ventura | 12 | Monthly System Peak Day | CAISO | 1-in-2 | 2028 | 22 |  |  |  | 49.809 | 1
| LCA | Big Creek/Ventura | 12 | Monthly System Peak Day | CAISO | 1-in-2 | 2028 | 23 |  |  |  | 48.7514 | 1
| LCA | Big Creek/Ventura | 12 | Monthly System Peak Day | CAISO | 1-in-2 | 2028 | 24 |  |  |  | 47.1638 | 1
| LCA | Big Creek/Ventura | 1 | Average Weekday | CAISO | 1-in-2 | 2029 | 1 |  |  |  | 49.5342 | 1
| LCA | Big Creek/Ventura | 1 | Average Weekday | CAISO | 1-in-2 | 2029 | 2 |  |  |  | 48.6937 | 1
| LCA | Big Creek/Ventura | 1 | Average Weekday | CAISO | 1-in-2 | 2029 | 3 |  |  |  | 47.9033 | 1
| LCA | Big Creek/Ventura | 1 | Average Weekday | CAISO | 1-in-2 | 2029 | 4 |  |  |  | 47.1847 | 1
| LCA | Big Creek/Ventura | 1 | Average Weekday | CAISO | 1-in-2 | 2029 | 5 |  |  |  | 46.5416 | 1
| LCA | Big Creek/Ventura | 1 | Average Weekday | CAISO | 1-in-2 | 2029 | 6 |  |  |  | 45.9787 | 1
| LCA | Big Creek/Ventura | 1 | Average Weekday | CAISO | 1-in-2 | 2029 | 7 |  |  |  | 45.5331 | 1
| LCA | Big Creek/Ventura | 1 | Average Weekday | CAISO | 1-in-2 | 2029 | 8 |  |  |  | 45.3951 | 1
| LCA | Big Creek/Ventura | 1 | Average Weekday | CAISO | 1-in-2 | 2029 | 9 |  |  |  | 45.8961 | 1
| LCA | Big Creek/Ventura | 1 | Average Weekday | CAISO | 1-in-2 | 2029 | 10 |  |  |  | 49.4574 | 1
| LCA | Big Creek/Ventura | 1 | Average Weekday | CAISO | 1-in-2 | 2029 | 11 |  |  |  | 53.9957 | 1
| LCA | Big Creek/Ventura | 1 | Average Weekday | CAISO | 1-in-2 | 2029 | 12 |  |  |  | 57.9636 | 1
| LCA | Big Creek/Ventura | 1 | Average Weekday | CAISO | 1-in-2 | 2029 | 13 |  |  |  | 60.7648 | 1
| LCA | Big Creek/Ventura | 1 | Average Weekday | CAISO | 1-in-2 | 2029 | 14 |  |  |  | 62.6181 | 1
| LCA | Big Creek/Ventura | 1 | Average Weekday | CAISO | 1-in-2 | 2029 | 15 |  |  |  | 63.8047 | 1
| LCA | Big Creek/Ventura | 1 | Average Weekday | CAISO | 1-in-2 | 2029 | 16 |  |  |  | 64.2705 | 1
| LCA | Big Creek/Ventura | 1 | Average Weekday | CAISO | 1-in-2 | 2029 | 17 |  |  |  | 63.7646 | 1
| LCA | Big Creek/Ventura | 1 | Average Weekday | CAISO | 1-in-2 | 2029 | 18 |  |  |  | 62.0633 | 1
| LCA | Big Creek/Ventura | 1 | Average Weekday | CAISO | 1-in-2 | 2029 | 19 |  |  |  | 59.2455 | 1
| LCA | Big Creek/Ventura | 1 | Average Weekday | CAISO | 1-in-2 | 2029 | 20 |  |  |  | 56.8437 | 1
| LCA | Big Creek/Ventura | 1 | Average Weekday | CAISO | 1-in-2 | 2029 | 21 |  |  |  | 54.9221 | 1
| LCA | Big Creek/Ventura | 1 | Average Weekday | CAISO | 1-in-2 | 2029 | 22 |  |  |  | 53.2415 | 1
| LCA | Big Creek/Ventura | 1 | Average Weekday | CAISO | 1-in-2 | 2029 | 23 |  |  |  | 51.9811 | 1
| LCA | Big Creek/Ventura | 1 | Average Weekday | CAISO | 1-in-2 | 2029 | 24 |  |  |  | 51.0226 | 1
| LCA | Big Creek/Ventura | 1 | Monthly System Peak Day | CAISO | 1-in-2 | 2029 | 1 |  |  |  | 43.8848 | 1
| LCA | Big Creek/Ventura | 1 | Monthly System Peak Day | CAISO | 1-in-2 | 2029 | 2 |  |  |  | 42.5776 | 1
| LCA | Big Creek/Ventura | 1 | Monthly System Peak Day | CAISO | 1-in-2 | 2029 | 3 |  |  |  | 41.0357 | 1
| LCA | Big Creek/Ventura | 1 | Monthly System Peak Day | CAISO | 1-in-2 | 2029 | 4 |  |  |  | 40.0933 | 1
| LCA | Big Creek/Ventura | 1 | Monthly System Peak Day | CAISO | 1-in-2 | 2029 | 5 |  |  |  | 39.5233 | 1
| LCA | Big Creek/Ventura | 1 | Monthly System Peak Day | CAISO | 1-in-2 | 2029 | 6 |  |  |  | 39.2295 | 1
| LCA | Big Creek/Ventura | 1 | Monthly System Peak Day | CAISO | 1-in-2 | 2029 | 7 |  |  |  | 39.2295 | 1
| LCA | Big Creek/Ventura | 1 | Monthly System Peak Day | CAISO | 1-in-2 | 2029 | 8 |  |  |  | 39.6986 | 1
| LCA | Big Creek/Ventura | 1 | Monthly System Peak Day | CAISO | 1-in-2 | 2029 | 9 |  |  |  | 40.0724 | 1
| LCA | Big Creek/Ventura | 1 | Monthly System Peak Day | CAISO | 1-in-2 | 2029 | 10 |  |  |  | 42.7562 | 1
| LCA | Big Creek/Ventura | 1 | Monthly System Peak Day | CAISO | 1-in-2 | 2029 | 11 |  |  |  | 47.051 | 1
| LCA | Big Creek/Ventura | 1 | Monthly System Peak Day | CAISO | 1-in-2 | 2029 | 12 |  |  |  | 50.0129 | 1
| LCA | Big Creek/Ventura | 1 | Monthly System Peak Day | CAISO | 1-in-2 | 2029 | 13 |  |  |  | 50.501 | 1
| LCA | Big Creek/Ventura | 1 | Monthly System Peak Day | CAISO | 1-in-2 | 2029 | 14 |  |  |  | 51.2752 | 1
| LCA | Big Creek/Ventura | 1 | Monthly System Peak Day | CAISO | 1-in-2 | 2029 | 15 |  |  |  | 52.09 | 1
| LCA | Big Creek/Ventura | 1 | Monthly System Peak Day | CAISO | 1-in-2 | 2029 | 16 |  |  |  | 52.4529 | 1
| LCA | Big Creek/Ventura | 1 | Monthly System Peak Day | CAISO | 1-in-2 | 2029 | 17 |  |  |  | 52.7195 | 1
| LCA | Big Creek/Ventura | 1 | Monthly System Peak Day | CAISO | 1-in-2 | 2029 | 18 |  |  |  | 51.6867 | 1
| LCA | Big Creek/Ventura | 1 | Monthly System Peak Day | CAISO | 1-in-2 | 2029 | 19 |  |  |  | 49.5862 | 1
| LCA | Big Creek/Ventura | 1 | Monthly System Peak Day | CAISO | 1-in-2 | 2029 | 20 |  |  |  | 48.3276 | 1
| LCA | Big Creek/Ventura | 1 | Monthly System Peak Day | CAISO | 1-in-2 | 2029 | 21 |  |  |  | 47.0533 | 1
| LCA | Big Creek/Ventura | 1 | Monthly System Peak Day | CAISO | 1-in-2 | 2029 | 22 |  |  |  | 46.1652 | 1
| LCA | Big Creek/Ventura | 1 | Monthly System Peak Day | CAISO | 1-in-2 | 2029 | 23 |  |  |  | 45.7748 | 1
| LCA | Big Creek/Ventura | 1 | Monthly System Peak Day | CAISO | 1-in-2 | 2029 | 24 |  |  |  | 45.521 | 1
| LCA | Big Creek/Ventura | 2 | Average Weekday | CAISO | 1-in-2 | 2029 | 1 |  |  |  | 49.7471 | 1
| LCA | Big Creek/Ventura | 2 | Average Weekday | CAISO | 1-in-2 | 2029 | 2 |  |  |  | 48.8044 | 1
| LCA | Big Creek/Ventura | 2 | Average Weekday | CAISO | 1-in-2 | 2029 | 3 |  |  |  | 47.9669 | 1
| LCA | Big Creek/Ventura | 2 | Average Weekday | CAISO | 1-in-2 | 2029 | 4 |  |  |  | 47.3214 | 1
| LCA | Big Creek/Ventura | 2 | Average Weekday | CAISO | 1-in-2 | 2029 | 5 |  |  |  | 46.693 | 1
| LCA | Big Creek/Ventura | 2 | Average Weekday | CAISO | 1-in-2 | 2029 | 6 |  |  |  | 46.2062 | 1
| LCA | Big Creek/Ventura | 2 | Average Weekday | CAISO | 1-in-2 | 2029 | 7 |  |  |  | 45.7339 | 1
| LCA | Big Creek/Ventura | 2 | Average Weekday | CAISO | 1-in-2 | 2029 | 8 |  |  |  | 45.5057 | 1
| LCA | Big Creek/Ventura | 2 | Average Weekday | CAISO | 1-in-2 | 2029 | 9 |  |  |  | 46.7937 | 1
| LCA | Big Creek/Ventura | 2 | Average Weekday | CAISO | 1-in-2 | 2029 | 10 |  |  |  | 50.8853 | 1
| LCA | Big Creek/Ventura | 2 | Average Weekday | CAISO | 1-in-2 | 2029 | 11 |  |  |  | 55.3739 | 1
| LCA | Big Creek/Ventura | 2 | Average Weekday | CAISO | 1-in-2 | 2029 | 12 |  |  |  | 58.976 | 1
| LCA | Big Creek/Ventura | 2 | Average Weekday | CAISO | 1-in-2 | 2029 | 13 |  |  |  | 61.6118 | 1
| LCA | Big Creek/Ventura | 2 | Average Weekday | CAISO | 1-in-2 | 2029 | 14 |  |  |  | 63.0469 | 1
| LCA | Big Creek/Ventura | 2 | Average Weekday | CAISO | 1-in-2 | 2029 | 15 |  |  |  | 63.8701 | 1
| LCA | Big Creek/Ventura | 2 | Average Weekday | CAISO | 1-in-2 | 2029 | 16 |  |  |  | 64.3836 | 1
| LCA | Big Creek/Ventura | 2 | Average Weekday | CAISO | 1-in-2 | 2029 | 17 |  |  |  | 64.1195 | 1
| LCA | Big Creek/Ventura | 2 | Average Weekday | CAISO | 1-in-2 | 2029 | 18 |  |  |  | 62.8705 | 1
| LCA | Big Creek/Ventura | 2 | Average Weekday | CAISO | 1-in-2 | 2029 | 19 |  |  |  | 60.231 | 1
| LCA | Big Creek/Ventura | 2 | Average Weekday | CAISO | 1-in-2 | 2029 | 20 |  |  |  | 57.4089 | 1
| LCA | Big Creek/Ventura | 2 | Average Weekday | CAISO | 1-in-2 | 2029 | 21 |  |  |  | 55.3029 | 1
| LCA | Big Creek/Ventura | 2 | Average Weekday | CAISO | 1-in-2 | 2029 | 22 |  |  |  | 53.5561 | 1
| LCA | Big Creek/Ventura | 2 | Average Weekday | CAISO | 1-in-2 | 2029 | 23 |  |  |  | 52.2346 | 1
| LCA | Big Creek/Ventura | 2 | Average Weekday | CAISO | 1-in-2 | 2029 | 24 |  |  |  | 51.0608 | 1
| LCA | Big Creek/Ventura | 2 | Monthly System Peak Day | CAISO | 1-in-2 | 2029 | 1 |  |  |  | 41.2029 | 1
| LCA | Big Creek/Ventura | 2 | Monthly System Peak Day | CAISO | 1-in-2 | 2029 | 2 |  |  |  | 40.1505 | 1
| LCA | Big Creek/Ventura | 2 | Monthly System Peak Day | CAISO | 1-in-2 | 2029 | 3 |  |  |  | 39.6238 | 1
| LCA | Big Creek/Ventura | 2 | Monthly System Peak Day | CAISO | 1-in-2 | 2029 | 4 |  |  |  | 39.0433 | 1
| LCA | Big Creek/Ventura | 2 | Monthly System Peak Day | CAISO | 1-in-2 | 2029 | 5 |  |  |  | 38.2095 | 1
| LCA | Big Creek/Ventura | 2 | Monthly System Peak Day | CAISO | 1-in-2 | 2029 | 6 |  |  |  | 37.7305 | 1
| LCA | Big Creek/Ventura | 2 | Monthly System Peak Day | CAISO | 1-in-2 | 2029 | 7 |  |  |  | 37.5457 | 1
| LCA | Big Creek/Ventura | 2 | Monthly System Peak Day | CAISO | 1-in-2 | 2029 | 8 |  |  |  | 37.4543 | 1
| LCA | Big Creek/Ventura | 2 | Monthly System Peak Day | CAISO | 1-in-2 | 2029 | 9 |  |  |  | 38.8457 | 1
| LCA | Big Creek/Ventura | 2 | Monthly System Peak Day | CAISO | 1-in-2 | 2029 | 10 |  |  |  | 41.9462 | 1
| LCA | Big Creek/Ventura | 2 | Monthly System Peak Day | CAISO | 1-in-2 | 2029 | 11 |  |  |  | 45.271 | 1
| LCA | Big Creek/Ventura | 2 | Monthly System Peak Day | CAISO | 1-in-2 | 2029 | 12 |  |  |  | 48.1629 | 1
| LCA | Big Creek/Ventura | 2 | Monthly System Peak Day | CAISO | 1-in-2 | 2029 | 13 |  |  |  | 50.8633 | 1
| LCA | Big Creek/Ventura | 2 | Monthly System Peak Day | CAISO | 1-in-2 | 2029 | 14 |  |  |  | 52.6652 | 1
| LCA | Big Creek/Ventura | 2 | Monthly System Peak Day | CAISO | 1-in-2 | 2029 | 15 |  |  |  | 53.7552 | 1
| LCA | Big Creek/Ventura | 2 | Monthly System Peak Day | CAISO | 1-in-2 | 2029 | 16 |  |  |  | 54.6462 | 1
| LCA | Big Creek/Ventura | 2 | Monthly System Peak Day | CAISO | 1-in-2 | 2029 | 17 |  |  |  | 54.8867 | 1
| LCA | Big Creek/Ventura | 2 | Monthly System Peak Day | CAISO | 1-in-2 | 2029 | 18 |  |  |  | 53.3919 | 1
| LCA | Big Creek/Ventura | 2 | Monthly System Peak Day | CAISO | 1-in-2 | 2029 | 19 |  |  |  | 50.7876 | 1
| LCA | Big Creek/Ventura | 2 | Monthly System Peak Day | CAISO | 1-in-2 | 2029 | 20 |  |  |  | 48.3681 | 1
| LCA | Big Creek/Ventura | 2 | Monthly System Peak Day | CAISO | 1-in-2 | 2029 | 21 |  |  |  | 46.3952 | 1
| LCA | Big Creek/Ventura | 2 | Monthly System Peak Day | CAISO | 1-in-2 | 2029 | 22 |  |  |  | 44.9329 | 1
| LCA | Big Creek/Ventura | 2 | Monthly System Peak Day | CAISO | 1-in-2 | 2029 | 23 |  |  |  | 43.6771 | 1
| LCA | Big Creek/Ventura | 2 | Monthly System Peak Day | CAISO | 1-in-2 | 2029 | 24 |  |  |  | 42.6943 | 1
| LCA | Big Creek/Ventura | 3 | Average Weekday | CAISO | 1-in-2 | 2029 | 1 |  |  |  | 52.8595 | 1
| LCA | Big Creek/Ventura | 3 | Average Weekday | CAISO | 1-in-2 | 2029 | 2 |  |  |  | 51.8237 | 1
| LCA | Big Creek/Ventura | 3 | Average Weekday | CAISO | 1-in-2 | 2029 | 3 |  |  |  | 51.0006 | 1
| LCA | Big Creek/Ventura | 3 | Average Weekday | CAISO | 1-in-2 | 2029 | 4 |  |  |  | 50.2553 | 1
| LCA | Big Creek/Ventura | 3 | Average Weekday | CAISO | 1-in-2 | 2029 | 5 |  |  |  | 49.4158 | 1
| LCA | Big Creek/Ventura | 3 | Average Weekday | CAISO | 1-in-2 | 2029 | 6 |  |  |  | 48.5231 | 1
| LCA | Big Creek/Ventura | 3 | Average Weekday | CAISO | 1-in-2 | 2029 | 7 |  |  |  | 47.8837 | 1
| LCA | Big Creek/Ventura | 3 | Average Weekday | CAISO | 1-in-2 | 2029 | 8 |  |  |  | 47.5302 | 1
| LCA | Big Creek/Ventura | 3 | Average Weekday | CAISO | 1-in-2 | 2029 | 9 |  |  |  | 48.4112 | 1
| LCA | Big Creek/Ventura | 3 | Average Weekday | CAISO | 1-in-2 | 2029 | 10 |  |  |  | 51.877 | 1
| LCA | Big Creek/Ventura | 3 | Average Weekday | CAISO | 1-in-2 | 2029 | 11 |  |  |  | 56.0412 | 1
| LCA | Big Creek/Ventura | 3 | Average Weekday | CAISO | 1-in-2 | 2029 | 12 |  |  |  | 59.6138 | 1
| LCA | Big Creek/Ventura | 3 | Average Weekday | CAISO | 1-in-2 | 2029 | 13 |  |  |  | 62.2225 | 1
| LCA | Big Creek/Ventura | 3 | Average Weekday | CAISO | 1-in-2 | 2029 | 14 |  |  |  | 64.1572 | 1
| LCA | Big Creek/Ventura | 3 | Average Weekday | CAISO | 1-in-2 | 2029 | 15 |  |  |  | 65.3688 | 1
| LCA | Big Creek/Ventura | 3 | Average Weekday | CAISO | 1-in-2 | 2029 | 16 |  |  |  | 66.1061 | 1
| LCA | Big Creek/Ventura | 3 | Average Weekday | CAISO | 1-in-2 | 2029 | 17 |  |  |  | 66.2013 | 1
| LCA | Big Creek/Ventura | 3 | Average Weekday | CAISO | 1-in-2 | 2029 | 18 |  |  |  | 65.4538 | 1
| LCA | Big Creek/Ventura | 3 | Average Weekday | CAISO | 1-in-2 | 2029 | 19 |  |  |  | 63.896 | 1
| LCA | Big Creek/Ventura | 3 | Average Weekday | CAISO | 1-in-2 | 2029 | 20 |  |  |  | 61.5069 | 1
| LCA | Big Creek/Ventura | 3 | Average Weekday | CAISO | 1-in-2 | 2029 | 21 |  |  |  | 58.9205 | 1
| LCA | Big Creek/Ventura | 3 | Average Weekday | CAISO | 1-in-2 | 2029 | 22 |  |  |  | 56.9409 | 1
| LCA | Big Creek/Ventura | 3 | Average Weekday | CAISO | 1-in-2 | 2029 | 23 |  |  |  | 55.4416 | 1
| LCA | Big Creek/Ventura | 3 | Average Weekday | CAISO | 1-in-2 | 2029 | 24 |  |  |  | 54.2709 | 1
| LCA | Big Creek/Ventura | 3 | Monthly System Peak Day | CAISO | 1-in-2 | 2029 | 1 |  |  |  | 53.0719 | 1
| LCA | Big Creek/Ventura | 3 | Monthly System Peak Day | CAISO | 1-in-2 | 2029 | 2 |  |  |  | 52.0262 | 1
| LCA | Big Creek/Ventura | 3 | Monthly System Peak Day | CAISO | 1-in-2 | 2029 | 3 |  |  |  | 50.3457 | 1
| LCA | Big Creek/Ventura | 3 | Monthly System Peak Day | CAISO | 1-in-2 | 2029 | 4 |  |  |  | 49.54 | 1
| LCA | Big Creek/Ventura | 3 | Monthly System Peak Day | CAISO | 1-in-2 | 2029 | 5 |  |  |  | 47.9524 | 1
| LCA | Big Creek/Ventura | 3 | Monthly System Peak Day | CAISO | 1-in-2 | 2029 | 6 |  |  |  | 47.3219 | 1
| LCA | Big Creek/Ventura | 3 | Monthly System Peak Day | CAISO | 1-in-2 | 2029 | 7 |  |  |  | 46.961 | 1
| LCA | Big Creek/Ventura | 3 | Monthly System Peak Day | CAISO | 1-in-2 | 2029 | 8 |  |  |  | 46.3624 | 1
| LCA | Big Creek/Ventura | 3 | Monthly System Peak Day | CAISO | 1-in-2 | 2029 | 9 |  |  |  | 46.9714 | 1
| LCA | Big Creek/Ventura | 3 | Monthly System Peak Day | CAISO | 1-in-2 | 2029 | 10 |  |  |  | 50.4329 | 1
| LCA | Big Creek/Ventura | 3 | Monthly System Peak Day | CAISO | 1-in-2 | 2029 | 11 |  |  |  | 55.26 | 1
| LCA | Big Creek/Ventura | 3 | Monthly System Peak Day | CAISO | 1-in-2 | 2029 | 12 |  |  |  | 60.3743 | 1
| LCA | Big Creek/Ventura | 3 | Monthly System Peak Day | CAISO | 1-in-2 | 2029 | 13 |  |  |  | 64.0509 | 1
| LCA | Big Creek/Ventura | 3 | Monthly System Peak Day | CAISO | 1-in-2 | 2029 | 14 |  |  |  | 66.0724 | 1
| LCA | Big Creek/Ventura | 3 | Monthly System Peak Day | CAISO | 1-in-2 | 2029 | 15 |  |  |  | 67.0591 | 1
| LCA | Big Creek/Ventura | 3 | Monthly System Peak Day | CAISO | 1-in-2 | 2029 | 16 |  |  |  | 68.1805 | 1
| LCA | Big Creek/Ventura | 3 | Monthly System Peak Day | CAISO | 1-in-2 | 2029 | 17 |  |  |  | 68.899 | 1
| LCA | Big Creek/Ventura | 3 | Monthly System Peak Day | CAISO | 1-in-2 | 2029 | 18 |  |  |  | 68.5681 | 1
| LCA | Big Creek/Ventura | 3 | Monthly System Peak Day | CAISO | 1-in-2 | 2029 | 19 |  |  |  | 66.6652 | 1
| LCA | Big Creek/Ventura | 3 | Monthly System Peak Day | CAISO | 1-in-2 | 2029 | 20 |  |  |  | 63.8852 | 1
| LCA | Big Creek/Ventura | 3 | Monthly System Peak Day | CAISO | 1-in-2 | 2029 | 21 |  |  |  | 60.5138 | 1
| LCA | Big Creek/Ventura | 3 | Monthly System Peak Day | CAISO | 1-in-2 | 2029 | 22 |  |  |  | 58.1057 | 1
| LCA | Big Creek/Ventura | 3 | Monthly System Peak Day | CAISO | 1-in-2 | 2029 | 23 |  |  |  | 56.6171 | 1
| LCA | Big Creek/Ventura | 3 | Monthly System Peak Day | CAISO | 1-in-2 | 2029 | 24 |  |  |  | 55.8624 | 1
| LCA | Big Creek/Ventura | 4 | Average Weekday | CAISO | 1-in-2 | 2029 | 1 |  |  |  | 55.9472 | 1
| LCA | Big Creek/Ventura | 4 | Average Weekday | CAISO | 1-in-2 | 2029 | 2 |  |  |  | 54.863 | 1
| LCA | Big Creek/Ventura | 4 | Average Weekday | CAISO | 1-in-2 | 2029 | 3 |  |  |  | 53.8535 | 1
| LCA | Big Creek/Ventura | 4 | Average Weekday | CAISO | 1-in-2 | 2029 | 4 |  |  |  | 52.93 | 1
| LCA | Big Creek/Ventura | 4 | Average Weekday | CAISO | 1-in-2 | 2029 | 5 |  |  |  | 52.0399 | 1
| LCA | Big Creek/Ventura | 4 | Average Weekday | CAISO | 1-in-2 | 2029 | 6 |  |  |  | 51.4284 | 1
| LCA | Big Creek/Ventura | 4 | Average Weekday | CAISO | 1-in-2 | 2029 | 7 |  |  |  | 50.819 | 1
| LCA | Big Creek/Ventura | 4 | Average Weekday | CAISO | 1-in-2 | 2029 | 8 |  |  |  | 50.625 | 1
| LCA | Big Creek/Ventura | 4 | Average Weekday | CAISO | 1-in-2 | 2029 | 9 |  |  |  | 52.3582 | 1
| LCA | Big Creek/Ventura | 4 | Average Weekday | CAISO | 1-in-2 | 2029 | 10 |  |  |  | 55.8446 | 1
| LCA | Big Creek/Ventura | 4 | Average Weekday | CAISO | 1-in-2 | 2029 | 11 |  |  |  | 59.5545 | 1
| LCA | Big Creek/Ventura | 4 | Average Weekday | CAISO | 1-in-2 | 2029 | 12 |  |  |  | 62.8472 | 1
| LCA | Big Creek/Ventura | 4 | Average Weekday | CAISO | 1-in-2 | 2029 | 13 |  |  |  | 65.5091 | 1
| LCA | Big Creek/Ventura | 4 | Average Weekday | CAISO | 1-in-2 | 2029 | 14 |  |  |  | 67.5765 | 1
| LCA | Big Creek/Ventura | 4 | Average Weekday | CAISO | 1-in-2 | 2029 | 15 |  |  |  | 68.8958 | 1
| LCA | Big Creek/Ventura | 4 | Average Weekday | CAISO | 1-in-2 | 2029 | 16 |  |  |  | 69.4967 | 1
| LCA | Big Creek/Ventura | 4 | Average Weekday | CAISO | 1-in-2 | 2029 | 17 |  |  |  | 69.5101 | 1
| LCA | Big Creek/Ventura | 4 | Average Weekday | CAISO | 1-in-2 | 2029 | 18 |  |  |  | 68.7653 | 1
| LCA | Big Creek/Ventura | 4 | Average Weekday | CAISO | 1-in-2 | 2029 | 19 |  |  |  | 67.3382 | 1
| LCA | Big Creek/Ventura | 4 | Average Weekday | CAISO | 1-in-2 | 2029 | 20 |  |  |  | 65.1 | 1
| LCA | Big Creek/Ventura | 4 | Average Weekday | CAISO | 1-in-2 | 2029 | 21 |  |  |  | 62.108 | 1
| LCA | Big Creek/Ventura | 4 | Average Weekday | CAISO | 1-in-2 | 2029 | 22 |  |  |  | 59.8688 | 1
| LCA | Big Creek/Ventura | 4 | Average Weekday | CAISO | 1-in-2 | 2029 | 23 |  |  |  | 58.3519 | 1
| LCA | Big Creek/Ventura | 4 | Average Weekday | CAISO | 1-in-2 | 2029 | 24 |  |  |  | 57.0564 | 1
| LCA | Big Creek/Ventura | 4 | Monthly System Peak Day | CAISO | 1-in-2 | 2029 | 1 |  |  |  | 61.0129 | 1
| LCA | Big Creek/Ventura | 4 | Monthly System Peak Day | CAISO | 1-in-2 | 2029 | 2 |  |  |  | 59.2143 | 1
| LCA | Big Creek/Ventura | 4 | Monthly System Peak Day | CAISO | 1-in-2 | 2029 | 3 |  |  |  | 57.7443 | 1
| LCA | Big Creek/Ventura | 4 | Monthly System Peak Day | CAISO | 1-in-2 | 2029 | 4 |  |  |  | 56.4338 | 1
| LCA | Big Creek/Ventura | 4 | Monthly System Peak Day | CAISO | 1-in-2 | 2029 | 5 |  |  |  | 55.4138 | 1
| LCA | Big Creek/Ventura | 4 | Monthly System Peak Day | CAISO | 1-in-2 | 2029 | 6 |  |  |  | 54.2052 | 1
| LCA | Big Creek/Ventura | 4 | Monthly System Peak Day | CAISO | 1-in-2 | 2029 | 7 |  |  |  | 53.3943 | 1
| LCA | Big Creek/Ventura | 4 | Monthly System Peak Day | CAISO | 1-in-2 | 2029 | 8 |  |  |  | 53.4162 | 1
| LCA | Big Creek/Ventura | 4 | Monthly System Peak Day | CAISO | 1-in-2 | 2029 | 9 |  |  |  | 55.8205 | 1
| LCA | Big Creek/Ventura | 4 | Monthly System Peak Day | CAISO | 1-in-2 | 2029 | 10 |  |  |  | 60.5848 | 1
| LCA | Big Creek/Ventura | 4 | Monthly System Peak Day | CAISO | 1-in-2 | 2029 | 11 |  |  |  | 67.0171 | 1
| LCA | Big Creek/Ventura | 4 | Monthly System Peak Day | CAISO | 1-in-2 | 2029 | 12 |  |  |  | 72.6729 | 1
| LCA | Big Creek/Ventura | 4 | Monthly System Peak Day | CAISO | 1-in-2 | 2029 | 13 |  |  |  | 76.9319 | 1
| LCA | Big Creek/Ventura | 4 | Monthly System Peak Day | CAISO | 1-in-2 | 2029 | 14 |  |  |  | 79.931 | 1
| LCA | Big Creek/Ventura | 4 | Monthly System Peak Day | CAISO | 1-in-2 | 2029 | 15 |  |  |  | 81.9243 | 1
| LCA | Big Creek/Ventura | 4 | Monthly System Peak Day | CAISO | 1-in-2 | 2029 | 16 |  |  |  | 82.4314 | 1
| LCA | Big Creek/Ventura | 4 | Monthly System Peak Day | CAISO | 1-in-2 | 2029 | 17 |  |  |  | 82.6729 | 1
| LCA | Big Creek/Ventura | 4 | Monthly System Peak Day | CAISO | 1-in-2 | 2029 | 18 |  |  |  | 82.1267 | 1
| LCA | Big Creek/Ventura | 4 | Monthly System Peak Day | CAISO | 1-in-2 | 2029 | 19 |  |  |  | 80.6881 | 1
| LCA | Big Creek/Ventura | 4 | Monthly System Peak Day | CAISO | 1-in-2 | 2029 | 20 |  |  |  | 77.7867 | 1
| LCA | Big Creek/Ventura | 4 | Monthly System Peak Day | CAISO | 1-in-2 | 2029 | 21 |  |  |  | 72.969 | 1
| LCA | Big Creek/Ventura | 4 | Monthly System Peak Day | CAISO | 1-in-2 | 2029 | 22 |  |  |  | 68.779 | 1
| LCA | Big Creek/Ventura | 4 | Monthly System Peak Day | CAISO | 1-in-2 | 2029 | 23 |  |  |  | 65.969 | 1
| LCA | Big Creek/Ventura | 4 | Monthly System Peak Day | CAISO | 1-in-2 | 2029 | 24 |  |  |  | 63.951 | 1
| LCA | Big Creek/Ventura | 5 | Average Weekday | CAISO | 1-in-2 | 2029 | 1 |  |  |  | 59.9923 | 1
| LCA | Big Creek/Ventura | 5 | Average Weekday | CAISO | 1-in-2 | 2029 | 2 |  |  |  | 58.9604 | 1
| LCA | Big Creek/Ventura | 5 | Average Weekday | CAISO | 1-in-2 | 2029 | 3 |  |  |  | 58.0285 | 1
| LCA | Big Creek/Ventura | 5 | Average Weekday | CAISO | 1-in-2 | 2029 | 4 |  |  |  | 57.1772 | 1
| LCA | Big Creek/Ventura | 5 | Average Weekday | CAISO | 1-in-2 | 2029 | 5 |  |  |  | 56.5246 | 1
| LCA | Big Creek/Ventura | 5 | Average Weekday | CAISO | 1-in-2 | 2029 | 6 |  |  |  | 55.8549 | 1
| LCA | Big Creek/Ventura | 5 | Average Weekday | CAISO | 1-in-2 | 2029 | 7 |  |  |  | 55.2307 | 1
| LCA | Big Creek/Ventura | 5 | Average Weekday | CAISO | 1-in-2 | 2029 | 8 |  |  |  | 55.5515 | 1
| LCA | Big Creek/Ventura | 5 | Average Weekday | CAISO | 1-in-2 | 2029 | 9 |  |  |  | 58.2705 | 1
| LCA | Big Creek/Ventura | 5 | Average Weekday | CAISO | 1-in-2 | 2029 | 10 |  |  |  | 61.5484 | 1
| LCA | Big Creek/Ventura | 5 | Average Weekday | CAISO | 1-in-2 | 2029 | 11 |  |  |  | 64.8911 | 1
| LCA | Big Creek/Ventura | 5 | Average Weekday | CAISO | 1-in-2 | 2029 | 12 |  |  |  | 67.8559 | 1
| LCA | Big Creek/Ventura | 5 | Average Weekday | CAISO | 1-in-2 | 2029 | 13 |  |  |  | 70.274 | 1
| LCA | Big Creek/Ventura | 5 | Average Weekday | CAISO | 1-in-2 | 2029 | 14 |  |  |  | 72.0602 | 1
| LCA | Big Creek/Ventura | 5 | Average Weekday | CAISO | 1-in-2 | 2029 | 15 |  |  |  | 73.1902 | 1
| LCA | Big Creek/Ventura | 5 | Average Weekday | CAISO | 1-in-2 | 2029 | 16 |  |  |  | 73.6664 | 1
| LCA | Big Creek/Ventura | 5 | Average Weekday | CAISO | 1-in-2 | 2029 | 17 |  |  |  | 73.4822 | 1
| LCA | Big Creek/Ventura | 5 | Average Weekday | CAISO | 1-in-2 | 2029 | 18 |  |  |  | 72.7404 | 1
| LCA | Big Creek/Ventura | 5 | Average Weekday | CAISO | 1-in-2 | 2029 | 19 |  |  |  | 71.3964 | 1
| LCA | Big Creek/Ventura | 5 | Average Weekday | CAISO | 1-in-2 | 2029 | 20 |  |  |  | 69.2439 | 1
| LCA | Big Creek/Ventura | 5 | Average Weekday | CAISO | 1-in-2 | 2029 | 21 |  |  |  | 66.4425 | 1
| LCA | Big Creek/Ventura | 5 | Average Weekday | CAISO | 1-in-2 | 2029 | 22 |  |  |  | 63.8796 | 1
| LCA | Big Creek/Ventura | 5 | Average Weekday | CAISO | 1-in-2 | 2029 | 23 |  |  |  | 62.223 | 1
| LCA | Big Creek/Ventura | 5 | Average Weekday | CAISO | 1-in-2 | 2029 | 24 |  |  |  | 60.8978 | 1
| LCA | Big Creek/Ventura | 5 | Monthly System Peak Day | CAISO | 1-in-2 | 2029 | 1 |  |  |  | 66.6424 | 1
| LCA | Big Creek/Ventura | 5 | Monthly System Peak Day | CAISO | 1-in-2 | 2029 | 2 |  |  |  | 65.0781 | 1
| LCA | Big Creek/Ventura | 5 | Monthly System Peak Day | CAISO | 1-in-2 | 2029 | 3 |  |  |  | 63.9038 | 1
| LCA | Big Creek/Ventura | 5 | Monthly System Peak Day | CAISO | 1-in-2 | 2029 | 4 |  |  |  | 61.9876 | 1
| LCA | Big Creek/Ventura | 5 | Monthly System Peak Day | CAISO | 1-in-2 | 2029 | 5 |  |  |  | 60.6062 | 1
| LCA | Big Creek/Ventura | 5 | Monthly System Peak Day | CAISO | 1-in-2 | 2029 | 6 |  |  |  | 59.9133 | 1
| LCA | Big Creek/Ventura | 5 | Monthly System Peak Day | CAISO | 1-in-2 | 2029 | 7 |  |  |  | 59.5448 | 1
| LCA | Big Creek/Ventura | 5 | Monthly System Peak Day | CAISO | 1-in-2 | 2029 | 8 |  |  |  | 59.6538 | 1
| LCA | Big Creek/Ventura | 5 | Monthly System Peak Day | CAISO | 1-in-2 | 2029 | 9 |  |  |  | 61.3857 | 1
| LCA | Big Creek/Ventura | 5 | Monthly System Peak Day | CAISO | 1-in-2 | 2029 | 10 |  |  |  | 65.8257 | 1
| LCA | Big Creek/Ventura | 5 | Monthly System Peak Day | CAISO | 1-in-2 | 2029 | 11 |  |  |  | 70.9662 | 1
| LCA | Big Creek/Ventura | 5 | Monthly System Peak Day | CAISO | 1-in-2 | 2029 | 12 |  |  |  | 76.139 | 1
| LCA | Big Creek/Ventura | 5 | Monthly System Peak Day | CAISO | 1-in-2 | 2029 | 13 |  |  |  | 79.6881 | 1
| LCA | Big Creek/Ventura | 5 | Monthly System Peak Day | CAISO | 1-in-2 | 2029 | 14 |  |  |  | 82.2152 | 1
| LCA | Big Creek/Ventura | 5 | Monthly System Peak Day | CAISO | 1-in-2 | 2029 | 15 |  |  |  | 83.281 | 1
| LCA | Big Creek/Ventura | 5 | Monthly System Peak Day | CAISO | 1-in-2 | 2029 | 16 |  |  |  | 83.4486 | 1
| LCA | Big Creek/Ventura | 5 | Monthly System Peak Day | CAISO | 1-in-2 | 2029 | 17 |  |  |  | 82.6714 | 1
| LCA | Big Creek/Ventura | 5 | Monthly System Peak Day | CAISO | 1-in-2 | 2029 | 18 |  |  |  | 81.8529 | 1
| LCA | Big Creek/Ventura | 5 | Monthly System Peak Day | CAISO | 1-in-2 | 2029 | 19 |  |  |  | 80.2819 | 1
| LCA | Big Creek/Ventura | 5 | Monthly System Peak Day | CAISO | 1-in-2 | 2029 | 20 |  |  |  | 77.2986 | 1
| LCA | Big Creek/Ventura | 5 | Monthly System Peak Day | CAISO | 1-in-2 | 2029 | 21 |  |  |  | 73.1795 | 1
| LCA | Big Creek/Ventura | 5 | Monthly System Peak Day | CAISO | 1-in-2 | 2029 | 22 |  |  |  | 69.6914 | 1
| LCA | Big Creek/Ventura | 5 | Monthly System Peak Day | CAISO | 1-in-2 | 2029 | 23 |  |  |  | 67.0338 | 1
| LCA | Big Creek/Ventura | 5 | Monthly System Peak Day | CAISO | 1-in-2 | 2029 | 24 |  |  |  | 65.1314 | 1
| LCA | Big Creek/Ventura | 6 | Average Weekday | CAISO | 1-in-2 | 2029 | 1 |  |  |  | 64.4446 | 1
| LCA | Big Creek/Ventura | 6 | Average Weekday | CAISO | 1-in-2 | 2029 | 2 |  |  |  | 63.2767 | 1
| LCA | Big Creek/Ventura | 6 | Average Weekday | CAISO | 1-in-2 | 2029 | 3 |  |  |  | 62.2793 | 1
| LCA | Big Creek/Ventura | 6 | Average Weekday | CAISO | 1-in-2 | 2029 | 4 |  |  |  | 61.464 | 1
| LCA | Big Creek/Ventura | 6 | Average Weekday | CAISO | 1-in-2 | 2029 | 5 |  |  |  | 60.9021 | 1
| LCA | Big Creek/Ventura | 6 | Average Weekday | CAISO | 1-in-2 | 2029 | 6 |  |  |  | 60.1695 | 1
| LCA | Big Creek/Ventura | 6 | Average Weekday | CAISO | 1-in-2 | 2029 | 7 |  |  |  | 59.5618 | 1
| LCA | Big Creek/Ventura | 6 | Average Weekday | CAISO | 1-in-2 | 2029 | 8 |  |  |  | 60.0648 | 1
| LCA | Big Creek/Ventura | 6 | Average Weekday | CAISO | 1-in-2 | 2029 | 9 |  |  |  | 63.0612 | 1
| LCA | Big Creek/Ventura | 6 | Average Weekday | CAISO | 1-in-2 | 2029 | 10 |  |  |  | 66.8253 | 1
| LCA | Big Creek/Ventura | 6 | Average Weekday | CAISO | 1-in-2 | 2029 | 11 |  |  |  | 70.5864 | 1
| LCA | Big Creek/Ventura | 6 | Average Weekday | CAISO | 1-in-2 | 2029 | 12 |  |  |  | 74.0185 | 1
| LCA | Big Creek/Ventura | 6 | Average Weekday | CAISO | 1-in-2 | 2029 | 13 |  |  |  | 76.855 | 1
| LCA | Big Creek/Ventura | 6 | Average Weekday | CAISO | 1-in-2 | 2029 | 14 |  |  |  | 79.0359 | 1
| LCA | Big Creek/Ventura | 6 | Average Weekday | CAISO | 1-in-2 | 2029 | 15 |  |  |  | 80.4934 | 1
| LCA | Big Creek/Ventura | 6 | Average Weekday | CAISO | 1-in-2 | 2029 | 16 |  |  |  | 81.064 | 1
| LCA | Big Creek/Ventura | 6 | Average Weekday | CAISO | 1-in-2 | 2029 | 17 |  |  |  | 80.9841 | 1
| LCA | Big Creek/Ventura | 6 | Average Weekday | CAISO | 1-in-2 | 2029 | 18 |  |  |  | 80.1426 | 1
| LCA | Big Creek/Ventura | 6 | Average Weekday | CAISO | 1-in-2 | 2029 | 19 |  |  |  | 78.6553 | 1
| LCA | Big Creek/Ventura | 6 | Average Weekday | CAISO | 1-in-2 | 2029 | 20 |  |  |  | 76.5709 | 1
| LCA | Big Creek/Ventura | 6 | Average Weekday | CAISO | 1-in-2 | 2029 | 21 |  |  |  | 73.5264 | 1
| LCA | Big Creek/Ventura | 6 | Average Weekday | CAISO | 1-in-2 | 2029 | 22 |  |  |  | 69.9663 | 1
| LCA | Big Creek/Ventura | 6 | Average Weekday | CAISO | 1-in-2 | 2029 | 23 |  |  |  | 67.6652 | 1
| LCA | Big Creek/Ventura | 6 | Average Weekday | CAISO | 1-in-2 | 2029 | 24 |  |  |  | 66.0613 | 1
| LCA | Big Creek/Ventura | 6 | Monthly System Peak Day | CAISO | 1-in-2 | 2029 | 1 |  |  |  | 68.8024 | 1
| LCA | Big Creek/Ventura | 6 | Monthly System Peak Day | CAISO | 1-in-2 | 2029 | 2 |  |  |  | 67.6505 | 1
| LCA | Big Creek/Ventura | 6 | Monthly System Peak Day | CAISO | 1-in-2 | 2029 | 3 |  |  |  | 66.1986 | 1
| LCA | Big Creek/Ventura | 6 | Monthly System Peak Day | CAISO | 1-in-2 | 2029 | 4 |  |  |  | 65.1248 | 1
| LCA | Big Creek/Ventura | 6 | Monthly System Peak Day | CAISO | 1-in-2 | 2029 | 5 |  |  |  | 63.8086 | 1
| LCA | Big Creek/Ventura | 6 | Monthly System Peak Day | CAISO | 1-in-2 | 2029 | 6 |  |  |  | 62.5452 | 1
| LCA | Big Creek/Ventura | 6 | Monthly System Peak Day | CAISO | 1-in-2 | 2029 | 7 |  |  |  | 62.08 | 1
| LCA | Big Creek/Ventura | 6 | Monthly System Peak Day | CAISO | 1-in-2 | 2029 | 8 |  |  |  | 62.9281 | 1
| LCA | Big Creek/Ventura | 6 | Monthly System Peak Day | CAISO | 1-in-2 | 2029 | 9 |  |  |  | 65.6652 | 1
| LCA | Big Creek/Ventura | 6 | Monthly System Peak Day | CAISO | 1-in-2 | 2029 | 10 |  |  |  | 70.0443 | 1
| LCA | Big Creek/Ventura | 6 | Monthly System Peak Day | CAISO | 1-in-2 | 2029 | 11 |  |  |  | 74.979 | 1
| LCA | Big Creek/Ventura | 6 | Monthly System Peak Day | CAISO | 1-in-2 | 2029 | 12 |  |  |  | 79.1838 | 1
| LCA | Big Creek/Ventura | 6 | Monthly System Peak Day | CAISO | 1-in-2 | 2029 | 13 |  |  |  | 82.6405 | 1
| LCA | Big Creek/Ventura | 6 | Monthly System Peak Day | CAISO | 1-in-2 | 2029 | 14 |  |  |  | 85.5533 | 1
| LCA | Big Creek/Ventura | 6 | Monthly System Peak Day | CAISO | 1-in-2 | 2029 | 15 |  |  |  | 87.3609 | 1
| LCA | Big Creek/Ventura | 6 | Monthly System Peak Day | CAISO | 1-in-2 | 2029 | 16 |  |  |  | 88.4405 | 1
| LCA | Big Creek/Ventura | 6 | Monthly System Peak Day | CAISO | 1-in-2 | 2029 | 17 |  |  |  | 88.541 | 1
| LCA | Big Creek/Ventura | 6 | Monthly System Peak Day | CAISO | 1-in-2 | 2029 | 18 |  |  |  | 87.4433 | 1
| LCA | Big Creek/Ventura | 6 | Monthly System Peak Day | CAISO | 1-in-2 | 2029 | 19 |  |  |  | 85.239 | 1
| LCA | Big Creek/Ventura | 6 | Monthly System Peak Day | CAISO | 1-in-2 | 2029 | 20 |  |  |  | 82.8581 | 1
| LCA | Big Creek/Ventura | 6 | Monthly System Peak Day | CAISO | 1-in-2 | 2029 | 21 |  |  |  | 79.0467 | 1
| LCA | Big Creek/Ventura | 6 | Monthly System Peak Day | CAISO | 1-in-2 | 2029 | 22 |  |  |  | 75.0452 | 1
| LCA | Big Creek/Ventura | 6 | Monthly System Peak Day | CAISO | 1-in-2 | 2029 | 23 |  |  |  | 72.0457 | 1
| LCA | Big Creek/Ventura | 6 | Monthly System Peak Day | CAISO | 1-in-2 | 2029 | 24 |  |  |  | 70.119 | 1
| LCA | Big Creek/Ventura | 7 | Average Weekday | CAISO | 1-in-2 | 2029 | 1 |  |  |  | 69.4643 | 1
| LCA | Big Creek/Ventura | 7 | Average Weekday | CAISO | 1-in-2 | 2029 | 2 |  |  |  | 68.4978 | 1
| LCA | Big Creek/Ventura | 7 | Average Weekday | CAISO | 1-in-2 | 2029 | 3 |  |  |  | 67.7258 | 1
| LCA | Big Creek/Ventura | 7 | Average Weekday | CAISO | 1-in-2 | 2029 | 4 |  |  |  | 67.0793 | 1
| LCA | Big Creek/Ventura | 7 | Average Weekday | CAISO | 1-in-2 | 2029 | 5 |  |  |  | 66.3097 | 1
| LCA | Big Creek/Ventura | 7 | Average Weekday | CAISO | 1-in-2 | 2029 | 6 |  |  |  | 65.6954 | 1
| LCA | Big Creek/Ventura | 7 | Average Weekday | CAISO | 1-in-2 | 2029 | 7 |  |  |  | 65.1253 | 1
| LCA | Big Creek/Ventura | 7 | Average Weekday | CAISO | 1-in-2 | 2029 | 8 |  |  |  | 65.3233 | 1
| LCA | Big Creek/Ventura | 7 | Average Weekday | CAISO | 1-in-2 | 2029 | 9 |  |  |  | 67.873 | 1
| LCA | Big Creek/Ventura | 7 | Average Weekday | CAISO | 1-in-2 | 2029 | 10 |  |  |  | 71.393 | 1
| LCA | Big Creek/Ventura | 7 | Average Weekday | CAISO | 1-in-2 | 2029 | 11 |  |  |  | 75.2097 | 1
| LCA | Big Creek/Ventura | 7 | Average Weekday | CAISO | 1-in-2 | 2029 | 12 |  |  |  | 78.9288 | 1
| LCA | Big Creek/Ventura | 7 | Average Weekday | CAISO | 1-in-2 | 2029 | 13 |  |  |  | 81.7619 | 1
| LCA | Big Creek/Ventura | 7 | Average Weekday | CAISO | 1-in-2 | 2029 | 14 |  |  |  | 83.9094 | 1
| LCA | Big Creek/Ventura | 7 | Average Weekday | CAISO | 1-in-2 | 2029 | 15 |  |  |  | 85.285 | 1
| LCA | Big Creek/Ventura | 7 | Average Weekday | CAISO | 1-in-2 | 2029 | 16 |  |  |  | 85.8065 | 1
| LCA | Big Creek/Ventura | 7 | Average Weekday | CAISO | 1-in-2 | 2029 | 17 |  |  |  | 85.5142 | 1
| LCA | Big Creek/Ventura | 7 | Average Weekday | CAISO | 1-in-2 | 2029 | 18 |  |  |  | 84.6145 | 1
| LCA | Big Creek/Ventura | 7 | Average Weekday | CAISO | 1-in-2 | 2029 | 19 |  |  |  | 83.0359 | 1
| LCA | Big Creek/Ventura | 7 | Average Weekday | CAISO | 1-in-2 | 2029 | 20 |  |  |  | 80.7123 | 1
| LCA | Big Creek/Ventura | 7 | Average Weekday | CAISO | 1-in-2 | 2029 | 21 |  |  |  | 77.5898 | 1
| LCA | Big Creek/Ventura | 7 | Average Weekday | CAISO | 1-in-2 | 2029 | 22 |  |  |  | 74.1539 | 1
| LCA | Big Creek/Ventura | 7 | Average Weekday | CAISO | 1-in-2 | 2029 | 23 |  |  |  | 71.9988 | 1
| LCA | Big Creek/Ventura | 7 | Average Weekday | CAISO | 1-in-2 | 2029 | 24 |  |  |  | 70.3567 | 1
| LCA | Big Creek/Ventura | 7 | Monthly System Peak Day | CAISO | 1-in-2 | 2029 | 1 |  |  |  | 74.2514 | 1
| LCA | Big Creek/Ventura | 7 | Monthly System Peak Day | CAISO | 1-in-2 | 2029 | 2 |  |  |  | 73.0786 | 1
| LCA | Big Creek/Ventura | 7 | Monthly System Peak Day | CAISO | 1-in-2 | 2029 | 3 |  |  |  | 71.9005 | 1
| LCA | Big Creek/Ventura | 7 | Monthly System Peak Day | CAISO | 1-in-2 | 2029 | 4 |  |  |  | 70.4452 | 1
| LCA | Big Creek/Ventura | 7 | Monthly System Peak Day | CAISO | 1-in-2 | 2029 | 5 |  |  |  | 70.3214 | 1
| LCA | Big Creek/Ventura | 7 | Monthly System Peak Day | CAISO | 1-in-2 | 2029 | 6 |  |  |  | 69.5486 | 1
| LCA | Big Creek/Ventura | 7 | Monthly System Peak Day | CAISO | 1-in-2 | 2029 | 7 |  |  |  | 68.7852 | 1
| LCA | Big Creek/Ventura | 7 | Monthly System Peak Day | CAISO | 1-in-2 | 2029 | 8 |  |  |  | 69.2686 | 1
| LCA | Big Creek/Ventura | 7 | Monthly System Peak Day | CAISO | 1-in-2 | 2029 | 9 |  |  |  | 73.0962 | 1
| LCA | Big Creek/Ventura | 7 | Monthly System Peak Day | CAISO | 1-in-2 | 2029 | 10 |  |  |  | 77.7648 | 1
| LCA | Big Creek/Ventura | 7 | Monthly System Peak Day | CAISO | 1-in-2 | 2029 | 11 |  |  |  | 82.3048 | 1
| LCA | Big Creek/Ventura | 7 | Monthly System Peak Day | CAISO | 1-in-2 | 2029 | 12 |  |  |  | 85.6905 | 1
| LCA | Big Creek/Ventura | 7 | Monthly System Peak Day | CAISO | 1-in-2 | 2029 | 13 |  |  |  | 89.2857 | 1
| LCA | Big Creek/Ventura | 7 | Monthly System Peak Day | CAISO | 1-in-2 | 2029 | 14 |  |  |  | 91.6524 | 1
| LCA | Big Creek/Ventura | 7 | Monthly System Peak Day | CAISO | 1-in-2 | 2029 | 15 |  |  |  | 93.4714 | 1
| LCA | Big Creek/Ventura | 7 | Monthly System Peak Day | CAISO | 1-in-2 | 2029 | 16 |  |  |  | 93.6667 | 1
| LCA | Big Creek/Ventura | 7 | Monthly System Peak Day | CAISO | 1-in-2 | 2029 | 17 |  |  |  | 93.2524 | 1
| LCA | Big Creek/Ventura | 7 | Monthly System Peak Day | CAISO | 1-in-2 | 2029 | 18 |  |  |  | 92.2714 | 1
| LCA | Big Creek/Ventura | 7 | Monthly System Peak Day | CAISO | 1-in-2 | 2029 | 19 |  |  |  | 90.5381 | 1
| LCA | Big Creek/Ventura | 7 | Monthly System Peak Day | CAISO | 1-in-2 | 2029 | 20 |  |  |  | 86.6533 | 1
| LCA | Big Creek/Ventura | 7 | Monthly System Peak Day | CAISO | 1-in-2 | 2029 | 21 |  |  |  | 82.6648 | 1
| LCA | Big Creek/Ventura | 7 | Monthly System Peak Day | CAISO | 1-in-2 | 2029 | 22 |  |  |  | 79.97 | 1
| LCA | Big Creek/Ventura | 7 | Monthly System Peak Day | CAISO | 1-in-2 | 2029 | 23 |  |  |  | 78.5157 | 1
| LCA | Big Creek/Ventura | 7 | Monthly System Peak Day | CAISO | 1-in-2 | 2029 | 24 |  |  |  | 77.2367 | 1
| LCA | Big Creek/Ventura | 8 | Average Weekday | CAISO | 1-in-2 | 2029 | 1 |  |  |  | 68.5607 | 1
| LCA | Big Creek/Ventura | 8 | Average Weekday | CAISO | 1-in-2 | 2029 | 2 |  |  |  | 67.4839 | 1
| LCA | Big Creek/Ventura | 8 | Average Weekday | CAISO | 1-in-2 | 2029 | 3 |  |  |  | 66.611 | 1
| LCA | Big Creek/Ventura | 8 | Average Weekday | CAISO | 1-in-2 | 2029 | 4 |  |  |  | 65.9349 | 1
| LCA | Big Creek/Ventura | 8 | Average Weekday | CAISO | 1-in-2 | 2029 | 5 |  |  |  | 65.135 | 1
| LCA | Big Creek/Ventura | 8 | Average Weekday | CAISO | 1-in-2 | 2029 | 6 |  |  |  | 64.4324 | 1
| LCA | Big Creek/Ventura | 8 | Average Weekday | CAISO | 1-in-2 | 2029 | 7 |  |  |  | 63.728 | 1
| LCA | Big Creek/Ventura | 8 | Average Weekday | CAISO | 1-in-2 | 2029 | 8 |  |  |  | 63.4395 | 1
| LCA | Big Creek/Ventura | 8 | Average Weekday | CAISO | 1-in-2 | 2029 | 9 |  |  |  | 65.4503 | 1
| LCA | Big Creek/Ventura | 8 | Average Weekday | CAISO | 1-in-2 | 2029 | 10 |  |  |  | 69.565 | 1
| LCA | Big Creek/Ventura | 8 | Average Weekday | CAISO | 1-in-2 | 2029 | 11 |  |  |  | 74.1577 | 1
| LCA | Big Creek/Ventura | 8 | Average Weekday | CAISO | 1-in-2 | 2029 | 12 |  |  |  | 78.4984 | 1
| LCA | Big Creek/Ventura | 8 | Average Weekday | CAISO | 1-in-2 | 2029 | 13 |  |  |  | 82.0149 | 1
| LCA | Big Creek/Ventura | 8 | Average Weekday | CAISO | 1-in-2 | 2029 | 14 |  |  |  | 84.482 | 1
| LCA | Big Creek/Ventura | 8 | Average Weekday | CAISO | 1-in-2 | 2029 | 15 |  |  |  | 86.0614 | 1
| LCA | Big Creek/Ventura | 8 | Average Weekday | CAISO | 1-in-2 | 2029 | 16 |  |  |  | 86.7089 | 1
| LCA | Big Creek/Ventura | 8 | Average Weekday | CAISO | 1-in-2 | 2029 | 17 |  |  |  | 86.5178 | 1
| LCA | Big Creek/Ventura | 8 | Average Weekday | CAISO | 1-in-2 | 2029 | 18 |  |  |  | 85.4085 | 1
| LCA | Big Creek/Ventura | 8 | Average Weekday | CAISO | 1-in-2 | 2029 | 19 |  |  |  | 83.4928 | 1
| LCA | Big Creek/Ventura | 8 | Average Weekday | CAISO | 1-in-2 | 2029 | 20 |  |  |  | 80.6841 | 1
| LCA | Big Creek/Ventura | 8 | Average Weekday | CAISO | 1-in-2 | 2029 | 21 |  |  |  | 77.0404 | 1
| LCA | Big Creek/Ventura | 8 | Average Weekday | CAISO | 1-in-2 | 2029 | 22 |  |  |  | 73.9348 | 1
| LCA | Big Creek/Ventura | 8 | Average Weekday | CAISO | 1-in-2 | 2029 | 23 |  |  |  | 71.6836 | 1
| LCA | Big Creek/Ventura | 8 | Average Weekday | CAISO | 1-in-2 | 2029 | 24 |  |  |  | 69.9212 | 1
| LCA | Big Creek/Ventura | 8 | Monthly System Peak Day | CAISO | 1-in-2 | 2029 | 1 |  |  |  | 77.0952 | 1
| LCA | Big Creek/Ventura | 8 | Monthly System Peak Day | CAISO | 1-in-2 | 2029 | 2 |  |  |  | 75.539 | 1
| LCA | Big Creek/Ventura | 8 | Monthly System Peak Day | CAISO | 1-in-2 | 2029 | 3 |  |  |  | 74.3243 | 1
| LCA | Big Creek/Ventura | 8 | Monthly System Peak Day | CAISO | 1-in-2 | 2029 | 4 |  |  |  | 73.5224 | 1
| LCA | Big Creek/Ventura | 8 | Monthly System Peak Day | CAISO | 1-in-2 | 2029 | 5 |  |  |  | 72.6252 | 1
| LCA | Big Creek/Ventura | 8 | Monthly System Peak Day | CAISO | 1-in-2 | 2029 | 6 |  |  |  | 71.8267 | 1
| LCA | Big Creek/Ventura | 8 | Monthly System Peak Day | CAISO | 1-in-2 | 2029 | 7 |  |  |  | 71.4014 | 1
| LCA | Big Creek/Ventura | 8 | Monthly System Peak Day | CAISO | 1-in-2 | 2029 | 8 |  |  |  | 70.9281 | 1
| LCA | Big Creek/Ventura | 8 | Monthly System Peak Day | CAISO | 1-in-2 | 2029 | 9 |  |  |  | 73.0971 | 1
| LCA | Big Creek/Ventura | 8 | Monthly System Peak Day | CAISO | 1-in-2 | 2029 | 10 |  |  |  | 77.6276 | 1
| LCA | Big Creek/Ventura | 8 | Monthly System Peak Day | CAISO | 1-in-2 | 2029 | 11 |  |  |  | 82.439 | 1
| LCA | Big Creek/Ventura | 8 | Monthly System Peak Day | CAISO | 1-in-2 | 2029 | 12 |  |  |  | 86.8714 | 1
| LCA | Big Creek/Ventura | 8 | Monthly System Peak Day | CAISO | 1-in-2 | 2029 | 13 |  |  |  | 90.5476 | 1
| LCA | Big Creek/Ventura | 8 | Monthly System Peak Day | CAISO | 1-in-2 | 2029 | 14 |  |  |  | 93.1333 | 1
| LCA | Big Creek/Ventura | 8 | Monthly System Peak Day | CAISO | 1-in-2 | 2029 | 15 |  |  |  | 94.5524 | 1
| LCA | Big Creek/Ventura | 8 | Monthly System Peak Day | CAISO | 1-in-2 | 2029 | 16 |  |  |  | 94.5333 | 1
| LCA | Big Creek/Ventura | 8 | Monthly System Peak Day | CAISO | 1-in-2 | 2029 | 17 |  |  |  | 94.0333 | 1
| LCA | Big Creek/Ventura | 8 | Monthly System Peak Day | CAISO | 1-in-2 | 2029 | 18 |  |  |  | 92.2952 | 1
| LCA | Big Creek/Ventura | 8 | Monthly System Peak Day | CAISO | 1-in-2 | 2029 | 19 |  |  |  | 90.1738 | 1
| LCA | Big Creek/Ventura | 8 | Monthly System Peak Day | CAISO | 1-in-2 | 2029 | 20 |  |  |  | 87.3733 | 1
| LCA | Big Creek/Ventura | 8 | Monthly System Peak Day | CAISO | 1-in-2 | 2029 | 21 |  |  |  | 84.2957 | 1
| LCA | Big Creek/Ventura | 8 | Monthly System Peak Day | CAISO | 1-in-2 | 2029 | 22 |  |  |  | 81.5457 | 1
| LCA | Big Creek/Ventura | 8 | Monthly System Peak Day | CAISO | 1-in-2 | 2029 | 23 |  |  |  | 79.5443 | 1
| LCA | Big Creek/Ventura | 8 | Monthly System Peak Day | CAISO | 1-in-2 | 2029 | 24 |  |  |  | 78.471 | 1
| LCA | Big Creek/Ventura | 8 | Typical Event Day | CAISO | 1-in-2 | 2029 | 1 |  |  |  | 73.9215 | 1
| LCA | Big Creek/Ventura | 8 | Typical Event Day | CAISO | 1-in-2 | 2029 | 2 |  |  |  | 72.5096 | 1
| LCA | Big Creek/Ventura | 8 | Typical Event Day | CAISO | 1-in-2 | 2029 | 3 |  |  |  | 71.2665 | 1
| LCA | Big Creek/Ventura | 8 | Typical Event Day | CAISO | 1-in-2 | 2029 | 4 |  |  |  | 70.1356 | 1
| LCA | Big Creek/Ventura | 8 | Typical Event Day | CAISO | 1-in-2 | 2029 | 5 |  |  |  | 69.2294 | 1
| LCA | Big Creek/Ventura | 8 | Typical Event Day | CAISO | 1-in-2 | 2029 | 6 |  |  |  | 68.2529 | 1
| LCA | Big Creek/Ventura | 8 | Typical Event Day | CAISO | 1-in-2 | 2029 | 7 |  |  |  | 67.792 | 1
| LCA | Big Creek/Ventura | 8 | Typical Event Day | CAISO | 1-in-2 | 2029 | 8 |  |  |  | 67.9421 | 1
| LCA | Big Creek/Ventura | 8 | Typical Event Day | CAISO | 1-in-2 | 2029 | 9 |  |  |  | 70.558 | 1
| LCA | Big Creek/Ventura | 8 | Typical Event Day | CAISO | 1-in-2 | 2029 | 10 |  |  |  | 75.1691 | 1
| LCA | Big Creek/Ventura | 8 | Typical Event Day | CAISO | 1-in-2 | 2029 | 11 |  |  |  | 80.3557 | 1
| LCA | Big Creek/Ventura | 8 | Typical Event Day | CAISO | 1-in-2 | 2029 | 12 |  |  |  | 84.7936 | 1
| LCA | Big Creek/Ventura | 8 | Typical Event Day | CAISO | 1-in-2 | 2029 | 13 |  |  |  | 88.3613 | 1
| LCA | Big Creek/Ventura | 8 | Typical Event Day | CAISO | 1-in-2 | 2029 | 14 |  |  |  | 90.9371 | 1
| LCA | Big Creek/Ventura | 8 | Typical Event Day | CAISO | 1-in-2 | 2029 | 15 |  |  |  | 92.5867 | 1
| LCA | Big Creek/Ventura | 8 | Typical Event Day | CAISO | 1-in-2 | 2029 | 16 |  |  |  | 93.1637 | 1
| LCA | Big Creek/Ventura | 8 | Typical Event Day | CAISO | 1-in-2 | 2029 | 17 |  |  |  | 92.9471 | 1
| LCA | Big Creek/Ventura | 8 | Typical Event Day | CAISO | 1-in-2 | 2029 | 18 |  |  |  | 91.6727 | 1
| LCA | Big Creek/Ventura | 8 | Typical Event Day | CAISO | 1-in-2 | 2029 | 19 |  |  |  | 89.8818 | 1
| LCA | Big Creek/Ventura | 8 | Typical Event Day | CAISO | 1-in-2 | 2029 | 20 |  |  |  | 87.0236 | 1
| LCA | Big Creek/Ventura | 8 | Typical Event Day | CAISO | 1-in-2 | 2029 | 21 |  |  |  | 83.2368 | 1
| LCA | Big Creek/Ventura | 8 | Typical Event Day | CAISO | 1-in-2 | 2029 | 22 |  |  |  | 80.2702 | 1
| LCA | Big Creek/Ventura | 8 | Typical Event Day | CAISO | 1-in-2 | 2029 | 23 |  |  |  | 78.1057 | 1
| LCA | Big Creek/Ventura | 8 | Typical Event Day | CAISO | 1-in-2 | 2029 | 24 |  |  |  | 76.5317 | 1
| LCA | Big Creek/Ventura | 9 | Average Weekday | CAISO | 1-in-2 | 2029 | 1 |  |  |  | 66.7839 | 1
| LCA | Big Creek/Ventura | 9 | Average Weekday | CAISO | 1-in-2 | 2029 | 2 |  |  |  | 65.6913 | 1
| LCA | Big Creek/Ventura | 9 | Average Weekday | CAISO | 1-in-2 | 2029 | 3 |  |  |  | 64.8078 | 1
| LCA | Big Creek/Ventura | 9 | Average Weekday | CAISO | 1-in-2 | 2029 | 4 |  |  |  | 63.8692 | 1
| LCA | Big Creek/Ventura | 9 | Average Weekday | CAISO | 1-in-2 | 2029 | 5 |  |  |  | 62.884 | 1
| LCA | Big Creek/Ventura | 9 | Average Weekday | CAISO | 1-in-2 | 2029 | 6 |  |  |  | 62.0609 | 1
| LCA | Big Creek/Ventura | 9 | Average Weekday | CAISO | 1-in-2 | 2029 | 7 |  |  |  | 61.582 | 1
| LCA | Big Creek/Ventura | 9 | Average Weekday | CAISO | 1-in-2 | 2029 | 8 |  |  |  | 61.1774 | 1
| LCA | Big Creek/Ventura | 9 | Average Weekday | CAISO | 1-in-2 | 2029 | 9 |  |  |  | 62.4949 | 1
| LCA | Big Creek/Ventura | 9 | Average Weekday | CAISO | 1-in-2 | 2029 | 10 |  |  |  | 66.4171 | 1
| LCA | Big Creek/Ventura | 9 | Average Weekday | CAISO | 1-in-2 | 2029 | 11 |  |  |  | 71.2324 | 1
| LCA | Big Creek/Ventura | 9 | Average Weekday | CAISO | 1-in-2 | 2029 | 12 |  |  |  | 76.103 | 1
| LCA | Big Creek/Ventura | 9 | Average Weekday | CAISO | 1-in-2 | 2029 | 13 |  |  |  | 79.9384 | 1
| LCA | Big Creek/Ventura | 9 | Average Weekday | CAISO | 1-in-2 | 2029 | 14 |  |  |  | 82.4978 | 1
| LCA | Big Creek/Ventura | 9 | Average Weekday | CAISO | 1-in-2 | 2029 | 15 |  |  |  | 83.8561 | 1
| LCA | Big Creek/Ventura | 9 | Average Weekday | CAISO | 1-in-2 | 2029 | 16 |  |  |  | 84.249 | 1
| LCA | Big Creek/Ventura | 9 | Average Weekday | CAISO | 1-in-2 | 2029 | 17 |  |  |  | 84.0341 | 1
| LCA | Big Creek/Ventura | 9 | Average Weekday | CAISO | 1-in-2 | 2029 | 18 |  |  |  | 82.9106 | 1
| LCA | Big Creek/Ventura | 9 | Average Weekday | CAISO | 1-in-2 | 2029 | 19 |  |  |  | 80.86 | 1
| LCA | Big Creek/Ventura | 9 | Average Weekday | CAISO | 1-in-2 | 2029 | 20 |  |  |  | 77.6636 | 1
| LCA | Big Creek/Ventura | 9 | Average Weekday | CAISO | 1-in-2 | 2029 | 21 |  |  |  | 73.7963 | 1
| LCA | Big Creek/Ventura | 9 | Average Weekday | CAISO | 1-in-2 | 2029 | 22 |  |  |  | 71.3797 | 1
| LCA | Big Creek/Ventura | 9 | Average Weekday | CAISO | 1-in-2 | 2029 | 23 |  |  |  | 69.5135 | 1
| LCA | Big Creek/Ventura | 9 | Average Weekday | CAISO | 1-in-2 | 2029 | 24 |  |  |  | 67.9625 | 1
| LCA | Big Creek/Ventura | 9 | Monthly System Peak Day | CAISO | 1-in-2 | 2029 | 1 |  |  |  | 75.5371 | 1
| LCA | Big Creek/Ventura | 9 | Monthly System Peak Day | CAISO | 1-in-2 | 2029 | 2 |  |  |  | 73.7705 | 1
| LCA | Big Creek/Ventura | 9 | Monthly System Peak Day | CAISO | 1-in-2 | 2029 | 3 |  |  |  | 72.6429 | 1
| LCA | Big Creek/Ventura | 9 | Monthly System Peak Day | CAISO | 1-in-2 | 2029 | 4 |  |  |  | 71.45 | 1
| LCA | Big Creek/Ventura | 9 | Monthly System Peak Day | CAISO | 1-in-2 | 2029 | 5 |  |  |  | 70.1624 | 1
| LCA | Big Creek/Ventura | 9 | Monthly System Peak Day | CAISO | 1-in-2 | 2029 | 6 |  |  |  | 69.091 | 1
| LCA | Big Creek/Ventura | 9 | Monthly System Peak Day | CAISO | 1-in-2 | 2029 | 7 |  |  |  | 68.9014 | 1
| LCA | Big Creek/Ventura | 9 | Monthly System Peak Day | CAISO | 1-in-2 | 2029 | 8 |  |  |  | 68.6438 | 1
| LCA | Big Creek/Ventura | 9 | Monthly System Peak Day | CAISO | 1-in-2 | 2029 | 9 |  |  |  | 70.3733 | 1
| LCA | Big Creek/Ventura | 9 | Monthly System Peak Day | CAISO | 1-in-2 | 2029 | 10 |  |  |  | 75.2395 | 1
| LCA | Big Creek/Ventura | 9 | Monthly System Peak Day | CAISO | 1-in-2 | 2029 | 11 |  |  |  | 81.7 | 1
| LCA | Big Creek/Ventura | 9 | Monthly System Peak Day | CAISO | 1-in-2 | 2029 | 12 |  |  |  | 87.4286 | 1
| LCA | Big Creek/Ventura | 9 | Monthly System Peak Day | CAISO | 1-in-2 | 2029 | 13 |  |  |  | 90.9714 | 1
| LCA | Big Creek/Ventura | 9 | Monthly System Peak Day | CAISO | 1-in-2 | 2029 | 14 |  |  |  | 93.4095 | 1
| LCA | Big Creek/Ventura | 9 | Monthly System Peak Day | CAISO | 1-in-2 | 2029 | 15 |  |  |  | 94.9619 | 1
| LCA | Big Creek/Ventura | 9 | Monthly System Peak Day | CAISO | 1-in-2 | 2029 | 16 |  |  |  | 96.0143 | 1
| LCA | Big Creek/Ventura | 9 | Monthly System Peak Day | CAISO | 1-in-2 | 2029 | 17 |  |  |  | 95.9619 | 1
| LCA | Big Creek/Ventura | 9 | Monthly System Peak Day | CAISO | 1-in-2 | 2029 | 18 |  |  |  | 94.681 | 1
| LCA | Big Creek/Ventura | 9 | Monthly System Peak Day | CAISO | 1-in-2 | 2029 | 19 |  |  |  | 93.5762 | 1
| LCA | Big Creek/Ventura | 9 | Monthly System Peak Day | CAISO | 1-in-2 | 2029 | 20 |  |  |  | 91.2095 | 1
| LCA | Big Creek/Ventura | 9 | Monthly System Peak Day | CAISO | 1-in-2 | 2029 | 21 |  |  |  | 86.94 | 1
| LCA | Big Creek/Ventura | 9 | Monthly System Peak Day | CAISO | 1-in-2 | 2029 | 22 |  |  |  | 84.52 | 1
| LCA | Big Creek/Ventura | 9 | Monthly System Peak Day | CAISO | 1-in-2 | 2029 | 23 |  |  |  | 82.3171 | 1
| LCA | Big Creek/Ventura | 9 | Monthly System Peak Day | CAISO | 1-in-2 | 2029 | 24 |  |  |  | 80.3 | 1
| LCA | Big Creek/Ventura | 10 | Average Weekday | CAISO | 1-in-2 | 2029 | 1 |  |  |  | 60.8434 | 1
| LCA | Big Creek/Ventura | 10 | Average Weekday | CAISO | 1-in-2 | 2029 | 2 |  |  |  | 59.8375 | 1
| LCA | Big Creek/Ventura | 10 | Average Weekday | CAISO | 1-in-2 | 2029 | 3 |  |  |  | 59.0909 | 1
| LCA | Big Creek/Ventura | 10 | Average Weekday | CAISO | 1-in-2 | 2029 | 4 |  |  |  | 58.2942 | 1
| LCA | Big Creek/Ventura | 10 | Average Weekday | CAISO | 1-in-2 | 2029 | 5 |  |  |  | 57.419 | 1
| LCA | Big Creek/Ventura | 10 | Average Weekday | CAISO | 1-in-2 | 2029 | 6 |  |  |  | 56.6993 | 1
| LCA | Big Creek/Ventura | 10 | Average Weekday | CAISO | 1-in-2 | 2029 | 7 |  |  |  | 56.1217 | 1
| LCA | Big Creek/Ventura | 10 | Average Weekday | CAISO | 1-in-2 | 2029 | 8 |  |  |  | 55.5776 | 1
| LCA | Big Creek/Ventura | 10 | Average Weekday | CAISO | 1-in-2 | 2029 | 9 |  |  |  | 55.8193 | 1
| LCA | Big Creek/Ventura | 10 | Average Weekday | CAISO | 1-in-2 | 2029 | 10 |  |  |  | 58.9899 | 1
| LCA | Big Creek/Ventura | 10 | Average Weekday | CAISO | 1-in-2 | 2029 | 11 |  |  |  | 63.5706 | 1
| LCA | Big Creek/Ventura | 10 | Average Weekday | CAISO | 1-in-2 | 2029 | 12 |  |  |  | 67.8169 | 1
| LCA | Big Creek/Ventura | 10 | Average Weekday | CAISO | 1-in-2 | 2029 | 13 |  |  |  | 71.2654 | 1
| LCA | Big Creek/Ventura | 10 | Average Weekday | CAISO | 1-in-2 | 2029 | 14 |  |  |  | 73.6774 | 1
| LCA | Big Creek/Ventura | 10 | Average Weekday | CAISO | 1-in-2 | 2029 | 15 |  |  |  | 75.1392 | 1
| LCA | Big Creek/Ventura | 10 | Average Weekday | CAISO | 1-in-2 | 2029 | 16 |  |  |  | 75.9602 | 1
| LCA | Big Creek/Ventura | 10 | Average Weekday | CAISO | 1-in-2 | 2029 | 17 |  |  |  | 75.9954 | 1
| LCA | Big Creek/Ventura | 10 | Average Weekday | CAISO | 1-in-2 | 2029 | 18 |  |  |  | 75.0633 | 1
| LCA | Big Creek/Ventura | 10 | Average Weekday | CAISO | 1-in-2 | 2029 | 19 |  |  |  | 72.8882 | 1
| LCA | Big Creek/Ventura | 10 | Average Weekday | CAISO | 1-in-2 | 2029 | 20 |  |  |  | 69.5432 | 1
| LCA | Big Creek/Ventura | 10 | Average Weekday | CAISO | 1-in-2 | 2029 | 21 |  |  |  | 66.7562 | 1
| LCA | Big Creek/Ventura | 10 | Average Weekday | CAISO | 1-in-2 | 2029 | 22 |  |  |  | 64.6155 | 1
| LCA | Big Creek/Ventura | 10 | Average Weekday | CAISO | 1-in-2 | 2029 | 23 |  |  |  | 63.02 | 1
| LCA | Big Creek/Ventura | 10 | Average Weekday | CAISO | 1-in-2 | 2029 | 24 |  |  |  | 61.6595 | 1
| LCA | Big Creek/Ventura | 10 | Monthly System Peak Day | CAISO | 1-in-2 | 2029 | 1 |  |  |  | 70.3724 | 1
| LCA | Big Creek/Ventura | 10 | Monthly System Peak Day | CAISO | 1-in-2 | 2029 | 2 |  |  |  | 68.7752 | 1
| LCA | Big Creek/Ventura | 10 | Monthly System Peak Day | CAISO | 1-in-2 | 2029 | 3 |  |  |  | 68.1667 | 1
| LCA | Big Creek/Ventura | 10 | Monthly System Peak Day | CAISO | 1-in-2 | 2029 | 4 |  |  |  | 67.3714 | 1
| LCA | Big Creek/Ventura | 10 | Monthly System Peak Day | CAISO | 1-in-2 | 2029 | 5 |  |  |  | 66.2724 | 1
| LCA | Big Creek/Ventura | 10 | Monthly System Peak Day | CAISO | 1-in-2 | 2029 | 6 |  |  |  | 65.4181 | 1
| LCA | Big Creek/Ventura | 10 | Monthly System Peak Day | CAISO | 1-in-2 | 2029 | 7 |  |  |  | 64.5505 | 1
| LCA | Big Creek/Ventura | 10 | Monthly System Peak Day | CAISO | 1-in-2 | 2029 | 8 |  |  |  | 63.6129 | 1
| LCA | Big Creek/Ventura | 10 | Monthly System Peak Day | CAISO | 1-in-2 | 2029 | 9 |  |  |  | 64.209 | 1
| LCA | Big Creek/Ventura | 10 | Monthly System Peak Day | CAISO | 1-in-2 | 2029 | 10 |  |  |  | 68.4124 | 1
| LCA | Big Creek/Ventura | 10 | Monthly System Peak Day | CAISO | 1-in-2 | 2029 | 11 |  |  |  | 74.0362 | 1
| LCA | Big Creek/Ventura | 10 | Monthly System Peak Day | CAISO | 1-in-2 | 2029 | 12 |  |  |  | 78.4271 | 1
| LCA | Big Creek/Ventura | 10 | Monthly System Peak Day | CAISO | 1-in-2 | 2029 | 13 |  |  |  | 82.5467 | 1
| LCA | Big Creek/Ventura | 10 | Monthly System Peak Day | CAISO | 1-in-2 | 2029 | 14 |  |  |  | 85.2333 | 1
| LCA | Big Creek/Ventura | 10 | Monthly System Peak Day | CAISO | 1-in-2 | 2029 | 15 |  |  |  | 86.8381 | 1
| LCA | Big Creek/Ventura | 10 | Monthly System Peak Day | CAISO | 1-in-2 | 2029 | 16 |  |  |  | 88.1286 | 1
| LCA | Big Creek/Ventura | 10 | Monthly System Peak Day | CAISO | 1-in-2 | 2029 | 17 |  |  |  | 89.1 | 1
| LCA | Big Creek/Ventura | 10 | Monthly System Peak Day | CAISO | 1-in-2 | 2029 | 18 |  |  |  | 87.2762 | 1
| LCA | Big Creek/Ventura | 10 | Monthly System Peak Day | CAISO | 1-in-2 | 2029 | 19 |  |  |  | 83.4557 | 1
| LCA | Big Creek/Ventura | 10 | Monthly System Peak Day | CAISO | 1-in-2 | 2029 | 20 |  |  |  | 80.0338 | 1
| LCA | Big Creek/Ventura | 10 | Monthly System Peak Day | CAISO | 1-in-2 | 2029 | 21 |  |  |  | 77.1457 | 1
| LCA | Big Creek/Ventura | 10 | Monthly System Peak Day | CAISO | 1-in-2 | 2029 | 22 |  |  |  | 74.2176 | 1
| LCA | Big Creek/Ventura | 10 | Monthly System Peak Day | CAISO | 1-in-2 | 2029 | 23 |  |  |  | 72.6505 | 1
| LCA | Big Creek/Ventura | 10 | Monthly System Peak Day | CAISO | 1-in-2 | 2029 | 24 |  |  |  | 71.1971 | 1
| LCA | Big Creek/Ventura | 11 | Average Weekday | CAISO | 1-in-2 | 2029 | 1 |  |  |  | 52.54 | 1
| LCA | Big Creek/Ventura | 11 | Average Weekday | CAISO | 1-in-2 | 2029 | 2 |  |  |  | 51.7426 | 1
| LCA | Big Creek/Ventura | 11 | Average Weekday | CAISO | 1-in-2 | 2029 | 3 |  |  |  | 50.9718 | 1
| LCA | Big Creek/Ventura | 11 | Average Weekday | CAISO | 1-in-2 | 2029 | 4 |  |  |  | 50.2139 | 1
| LCA | Big Creek/Ventura | 11 | Average Weekday | CAISO | 1-in-2 | 2029 | 5 |  |  |  | 49.4629 | 1
| LCA | Big Creek/Ventura | 11 | Average Weekday | CAISO | 1-in-2 | 2029 | 6 |  |  |  | 49.0189 | 1
| LCA | Big Creek/Ventura | 11 | Average Weekday | CAISO | 1-in-2 | 2029 | 7 |  |  |  | 48.64 | 1
| LCA | Big Creek/Ventura | 11 | Average Weekday | CAISO | 1-in-2 | 2029 | 8 |  |  |  | 48.4897 | 1
| LCA | Big Creek/Ventura | 11 | Average Weekday | CAISO | 1-in-2 | 2029 | 9 |  |  |  | 49.884 | 1
| LCA | Big Creek/Ventura | 11 | Average Weekday | CAISO | 1-in-2 | 2029 | 10 |  |  |  | 53.8958 | 1
| LCA | Big Creek/Ventura | 11 | Average Weekday | CAISO | 1-in-2 | 2029 | 11 |  |  |  | 58.4709 | 1
| LCA | Big Creek/Ventura | 11 | Average Weekday | CAISO | 1-in-2 | 2029 | 12 |  |  |  | 62.3887 | 1
| LCA | Big Creek/Ventura | 11 | Average Weekday | CAISO | 1-in-2 | 2029 | 13 |  |  |  | 65.0413 | 1
| LCA | Big Creek/Ventura | 11 | Average Weekday | CAISO | 1-in-2 | 2029 | 14 |  |  |  | 66.6828 | 1
| LCA | Big Creek/Ventura | 11 | Average Weekday | CAISO | 1-in-2 | 2029 | 15 |  |  |  | 67.4684 | 1
| LCA | Big Creek/Ventura | 11 | Average Weekday | CAISO | 1-in-2 | 2029 | 16 |  |  |  | 67.519 | 1
| LCA | Big Creek/Ventura | 11 | Average Weekday | CAISO | 1-in-2 | 2029 | 17 |  |  |  | 66.6226 | 1
| LCA | Big Creek/Ventura | 11 | Average Weekday | CAISO | 1-in-2 | 2029 | 18 |  |  |  | 64.464 | 1
| LCA | Big Creek/Ventura | 11 | Average Weekday | CAISO | 1-in-2 | 2029 | 19 |  |  |  | 61.6494 | 1
| LCA | Big Creek/Ventura | 11 | Average Weekday | CAISO | 1-in-2 | 2029 | 20 |  |  |  | 59.1954 | 1
| LCA | Big Creek/Ventura | 11 | Average Weekday | CAISO | 1-in-2 | 2029 | 21 |  |  |  | 57.3101 | 1
| LCA | Big Creek/Ventura | 11 | Average Weekday | CAISO | 1-in-2 | 2029 | 22 |  |  |  | 55.7642 | 1
| LCA | Big Creek/Ventura | 11 | Average Weekday | CAISO | 1-in-2 | 2029 | 23 |  |  |  | 54.6103 | 1
| LCA | Big Creek/Ventura | 11 | Average Weekday | CAISO | 1-in-2 | 2029 | 24 |  |  |  | 53.5172 | 1
| LCA | Big Creek/Ventura | 11 | Monthly System Peak Day | CAISO | 1-in-2 | 2029 | 1 |  |  |  | 53.4857 | 1
| LCA | Big Creek/Ventura | 11 | Monthly System Peak Day | CAISO | 1-in-2 | 2029 | 2 |  |  |  | 51.9952 | 1
| LCA | Big Creek/Ventura | 11 | Monthly System Peak Day | CAISO | 1-in-2 | 2029 | 3 |  |  |  | 50.841 | 1
| LCA | Big Creek/Ventura | 11 | Monthly System Peak Day | CAISO | 1-in-2 | 2029 | 4 |  |  |  | 50.059 | 1
| LCA | Big Creek/Ventura | 11 | Monthly System Peak Day | CAISO | 1-in-2 | 2029 | 5 |  |  |  | 48.911 | 1
| LCA | Big Creek/Ventura | 11 | Monthly System Peak Day | CAISO | 1-in-2 | 2029 | 6 |  |  |  | 47.6843 | 1
| LCA | Big Creek/Ventura | 11 | Monthly System Peak Day | CAISO | 1-in-2 | 2029 | 7 |  |  |  | 46.791 | 1
| LCA | Big Creek/Ventura | 11 | Monthly System Peak Day | CAISO | 1-in-2 | 2029 | 8 |  |  |  | 46.7433 | 1
| LCA | Big Creek/Ventura | 11 | Monthly System Peak Day | CAISO | 1-in-2 | 2029 | 9 |  |  |  | 48.7419 | 1
| LCA | Big Creek/Ventura | 11 | Monthly System Peak Day | CAISO | 1-in-2 | 2029 | 10 |  |  |  | 55.1086 | 1
| LCA | Big Creek/Ventura | 11 | Monthly System Peak Day | CAISO | 1-in-2 | 2029 | 11 |  |  |  | 62.0286 | 1
| LCA | Big Creek/Ventura | 11 | Monthly System Peak Day | CAISO | 1-in-2 | 2029 | 12 |  |  |  | 68.22 | 1
| LCA | Big Creek/Ventura | 11 | Monthly System Peak Day | CAISO | 1-in-2 | 2029 | 13 |  |  |  | 70.8557 | 1
| LCA | Big Creek/Ventura | 11 | Monthly System Peak Day | CAISO | 1-in-2 | 2029 | 14 |  |  |  | 72.4329 | 1
| LCA | Big Creek/Ventura | 11 | Monthly System Peak Day | CAISO | 1-in-2 | 2029 | 15 |  |  |  | 73.1214 | 1
| LCA | Big Creek/Ventura | 11 | Monthly System Peak Day | CAISO | 1-in-2 | 2029 | 16 |  |  |  | 73.8448 | 1
| LCA | Big Creek/Ventura | 11 | Monthly System Peak Day | CAISO | 1-in-2 | 2029 | 17 |  |  |  | 73.469 | 1
| LCA | Big Creek/Ventura | 11 | Monthly System Peak Day | CAISO | 1-in-2 | 2029 | 18 |  |  |  | 71.5667 | 1
| LCA | Big Creek/Ventura | 11 | Monthly System Peak Day | CAISO | 1-in-2 | 2029 | 19 |  |  |  | 67.6243 | 1
| LCA | Big Creek/Ventura | 11 | Monthly System Peak Day | CAISO | 1-in-2 | 2029 | 20 |  |  |  | 64.119 | 1
| LCA | Big Creek/Ventura | 11 | Monthly System Peak Day | CAISO | 1-in-2 | 2029 | 21 |  |  |  | 62.0671 | 1
| LCA | Big Creek/Ventura | 11 | Monthly System Peak Day | CAISO | 1-in-2 | 2029 | 22 |  |  |  | 59.4895 | 1
| LCA | Big Creek/Ventura | 11 | Monthly System Peak Day | CAISO | 1-in-2 | 2029 | 23 |  |  |  | 57.2257 | 1
| LCA | Big Creek/Ventura | 11 | Monthly System Peak Day | CAISO | 1-in-2 | 2029 | 24 |  |  |  | 54.9795 | 1
| LCA | Big Creek/Ventura | 12 | Average Weekday | CAISO | 1-in-2 | 2029 | 1 |  |  |  | 46.0924 | 1
| LCA | Big Creek/Ventura | 12 | Average Weekday | CAISO | 1-in-2 | 2029 | 2 |  |  |  | 45.3942 | 1
| LCA | Big Creek/Ventura | 12 | Average Weekday | CAISO | 1-in-2 | 2029 | 3 |  |  |  | 44.7195 | 1
| LCA | Big Creek/Ventura | 12 | Average Weekday | CAISO | 1-in-2 | 2029 | 4 |  |  |  | 44.2277 | 1
| LCA | Big Creek/Ventura | 12 | Average Weekday | CAISO | 1-in-2 | 2029 | 5 |  |  |  | 43.7586 | 1
| LCA | Big Creek/Ventura | 12 | Average Weekday | CAISO | 1-in-2 | 2029 | 6 |  |  |  | 43.3073 | 1
| LCA | Big Creek/Ventura | 12 | Average Weekday | CAISO | 1-in-2 | 2029 | 7 |  |  |  | 42.9805 | 1
| LCA | Big Creek/Ventura | 12 | Average Weekday | CAISO | 1-in-2 | 2029 | 8 |  |  |  | 42.8979 | 1
| LCA | Big Creek/Ventura | 12 | Average Weekday | CAISO | 1-in-2 | 2029 | 9 |  |  |  | 43.4107 | 1
| LCA | Big Creek/Ventura | 12 | Average Weekday | CAISO | 1-in-2 | 2029 | 10 |  |  |  | 46.7226 | 1
| LCA | Big Creek/Ventura | 12 | Average Weekday | CAISO | 1-in-2 | 2029 | 11 |  |  |  | 50.9977 | 1
| LCA | Big Creek/Ventura | 12 | Average Weekday | CAISO | 1-in-2 | 2029 | 12 |  |  |  | 54.4397 | 1
| LCA | Big Creek/Ventura | 12 | Average Weekday | CAISO | 1-in-2 | 2029 | 13 |  |  |  | 56.8555 | 1
| LCA | Big Creek/Ventura | 12 | Average Weekday | CAISO | 1-in-2 | 2029 | 14 |  |  |  | 58.3193 | 1
| LCA | Big Creek/Ventura | 12 | Average Weekday | CAISO | 1-in-2 | 2029 | 15 |  |  |  | 59.1014 | 1
| LCA | Big Creek/Ventura | 12 | Average Weekday | CAISO | 1-in-2 | 2029 | 16 |  |  |  | 59.3361 | 1
| LCA | Big Creek/Ventura | 12 | Average Weekday | CAISO | 1-in-2 | 2029 | 17 |  |  |  | 58.5952 | 1
| LCA | Big Creek/Ventura | 12 | Average Weekday | CAISO | 1-in-2 | 2029 | 18 |  |  |  | 56.5829 | 1
| LCA | Big Creek/Ventura | 12 | Average Weekday | CAISO | 1-in-2 | 2029 | 19 |  |  |  | 53.8158 | 1
| LCA | Big Creek/Ventura | 12 | Average Weekday | CAISO | 1-in-2 | 2029 | 20 |  |  |  | 51.6305 | 1
| LCA | Big Creek/Ventura | 12 | Average Weekday | CAISO | 1-in-2 | 2029 | 21 |  |  |  | 49.8392 | 1
| LCA | Big Creek/Ventura | 12 | Average Weekday | CAISO | 1-in-2 | 2029 | 22 |  |  |  | 48.5545 | 1
| LCA | Big Creek/Ventura | 12 | Average Weekday | CAISO | 1-in-2 | 2029 | 23 |  |  |  | 47.6048 | 1
| LCA | Big Creek/Ventura | 12 | Average Weekday | CAISO | 1-in-2 | 2029 | 24 |  |  |  | 46.6553 | 1
| LCA | Big Creek/Ventura | 12 | Monthly System Peak Day | CAISO | 1-in-2 | 2029 | 1 |  |  |  | 50.3681 | 1
| LCA | Big Creek/Ventura | 12 | Monthly System Peak Day | CAISO | 1-in-2 | 2029 | 2 |  |  |  | 49.1633 | 1
| LCA | Big Creek/Ventura | 12 | Monthly System Peak Day | CAISO | 1-in-2 | 2029 | 3 |  |  |  | 48.2429 | 1
| LCA | Big Creek/Ventura | 12 | Monthly System Peak Day | CAISO | 1-in-2 | 2029 | 4 |  |  |  | 47.6795 | 1
| LCA | Big Creek/Ventura | 12 | Monthly System Peak Day | CAISO | 1-in-2 | 2029 | 5 |  |  |  | 46.3633 | 1
| LCA | Big Creek/Ventura | 12 | Monthly System Peak Day | CAISO | 1-in-2 | 2029 | 6 |  |  |  | 45.8533 | 1
| LCA | Big Creek/Ventura | 12 | Monthly System Peak Day | CAISO | 1-in-2 | 2029 | 7 |  |  |  | 45.8514 | 1
| LCA | Big Creek/Ventura | 12 | Monthly System Peak Day | CAISO | 1-in-2 | 2029 | 8 |  |  |  | 45.5362 | 1
| LCA | Big Creek/Ventura | 12 | Monthly System Peak Day | CAISO | 1-in-2 | 2029 | 9 |  |  |  | 45.6833 | 1
| LCA | Big Creek/Ventura | 12 | Monthly System Peak Day | CAISO | 1-in-2 | 2029 | 10 |  |  |  | 48.7557 | 1
| LCA | Big Creek/Ventura | 12 | Monthly System Peak Day | CAISO | 1-in-2 | 2029 | 11 |  |  |  | 52.7467 | 1
| LCA | Big Creek/Ventura | 12 | Monthly System Peak Day | CAISO | 1-in-2 | 2029 | 12 |  |  |  | 56.7933 | 1
| LCA | Big Creek/Ventura | 12 | Monthly System Peak Day | CAISO | 1-in-2 | 2029 | 13 |  |  |  | 58.911 | 1
| LCA | Big Creek/Ventura | 12 | Monthly System Peak Day | CAISO | 1-in-2 | 2029 | 14 |  |  |  | 60.2629 | 1
| LCA | Big Creek/Ventura | 12 | Monthly System Peak Day | CAISO | 1-in-2 | 2029 | 15 |  |  |  | 60.9014 | 1
| LCA | Big Creek/Ventura | 12 | Monthly System Peak Day | CAISO | 1-in-2 | 2029 | 16 |  |  |  | 60.9843 | 1
| LCA | Big Creek/Ventura | 12 | Monthly System Peak Day | CAISO | 1-in-2 | 2029 | 17 |  |  |  | 59.5871 | 1
| LCA | Big Creek/Ventura | 12 | Monthly System Peak Day | CAISO | 1-in-2 | 2029 | 18 |  |  |  | 57.5076 | 1
| LCA | Big Creek/Ventura | 12 | Monthly System Peak Day | CAISO | 1-in-2 | 2029 | 19 |  |  |  | 54.5738 | 1
| LCA | Big Creek/Ventura | 12 | Monthly System Peak Day | CAISO | 1-in-2 | 2029 | 20 |  |  |  | 52.4662 | 1
| LCA | Big Creek/Ventura | 12 | Monthly System Peak Day | CAISO | 1-in-2 | 2029 | 21 |  |  |  | 51.0933 | 1
| LCA | Big Creek/Ventura | 12 | Monthly System Peak Day | CAISO | 1-in-2 | 2029 | 22 |  |  |  | 49.809 | 1
| LCA | Big Creek/Ventura | 12 | Monthly System Peak Day | CAISO | 1-in-2 | 2029 | 23 |  |  |  | 48.7514 | 1
| LCA | Big Creek/Ventura | 12 | Monthly System Peak Day | CAISO | 1-in-2 | 2029 | 24 |  |  |  | 47.1638 | 1
| LCA | Big Creek/Ventura | 1 | Average Weekday | CAISO | 1-in-2 | 2030 | 1 |  |  |  | 49.5342 | 1
| LCA | Big Creek/Ventura | 1 | Average Weekday | CAISO | 1-in-2 | 2030 | 2 |  |  |  | 48.6937 | 1
| LCA | Big Creek/Ventura | 1 | Average Weekday | CAISO | 1-in-2 | 2030 | 3 |  |  |  | 47.9033 | 1
| LCA | Big Creek/Ventura | 1 | Average Weekday | CAISO | 1-in-2 | 2030 | 4 |  |  |  | 47.1847 | 1
| LCA | Big Creek/Ventura | 1 | Average Weekday | CAISO | 1-in-2 | 2030 | 5 |  |  |  | 46.5416 | 1
| LCA | Big Creek/Ventura | 1 | Average Weekday | CAISO | 1-in-2 | 2030 | 6 |  |  |  | 45.9787 | 1
| LCA | Big Creek/Ventura | 1 | Average Weekday | CAISO | 1-in-2 | 2030 | 7 |  |  |  | 45.5331 | 1
| LCA | Big Creek/Ventura | 1 | Average Weekday | CAISO | 1-in-2 | 2030 | 8 |  |  |  | 45.3951 | 1
| LCA | Big Creek/Ventura | 1 | Average Weekday | CAISO | 1-in-2 | 2030 | 9 |  |  |  | 45.8961 | 1
| LCA | Big Creek/Ventura | 1 | Average Weekday | CAISO | 1-in-2 | 2030 | 10 |  |  |  | 49.4574 | 1
| LCA | Big Creek/Ventura | 1 | Average Weekday | CAISO | 1-in-2 | 2030 | 11 |  |  |  | 53.9957 | 1
| LCA | Big Creek/Ventura | 1 | Average Weekday | CAISO | 1-in-2 | 2030 | 12 |  |  |  | 57.9636 | 1
| LCA | Big Creek/Ventura | 1 | Average Weekday | CAISO | 1-in-2 | 2030 | 13 |  |  |  | 60.7648 | 1
| LCA | Big Creek/Ventura | 1 | Average Weekday | CAISO | 1-in-2 | 2030 | 14 |  |  |  | 62.6181 | 1
| LCA | Big Creek/Ventura | 1 | Average Weekday | CAISO | 1-in-2 | 2030 | 15 |  |  |  | 63.8047 | 1
| LCA | Big Creek/Ventura | 1 | Average Weekday | CAISO | 1-in-2 | 2030 | 16 |  |  |  | 64.2705 | 1
| LCA | Big Creek/Ventura | 1 | Average Weekday | CAISO | 1-in-2 | 2030 | 17 |  |  |  | 63.7646 | 1
| LCA | Big Creek/Ventura | 1 | Average Weekday | CAISO | 1-in-2 | 2030 | 18 |  |  |  | 62.0633 | 1
| LCA | Big Creek/Ventura | 1 | Average Weekday | CAISO | 1-in-2 | 2030 | 19 |  |  |  | 59.2455 | 1
| LCA | Big Creek/Ventura | 1 | Average Weekday | CAISO | 1-in-2 | 2030 | 20 |  |  |  | 56.8437 | 1
| LCA | Big Creek/Ventura | 1 | Average Weekday | CAISO | 1-in-2 | 2030 | 21 |  |  |  | 54.9221 | 1
| LCA | Big Creek/Ventura | 1 | Average Weekday | CAISO | 1-in-2 | 2030 | 22 |  |  |  | 53.2415 | 1
| LCA | Big Creek/Ventura | 1 | Average Weekday | CAISO | 1-in-2 | 2030 | 23 |  |  |  | 51.9811 | 1
| LCA | Big Creek/Ventura | 1 | Average Weekday | CAISO | 1-in-2 | 2030 | 24 |  |  |  | 51.0226 | 1
| LCA | Big Creek/Ventura | 1 | Monthly System Peak Day | CAISO | 1-in-2 | 2030 | 1 |  |  |  | 43.8848 | 1
| LCA | Big Creek/Ventura | 1 | Monthly System Peak Day | CAISO | 1-in-2 | 2030 | 2 |  |  |  | 42.5776 | 1
| LCA | Big Creek/Ventura | 1 | Monthly System Peak Day | CAISO | 1-in-2 | 2030 | 3 |  |  |  | 41.0357 | 1
| LCA | Big Creek/Ventura | 1 | Monthly System Peak Day | CAISO | 1-in-2 | 2030 | 4 |  |  |  | 40.0933 | 1
| LCA | Big Creek/Ventura | 1 | Monthly System Peak Day | CAISO | 1-in-2 | 2030 | 5 |  |  |  | 39.5233 | 1
| LCA | Big Creek/Ventura | 1 | Monthly System Peak Day | CAISO | 1-in-2 | 2030 | 6 |  |  |  | 39.2295 | 1
| LCA | Big Creek/Ventura | 1 | Monthly System Peak Day | CAISO | 1-in-2 | 2030 | 7 |  |  |  | 39.2295 | 1
| LCA | Big Creek/Ventura | 1 | Monthly System Peak Day | CAISO | 1-in-2 | 2030 | 8 |  |  |  | 39.6986 | 1
| LCA | Big Creek/Ventura | 1 | Monthly System Peak Day | CAISO | 1-in-2 | 2030 | 9 |  |  |  | 40.0724 | 1
| LCA | Big Creek/Ventura | 1 | Monthly System Peak Day | CAISO | 1-in-2 | 2030 | 10 |  |  |  | 42.7562 | 1
| LCA | Big Creek/Ventura | 1 | Monthly System Peak Day | CAISO | 1-in-2 | 2030 | 11 |  |  |  | 47.051 | 1
| LCA | Big Creek/Ventura | 1 | Monthly System Peak Day | CAISO | 1-in-2 | 2030 | 12 |  |  |  | 50.0129 | 1
| LCA | Big Creek/Ventura | 1 | Monthly System Peak Day | CAISO | 1-in-2 | 2030 | 13 |  |  |  | 50.501 | 1
| LCA | Big Creek/Ventura | 1 | Monthly System Peak Day | CAISO | 1-in-2 | 2030 | 14 |  |  |  | 51.2752 | 1
| LCA | Big Creek/Ventura | 1 | Monthly System Peak Day | CAISO | 1-in-2 | 2030 | 15 |  |  |  | 52.09 | 1
| LCA | Big Creek/Ventura | 1 | Monthly System Peak Day | CAISO | 1-in-2 | 2030 | 16 |  |  |  | 52.4529 | 1
| LCA | Big Creek/Ventura | 1 | Monthly System Peak Day | CAISO | 1-in-2 | 2030 | 17 |  |  |  | 52.7195 | 1
| LCA | Big Creek/Ventura | 1 | Monthly System Peak Day | CAISO | 1-in-2 | 2030 | 18 |  |  |  | 51.6867 | 1
| LCA | Big Creek/Ventura | 1 | Monthly System Peak Day | CAISO | 1-in-2 | 2030 | 19 |  |  |  | 49.5862 | 1
| LCA | Big Creek/Ventura | 1 | Monthly System Peak Day | CAISO | 1-in-2 | 2030 | 20 |  |  |  | 48.3276 | 1
| LCA | Big Creek/Ventura | 1 | Monthly System Peak Day | CAISO | 1-in-2 | 2030 | 21 |  |  |  | 47.0533 | 1
| LCA | Big Creek/Ventura | 1 | Monthly System Peak Day | CAISO | 1-in-2 | 2030 | 22 |  |  |  | 46.1652 | 1
| LCA | Big Creek/Ventura | 1 | Monthly System Peak Day | CAISO | 1-in-2 | 2030 | 23 |  |  |  | 45.7748 | 1
| LCA | Big Creek/Ventura | 1 | Monthly System Peak Day | CAISO | 1-in-2 | 2030 | 24 |  |  |  | 45.521 | 1
| LCA | Big Creek/Ventura | 2 | Average Weekday | CAISO | 1-in-2 | 2030 | 1 |  |  |  | 49.7471 | 1
| LCA | Big Creek/Ventura | 2 | Average Weekday | CAISO | 1-in-2 | 2030 | 2 |  |  |  | 48.8044 | 1
| LCA | Big Creek/Ventura | 2 | Average Weekday | CAISO | 1-in-2 | 2030 | 3 |  |  |  | 47.9669 | 1
| LCA | Big Creek/Ventura | 2 | Average Weekday | CAISO | 1-in-2 | 2030 | 4 |  |  |  | 47.3214 | 1
| LCA | Big Creek/Ventura | 2 | Average Weekday | CAISO | 1-in-2 | 2030 | 5 |  |  |  | 46.693 | 1
| LCA | Big Creek/Ventura | 2 | Average Weekday | CAISO | 1-in-2 | 2030 | 6 |  |  |  | 46.2062 | 1
| LCA | Big Creek/Ventura | 2 | Average Weekday | CAISO | 1-in-2 | 2030 | 7 |  |  |  | 45.7339 | 1
| LCA | Big Creek/Ventura | 2 | Average Weekday | CAISO | 1-in-2 | 2030 | 8 |  |  |  | 45.5057 | 1
| LCA | Big Creek/Ventura | 2 | Average Weekday | CAISO | 1-in-2 | 2030 | 9 |  |  |  | 46.7937 | 1
| LCA | Big Creek/Ventura | 2 | Average Weekday | CAISO | 1-in-2 | 2030 | 10 |  |  |  | 50.8853 | 1
| LCA | Big Creek/Ventura | 2 | Average Weekday | CAISO | 1-in-2 | 2030 | 11 |  |  |  | 55.3739 | 1
| LCA | Big Creek/Ventura | 2 | Average Weekday | CAISO | 1-in-2 | 2030 | 12 |  |  |  | 58.976 | 1
| LCA | Big Creek/Ventura | 2 | Average Weekday | CAISO | 1-in-2 | 2030 | 13 |  |  |  | 61.6118 | 1
| LCA | Big Creek/Ventura | 2 | Average Weekday | CAISO | 1-in-2 | 2030 | 14 |  |  |  | 63.0469 | 1
| LCA | Big Creek/Ventura | 2 | Average Weekday | CAISO | 1-in-2 | 2030 | 15 |  |  |  | 63.8701 | 1
| LCA | Big Creek/Ventura | 2 | Average Weekday | CAISO | 1-in-2 | 2030 | 16 |  |  |  | 64.3836 | 1
| LCA | Big Creek/Ventura | 2 | Average Weekday | CAISO | 1-in-2 | 2030 | 17 |  |  |  | 64.1195 | 1
| LCA | Big Creek/Ventura | 2 | Average Weekday | CAISO | 1-in-2 | 2030 | 18 |  |  |  | 62.8705 | 1
| LCA | Big Creek/Ventura | 2 | Average Weekday | CAISO | 1-in-2 | 2030 | 19 |  |  |  | 60.231 | 1
| LCA | Big Creek/Ventura | 2 | Average Weekday | CAISO | 1-in-2 | 2030 | 20 |  |  |  | 57.4089 | 1
| LCA | Big Creek/Ventura | 2 | Average Weekday | CAISO | 1-in-2 | 2030 | 21 |  |  |  | 55.3029 | 1
| LCA | Big Creek/Ventura | 2 | Average Weekday | CAISO | 1-in-2 | 2030 | 22 |  |  |  | 53.5561 | 1
| LCA | Big Creek/Ventura | 2 | Average Weekday | CAISO | 1-in-2 | 2030 | 23 |  |  |  | 52.2346 | 1
| LCA | Big Creek/Ventura | 2 | Average Weekday | CAISO | 1-in-2 | 2030 | 24 |  |  |  | 51.0608 | 1
| LCA | Big Creek/Ventura | 2 | Monthly System Peak Day | CAISO | 1-in-2 | 2030 | 1 |  |  |  | 41.2029 | 1
| LCA | Big Creek/Ventura | 2 | Monthly System Peak Day | CAISO | 1-in-2 | 2030 | 2 |  |  |  | 40.1505 | 1
| LCA | Big Creek/Ventura | 2 | Monthly System Peak Day | CAISO | 1-in-2 | 2030 | 3 |  |  |  | 39.6238 | 1
| LCA | Big Creek/Ventura | 2 | Monthly System Peak Day | CAISO | 1-in-2 | 2030 | 4 |  |  |  | 39.0433 | 1
| LCA | Big Creek/Ventura | 2 | Monthly System Peak Day | CAISO | 1-in-2 | 2030 | 5 |  |  |  | 38.2095 | 1
| LCA | Big Creek/Ventura | 2 | Monthly System Peak Day | CAISO | 1-in-2 | 2030 | 6 |  |  |  | 37.7305 | 1
| LCA | Big Creek/Ventura | 2 | Monthly System Peak Day | CAISO | 1-in-2 | 2030 | 7 |  |  |  | 37.5457 | 1
| LCA | Big Creek/Ventura | 2 | Monthly System Peak Day | CAISO | 1-in-2 | 2030 | 8 |  |  |  | 37.4543 | 1
| LCA | Big Creek/Ventura | 2 | Monthly System Peak Day | CAISO | 1-in-2 | 2030 | 9 |  |  |  | 38.8457 | 1
| LCA | Big Creek/Ventura | 2 | Monthly System Peak Day | CAISO | 1-in-2 | 2030 | 10 |  |  |  | 41.9462 | 1
| LCA | Big Creek/Ventura | 2 | Monthly System Peak Day | CAISO | 1-in-2 | 2030 | 11 |  |  |  | 45.271 | 1
| LCA | Big Creek/Ventura | 2 | Monthly System Peak Day | CAISO | 1-in-2 | 2030 | 12 |  |  |  | 48.1629 | 1
| LCA | Big Creek/Ventura | 2 | Monthly System Peak Day | CAISO | 1-in-2 | 2030 | 13 |  |  |  | 50.8633 | 1
| LCA | Big Creek/Ventura | 2 | Monthly System Peak Day | CAISO | 1-in-2 | 2030 | 14 |  |  |  | 52.6652 | 1
| LCA | Big Creek/Ventura | 2 | Monthly System Peak Day | CAISO | 1-in-2 | 2030 | 15 |  |  |  | 53.7552 | 1
| LCA | Big Creek/Ventura | 2 | Monthly System Peak Day | CAISO | 1-in-2 | 2030 | 16 |  |  |  | 54.6462 | 1
| LCA | Big Creek/Ventura | 2 | Monthly System Peak Day | CAISO | 1-in-2 | 2030 | 17 |  |  |  | 54.8867 | 1
| LCA | Big Creek/Ventura | 2 | Monthly System Peak Day | CAISO | 1-in-2 | 2030 | 18 |  |  |  | 53.3919 | 1
| LCA | Big Creek/Ventura | 2 | Monthly System Peak Day | CAISO | 1-in-2 | 2030 | 19 |  |  |  | 50.7876 | 1
| LCA | Big Creek/Ventura | 2 | Monthly System Peak Day | CAISO | 1-in-2 | 2030 | 20 |  |  |  | 48.3681 | 1
| LCA | Big Creek/Ventura | 2 | Monthly System Peak Day | CAISO | 1-in-2 | 2030 | 21 |  |  |  | 46.3952 | 1
| LCA | Big Creek/Ventura | 2 | Monthly System Peak Day | CAISO | 1-in-2 | 2030 | 22 |  |  |  | 44.9329 | 1
| LCA | Big Creek/Ventura | 2 | Monthly System Peak Day | CAISO | 1-in-2 | 2030 | 23 |  |  |  | 43.6771 | 1
| LCA | Big Creek/Ventura | 2 | Monthly System Peak Day | CAISO | 1-in-2 | 2030 | 24 |  |  |  | 42.6943 | 1
| LCA | Big Creek/Ventura | 3 | Average Weekday | CAISO | 1-in-2 | 2030 | 1 |  |  |  | 52.8595 | 1
| LCA | Big Creek/Ventura | 3 | Average Weekday | CAISO | 1-in-2 | 2030 | 2 |  |  |  | 51.8237 | 1
| LCA | Big Creek/Ventura | 3 | Average Weekday | CAISO | 1-in-2 | 2030 | 3 |  |  |  | 51.0006 | 1
| LCA | Big Creek/Ventura | 3 | Average Weekday | CAISO | 1-in-2 | 2030 | 4 |  |  |  | 50.2553 | 1
| LCA | Big Creek/Ventura | 3 | Average Weekday | CAISO | 1-in-2 | 2030 | 5 |  |  |  | 49.4158 | 1
| LCA | Big Creek/Ventura | 3 | Average Weekday | CAISO | 1-in-2 | 2030 | 6 |  |  |  | 48.5231 | 1
| LCA | Big Creek/Ventura | 3 | Average Weekday | CAISO | 1-in-2 | 2030 | 7 |  |  |  | 47.8837 | 1
| LCA | Big Creek/Ventura | 3 | Average Weekday | CAISO | 1-in-2 | 2030 | 8 |  |  |  | 47.5302 | 1
| LCA | Big Creek/Ventura | 3 | Average Weekday | CAISO | 1-in-2 | 2030 | 9 |  |  |  | 48.4112 | 1
| LCA | Big Creek/Ventura | 3 | Average Weekday | CAISO | 1-in-2 | 2030 | 10 |  |  |  | 51.877 | 1
| LCA | Big Creek/Ventura | 3 | Average Weekday | CAISO | 1-in-2 | 2030 | 11 |  |  |  | 56.0412 | 1
| LCA | Big Creek/Ventura | 3 | Average Weekday | CAISO | 1-in-2 | 2030 | 12 |  |  |  | 59.6138 | 1
| LCA | Big Creek/Ventura | 3 | Average Weekday | CAISO | 1-in-2 | 2030 | 13 |  |  |  | 62.2225 | 1
| LCA | Big Creek/Ventura | 3 | Average Weekday | CAISO | 1-in-2 | 2030 | 14 |  |  |  | 64.1572 | 1
| LCA | Big Creek/Ventura | 3 | Average Weekday | CAISO | 1-in-2 | 2030 | 15 |  |  |  | 65.3688 | 1
| LCA | Big Creek/Ventura | 3 | Average Weekday | CAISO | 1-in-2 | 2030 | 16 |  |  |  | 66.1061 | 1
| LCA | Big Creek/Ventura | 3 | Average Weekday | CAISO | 1-in-2 | 2030 | 17 |  |  |  | 66.2013 | 1
| LCA | Big Creek/Ventura | 3 | Average Weekday | CAISO | 1-in-2 | 2030 | 18 |  |  |  | 65.4538 | 1
| LCA | Big Creek/Ventura | 3 | Average Weekday | CAISO | 1-in-2 | 2030 | 19 |  |  |  | 63.896 | 1
| LCA | Big Creek/Ventura | 3 | Average Weekday | CAISO | 1-in-2 | 2030 | 20 |  |  |  | 61.5069 | 1
| LCA | Big Creek/Ventura | 3 | Average Weekday | CAISO | 1-in-2 | 2030 | 21 |  |  |  | 58.9205 | 1
| LCA | Big Creek/Ventura | 3 | Average Weekday | CAISO | 1-in-2 | 2030 | 22 |  |  |  | 56.9409 | 1
| LCA | Big Creek/Ventura | 3 | Average Weekday | CAISO | 1-in-2 | 2030 | 23 |  |  |  | 55.4416 | 1
| LCA | Big Creek/Ventura | 3 | Average Weekday | CAISO | 1-in-2 | 2030 | 24 |  |  |  | 54.2709 | 1
| LCA | Big Creek/Ventura | 3 | Monthly System Peak Day | CAISO | 1-in-2 | 2030 | 1 |  |  |  | 53.0719 | 1
| LCA | Big Creek/Ventura | 3 | Monthly System Peak Day | CAISO | 1-in-2 | 2030 | 2 |  |  |  | 52.0262 | 1
| LCA | Big Creek/Ventura | 3 | Monthly System Peak Day | CAISO | 1-in-2 | 2030 | 3 |  |  |  | 50.3457 | 1
| LCA | Big Creek/Ventura | 3 | Monthly System Peak Day | CAISO | 1-in-2 | 2030 | 4 |  |  |  | 49.54 | 1
| LCA | Big Creek/Ventura | 3 | Monthly System Peak Day | CAISO | 1-in-2 | 2030 | 5 |  |  |  | 47.9524 | 1
| LCA | Big Creek/Ventura | 3 | Monthly System Peak Day | CAISO | 1-in-2 | 2030 | 6 |  |  |  | 47.3219 | 1
| LCA | Big Creek/Ventura | 3 | Monthly System Peak Day | CAISO | 1-in-2 | 2030 | 7 |  |  |  | 46.961 | 1
| LCA | Big Creek/Ventura | 3 | Monthly System Peak Day | CAISO | 1-in-2 | 2030 | 8 |  |  |  | 46.3624 | 1
| LCA | Big Creek/Ventura | 3 | Monthly System Peak Day | CAISO | 1-in-2 | 2030 | 9 |  |  |  | 46.9714 | 1
| LCA | Big Creek/Ventura | 3 | Monthly System Peak Day | CAISO | 1-in-2 | 2030 | 10 |  |  |  | 50.4329 | 1
| LCA | Big Creek/Ventura | 3 | Monthly System Peak Day | CAISO | 1-in-2 | 2030 | 11 |  |  |  | 55.26 | 1
| LCA | Big Creek/Ventura | 3 | Monthly System Peak Day | CAISO | 1-in-2 | 2030 | 12 |  |  |  | 60.3743 | 1
| LCA | Big Creek/Ventura | 3 | Monthly System Peak Day | CAISO | 1-in-2 | 2030 | 13 |  |  |  | 64.0509 | 1
| LCA | Big Creek/Ventura | 3 | Monthly System Peak Day | CAISO | 1-in-2 | 2030 | 14 |  |  |  | 66.0724 | 1
| LCA | Big Creek/Ventura | 3 | Monthly System Peak Day | CAISO | 1-in-2 | 2030 | 15 |  |  |  | 67.0591 | 1
| LCA | Big Creek/Ventura | 3 | Monthly System Peak Day | CAISO | 1-in-2 | 2030 | 16 |  |  |  | 68.1805 | 1
| LCA | Big Creek/Ventura | 3 | Monthly System Peak Day | CAISO | 1-in-2 | 2030 | 17 |  |  |  | 68.899 | 1
| LCA | Big Creek/Ventura | 3 | Monthly System Peak Day | CAISO | 1-in-2 | 2030 | 18 |  |  |  | 68.5681 | 1
| LCA | Big Creek/Ventura | 3 | Monthly System Peak Day | CAISO | 1-in-2 | 2030 | 19 |  |  |  | 66.6652 | 1
| LCA | Big Creek/Ventura | 3 | Monthly System Peak Day | CAISO | 1-in-2 | 2030 | 20 |  |  |  | 63.8852 | 1
| LCA | Big Creek/Ventura | 3 | Monthly System Peak Day | CAISO | 1-in-2 | 2030 | 21 |  |  |  | 60.5138 | 1
| LCA | Big Creek/Ventura | 3 | Monthly System Peak Day | CAISO | 1-in-2 | 2030 | 22 |  |  |  | 58.1057 | 1
| LCA | Big Creek/Ventura | 3 | Monthly System Peak Day | CAISO | 1-in-2 | 2030 | 23 |  |  |  | 56.6171 | 1
| LCA | Big Creek/Ventura | 3 | Monthly System Peak Day | CAISO | 1-in-2 | 2030 | 24 |  |  |  | 55.8624 | 1
| LCA | Big Creek/Ventura | 4 | Average Weekday | CAISO | 1-in-2 | 2030 | 1 |  |  |  | 55.9472 | 1
| LCA | Big Creek/Ventura | 4 | Average Weekday | CAISO | 1-in-2 | 2030 | 2 |  |  |  | 54.863 | 1
| LCA | Big Creek/Ventura | 4 | Average Weekday | CAISO | 1-in-2 | 2030 | 3 |  |  |  | 53.8535 | 1
| LCA | Big Creek/Ventura | 4 | Average Weekday | CAISO | 1-in-2 | 2030 | 4 |  |  |  | 52.93 | 1
| LCA | Big Creek/Ventura | 4 | Average Weekday | CAISO | 1-in-2 | 2030 | 5 |  |  |  | 52.0399 | 1
| LCA | Big Creek/Ventura | 4 | Average Weekday | CAISO | 1-in-2 | 2030 | 6 |  |  |  | 51.4284 | 1
| LCA | Big Creek/Ventura | 4 | Average Weekday | CAISO | 1-in-2 | 2030 | 7 |  |  |  | 50.819 | 1
| LCA | Big Creek/Ventura | 4 | Average Weekday | CAISO | 1-in-2 | 2030 | 8 |  |  |  | 50.625 | 1
| LCA | Big Creek/Ventura | 4 | Average Weekday | CAISO | 1-in-2 | 2030 | 9 |  |  |  | 52.3582 | 1
| LCA | Big Creek/Ventura | 4 | Average Weekday | CAISO | 1-in-2 | 2030 | 10 |  |  |  | 55.8446 | 1
| LCA | Big Creek/Ventura | 4 | Average Weekday | CAISO | 1-in-2 | 2030 | 11 |  |  |  | 59.5545 | 1
| LCA | Big Creek/Ventura | 4 | Average Weekday | CAISO | 1-in-2 | 2030 | 12 |  |  |  | 62.8472 | 1
| LCA | Big Creek/Ventura | 4 | Average Weekday | CAISO | 1-in-2 | 2030 | 13 |  |  |  | 65.5091 | 1
| LCA | Big Creek/Ventura | 4 | Average Weekday | CAISO | 1-in-2 | 2030 | 14 |  |  |  | 67.5765 | 1
| LCA | Big Creek/Ventura | 4 | Average Weekday | CAISO | 1-in-2 | 2030 | 15 |  |  |  | 68.8958 | 1
| LCA | Big Creek/Ventura | 4 | Average Weekday | CAISO | 1-in-2 | 2030 | 16 |  |  |  | 69.4967 | 1
| LCA | Big Creek/Ventura | 4 | Average Weekday | CAISO | 1-in-2 | 2030 | 17 |  |  |  | 69.5101 | 1
| LCA | Big Creek/Ventura | 4 | Average Weekday | CAISO | 1-in-2 | 2030 | 18 |  |  |  | 68.7653 | 1
| LCA | Big Creek/Ventura | 4 | Average Weekday | CAISO | 1-in-2 | 2030 | 19 |  |  |  | 67.3382 | 1
| LCA | Big Creek/Ventura | 4 | Average Weekday | CAISO | 1-in-2 | 2030 | 20 |  |  |  | 65.1 | 1
| LCA | Big Creek/Ventura | 4 | Average Weekday | CAISO | 1-in-2 | 2030 | 21 |  |  |  | 62.108 | 1
| LCA | Big Creek/Ventura | 4 | Average Weekday | CAISO | 1-in-2 | 2030 | 22 |  |  |  | 59.8688 | 1
| LCA | Big Creek/Ventura | 4 | Average Weekday | CAISO | 1-in-2 | 2030 | 23 |  |  |  | 58.3519 | 1
| LCA | Big Creek/Ventura | 4 | Average Weekday | CAISO | 1-in-2 | 2030 | 24 |  |  |  | 57.0564 | 1
| LCA | Big Creek/Ventura | 4 | Monthly System Peak Day | CAISO | 1-in-2 | 2030 | 1 |  |  |  | 61.0129 | 1
| LCA | Big Creek/Ventura | 4 | Monthly System Peak Day | CAISO | 1-in-2 | 2030 | 2 |  |  |  | 59.2143 | 1
| LCA | Big Creek/Ventura | 4 | Monthly System Peak Day | CAISO | 1-in-2 | 2030 | 3 |  |  |  | 57.7443 | 1
| LCA | Big Creek/Ventura | 4 | Monthly System Peak Day | CAISO | 1-in-2 | 2030 | 4 |  |  |  | 56.4338 | 1
| LCA | Big Creek/Ventura | 4 | Monthly System Peak Day | CAISO | 1-in-2 | 2030 | 5 |  |  |  | 55.4138 | 1
| LCA | Big Creek/Ventura | 4 | Monthly System Peak Day | CAISO | 1-in-2 | 2030 | 6 |  |  |  | 54.2052 | 1
| LCA | Big Creek/Ventura | 4 | Monthly System Peak Day | CAISO | 1-in-2 | 2030 | 7 |  |  |  | 53.3943 | 1
| LCA | Big Creek/Ventura | 4 | Monthly System Peak Day | CAISO | 1-in-2 | 2030 | 8 |  |  |  | 53.4162 | 1
| LCA | Big Creek/Ventura | 4 | Monthly System Peak Day | CAISO | 1-in-2 | 2030 | 9 |  |  |  | 55.8205 | 1
| LCA | Big Creek/Ventura | 4 | Monthly System Peak Day | CAISO | 1-in-2 | 2030 | 10 |  |  |  | 60.5848 | 1
| LCA | Big Creek/Ventura | 4 | Monthly System Peak Day | CAISO | 1-in-2 | 2030 | 11 |  |  |  | 67.0171 | 1
| LCA | Big Creek/Ventura | 4 | Monthly System Peak Day | CAISO | 1-in-2 | 2030 | 12 |  |  |  | 72.6729 | 1
| LCA | Big Creek/Ventura | 4 | Monthly System Peak Day | CAISO | 1-in-2 | 2030 | 13 |  |  |  | 76.9319 | 1
| LCA | Big Creek/Ventura | 4 | Monthly System Peak Day | CAISO | 1-in-2 | 2030 | 14 |  |  |  | 79.931 | 1
| LCA | Big Creek/Ventura | 4 | Monthly System Peak Day | CAISO | 1-in-2 | 2030 | 15 |  |  |  | 81.9243 | 1
| LCA | Big Creek/Ventura | 4 | Monthly System Peak Day | CAISO | 1-in-2 | 2030 | 16 |  |  |  | 82.4314 | 1
| LCA | Big Creek/Ventura | 4 | Monthly System Peak Day | CAISO | 1-in-2 | 2030 | 17 |  |  |  | 82.6729 | 1
| LCA | Big Creek/Ventura | 4 | Monthly System Peak Day | CAISO | 1-in-2 | 2030 | 18 |  |  |  | 82.1267 | 1
| LCA | Big Creek/Ventura | 4 | Monthly System Peak Day | CAISO | 1-in-2 | 2030 | 19 |  |  |  | 80.6881 | 1
| LCA | Big Creek/Ventura | 4 | Monthly System Peak Day | CAISO | 1-in-2 | 2030 | 20 |  |  |  | 77.7867 | 1
| LCA | Big Creek/Ventura | 4 | Monthly System Peak Day | CAISO | 1-in-2 | 2030 | 21 |  |  |  | 72.969 | 1
| LCA | Big Creek/Ventura | 4 | Monthly System Peak Day | CAISO | 1-in-2 | 2030 | 22 |  |  |  | 68.779 | 1
| LCA | Big Creek/Ventura | 4 | Monthly System Peak Day | CAISO | 1-in-2 | 2030 | 23 |  |  |  | 65.969 | 1
| LCA | Big Creek/Ventura | 4 | Monthly System Peak Day | CAISO | 1-in-2 | 2030 | 24 |  |  |  | 63.951 | 1
| LCA | Big Creek/Ventura | 5 | Average Weekday | CAISO | 1-in-2 | 2030 | 1 |  |  |  | 59.9923 | 1
| LCA | Big Creek/Ventura | 5 | Average Weekday | CAISO | 1-in-2 | 2030 | 2 |  |  |  | 58.9604 | 1
| LCA | Big Creek/Ventura | 5 | Average Weekday | CAISO | 1-in-2 | 2030 | 3 |  |  |  | 58.0285 | 1
| LCA | Big Creek/Ventura | 5 | Average Weekday | CAISO | 1-in-2 | 2030 | 4 |  |  |  | 57.1772 | 1
| LCA | Big Creek/Ventura | 5 | Average Weekday | CAISO | 1-in-2 | 2030 | 5 |  |  |  | 56.5246 | 1
| LCA | Big Creek/Ventura | 5 | Average Weekday | CAISO | 1-in-2 | 2030 | 6 |  |  |  | 55.8549 | 1
| LCA | Big Creek/Ventura | 5 | Average Weekday | CAISO | 1-in-2 | 2030 | 7 |  |  |  | 55.2307 | 1
| LCA | Big Creek/Ventura | 5 | Average Weekday | CAISO | 1-in-2 | 2030 | 8 |  |  |  | 55.5515 | 1
| LCA | Big Creek/Ventura | 5 | Average Weekday | CAISO | 1-in-2 | 2030 | 9 |  |  |  | 58.2705 | 1
| LCA | Big Creek/Ventura | 5 | Average Weekday | CAISO | 1-in-2 | 2030 | 10 |  |  |  | 61.5484 | 1
| LCA | Big Creek/Ventura | 5 | Average Weekday | CAISO | 1-in-2 | 2030 | 11 |  |  |  | 64.8911 | 1
| LCA | Big Creek/Ventura | 5 | Average Weekday | CAISO | 1-in-2 | 2030 | 12 |  |  |  | 67.8559 | 1
| LCA | Big Creek/Ventura | 5 | Average Weekday | CAISO | 1-in-2 | 2030 | 13 |  |  |  | 70.274 | 1
| LCA | Big Creek/Ventura | 5 | Average Weekday | CAISO | 1-in-2 | 2030 | 14 |  |  |  | 72.0602 | 1
| LCA | Big Creek/Ventura | 5 | Average Weekday | CAISO | 1-in-2 | 2030 | 15 |  |  |  | 73.1902 | 1
| LCA | Big Creek/Ventura | 5 | Average Weekday | CAISO | 1-in-2 | 2030 | 16 |  |  |  | 73.6664 | 1
| LCA | Big Creek/Ventura | 5 | Average Weekday | CAISO | 1-in-2 | 2030 | 17 |  |  |  | 73.4822 | 1
| LCA | Big Creek/Ventura | 5 | Average Weekday | CAISO | 1-in-2 | 2030 | 18 |  |  |  | 72.7404 | 1
| LCA | Big Creek/Ventura | 5 | Average Weekday | CAISO | 1-in-2 | 2030 | 19 |  |  |  | 71.3964 | 1
| LCA | Big Creek/Ventura | 5 | Average Weekday | CAISO | 1-in-2 | 2030 | 20 |  |  |  | 69.2439 | 1
| LCA | Big Creek/Ventura | 5 | Average Weekday | CAISO | 1-in-2 | 2030 | 21 |  |  |  | 66.4425 | 1
| LCA | Big Creek/Ventura | 5 | Average Weekday | CAISO | 1-in-2 | 2030 | 22 |  |  |  | 63.8796 | 1
| LCA | Big Creek/Ventura | 5 | Average Weekday | CAISO | 1-in-2 | 2030 | 23 |  |  |  | 62.223 | 1
| LCA | Big Creek/Ventura | 5 | Average Weekday | CAISO | 1-in-2 | 2030 | 24 |  |  |  | 60.8978 | 1
| LCA | Big Creek/Ventura | 5 | Monthly System Peak Day | CAISO | 1-in-2 | 2030 | 1 |  |  |  | 66.6424 | 1
| LCA | Big Creek/Ventura | 5 | Monthly System Peak Day | CAISO | 1-in-2 | 2030 | 2 |  |  |  | 65.0781 | 1
| LCA | Big Creek/Ventura | 5 | Monthly System Peak Day | CAISO | 1-in-2 | 2030 | 3 |  |  |  | 63.9038 | 1
| LCA | Big Creek/Ventura | 5 | Monthly System Peak Day | CAISO | 1-in-2 | 2030 | 4 |  |  |  | 61.9876 | 1
| LCA | Big Creek/Ventura | 5 | Monthly System Peak Day | CAISO | 1-in-2 | 2030 | 5 |  |  |  | 60.6062 | 1
| LCA | Big Creek/Ventura | 5 | Monthly System Peak Day | CAISO | 1-in-2 | 2030 | 6 |  |  |  | 59.9133 | 1
| LCA | Big Creek/Ventura | 5 | Monthly System Peak Day | CAISO | 1-in-2 | 2030 | 7 |  |  |  | 59.5448 | 1
| LCA | Big Creek/Ventura | 5 | Monthly System Peak Day | CAISO | 1-in-2 | 2030 | 8 |  |  |  | 59.6538 | 1
| LCA | Big Creek/Ventura | 5 | Monthly System Peak Day | CAISO | 1-in-2 | 2030 | 9 |  |  |  | 61.3857 | 1
| LCA | Big Creek/Ventura | 5 | Monthly System Peak Day | CAISO | 1-in-2 | 2030 | 10 |  |  |  | 65.8257 | 1
| LCA | Big Creek/Ventura | 5 | Monthly System Peak Day | CAISO | 1-in-2 | 2030 | 11 |  |  |  | 70.9662 | 1
| LCA | Big Creek/Ventura | 5 | Monthly System Peak Day | CAISO | 1-in-2 | 2030 | 12 |  |  |  | 76.139 | 1
| LCA | Big Creek/Ventura | 5 | Monthly System Peak Day | CAISO | 1-in-2 | 2030 | 13 |  |  |  | 79.6881 | 1
| LCA | Big Creek/Ventura | 5 | Monthly System Peak Day | CAISO | 1-in-2 | 2030 | 14 |  |  |  | 82.2152 | 1
| LCA | Big Creek/Ventura | 5 | Monthly System Peak Day | CAISO | 1-in-2 | 2030 | 15 |  |  |  | 83.281 | 1
| LCA | Big Creek/Ventura | 5 | Monthly System Peak Day | CAISO | 1-in-2 | 2030 | 16 |  |  |  | 83.4486 | 1
| LCA | Big Creek/Ventura | 5 | Monthly System Peak Day | CAISO | 1-in-2 | 2030 | 17 |  |  |  | 82.6714 | 1
| LCA | Big Creek/Ventura | 5 | Monthly System Peak Day | CAISO | 1-in-2 | 2030 | 18 |  |  |  | 81.8529 | 1
| LCA | Big Creek/Ventura | 5 | Monthly System Peak Day | CAISO | 1-in-2 | 2030 | 19 |  |  |  | 80.2819 | 1
| LCA | Big Creek/Ventura | 5 | Monthly System Peak Day | CAISO | 1-in-2 | 2030 | 20 |  |  |  | 77.2986 | 1
| LCA | Big Creek/Ventura | 5 | Monthly System Peak Day | CAISO | 1-in-2 | 2030 | 21 |  |  |  | 73.1795 | 1
| LCA | Big Creek/Ventura | 5 | Monthly System Peak Day | CAISO | 1-in-2 | 2030 | 22 |  |  |  | 69.6914 | 1
| LCA | Big Creek/Ventura | 5 | Monthly System Peak Day | CAISO | 1-in-2 | 2030 | 23 |  |  |  | 67.0338 | 1
| LCA | Big Creek/Ventura | 5 | Monthly System Peak Day | CAISO | 1-in-2 | 2030 | 24 |  |  |  | 65.1314 | 1
| LCA | Big Creek/Ventura | 6 | Average Weekday | CAISO | 1-in-2 | 2030 | 1 |  |  |  | 64.4446 | 1
| LCA | Big Creek/Ventura | 6 | Average Weekday | CAISO | 1-in-2 | 2030 | 2 |  |  |  | 63.2767 | 1
| LCA | Big Creek/Ventura | 6 | Average Weekday | CAISO | 1-in-2 | 2030 | 3 |  |  |  | 62.2793 | 1
| LCA | Big Creek/Ventura | 6 | Average Weekday | CAISO | 1-in-2 | 2030 | 4 |  |  |  | 61.464 | 1
| LCA | Big Creek/Ventura | 6 | Average Weekday | CAISO | 1-in-2 | 2030 | 5 |  |  |  | 60.9021 | 1
| LCA | Big Creek/Ventura | 6 | Average Weekday | CAISO | 1-in-2 | 2030 | 6 |  |  |  | 60.1695 | 1
| LCA | Big Creek/Ventura | 6 | Average Weekday | CAISO | 1-in-2 | 2030 | 7 |  |  |  | 59.5618 | 1
| LCA | Big Creek/Ventura | 6 | Average Weekday | CAISO | 1-in-2 | 2030 | 8 |  |  |  | 60.0648 | 1
| LCA | Big Creek/Ventura | 6 | Average Weekday | CAISO | 1-in-2 | 2030 | 9 |  |  |  | 63.0612 | 1
| LCA | Big Creek/Ventura | 6 | Average Weekday | CAISO | 1-in-2 | 2030 | 10 |  |  |  | 66.8253 | 1
| LCA | Big Creek/Ventura | 6 | Average Weekday | CAISO | 1-in-2 | 2030 | 11 |  |  |  | 70.5864 | 1
| LCA | Big Creek/Ventura | 6 | Average Weekday | CAISO | 1-in-2 | 2030 | 12 |  |  |  | 74.0185 | 1
| LCA | Big Creek/Ventura | 6 | Average Weekday | CAISO | 1-in-2 | 2030 | 13 |  |  |  | 76.855 | 1
| LCA | Big Creek/Ventura | 6 | Average Weekday | CAISO | 1-in-2 | 2030 | 14 |  |  |  | 79.0359 | 1
| LCA | Big Creek/Ventura | 6 | Average Weekday | CAISO | 1-in-2 | 2030 | 15 |  |  |  | 80.4934 | 1
| LCA | Big Creek/Ventura | 6 | Average Weekday | CAISO | 1-in-2 | 2030 | 16 |  |  |  | 81.064 | 1
| LCA | Big Creek/Ventura | 6 | Average Weekday | CAISO | 1-in-2 | 2030 | 17 |  |  |  | 80.9841 | 1
| LCA | Big Creek/Ventura | 6 | Average Weekday | CAISO | 1-in-2 | 2030 | 18 |  |  |  | 80.1426 | 1
| LCA | Big Creek/Ventura | 6 | Average Weekday | CAISO | 1-in-2 | 2030 | 19 |  |  |  | 78.6553 | 1
| LCA | Big Creek/Ventura | 6 | Average Weekday | CAISO | 1-in-2 | 2030 | 20 |  |  |  | 76.5709 | 1
| LCA | Big Creek/Ventura | 6 | Average Weekday | CAISO | 1-in-2 | 2030 | 21 |  |  |  | 73.5264 | 1
| LCA | Big Creek/Ventura | 6 | Average Weekday | CAISO | 1-in-2 | 2030 | 22 |  |  |  | 69.9663 | 1
| LCA | Big Creek/Ventura | 6 | Average Weekday | CAISO | 1-in-2 | 2030 | 23 |  |  |  | 67.6652 | 1
| LCA | Big Creek/Ventura | 6 | Average Weekday | CAISO | 1-in-2 | 2030 | 24 |  |  |  | 66.0613 | 1
| LCA | Big Creek/Ventura | 6 | Monthly System Peak Day | CAISO | 1-in-2 | 2030 | 1 |  |  |  | 68.8024 | 1
| LCA | Big Creek/Ventura | 6 | Monthly System Peak Day | CAISO | 1-in-2 | 2030 | 2 |  |  |  | 67.6505 | 1
| LCA | Big Creek/Ventura | 6 | Monthly System Peak Day | CAISO | 1-in-2 | 2030 | 3 |  |  |  | 66.1986 | 1
| LCA | Big Creek/Ventura | 6 | Monthly System Peak Day | CAISO | 1-in-2 | 2030 | 4 |  |  |  | 65.1248 | 1
| LCA | Big Creek/Ventura | 6 | Monthly System Peak Day | CAISO | 1-in-2 | 2030 | 5 |  |  |  | 63.8086 | 1
| LCA | Big Creek/Ventura | 6 | Monthly System Peak Day | CAISO | 1-in-2 | 2030 | 6 |  |  |  | 62.5452 | 1
| LCA | Big Creek/Ventura | 6 | Monthly System Peak Day | CAISO | 1-in-2 | 2030 | 7 |  |  |  | 62.08 | 1
| LCA | Big Creek/Ventura | 6 | Monthly System Peak Day | CAISO | 1-in-2 | 2030 | 8 |  |  |  | 62.9281 | 1
| LCA | Big Creek/Ventura | 6 | Monthly System Peak Day | CAISO | 1-in-2 | 2030 | 9 |  |  |  | 65.6652 | 1
| LCA | Big Creek/Ventura | 6 | Monthly System Peak Day | CAISO | 1-in-2 | 2030 | 10 |  |  |  | 70.0443 | 1
| LCA | Big Creek/Ventura | 6 | Monthly System Peak Day | CAISO | 1-in-2 | 2030 | 11 |  |  |  | 74.979 | 1
| LCA | Big Creek/Ventura | 6 | Monthly System Peak Day | CAISO | 1-in-2 | 2030 | 12 |  |  |  | 79.1838 | 1
| LCA | Big Creek/Ventura | 6 | Monthly System Peak Day | CAISO | 1-in-2 | 2030 | 13 |  |  |  | 82.6405 | 1
| LCA | Big Creek/Ventura | 6 | Monthly System Peak Day | CAISO | 1-in-2 | 2030 | 14 |  |  |  | 85.5533 | 1
| LCA | Big Creek/Ventura | 6 | Monthly System Peak Day | CAISO | 1-in-2 | 2030 | 15 |  |  |  | 87.3609 | 1
| LCA | Big Creek/Ventura | 6 | Monthly System Peak Day | CAISO | 1-in-2 | 2030 | 16 |  |  |  | 88.4405 | 1
| LCA | Big Creek/Ventura | 6 | Monthly System Peak Day | CAISO | 1-in-2 | 2030 | 17 |  |  |  | 88.541 | 1
| LCA | Big Creek/Ventura | 6 | Monthly System Peak Day | CAISO | 1-in-2 | 2030 | 18 |  |  |  | 87.4433 | 1
| LCA | Big Creek/Ventura | 6 | Monthly System Peak Day | CAISO | 1-in-2 | 2030 | 19 |  |  |  | 85.239 | 1
| LCA | Big Creek/Ventura | 6 | Monthly System Peak Day | CAISO | 1-in-2 | 2030 | 20 |  |  |  | 82.8581 | 1
| LCA | Big Creek/Ventura | 6 | Monthly System Peak Day | CAISO | 1-in-2 | 2030 | 21 |  |  |  | 79.0467 | 1
| LCA | Big Creek/Ventura | 6 | Monthly System Peak Day | CAISO | 1-in-2 | 2030 | 22 |  |  |  | 75.0452 | 1
| LCA | Big Creek/Ventura | 6 | Monthly System Peak Day | CAISO | 1-in-2 | 2030 | 23 |  |  |  | 72.0457 | 1
| LCA | Big Creek/Ventura | 6 | Monthly System Peak Day | CAISO | 1-in-2 | 2030 | 24 |  |  |  | 70.119 | 1
| LCA | Big Creek/Ventura | 7 | Average Weekday | CAISO | 1-in-2 | 2030 | 1 |  |  |  | 69.4643 | 1
| LCA | Big Creek/Ventura | 7 | Average Weekday | CAISO | 1-in-2 | 2030 | 2 |  |  |  | 68.4978 | 1
| LCA | Big Creek/Ventura | 7 | Average Weekday | CAISO | 1-in-2 | 2030 | 3 |  |  |  | 67.7258 | 1
| LCA | Big Creek/Ventura | 7 | Average Weekday | CAISO | 1-in-2 | 2030 | 4 |  |  |  | 67.0793 | 1
| LCA | Big Creek/Ventura | 7 | Average Weekday | CAISO | 1-in-2 | 2030 | 5 |  |  |  | 66.3097 | 1
| LCA | Big Creek/Ventura | 7 | Average Weekday | CAISO | 1-in-2 | 2030 | 6 |  |  |  | 65.6954 | 1
| LCA | Big Creek/Ventura | 7 | Average Weekday | CAISO | 1-in-2 | 2030 | 7 |  |  |  | 65.1253 | 1
| LCA | Big Creek/Ventura | 7 | Average Weekday | CAISO | 1-in-2 | 2030 | 8 |  |  |  | 65.3233 | 1
| LCA | Big Creek/Ventura | 7 | Average Weekday | CAISO | 1-in-2 | 2030 | 9 |  |  |  | 67.873 | 1
| LCA | Big Creek/Ventura | 7 | Average Weekday | CAISO | 1-in-2 | 2030 | 10 |  |  |  | 71.393 | 1
| LCA | Big Creek/Ventura | 7 | Average Weekday | CAISO | 1-in-2 | 2030 | 11 |  |  |  | 75.2097 | 1
| LCA | Big Creek/Ventura | 7 | Average Weekday | CAISO | 1-in-2 | 2030 | 12 |  |  |  | 78.9288 | 1
| LCA | Big Creek/Ventura | 7 | Average Weekday | CAISO | 1-in-2 | 2030 | 13 |  |  |  | 81.7619 | 1
| LCA | Big Creek/Ventura | 7 | Average Weekday | CAISO | 1-in-2 | 2030 | 14 |  |  |  | 83.9094 | 1
| LCA | Big Creek/Ventura | 7 | Average Weekday | CAISO | 1-in-2 | 2030 | 15 |  |  |  | 85.285 | 1
| LCA | Big Creek/Ventura | 7 | Average Weekday | CAISO | 1-in-2 | 2030 | 16 |  |  |  | 85.8065 | 1
| LCA | Big Creek/Ventura | 7 | Average Weekday | CAISO | 1-in-2 | 2030 | 17 |  |  |  | 85.5142 | 1
| LCA | Big Creek/Ventura | 7 | Average Weekday | CAISO | 1-in-2 | 2030 | 18 |  |  |  | 84.6145 | 1
| LCA | Big Creek/Ventura | 7 | Average Weekday | CAISO | 1-in-2 | 2030 | 19 |  |  |  | 83.0359 | 1
| LCA | Big Creek/Ventura | 7 | Average Weekday | CAISO | 1-in-2 | 2030 | 20 |  |  |  | 80.7123 | 1
| LCA | Big Creek/Ventura | 7 | Average Weekday | CAISO | 1-in-2 | 2030 | 21 |  |  |  | 77.5898 | 1
| LCA | Big Creek/Ventura | 7 | Average Weekday | CAISO | 1-in-2 | 2030 | 22 |  |  |  | 74.1539 | 1
| LCA | Big Creek/Ventura | 7 | Average Weekday | CAISO | 1-in-2 | 2030 | 23 |  |  |  | 71.9988 | 1
| LCA | Big Creek/Ventura | 7 | Average Weekday | CAISO | 1-in-2 | 2030 | 24 |  |  |  | 70.3567 | 1
| LCA | Big Creek/Ventura | 7 | Monthly System Peak Day | CAISO | 1-in-2 | 2030 | 1 |  |  |  | 74.2514 | 1
| LCA | Big Creek/Ventura | 7 | Monthly System Peak Day | CAISO | 1-in-2 | 2030 | 2 |  |  |  | 73.0786 | 1
| LCA | Big Creek/Ventura | 7 | Monthly System Peak Day | CAISO | 1-in-2 | 2030 | 3 |  |  |  | 71.9005 | 1
| LCA | Big Creek/Ventura | 7 | Monthly System Peak Day | CAISO | 1-in-2 | 2030 | 4 |  |  |  | 70.4452 | 1
| LCA | Big Creek/Ventura | 7 | Monthly System Peak Day | CAISO | 1-in-2 | 2030 | 5 |  |  |  | 70.3214 | 1
| LCA | Big Creek/Ventura | 7 | Monthly System Peak Day | CAISO | 1-in-2 | 2030 | 6 |  |  |  | 69.5486 | 1
| LCA | Big Creek/Ventura | 7 | Monthly System Peak Day | CAISO | 1-in-2 | 2030 | 7 |  |  |  | 68.7852 | 1
| LCA | Big Creek/Ventura | 7 | Monthly System Peak Day | CAISO | 1-in-2 | 2030 | 8 |  |  |  | 69.2686 | 1
| LCA | Big Creek/Ventura | 7 | Monthly System Peak Day | CAISO | 1-in-2 | 2030 | 9 |  |  |  | 73.0962 | 1
| LCA | Big Creek/Ventura | 7 | Monthly System Peak Day | CAISO | 1-in-2 | 2030 | 10 |  |  |  | 77.7648 | 1
| LCA | Big Creek/Ventura | 7 | Monthly System Peak Day | CAISO | 1-in-2 | 2030 | 11 |  |  |  | 82.3048 | 1
| LCA | Big Creek/Ventura | 7 | Monthly System Peak Day | CAISO | 1-in-2 | 2030 | 12 |  |  |  | 85.6905 | 1
| LCA | Big Creek/Ventura | 7 | Monthly System Peak Day | CAISO | 1-in-2 | 2030 | 13 |  |  |  | 89.2857 | 1
| LCA | Big Creek/Ventura | 7 | Monthly System Peak Day | CAISO | 1-in-2 | 2030 | 14 |  |  |  | 91.6524 | 1
| LCA | Big Creek/Ventura | 7 | Monthly System Peak Day | CAISO | 1-in-2 | 2030 | 15 |  |  |  | 93.4714 | 1
| LCA | Big Creek/Ventura | 7 | Monthly System Peak Day | CAISO | 1-in-2 | 2030 | 16 |  |  |  | 93.6667 | 1
| LCA | Big Creek/Ventura | 7 | Monthly System Peak Day | CAISO | 1-in-2 | 2030 | 17 |  |  |  | 93.2524 | 1
| LCA | Big Creek/Ventura | 7 | Monthly System Peak Day | CAISO | 1-in-2 | 2030 | 18 |  |  |  | 92.2714 | 1
| LCA | Big Creek/Ventura | 7 | Monthly System Peak Day | CAISO | 1-in-2 | 2030 | 19 |  |  |  | 90.5381 | 1
| LCA | Big Creek/Ventura | 7 | Monthly System Peak Day | CAISO | 1-in-2 | 2030 | 20 |  |  |  | 86.6533 | 1
| LCA | Big Creek/Ventura | 7 | Monthly System Peak Day | CAISO | 1-in-2 | 2030 | 21 |  |  |  | 82.6648 | 1
| LCA | Big Creek/Ventura | 7 | Monthly System Peak Day | CAISO | 1-in-2 | 2030 | 22 |  |  |  | 79.97 | 1
| LCA | Big Creek/Ventura | 7 | Monthly System Peak Day | CAISO | 1-in-2 | 2030 | 23 |  |  |  | 78.5157 | 1
| LCA | Big Creek/Ventura | 7 | Monthly System Peak Day | CAISO | 1-in-2 | 2030 | 24 |  |  |  | 77.2367 | 1
| LCA | Big Creek/Ventura | 8 | Average Weekday | CAISO | 1-in-2 | 2030 | 1 |  |  |  | 68.5607 | 1
| LCA | Big Creek/Ventura | 8 | Average Weekday | CAISO | 1-in-2 | 2030 | 2 |  |  |  | 67.4839 | 1
| LCA | Big Creek/Ventura | 8 | Average Weekday | CAISO | 1-in-2 | 2030 | 3 |  |  |  | 66.611 | 1
| LCA | Big Creek/Ventura | 8 | Average Weekday | CAISO | 1-in-2 | 2030 | 4 |  |  |  | 65.9349 | 1
| LCA | Big Creek/Ventura | 8 | Average Weekday | CAISO | 1-in-2 | 2030 | 5 |  |  |  | 65.135 | 1
| LCA | Big Creek/Ventura | 8 | Average Weekday | CAISO | 1-in-2 | 2030 | 6 |  |  |  | 64.4324 | 1
| LCA | Big Creek/Ventura | 8 | Average Weekday | CAISO | 1-in-2 | 2030 | 7 |  |  |  | 63.728 | 1
| LCA | Big Creek/Ventura | 8 | Average Weekday | CAISO | 1-in-2 | 2030 | 8 |  |  |  | 63.4395 | 1
| LCA | Big Creek/Ventura | 8 | Average Weekday | CAISO | 1-in-2 | 2030 | 9 |  |  |  | 65.4503 | 1
| LCA | Big Creek/Ventura | 8 | Average Weekday | CAISO | 1-in-2 | 2030 | 10 |  |  |  | 69.565 | 1
| LCA | Big Creek/Ventura | 8 | Average Weekday | CAISO | 1-in-2 | 2030 | 11 |  |  |  | 74.1577 | 1
| LCA | Big Creek/Ventura | 8 | Average Weekday | CAISO | 1-in-2 | 2030 | 12 |  |  |  | 78.4984 | 1
| LCA | Big Creek/Ventura | 8 | Average Weekday | CAISO | 1-in-2 | 2030 | 13 |  |  |  | 82.0149 | 1
| LCA | Big Creek/Ventura | 8 | Average Weekday | CAISO | 1-in-2 | 2030 | 14 |  |  |  | 84.482 | 1
| LCA | Big Creek/Ventura | 8 | Average Weekday | CAISO | 1-in-2 | 2030 | 15 |  |  |  | 86.0614 | 1
| LCA | Big Creek/Ventura | 8 | Average Weekday | CAISO | 1-in-2 | 2030 | 16 |  |  |  | 86.7089 | 1
| LCA | Big Creek/Ventura | 8 | Average Weekday | CAISO | 1-in-2 | 2030 | 17 |  |  |  | 86.5178 | 1
| LCA | Big Creek/Ventura | 8 | Average Weekday | CAISO | 1-in-2 | 2030 | 18 |  |  |  | 85.4085 | 1
| LCA | Big Creek/Ventura | 8 | Average Weekday | CAISO | 1-in-2 | 2030 | 19 |  |  |  | 83.4928 | 1
| LCA | Big Creek/Ventura | 8 | Average Weekday | CAISO | 1-in-2 | 2030 | 20 |  |  |  | 80.6841 | 1
| LCA | Big Creek/Ventura | 8 | Average Weekday | CAISO | 1-in-2 | 2030 | 21 |  |  |  | 77.0404 | 1
| LCA | Big Creek/Ventura | 8 | Average Weekday | CAISO | 1-in-2 | 2030 | 22 |  |  |  | 73.9348 | 1
| LCA | Big Creek/Ventura | 8 | Average Weekday | CAISO | 1-in-2 | 2030 | 23 |  |  |  | 71.6836 | 1
| LCA | Big Creek/Ventura | 8 | Average Weekday | CAISO | 1-in-2 | 2030 | 24 |  |  |  | 69.9212 | 1
| LCA | Big Creek/Ventura | 8 | Monthly System Peak Day | CAISO | 1-in-2 | 2030 | 1 |  |  |  | 77.0952 | 1
| LCA | Big Creek/Ventura | 8 | Monthly System Peak Day | CAISO | 1-in-2 | 2030 | 2 |  |  |  | 75.539 | 1
| LCA | Big Creek/Ventura | 8 | Monthly System Peak Day | CAISO | 1-in-2 | 2030 | 3 |  |  |  | 74.3243 | 1
| LCA | Big Creek/Ventura | 8 | Monthly System Peak Day | CAISO | 1-in-2 | 2030 | 4 |  |  |  | 73.5224 | 1
| LCA | Big Creek/Ventura | 8 | Monthly System Peak Day | CAISO | 1-in-2 | 2030 | 5 |  |  |  | 72.6252 | 1
| LCA | Big Creek/Ventura | 8 | Monthly System Peak Day | CAISO | 1-in-2 | 2030 | 6 |  |  |  | 71.8267 | 1
| LCA | Big Creek/Ventura | 8 | Monthly System Peak Day | CAISO | 1-in-2 | 2030 | 7 |  |  |  | 71.4014 | 1
| LCA | Big Creek/Ventura | 8 | Monthly System Peak Day | CAISO | 1-in-2 | 2030 | 8 |  |  |  | 70.9281 | 1
| LCA | Big Creek/Ventura | 8 | Monthly System Peak Day | CAISO | 1-in-2 | 2030 | 9 |  |  |  | 73.0971 | 1
| LCA | Big Creek/Ventura | 8 | Monthly System Peak Day | CAISO | 1-in-2 | 2030 | 10 |  |  |  | 77.6276 | 1
| LCA | Big Creek/Ventura | 8 | Monthly System Peak Day | CAISO | 1-in-2 | 2030 | 11 |  |  |  | 82.439 | 1
| LCA | Big Creek/Ventura | 8 | Monthly System Peak Day | CAISO | 1-in-2 | 2030 | 12 |  |  |  | 86.8714 | 1
| LCA | Big Creek/Ventura | 8 | Monthly System Peak Day | CAISO | 1-in-2 | 2030 | 13 |  |  |  | 90.5476 | 1
| LCA | Big Creek/Ventura | 8 | Monthly System Peak Day | CAISO | 1-in-2 | 2030 | 14 |  |  |  | 93.1333 | 1
| LCA | Big Creek/Ventura | 8 | Monthly System Peak Day | CAISO | 1-in-2 | 2030 | 15 |  |  |  | 94.5524 | 1
| LCA | Big Creek/Ventura | 8 | Monthly System Peak Day | CAISO | 1-in-2 | 2030 | 16 |  |  |  | 94.5333 | 1
| LCA | Big Creek/Ventura | 8 | Monthly System Peak Day | CAISO | 1-in-2 | 2030 | 17 |  |  |  | 94.0333 | 1
| LCA | Big Creek/Ventura | 8 | Monthly System Peak Day | CAISO | 1-in-2 | 2030 | 18 |  |  |  | 92.2952 | 1
| LCA | Big Creek/Ventura | 8 | Monthly System Peak Day | CAISO | 1-in-2 | 2030 | 19 |  |  |  | 90.1738 | 1
| LCA | Big Creek/Ventura | 8 | Monthly System Peak Day | CAISO | 1-in-2 | 2030 | 20 |  |  |  | 87.3733 | 1
| LCA | Big Creek/Ventura | 8 | Monthly System Peak Day | CAISO | 1-in-2 | 2030 | 21 |  |  |  | 84.2957 | 1
| LCA | Big Creek/Ventura | 8 | Monthly System Peak Day | CAISO | 1-in-2 | 2030 | 22 |  |  |  | 81.5457 | 1
| LCA | Big Creek/Ventura | 8 | Monthly System Peak Day | CAISO | 1-in-2 | 2030 | 23 |  |  |  | 79.5443 | 1
| LCA | Big Creek/Ventura | 8 | Monthly System Peak Day | CAISO | 1-in-2 | 2030 | 24 |  |  |  | 78.471 | 1
| LCA | Big Creek/Ventura | 8 | Typical Event Day | CAISO | 1-in-2 | 2030 | 1 |  |  |  | 73.9215 | 1
| LCA | Big Creek/Ventura | 8 | Typical Event Day | CAISO | 1-in-2 | 2030 | 2 |  |  |  | 72.5096 | 1
| LCA | Big Creek/Ventura | 8 | Typical Event Day | CAISO | 1-in-2 | 2030 | 3 |  |  |  | 71.2665 | 1
| LCA | Big Creek/Ventura | 8 | Typical Event Day | CAISO | 1-in-2 | 2030 | 4 |  |  |  | 70.1356 | 1
| LCA | Big Creek/Ventura | 8 | Typical Event Day | CAISO | 1-in-2 | 2030 | 5 |  |  |  | 69.2294 | 1
| LCA | Big Creek/Ventura | 8 | Typical Event Day | CAISO | 1-in-2 | 2030 | 6 |  |  |  | 68.2529 | 1
| LCA | Big Creek/Ventura | 8 | Typical Event Day | CAISO | 1-in-2 | 2030 | 7 |  |  |  | 67.792 | 1
| LCA | Big Creek/Ventura | 8 | Typical Event Day | CAISO | 1-in-2 | 2030 | 8 |  |  |  | 67.9421 | 1
| LCA | Big Creek/Ventura | 8 | Typical Event Day | CAISO | 1-in-2 | 2030 | 9 |  |  |  | 70.558 | 1
| LCA | Big Creek/Ventura | 8 | Typical Event Day | CAISO | 1-in-2 | 2030 | 10 |  |  |  | 75.1691 | 1
| LCA | Big Creek/Ventura | 8 | Typical Event Day | CAISO | 1-in-2 | 2030 | 11 |  |  |  | 80.3557 | 1
| LCA | Big Creek/Ventura | 8 | Typical Event Day | CAISO | 1-in-2 | 2030 | 12 |  |  |  | 84.7936 | 1
| LCA | Big Creek/Ventura | 8 | Typical Event Day | CAISO | 1-in-2 | 2030 | 13 |  |  |  | 88.3613 | 1
| LCA | Big Creek/Ventura | 8 | Typical Event Day | CAISO | 1-in-2 | 2030 | 14 |  |  |  | 90.9371 | 1
| LCA | Big Creek/Ventura | 8 | Typical Event Day | CAISO | 1-in-2 | 2030 | 15 |  |  |  | 92.5867 | 1
| LCA | Big Creek/Ventura | 8 | Typical Event Day | CAISO | 1-in-2 | 2030 | 16 |  |  |  | 93.1637 | 1
| LCA | Big Creek/Ventura | 8 | Typical Event Day | CAISO | 1-in-2 | 2030 | 17 |  |  |  | 92.9471 | 1
| LCA | Big Creek/Ventura | 8 | Typical Event Day | CAISO | 1-in-2 | 2030 | 18 |  |  |  | 91.6727 | 1
| LCA | Big Creek/Ventura | 8 | Typical Event Day | CAISO | 1-in-2 | 2030 | 19 |  |  |  | 89.8818 | 1
| LCA | Big Creek/Ventura | 8 | Typical Event Day | CAISO | 1-in-2 | 2030 | 20 |  |  |  | 87.0236 | 1
| LCA | Big Creek/Ventura | 8 | Typical Event Day | CAISO | 1-in-2 | 2030 | 21 |  |  |  | 83.2368 | 1
| LCA | Big Creek/Ventura | 8 | Typical Event Day | CAISO | 1-in-2 | 2030 | 22 |  |  |  | 80.2702 | 1
| LCA | Big Creek/Ventura | 8 | Typical Event Day | CAISO | 1-in-2 | 2030 | 23 |  |  |  | 78.1057 | 1
| LCA | Big Creek/Ventura | 8 | Typical Event Day | CAISO | 1-in-2 | 2030 | 24 |  |  |  | 76.5317 | 1
| LCA | Big Creek/Ventura | 9 | Average Weekday | CAISO | 1-in-2 | 2030 | 1 |  |  |  | 66.7839 | 1
| LCA | Big Creek/Ventura | 9 | Average Weekday | CAISO | 1-in-2 | 2030 | 2 |  |  |  | 65.6913 | 1
| LCA | Big Creek/Ventura | 9 | Average Weekday | CAISO | 1-in-2 | 2030 | 3 |  |  |  | 64.8078 | 1
| LCA | Big Creek/Ventura | 9 | Average Weekday | CAISO | 1-in-2 | 2030 | 4 |  |  |  | 63.8692 | 1
| LCA | Big Creek/Ventura | 9 | Average Weekday | CAISO | 1-in-2 | 2030 | 5 |  |  |  | 62.884 | 1
| LCA | Big Creek/Ventura | 9 | Average Weekday | CAISO | 1-in-2 | 2030 | 6 |  |  |  | 62.0609 | 1
| LCA | Big Creek/Ventura | 9 | Average Weekday | CAISO | 1-in-2 | 2030 | 7 |  |  |  | 61.582 | 1
| LCA | Big Creek/Ventura | 9 | Average Weekday | CAISO | 1-in-2 | 2030 | 8 |  |  |  | 61.1774 | 1
| LCA | Big Creek/Ventura | 9 | Average Weekday | CAISO | 1-in-2 | 2030 | 9 |  |  |  | 62.4949 | 1
| LCA | Big Creek/Ventura | 9 | Average Weekday | CAISO | 1-in-2 | 2030 | 10 |  |  |  | 66.4171 | 1
| LCA | Big Creek/Ventura | 9 | Average Weekday | CAISO | 1-in-2 | 2030 | 11 |  |  |  | 71.2324 | 1
| LCA | Big Creek/Ventura | 9 | Average Weekday | CAISO | 1-in-2 | 2030 | 12 |  |  |  | 76.103 | 1
| LCA | Big Creek/Ventura | 9 | Average Weekday | CAISO | 1-in-2 | 2030 | 13 |  |  |  | 79.9384 | 1
| LCA | Big Creek/Ventura | 9 | Average Weekday | CAISO | 1-in-2 | 2030 | 14 |  |  |  | 82.4978 | 1
| LCA | Big Creek/Ventura | 9 | Average Weekday | CAISO | 1-in-2 | 2030 | 15 |  |  |  | 83.8561 | 1
| LCA | Big Creek/Ventura | 9 | Average Weekday | CAISO | 1-in-2 | 2030 | 16 |  |  |  | 84.249 | 1
| LCA | Big Creek/Ventura | 9 | Average Weekday | CAISO | 1-in-2 | 2030 | 17 |  |  |  | 84.0341 | 1
| LCA | Big Creek/Ventura | 9 | Average Weekday | CAISO | 1-in-2 | 2030 | 18 |  |  |  | 82.9106 | 1
| LCA | Big Creek/Ventura | 9 | Average Weekday | CAISO | 1-in-2 | 2030 | 19 |  |  |  | 80.86 | 1
| LCA | Big Creek/Ventura | 9 | Average Weekday | CAISO | 1-in-2 | 2030 | 20 |  |  |  | 77.6636 | 1
| LCA | Big Creek/Ventura | 9 | Average Weekday | CAISO | 1-in-2 | 2030 | 21 |  |  |  | 73.7963 | 1
| LCA | Big Creek/Ventura | 9 | Average Weekday | CAISO | 1-in-2 | 2030 | 22 |  |  |  | 71.3797 | 1
| LCA | Big Creek/Ventura | 9 | Average Weekday | CAISO | 1-in-2 | 2030 | 23 |  |  |  | 69.5135 | 1
| LCA | Big Creek/Ventura | 9 | Average Weekday | CAISO | 1-in-2 | 2030 | 24 |  |  |  | 67.9625 | 1
| LCA | Big Creek/Ventura | 9 | Monthly System Peak Day | CAISO | 1-in-2 | 2030 | 1 |  |  |  | 75.5371 | 1
| LCA | Big Creek/Ventura | 9 | Monthly System Peak Day | CAISO | 1-in-2 | 2030 | 2 |  |  |  | 73.7705 | 1
| LCA | Big Creek/Ventura | 9 | Monthly System Peak Day | CAISO | 1-in-2 | 2030 | 3 |  |  |  | 72.6429 | 1
| LCA | Big Creek/Ventura | 9 | Monthly System Peak Day | CAISO | 1-in-2 | 2030 | 4 |  |  |  | 71.45 | 1
| LCA | Big Creek/Ventura | 9 | Monthly System Peak Day | CAISO | 1-in-2 | 2030 | 5 |  |  |  | 70.1624 | 1
| LCA | Big Creek/Ventura | 9 | Monthly System Peak Day | CAISO | 1-in-2 | 2030 | 6 |  |  |  | 69.091 | 1
| LCA | Big Creek/Ventura | 9 | Monthly System Peak Day | CAISO | 1-in-2 | 2030 | 7 |  |  |  | 68.9014 | 1
| LCA | Big Creek/Ventura | 9 | Monthly System Peak Day | CAISO | 1-in-2 | 2030 | 8 |  |  |  | 68.6438 | 1
| LCA | Big Creek/Ventura | 9 | Monthly System Peak Day | CAISO | 1-in-2 | 2030 | 9 |  |  |  | 70.3733 | 1
| LCA | Big Creek/Ventura | 9 | Monthly System Peak Day | CAISO | 1-in-2 | 2030 | 10 |  |  |  | 75.2395 | 1
| LCA | Big Creek/Ventura | 9 | Monthly System Peak Day | CAISO | 1-in-2 | 2030 | 11 |  |  |  | 81.7 | 1
| LCA | Big Creek/Ventura | 9 | Monthly System Peak Day | CAISO | 1-in-2 | 2030 | 12 |  |  |  | 87.4286 | 1
| LCA | Big Creek/Ventura | 9 | Monthly System Peak Day | CAISO | 1-in-2 | 2030 | 13 |  |  |  | 90.9714 | 1
| LCA | Big Creek/Ventura | 9 | Monthly System Peak Day | CAISO | 1-in-2 | 2030 | 14 |  |  |  | 93.4095 | 1
| LCA | Big Creek/Ventura | 9 | Monthly System Peak Day | CAISO | 1-in-2 | 2030 | 15 |  |  |  | 94.9619 | 1
| LCA | Big Creek/Ventura | 9 | Monthly System Peak Day | CAISO | 1-in-2 | 2030 | 16 |  |  |  | 96.0143 | 1
| LCA | Big Creek/Ventura | 9 | Monthly System Peak Day | CAISO | 1-in-2 | 2030 | 17 |  |  |  | 95.9619 | 1
| LCA | Big Creek/Ventura | 9 | Monthly System Peak Day | CAISO | 1-in-2 | 2030 | 18 |  |  |  | 94.681 | 1
| LCA | Big Creek/Ventura | 9 | Monthly System Peak Day | CAISO | 1-in-2 | 2030 | 19 |  |  |  | 93.5762 | 1
| LCA | Big Creek/Ventura | 9 | Monthly System Peak Day | CAISO | 1-in-2 | 2030 | 20 |  |  |  | 91.2095 | 1
| LCA | Big Creek/Ventura | 9 | Monthly System Peak Day | CAISO | 1-in-2 | 2030 | 21 |  |  |  | 86.94 | 1
| LCA | Big Creek/Ventura | 9 | Monthly System Peak Day | CAISO | 1-in-2 | 2030 | 22 |  |  |  | 84.52 | 1
| LCA | Big Creek/Ventura | 9 | Monthly System Peak Day | CAISO | 1-in-2 | 2030 | 23 |  |  |  | 82.3171 | 1
| LCA | Big Creek/Ventura | 9 | Monthly System Peak Day | CAISO | 1-in-2 | 2030 | 24 |  |  |  | 80.3 | 1
| LCA | Big Creek/Ventura | 10 | Average Weekday | CAISO | 1-in-2 | 2030 | 1 |  |  |  | 60.8434 | 1
| LCA | Big Creek/Ventura | 10 | Average Weekday | CAISO | 1-in-2 | 2030 | 2 |  |  |  | 59.8375 | 1
| LCA | Big Creek/Ventura | 10 | Average Weekday | CAISO | 1-in-2 | 2030 | 3 |  |  |  | 59.0909 | 1
| LCA | Big Creek/Ventura | 10 | Average Weekday | CAISO | 1-in-2 | 2030 | 4 |  |  |  | 58.2942 | 1
| LCA | Big Creek/Ventura | 10 | Average Weekday | CAISO | 1-in-2 | 2030 | 5 |  |  |  | 57.419 | 1
| LCA | Big Creek/Ventura | 10 | Average Weekday | CAISO | 1-in-2 | 2030 | 6 |  |  |  | 56.6993 | 1
| LCA | Big Creek/Ventura | 10 | Average Weekday | CAISO | 1-in-2 | 2030 | 7 |  |  |  | 56.1217 | 1
| LCA | Big Creek/Ventura | 10 | Average Weekday | CAISO | 1-in-2 | 2030 | 8 |  |  |  | 55.5776 | 1
| LCA | Big Creek/Ventura | 10 | Average Weekday | CAISO | 1-in-2 | 2030 | 9 |  |  |  | 55.8193 | 1
| LCA | Big Creek/Ventura | 10 | Average Weekday | CAISO | 1-in-2 | 2030 | 10 |  |  |  | 58.9899 | 1
| LCA | Big Creek/Ventura | 10 | Average Weekday | CAISO | 1-in-2 | 2030 | 11 |  |  |  | 63.5706 | 1
| LCA | Big Creek/Ventura | 10 | Average Weekday | CAISO | 1-in-2 | 2030 | 12 |  |  |  | 67.8169 | 1
| LCA | Big Creek/Ventura | 10 | Average Weekday | CAISO | 1-in-2 | 2030 | 13 |  |  |  | 71.2654 | 1
| LCA | Big Creek/Ventura | 10 | Average Weekday | CAISO | 1-in-2 | 2030 | 14 |  |  |  | 73.6774 | 1
| LCA | Big Creek/Ventura | 10 | Average Weekday | CAISO | 1-in-2 | 2030 | 15 |  |  |  | 75.1392 | 1
| LCA | Big Creek/Ventura | 10 | Average Weekday | CAISO | 1-in-2 | 2030 | 16 |  |  |  | 75.9602 | 1
| LCA | Big Creek/Ventura | 10 | Average Weekday | CAISO | 1-in-2 | 2030 | 17 |  |  |  | 75.9954 | 1
| LCA | Big Creek/Ventura | 10 | Average Weekday | CAISO | 1-in-2 | 2030 | 18 |  |  |  | 75.0633 | 1
| LCA | Big Creek/Ventura | 10 | Average Weekday | CAISO | 1-in-2 | 2030 | 19 |  |  |  | 72.8882 | 1
| LCA | Big Creek/Ventura | 10 | Average Weekday | CAISO | 1-in-2 | 2030 | 20 |  |  |  | 69.5432 | 1
| LCA | Big Creek/Ventura | 10 | Average Weekday | CAISO | 1-in-2 | 2030 | 21 |  |  |  | 66.7562 | 1
| LCA | Big Creek/Ventura | 10 | Average Weekday | CAISO | 1-in-2 | 2030 | 22 |  |  |  | 64.6155 | 1
| LCA | Big Creek/Ventura | 10 | Average Weekday | CAISO | 1-in-2 | 2030 | 23 |  |  |  | 63.02 | 1
| LCA | Big Creek/Ventura | 10 | Average Weekday | CAISO | 1-in-2 | 2030 | 24 |  |  |  | 61.6595 | 1
| LCA | Big Creek/Ventura | 10 | Monthly System Peak Day | CAISO | 1-in-2 | 2030 | 1 |  |  |  | 70.3724 | 1
| LCA | Big Creek/Ventura | 10 | Monthly System Peak Day | CAISO | 1-in-2 | 2030 | 2 |  |  |  | 68.7752 | 1
| LCA | Big Creek/Ventura | 10 | Monthly System Peak Day | CAISO | 1-in-2 | 2030 | 3 |  |  |  | 68.1667 | 1
| LCA | Big Creek/Ventura | 10 | Monthly System Peak Day | CAISO | 1-in-2 | 2030 | 4 |  |  |  | 67.3714 | 1
| LCA | Big Creek/Ventura | 10 | Monthly System Peak Day | CAISO | 1-in-2 | 2030 | 5 |  |  |  | 66.2724 | 1
| LCA | Big Creek/Ventura | 10 | Monthly System Peak Day | CAISO | 1-in-2 | 2030 | 6 |  |  |  | 65.4181 | 1
| LCA | Big Creek/Ventura | 10 | Monthly System Peak Day | CAISO | 1-in-2 | 2030 | 7 |  |  |  | 64.5505 | 1
| LCA | Big Creek/Ventura | 10 | Monthly System Peak Day | CAISO | 1-in-2 | 2030 | 8 |  |  |  | 63.6129 | 1
| LCA | Big Creek/Ventura | 10 | Monthly System Peak Day | CAISO | 1-in-2 | 2030 | 9 |  |  |  | 64.209 | 1
| LCA | Big Creek/Ventura | 10 | Monthly System Peak Day | CAISO | 1-in-2 | 2030 | 10 |  |  |  | 68.4124 | 1
| LCA | Big Creek/Ventura | 10 | Monthly System Peak Day | CAISO | 1-in-2 | 2030 | 11 |  |  |  | 74.0362 | 1
| LCA | Big Creek/Ventura | 10 | Monthly System Peak Day | CAISO | 1-in-2 | 2030 | 12 |  |  |  | 78.4271 | 1
| LCA | Big Creek/Ventura | 10 | Monthly System Peak Day | CAISO | 1-in-2 | 2030 | 13 |  |  |  | 82.5467 | 1
| LCA | Big Creek/Ventura | 10 | Monthly System Peak Day | CAISO | 1-in-2 | 2030 | 14 |  |  |  | 85.2333 | 1
| LCA | Big Creek/Ventura | 10 | Monthly System Peak Day | CAISO | 1-in-2 | 2030 | 15 |  |  |  | 86.8381 | 1
| LCA | Big Creek/Ventura | 10 | Monthly System Peak Day | CAISO | 1-in-2 | 2030 | 16 |  |  |  | 88.1286 | 1
| LCA | Big Creek/Ventura | 10 | Monthly System Peak Day | CAISO | 1-in-2 | 2030 | 17 |  |  |  | 89.1 | 1
| LCA | Big Creek/Ventura | 10 | Monthly System Peak Day | CAISO | 1-in-2 | 2030 | 18 |  |  |  | 87.2762 | 1
| LCA | Big Creek/Ventura | 10 | Monthly System Peak Day | CAISO | 1-in-2 | 2030 | 19 |  |  |  | 83.4557 | 1
| LCA | Big Creek/Ventura | 10 | Monthly System Peak Day | CAISO | 1-in-2 | 2030 | 20 |  |  |  | 80.0338 | 1
| LCA | Big Creek/Ventura | 10 | Monthly System Peak Day | CAISO | 1-in-2 | 2030 | 21 |  |  |  | 77.1457 | 1
| LCA | Big Creek/Ventura | 10 | Monthly System Peak Day | CAISO | 1-in-2 | 2030 | 22 |  |  |  | 74.2176 | 1
| LCA | Big Creek/Ventura | 10 | Monthly System Peak Day | CAISO | 1-in-2 | 2030 | 23 |  |  |  | 72.6505 | 1
| LCA | Big Creek/Ventura | 10 | Monthly System Peak Day | CAISO | 1-in-2 | 2030 | 24 |  |  |  | 71.1971 | 1
| LCA | Big Creek/Ventura | 11 | Average Weekday | CAISO | 1-in-2 | 2030 | 1 |  |  |  | 52.54 | 1
| LCA | Big Creek/Ventura | 11 | Average Weekday | CAISO | 1-in-2 | 2030 | 2 |  |  |  | 51.7426 | 1
| LCA | Big Creek/Ventura | 11 | Average Weekday | CAISO | 1-in-2 | 2030 | 3 |  |  |  | 50.9718 | 1
| LCA | Big Creek/Ventura | 11 | Average Weekday | CAISO | 1-in-2 | 2030 | 4 |  |  |  | 50.2139 | 1
| LCA | Big Creek/Ventura | 11 | Average Weekday | CAISO | 1-in-2 | 2030 | 5 |  |  |  | 49.4629 | 1
| LCA | Big Creek/Ventura | 11 | Average Weekday | CAISO | 1-in-2 | 2030 | 6 |  |  |  | 49.0189 | 1
| LCA | Big Creek/Ventura | 11 | Average Weekday | CAISO | 1-in-2 | 2030 | 7 |  |  |  | 48.64 | 1
| LCA | Big Creek/Ventura | 11 | Average Weekday | CAISO | 1-in-2 | 2030 | 8 |  |  |  | 48.4897 | 1
| LCA | Big Creek/Ventura | 11 | Average Weekday | CAISO | 1-in-2 | 2030 | 9 |  |  |  | 49.884 | 1
| LCA | Big Creek/Ventura | 11 | Average Weekday | CAISO | 1-in-2 | 2030 | 10 |  |  |  | 53.8958 | 1
| LCA | Big Creek/Ventura | 11 | Average Weekday | CAISO | 1-in-2 | 2030 | 11 |  |  |  | 58.4709 | 1
| LCA | Big Creek/Ventura | 11 | Average Weekday | CAISO | 1-in-2 | 2030 | 12 |  |  |  | 62.3887 | 1
| LCA | Big Creek/Ventura | 11 | Average Weekday | CAISO | 1-in-2 | 2030 | 13 |  |  |  | 65.0413 | 1
| LCA | Big Creek/Ventura | 11 | Average Weekday | CAISO | 1-in-2 | 2030 | 14 |  |  |  | 66.6828 | 1
| LCA | Big Creek/Ventura | 11 | Average Weekday | CAISO | 1-in-2 | 2030 | 15 |  |  |  | 67.4684 | 1
| LCA | Big Creek/Ventura | 11 | Average Weekday | CAISO | 1-in-2 | 2030 | 16 |  |  |  | 67.519 | 1
| LCA | Big Creek/Ventura | 11 | Average Weekday | CAISO | 1-in-2 | 2030 | 17 |  |  |  | 66.6226 | 1
| LCA | Big Creek/Ventura | 11 | Average Weekday | CAISO | 1-in-2 | 2030 | 18 |  |  |  | 64.464 | 1
| LCA | Big Creek/Ventura | 11 | Average Weekday | CAISO | 1-in-2 | 2030 | 19 |  |  |  | 61.6494 | 1
| LCA | Big Creek/Ventura | 11 | Average Weekday | CAISO | 1-in-2 | 2030 | 20 |  |  |  | 59.1954 | 1
| LCA | Big Creek/Ventura | 11 | Average Weekday | CAISO | 1-in-2 | 2030 | 21 |  |  |  | 57.3101 | 1
| LCA | Big Creek/Ventura | 11 | Average Weekday | CAISO | 1-in-2 | 2030 | 22 |  |  |  | 55.7642 | 1
| LCA | Big Creek/Ventura | 11 | Average Weekday | CAISO | 1-in-2 | 2030 | 23 |  |  |  | 54.6103 | 1
| LCA | Big Creek/Ventura | 11 | Average Weekday | CAISO | 1-in-2 | 2030 | 24 |  |  |  | 53.5172 | 1
| LCA | Big Creek/Ventura | 11 | Monthly System Peak Day | CAISO | 1-in-2 | 2030 | 1 |  |  |  | 53.4857 | 1
| LCA | Big Creek/Ventura | 11 | Monthly System Peak Day | CAISO | 1-in-2 | 2030 | 2 |  |  |  | 51.9952 | 1
| LCA | Big Creek/Ventura | 11 | Monthly System Peak Day | CAISO | 1-in-2 | 2030 | 3 |  |  |  | 50.841 | 1
| LCA | Big Creek/Ventura | 11 | Monthly System Peak Day | CAISO | 1-in-2 | 2030 | 4 |  |  |  | 50.059 | 1
| LCA | Big Creek/Ventura | 11 | Monthly System Peak Day | CAISO | 1-in-2 | 2030 | 5 |  |  |  | 48.911 | 1
| LCA | Big Creek/Ventura | 11 | Monthly System Peak Day | CAISO | 1-in-2 | 2030 | 6 |  |  |  | 47.6843 | 1
| LCA | Big Creek/Ventura | 11 | Monthly System Peak Day | CAISO | 1-in-2 | 2030 | 7 |  |  |  | 46.791 | 1
| LCA | Big Creek/Ventura | 11 | Monthly System Peak Day | CAISO | 1-in-2 | 2030 | 8 |  |  |  | 46.7433 | 1
| LCA | Big Creek/Ventura | 11 | Monthly System Peak Day | CAISO | 1-in-2 | 2030 | 9 |  |  |  | 48.7419 | 1
| LCA | Big Creek/Ventura | 11 | Monthly System Peak Day | CAISO | 1-in-2 | 2030 | 10 |  |  |  | 55.1086 | 1
| LCA | Big Creek/Ventura | 11 | Monthly System Peak Day | CAISO | 1-in-2 | 2030 | 11 |  |  |  | 62.0286 | 1
| LCA | Big Creek/Ventura | 11 | Monthly System Peak Day | CAISO | 1-in-2 | 2030 | 12 |  |  |  | 68.22 | 1
| LCA | Big Creek/Ventura | 11 | Monthly System Peak Day | CAISO | 1-in-2 | 2030 | 13 |  |  |  | 70.8557 | 1
| LCA | Big Creek/Ventura | 11 | Monthly System Peak Day | CAISO | 1-in-2 | 2030 | 14 |  |  |  | 72.4329 | 1
| LCA | Big Creek/Ventura | 11 | Monthly System Peak Day | CAISO | 1-in-2 | 2030 | 15 |  |  |  | 73.1214 | 1
| LCA | Big Creek/Ventura | 11 | Monthly System Peak Day | CAISO | 1-in-2 | 2030 | 16 |  |  |  | 73.8448 | 1
| LCA | Big Creek/Ventura | 11 | Monthly System Peak Day | CAISO | 1-in-2 | 2030 | 17 |  |  |  | 73.469 | 1
| LCA | Big Creek/Ventura | 11 | Monthly System Peak Day | CAISO | 1-in-2 | 2030 | 18 |  |  |  | 71.5667 | 1
| LCA | Big Creek/Ventura | 11 | Monthly System Peak Day | CAISO | 1-in-2 | 2030 | 19 |  |  |  | 67.6243 | 1
| LCA | Big Creek/Ventura | 11 | Monthly System Peak Day | CAISO | 1-in-2 | 2030 | 20 |  |  |  | 64.119 | 1
| LCA | Big Creek/Ventura | 11 | Monthly System Peak Day | CAISO | 1-in-2 | 2030 | 21 |  |  |  | 62.0671 | 1
| LCA | Big Creek/Ventura | 11 | Monthly System Peak Day | CAISO | 1-in-2 | 2030 | 22 |  |  |  | 59.4895 | 1
| LCA | Big Creek/Ventura | 11 | Monthly System Peak Day | CAISO | 1-in-2 | 2030 | 23 |  |  |  | 57.2257 | 1
| LCA | Big Creek/Ventura | 11 | Monthly System Peak Day | CAISO | 1-in-2 | 2030 | 24 |  |  |  | 54.9795 | 1
| LCA | Big Creek/Ventura | 12 | Average Weekday | CAISO | 1-in-2 | 2030 | 1 |  |  |  | 46.0924 | 1
| LCA | Big Creek/Ventura | 12 | Average Weekday | CAISO | 1-in-2 | 2030 | 2 |  |  |  | 45.3942 | 1
| LCA | Big Creek/Ventura | 12 | Average Weekday | CAISO | 1-in-2 | 2030 | 3 |  |  |  | 44.7195 | 1
| LCA | Big Creek/Ventura | 12 | Average Weekday | CAISO | 1-in-2 | 2030 | 4 |  |  |  | 44.2277 | 1
| LCA | Big Creek/Ventura | 12 | Average Weekday | CAISO | 1-in-2 | 2030 | 5 |  |  |  | 43.7586 | 1
| LCA | Big Creek/Ventura | 12 | Average Weekday | CAISO | 1-in-2 | 2030 | 6 |  |  |  | 43.3073 | 1
| LCA | Big Creek/Ventura | 12 | Average Weekday | CAISO | 1-in-2 | 2030 | 7 |  |  |  | 42.9805 | 1
| LCA | Big Creek/Ventura | 12 | Average Weekday | CAISO | 1-in-2 | 2030 | 8 |  |  |  | 42.8979 | 1
| LCA | Big Creek/Ventura | 12 | Average Weekday | CAISO | 1-in-2 | 2030 | 9 |  |  |  | 43.4107 | 1
| LCA | Big Creek/Ventura | 12 | Average Weekday | CAISO | 1-in-2 | 2030 | 10 |  |  |  | 46.7226 | 1
| LCA | Big Creek/Ventura | 12 | Average Weekday | CAISO | 1-in-2 | 2030 | 11 |  |  |  | 50.9977 | 1
| LCA | Big Creek/Ventura | 12 | Average Weekday | CAISO | 1-in-2 | 2030 | 12 |  |  |  | 54.4397 | 1
| LCA | Big Creek/Ventura | 12 | Average Weekday | CAISO | 1-in-2 | 2030 | 13 |  |  |  | 56.8555 | 1
| LCA | Big Creek/Ventura | 12 | Average Weekday | CAISO | 1-in-2 | 2030 | 14 |  |  |  | 58.3193 | 1
| LCA | Big Creek/Ventura | 12 | Average Weekday | CAISO | 1-in-2 | 2030 | 15 |  |  |  | 59.1014 | 1
| LCA | Big Creek/Ventura | 12 | Average Weekday | CAISO | 1-in-2 | 2030 | 16 |  |  |  | 59.3361 | 1
| LCA | Big Creek/Ventura | 12 | Average Weekday | CAISO | 1-in-2 | 2030 | 17 |  |  |  | 58.5952 | 1
| LCA | Big Creek/Ventura | 12 | Average Weekday | CAISO | 1-in-2 | 2030 | 18 |  |  |  | 56.5829 | 1
| LCA | Big Creek/Ventura | 12 | Average Weekday | CAISO | 1-in-2 | 2030 | 19 |  |  |  | 53.8158 | 1
| LCA | Big Creek/Ventura | 12 | Average Weekday | CAISO | 1-in-2 | 2030 | 20 |  |  |  | 51.6305 | 1
| LCA | Big Creek/Ventura | 12 | Average Weekday | CAISO | 1-in-2 | 2030 | 21 |  |  |  | 49.8392 | 1
| LCA | Big Creek/Ventura | 12 | Average Weekday | CAISO | 1-in-2 | 2030 | 22 |  |  |  | 48.5545 | 1
| LCA | Big Creek/Ventura | 12 | Average Weekday | CAISO | 1-in-2 | 2030 | 23 |  |  |  | 47.6048 | 1
| LCA | Big Creek/Ventura | 12 | Average Weekday | CAISO | 1-in-2 | 2030 | 24 |  |  |  | 46.6553 | 1
| LCA | Big Creek/Ventura | 12 | Monthly System Peak Day | CAISO | 1-in-2 | 2030 | 1 |  |  |  | 50.3681 | 1
| LCA | Big Creek/Ventura | 12 | Monthly System Peak Day | CAISO | 1-in-2 | 2030 | 2 |  |  |  | 49.1633 | 1
| LCA | Big Creek/Ventura | 12 | Monthly System Peak Day | CAISO | 1-in-2 | 2030 | 3 |  |  |  | 48.2429 | 1
| LCA | Big Creek/Ventura | 12 | Monthly System Peak Day | CAISO | 1-in-2 | 2030 | 4 |  |  |  | 47.6795 | 1
| LCA | Big Creek/Ventura | 12 | Monthly System Peak Day | CAISO | 1-in-2 | 2030 | 5 |  |  |  | 46.3633 | 1
| LCA | Big Creek/Ventura | 12 | Monthly System Peak Day | CAISO | 1-in-2 | 2030 | 6 |  |  |  | 45.8533 | 1
| LCA | Big Creek/Ventura | 12 | Monthly System Peak Day | CAISO | 1-in-2 | 2030 | 7 |  |  |  | 45.8514 | 1
| LCA | Big Creek/Ventura | 12 | Monthly System Peak Day | CAISO | 1-in-2 | 2030 | 8 |  |  |  | 45.5362 | 1
| LCA | Big Creek/Ventura | 12 | Monthly System Peak Day | CAISO | 1-in-2 | 2030 | 9 |  |  |  | 45.6833 | 1
| LCA | Big Creek/Ventura | 12 | Monthly System Peak Day | CAISO | 1-in-2 | 2030 | 10 |  |  |  | 48.7557 | 1
| LCA | Big Creek/Ventura | 12 | Monthly System Peak Day | CAISO | 1-in-2 | 2030 | 11 |  |  |  | 52.7467 | 1
| LCA | Big Creek/Ventura | 12 | Monthly System Peak Day | CAISO | 1-in-2 | 2030 | 12 |  |  |  | 56.7933 | 1
| LCA | Big Creek/Ventura | 12 | Monthly System Peak Day | CAISO | 1-in-2 | 2030 | 13 |  |  |  | 58.911 | 1
| LCA | Big Creek/Ventura | 12 | Monthly System Peak Day | CAISO | 1-in-2 | 2030 | 14 |  |  |  | 60.2629 | 1
| LCA | Big Creek/Ventura | 12 | Monthly System Peak Day | CAISO | 1-in-2 | 2030 | 15 |  |  |  | 60.9014 | 1
| LCA | Big Creek/Ventura | 12 | Monthly System Peak Day | CAISO | 1-in-2 | 2030 | 16 |  |  |  | 60.9843 | 1
| LCA | Big Creek/Ventura | 12 | Monthly System Peak Day | CAISO | 1-in-2 | 2030 | 17 |  |  |  | 59.5871 | 1
| LCA | Big Creek/Ventura | 12 | Monthly System Peak Day | CAISO | 1-in-2 | 2030 | 18 |  |  |  | 57.5076 | 1
| LCA | Big Creek/Ventura | 12 | Monthly System Peak Day | CAISO | 1-in-2 | 2030 | 19 |  |  |  | 54.5738 | 1
| LCA | Big Creek/Ventura | 12 | Monthly System Peak Day | CAISO | 1-in-2 | 2030 | 20 |  |  |  | 52.4662 | 1
| LCA | Big Creek/Ventura | 12 | Monthly System Peak Day | CAISO | 1-in-2 | 2030 | 21 |  |  |  | 51.0933 | 1
| LCA | Big Creek/Ventura | 12 | Monthly System Peak Day | CAISO | 1-in-2 | 2030 | 22 |  |  |  | 49.809 | 1
| LCA | Big Creek/Ventura | 12 | Monthly System Peak Day | CAISO | 1-in-2 | 2030 | 23 |  |  |  | 48.7514 | 1
| LCA | Big Creek/Ventura | 12 | Monthly System Peak Day | CAISO | 1-in-2 | 2030 | 24 |  |  |  | 47.1638 | 1
| LCA | Big Creek/Ventura | 1 | Average Weekday | CAISO | 1-in-2 | 2031 | 1 |  |  |  | 49.5342 | 1
| LCA | Big Creek/Ventura | 1 | Average Weekday | CAISO | 1-in-2 | 2031 | 2 |  |  |  | 48.6937 | 1
| LCA | Big Creek/Ventura | 1 | Average Weekday | CAISO | 1-in-2 | 2031 | 3 |  |  |  | 47.9033 | 1
| LCA | Big Creek/Ventura | 1 | Average Weekday | CAISO | 1-in-2 | 2031 | 4 |  |  |  | 47.1847 | 1
| LCA | Big Creek/Ventura | 1 | Average Weekday | CAISO | 1-in-2 | 2031 | 5 |  |  |  | 46.5416 | 1
| LCA | Big Creek/Ventura | 1 | Average Weekday | CAISO | 1-in-2 | 2031 | 6 |  |  |  | 45.9787 | 1
| LCA | Big Creek/Ventura | 1 | Average Weekday | CAISO | 1-in-2 | 2031 | 7 |  |  |  | 45.5331 | 1
| LCA | Big Creek/Ventura | 1 | Average Weekday | CAISO | 1-in-2 | 2031 | 8 |  |  |  | 45.3951 | 1
| LCA | Big Creek/Ventura | 1 | Average Weekday | CAISO | 1-in-2 | 2031 | 9 |  |  |  | 45.8961 | 1
| LCA | Big Creek/Ventura | 1 | Average Weekday | CAISO | 1-in-2 | 2031 | 10 |  |  |  | 49.4574 | 1
| LCA | Big Creek/Ventura | 1 | Average Weekday | CAISO | 1-in-2 | 2031 | 11 |  |  |  | 53.9957 | 1
| LCA | Big Creek/Ventura | 1 | Average Weekday | CAISO | 1-in-2 | 2031 | 12 |  |  |  | 57.9636 | 1
| LCA | Big Creek/Ventura | 1 | Average Weekday | CAISO | 1-in-2 | 2031 | 13 |  |  |  | 60.7648 | 1
| LCA | Big Creek/Ventura | 1 | Average Weekday | CAISO | 1-in-2 | 2031 | 14 |  |  |  | 62.6181 | 1
| LCA | Big Creek/Ventura | 1 | Average Weekday | CAISO | 1-in-2 | 2031 | 15 |  |  |  | 63.8047 | 1
| LCA | Big Creek/Ventura | 1 | Average Weekday | CAISO | 1-in-2 | 2031 | 16 |  |  |  | 64.2705 | 1
| LCA | Big Creek/Ventura | 1 | Average Weekday | CAISO | 1-in-2 | 2031 | 17 |  |  |  | 63.7646 | 1
| LCA | Big Creek/Ventura | 1 | Average Weekday | CAISO | 1-in-2 | 2031 | 18 |  |  |  | 62.0633 | 1
| LCA | Big Creek/Ventura | 1 | Average Weekday | CAISO | 1-in-2 | 2031 | 19 |  |  |  | 59.2455 | 1
| LCA | Big Creek/Ventura | 1 | Average Weekday | CAISO | 1-in-2 | 2031 | 20 |  |  |  | 56.8437 | 1
| LCA | Big Creek/Ventura | 1 | Average Weekday | CAISO | 1-in-2 | 2031 | 21 |  |  |  | 54.9221 | 1
| LCA | Big Creek/Ventura | 1 | Average Weekday | CAISO | 1-in-2 | 2031 | 22 |  |  |  | 53.2415 | 1
| LCA | Big Creek/Ventura | 1 | Average Weekday | CAISO | 1-in-2 | 2031 | 23 |  |  |  | 51.9811 | 1
| LCA | Big Creek/Ventura | 1 | Average Weekday | CAISO | 1-in-2 | 2031 | 24 |  |  |  | 51.0226 | 1
| LCA | Big Creek/Ventura | 1 | Monthly System Peak Day | CAISO | 1-in-2 | 2031 | 1 |  |  |  | 43.8848 | 1
| LCA | Big Creek/Ventura | 1 | Monthly System Peak Day | CAISO | 1-in-2 | 2031 | 2 |  |  |  | 42.5776 | 1
| LCA | Big Creek/Ventura | 1 | Monthly System Peak Day | CAISO | 1-in-2 | 2031 | 3 |  |  |  | 41.0357 | 1
| LCA | Big Creek/Ventura | 1 | Monthly System Peak Day | CAISO | 1-in-2 | 2031 | 4 |  |  |  | 40.0933 | 1
| LCA | Big Creek/Ventura | 1 | Monthly System Peak Day | CAISO | 1-in-2 | 2031 | 5 |  |  |  | 39.5233 | 1
| LCA | Big Creek/Ventura | 1 | Monthly System Peak Day | CAISO | 1-in-2 | 2031 | 6 |  |  |  | 39.2295 | 1
| LCA | Big Creek/Ventura | 1 | Monthly System Peak Day | CAISO | 1-in-2 | 2031 | 7 |  |  |  | 39.2295 | 1
| LCA | Big Creek/Ventura | 1 | Monthly System Peak Day | CAISO | 1-in-2 | 2031 | 8 |  |  |  | 39.6986 | 1
| LCA | Big Creek/Ventura | 1 | Monthly System Peak Day | CAISO | 1-in-2 | 2031 | 9 |  |  |  | 40.0724 | 1
| LCA | Big Creek/Ventura | 1 | Monthly System Peak Day | CAISO | 1-in-2 | 2031 | 10 |  |  |  | 42.7562 | 1
| LCA | Big Creek/Ventura | 1 | Monthly System Peak Day | CAISO | 1-in-2 | 2031 | 11 |  |  |  | 47.051 | 1
| LCA | Big Creek/Ventura | 1 | Monthly System Peak Day | CAISO | 1-in-2 | 2031 | 12 |  |  |  | 50.0129 | 1
| LCA | Big Creek/Ventura | 1 | Monthly System Peak Day | CAISO | 1-in-2 | 2031 | 13 |  |  |  | 50.501 | 1
| LCA | Big Creek/Ventura | 1 | Monthly System Peak Day | CAISO | 1-in-2 | 2031 | 14 |  |  |  | 51.2752 | 1
| LCA | Big Creek/Ventura | 1 | Monthly System Peak Day | CAISO | 1-in-2 | 2031 | 15 |  |  |  | 52.09 | 1
| LCA | Big Creek/Ventura | 1 | Monthly System Peak Day | CAISO | 1-in-2 | 2031 | 16 |  |  |  | 52.4529 | 1
| LCA | Big Creek/Ventura | 1 | Monthly System Peak Day | CAISO | 1-in-2 | 2031 | 17 |  |  |  | 52.7195 | 1
| LCA | Big Creek/Ventura | 1 | Monthly System Peak Day | CAISO | 1-in-2 | 2031 | 18 |  |  |  | 51.6867 | 1
| LCA | Big Creek/Ventura | 1 | Monthly System Peak Day | CAISO | 1-in-2 | 2031 | 19 |  |  |  | 49.5862 | 1
| LCA | Big Creek/Ventura | 1 | Monthly System Peak Day | CAISO | 1-in-2 | 2031 | 20 |  |  |  | 48.3276 | 1
| LCA | Big Creek/Ventura | 1 | Monthly System Peak Day | CAISO | 1-in-2 | 2031 | 21 |  |  |  | 47.0533 | 1
| LCA | Big Creek/Ventura | 1 | Monthly System Peak Day | CAISO | 1-in-2 | 2031 | 22 |  |  |  | 46.1652 | 1
| LCA | Big Creek/Ventura | 1 | Monthly System Peak Day | CAISO | 1-in-2 | 2031 | 23 |  |  |  | 45.7748 | 1
| LCA | Big Creek/Ventura | 1 | Monthly System Peak Day | CAISO | 1-in-2 | 2031 | 24 |  |  |  | 45.521 | 1
| LCA | Big Creek/Ventura | 2 | Average Weekday | CAISO | 1-in-2 | 2031 | 1 |  |  |  | 49.7471 | 1
| LCA | Big Creek/Ventura | 2 | Average Weekday | CAISO | 1-in-2 | 2031 | 2 |  |  |  | 48.8044 | 1
| LCA | Big Creek/Ventura | 2 | Average Weekday | CAISO | 1-in-2 | 2031 | 3 |  |  |  | 47.9669 | 1
| LCA | Big Creek/Ventura | 2 | Average Weekday | CAISO | 1-in-2 | 2031 | 4 |  |  |  | 47.3214 | 1
| LCA | Big Creek/Ventura | 2 | Average Weekday | CAISO | 1-in-2 | 2031 | 5 |  |  |  | 46.693 | 1
| LCA | Big Creek/Ventura | 2 | Average Weekday | CAISO | 1-in-2 | 2031 | 6 |  |  |  | 46.2062 | 1
| LCA | Big Creek/Ventura | 2 | Average Weekday | CAISO | 1-in-2 | 2031 | 7 |  |  |  | 45.7339 | 1
| LCA | Big Creek/Ventura | 2 | Average Weekday | CAISO | 1-in-2 | 2031 | 8 |  |  |  | 45.5057 | 1
| LCA | Big Creek/Ventura | 2 | Average Weekday | CAISO | 1-in-2 | 2031 | 9 |  |  |  | 46.7937 | 1
| LCA | Big Creek/Ventura | 2 | Average Weekday | CAISO | 1-in-2 | 2031 | 10 |  |  |  | 50.8853 | 1
| LCA | Big Creek/Ventura | 2 | Average Weekday | CAISO | 1-in-2 | 2031 | 11 |  |  |  | 55.3739 | 1
| LCA | Big Creek/Ventura | 2 | Average Weekday | CAISO | 1-in-2 | 2031 | 12 |  |  |  | 58.976 | 1
| LCA | Big Creek/Ventura | 2 | Average Weekday | CAISO | 1-in-2 | 2031 | 13 |  |  |  | 61.6118 | 1
| LCA | Big Creek/Ventura | 2 | Average Weekday | CAISO | 1-in-2 | 2031 | 14 |  |  |  | 63.0469 | 1
| LCA | Big Creek/Ventura | 2 | Average Weekday | CAISO | 1-in-2 | 2031 | 15 |  |  |  | 63.8701 | 1
| LCA | Big Creek/Ventura | 2 | Average Weekday | CAISO | 1-in-2 | 2031 | 16 |  |  |  | 64.3836 | 1
| LCA | Big Creek/Ventura | 2 | Average Weekday | CAISO | 1-in-2 | 2031 | 17 |  |  |  | 64.1195 | 1
| LCA | Big Creek/Ventura | 2 | Average Weekday | CAISO | 1-in-2 | 2031 | 18 |  |  |  | 62.8705 | 1
| LCA | Big Creek/Ventura | 2 | Average Weekday | CAISO | 1-in-2 | 2031 | 19 |  |  |  | 60.231 | 1
| LCA | Big Creek/Ventura | 2 | Average Weekday | CAISO | 1-in-2 | 2031 | 20 |  |  |  | 57.4089 | 1
| LCA | Big Creek/Ventura | 2 | Average Weekday | CAISO | 1-in-2 | 2031 | 21 |  |  |  | 55.3029 | 1
| LCA | Big Creek/Ventura | 2 | Average Weekday | CAISO | 1-in-2 | 2031 | 22 |  |  |  | 53.5561 | 1
| LCA | Big Creek/Ventura | 2 | Average Weekday | CAISO | 1-in-2 | 2031 | 23 |  |  |  | 52.2346 | 1
| LCA | Big Creek/Ventura | 2 | Average Weekday | CAISO | 1-in-2 | 2031 | 24 |  |  |  | 51.0608 | 1
| LCA | Big Creek/Ventura | 2 | Monthly System Peak Day | CAISO | 1-in-2 | 2031 | 1 |  |  |  | 41.2029 | 1
| LCA | Big Creek/Ventura | 2 | Monthly System Peak Day | CAISO | 1-in-2 | 2031 | 2 |  |  |  | 40.1505 | 1
| LCA | Big Creek/Ventura | 2 | Monthly System Peak Day | CAISO | 1-in-2 | 2031 | 3 |  |  |  | 39.6238 | 1
| LCA | Big Creek/Ventura | 2 | Monthly System Peak Day | CAISO | 1-in-2 | 2031 | 4 |  |  |  | 39.0433 | 1
| LCA | Big Creek/Ventura | 2 | Monthly System Peak Day | CAISO | 1-in-2 | 2031 | 5 |  |  |  | 38.2095 | 1
| LCA | Big Creek/Ventura | 2 | Monthly System Peak Day | CAISO | 1-in-2 | 2031 | 6 |  |  |  | 37.7305 | 1
| LCA | Big Creek/Ventura | 2 | Monthly System Peak Day | CAISO | 1-in-2 | 2031 | 7 |  |  |  | 37.5457 | 1
| LCA | Big Creek/Ventura | 2 | Monthly System Peak Day | CAISO | 1-in-2 | 2031 | 8 |  |  |  | 37.4543 | 1
| LCA | Big Creek/Ventura | 2 | Monthly System Peak Day | CAISO | 1-in-2 | 2031 | 9 |  |  |  | 38.8457 | 1
| LCA | Big Creek/Ventura | 2 | Monthly System Peak Day | CAISO | 1-in-2 | 2031 | 10 |  |  |  | 41.9462 | 1
| LCA | Big Creek/Ventura | 2 | Monthly System Peak Day | CAISO | 1-in-2 | 2031 | 11 |  |  |  | 45.271 | 1
| LCA | Big Creek/Ventura | 2 | Monthly System Peak Day | CAISO | 1-in-2 | 2031 | 12 |  |  |  | 48.1629 | 1
| LCA | Big Creek/Ventura | 2 | Monthly System Peak Day | CAISO | 1-in-2 | 2031 | 13 |  |  |  | 50.8633 | 1
| LCA | Big Creek/Ventura | 2 | Monthly System Peak Day | CAISO | 1-in-2 | 2031 | 14 |  |  |  | 52.6652 | 1
| LCA | Big Creek/Ventura | 2 | Monthly System Peak Day | CAISO | 1-in-2 | 2031 | 15 |  |  |  | 53.7552 | 1
| LCA | Big Creek/Ventura | 2 | Monthly System Peak Day | CAISO | 1-in-2 | 2031 | 16 |  |  |  | 54.6462 | 1
| LCA | Big Creek/Ventura | 2 | Monthly System Peak Day | CAISO | 1-in-2 | 2031 | 17 |  |  |  | 54.8867 | 1
| LCA | Big Creek/Ventura | 2 | Monthly System Peak Day | CAISO | 1-in-2 | 2031 | 18 |  |  |  | 53.3919 | 1
| LCA | Big Creek/Ventura | 2 | Monthly System Peak Day | CAISO | 1-in-2 | 2031 | 19 |  |  |  | 50.7876 | 1
| LCA | Big Creek/Ventura | 2 | Monthly System Peak Day | CAISO | 1-in-2 | 2031 | 20 |  |  |  | 48.3681 | 1
| LCA | Big Creek/Ventura | 2 | Monthly System Peak Day | CAISO | 1-in-2 | 2031 | 21 |  |  |  | 46.3952 | 1
| LCA | Big Creek/Ventura | 2 | Monthly System Peak Day | CAISO | 1-in-2 | 2031 | 22 |  |  |  | 44.9329 | 1
| LCA | Big Creek/Ventura | 2 | Monthly System Peak Day | CAISO | 1-in-2 | 2031 | 23 |  |  |  | 43.6771 | 1
| LCA | Big Creek/Ventura | 2 | Monthly System Peak Day | CAISO | 1-in-2 | 2031 | 24 |  |  |  | 42.6943 | 1
| LCA | Big Creek/Ventura | 3 | Average Weekday | CAISO | 1-in-2 | 2031 | 1 |  |  |  | 52.8595 | 1
| LCA | Big Creek/Ventura | 3 | Average Weekday | CAISO | 1-in-2 | 2031 | 2 |  |  |  | 51.8237 | 1
| LCA | Big Creek/Ventura | 3 | Average Weekday | CAISO | 1-in-2 | 2031 | 3 |  |  |  | 51.0006 | 1
| LCA | Big Creek/Ventura | 3 | Average Weekday | CAISO | 1-in-2 | 2031 | 4 |  |  |  | 50.2553 | 1
| LCA | Big Creek/Ventura | 3 | Average Weekday | CAISO | 1-in-2 | 2031 | 5 |  |  |  | 49.4158 | 1
| LCA | Big Creek/Ventura | 3 | Average Weekday | CAISO | 1-in-2 | 2031 | 6 |  |  |  | 48.5231 | 1
| LCA | Big Creek/Ventura | 3 | Average Weekday | CAISO | 1-in-2 | 2031 | 7 |  |  |  | 47.8837 | 1
| LCA | Big Creek/Ventura | 3 | Average Weekday | CAISO | 1-in-2 | 2031 | 8 |  |  |  | 47.5302 | 1
| LCA | Big Creek/Ventura | 3 | Average Weekday | CAISO | 1-in-2 | 2031 | 9 |  |  |  | 48.4112 | 1
| LCA | Big Creek/Ventura | 3 | Average Weekday | CAISO | 1-in-2 | 2031 | 10 |  |  |  | 51.877 | 1
| LCA | Big Creek/Ventura | 3 | Average Weekday | CAISO | 1-in-2 | 2031 | 11 |  |  |  | 56.0412 | 1
| LCA | Big Creek/Ventura | 3 | Average Weekday | CAISO | 1-in-2 | 2031 | 12 |  |  |  | 59.6138 | 1
| LCA | Big Creek/Ventura | 3 | Average Weekday | CAISO | 1-in-2 | 2031 | 13 |  |  |  | 62.2225 | 1
| LCA | Big Creek/Ventura | 3 | Average Weekday | CAISO | 1-in-2 | 2031 | 14 |  |  |  | 64.1572 | 1
| LCA | Big Creek/Ventura | 3 | Average Weekday | CAISO | 1-in-2 | 2031 | 15 |  |  |  | 65.3688 | 1
| LCA | Big Creek/Ventura | 3 | Average Weekday | CAISO | 1-in-2 | 2031 | 16 |  |  |  | 66.1061 | 1
| LCA | Big Creek/Ventura | 3 | Average Weekday | CAISO | 1-in-2 | 2031 | 17 |  |  |  | 66.2013 | 1
| LCA | Big Creek/Ventura | 3 | Average Weekday | CAISO | 1-in-2 | 2031 | 18 |  |  |  | 65.4538 | 1
| LCA | Big Creek/Ventura | 3 | Average Weekday | CAISO | 1-in-2 | 2031 | 19 |  |  |  | 63.896 | 1
| LCA | Big Creek/Ventura | 3 | Average Weekday | CAISO | 1-in-2 | 2031 | 20 |  |  |  | 61.5069 | 1
| LCA | Big Creek/Ventura | 3 | Average Weekday | CAISO | 1-in-2 | 2031 | 21 |  |  |  | 58.9205 | 1
| LCA | Big Creek/Ventura | 3 | Average Weekday | CAISO | 1-in-2 | 2031 | 22 |  |  |  | 56.9409 | 1
| LCA | Big Creek/Ventura | 3 | Average Weekday | CAISO | 1-in-2 | 2031 | 23 |  |  |  | 55.4416 | 1
| LCA | Big Creek/Ventura | 3 | Average Weekday | CAISO | 1-in-2 | 2031 | 24 |  |  |  | 54.2709 | 1
| LCA | Big Creek/Ventura | 3 | Monthly System Peak Day | CAISO | 1-in-2 | 2031 | 1 |  |  |  | 53.0719 | 1
| LCA | Big Creek/Ventura | 3 | Monthly System Peak Day | CAISO | 1-in-2 | 2031 | 2 |  |  |  | 52.0262 | 1
| LCA | Big Creek/Ventura | 3 | Monthly System Peak Day | CAISO | 1-in-2 | 2031 | 3 |  |  |  | 50.3457 | 1
| LCA | Big Creek/Ventura | 3 | Monthly System Peak Day | CAISO | 1-in-2 | 2031 | 4 |  |  |  | 49.54 | 1
| LCA | Big Creek/Ventura | 3 | Monthly System Peak Day | CAISO | 1-in-2 | 2031 | 5 |  |  |  | 47.9524 | 1
| LCA | Big Creek/Ventura | 3 | Monthly System Peak Day | CAISO | 1-in-2 | 2031 | 6 |  |  |  | 47.3219 | 1
| LCA | Big Creek/Ventura | 3 | Monthly System Peak Day | CAISO | 1-in-2 | 2031 | 7 |  |  |  | 46.961 | 1
| LCA | Big Creek/Ventura | 3 | Monthly System Peak Day | CAISO | 1-in-2 | 2031 | 8 |  |  |  | 46.3624 | 1
| LCA | Big Creek/Ventura | 3 | Monthly System Peak Day | CAISO | 1-in-2 | 2031 | 9 |  |  |  | 46.9714 | 1
| LCA | Big Creek/Ventura | 3 | Monthly System Peak Day | CAISO | 1-in-2 | 2031 | 10 |  |  |  | 50.4329 | 1
| LCA | Big Creek/Ventura | 3 | Monthly System Peak Day | CAISO | 1-in-2 | 2031 | 11 |  |  |  | 55.26 | 1
| LCA | Big Creek/Ventura | 3 | Monthly System Peak Day | CAISO | 1-in-2 | 2031 | 12 |  |  |  | 60.3743 | 1
| LCA | Big Creek/Ventura | 3 | Monthly System Peak Day | CAISO | 1-in-2 | 2031 | 13 |  |  |  | 64.0509 | 1
| LCA | Big Creek/Ventura | 3 | Monthly System Peak Day | CAISO | 1-in-2 | 2031 | 14 |  |  |  | 66.0724 | 1
| LCA | Big Creek/Ventura | 3 | Monthly System Peak Day | CAISO | 1-in-2 | 2031 | 15 |  |  |  | 67.0591 | 1
| LCA | Big Creek/Ventura | 3 | Monthly System Peak Day | CAISO | 1-in-2 | 2031 | 16 |  |  |  | 68.1805 | 1
| LCA | Big Creek/Ventura | 3 | Monthly System Peak Day | CAISO | 1-in-2 | 2031 | 17 |  |  |  | 68.899 | 1
| LCA | Big Creek/Ventura | 3 | Monthly System Peak Day | CAISO | 1-in-2 | 2031 | 18 |  |  |  | 68.5681 | 1
| LCA | Big Creek/Ventura | 3 | Monthly System Peak Day | CAISO | 1-in-2 | 2031 | 19 |  |  |  | 66.6652 | 1
| LCA | Big Creek/Ventura | 3 | Monthly System Peak Day | CAISO | 1-in-2 | 2031 | 20 |  |  |  | 63.8852 | 1
| LCA | Big Creek/Ventura | 3 | Monthly System Peak Day | CAISO | 1-in-2 | 2031 | 21 |  |  |  | 60.5138 | 1
| LCA | Big Creek/Ventura | 3 | Monthly System Peak Day | CAISO | 1-in-2 | 2031 | 22 |  |  |  | 58.1057 | 1
| LCA | Big Creek/Ventura | 3 | Monthly System Peak Day | CAISO | 1-in-2 | 2031 | 23 |  |  |  | 56.6171 | 1
| LCA | Big Creek/Ventura | 3 | Monthly System Peak Day | CAISO | 1-in-2 | 2031 | 24 |  |  |  | 55.8624 | 1
| LCA | Big Creek/Ventura | 4 | Average Weekday | CAISO | 1-in-2 | 2031 | 1 |  |  |  | 55.9472 | 1
| LCA | Big Creek/Ventura | 4 | Average Weekday | CAISO | 1-in-2 | 2031 | 2 |  |  |  | 54.863 | 1
| LCA | Big Creek/Ventura | 4 | Average Weekday | CAISO | 1-in-2 | 2031 | 3 |  |  |  | 53.8535 | 1
| LCA | Big Creek/Ventura | 4 | Average Weekday | CAISO | 1-in-2 | 2031 | 4 |  |  |  | 52.93 | 1
| LCA | Big Creek/Ventura | 4 | Average Weekday | CAISO | 1-in-2 | 2031 | 5 |  |  |  | 52.0399 | 1
| LCA | Big Creek/Ventura | 4 | Average Weekday | CAISO | 1-in-2 | 2031 | 6 |  |  |  | 51.4284 | 1
| LCA | Big Creek/Ventura | 4 | Average Weekday | CAISO | 1-in-2 | 2031 | 7 |  |  |  | 50.819 | 1
| LCA | Big Creek/Ventura | 4 | Average Weekday | CAISO | 1-in-2 | 2031 | 8 |  |  |  | 50.625 | 1
| LCA | Big Creek/Ventura | 4 | Average Weekday | CAISO | 1-in-2 | 2031 | 9 |  |  |  | 52.3582 | 1
| LCA | Big Creek/Ventura | 4 | Average Weekday | CAISO | 1-in-2 | 2031 | 10 |  |  |  | 55.8446 | 1
| LCA | Big Creek/Ventura | 4 | Average Weekday | CAISO | 1-in-2 | 2031 | 11 |  |  |  | 59.5545 | 1
| LCA | Big Creek/Ventura | 4 | Average Weekday | CAISO | 1-in-2 | 2031 | 12 |  |  |  | 62.8472 | 1
| LCA | Big Creek/Ventura | 4 | Average Weekday | CAISO | 1-in-2 | 2031 | 13 |  |  |  | 65.5091 | 1
| LCA | Big Creek/Ventura | 4 | Average Weekday | CAISO | 1-in-2 | 2031 | 14 |  |  |  | 67.5765 | 1
| LCA | Big Creek/Ventura | 4 | Average Weekday | CAISO | 1-in-2 | 2031 | 15 |  |  |  | 68.8958 | 1
| LCA | Big Creek/Ventura | 4 | Average Weekday | CAISO | 1-in-2 | 2031 | 16 |  |  |  | 69.4967 | 1
| LCA | Big Creek/Ventura | 4 | Average Weekday | CAISO | 1-in-2 | 2031 | 17 |  |  |  | 69.5101 | 1
| LCA | Big Creek/Ventura | 4 | Average Weekday | CAISO | 1-in-2 | 2031 | 18 |  |  |  | 68.7653 | 1
| LCA | Big Creek/Ventura | 4 | Average Weekday | CAISO | 1-in-2 | 2031 | 19 |  |  |  | 67.3382 | 1
| LCA | Big Creek/Ventura | 4 | Average Weekday | CAISO | 1-in-2 | 2031 | 20 |  |  |  | 65.1 | 1
| LCA | Big Creek/Ventura | 4 | Average Weekday | CAISO | 1-in-2 | 2031 | 21 |  |  |  | 62.108 | 1
| LCA | Big Creek/Ventura | 4 | Average Weekday | CAISO | 1-in-2 | 2031 | 22 |  |  |  | 59.8688 | 1
| LCA | Big Creek/Ventura | 4 | Average Weekday | CAISO | 1-in-2 | 2031 | 23 |  |  |  | 58.3519 | 1
| LCA | Big Creek/Ventura | 4 | Average Weekday | CAISO | 1-in-2 | 2031 | 24 |  |  |  | 57.0564 | 1
| LCA | Big Creek/Ventura | 4 | Monthly System Peak Day | CAISO | 1-in-2 | 2031 | 1 |  |  |  | 61.0129 | 1
| LCA | Big Creek/Ventura | 4 | Monthly System Peak Day | CAISO | 1-in-2 | 2031 | 2 |  |  |  | 59.2143 | 1
| LCA | Big Creek/Ventura | 4 | Monthly System Peak Day | CAISO | 1-in-2 | 2031 | 3 |  |  |  | 57.7443 | 1
| LCA | Big Creek/Ventura | 4 | Monthly System Peak Day | CAISO | 1-in-2 | 2031 | 4 |  |  |  | 56.4338 | 1
| LCA | Big Creek/Ventura | 4 | Monthly System Peak Day | CAISO | 1-in-2 | 2031 | 5 |  |  |  | 55.4138 | 1
| LCA | Big Creek/Ventura | 4 | Monthly System Peak Day | CAISO | 1-in-2 | 2031 | 6 |  |  |  | 54.2052 | 1
| LCA | Big Creek/Ventura | 4 | Monthly System Peak Day | CAISO | 1-in-2 | 2031 | 7 |  |  |  | 53.3943 | 1
| LCA | Big Creek/Ventura | 4 | Monthly System Peak Day | CAISO | 1-in-2 | 2031 | 8 |  |  |  | 53.4162 | 1
| LCA | Big Creek/Ventura | 4 | Monthly System Peak Day | CAISO | 1-in-2 | 2031 | 9 |  |  |  | 55.8205 | 1
| LCA | Big Creek/Ventura | 4 | Monthly System Peak Day | CAISO | 1-in-2 | 2031 | 10 |  |  |  | 60.5848 | 1
| LCA | Big Creek/Ventura | 4 | Monthly System Peak Day | CAISO | 1-in-2 | 2031 | 11 |  |  |  | 67.0171 | 1
| LCA | Big Creek/Ventura | 4 | Monthly System Peak Day | CAISO | 1-in-2 | 2031 | 12 |  |  |  | 72.6729 | 1
| LCA | Big Creek/Ventura | 4 | Monthly System Peak Day | CAISO | 1-in-2 | 2031 | 13 |  |  |  | 76.9319 | 1
| LCA | Big Creek/Ventura | 4 | Monthly System Peak Day | CAISO | 1-in-2 | 2031 | 14 |  |  |  | 79.931 | 1
| LCA | Big Creek/Ventura | 4 | Monthly System Peak Day | CAISO | 1-in-2 | 2031 | 15 |  |  |  | 81.9243 | 1
| LCA | Big Creek/Ventura | 4 | Monthly System Peak Day | CAISO | 1-in-2 | 2031 | 16 |  |  |  | 82.4314 | 1
| LCA | Big Creek/Ventura | 4 | Monthly System Peak Day | CAISO | 1-in-2 | 2031 | 17 |  |  |  | 82.6729 | 1
| LCA | Big Creek/Ventura | 4 | Monthly System Peak Day | CAISO | 1-in-2 | 2031 | 18 |  |  |  | 82.1267 | 1
| LCA | Big Creek/Ventura | 4 | Monthly System Peak Day | CAISO | 1-in-2 | 2031 | 19 |  |  |  | 80.6881 | 1
| LCA | Big Creek/Ventura | 4 | Monthly System Peak Day | CAISO | 1-in-2 | 2031 | 20 |  |  |  | 77.7867 | 1
| LCA | Big Creek/Ventura | 4 | Monthly System Peak Day | CAISO | 1-in-2 | 2031 | 21 |  |  |  | 72.969 | 1
| LCA | Big Creek/Ventura | 4 | Monthly System Peak Day | CAISO | 1-in-2 | 2031 | 22 |  |  |  | 68.779 | 1
| LCA | Big Creek/Ventura | 4 | Monthly System Peak Day | CAISO | 1-in-2 | 2031 | 23 |  |  |  | 65.969 | 1
| LCA | Big Creek/Ventura | 4 | Monthly System Peak Day | CAISO | 1-in-2 | 2031 | 24 |  |  |  | 63.951 | 1
| LCA | Big Creek/Ventura | 5 | Average Weekday | CAISO | 1-in-2 | 2031 | 1 |  |  |  | 59.9923 | 1
| LCA | Big Creek/Ventura | 5 | Average Weekday | CAISO | 1-in-2 | 2031 | 2 |  |  |  | 58.9604 | 1
| LCA | Big Creek/Ventura | 5 | Average Weekday | CAISO | 1-in-2 | 2031 | 3 |  |  |  | 58.0285 | 1
| LCA | Big Creek/Ventura | 5 | Average Weekday | CAISO | 1-in-2 | 2031 | 4 |  |  |  | 57.1772 | 1
| LCA | Big Creek/Ventura | 5 | Average Weekday | CAISO | 1-in-2 | 2031 | 5 |  |  |  | 56.5246 | 1
| LCA | Big Creek/Ventura | 5 | Average Weekday | CAISO | 1-in-2 | 2031 | 6 |  |  |  | 55.8549 | 1
| LCA | Big Creek/Ventura | 5 | Average Weekday | CAISO | 1-in-2 | 2031 | 7 |  |  |  | 55.2307 | 1
| LCA | Big Creek/Ventura | 5 | Average Weekday | CAISO | 1-in-2 | 2031 | 8 |  |  |  | 55.5515 | 1
| LCA | Big Creek/Ventura | 5 | Average Weekday | CAISO | 1-in-2 | 2031 | 9 |  |  |  | 58.2705 | 1
| LCA | Big Creek/Ventura | 5 | Average Weekday | CAISO | 1-in-2 | 2031 | 10 |  |  |  | 61.5484 | 1
| LCA | Big Creek/Ventura | 5 | Average Weekday | CAISO | 1-in-2 | 2031 | 11 |  |  |  | 64.8911 | 1
| LCA | Big Creek/Ventura | 5 | Average Weekday | CAISO | 1-in-2 | 2031 | 12 |  |  |  | 67.8559 | 1
| LCA | Big Creek/Ventura | 5 | Average Weekday | CAISO | 1-in-2 | 2031 | 13 |  |  |  | 70.274 | 1
| LCA | Big Creek/Ventura | 5 | Average Weekday | CAISO | 1-in-2 | 2031 | 14 |  |  |  | 72.0602 | 1
| LCA | Big Creek/Ventura | 5 | Average Weekday | CAISO | 1-in-2 | 2031 | 15 |  |  |  | 73.1902 | 1
| LCA | Big Creek/Ventura | 5 | Average Weekday | CAISO | 1-in-2 | 2031 | 16 |  |  |  | 73.6664 | 1
| LCA | Big Creek/Ventura | 5 | Average Weekday | CAISO | 1-in-2 | 2031 | 17 |  |  |  | 73.4822 | 1
| LCA | Big Creek/Ventura | 5 | Average Weekday | CAISO | 1-in-2 | 2031 | 18 |  |  |  | 72.7404 | 1
| LCA | Big Creek/Ventura | 5 | Average Weekday | CAISO | 1-in-2 | 2031 | 19 |  |  |  | 71.3964 | 1
| LCA | Big Creek/Ventura | 5 | Average Weekday | CAISO | 1-in-2 | 2031 | 20 |  |  |  | 69.2439 | 1
| LCA | Big Creek/Ventura | 5 | Average Weekday | CAISO | 1-in-2 | 2031 | 21 |  |  |  | 66.4425 | 1
| LCA | Big Creek/Ventura | 5 | Average Weekday | CAISO | 1-in-2 | 2031 | 22 |  |  |  | 63.8796 | 1
| LCA | Big Creek/Ventura | 5 | Average Weekday | CAISO | 1-in-2 | 2031 | 23 |  |  |  | 62.223 | 1
| LCA | Big Creek/Ventura | 5 | Average Weekday | CAISO | 1-in-2 | 2031 | 24 |  |  |  | 60.8978 | 1
| LCA | Big Creek/Ventura | 5 | Monthly System Peak Day | CAISO | 1-in-2 | 2031 | 1 |  |  |  | 66.6424 | 1
| LCA | Big Creek/Ventura | 5 | Monthly System Peak Day | CAISO | 1-in-2 | 2031 | 2 |  |  |  | 65.0781 | 1
| LCA | Big Creek/Ventura | 5 | Monthly System Peak Day | CAISO | 1-in-2 | 2031 | 3 |  |  |  | 63.9038 | 1
| LCA | Big Creek/Ventura | 5 | Monthly System Peak Day | CAISO | 1-in-2 | 2031 | 4 |  |  |  | 61.9876 | 1
| LCA | Big Creek/Ventura | 5 | Monthly System Peak Day | CAISO | 1-in-2 | 2031 | 5 |  |  |  | 60.6062 | 1
| LCA | Big Creek/Ventura | 5 | Monthly System Peak Day | CAISO | 1-in-2 | 2031 | 6 |  |  |  | 59.9133 | 1
| LCA | Big Creek/Ventura | 5 | Monthly System Peak Day | CAISO | 1-in-2 | 2031 | 7 |  |  |  | 59.5448 | 1
| LCA | Big Creek/Ventura | 5 | Monthly System Peak Day | CAISO | 1-in-2 | 2031 | 8 |  |  |  | 59.6538 | 1
| LCA | Big Creek/Ventura | 5 | Monthly System Peak Day | CAISO | 1-in-2 | 2031 | 9 |  |  |  | 61.3857 | 1
| LCA | Big Creek/Ventura | 5 | Monthly System Peak Day | CAISO | 1-in-2 | 2031 | 10 |  |  |  | 65.8257 | 1
| LCA | Big Creek/Ventura | 5 | Monthly System Peak Day | CAISO | 1-in-2 | 2031 | 11 |  |  |  | 70.9662 | 1
| LCA | Big Creek/Ventura | 5 | Monthly System Peak Day | CAISO | 1-in-2 | 2031 | 12 |  |  |  | 76.139 | 1
| LCA | Big Creek/Ventura | 5 | Monthly System Peak Day | CAISO | 1-in-2 | 2031 | 13 |  |  |  | 79.6881 | 1
| LCA | Big Creek/Ventura | 5 | Monthly System Peak Day | CAISO | 1-in-2 | 2031 | 14 |  |  |  | 82.2152 | 1
| LCA | Big Creek/Ventura | 5 | Monthly System Peak Day | CAISO | 1-in-2 | 2031 | 15 |  |  |  | 83.281 | 1
| LCA | Big Creek/Ventura | 5 | Monthly System Peak Day | CAISO | 1-in-2 | 2031 | 16 |  |  |  | 83.4486 | 1
| LCA | Big Creek/Ventura | 5 | Monthly System Peak Day | CAISO | 1-in-2 | 2031 | 17 |  |  |  | 82.6714 | 1
| LCA | Big Creek/Ventura | 5 | Monthly System Peak Day | CAISO | 1-in-2 | 2031 | 18 |  |  |  | 81.8529 | 1
| LCA | Big Creek/Ventura | 5 | Monthly System Peak Day | CAISO | 1-in-2 | 2031 | 19 |  |  |  | 80.2819 | 1
| LCA | Big Creek/Ventura | 5 | Monthly System Peak Day | CAISO | 1-in-2 | 2031 | 20 |  |  |  | 77.2986 | 1
| LCA | Big Creek/Ventura | 5 | Monthly System Peak Day | CAISO | 1-in-2 | 2031 | 21 |  |  |  | 73.1795 | 1
| LCA | Big Creek/Ventura | 5 | Monthly System Peak Day | CAISO | 1-in-2 | 2031 | 22 |  |  |  | 69.6914 | 1
| LCA | Big Creek/Ventura | 5 | Monthly System Peak Day | CAISO | 1-in-2 | 2031 | 23 |  |  |  | 67.0338 | 1
| LCA | Big Creek/Ventura | 5 | Monthly System Peak Day | CAISO | 1-in-2 | 2031 | 24 |  |  |  | 65.1314 | 1
| LCA | Big Creek/Ventura | 6 | Average Weekday | CAISO | 1-in-2 | 2031 | 1 |  |  |  | 64.4446 | 1
| LCA | Big Creek/Ventura | 6 | Average Weekday | CAISO | 1-in-2 | 2031 | 2 |  |  |  | 63.2767 | 1
| LCA | Big Creek/Ventura | 6 | Average Weekday | CAISO | 1-in-2 | 2031 | 3 |  |  |  | 62.2793 | 1
| LCA | Big Creek/Ventura | 6 | Average Weekday | CAISO | 1-in-2 | 2031 | 4 |  |  |  | 61.464 | 1
| LCA | Big Creek/Ventura | 6 | Average Weekday | CAISO | 1-in-2 | 2031 | 5 |  |  |  | 60.9021 | 1
| LCA | Big Creek/Ventura | 6 | Average Weekday | CAISO | 1-in-2 | 2031 | 6 |  |  |  | 60.1695 | 1
| LCA | Big Creek/Ventura | 6 | Average Weekday | CAISO | 1-in-2 | 2031 | 7 |  |  |  | 59.5618 | 1
| LCA | Big Creek/Ventura | 6 | Average Weekday | CAISO | 1-in-2 | 2031 | 8 |  |  |  | 60.0648 | 1
| LCA | Big Creek/Ventura | 6 | Average Weekday | CAISO | 1-in-2 | 2031 | 9 |  |  |  | 63.0612 | 1
| LCA | Big Creek/Ventura | 6 | Average Weekday | CAISO | 1-in-2 | 2031 | 10 |  |  |  | 66.8253 | 1
| LCA | Big Creek/Ventura | 6 | Average Weekday | CAISO | 1-in-2 | 2031 | 11 |  |  |  | 70.5864 | 1
| LCA | Big Creek/Ventura | 6 | Average Weekday | CAISO | 1-in-2 | 2031 | 12 |  |  |  | 74.0185 | 1
| LCA | Big Creek/Ventura | 6 | Average Weekday | CAISO | 1-in-2 | 2031 | 13 |  |  |  | 76.855 | 1
| LCA | Big Creek/Ventura | 6 | Average Weekday | CAISO | 1-in-2 | 2031 | 14 |  |  |  | 79.0359 | 1
| LCA | Big Creek/Ventura | 6 | Average Weekday | CAISO | 1-in-2 | 2031 | 15 |  |  |  | 80.4934 | 1
| LCA | Big Creek/Ventura | 6 | Average Weekday | CAISO | 1-in-2 | 2031 | 16 |  |  |  | 81.064 | 1
| LCA | Big Creek/Ventura | 6 | Average Weekday | CAISO | 1-in-2 | 2031 | 17 |  |  |  | 80.9841 | 1
| LCA | Big Creek/Ventura | 6 | Average Weekday | CAISO | 1-in-2 | 2031 | 18 |  |  |  | 80.1426 | 1
| LCA | Big Creek/Ventura | 6 | Average Weekday | CAISO | 1-in-2 | 2031 | 19 |  |  |  | 78.6553 | 1
| LCA | Big Creek/Ventura | 6 | Average Weekday | CAISO | 1-in-2 | 2031 | 20 |  |  |  | 76.5709 | 1
| LCA | Big Creek/Ventura | 6 | Average Weekday | CAISO | 1-in-2 | 2031 | 21 |  |  |  | 73.5264 | 1
| LCA | Big Creek/Ventura | 6 | Average Weekday | CAISO | 1-in-2 | 2031 | 22 |  |  |  | 69.9663 | 1
| LCA | Big Creek/Ventura | 6 | Average Weekday | CAISO | 1-in-2 | 2031 | 23 |  |  |  | 67.6652 | 1
| LCA | Big Creek/Ventura | 6 | Average Weekday | CAISO | 1-in-2 | 2031 | 24 |  |  |  | 66.0613 | 1
| LCA | Big Creek/Ventura | 6 | Monthly System Peak Day | CAISO | 1-in-2 | 2031 | 1 |  |  |  | 68.8024 | 1
| LCA | Big Creek/Ventura | 6 | Monthly System Peak Day | CAISO | 1-in-2 | 2031 | 2 |  |  |  | 67.6505 | 1
| LCA | Big Creek/Ventura | 6 | Monthly System Peak Day | CAISO | 1-in-2 | 2031 | 3 |  |  |  | 66.1986 | 1
| LCA | Big Creek/Ventura | 6 | Monthly System Peak Day | CAISO | 1-in-2 | 2031 | 4 |  |  |  | 65.1248 | 1
| LCA | Big Creek/Ventura | 6 | Monthly System Peak Day | CAISO | 1-in-2 | 2031 | 5 |  |  |  | 63.8086 | 1
| LCA | Big Creek/Ventura | 6 | Monthly System Peak Day | CAISO | 1-in-2 | 2031 | 6 |  |  |  | 62.5452 | 1
| LCA | Big Creek/Ventura | 6 | Monthly System Peak Day | CAISO | 1-in-2 | 2031 | 7 |  |  |  | 62.08 | 1
| LCA | Big Creek/Ventura | 6 | Monthly System Peak Day | CAISO | 1-in-2 | 2031 | 8 |  |  |  | 62.9281 | 1
| LCA | Big Creek/Ventura | 6 | Monthly System Peak Day | CAISO | 1-in-2 | 2031 | 9 |  |  |  | 65.6652 | 1
| LCA | Big Creek/Ventura | 6 | Monthly System Peak Day | CAISO | 1-in-2 | 2031 | 10 |  |  |  | 70.0443 | 1
| LCA | Big Creek/Ventura | 6 | Monthly System Peak Day | CAISO | 1-in-2 | 2031 | 11 |  |  |  | 74.979 | 1
| LCA | Big Creek/Ventura | 6 | Monthly System Peak Day | CAISO | 1-in-2 | 2031 | 12 |  |  |  | 79.1838 | 1
| LCA | Big Creek/Ventura | 6 | Monthly System Peak Day | CAISO | 1-in-2 | 2031 | 13 |  |  |  | 82.6405 | 1
| LCA | Big Creek/Ventura | 6 | Monthly System Peak Day | CAISO | 1-in-2 | 2031 | 14 |  |  |  | 85.5533 | 1
| LCA | Big Creek/Ventura | 6 | Monthly System Peak Day | CAISO | 1-in-2 | 2031 | 15 |  |  |  | 87.3609 | 1
| LCA | Big Creek/Ventura | 6 | Monthly System Peak Day | CAISO | 1-in-2 | 2031 | 16 |  |  |  | 88.4405 | 1
| LCA | Big Creek/Ventura | 6 | Monthly System Peak Day | CAISO | 1-in-2 | 2031 | 17 |  |  |  | 88.541 | 1
| LCA | Big Creek/Ventura | 6 | Monthly System Peak Day | CAISO | 1-in-2 | 2031 | 18 |  |  |  | 87.4433 | 1
| LCA | Big Creek/Ventura | 6 | Monthly System Peak Day | CAISO | 1-in-2 | 2031 | 19 |  |  |  | 85.239 | 1
| LCA | Big Creek/Ventura | 6 | Monthly System Peak Day | CAISO | 1-in-2 | 2031 | 20 |  |  |  | 82.8581 | 1
| LCA | Big Creek/Ventura | 6 | Monthly System Peak Day | CAISO | 1-in-2 | 2031 | 21 |  |  |  | 79.0467 | 1
| LCA | Big Creek/Ventura | 6 | Monthly System Peak Day | CAISO | 1-in-2 | 2031 | 22 |  |  |  | 75.0452 | 1
| LCA | Big Creek/Ventura | 6 | Monthly System Peak Day | CAISO | 1-in-2 | 2031 | 23 |  |  |  | 72.0457 | 1
| LCA | Big Creek/Ventura | 6 | Monthly System Peak Day | CAISO | 1-in-2 | 2031 | 24 |  |  |  | 70.119 | 1
| LCA | Big Creek/Ventura | 7 | Average Weekday | CAISO | 1-in-2 | 2031 | 1 |  |  |  | 69.4643 | 1
| LCA | Big Creek/Ventura | 7 | Average Weekday | CAISO | 1-in-2 | 2031 | 2 |  |  |  | 68.4978 | 1
| LCA | Big Creek/Ventura | 7 | Average Weekday | CAISO | 1-in-2 | 2031 | 3 |  |  |  | 67.7258 | 1
| LCA | Big Creek/Ventura | 7 | Average Weekday | CAISO | 1-in-2 | 2031 | 4 |  |  |  | 67.0793 | 1
| LCA | Big Creek/Ventura | 7 | Average Weekday | CAISO | 1-in-2 | 2031 | 5 |  |  |  | 66.3097 | 1
| LCA | Big Creek/Ventura | 7 | Average Weekday | CAISO | 1-in-2 | 2031 | 6 |  |  |  | 65.6954 | 1
| LCA | Big Creek/Ventura | 7 | Average Weekday | CAISO | 1-in-2 | 2031 | 7 |  |  |  | 65.1253 | 1
| LCA | Big Creek/Ventura | 7 | Average Weekday | CAISO | 1-in-2 | 2031 | 8 |  |  |  | 65.3233 | 1
| LCA | Big Creek/Ventura | 7 | Average Weekday | CAISO | 1-in-2 | 2031 | 9 |  |  |  | 67.873 | 1
| LCA | Big Creek/Ventura | 7 | Average Weekday | CAISO | 1-in-2 | 2031 | 10 |  |  |  | 71.393 | 1
| LCA | Big Creek/Ventura | 7 | Average Weekday | CAISO | 1-in-2 | 2031 | 11 |  |  |  | 75.2097 | 1
| LCA | Big Creek/Ventura | 7 | Average Weekday | CAISO | 1-in-2 | 2031 | 12 |  |  |  | 78.9288 | 1
| LCA | Big Creek/Ventura | 7 | Average Weekday | CAISO | 1-in-2 | 2031 | 13 |  |  |  | 81.7619 | 1
| LCA | Big Creek/Ventura | 7 | Average Weekday | CAISO | 1-in-2 | 2031 | 14 |  |  |  | 83.9094 | 1
| LCA | Big Creek/Ventura | 7 | Average Weekday | CAISO | 1-in-2 | 2031 | 15 |  |  |  | 85.285 | 1
| LCA | Big Creek/Ventura | 7 | Average Weekday | CAISO | 1-in-2 | 2031 | 16 |  |  |  | 85.8065 | 1
| LCA | Big Creek/Ventura | 7 | Average Weekday | CAISO | 1-in-2 | 2031 | 17 |  |  |  | 85.5142 | 1
| LCA | Big Creek/Ventura | 7 | Average Weekday | CAISO | 1-in-2 | 2031 | 18 |  |  |  | 84.6145 | 1
| LCA | Big Creek/Ventura | 7 | Average Weekday | CAISO | 1-in-2 | 2031 | 19 |  |  |  | 83.0359 | 1
| LCA | Big Creek/Ventura | 7 | Average Weekday | CAISO | 1-in-2 | 2031 | 20 |  |  |  | 80.7123 | 1
| LCA | Big Creek/Ventura | 7 | Average Weekday | CAISO | 1-in-2 | 2031 | 21 |  |  |  | 77.5898 | 1
| LCA | Big Creek/Ventura | 7 | Average Weekday | CAISO | 1-in-2 | 2031 | 22 |  |  |  | 74.1539 | 1
| LCA | Big Creek/Ventura | 7 | Average Weekday | CAISO | 1-in-2 | 2031 | 23 |  |  |  | 71.9988 | 1
| LCA | Big Creek/Ventura | 7 | Average Weekday | CAISO | 1-in-2 | 2031 | 24 |  |  |  | 70.3567 | 1
| LCA | Big Creek/Ventura | 7 | Monthly System Peak Day | CAISO | 1-in-2 | 2031 | 1 |  |  |  | 74.2514 | 1
| LCA | Big Creek/Ventura | 7 | Monthly System Peak Day | CAISO | 1-in-2 | 2031 | 2 |  |  |  | 73.0786 | 1
| LCA | Big Creek/Ventura | 7 | Monthly System Peak Day | CAISO | 1-in-2 | 2031 | 3 |  |  |  | 71.9005 | 1
| LCA | Big Creek/Ventura | 7 | Monthly System Peak Day | CAISO | 1-in-2 | 2031 | 4 |  |  |  | 70.4452 | 1
| LCA | Big Creek/Ventura | 7 | Monthly System Peak Day | CAISO | 1-in-2 | 2031 | 5 |  |  |  | 70.3214 | 1
| LCA | Big Creek/Ventura | 7 | Monthly System Peak Day | CAISO | 1-in-2 | 2031 | 6 |  |  |  | 69.5486 | 1
| LCA | Big Creek/Ventura | 7 | Monthly System Peak Day | CAISO | 1-in-2 | 2031 | 7 |  |  |  | 68.7852 | 1
| LCA | Big Creek/Ventura | 7 | Monthly System Peak Day | CAISO | 1-in-2 | 2031 | 8 |  |  |  | 69.2686 | 1
| LCA | Big Creek/Ventura | 7 | Monthly System Peak Day | CAISO | 1-in-2 | 2031 | 9 |  |  |  | 73.0962 | 1
| LCA | Big Creek/Ventura | 7 | Monthly System Peak Day | CAISO | 1-in-2 | 2031 | 10 |  |  |  | 77.7648 | 1
| LCA | Big Creek/Ventura | 7 | Monthly System Peak Day | CAISO | 1-in-2 | 2031 | 11 |  |  |  | 82.3048 | 1
| LCA | Big Creek/Ventura | 7 | Monthly System Peak Day | CAISO | 1-in-2 | 2031 | 12 |  |  |  | 85.6905 | 1
| LCA | Big Creek/Ventura | 7 | Monthly System Peak Day | CAISO | 1-in-2 | 2031 | 13 |  |  |  | 89.2857 | 1
| LCA | Big Creek/Ventura | 7 | Monthly System Peak Day | CAISO | 1-in-2 | 2031 | 14 |  |  |  | 91.6524 | 1
| LCA | Big Creek/Ventura | 7 | Monthly System Peak Day | CAISO | 1-in-2 | 2031 | 15 |  |  |  | 93.4714 | 1
| LCA | Big Creek/Ventura | 7 | Monthly System Peak Day | CAISO | 1-in-2 | 2031 | 16 |  |  |  | 93.6667 | 1
| LCA | Big Creek/Ventura | 7 | Monthly System Peak Day | CAISO | 1-in-2 | 2031 | 17 |  |  |  | 93.2524 | 1
| LCA | Big Creek/Ventura | 7 | Monthly System Peak Day | CAISO | 1-in-2 | 2031 | 18 |  |  |  | 92.2714 | 1
| LCA | Big Creek/Ventura | 7 | Monthly System Peak Day | CAISO | 1-in-2 | 2031 | 19 |  |  |  | 90.5381 | 1
| LCA | Big Creek/Ventura | 7 | Monthly System Peak Day | CAISO | 1-in-2 | 2031 | 20 |  |  |  | 86.6533 | 1
| LCA | Big Creek/Ventura | 7 | Monthly System Peak Day | CAISO | 1-in-2 | 2031 | 21 |  |  |  | 82.6648 | 1
| LCA | Big Creek/Ventura | 7 | Monthly System Peak Day | CAISO | 1-in-2 | 2031 | 22 |  |  |  | 79.97 | 1
| LCA | Big Creek/Ventura | 7 | Monthly System Peak Day | CAISO | 1-in-2 | 2031 | 23 |  |  |  | 78.5157 | 1
| LCA | Big Creek/Ventura | 7 | Monthly System Peak Day | CAISO | 1-in-2 | 2031 | 24 |  |  |  | 77.2367 | 1
| LCA | Big Creek/Ventura | 8 | Average Weekday | CAISO | 1-in-2 | 2031 | 1 |  |  |  | 68.5607 | 1
| LCA | Big Creek/Ventura | 8 | Average Weekday | CAISO | 1-in-2 | 2031 | 2 |  |  |  | 67.4839 | 1
| LCA | Big Creek/Ventura | 8 | Average Weekday | CAISO | 1-in-2 | 2031 | 3 |  |  |  | 66.611 | 1
| LCA | Big Creek/Ventura | 8 | Average Weekday | CAISO | 1-in-2 | 2031 | 4 |  |  |  | 65.9349 | 1
| LCA | Big Creek/Ventura | 8 | Average Weekday | CAISO | 1-in-2 | 2031 | 5 |  |  |  | 65.135 | 1
| LCA | Big Creek/Ventura | 8 | Average Weekday | CAISO | 1-in-2 | 2031 | 6 |  |  |  | 64.4324 | 1
| LCA | Big Creek/Ventura | 8 | Average Weekday | CAISO | 1-in-2 | 2031 | 7 |  |  |  | 63.728 | 1
| LCA | Big Creek/Ventura | 8 | Average Weekday | CAISO | 1-in-2 | 2031 | 8 |  |  |  | 63.4395 | 1
| LCA | Big Creek/Ventura | 8 | Average Weekday | CAISO | 1-in-2 | 2031 | 9 |  |  |  | 65.4503 | 1
| LCA | Big Creek/Ventura | 8 | Average Weekday | CAISO | 1-in-2 | 2031 | 10 |  |  |  | 69.565 | 1
| LCA | Big Creek/Ventura | 8 | Average Weekday | CAISO | 1-in-2 | 2031 | 11 |  |  |  | 74.1577 | 1
| LCA | Big Creek/Ventura | 8 | Average Weekday | CAISO | 1-in-2 | 2031 | 12 |  |  |  | 78.4984 | 1
| LCA | Big Creek/Ventura | 8 | Average Weekday | CAISO | 1-in-2 | 2031 | 13 |  |  |  | 82.0149 | 1
| LCA | Big Creek/Ventura | 8 | Average Weekday | CAISO | 1-in-2 | 2031 | 14 |  |  |  | 84.482 | 1
| LCA | Big Creek/Ventura | 8 | Average Weekday | CAISO | 1-in-2 | 2031 | 15 |  |  |  | 86.0614 | 1
| LCA | Big Creek/Ventura | 8 | Average Weekday | CAISO | 1-in-2 | 2031 | 16 |  |  |  | 86.7089 | 1
| LCA | Big Creek/Ventura | 8 | Average Weekday | CAISO | 1-in-2 | 2031 | 17 |  |  |  | 86.5178 | 1
| LCA | Big Creek/Ventura | 8 | Average Weekday | CAISO | 1-in-2 | 2031 | 18 |  |  |  | 85.4085 | 1
| LCA | Big Creek/Ventura | 8 | Average Weekday | CAISO | 1-in-2 | 2031 | 19 |  |  |  | 83.4928 | 1
| LCA | Big Creek/Ventura | 8 | Average Weekday | CAISO | 1-in-2 | 2031 | 20 |  |  |  | 80.6841 | 1
| LCA | Big Creek/Ventura | 8 | Average Weekday | CAISO | 1-in-2 | 2031 | 21 |  |  |  | 77.0404 | 1
| LCA | Big Creek/Ventura | 8 | Average Weekday | CAISO | 1-in-2 | 2031 | 22 |  |  |  | 73.9348 | 1
| LCA | Big Creek/Ventura | 8 | Average Weekday | CAISO | 1-in-2 | 2031 | 23 |  |  |  | 71.6836 | 1
| LCA | Big Creek/Ventura | 8 | Average Weekday | CAISO | 1-in-2 | 2031 | 24 |  |  |  | 69.9212 | 1
| LCA | Big Creek/Ventura | 8 | Monthly System Peak Day | CAISO | 1-in-2 | 2031 | 1 |  |  |  | 77.0952 | 1
| LCA | Big Creek/Ventura | 8 | Monthly System Peak Day | CAISO | 1-in-2 | 2031 | 2 |  |  |  | 75.539 | 1
| LCA | Big Creek/Ventura | 8 | Monthly System Peak Day | CAISO | 1-in-2 | 2031 | 3 |  |  |  | 74.3243 | 1
| LCA | Big Creek/Ventura | 8 | Monthly System Peak Day | CAISO | 1-in-2 | 2031 | 4 |  |  |  | 73.5224 | 1
| LCA | Big Creek/Ventura | 8 | Monthly System Peak Day | CAISO | 1-in-2 | 2031 | 5 |  |  |  | 72.6252 | 1
| LCA | Big Creek/Ventura | 8 | Monthly System Peak Day | CAISO | 1-in-2 | 2031 | 6 |  |  |  | 71.8267 | 1
| LCA | Big Creek/Ventura | 8 | Monthly System Peak Day | CAISO | 1-in-2 | 2031 | 7 |  |  |  | 71.4014 | 1
| LCA | Big Creek/Ventura | 8 | Monthly System Peak Day | CAISO | 1-in-2 | 2031 | 8 |  |  |  | 70.9281 | 1
| LCA | Big Creek/Ventura | 8 | Monthly System Peak Day | CAISO | 1-in-2 | 2031 | 9 |  |  |  | 73.0971 | 1
| LCA | Big Creek/Ventura | 8 | Monthly System Peak Day | CAISO | 1-in-2 | 2031 | 10 |  |  |  | 77.6276 | 1
| LCA | Big Creek/Ventura | 8 | Monthly System Peak Day | CAISO | 1-in-2 | 2031 | 11 |  |  |  | 82.439 | 1
| LCA | Big Creek/Ventura | 8 | Monthly System Peak Day | CAISO | 1-in-2 | 2031 | 12 |  |  |  | 86.8714 | 1
| LCA | Big Creek/Ventura | 8 | Monthly System Peak Day | CAISO | 1-in-2 | 2031 | 13 |  |  |  | 90.5476 | 1
| LCA | Big Creek/Ventura | 8 | Monthly System Peak Day | CAISO | 1-in-2 | 2031 | 14 |  |  |  | 93.1333 | 1
| LCA | Big Creek/Ventura | 8 | Monthly System Peak Day | CAISO | 1-in-2 | 2031 | 15 |  |  |  | 94.5524 | 1
| LCA | Big Creek/Ventura | 8 | Monthly System Peak Day | CAISO | 1-in-2 | 2031 | 16 |  |  |  | 94.5333 | 1
| LCA | Big Creek/Ventura | 8 | Monthly System Peak Day | CAISO | 1-in-2 | 2031 | 17 |  |  |  | 94.0333 | 1
| LCA | Big Creek/Ventura | 8 | Monthly System Peak Day | CAISO | 1-in-2 | 2031 | 18 |  |  |  | 92.2952 | 1
| LCA | Big Creek/Ventura | 8 | Monthly System Peak Day | CAISO | 1-in-2 | 2031 | 19 |  |  |  | 90.1738 | 1
| LCA | Big Creek/Ventura | 8 | Monthly System Peak Day | CAISO | 1-in-2 | 2031 | 20 |  |  |  | 87.3733 | 1
| LCA | Big Creek/Ventura | 8 | Monthly System Peak Day | CAISO | 1-in-2 | 2031 | 21 |  |  |  | 84.2957 | 1
| LCA | Big Creek/Ventura | 8 | Monthly System Peak Day | CAISO | 1-in-2 | 2031 | 22 |  |  |  | 81.5457 | 1
| LCA | Big Creek/Ventura | 8 | Monthly System Peak Day | CAISO | 1-in-2 | 2031 | 23 |  |  |  | 79.5443 | 1
| LCA | Big Creek/Ventura | 8 | Monthly System Peak Day | CAISO | 1-in-2 | 2031 | 24 |  |  |  | 78.471 | 1
| LCA | Big Creek/Ventura | 8 | Typical Event Day | CAISO | 1-in-2 | 2031 | 1 |  |  |  | 73.9215 | 1
| LCA | Big Creek/Ventura | 8 | Typical Event Day | CAISO | 1-in-2 | 2031 | 2 |  |  |  | 72.5096 | 1
| LCA | Big Creek/Ventura | 8 | Typical Event Day | CAISO | 1-in-2 | 2031 | 3 |  |  |  | 71.2665 | 1
| LCA | Big Creek/Ventura | 8 | Typical Event Day | CAISO | 1-in-2 | 2031 | 4 |  |  |  | 70.1356 | 1
| LCA | Big Creek/Ventura | 8 | Typical Event Day | CAISO | 1-in-2 | 2031 | 5 |  |  |  | 69.2294 | 1
| LCA | Big Creek/Ventura | 8 | Typical Event Day | CAISO | 1-in-2 | 2031 | 6 |  |  |  | 68.2529 | 1
| LCA | Big Creek/Ventura | 8 | Typical Event Day | CAISO | 1-in-2 | 2031 | 7 |  |  |  | 67.792 | 1
| LCA | Big Creek/Ventura | 8 | Typical Event Day | CAISO | 1-in-2 | 2031 | 8 |  |  |  | 67.9421 | 1
| LCA | Big Creek/Ventura | 8 | Typical Event Day | CAISO | 1-in-2 | 2031 | 9 |  |  |  | 70.558 | 1
| LCA | Big Creek/Ventura | 8 | Typical Event Day | CAISO | 1-in-2 | 2031 | 10 |  |  |  | 75.1691 | 1
| LCA | Big Creek/Ventura | 8 | Typical Event Day | CAISO | 1-in-2 | 2031 | 11 |  |  |  | 80.3557 | 1
| LCA | Big Creek/Ventura | 8 | Typical Event Day | CAISO | 1-in-2 | 2031 | 12 |  |  |  | 84.7936 | 1
| LCA | Big Creek/Ventura | 8 | Typical Event Day | CAISO | 1-in-2 | 2031 | 13 |  |  |  | 88.3613 | 1
| LCA | Big Creek/Ventura | 8 | Typical Event Day | CAISO | 1-in-2 | 2031 | 14 |  |  |  | 90.9371 | 1
| LCA | Big Creek/Ventura | 8 | Typical Event Day | CAISO | 1-in-2 | 2031 | 15 |  |  |  | 92.5867 | 1
| LCA | Big Creek/Ventura | 8 | Typical Event Day | CAISO | 1-in-2 | 2031 | 16 |  |  |  | 93.1637 | 1
| LCA | Big Creek/Ventura | 8 | Typical Event Day | CAISO | 1-in-2 | 2031 | 17 |  |  |  | 92.9471 | 1
| LCA | Big Creek/Ventura | 8 | Typical Event Day | CAISO | 1-in-2 | 2031 | 18 |  |  |  | 91.6727 | 1
| LCA | Big Creek/Ventura | 8 | Typical Event Day | CAISO | 1-in-2 | 2031 | 19 |  |  |  | 89.8818 | 1
| LCA | Big Creek/Ventura | 8 | Typical Event Day | CAISO | 1-in-2 | 2031 | 20 |  |  |  | 87.0236 | 1
| LCA | Big Creek/Ventura | 8 | Typical Event Day | CAISO | 1-in-2 | 2031 | 21 |  |  |  | 83.2368 | 1
| LCA | Big Creek/Ventura | 8 | Typical Event Day | CAISO | 1-in-2 | 2031 | 22 |  |  |  | 80.2702 | 1
| LCA | Big Creek/Ventura | 8 | Typical Event Day | CAISO | 1-in-2 | 2031 | 23 |  |  |  | 78.1057 | 1
| LCA | Big Creek/Ventura | 8 | Typical Event Day | CAISO | 1-in-2 | 2031 | 24 |  |  |  | 76.5317 | 1
| LCA | Big Creek/Ventura | 9 | Average Weekday | CAISO | 1-in-2 | 2031 | 1 |  |  |  | 66.7839 | 1
| LCA | Big Creek/Ventura | 9 | Average Weekday | CAISO | 1-in-2 | 2031 | 2 |  |  |  | 65.6913 | 1
| LCA | Big Creek/Ventura | 9 | Average Weekday | CAISO | 1-in-2 | 2031 | 3 |  |  |  | 64.8078 | 1
| LCA | Big Creek/Ventura | 9 | Average Weekday | CAISO | 1-in-2 | 2031 | 4 |  |  |  | 63.8692 | 1
| LCA | Big Creek/Ventura | 9 | Average Weekday | CAISO | 1-in-2 | 2031 | 5 |  |  |  | 62.884 | 1
| LCA | Big Creek/Ventura | 9 | Average Weekday | CAISO | 1-in-2 | 2031 | 6 |  |  |  | 62.0609 | 1
| LCA | Big Creek/Ventura | 9 | Average Weekday | CAISO | 1-in-2 | 2031 | 7 |  |  |  | 61.582 | 1
| LCA | Big Creek/Ventura | 9 | Average Weekday | CAISO | 1-in-2 | 2031 | 8 |  |  |  | 61.1774 | 1
| LCA | Big Creek/Ventura | 9 | Average Weekday | CAISO | 1-in-2 | 2031 | 9 |  |  |  | 62.4949 | 1
| LCA | Big Creek/Ventura | 9 | Average Weekday | CAISO | 1-in-2 | 2031 | 10 |  |  |  | 66.4171 | 1
| LCA | Big Creek/Ventura | 9 | Average Weekday | CAISO | 1-in-2 | 2031 | 11 |  |  |  | 71.2324 | 1
| LCA | Big Creek/Ventura | 9 | Average Weekday | CAISO | 1-in-2 | 2031 | 12 |  |  |  | 76.103 | 1
| LCA | Big Creek/Ventura | 9 | Average Weekday | CAISO | 1-in-2 | 2031 | 13 |  |  |  | 79.9384 | 1
| LCA | Big Creek/Ventura | 9 | Average Weekday | CAISO | 1-in-2 | 2031 | 14 |  |  |  | 82.4978 | 1
| LCA | Big Creek/Ventura | 9 | Average Weekday | CAISO | 1-in-2 | 2031 | 15 |  |  |  | 83.8561 | 1
| LCA | Big Creek/Ventura | 9 | Average Weekday | CAISO | 1-in-2 | 2031 | 16 |  |  |  | 84.249 | 1
| LCA | Big Creek/Ventura | 9 | Average Weekday | CAISO | 1-in-2 | 2031 | 17 |  |  |  | 84.0341 | 1
| LCA | Big Creek/Ventura | 9 | Average Weekday | CAISO | 1-in-2 | 2031 | 18 |  |  |  | 82.9106 | 1
| LCA | Big Creek/Ventura | 9 | Average Weekday | CAISO | 1-in-2 | 2031 | 19 |  |  |  | 80.86 | 1
| LCA | Big Creek/Ventura | 9 | Average Weekday | CAISO | 1-in-2 | 2031 | 20 |  |  |  | 77.6636 | 1
| LCA | Big Creek/Ventura | 9 | Average Weekday | CAISO | 1-in-2 | 2031 | 21 |  |  |  | 73.7963 | 1
| LCA | Big Creek/Ventura | 9 | Average Weekday | CAISO | 1-in-2 | 2031 | 22 |  |  |  | 71.3797 | 1
| LCA | Big Creek/Ventura | 9 | Average Weekday | CAISO | 1-in-2 | 2031 | 23 |  |  |  | 69.5135 | 1
| LCA | Big Creek/Ventura | 9 | Average Weekday | CAISO | 1-in-2 | 2031 | 24 |  |  |  | 67.9625 | 1
| LCA | Big Creek/Ventura | 9 | Monthly System Peak Day | CAISO | 1-in-2 | 2031 | 1 |  |  |  | 75.5371 | 1
| LCA | Big Creek/Ventura | 9 | Monthly System Peak Day | CAISO | 1-in-2 | 2031 | 2 |  |  |  | 73.7705 | 1
| LCA | Big Creek/Ventura | 9 | Monthly System Peak Day | CAISO | 1-in-2 | 2031 | 3 |  |  |  | 72.6429 | 1
| LCA | Big Creek/Ventura | 9 | Monthly System Peak Day | CAISO | 1-in-2 | 2031 | 4 |  |  |  | 71.45 | 1
| LCA | Big Creek/Ventura | 9 | Monthly System Peak Day | CAISO | 1-in-2 | 2031 | 5 |  |  |  | 70.1624 | 1
| LCA | Big Creek/Ventura | 9 | Monthly System Peak Day | CAISO | 1-in-2 | 2031 | 6 |  |  |  | 69.091 | 1
| LCA | Big Creek/Ventura | 9 | Monthly System Peak Day | CAISO | 1-in-2 | 2031 | 7 |  |  |  | 68.9014 | 1
| LCA | Big Creek/Ventura | 9 | Monthly System Peak Day | CAISO | 1-in-2 | 2031 | 8 |  |  |  | 68.6438 | 1
| LCA | Big Creek/Ventura | 9 | Monthly System Peak Day | CAISO | 1-in-2 | 2031 | 9 |  |  |  | 70.3733 | 1
| LCA | Big Creek/Ventura | 9 | Monthly System Peak Day | CAISO | 1-in-2 | 2031 | 10 |  |  |  | 75.2395 | 1
| LCA | Big Creek/Ventura | 9 | Monthly System Peak Day | CAISO | 1-in-2 | 2031 | 11 |  |  |  | 81.7 | 1
| LCA | Big Creek/Ventura | 9 | Monthly System Peak Day | CAISO | 1-in-2 | 2031 | 12 |  |  |  | 87.4286 | 1
| LCA | Big Creek/Ventura | 9 | Monthly System Peak Day | CAISO | 1-in-2 | 2031 | 13 |  |  |  | 90.9714 | 1
| LCA | Big Creek/Ventura | 9 | Monthly System Peak Day | CAISO | 1-in-2 | 2031 | 14 |  |  |  | 93.4095 | 1
| LCA | Big Creek/Ventura | 9 | Monthly System Peak Day | CAISO | 1-in-2 | 2031 | 15 |  |  |  | 94.9619 | 1
| LCA | Big Creek/Ventura | 9 | Monthly System Peak Day | CAISO | 1-in-2 | 2031 | 16 |  |  |  | 96.0143 | 1
| LCA | Big Creek/Ventura | 9 | Monthly System Peak Day | CAISO | 1-in-2 | 2031 | 17 |  |  |  | 95.9619 | 1
| LCA | Big Creek/Ventura | 9 | Monthly System Peak Day | CAISO | 1-in-2 | 2031 | 18 |  |  |  | 94.681 | 1
| LCA | Big Creek/Ventura | 9 | Monthly System Peak Day | CAISO | 1-in-2 | 2031 | 19 |  |  |  | 93.5762 | 1
| LCA | Big Creek/Ventura | 9 | Monthly System Peak Day | CAISO | 1-in-2 | 2031 | 20 |  |  |  | 91.2095 | 1
| LCA | Big Creek/Ventura | 9 | Monthly System Peak Day | CAISO | 1-in-2 | 2031 | 21 |  |  |  | 86.94 | 1
| LCA | Big Creek/Ventura | 9 | Monthly System Peak Day | CAISO | 1-in-2 | 2031 | 22 |  |  |  | 84.52 | 1
| LCA | Big Creek/Ventura | 9 | Monthly System Peak Day | CAISO | 1-in-2 | 2031 | 23 |  |  |  | 82.3171 | 1
| LCA | Big Creek/Ventura | 9 | Monthly System Peak Day | CAISO | 1-in-2 | 2031 | 24 |  |  |  | 80.3 | 1
| LCA | Big Creek/Ventura | 10 | Average Weekday | CAISO | 1-in-2 | 2031 | 1 |  |  |  | 60.8434 | 1
| LCA | Big Creek/Ventura | 10 | Average Weekday | CAISO | 1-in-2 | 2031 | 2 |  |  |  | 59.8375 | 1
| LCA | Big Creek/Ventura | 10 | Average Weekday | CAISO | 1-in-2 | 2031 | 3 |  |  |  | 59.0909 | 1
| LCA | Big Creek/Ventura | 10 | Average Weekday | CAISO | 1-in-2 | 2031 | 4 |  |  |  | 58.2942 | 1
| LCA | Big Creek/Ventura | 10 | Average Weekday | CAISO | 1-in-2 | 2031 | 5 |  |  |  | 57.419 | 1
| LCA | Big Creek/Ventura | 10 | Average Weekday | CAISO | 1-in-2 | 2031 | 6 |  |  |  | 56.6993 | 1
| LCA | Big Creek/Ventura | 10 | Average Weekday | CAISO | 1-in-2 | 2031 | 7 |  |  |  | 56.1217 | 1
| LCA | Big Creek/Ventura | 10 | Average Weekday | CAISO | 1-in-2 | 2031 | 8 |  |  |  | 55.5776 | 1
| LCA | Big Creek/Ventura | 10 | Average Weekday | CAISO | 1-in-2 | 2031 | 9 |  |  |  | 55.8193 | 1
| LCA | Big Creek/Ventura | 10 | Average Weekday | CAISO | 1-in-2 | 2031 | 10 |  |  |  | 58.9899 | 1
| LCA | Big Creek/Ventura | 10 | Average Weekday | CAISO | 1-in-2 | 2031 | 11 |  |  |  | 63.5706 | 1
| LCA | Big Creek/Ventura | 10 | Average Weekday | CAISO | 1-in-2 | 2031 | 12 |  |  |  | 67.8169 | 1
| LCA | Big Creek/Ventura | 10 | Average Weekday | CAISO | 1-in-2 | 2031 | 13 |  |  |  | 71.2654 | 1
| LCA | Big Creek/Ventura | 10 | Average Weekday | CAISO | 1-in-2 | 2031 | 14 |  |  |  | 73.6774 | 1
| LCA | Big Creek/Ventura | 10 | Average Weekday | CAISO | 1-in-2 | 2031 | 15 |  |  |  | 75.1392 | 1
| LCA | Big Creek/Ventura | 10 | Average Weekday | CAISO | 1-in-2 | 2031 | 16 |  |  |  | 75.9602 | 1
| LCA | Big Creek/Ventura | 10 | Average Weekday | CAISO | 1-in-2 | 2031 | 17 |  |  |  | 75.9954 | 1
| LCA | Big Creek/Ventura | 10 | Average Weekday | CAISO | 1-in-2 | 2031 | 18 |  |  |  | 75.0633 | 1
| LCA | Big Creek/Ventura | 10 | Average Weekday | CAISO | 1-in-2 | 2031 | 19 |  |  |  | 72.8882 | 1
| LCA | Big Creek/Ventura | 10 | Average Weekday | CAISO | 1-in-2 | 2031 | 20 |  |  |  | 69.5432 | 1
| LCA | Big Creek/Ventura | 10 | Average Weekday | CAISO | 1-in-2 | 2031 | 21 |  |  |  | 66.7562 | 1
| LCA | Big Creek/Ventura | 10 | Average Weekday | CAISO | 1-in-2 | 2031 | 22 |  |  |  | 64.6155 | 1
| LCA | Big Creek/Ventura | 10 | Average Weekday | CAISO | 1-in-2 | 2031 | 23 |  |  |  | 63.02 | 1
| LCA | Big Creek/Ventura | 10 | Average Weekday | CAISO | 1-in-2 | 2031 | 24 |  |  |  | 61.6595 | 1
| LCA | Big Creek/Ventura | 10 | Monthly System Peak Day | CAISO | 1-in-2 | 2031 | 1 |  |  |  | 70.3724 | 1
| LCA | Big Creek/Ventura | 10 | Monthly System Peak Day | CAISO | 1-in-2 | 2031 | 2 |  |  |  | 68.7752 | 1
| LCA | Big Creek/Ventura | 10 | Monthly System Peak Day | CAISO | 1-in-2 | 2031 | 3 |  |  |  | 68.1667 | 1
| LCA | Big Creek/Ventura | 10 | Monthly System Peak Day | CAISO | 1-in-2 | 2031 | 4 |  |  |  | 67.3714 | 1
| LCA | Big Creek/Ventura | 10 | Monthly System Peak Day | CAISO | 1-in-2 | 2031 | 5 |  |  |  | 66.2724 | 1
| LCA | Big Creek/Ventura | 10 | Monthly System Peak Day | CAISO | 1-in-2 | 2031 | 6 |  |  |  | 65.4181 | 1
| LCA | Big Creek/Ventura | 10 | Monthly System Peak Day | CAISO | 1-in-2 | 2031 | 7 |  |  |  | 64.5505 | 1
| LCA | Big Creek/Ventura | 10 | Monthly System Peak Day | CAISO | 1-in-2 | 2031 | 8 |  |  |  | 63.6129 | 1
| LCA | Big Creek/Ventura | 10 | Monthly System Peak Day | CAISO | 1-in-2 | 2031 | 9 |  |  |  | 64.209 | 1
| LCA | Big Creek/Ventura | 10 | Monthly System Peak Day | CAISO | 1-in-2 | 2031 | 10 |  |  |  | 68.4124 | 1
| LCA | Big Creek/Ventura | 10 | Monthly System Peak Day | CAISO | 1-in-2 | 2031 | 11 |  |  |  | 74.0362 | 1
| LCA | Big Creek/Ventura | 10 | Monthly System Peak Day | CAISO | 1-in-2 | 2031 | 12 |  |  |  | 78.4271 | 1
| LCA | Big Creek/Ventura | 10 | Monthly System Peak Day | CAISO | 1-in-2 | 2031 | 13 |  |  |  | 82.5467 | 1
| LCA | Big Creek/Ventura | 10 | Monthly System Peak Day | CAISO | 1-in-2 | 2031 | 14 |  |  |  | 85.2333 | 1
| LCA | Big Creek/Ventura | 10 | Monthly System Peak Day | CAISO | 1-in-2 | 2031 | 15 |  |  |  | 86.8381 | 1
| LCA | Big Creek/Ventura | 10 | Monthly System Peak Day | CAISO | 1-in-2 | 2031 | 16 |  |  |  | 88.1286 | 1
| LCA | Big Creek/Ventura | 10 | Monthly System Peak Day | CAISO | 1-in-2 | 2031 | 17 |  |  |  | 89.1 | 1
| LCA | Big Creek/Ventura | 10 | Monthly System Peak Day | CAISO | 1-in-2 | 2031 | 18 |  |  |  | 87.2762 | 1
| LCA | Big Creek/Ventura | 10 | Monthly System Peak Day | CAISO | 1-in-2 | 2031 | 19 |  |  |  | 83.4557 | 1
| LCA | Big Creek/Ventura | 10 | Monthly System Peak Day | CAISO | 1-in-2 | 2031 | 20 |  |  |  | 80.0338 | 1
| LCA | Big Creek/Ventura | 10 | Monthly System Peak Day | CAISO | 1-in-2 | 2031 | 21 |  |  |  | 77.1457 | 1
| LCA | Big Creek/Ventura | 10 | Monthly System Peak Day | CAISO | 1-in-2 | 2031 | 22 |  |  |  | 74.2176 | 1
| LCA | Big Creek/Ventura | 10 | Monthly System Peak Day | CAISO | 1-in-2 | 2031 | 23 |  |  |  | 72.6505 | 1
| LCA | Big Creek/Ventura | 10 | Monthly System Peak Day | CAISO | 1-in-2 | 2031 | 24 |  |  |  | 71.1971 | 1
| LCA | Big Creek/Ventura | 11 | Average Weekday | CAISO | 1-in-2 | 2031 | 1 |  |  |  | 52.54 | 1
| LCA | Big Creek/Ventura | 11 | Average Weekday | CAISO | 1-in-2 | 2031 | 2 |  |  |  | 51.7426 | 1
| LCA | Big Creek/Ventura | 11 | Average Weekday | CAISO | 1-in-2 | 2031 | 3 |  |  |  | 50.9718 | 1
| LCA | Big Creek/Ventura | 11 | Average Weekday | CAISO | 1-in-2 | 2031 | 4 |  |  |  | 50.2139 | 1
| LCA | Big Creek/Ventura | 11 | Average Weekday | CAISO | 1-in-2 | 2031 | 5 |  |  |  | 49.4629 | 1
| LCA | Big Creek/Ventura | 11 | Average Weekday | CAISO | 1-in-2 | 2031 | 6 |  |  |  | 49.0189 | 1
| LCA | Big Creek/Ventura | 11 | Average Weekday | CAISO | 1-in-2 | 2031 | 7 |  |  |  | 48.64 | 1
| LCA | Big Creek/Ventura | 11 | Average Weekday | CAISO | 1-in-2 | 2031 | 8 |  |  |  | 48.4897 | 1
| LCA | Big Creek/Ventura | 11 | Average Weekday | CAISO | 1-in-2 | 2031 | 9 |  |  |  | 49.884 | 1
| LCA | Big Creek/Ventura | 11 | Average Weekday | CAISO | 1-in-2 | 2031 | 10 |  |  |  | 53.8958 | 1
| LCA | Big Creek/Ventura | 11 | Average Weekday | CAISO | 1-in-2 | 2031 | 11 |  |  |  | 58.4709 | 1
| LCA | Big Creek/Ventura | 11 | Average Weekday | CAISO | 1-in-2 | 2031 | 12 |  |  |  | 62.3887 | 1
| LCA | Big Creek/Ventura | 11 | Average Weekday | CAISO | 1-in-2 | 2031 | 13 |  |  |  | 65.0413 | 1
| LCA | Big Creek/Ventura | 11 | Average Weekday | CAISO | 1-in-2 | 2031 | 14 |  |  |  | 66.6828 | 1
| LCA | Big Creek/Ventura | 11 | Average Weekday | CAISO | 1-in-2 | 2031 | 15 |  |  |  | 67.4684 | 1
| LCA | Big Creek/Ventura | 11 | Average Weekday | CAISO | 1-in-2 | 2031 | 16 |  |  |  | 67.519 | 1
| LCA | Big Creek/Ventura | 11 | Average Weekday | CAISO | 1-in-2 | 2031 | 17 |  |  |  | 66.6226 | 1
| LCA | Big Creek/Ventura | 11 | Average Weekday | CAISO | 1-in-2 | 2031 | 18 |  |  |  | 64.464 | 1
| LCA | Big Creek/Ventura | 11 | Average Weekday | CAISO | 1-in-2 | 2031 | 19 |  |  |  | 61.6494 | 1
| LCA | Big Creek/Ventura | 11 | Average Weekday | CAISO | 1-in-2 | 2031 | 20 |  |  |  | 59.1954 | 1
| LCA | Big Creek/Ventura | 11 | Average Weekday | CAISO | 1-in-2 | 2031 | 21 |  |  |  | 57.3101 | 1
| LCA | Big Creek/Ventura | 11 | Average Weekday | CAISO | 1-in-2 | 2031 | 22 |  |  |  | 55.7642 | 1
| LCA | Big Creek/Ventura | 11 | Average Weekday | CAISO | 1-in-2 | 2031 | 23 |  |  |  | 54.6103 | 1
| LCA | Big Creek/Ventura | 11 | Average Weekday | CAISO | 1-in-2 | 2031 | 24 |  |  |  | 53.5172 | 1
| LCA | Big Creek/Ventura | 11 | Monthly System Peak Day | CAISO | 1-in-2 | 2031 | 1 |  |  |  | 53.4857 | 1
| LCA | Big Creek/Ventura | 11 | Monthly System Peak Day | CAISO | 1-in-2 | 2031 | 2 |  |  |  | 51.9952 | 1
| LCA | Big Creek/Ventura | 11 | Monthly System Peak Day | CAISO | 1-in-2 | 2031 | 3 |  |  |  | 50.841 | 1
| LCA | Big Creek/Ventura | 11 | Monthly System Peak Day | CAISO | 1-in-2 | 2031 | 4 |  |  |  | 50.059 | 1
| LCA | Big Creek/Ventura | 11 | Monthly System Peak Day | CAISO | 1-in-2 | 2031 | 5 |  |  |  | 48.911 | 1
| LCA | Big Creek/Ventura | 11 | Monthly System Peak Day | CAISO | 1-in-2 | 2031 | 6 |  |  |  | 47.6843 | 1
| LCA | Big Creek/Ventura | 11 | Monthly System Peak Day | CAISO | 1-in-2 | 2031 | 7 |  |  |  | 46.791 | 1
| LCA | Big Creek/Ventura | 11 | Monthly System Peak Day | CAISO | 1-in-2 | 2031 | 8 |  |  |  | 46.7433 | 1
| LCA | Big Creek/Ventura | 11 | Monthly System Peak Day | CAISO | 1-in-2 | 2031 | 9 |  |  |  | 48.7419 | 1
| LCA | Big Creek/Ventura | 11 | Monthly System Peak Day | CAISO | 1-in-2 | 2031 | 10 |  |  |  | 55.1086 | 1
| LCA | Big Creek/Ventura | 11 | Monthly System Peak Day | CAISO | 1-in-2 | 2031 | 11 |  |  |  | 62.0286 | 1
| LCA | Big Creek/Ventura | 11 | Monthly System Peak Day | CAISO | 1-in-2 | 2031 | 12 |  |  |  | 68.22 | 1
| LCA | Big Creek/Ventura | 11 | Monthly System Peak Day | CAISO | 1-in-2 | 2031 | 13 |  |  |  | 70.8557 | 1
| LCA | Big Creek/Ventura | 11 | Monthly System Peak Day | CAISO | 1-in-2 | 2031 | 14 |  |  |  | 72.4329 | 1
| LCA | Big Creek/Ventura | 11 | Monthly System Peak Day | CAISO | 1-in-2 | 2031 | 15 |  |  |  | 73.1214 | 1
| LCA | Big Creek/Ventura | 11 | Monthly System Peak Day | CAISO | 1-in-2 | 2031 | 16 |  |  |  | 73.8448 | 1
| LCA | Big Creek/Ventura | 11 | Monthly System Peak Day | CAISO | 1-in-2 | 2031 | 17 |  |  |  | 73.469 | 1
| LCA | Big Creek/Ventura | 11 | Monthly System Peak Day | CAISO | 1-in-2 | 2031 | 18 |  |  |  | 71.5667 | 1
| LCA | Big Creek/Ventura | 11 | Monthly System Peak Day | CAISO | 1-in-2 | 2031 | 19 |  |  |  | 67.6243 | 1
| LCA | Big Creek/Ventura | 11 | Monthly System Peak Day | CAISO | 1-in-2 | 2031 | 20 |  |  |  | 64.119 | 1
| LCA | Big Creek/Ventura | 11 | Monthly System Peak Day | CAISO | 1-in-2 | 2031 | 21 |  |  |  | 62.0671 | 1
| LCA | Big Creek/Ventura | 11 | Monthly System Peak Day | CAISO | 1-in-2 | 2031 | 22 |  |  |  | 59.4895 | 1
| LCA | Big Creek/Ventura | 11 | Monthly System Peak Day | CAISO | 1-in-2 | 2031 | 23 |  |  |  | 57.2257 | 1
| LCA | Big Creek/Ventura | 11 | Monthly System Peak Day | CAISO | 1-in-2 | 2031 | 24 |  |  |  | 54.9795 | 1
| LCA | Big Creek/Ventura | 12 | Average Weekday | CAISO | 1-in-2 | 2031 | 1 |  |  |  | 46.0924 | 1
| LCA | Big Creek/Ventura | 12 | Average Weekday | CAISO | 1-in-2 | 2031 | 2 |  |  |  | 45.3942 | 1
| LCA | Big Creek/Ventura | 12 | Average Weekday | CAISO | 1-in-2 | 2031 | 3 |  |  |  | 44.7195 | 1
| LCA | Big Creek/Ventura | 12 | Average Weekday | CAISO | 1-in-2 | 2031 | 4 |  |  |  | 44.2277 | 1
| LCA | Big Creek/Ventura | 12 | Average Weekday | CAISO | 1-in-2 | 2031 | 5 |  |  |  | 43.7586 | 1
| LCA | Big Creek/Ventura | 12 | Average Weekday | CAISO | 1-in-2 | 2031 | 6 |  |  |  | 43.3073 | 1
| LCA | Big Creek/Ventura | 12 | Average Weekday | CAISO | 1-in-2 | 2031 | 7 |  |  |  | 42.9805 | 1
| LCA | Big Creek/Ventura | 12 | Average Weekday | CAISO | 1-in-2 | 2031 | 8 |  |  |  | 42.8979 | 1
| LCA | Big Creek/Ventura | 12 | Average Weekday | CAISO | 1-in-2 | 2031 | 9 |  |  |  | 43.4107 | 1
| LCA | Big Creek/Ventura | 12 | Average Weekday | CAISO | 1-in-2 | 2031 | 10 |  |  |  | 46.7226 | 1
| LCA | Big Creek/Ventura | 12 | Average Weekday | CAISO | 1-in-2 | 2031 | 11 |  |  |  | 50.9977 | 1
| LCA | Big Creek/Ventura | 12 | Average Weekday | CAISO | 1-in-2 | 2031 | 12 |  |  |  | 54.4397 | 1
| LCA | Big Creek/Ventura | 12 | Average Weekday | CAISO | 1-in-2 | 2031 | 13 |  |  |  | 56.8555 | 1
| LCA | Big Creek/Ventura | 12 | Average Weekday | CAISO | 1-in-2 | 2031 | 14 |  |  |  | 58.3193 | 1
| LCA | Big Creek/Ventura | 12 | Average Weekday | CAISO | 1-in-2 | 2031 | 15 |  |  |  | 59.1014 | 1
| LCA | Big Creek/Ventura | 12 | Average Weekday | CAISO | 1-in-2 | 2031 | 16 |  |  |  | 59.3361 | 1
| LCA | Big Creek/Ventura | 12 | Average Weekday | CAISO | 1-in-2 | 2031 | 17 |  |  |  | 58.5952 | 1
| LCA | Big Creek/Ventura | 12 | Average Weekday | CAISO | 1-in-2 | 2031 | 18 |  |  |  | 56.5829 | 1
| LCA | Big Creek/Ventura | 12 | Average Weekday | CAISO | 1-in-2 | 2031 | 19 |  |  |  | 53.8158 | 1
| LCA | Big Creek/Ventura | 12 | Average Weekday | CAISO | 1-in-2 | 2031 | 20 |  |  |  | 51.6305 | 1
| LCA | Big Creek/Ventura | 12 | Average Weekday | CAISO | 1-in-2 | 2031 | 21 |  |  |  | 49.8392 | 1
| LCA | Big Creek/Ventura | 12 | Average Weekday | CAISO | 1-in-2 | 2031 | 22 |  |  |  | 48.5545 | 1
| LCA | Big Creek/Ventura | 12 | Average Weekday | CAISO | 1-in-2 | 2031 | 23 |  |  |  | 47.6048 | 1
| LCA | Big Creek/Ventura | 12 | Average Weekday | CAISO | 1-in-2 | 2031 | 24 |  |  |  | 46.6553 | 1
| LCA | Big Creek/Ventura | 12 | Monthly System Peak Day | CAISO | 1-in-2 | 2031 | 1 |  |  |  | 50.3681 | 1
| LCA | Big Creek/Ventura | 12 | Monthly System Peak Day | CAISO | 1-in-2 | 2031 | 2 |  |  |  | 49.1633 | 1
| LCA | Big Creek/Ventura | 12 | Monthly System Peak Day | CAISO | 1-in-2 | 2031 | 3 |  |  |  | 48.2429 | 1
| LCA | Big Creek/Ventura | 12 | Monthly System Peak Day | CAISO | 1-in-2 | 2031 | 4 |  |  |  | 47.6795 | 1
| LCA | Big Creek/Ventura | 12 | Monthly System Peak Day | CAISO | 1-in-2 | 2031 | 5 |  |  |  | 46.3633 | 1
| LCA | Big Creek/Ventura | 12 | Monthly System Peak Day | CAISO | 1-in-2 | 2031 | 6 |  |  |  | 45.8533 | 1
| LCA | Big Creek/Ventura | 12 | Monthly System Peak Day | CAISO | 1-in-2 | 2031 | 7 |  |  |  | 45.8514 | 1
| LCA | Big Creek/Ventura | 12 | Monthly System Peak Day | CAISO | 1-in-2 | 2031 | 8 |  |  |  | 45.5362 | 1
| LCA | Big Creek/Ventura | 12 | Monthly System Peak Day | CAISO | 1-in-2 | 2031 | 9 |  |  |  | 45.6833 | 1
| LCA | Big Creek/Ventura | 12 | Monthly System Peak Day | CAISO | 1-in-2 | 2031 | 10 |  |  |  | 48.7557 | 1
| LCA | Big Creek/Ventura | 12 | Monthly System Peak Day | CAISO | 1-in-2 | 2031 | 11 |  |  |  | 52.7467 | 1
| LCA | Big Creek/Ventura | 12 | Monthly System Peak Day | CAISO | 1-in-2 | 2031 | 12 |  |  |  | 56.7933 | 1
| LCA | Big Creek/Ventura | 12 | Monthly System Peak Day | CAISO | 1-in-2 | 2031 | 13 |  |  |  | 58.911 | 1
| LCA | Big Creek/Ventura | 12 | Monthly System Peak Day | CAISO | 1-in-2 | 2031 | 14 |  |  |  | 60.2629 | 1
| LCA | Big Creek/Ventura | 12 | Monthly System Peak Day | CAISO | 1-in-2 | 2031 | 15 |  |  |  | 60.9014 | 1
| LCA | Big Creek/Ventura | 12 | Monthly System Peak Day | CAISO | 1-in-2 | 2031 | 16 |  |  |  | 60.9843 | 1
| LCA | Big Creek/Ventura | 12 | Monthly System Peak Day | CAISO | 1-in-2 | 2031 | 17 |  |  |  | 59.5871 | 1
| LCA | Big Creek/Ventura | 12 | Monthly System Peak Day | CAISO | 1-in-2 | 2031 | 18 |  |  |  | 57.5076 | 1
| LCA | Big Creek/Ventura | 12 | Monthly System Peak Day | CAISO | 1-in-2 | 2031 | 19 |  |  |  | 54.5738 | 1
| LCA | Big Creek/Ventura | 12 | Monthly System Peak Day | CAISO | 1-in-2 | 2031 | 20 |  |  |  | 52.4662 | 1
| LCA | Big Creek/Ventura | 12 | Monthly System Peak Day | CAISO | 1-in-2 | 2031 | 21 |  |  |  | 51.0933 | 1
| LCA | Big Creek/Ventura | 12 | Monthly System Peak Day | CAISO | 1-in-2 | 2031 | 22 |  |  |  | 49.809 | 1
| LCA | Big Creek/Ventura | 12 | Monthly System Peak Day | CAISO | 1-in-2 | 2031 | 23 |  |  |  | 48.7514 | 1
| LCA | Big Creek/Ventura | 12 | Monthly System Peak Day | CAISO | 1-in-2 | 2031 | 24 |  |  |  | 47.1638 | 1
| LCA | Big Creek/Ventura | 1 | Average Weekday | SCE | 1-in-10 | 2021 | 1 |  |  |  | 46.9726 | 1
| LCA | Big Creek/Ventura | 1 | Average Weekday | SCE | 1-in-10 | 2021 | 2 |  |  |  | 46.3899 | 1
| LCA | Big Creek/Ventura | 1 | Average Weekday | SCE | 1-in-10 | 2021 | 3 |  |  |  | 45.8098 | 1
| LCA | Big Creek/Ventura | 1 | Average Weekday | SCE | 1-in-10 | 2021 | 4 |  |  |  | 45.1295 | 1
| LCA | Big Creek/Ventura | 1 | Average Weekday | SCE | 1-in-10 | 2021 | 5 |  |  |  | 44.5356 | 1
| LCA | Big Creek/Ventura | 1 | Average Weekday | SCE | 1-in-10 | 2021 | 6 |  |  |  | 44.1452 | 1
| LCA | Big Creek/Ventura | 1 | Average Weekday | SCE | 1-in-10 | 2021 | 7 |  |  |  | 43.7767 | 1
| LCA | Big Creek/Ventura | 1 | Average Weekday | SCE | 1-in-10 | 2021 | 8 |  |  |  | 43.4369 | 1
| LCA | Big Creek/Ventura | 1 | Average Weekday | SCE | 1-in-10 | 2021 | 9 |  |  |  | 43.825 | 1
| LCA | Big Creek/Ventura | 1 | Average Weekday | SCE | 1-in-10 | 2021 | 10 |  |  |  | 46.4388 | 1
| LCA | Big Creek/Ventura | 1 | Average Weekday | SCE | 1-in-10 | 2021 | 11 |  |  |  | 50.0898 | 1
| LCA | Big Creek/Ventura | 1 | Average Weekday | SCE | 1-in-10 | 2021 | 12 |  |  |  | 53.082 | 1
| LCA | Big Creek/Ventura | 1 | Average Weekday | SCE | 1-in-10 | 2021 | 13 |  |  |  | 55.1166 | 1
| LCA | Big Creek/Ventura | 1 | Average Weekday | SCE | 1-in-10 | 2021 | 14 |  |  |  | 56.5521 | 1
| LCA | Big Creek/Ventura | 1 | Average Weekday | SCE | 1-in-10 | 2021 | 15 |  |  |  | 57.5392 | 1
| LCA | Big Creek/Ventura | 1 | Average Weekday | SCE | 1-in-10 | 2021 | 16 |  |  |  | 57.9567 | 1
| LCA | Big Creek/Ventura | 1 | Average Weekday | SCE | 1-in-10 | 2021 | 17 |  |  |  | 57.6834 | 1
| LCA | Big Creek/Ventura | 1 | Average Weekday | SCE | 1-in-10 | 2021 | 18 |  |  |  | 56.3685 | 1
| LCA | Big Creek/Ventura | 1 | Average Weekday | SCE | 1-in-10 | 2021 | 19 |  |  |  | 54.0957 | 1
| LCA | Big Creek/Ventura | 1 | Average Weekday | SCE | 1-in-10 | 2021 | 20 |  |  |  | 52.0419 | 1
| LCA | Big Creek/Ventura | 1 | Average Weekday | SCE | 1-in-10 | 2021 | 21 |  |  |  | 50.5806 | 1
| LCA | Big Creek/Ventura | 1 | Average Weekday | SCE | 1-in-10 | 2021 | 22 |  |  |  | 49.3198 | 1
| LCA | Big Creek/Ventura | 1 | Average Weekday | SCE | 1-in-10 | 2021 | 23 |  |  |  | 48.2823 | 1
| LCA | Big Creek/Ventura | 1 | Average Weekday | SCE | 1-in-10 | 2021 | 24 |  |  |  | 47.6345 | 1
| LCA | Big Creek/Ventura | 1 | Monthly System Peak Day | SCE | 1-in-10 | 2021 | 1 |  |  |  | 41.3479 | 1
| LCA | Big Creek/Ventura | 1 | Monthly System Peak Day | SCE | 1-in-10 | 2021 | 2 |  |  |  | 40.0943 | 1
| LCA | Big Creek/Ventura | 1 | Monthly System Peak Day | SCE | 1-in-10 | 2021 | 3 |  |  |  | 39.0714 | 1
| LCA | Big Creek/Ventura | 1 | Monthly System Peak Day | SCE | 1-in-10 | 2021 | 4 |  |  |  | 37.8993 | 1
| LCA | Big Creek/Ventura | 1 | Monthly System Peak Day | SCE | 1-in-10 | 2021 | 5 |  |  |  | 37.1579 | 1
| LCA | Big Creek/Ventura | 1 | Monthly System Peak Day | SCE | 1-in-10 | 2021 | 6 |  |  |  | 36.5943 | 1
| LCA | Big Creek/Ventura | 1 | Monthly System Peak Day | SCE | 1-in-10 | 2021 | 7 |  |  |  | 36.4721 | 1
| LCA | Big Creek/Ventura | 1 | Monthly System Peak Day | SCE | 1-in-10 | 2021 | 8 |  |  |  | 36.8593 | 1
| LCA | Big Creek/Ventura | 1 | Monthly System Peak Day | SCE | 1-in-10 | 2021 | 9 |  |  |  | 37.035 | 1
| LCA | Big Creek/Ventura | 1 | Monthly System Peak Day | SCE | 1-in-10 | 2021 | 10 |  |  |  | 39.5879 | 1
| LCA | Big Creek/Ventura | 1 | Monthly System Peak Day | SCE | 1-in-10 | 2021 | 11 |  |  |  | 42.2043 | 1
| LCA | Big Creek/Ventura | 1 | Monthly System Peak Day | SCE | 1-in-10 | 2021 | 12 |  |  |  | 44.2771 | 1
| LCA | Big Creek/Ventura | 1 | Monthly System Peak Day | SCE | 1-in-10 | 2021 | 13 |  |  |  | 43.8286 | 1
| LCA | Big Creek/Ventura | 1 | Monthly System Peak Day | SCE | 1-in-10 | 2021 | 14 |  |  |  | 44.5321 | 1
| LCA | Big Creek/Ventura | 1 | Monthly System Peak Day | SCE | 1-in-10 | 2021 | 15 |  |  |  | 45.7286 | 1
| LCA | Big Creek/Ventura | 1 | Monthly System Peak Day | SCE | 1-in-10 | 2021 | 16 |  |  |  | 46.5707 | 1
| LCA | Big Creek/Ventura | 1 | Monthly System Peak Day | SCE | 1-in-10 | 2021 | 17 |  |  |  | 47.0414 | 1
| LCA | Big Creek/Ventura | 1 | Monthly System Peak Day | SCE | 1-in-10 | 2021 | 18 |  |  |  | 45.9314 | 1
| LCA | Big Creek/Ventura | 1 | Monthly System Peak Day | SCE | 1-in-10 | 2021 | 19 |  |  |  | 43.87 | 1
| LCA | Big Creek/Ventura | 1 | Monthly System Peak Day | SCE | 1-in-10 | 2021 | 20 |  |  |  | 42.6786 | 1
| LCA | Big Creek/Ventura | 1 | Monthly System Peak Day | SCE | 1-in-10 | 2021 | 21 |  |  |  | 41.9493 | 1
| LCA | Big Creek/Ventura | 1 | Monthly System Peak Day | SCE | 1-in-10 | 2021 | 22 |  |  |  | 41.5471 | 1
| LCA | Big Creek/Ventura | 1 | Monthly System Peak Day | SCE | 1-in-10 | 2021 | 23 |  |  |  | 41.4043 | 1
| LCA | Big Creek/Ventura | 1 | Monthly System Peak Day | SCE | 1-in-10 | 2021 | 24 |  |  |  | 41.4957 | 1
| LCA | Big Creek/Ventura | 2 | Average Weekday | SCE | 1-in-10 | 2021 | 1 |  |  |  | 51.3747 | 1
| LCA | Big Creek/Ventura | 2 | Average Weekday | SCE | 1-in-10 | 2021 | 2 |  |  |  | 50.2988 | 1
| LCA | Big Creek/Ventura | 2 | Average Weekday | SCE | 1-in-10 | 2021 | 3 |  |  |  | 49.3487 | 1
| LCA | Big Creek/Ventura | 2 | Average Weekday | SCE | 1-in-10 | 2021 | 4 |  |  |  | 48.3699 | 1
| LCA | Big Creek/Ventura | 2 | Average Weekday | SCE | 1-in-10 | 2021 | 5 |  |  |  | 47.5163 | 1
| LCA | Big Creek/Ventura | 2 | Average Weekday | SCE | 1-in-10 | 2021 | 6 |  |  |  | 46.9323 | 1
| LCA | Big Creek/Ventura | 2 | Average Weekday | SCE | 1-in-10 | 2021 | 7 |  |  |  | 46.2951 | 1
| LCA | Big Creek/Ventura | 2 | Average Weekday | SCE | 1-in-10 | 2021 | 8 |  |  |  | 45.82 | 1
| LCA | Big Creek/Ventura | 2 | Average Weekday | SCE | 1-in-10 | 2021 | 9 |  |  |  | 47.1328 | 1
| LCA | Big Creek/Ventura | 2 | Average Weekday | SCE | 1-in-10 | 2021 | 10 |  |  |  | 51.5254 | 1
| LCA | Big Creek/Ventura | 2 | Average Weekday | SCE | 1-in-10 | 2021 | 11 |  |  |  | 56.5846 | 1
| LCA | Big Creek/Ventura | 2 | Average Weekday | SCE | 1-in-10 | 2021 | 12 |  |  |  | 60.71 | 1
| LCA | Big Creek/Ventura | 2 | Average Weekday | SCE | 1-in-10 | 2021 | 13 |  |  |  | 63.6338 | 1
| LCA | Big Creek/Ventura | 2 | Average Weekday | SCE | 1-in-10 | 2021 | 14 |  |  |  | 65.324 | 1
| LCA | Big Creek/Ventura | 2 | Average Weekday | SCE | 1-in-10 | 2021 | 15 |  |  |  | 66.1792 | 1
| LCA | Big Creek/Ventura | 2 | Average Weekday | SCE | 1-in-10 | 2021 | 16 |  |  |  | 66.7071 | 1
| LCA | Big Creek/Ventura | 2 | Average Weekday | SCE | 1-in-10 | 2021 | 17 |  |  |  | 66.5629 | 1
| LCA | Big Creek/Ventura | 2 | Average Weekday | SCE | 1-in-10 | 2021 | 18 |  |  |  | 65.2747 | 1
| LCA | Big Creek/Ventura | 2 | Average Weekday | SCE | 1-in-10 | 2021 | 19 |  |  |  | 62.4796 | 1
| LCA | Big Creek/Ventura | 2 | Average Weekday | SCE | 1-in-10 | 2021 | 20 |  |  |  | 59.6118 | 1
| LCA | Big Creek/Ventura | 2 | Average Weekday | SCE | 1-in-10 | 2021 | 21 |  |  |  | 57.2356 | 1
| LCA | Big Creek/Ventura | 2 | Average Weekday | SCE | 1-in-10 | 2021 | 22 |  |  |  | 55.0794 | 1
| LCA | Big Creek/Ventura | 2 | Average Weekday | SCE | 1-in-10 | 2021 | 23 |  |  |  | 53.3956 | 1
| LCA | Big Creek/Ventura | 2 | Average Weekday | SCE | 1-in-10 | 2021 | 24 |  |  |  | 51.9445 | 1
| LCA | Big Creek/Ventura | 2 | Monthly System Peak Day | SCE | 1-in-10 | 2021 | 1 |  |  |  | 62.7979 | 1
| LCA | Big Creek/Ventura | 2 | Monthly System Peak Day | SCE | 1-in-10 | 2021 | 2 |  |  |  | 60.5921 | 1
| LCA | Big Creek/Ventura | 2 | Monthly System Peak Day | SCE | 1-in-10 | 2021 | 3 |  |  |  | 60.4593 | 1
| LCA | Big Creek/Ventura | 2 | Monthly System Peak Day | SCE | 1-in-10 | 2021 | 4 |  |  |  | 59.0757 | 1
| LCA | Big Creek/Ventura | 2 | Monthly System Peak Day | SCE | 1-in-10 | 2021 | 5 |  |  |  | 57.5821 | 1
| LCA | Big Creek/Ventura | 2 | Monthly System Peak Day | SCE | 1-in-10 | 2021 | 6 |  |  |  | 55.4229 | 1
| LCA | Big Creek/Ventura | 2 | Monthly System Peak Day | SCE | 1-in-10 | 2021 | 7 |  |  |  | 54.08 | 1
| LCA | Big Creek/Ventura | 2 | Monthly System Peak Day | SCE | 1-in-10 | 2021 | 8 |  |  |  | 52.9957 | 1
| LCA | Big Creek/Ventura | 2 | Monthly System Peak Day | SCE | 1-in-10 | 2021 | 9 |  |  |  | 54.8779 | 1
| LCA | Big Creek/Ventura | 2 | Monthly System Peak Day | SCE | 1-in-10 | 2021 | 10 |  |  |  | 60.7657 | 1
| LCA | Big Creek/Ventura | 2 | Monthly System Peak Day | SCE | 1-in-10 | 2021 | 11 |  |  |  | 66.5386 | 1
| LCA | Big Creek/Ventura | 2 | Monthly System Peak Day | SCE | 1-in-10 | 2021 | 12 |  |  |  | 71.4286 | 1
| LCA | Big Creek/Ventura | 2 | Monthly System Peak Day | SCE | 1-in-10 | 2021 | 13 |  |  |  | 75.2543 | 1
| LCA | Big Creek/Ventura | 2 | Monthly System Peak Day | SCE | 1-in-10 | 2021 | 14 |  |  |  | 77.06 | 1
| LCA | Big Creek/Ventura | 2 | Monthly System Peak Day | SCE | 1-in-10 | 2021 | 15 |  |  |  | 78.1643 | 1
| LCA | Big Creek/Ventura | 2 | Monthly System Peak Day | SCE | 1-in-10 | 2021 | 16 |  |  |  | 79.4286 | 1
| LCA | Big Creek/Ventura | 2 | Monthly System Peak Day | SCE | 1-in-10 | 2021 | 17 |  |  |  | 79.3286 | 1
| LCA | Big Creek/Ventura | 2 | Monthly System Peak Day | SCE | 1-in-10 | 2021 | 18 |  |  |  | 78.4 | 1
| LCA | Big Creek/Ventura | 2 | Monthly System Peak Day | SCE | 1-in-10 | 2021 | 19 |  |  |  | 74.6357 | 1
| LCA | Big Creek/Ventura | 2 | Monthly System Peak Day | SCE | 1-in-10 | 2021 | 20 |  |  |  | 69.9336 | 1
| LCA | Big Creek/Ventura | 2 | Monthly System Peak Day | SCE | 1-in-10 | 2021 | 21 |  |  |  | 65.4836 | 1
| LCA | Big Creek/Ventura | 2 | Monthly System Peak Day | SCE | 1-in-10 | 2021 | 22 |  |  |  | 61.9921 | 1
| LCA | Big Creek/Ventura | 2 | Monthly System Peak Day | SCE | 1-in-10 | 2021 | 23 |  |  |  | 60.215 | 1
| LCA | Big Creek/Ventura | 2 | Monthly System Peak Day | SCE | 1-in-10 | 2021 | 24 |  |  |  | 59.5486 | 1
| LCA | Big Creek/Ventura | 3 | Average Weekday | SCE | 1-in-10 | 2021 | 1 |  |  |  | 55.76 | 1
| LCA | Big Creek/Ventura | 3 | Average Weekday | SCE | 1-in-10 | 2021 | 2 |  |  |  | 54.6302 | 1
| LCA | Big Creek/Ventura | 3 | Average Weekday | SCE | 1-in-10 | 2021 | 3 |  |  |  | 53.6954 | 1
| LCA | Big Creek/Ventura | 3 | Average Weekday | SCE | 1-in-10 | 2021 | 4 |  |  |  | 52.8489 | 1
| LCA | Big Creek/Ventura | 3 | Average Weekday | SCE | 1-in-10 | 2021 | 5 |  |  |  | 51.8634 | 1
| LCA | Big Creek/Ventura | 3 | Average Weekday | SCE | 1-in-10 | 2021 | 6 |  |  |  | 51.0123 | 1
| LCA | Big Creek/Ventura | 3 | Average Weekday | SCE | 1-in-10 | 2021 | 7 |  |  |  | 50.3326 | 1
| LCA | Big Creek/Ventura | 3 | Average Weekday | SCE | 1-in-10 | 2021 | 8 |  |  |  | 49.9971 | 1
| LCA | Big Creek/Ventura | 3 | Average Weekday | SCE | 1-in-10 | 2021 | 9 |  |  |  | 51.0948 | 1
| LCA | Big Creek/Ventura | 3 | Average Weekday | SCE | 1-in-10 | 2021 | 10 |  |  |  | 54.9948 | 1
| LCA | Big Creek/Ventura | 3 | Average Weekday | SCE | 1-in-10 | 2021 | 11 |  |  |  | 59.737 | 1
| LCA | Big Creek/Ventura | 3 | Average Weekday | SCE | 1-in-10 | 2021 | 12 |  |  |  | 63.8311 | 1
| LCA | Big Creek/Ventura | 3 | Average Weekday | SCE | 1-in-10 | 2021 | 13 |  |  |  | 67.0932 | 1
| LCA | Big Creek/Ventura | 3 | Average Weekday | SCE | 1-in-10 | 2021 | 14 |  |  |  | 69.3943 | 1
| LCA | Big Creek/Ventura | 3 | Average Weekday | SCE | 1-in-10 | 2021 | 15 |  |  |  | 70.8584 | 1
| LCA | Big Creek/Ventura | 3 | Average Weekday | SCE | 1-in-10 | 2021 | 16 |  |  |  | 71.6505 | 1
| LCA | Big Creek/Ventura | 3 | Average Weekday | SCE | 1-in-10 | 2021 | 17 |  |  |  | 71.9429 | 1
| LCA | Big Creek/Ventura | 3 | Average Weekday | SCE | 1-in-10 | 2021 | 18 |  |  |  | 71.2563 | 1
| LCA | Big Creek/Ventura | 3 | Average Weekday | SCE | 1-in-10 | 2021 | 19 |  |  |  | 69.5572 | 1
| LCA | Big Creek/Ventura | 3 | Average Weekday | SCE | 1-in-10 | 2021 | 20 |  |  |  | 66.8135 | 1
| LCA | Big Creek/Ventura | 3 | Average Weekday | SCE | 1-in-10 | 2021 | 21 |  |  |  | 63.5231 | 1
| LCA | Big Creek/Ventura | 3 | Average Weekday | SCE | 1-in-10 | 2021 | 22 |  |  |  | 61.2592 | 1
| LCA | Big Creek/Ventura | 3 | Average Weekday | SCE | 1-in-10 | 2021 | 23 |  |  |  | 59.4613 | 1
| LCA | Big Creek/Ventura | 3 | Average Weekday | SCE | 1-in-10 | 2021 | 24 |  |  |  | 58.0116 | 1
| LCA | Big Creek/Ventura | 3 | Monthly System Peak Day | SCE | 1-in-10 | 2021 | 1 |  |  |  | 62.9286 | 1
| LCA | Big Creek/Ventura | 3 | Monthly System Peak Day | SCE | 1-in-10 | 2021 | 2 |  |  |  | 61.1979 | 1
| LCA | Big Creek/Ventura | 3 | Monthly System Peak Day | SCE | 1-in-10 | 2021 | 3 |  |  |  | 59.1257 | 1
| LCA | Big Creek/Ventura | 3 | Monthly System Peak Day | SCE | 1-in-10 | 2021 | 4 |  |  |  | 58.2714 | 1
| LCA | Big Creek/Ventura | 3 | Monthly System Peak Day | SCE | 1-in-10 | 2021 | 5 |  |  |  | 57.7179 | 1
| LCA | Big Creek/Ventura | 3 | Monthly System Peak Day | SCE | 1-in-10 | 2021 | 6 |  |  |  | 56.9114 | 1
| LCA | Big Creek/Ventura | 3 | Monthly System Peak Day | SCE | 1-in-10 | 2021 | 7 |  |  |  | 55.6436 | 1
| LCA | Big Creek/Ventura | 3 | Monthly System Peak Day | SCE | 1-in-10 | 2021 | 8 |  |  |  | 54.6729 | 1
| LCA | Big Creek/Ventura | 3 | Monthly System Peak Day | SCE | 1-in-10 | 2021 | 9 |  |  |  | 55.8821 | 1
| LCA | Big Creek/Ventura | 3 | Monthly System Peak Day | SCE | 1-in-10 | 2021 | 10 |  |  |  | 61.4086 | 1
| LCA | Big Creek/Ventura | 3 | Monthly System Peak Day | SCE | 1-in-10 | 2021 | 11 |  |  |  | 67.5364 | 1
| LCA | Big Creek/Ventura | 3 | Monthly System Peak Day | SCE | 1-in-10 | 2021 | 12 |  |  |  | 73.5307 | 1
| LCA | Big Creek/Ventura | 3 | Monthly System Peak Day | SCE | 1-in-10 | 2021 | 13 |  |  |  | 78.6286 | 1
| LCA | Big Creek/Ventura | 3 | Monthly System Peak Day | SCE | 1-in-10 | 2021 | 14 |  |  |  | 81.6357 | 1
| LCA | Big Creek/Ventura | 3 | Monthly System Peak Day | SCE | 1-in-10 | 2021 | 15 |  |  |  | 84.1429 | 1
| LCA | Big Creek/Ventura | 3 | Monthly System Peak Day | SCE | 1-in-10 | 2021 | 16 |  |  |  | 85.3286 | 1
| LCA | Big Creek/Ventura | 3 | Monthly System Peak Day | SCE | 1-in-10 | 2021 | 17 |  |  |  | 85.2429 | 1
| LCA | Big Creek/Ventura | 3 | Monthly System Peak Day | SCE | 1-in-10 | 2021 | 18 |  |  |  | 84.9286 | 1
| LCA | Big Creek/Ventura | 3 | Monthly System Peak Day | SCE | 1-in-10 | 2021 | 19 |  |  |  | 83.1136 | 1
| LCA | Big Creek/Ventura | 3 | Monthly System Peak Day | SCE | 1-in-10 | 2021 | 20 |  |  |  | 80.1564 | 1
| LCA | Big Creek/Ventura | 3 | Monthly System Peak Day | SCE | 1-in-10 | 2021 | 21 |  |  |  | 75.1193 | 1
| LCA | Big Creek/Ventura | 3 | Monthly System Peak Day | SCE | 1-in-10 | 2021 | 22 |  |  |  | 70.7171 | 1
| LCA | Big Creek/Ventura | 3 | Monthly System Peak Day | SCE | 1-in-10 | 2021 | 23 |  |  |  | 67.4014 | 1
| LCA | Big Creek/Ventura | 3 | Monthly System Peak Day | SCE | 1-in-10 | 2021 | 24 |  |  |  | 64.9371 | 1
| LCA | Big Creek/Ventura | 4 | Average Weekday | SCE | 1-in-10 | 2021 | 1 |  |  |  | 57.6326 | 1
| LCA | Big Creek/Ventura | 4 | Average Weekday | SCE | 1-in-10 | 2021 | 2 |  |  |  | 56.4057 | 1
| LCA | Big Creek/Ventura | 4 | Average Weekday | SCE | 1-in-10 | 2021 | 3 |  |  |  | 55.5479 | 1
| LCA | Big Creek/Ventura | 4 | Average Weekday | SCE | 1-in-10 | 2021 | 4 |  |  |  | 54.5992 | 1
| LCA | Big Creek/Ventura | 4 | Average Weekday | SCE | 1-in-10 | 2021 | 5 |  |  |  | 53.688 | 1
| LCA | Big Creek/Ventura | 4 | Average Weekday | SCE | 1-in-10 | 2021 | 6 |  |  |  | 53.0014 | 1
| LCA | Big Creek/Ventura | 4 | Average Weekday | SCE | 1-in-10 | 2021 | 7 |  |  |  | 52.3473 | 1
| LCA | Big Creek/Ventura | 4 | Average Weekday | SCE | 1-in-10 | 2021 | 8 |  |  |  | 52.0583 | 1
| LCA | Big Creek/Ventura | 4 | Average Weekday | SCE | 1-in-10 | 2021 | 9 |  |  |  | 53.8128 | 1
| LCA | Big Creek/Ventura | 4 | Average Weekday | SCE | 1-in-10 | 2021 | 10 |  |  |  | 57.9408 | 1
| LCA | Big Creek/Ventura | 4 | Average Weekday | SCE | 1-in-10 | 2021 | 11 |  |  |  | 61.8429 | 1
| LCA | Big Creek/Ventura | 4 | Average Weekday | SCE | 1-in-10 | 2021 | 12 |  |  |  | 65.2534 | 1
| LCA | Big Creek/Ventura | 4 | Average Weekday | SCE | 1-in-10 | 2021 | 13 |  |  |  | 67.9803 | 1
| LCA | Big Creek/Ventura | 4 | Average Weekday | SCE | 1-in-10 | 2021 | 14 |  |  |  | 69.9663 | 1
| LCA | Big Creek/Ventura | 4 | Average Weekday | SCE | 1-in-10 | 2021 | 15 |  |  |  | 71.2935 | 1
| LCA | Big Creek/Ventura | 4 | Average Weekday | SCE | 1-in-10 | 2021 | 16 |  |  |  | 71.9866 | 1
| LCA | Big Creek/Ventura | 4 | Average Weekday | SCE | 1-in-10 | 2021 | 17 |  |  |  | 72.0635 | 1
| LCA | Big Creek/Ventura | 4 | Average Weekday | SCE | 1-in-10 | 2021 | 18 |  |  |  | 71.4416 | 1
| LCA | Big Creek/Ventura | 4 | Average Weekday | SCE | 1-in-10 | 2021 | 19 |  |  |  | 69.9954 | 1
| LCA | Big Creek/Ventura | 4 | Average Weekday | SCE | 1-in-10 | 2021 | 20 |  |  |  | 67.8065 | 1
| LCA | Big Creek/Ventura | 4 | Average Weekday | SCE | 1-in-10 | 2021 | 21 |  |  |  | 64.8983 | 1
| LCA | Big Creek/Ventura | 4 | Average Weekday | SCE | 1-in-10 | 2021 | 22 |  |  |  | 62.5152 | 1
| LCA | Big Creek/Ventura | 4 | Average Weekday | SCE | 1-in-10 | 2021 | 23 |  |  |  | 60.6633 | 1
| LCA | Big Creek/Ventura | 4 | Average Weekday | SCE | 1-in-10 | 2021 | 24 |  |  |  | 59.0916 | 1
| LCA | Big Creek/Ventura | 4 | Monthly System Peak Day | SCE | 1-in-10 | 2021 | 1 |  |  |  | 67.3443 | 1
| LCA | Big Creek/Ventura | 4 | Monthly System Peak Day | SCE | 1-in-10 | 2021 | 2 |  |  |  | 65.9207 | 1
| LCA | Big Creek/Ventura | 4 | Monthly System Peak Day | SCE | 1-in-10 | 2021 | 3 |  |  |  | 65.0814 | 1
| LCA | Big Creek/Ventura | 4 | Monthly System Peak Day | SCE | 1-in-10 | 2021 | 4 |  |  |  | 63.8121 | 1
| LCA | Big Creek/Ventura | 4 | Monthly System Peak Day | SCE | 1-in-10 | 2021 | 5 |  |  |  | 62.6157 | 1
| LCA | Big Creek/Ventura | 4 | Monthly System Peak Day | SCE | 1-in-10 | 2021 | 6 |  |  |  | 61.2721 | 1
| LCA | Big Creek/Ventura | 4 | Monthly System Peak Day | SCE | 1-in-10 | 2021 | 7 |  |  |  | 60.1821 | 1
| LCA | Big Creek/Ventura | 4 | Monthly System Peak Day | SCE | 1-in-10 | 2021 | 8 |  |  |  | 59.4121 | 1
| LCA | Big Creek/Ventura | 4 | Monthly System Peak Day | SCE | 1-in-10 | 2021 | 9 |  |  |  | 62.43 | 1
| LCA | Big Creek/Ventura | 4 | Monthly System Peak Day | SCE | 1-in-10 | 2021 | 10 |  |  |  | 68.1557 | 1
| LCA | Big Creek/Ventura | 4 | Monthly System Peak Day | SCE | 1-in-10 | 2021 | 11 |  |  |  | 74.0407 | 1
| LCA | Big Creek/Ventura | 4 | Monthly System Peak Day | SCE | 1-in-10 | 2021 | 12 |  |  |  | 79.2636 | 1
| LCA | Big Creek/Ventura | 4 | Monthly System Peak Day | SCE | 1-in-10 | 2021 | 13 |  |  |  | 83.0279 | 1
| LCA | Big Creek/Ventura | 4 | Monthly System Peak Day | SCE | 1-in-10 | 2021 | 14 |  |  |  | 86.0857 | 1
| LCA | Big Creek/Ventura | 4 | Monthly System Peak Day | SCE | 1-in-10 | 2021 | 15 |  |  |  | 87.2643 | 1
| LCA | Big Creek/Ventura | 4 | Monthly System Peak Day | SCE | 1-in-10 | 2021 | 16 |  |  |  | 87.4643 | 1
| LCA | Big Creek/Ventura | 4 | Monthly System Peak Day | SCE | 1-in-10 | 2021 | 17 |  |  |  | 86.4571 | 1
| LCA | Big Creek/Ventura | 4 | Monthly System Peak Day | SCE | 1-in-10 | 2021 | 18 |  |  |  | 85.5857 | 1
| LCA | Big Creek/Ventura | 4 | Monthly System Peak Day | SCE | 1-in-10 | 2021 | 19 |  |  |  | 83.6843 | 1
| LCA | Big Creek/Ventura | 4 | Monthly System Peak Day | SCE | 1-in-10 | 2021 | 20 |  |  |  | 80.7464 | 1
| LCA | Big Creek/Ventura | 4 | Monthly System Peak Day | SCE | 1-in-10 | 2021 | 21 |  |  |  | 76.3129 | 1
| LCA | Big Creek/Ventura | 4 | Monthly System Peak Day | SCE | 1-in-10 | 2021 | 22 |  |  |  | 72.2921 | 1
| LCA | Big Creek/Ventura | 4 | Monthly System Peak Day | SCE | 1-in-10 | 2021 | 23 |  |  |  | 70.0786 | 1
| LCA | Big Creek/Ventura | 4 | Monthly System Peak Day | SCE | 1-in-10 | 2021 | 24 |  |  |  | 68.7064 | 1
| LCA | Big Creek/Ventura | 5 | Average Weekday | SCE | 1-in-10 | 2021 | 1 |  |  |  | 62.5912 | 1
| LCA | Big Creek/Ventura | 5 | Average Weekday | SCE | 1-in-10 | 2021 | 2 |  |  |  | 61.3025 | 1
| LCA | Big Creek/Ventura | 5 | Average Weekday | SCE | 1-in-10 | 2021 | 3 |  |  |  | 60.0848 | 1
| LCA | Big Creek/Ventura | 5 | Average Weekday | SCE | 1-in-10 | 2021 | 4 |  |  |  | 58.8481 | 1
| LCA | Big Creek/Ventura | 5 | Average Weekday | SCE | 1-in-10 | 2021 | 5 |  |  |  | 58.0431 | 1
| LCA | Big Creek/Ventura | 5 | Average Weekday | SCE | 1-in-10 | 2021 | 6 |  |  |  | 57.2156 | 1
| LCA | Big Creek/Ventura | 5 | Average Weekday | SCE | 1-in-10 | 2021 | 7 |  |  |  | 56.479 | 1
| LCA | Big Creek/Ventura | 5 | Average Weekday | SCE | 1-in-10 | 2021 | 8 |  |  |  | 56.8888 | 1
| LCA | Big Creek/Ventura | 5 | Average Weekday | SCE | 1-in-10 | 2021 | 9 |  |  |  | 60.1908 | 1
| LCA | Big Creek/Ventura | 5 | Average Weekday | SCE | 1-in-10 | 2021 | 10 |  |  |  | 64.6334 | 1
| LCA | Big Creek/Ventura | 5 | Average Weekday | SCE | 1-in-10 | 2021 | 11 |  |  |  | 68.5848 | 1
| LCA | Big Creek/Ventura | 5 | Average Weekday | SCE | 1-in-10 | 2021 | 12 |  |  |  | 71.6441 | 1
| LCA | Big Creek/Ventura | 5 | Average Weekday | SCE | 1-in-10 | 2021 | 13 |  |  |  | 74.0241 | 1
| LCA | Big Creek/Ventura | 5 | Average Weekday | SCE | 1-in-10 | 2021 | 14 |  |  |  | 75.6921 | 1
| LCA | Big Creek/Ventura | 5 | Average Weekday | SCE | 1-in-10 | 2021 | 15 |  |  |  | 76.7916 | 1
| LCA | Big Creek/Ventura | 5 | Average Weekday | SCE | 1-in-10 | 2021 | 16 |  |  |  | 77.2805 | 1
| LCA | Big Creek/Ventura | 5 | Average Weekday | SCE | 1-in-10 | 2021 | 17 |  |  |  | 77.2165 | 1
| LCA | Big Creek/Ventura | 5 | Average Weekday | SCE | 1-in-10 | 2021 | 18 |  |  |  | 76.5896 | 1
| LCA | Big Creek/Ventura | 5 | Average Weekday | SCE | 1-in-10 | 2021 | 19 |  |  |  | 75.461 | 1
| LCA | Big Creek/Ventura | 5 | Average Weekday | SCE | 1-in-10 | 2021 | 20 |  |  |  | 73.5426 | 1
| LCA | Big Creek/Ventura | 5 | Average Weekday | SCE | 1-in-10 | 2021 | 21 |  |  |  | 70.8603 | 1
| LCA | Big Creek/Ventura | 5 | Average Weekday | SCE | 1-in-10 | 2021 | 22 |  |  |  | 68.0311 | 1
| LCA | Big Creek/Ventura | 5 | Average Weekday | SCE | 1-in-10 | 2021 | 23 |  |  |  | 66.0109 | 1
| LCA | Big Creek/Ventura | 5 | Average Weekday | SCE | 1-in-10 | 2021 | 24 |  |  |  | 64.0741 | 1
| LCA | Big Creek/Ventura | 5 | Monthly System Peak Day | SCE | 1-in-10 | 2021 | 1 |  |  |  | 73.7593 | 1
| LCA | Big Creek/Ventura | 5 | Monthly System Peak Day | SCE | 1-in-10 | 2021 | 2 |  |  |  | 71.6129 | 1
| LCA | Big Creek/Ventura | 5 | Monthly System Peak Day | SCE | 1-in-10 | 2021 | 3 |  |  |  | 69.8557 | 1
| LCA | Big Creek/Ventura | 5 | Monthly System Peak Day | SCE | 1-in-10 | 2021 | 4 |  |  |  | 68.0679 | 1
| LCA | Big Creek/Ventura | 5 | Monthly System Peak Day | SCE | 1-in-10 | 2021 | 5 |  |  |  | 65.8314 | 1
| LCA | Big Creek/Ventura | 5 | Monthly System Peak Day | SCE | 1-in-10 | 2021 | 6 |  |  |  | 64.9371 | 1
| LCA | Big Creek/Ventura | 5 | Monthly System Peak Day | SCE | 1-in-10 | 2021 | 7 |  |  |  | 64.2586 | 1
| LCA | Big Creek/Ventura | 5 | Monthly System Peak Day | SCE | 1-in-10 | 2021 | 8 |  |  |  | 64.3064 | 1
| LCA | Big Creek/Ventura | 5 | Monthly System Peak Day | SCE | 1-in-10 | 2021 | 9 |  |  |  | 68.5121 | 1
| LCA | Big Creek/Ventura | 5 | Monthly System Peak Day | SCE | 1-in-10 | 2021 | 10 |  |  |  | 74.5079 | 1
| LCA | Big Creek/Ventura | 5 | Monthly System Peak Day | SCE | 1-in-10 | 2021 | 11 |  |  |  | 80.8571 | 1
| LCA | Big Creek/Ventura | 5 | Monthly System Peak Day | SCE | 1-in-10 | 2021 | 12 |  |  |  | 85.8971 | 1
| LCA | Big Creek/Ventura | 5 | Monthly System Peak Day | SCE | 1-in-10 | 2021 | 13 |  |  |  | 89.2071 | 1
| LCA | Big Creek/Ventura | 5 | Monthly System Peak Day | SCE | 1-in-10 | 2021 | 14 |  |  |  | 91.3857 | 1
| LCA | Big Creek/Ventura | 5 | Monthly System Peak Day | SCE | 1-in-10 | 2021 | 15 |  |  |  | 92.3 | 1
| LCA | Big Creek/Ventura | 5 | Monthly System Peak Day | SCE | 1-in-10 | 2021 | 16 |  |  |  | 92.5643 | 1
| LCA | Big Creek/Ventura | 5 | Monthly System Peak Day | SCE | 1-in-10 | 2021 | 17 |  |  |  | 92.3714 | 1
| LCA | Big Creek/Ventura | 5 | Monthly System Peak Day | SCE | 1-in-10 | 2021 | 18 |  |  |  | 91.9429 | 1
| LCA | Big Creek/Ventura | 5 | Monthly System Peak Day | SCE | 1-in-10 | 2021 | 19 |  |  |  | 90.6 | 1
| LCA | Big Creek/Ventura | 5 | Monthly System Peak Day | SCE | 1-in-10 | 2021 | 20 |  |  |  | 87.835 | 1
| LCA | Big Creek/Ventura | 5 | Monthly System Peak Day | SCE | 1-in-10 | 2021 | 21 |  |  |  | 83.1979 | 1
| LCA | Big Creek/Ventura | 5 | Monthly System Peak Day | SCE | 1-in-10 | 2021 | 22 |  |  |  | 79.3571 | 1
| LCA | Big Creek/Ventura | 5 | Monthly System Peak Day | SCE | 1-in-10 | 2021 | 23 |  |  |  | 76.5479 | 1
| LCA | Big Creek/Ventura | 5 | Monthly System Peak Day | SCE | 1-in-10 | 2021 | 24 |  |  |  | 73.7157 | 1
| LCA | Big Creek/Ventura | 6 | Average Weekday | SCE | 1-in-10 | 2021 | 1 |  |  |  | 67.5979 | 1
| LCA | Big Creek/Ventura | 6 | Average Weekday | SCE | 1-in-10 | 2021 | 2 |  |  |  | 66.7173 | 1
| LCA | Big Creek/Ventura | 6 | Average Weekday | SCE | 1-in-10 | 2021 | 3 |  |  |  | 65.8067 | 1
| LCA | Big Creek/Ventura | 6 | Average Weekday | SCE | 1-in-10 | 2021 | 4 |  |  |  | 64.7835 | 1
| LCA | Big Creek/Ventura | 6 | Average Weekday | SCE | 1-in-10 | 2021 | 5 |  |  |  | 63.8893 | 1
| LCA | Big Creek/Ventura | 6 | Average Weekday | SCE | 1-in-10 | 2021 | 6 |  |  |  | 63.1691 | 1
| LCA | Big Creek/Ventura | 6 | Average Weekday | SCE | 1-in-10 | 2021 | 7 |  |  |  | 62.6661 | 1
| LCA | Big Creek/Ventura | 6 | Average Weekday | SCE | 1-in-10 | 2021 | 8 |  |  |  | 63.2141 | 1
| LCA | Big Creek/Ventura | 6 | Average Weekday | SCE | 1-in-10 | 2021 | 9 |  |  |  | 66.1776 | 1
| LCA | Big Creek/Ventura | 6 | Average Weekday | SCE | 1-in-10 | 2021 | 10 |  |  |  | 70.0818 | 1
| LCA | Big Creek/Ventura | 6 | Average Weekday | SCE | 1-in-10 | 2021 | 11 |  |  |  | 73.9836 | 1
| LCA | Big Creek/Ventura | 6 | Average Weekday | SCE | 1-in-10 | 2021 | 12 |  |  |  | 77.4319 | 1
| LCA | Big Creek/Ventura | 6 | Average Weekday | SCE | 1-in-10 | 2021 | 13 |  |  |  | 80.1443 | 1
| LCA | Big Creek/Ventura | 6 | Average Weekday | SCE | 1-in-10 | 2021 | 14 |  |  |  | 82.1737 | 1
| LCA | Big Creek/Ventura | 6 | Average Weekday | SCE | 1-in-10 | 2021 | 15 |  |  |  | 83.3627 | 1
| LCA | Big Creek/Ventura | 6 | Average Weekday | SCE | 1-in-10 | 2021 | 16 |  |  |  | 83.8567 | 1
| LCA | Big Creek/Ventura | 6 | Average Weekday | SCE | 1-in-10 | 2021 | 17 |  |  |  | 83.6788 | 1
| LCA | Big Creek/Ventura | 6 | Average Weekday | SCE | 1-in-10 | 2021 | 18 |  |  |  | 82.6209 | 1
| LCA | Big Creek/Ventura | 6 | Average Weekday | SCE | 1-in-10 | 2021 | 19 |  |  |  | 80.9659 | 1
| LCA | Big Creek/Ventura | 6 | Average Weekday | SCE | 1-in-10 | 2021 | 20 |  |  |  | 78.9063 | 1
| LCA | Big Creek/Ventura | 6 | Average Weekday | SCE | 1-in-10 | 2021 | 21 |  |  |  | 76.1141 | 1
| LCA | Big Creek/Ventura | 6 | Average Weekday | SCE | 1-in-10 | 2021 | 22 |  |  |  | 72.8496 | 1
| LCA | Big Creek/Ventura | 6 | Average Weekday | SCE | 1-in-10 | 2021 | 23 |  |  |  | 70.6066 | 1
| LCA | Big Creek/Ventura | 6 | Average Weekday | SCE | 1-in-10 | 2021 | 24 |  |  |  | 68.955 | 1
| LCA | Big Creek/Ventura | 6 | Monthly System Peak Day | SCE | 1-in-10 | 2021 | 1 |  |  |  | 76.6914 | 1
| LCA | Big Creek/Ventura | 6 | Monthly System Peak Day | SCE | 1-in-10 | 2021 | 2 |  |  |  | 75.515 | 1
| LCA | Big Creek/Ventura | 6 | Monthly System Peak Day | SCE | 1-in-10 | 2021 | 3 |  |  |  | 74.4379 | 1
| LCA | Big Creek/Ventura | 6 | Monthly System Peak Day | SCE | 1-in-10 | 2021 | 4 |  |  |  | 73.645 | 1
| LCA | Big Creek/Ventura | 6 | Monthly System Peak Day | SCE | 1-in-10 | 2021 | 5 |  |  |  | 71.9007 | 1
| LCA | Big Creek/Ventura | 6 | Monthly System Peak Day | SCE | 1-in-10 | 2021 | 6 |  |  |  | 70.5579 | 1
| LCA | Big Creek/Ventura | 6 | Monthly System Peak Day | SCE | 1-in-10 | 2021 | 7 |  |  |  | 69.8057 | 1
| LCA | Big Creek/Ventura | 6 | Monthly System Peak Day | SCE | 1-in-10 | 2021 | 8 |  |  |  | 70.8229 | 1
| LCA | Big Creek/Ventura | 6 | Monthly System Peak Day | SCE | 1-in-10 | 2021 | 9 |  |  |  | 75.2807 | 1
| LCA | Big Creek/Ventura | 6 | Monthly System Peak Day | SCE | 1-in-10 | 2021 | 10 |  |  |  | 80.9114 | 1
| LCA | Big Creek/Ventura | 6 | Monthly System Peak Day | SCE | 1-in-10 | 2021 | 11 |  |  |  | 85.5807 | 1
| LCA | Big Creek/Ventura | 6 | Monthly System Peak Day | SCE | 1-in-10 | 2021 | 12 |  |  |  | 90.1036 | 1
| LCA | Big Creek/Ventura | 6 | Monthly System Peak Day | SCE | 1-in-10 | 2021 | 13 |  |  |  | 93.5643 | 1
| LCA | Big Creek/Ventura | 6 | Monthly System Peak Day | SCE | 1-in-10 | 2021 | 14 |  |  |  | 95.8857 | 1
| LCA | Big Creek/Ventura | 6 | Monthly System Peak Day | SCE | 1-in-10 | 2021 | 15 |  |  |  | 96.8643 | 1
| LCA | Big Creek/Ventura | 6 | Monthly System Peak Day | SCE | 1-in-10 | 2021 | 16 |  |  |  | 97.5786 | 1
| LCA | Big Creek/Ventura | 6 | Monthly System Peak Day | SCE | 1-in-10 | 2021 | 17 |  |  |  | 97.25 | 1
| LCA | Big Creek/Ventura | 6 | Monthly System Peak Day | SCE | 1-in-10 | 2021 | 18 |  |  |  | 96.6714 | 1
| LCA | Big Creek/Ventura | 6 | Monthly System Peak Day | SCE | 1-in-10 | 2021 | 19 |  |  |  | 94.1429 | 1
| LCA | Big Creek/Ventura | 6 | Monthly System Peak Day | SCE | 1-in-10 | 2021 | 20 |  |  |  | 91.7464 | 1
| LCA | Big Creek/Ventura | 6 | Monthly System Peak Day | SCE | 1-in-10 | 2021 | 21 |  |  |  | 88.6107 | 1
| LCA | Big Creek/Ventura | 6 | Monthly System Peak Day | SCE | 1-in-10 | 2021 | 22 |  |  |  | 84.5 | 1
| LCA | Big Creek/Ventura | 6 | Monthly System Peak Day | SCE | 1-in-10 | 2021 | 23 |  |  |  | 80.9521 | 1
| LCA | Big Creek/Ventura | 6 | Monthly System Peak Day | SCE | 1-in-10 | 2021 | 24 |  |  |  | 78.8607 | 1
| LCA | Big Creek/Ventura | 7 | Average Weekday | SCE | 1-in-10 | 2021 | 1 |  |  |  | 73.7504 | 1
| LCA | Big Creek/Ventura | 7 | Average Weekday | SCE | 1-in-10 | 2021 | 2 |  |  |  | 72.6444 | 1
| LCA | Big Creek/Ventura | 7 | Average Weekday | SCE | 1-in-10 | 2021 | 3 |  |  |  | 71.7965 | 1
| LCA | Big Creek/Ventura | 7 | Average Weekday | SCE | 1-in-10 | 2021 | 4 |  |  |  | 70.8986 | 1
| LCA | Big Creek/Ventura | 7 | Average Weekday | SCE | 1-in-10 | 2021 | 5 |  |  |  | 70.1004 | 1
| LCA | Big Creek/Ventura | 7 | Average Weekday | SCE | 1-in-10 | 2021 | 6 |  |  |  | 69.3371 | 1
| LCA | Big Creek/Ventura | 7 | Average Weekday | SCE | 1-in-10 | 2021 | 7 |  |  |  | 68.9791 | 1
| LCA | Big Creek/Ventura | 7 | Average Weekday | SCE | 1-in-10 | 2021 | 8 |  |  |  | 69.3313 | 1
| LCA | Big Creek/Ventura | 7 | Average Weekday | SCE | 1-in-10 | 2021 | 9 |  |  |  | 72.2421 | 1
| LCA | Big Creek/Ventura | 7 | Average Weekday | SCE | 1-in-10 | 2021 | 10 |  |  |  | 76.3167 | 1
| LCA | Big Creek/Ventura | 7 | Average Weekday | SCE | 1-in-10 | 2021 | 11 |  |  |  | 80.6703 | 1
| LCA | Big Creek/Ventura | 7 | Average Weekday | SCE | 1-in-10 | 2021 | 12 |  |  |  | 84.4912 | 1
| LCA | Big Creek/Ventura | 7 | Average Weekday | SCE | 1-in-10 | 2021 | 13 |  |  |  | 87.3622 | 1
| LCA | Big Creek/Ventura | 7 | Average Weekday | SCE | 1-in-10 | 2021 | 14 |  |  |  | 89.604 | 1
| LCA | Big Creek/Ventura | 7 | Average Weekday | SCE | 1-in-10 | 2021 | 15 |  |  |  | 91.1072 | 1
| LCA | Big Creek/Ventura | 7 | Average Weekday | SCE | 1-in-10 | 2021 | 16 |  |  |  | 91.7086 | 1
| LCA | Big Creek/Ventura | 7 | Average Weekday | SCE | 1-in-10 | 2021 | 17 |  |  |  | 91.4436 | 1
| LCA | Big Creek/Ventura | 7 | Average Weekday | SCE | 1-in-10 | 2021 | 18 |  |  |  | 90.5951 | 1
| LCA | Big Creek/Ventura | 7 | Average Weekday | SCE | 1-in-10 | 2021 | 19 |  |  |  | 88.7186 | 1
| LCA | Big Creek/Ventura | 7 | Average Weekday | SCE | 1-in-10 | 2021 | 20 |  |  |  | 85.9757 | 1
| LCA | Big Creek/Ventura | 7 | Average Weekday | SCE | 1-in-10 | 2021 | 21 |  |  |  | 82.4525 | 1
| LCA | Big Creek/Ventura | 7 | Average Weekday | SCE | 1-in-10 | 2021 | 22 |  |  |  | 78.9574 | 1
| LCA | Big Creek/Ventura | 7 | Average Weekday | SCE | 1-in-10 | 2021 | 23 |  |  |  | 76.8646 | 1
| LCA | Big Creek/Ventura | 7 | Average Weekday | SCE | 1-in-10 | 2021 | 24 |  |  |  | 75.4968 | 1
| LCA | Big Creek/Ventura | 7 | Monthly System Peak Day | SCE | 1-in-10 | 2021 | 1 |  |  |  | 79.6921 | 1
| LCA | Big Creek/Ventura | 7 | Monthly System Peak Day | SCE | 1-in-10 | 2021 | 2 |  |  |  | 77.0121 | 1
| LCA | Big Creek/Ventura | 7 | Monthly System Peak Day | SCE | 1-in-10 | 2021 | 3 |  |  |  | 75.1236 | 1
| LCA | Big Creek/Ventura | 7 | Monthly System Peak Day | SCE | 1-in-10 | 2021 | 4 |  |  |  | 73.7421 | 1
| LCA | Big Creek/Ventura | 7 | Monthly System Peak Day | SCE | 1-in-10 | 2021 | 5 |  |  |  | 71.6914 | 1
| LCA | Big Creek/Ventura | 7 | Monthly System Peak Day | SCE | 1-in-10 | 2021 | 6 |  |  |  | 70.2086 | 1
| LCA | Big Creek/Ventura | 7 | Monthly System Peak Day | SCE | 1-in-10 | 2021 | 7 |  |  |  | 69.2164 | 1
| LCA | Big Creek/Ventura | 7 | Monthly System Peak Day | SCE | 1-in-10 | 2021 | 8 |  |  |  | 70.2036 | 1
| LCA | Big Creek/Ventura | 7 | Monthly System Peak Day | SCE | 1-in-10 | 2021 | 9 |  |  |  | 74.6314 | 1
| LCA | Big Creek/Ventura | 7 | Monthly System Peak Day | SCE | 1-in-10 | 2021 | 10 |  |  |  | 81.2857 | 1
| LCA | Big Creek/Ventura | 7 | Monthly System Peak Day | SCE | 1-in-10 | 2021 | 11 |  |  |  | 88.2643 | 1
| LCA | Big Creek/Ventura | 7 | Monthly System Peak Day | SCE | 1-in-10 | 2021 | 12 |  |  |  | 93.0214 | 1
| LCA | Big Creek/Ventura | 7 | Monthly System Peak Day | SCE | 1-in-10 | 2021 | 13 |  |  |  | 96.9286 | 1
| LCA | Big Creek/Ventura | 7 | Monthly System Peak Day | SCE | 1-in-10 | 2021 | 14 |  |  |  | 99.9 | 1
| LCA | Big Creek/Ventura | 7 | Monthly System Peak Day | SCE | 1-in-10 | 2021 | 15 |  |  |  | 101.8071 | 1
| LCA | Big Creek/Ventura | 7 | Monthly System Peak Day | SCE | 1-in-10 | 2021 | 16 |  |  |  | 101.5143 | 1
| LCA | Big Creek/Ventura | 7 | Monthly System Peak Day | SCE | 1-in-10 | 2021 | 17 |  |  |  | 102.0714 | 1
| LCA | Big Creek/Ventura | 7 | Monthly System Peak Day | SCE | 1-in-10 | 2021 | 18 |  |  |  | 101.0286 | 1
| LCA | Big Creek/Ventura | 7 | Monthly System Peak Day | SCE | 1-in-10 | 2021 | 19 |  |  |  | 97.4429 | 1
| LCA | Big Creek/Ventura | 7 | Monthly System Peak Day | SCE | 1-in-10 | 2021 | 20 |  |  |  | 95.3429 | 1
| LCA | Big Creek/Ventura | 7 | Monthly System Peak Day | SCE | 1-in-10 | 2021 | 21 |  |  |  | 92.6571 | 1
| LCA | Big Creek/Ventura | 7 | Monthly System Peak Day | SCE | 1-in-10 | 2021 | 22 |  |  |  | 90.3671 | 1
| LCA | Big Creek/Ventura | 7 | Monthly System Peak Day | SCE | 1-in-10 | 2021 | 23 |  |  |  | 89.5886 | 1
| LCA | Big Creek/Ventura | 7 | Monthly System Peak Day | SCE | 1-in-10 | 2021 | 24 |  |  |  | 88.9329 | 1
| LCA | Big Creek/Ventura | 8 | Average Weekday | SCE | 1-in-10 | 2021 | 1 |  |  |  | 72.617 | 1
| LCA | Big Creek/Ventura | 8 | Average Weekday | SCE | 1-in-10 | 2021 | 2 |  |  |  | 71.5829 | 1
| LCA | Big Creek/Ventura | 8 | Average Weekday | SCE | 1-in-10 | 2021 | 3 |  |  |  | 70.6675 | 1
| LCA | Big Creek/Ventura | 8 | Average Weekday | SCE | 1-in-10 | 2021 | 4 |  |  |  | 69.7504 | 1
| LCA | Big Creek/Ventura | 8 | Average Weekday | SCE | 1-in-10 | 2021 | 5 |  |  |  | 68.8575 | 1
| LCA | Big Creek/Ventura | 8 | Average Weekday | SCE | 1-in-10 | 2021 | 6 |  |  |  | 68.1166 | 1
| LCA | Big Creek/Ventura | 8 | Average Weekday | SCE | 1-in-10 | 2021 | 7 |  |  |  | 67.4787 | 1
| LCA | Big Creek/Ventura | 8 | Average Weekday | SCE | 1-in-10 | 2021 | 8 |  |  |  | 67.1623 | 1
| LCA | Big Creek/Ventura | 8 | Average Weekday | SCE | 1-in-10 | 2021 | 9 |  |  |  | 69.3921 | 1
| LCA | Big Creek/Ventura | 8 | Average Weekday | SCE | 1-in-10 | 2021 | 10 |  |  |  | 73.7514 | 1
| LCA | Big Creek/Ventura | 8 | Average Weekday | SCE | 1-in-10 | 2021 | 11 |  |  |  | 78.361 | 1
| LCA | Big Creek/Ventura | 8 | Average Weekday | SCE | 1-in-10 | 2021 | 12 |  |  |  | 82.5195 | 1
| LCA | Big Creek/Ventura | 8 | Average Weekday | SCE | 1-in-10 | 2021 | 13 |  |  |  | 85.7826 | 1
| LCA | Big Creek/Ventura | 8 | Average Weekday | SCE | 1-in-10 | 2021 | 14 |  |  |  | 88.0277 | 1
| LCA | Big Creek/Ventura | 8 | Average Weekday | SCE | 1-in-10 | 2021 | 15 |  |  |  | 89.5388 | 1
| LCA | Big Creek/Ventura | 8 | Average Weekday | SCE | 1-in-10 | 2021 | 16 |  |  |  | 90.0297 | 1
| LCA | Big Creek/Ventura | 8 | Average Weekday | SCE | 1-in-10 | 2021 | 17 |  |  |  | 89.689 | 1
| LCA | Big Creek/Ventura | 8 | Average Weekday | SCE | 1-in-10 | 2021 | 18 |  |  |  | 88.4673 | 1
| LCA | Big Creek/Ventura | 8 | Average Weekday | SCE | 1-in-10 | 2021 | 19 |  |  |  | 86.572 | 1
| LCA | Big Creek/Ventura | 8 | Average Weekday | SCE | 1-in-10 | 2021 | 20 |  |  |  | 83.8523 | 1
| LCA | Big Creek/Ventura | 8 | Average Weekday | SCE | 1-in-10 | 2021 | 21 |  |  |  | 80.2474 | 1
| LCA | Big Creek/Ventura | 8 | Average Weekday | SCE | 1-in-10 | 2021 | 22 |  |  |  | 77.3183 | 1
| LCA | Big Creek/Ventura | 8 | Average Weekday | SCE | 1-in-10 | 2021 | 23 |  |  |  | 75.3625 | 1
| LCA | Big Creek/Ventura | 8 | Average Weekday | SCE | 1-in-10 | 2021 | 24 |  |  |  | 73.8133 | 1
| LCA | Big Creek/Ventura | 8 | Monthly System Peak Day | SCE | 1-in-10 | 2021 | 1 |  |  |  | 80.1 | 1
| LCA | Big Creek/Ventura | 8 | Monthly System Peak Day | SCE | 1-in-10 | 2021 | 2 |  |  |  | 78.5121 | 1
| LCA | Big Creek/Ventura | 8 | Monthly System Peak Day | SCE | 1-in-10 | 2021 | 3 |  |  |  | 77.2293 | 1
| LCA | Big Creek/Ventura | 8 | Monthly System Peak Day | SCE | 1-in-10 | 2021 | 4 |  |  |  | 75.3614 | 1
| LCA | Big Creek/Ventura | 8 | Monthly System Peak Day | SCE | 1-in-10 | 2021 | 5 |  |  |  | 73.9521 | 1
| LCA | Big Creek/Ventura | 8 | Monthly System Peak Day | SCE | 1-in-10 | 2021 | 6 |  |  |  | 72.6943 | 1
| LCA | Big Creek/Ventura | 8 | Monthly System Peak Day | SCE | 1-in-10 | 2021 | 7 |  |  |  | 70.8336 | 1
| LCA | Big Creek/Ventura | 8 | Monthly System Peak Day | SCE | 1-in-10 | 2021 | 8 |  |  |  | 70.2743 | 1
| LCA | Big Creek/Ventura | 8 | Monthly System Peak Day | SCE | 1-in-10 | 2021 | 9 |  |  |  | 73.2929 | 1
| LCA | Big Creek/Ventura | 8 | Monthly System Peak Day | SCE | 1-in-10 | 2021 | 10 |  |  |  | 79.2857 | 1
| LCA | Big Creek/Ventura | 8 | Monthly System Peak Day | SCE | 1-in-10 | 2021 | 11 |  |  |  | 85.0214 | 1
| LCA | Big Creek/Ventura | 8 | Monthly System Peak Day | SCE | 1-in-10 | 2021 | 12 |  |  |  | 89.7071 | 1
| LCA | Big Creek/Ventura | 8 | Monthly System Peak Day | SCE | 1-in-10 | 2021 | 13 |  |  |  | 93.3071 | 1
| LCA | Big Creek/Ventura | 8 | Monthly System Peak Day | SCE | 1-in-10 | 2021 | 14 |  |  |  | 95.6786 | 1
| LCA | Big Creek/Ventura | 8 | Monthly System Peak Day | SCE | 1-in-10 | 2021 | 15 |  |  |  | 97.45 | 1
| LCA | Big Creek/Ventura | 8 | Monthly System Peak Day | SCE | 1-in-10 | 2021 | 16 |  |  |  | 97.5786 | 1
| LCA | Big Creek/Ventura | 8 | Monthly System Peak Day | SCE | 1-in-10 | 2021 | 17 |  |  |  | 96.85 | 1
| LCA | Big Creek/Ventura | 8 | Monthly System Peak Day | SCE | 1-in-10 | 2021 | 18 |  |  |  | 95.75 | 1
| LCA | Big Creek/Ventura | 8 | Monthly System Peak Day | SCE | 1-in-10 | 2021 | 19 |  |  |  | 94.3071 | 1
| LCA | Big Creek/Ventura | 8 | Monthly System Peak Day | SCE | 1-in-10 | 2021 | 20 |  |  |  | 91.8214 | 1
| LCA | Big Creek/Ventura | 8 | Monthly System Peak Day | SCE | 1-in-10 | 2021 | 21 |  |  |  | 88.2821 | 1
| LCA | Big Creek/Ventura | 8 | Monthly System Peak Day | SCE | 1-in-10 | 2021 | 22 |  |  |  | 85.0971 | 1
| LCA | Big Creek/Ventura | 8 | Monthly System Peak Day | SCE | 1-in-10 | 2021 | 23 |  |  |  | 82.7607 | 1
| LCA | Big Creek/Ventura | 8 | Monthly System Peak Day | SCE | 1-in-10 | 2021 | 24 |  |  |  | 82.1864 | 1
| LCA | Big Creek/Ventura | 8 | Typical Event Day | SCE | 1-in-10 | 2021 | 1 |  |  |  | 78.268 | 1
| LCA | Big Creek/Ventura | 8 | Typical Event Day | SCE | 1-in-10 | 2021 | 2 |  |  |  | 76.5686 | 1
| LCA | Big Creek/Ventura | 8 | Typical Event Day | SCE | 1-in-10 | 2021 | 3 |  |  |  | 75.1691 | 1
| LCA | Big Creek/Ventura | 8 | Typical Event Day | SCE | 1-in-10 | 2021 | 4 |  |  |  | 74.1738 | 1
| LCA | Big Creek/Ventura | 8 | Typical Event Day | SCE | 1-in-10 | 2021 | 5 |  |  |  | 72.9584 | 1
| LCA | Big Creek/Ventura | 8 | Typical Event Day | SCE | 1-in-10 | 2021 | 6 |  |  |  | 71.5312 | 1
| LCA | Big Creek/Ventura | 8 | Typical Event Day | SCE | 1-in-10 | 2021 | 7 |  |  |  | 70.6979 | 1
| LCA | Big Creek/Ventura | 8 | Typical Event Day | SCE | 1-in-10 | 2021 | 8 |  |  |  | 71.0314 | 1
| LCA | Big Creek/Ventura | 8 | Typical Event Day | SCE | 1-in-10 | 2021 | 9 |  |  |  | 74.3273 | 1
| LCA | Big Creek/Ventura | 8 | Typical Event Day | SCE | 1-in-10 | 2021 | 10 |  |  |  | 79.9921 | 1
| LCA | Big Creek/Ventura | 8 | Typical Event Day | SCE | 1-in-10 | 2021 | 11 |  |  |  | 85.5666 | 1
| LCA | Big Creek/Ventura | 8 | Typical Event Day | SCE | 1-in-10 | 2021 | 12 |  |  |  | 90.1973 | 1
| LCA | Big Creek/Ventura | 8 | Typical Event Day | SCE | 1-in-10 | 2021 | 13 |  |  |  | 93.6804 | 1
| LCA | Big Creek/Ventura | 8 | Typical Event Day | SCE | 1-in-10 | 2021 | 14 |  |  |  | 96.2429 | 1
| LCA | Big Creek/Ventura | 8 | Typical Event Day | SCE | 1-in-10 | 2021 | 15 |  |  |  | 97.8 | 1
| LCA | Big Creek/Ventura | 8 | Typical Event Day | SCE | 1-in-10 | 2021 | 16 |  |  |  | 98.2786 | 1
| LCA | Big Creek/Ventura | 8 | Typical Event Day | SCE | 1-in-10 | 2021 | 17 |  |  |  | 98.3393 | 1
| LCA | Big Creek/Ventura | 8 | Typical Event Day | SCE | 1-in-10 | 2021 | 18 |  |  |  | 97.4571 | 1
| LCA | Big Creek/Ventura | 8 | Typical Event Day | SCE | 1-in-10 | 2021 | 19 |  |  |  | 94.9071 | 1
| LCA | Big Creek/Ventura | 8 | Typical Event Day | SCE | 1-in-10 | 2021 | 20 |  |  |  | 92.492 | 1
| LCA | Big Creek/Ventura | 8 | Typical Event Day | SCE | 1-in-10 | 2021 | 21 |  |  |  | 89.4821 | 1
| LCA | Big Creek/Ventura | 8 | Typical Event Day | SCE | 1-in-10 | 2021 | 22 |  |  |  | 86.4482 | 1
| LCA | Big Creek/Ventura | 8 | Typical Event Day | SCE | 1-in-10 | 2021 | 23 |  |  |  | 84.3057 | 1
| LCA | Big Creek/Ventura | 8 | Typical Event Day | SCE | 1-in-10 | 2021 | 24 |  |  |  | 83.0146 | 1
| LCA | Big Creek/Ventura | 9 | Average Weekday | SCE | 1-in-10 | 2021 | 1 |  |  |  | 70.2028 | 1
| LCA | Big Creek/Ventura | 9 | Average Weekday | SCE | 1-in-10 | 2021 | 2 |  |  |  | 69.1836 | 1
| LCA | Big Creek/Ventura | 9 | Average Weekday | SCE | 1-in-10 | 2021 | 3 |  |  |  | 68.2518 | 1
| LCA | Big Creek/Ventura | 9 | Average Weekday | SCE | 1-in-10 | 2021 | 4 |  |  |  | 67.4618 | 1
| LCA | Big Creek/Ventura | 9 | Average Weekday | SCE | 1-in-10 | 2021 | 5 |  |  |  | 66.5713 | 1
| LCA | Big Creek/Ventura | 9 | Average Weekday | SCE | 1-in-10 | 2021 | 6 |  |  |  | 65.7951 | 1
| LCA | Big Creek/Ventura | 9 | Average Weekday | SCE | 1-in-10 | 2021 | 7 |  |  |  | 65.2006 | 1
| LCA | Big Creek/Ventura | 9 | Average Weekday | SCE | 1-in-10 | 2021 | 8 |  |  |  | 64.7186 | 1
| LCA | Big Creek/Ventura | 9 | Average Weekday | SCE | 1-in-10 | 2021 | 9 |  |  |  | 65.7455 | 1
| LCA | Big Creek/Ventura | 9 | Average Weekday | SCE | 1-in-10 | 2021 | 10 |  |  |  | 69.433 | 1
| LCA | Big Creek/Ventura | 9 | Average Weekday | SCE | 1-in-10 | 2021 | 11 |  |  |  | 73.8913 | 1
| LCA | Big Creek/Ventura | 9 | Average Weekday | SCE | 1-in-10 | 2021 | 12 |  |  |  | 78.089 | 1
| LCA | Big Creek/Ventura | 9 | Average Weekday | SCE | 1-in-10 | 2021 | 13 |  |  |  | 81.4035 | 1
| LCA | Big Creek/Ventura | 9 | Average Weekday | SCE | 1-in-10 | 2021 | 14 |  |  |  | 83.8146 | 1
| LCA | Big Creek/Ventura | 9 | Average Weekday | SCE | 1-in-10 | 2021 | 15 |  |  |  | 85.4224 | 1
| LCA | Big Creek/Ventura | 9 | Average Weekday | SCE | 1-in-10 | 2021 | 16 |  |  |  | 86.0571 | 1
| LCA | Big Creek/Ventura | 9 | Average Weekday | SCE | 1-in-10 | 2021 | 17 |  |  |  | 85.7889 | 1
| LCA | Big Creek/Ventura | 9 | Average Weekday | SCE | 1-in-10 | 2021 | 18 |  |  |  | 84.8251 | 1
| LCA | Big Creek/Ventura | 9 | Average Weekday | SCE | 1-in-10 | 2021 | 19 |  |  |  | 82.9592 | 1
| LCA | Big Creek/Ventura | 9 | Average Weekday | SCE | 1-in-10 | 2021 | 20 |  |  |  | 79.8824 | 1
| LCA | Big Creek/Ventura | 9 | Average Weekday | SCE | 1-in-10 | 2021 | 21 |  |  |  | 76.5321 | 1
| LCA | Big Creek/Ventura | 9 | Average Weekday | SCE | 1-in-10 | 2021 | 22 |  |  |  | 74.4318 | 1
| LCA | Big Creek/Ventura | 9 | Average Weekday | SCE | 1-in-10 | 2021 | 23 |  |  |  | 72.679 | 1
| LCA | Big Creek/Ventura | 9 | Average Weekday | SCE | 1-in-10 | 2021 | 24 |  |  |  | 71.1678 | 1
| LCA | Big Creek/Ventura | 9 | Monthly System Peak Day | SCE | 1-in-10 | 2021 | 1 |  |  |  | 76.5886 | 1
| LCA | Big Creek/Ventura | 9 | Monthly System Peak Day | SCE | 1-in-10 | 2021 | 2 |  |  |  | 75.235 | 1
| LCA | Big Creek/Ventura | 9 | Monthly System Peak Day | SCE | 1-in-10 | 2021 | 3 |  |  |  | 73.8857 | 1
| LCA | Big Creek/Ventura | 9 | Monthly System Peak Day | SCE | 1-in-10 | 2021 | 4 |  |  |  | 73.9464 | 1
| LCA | Big Creek/Ventura | 9 | Monthly System Peak Day | SCE | 1-in-10 | 2021 | 5 |  |  |  | 74.2893 | 1
| LCA | Big Creek/Ventura | 9 | Monthly System Peak Day | SCE | 1-in-10 | 2021 | 6 |  |  |  | 72.6643 | 1
| LCA | Big Creek/Ventura | 9 | Monthly System Peak Day | SCE | 1-in-10 | 2021 | 7 |  |  |  | 72.9357 | 1
| LCA | Big Creek/Ventura | 9 | Monthly System Peak Day | SCE | 1-in-10 | 2021 | 8 |  |  |  | 72.825 | 1
| LCA | Big Creek/Ventura | 9 | Monthly System Peak Day | SCE | 1-in-10 | 2021 | 9 |  |  |  | 74.1043 | 1
| LCA | Big Creek/Ventura | 9 | Monthly System Peak Day | SCE | 1-in-10 | 2021 | 10 |  |  |  | 78.4857 | 1
| LCA | Big Creek/Ventura | 9 | Monthly System Peak Day | SCE | 1-in-10 | 2021 | 11 |  |  |  | 83.4 | 1
| LCA | Big Creek/Ventura | 9 | Monthly System Peak Day | SCE | 1-in-10 | 2021 | 12 |  |  |  | 87.9571 | 1
| LCA | Big Creek/Ventura | 9 | Monthly System Peak Day | SCE | 1-in-10 | 2021 | 13 |  |  |  | 90.9214 | 1
| LCA | Big Creek/Ventura | 9 | Monthly System Peak Day | SCE | 1-in-10 | 2021 | 14 |  |  |  | 93.5071 | 1
| LCA | Big Creek/Ventura | 9 | Monthly System Peak Day | SCE | 1-in-10 | 2021 | 15 |  |  |  | 95.0786 | 1
| LCA | Big Creek/Ventura | 9 | Monthly System Peak Day | SCE | 1-in-10 | 2021 | 16 |  |  |  | 96.4429 | 1
| LCA | Big Creek/Ventura | 9 | Monthly System Peak Day | SCE | 1-in-10 | 2021 | 17 |  |  |  | 97.1857 | 1
| LCA | Big Creek/Ventura | 9 | Monthly System Peak Day | SCE | 1-in-10 | 2021 | 18 |  |  |  | 96.3786 | 1
| LCA | Big Creek/Ventura | 9 | Monthly System Peak Day | SCE | 1-in-10 | 2021 | 19 |  |  |  | 93.7357 | 1
| LCA | Big Creek/Ventura | 9 | Monthly System Peak Day | SCE | 1-in-10 | 2021 | 20 |  |  |  | 91.0571 | 1
| LCA | Big Creek/Ventura | 9 | Monthly System Peak Day | SCE | 1-in-10 | 2021 | 21 |  |  |  | 88.3786 | 1
| LCA | Big Creek/Ventura | 9 | Monthly System Peak Day | SCE | 1-in-10 | 2021 | 22 |  |  |  | 85.8286 | 1
| LCA | Big Creek/Ventura | 9 | Monthly System Peak Day | SCE | 1-in-10 | 2021 | 23 |  |  |  | 83.9214 | 1
| LCA | Big Creek/Ventura | 9 | Monthly System Peak Day | SCE | 1-in-10 | 2021 | 24 |  |  |  | 82.0786 | 1
| LCA | Big Creek/Ventura | 10 | Average Weekday | SCE | 1-in-10 | 2021 | 1 |  |  |  | 64.6574 | 1
| LCA | Big Creek/Ventura | 10 | Average Weekday | SCE | 1-in-10 | 2021 | 2 |  |  |  | 63.6685 | 1
| LCA | Big Creek/Ventura | 10 | Average Weekday | SCE | 1-in-10 | 2021 | 3 |  |  |  | 62.8361 | 1
| LCA | Big Creek/Ventura | 10 | Average Weekday | SCE | 1-in-10 | 2021 | 4 |  |  |  | 61.9542 | 1
| LCA | Big Creek/Ventura | 10 | Average Weekday | SCE | 1-in-10 | 2021 | 5 |  |  |  | 61.1331 | 1
| LCA | Big Creek/Ventura | 10 | Average Weekday | SCE | 1-in-10 | 2021 | 6 |  |  |  | 60.6957 | 1
| LCA | Big Creek/Ventura | 10 | Average Weekday | SCE | 1-in-10 | 2021 | 7 |  |  |  | 60.0795 | 1
| LCA | Big Creek/Ventura | 10 | Average Weekday | SCE | 1-in-10 | 2021 | 8 |  |  |  | 59.6208 | 1
| LCA | Big Creek/Ventura | 10 | Average Weekday | SCE | 1-in-10 | 2021 | 9 |  |  |  | 60.0076 | 1
| LCA | Big Creek/Ventura | 10 | Average Weekday | SCE | 1-in-10 | 2021 | 10 |  |  |  | 63.1345 | 1
| LCA | Big Creek/Ventura | 10 | Average Weekday | SCE | 1-in-10 | 2021 | 11 |  |  |  | 67.9007 | 1
| LCA | Big Creek/Ventura | 10 | Average Weekday | SCE | 1-in-10 | 2021 | 12 |  |  |  | 72.4013 | 1
| LCA | Big Creek/Ventura | 10 | Average Weekday | SCE | 1-in-10 | 2021 | 13 |  |  |  | 75.8279 | 1
| LCA | Big Creek/Ventura | 10 | Average Weekday | SCE | 1-in-10 | 2021 | 14 |  |  |  | 78.2119 | 1
| LCA | Big Creek/Ventura | 10 | Average Weekday | SCE | 1-in-10 | 2021 | 15 |  |  |  | 79.6814 | 1
| LCA | Big Creek/Ventura | 10 | Average Weekday | SCE | 1-in-10 | 2021 | 16 |  |  |  | 80.4072 | 1
| LCA | Big Creek/Ventura | 10 | Average Weekday | SCE | 1-in-10 | 2021 | 17 |  |  |  | 80.5515 | 1
| LCA | Big Creek/Ventura | 10 | Average Weekday | SCE | 1-in-10 | 2021 | 18 |  |  |  | 79.6518 | 1
| LCA | Big Creek/Ventura | 10 | Average Weekday | SCE | 1-in-10 | 2021 | 19 |  |  |  | 77.5644 | 1
| LCA | Big Creek/Ventura | 10 | Average Weekday | SCE | 1-in-10 | 2021 | 20 |  |  |  | 74.3088 | 1
| LCA | Big Creek/Ventura | 10 | Average Weekday | SCE | 1-in-10 | 2021 | 21 |  |  |  | 71.652 | 1
| LCA | Big Creek/Ventura | 10 | Average Weekday | SCE | 1-in-10 | 2021 | 22 |  |  |  | 69.4339 | 1
| LCA | Big Creek/Ventura | 10 | Average Weekday | SCE | 1-in-10 | 2021 | 23 |  |  |  | 67.5514 | 1
| LCA | Big Creek/Ventura | 10 | Average Weekday | SCE | 1-in-10 | 2021 | 24 |  |  |  | 65.7874 | 1
| LCA | Big Creek/Ventura | 10 | Monthly System Peak Day | SCE | 1-in-10 | 2021 | 1 |  |  |  | 72.9114 | 1
| LCA | Big Creek/Ventura | 10 | Monthly System Peak Day | SCE | 1-in-10 | 2021 | 2 |  |  |  | 73.1943 | 1
| LCA | Big Creek/Ventura | 10 | Monthly System Peak Day | SCE | 1-in-10 | 2021 | 3 |  |  |  | 75.1807 | 1
| LCA | Big Creek/Ventura | 10 | Monthly System Peak Day | SCE | 1-in-10 | 2021 | 4 |  |  |  | 74.4336 | 1
| LCA | Big Creek/Ventura | 10 | Monthly System Peak Day | SCE | 1-in-10 | 2021 | 5 |  |  |  | 73.5214 | 1
| LCA | Big Creek/Ventura | 10 | Monthly System Peak Day | SCE | 1-in-10 | 2021 | 6 |  |  |  | 72.8371 | 1
| LCA | Big Creek/Ventura | 10 | Monthly System Peak Day | SCE | 1-in-10 | 2021 | 7 |  |  |  | 71.7614 | 1
| LCA | Big Creek/Ventura | 10 | Monthly System Peak Day | SCE | 1-in-10 | 2021 | 8 |  |  |  | 71.4336 | 1
| LCA | Big Creek/Ventura | 10 | Monthly System Peak Day | SCE | 1-in-10 | 2021 | 9 |  |  |  | 71.4886 | 1
| LCA | Big Creek/Ventura | 10 | Monthly System Peak Day | SCE | 1-in-10 | 2021 | 10 |  |  |  | 75.3786 | 1
| LCA | Big Creek/Ventura | 10 | Monthly System Peak Day | SCE | 1-in-10 | 2021 | 11 |  |  |  | 80.3886 | 1
| LCA | Big Creek/Ventura | 10 | Monthly System Peak Day | SCE | 1-in-10 | 2021 | 12 |  |  |  | 86.0643 | 1
| LCA | Big Creek/Ventura | 10 | Monthly System Peak Day | SCE | 1-in-10 | 2021 | 13 |  |  |  | 89.9 | 1
| LCA | Big Creek/Ventura | 10 | Monthly System Peak Day | SCE | 1-in-10 | 2021 | 14 |  |  |  | 91.2286 | 1
| LCA | Big Creek/Ventura | 10 | Monthly System Peak Day | SCE | 1-in-10 | 2021 | 15 |  |  |  | 92.8571 | 1
| LCA | Big Creek/Ventura | 10 | Monthly System Peak Day | SCE | 1-in-10 | 2021 | 16 |  |  |  | 93.7643 | 1
| LCA | Big Creek/Ventura | 10 | Monthly System Peak Day | SCE | 1-in-10 | 2021 | 17 |  |  |  | 94.8 | 1
| LCA | Big Creek/Ventura | 10 | Monthly System Peak Day | SCE | 1-in-10 | 2021 | 18 |  |  |  | 94.3429 | 1
| LCA | Big Creek/Ventura | 10 | Monthly System Peak Day | SCE | 1-in-10 | 2021 | 19 |  |  |  | 92.5071 | 1
| LCA | Big Creek/Ventura | 10 | Monthly System Peak Day | SCE | 1-in-10 | 2021 | 20 |  |  |  | 88.0714 | 1
| LCA | Big Creek/Ventura | 10 | Monthly System Peak Day | SCE | 1-in-10 | 2021 | 21 |  |  |  | 84.25 | 1
| LCA | Big Creek/Ventura | 10 | Monthly System Peak Day | SCE | 1-in-10 | 2021 | 22 |  |  |  | 80.5929 | 1
| LCA | Big Creek/Ventura | 10 | Monthly System Peak Day | SCE | 1-in-10 | 2021 | 23 |  |  |  | 78.5843 | 1
| LCA | Big Creek/Ventura | 10 | Monthly System Peak Day | SCE | 1-in-10 | 2021 | 24 |  |  |  | 76.1214 | 1
| LCA | Big Creek/Ventura | 11 | Average Weekday | SCE | 1-in-10 | 2021 | 1 |  |  |  | 53.2581 | 1
| LCA | Big Creek/Ventura | 11 | Average Weekday | SCE | 1-in-10 | 2021 | 2 |  |  |  | 52.2332 | 1
| LCA | Big Creek/Ventura | 11 | Average Weekday | SCE | 1-in-10 | 2021 | 3 |  |  |  | 51.3054 | 1
| LCA | Big Creek/Ventura | 11 | Average Weekday | SCE | 1-in-10 | 2021 | 4 |  |  |  | 50.3869 | 1
| LCA | Big Creek/Ventura | 11 | Average Weekday | SCE | 1-in-10 | 2021 | 5 |  |  |  | 49.5653 | 1
| LCA | Big Creek/Ventura | 11 | Average Weekday | SCE | 1-in-10 | 2021 | 6 |  |  |  | 48.9192 | 1
| LCA | Big Creek/Ventura | 11 | Average Weekday | SCE | 1-in-10 | 2021 | 7 |  |  |  | 48.5108 | 1
| LCA | Big Creek/Ventura | 11 | Average Weekday | SCE | 1-in-10 | 2021 | 8 |  |  |  | 48.19 | 1
| LCA | Big Creek/Ventura | 11 | Average Weekday | SCE | 1-in-10 | 2021 | 9 |  |  |  | 49.6874 | 1
| LCA | Big Creek/Ventura | 11 | Average Weekday | SCE | 1-in-10 | 2021 | 10 |  |  |  | 53.9557 | 1
| LCA | Big Creek/Ventura | 11 | Average Weekday | SCE | 1-in-10 | 2021 | 11 |  |  |  | 58.7942 | 1
| LCA | Big Creek/Ventura | 11 | Average Weekday | SCE | 1-in-10 | 2021 | 12 |  |  |  | 63.0026 | 1
| LCA | Big Creek/Ventura | 11 | Average Weekday | SCE | 1-in-10 | 2021 | 13 |  |  |  | 65.857 | 1
| LCA | Big Creek/Ventura | 11 | Average Weekday | SCE | 1-in-10 | 2021 | 14 |  |  |  | 67.6396 | 1
| LCA | Big Creek/Ventura | 11 | Average Weekday | SCE | 1-in-10 | 2021 | 15 |  |  |  | 68.5811 | 1
| LCA | Big Creek/Ventura | 11 | Average Weekday | SCE | 1-in-10 | 2021 | 16 |  |  |  | 68.8531 | 1
| LCA | Big Creek/Ventura | 11 | Average Weekday | SCE | 1-in-10 | 2021 | 17 |  |  |  | 68.3015 | 1
| LCA | Big Creek/Ventura | 11 | Average Weekday | SCE | 1-in-10 | 2021 | 18 |  |  |  | 66.4193 | 1
| LCA | Big Creek/Ventura | 11 | Average Weekday | SCE | 1-in-10 | 2021 | 19 |  |  |  | 63.5043 | 1
| LCA | Big Creek/Ventura | 11 | Average Weekday | SCE | 1-in-10 | 2021 | 20 |  |  |  | 60.7171 | 1
| LCA | Big Creek/Ventura | 11 | Average Weekday | SCE | 1-in-10 | 2021 | 21 |  |  |  | 58.3538 | 1
| LCA | Big Creek/Ventura | 11 | Average Weekday | SCE | 1-in-10 | 2021 | 22 |  |  |  | 56.4636 | 1
| LCA | Big Creek/Ventura | 11 | Average Weekday | SCE | 1-in-10 | 2021 | 23 |  |  |  | 55.1132 | 1
| LCA | Big Creek/Ventura | 11 | Average Weekday | SCE | 1-in-10 | 2021 | 24 |  |  |  | 54.0951 | 1
| LCA | Big Creek/Ventura | 11 | Monthly System Peak Day | SCE | 1-in-10 | 2021 | 1 |  |  |  | 64.8557 | 1
| LCA | Big Creek/Ventura | 11 | Monthly System Peak Day | SCE | 1-in-10 | 2021 | 2 |  |  |  | 63.4 | 1
| LCA | Big Creek/Ventura | 11 | Monthly System Peak Day | SCE | 1-in-10 | 2021 | 3 |  |  |  | 62.575 | 1
| LCA | Big Creek/Ventura | 11 | Monthly System Peak Day | SCE | 1-in-10 | 2021 | 4 |  |  |  | 60.9329 | 1
| LCA | Big Creek/Ventura | 11 | Monthly System Peak Day | SCE | 1-in-10 | 2021 | 5 |  |  |  | 60.2993 | 1
| LCA | Big Creek/Ventura | 11 | Monthly System Peak Day | SCE | 1-in-10 | 2021 | 6 |  |  |  | 58.755 | 1
| LCA | Big Creek/Ventura | 11 | Monthly System Peak Day | SCE | 1-in-10 | 2021 | 7 |  |  |  | 58.1757 | 1
| LCA | Big Creek/Ventura | 11 | Monthly System Peak Day | SCE | 1-in-10 | 2021 | 8 |  |  |  | 58.4971 | 1
| LCA | Big Creek/Ventura | 11 | Monthly System Peak Day | SCE | 1-in-10 | 2021 | 9 |  |  |  | 59.5321 | 1
| LCA | Big Creek/Ventura | 11 | Monthly System Peak Day | SCE | 1-in-10 | 2021 | 10 |  |  |  | 63.5629 | 1
| LCA | Big Creek/Ventura | 11 | Monthly System Peak Day | SCE | 1-in-10 | 2021 | 11 |  |  |  | 70.165 | 1
| LCA | Big Creek/Ventura | 11 | Monthly System Peak Day | SCE | 1-in-10 | 2021 | 12 |  |  |  | 76.7329 | 1
| LCA | Big Creek/Ventura | 11 | Monthly System Peak Day | SCE | 1-in-10 | 2021 | 13 |  |  |  | 80.7714 | 1
| LCA | Big Creek/Ventura | 11 | Monthly System Peak Day | SCE | 1-in-10 | 2021 | 14 |  |  |  | 83.5714 | 1
| LCA | Big Creek/Ventura | 11 | Monthly System Peak Day | SCE | 1-in-10 | 2021 | 15 |  |  |  | 84.6071 | 1
| LCA | Big Creek/Ventura | 11 | Monthly System Peak Day | SCE | 1-in-10 | 2021 | 16 |  |  |  | 85.3286 | 1
| LCA | Big Creek/Ventura | 11 | Monthly System Peak Day | SCE | 1-in-10 | 2021 | 17 |  |  |  | 85.3643 | 1
| LCA | Big Creek/Ventura | 11 | Monthly System Peak Day | SCE | 1-in-10 | 2021 | 18 |  |  |  | 84.1 | 1
| LCA | Big Creek/Ventura | 11 | Monthly System Peak Day | SCE | 1-in-10 | 2021 | 19 |  |  |  | 80.6929 | 1
| LCA | Big Creek/Ventura | 11 | Monthly System Peak Day | SCE | 1-in-10 | 2021 | 20 |  |  |  | 75.6357 | 1
| LCA | Big Creek/Ventura | 11 | Monthly System Peak Day | SCE | 1-in-10 | 2021 | 21 |  |  |  | 70.7864 | 1
| LCA | Big Creek/Ventura | 11 | Monthly System Peak Day | SCE | 1-in-10 | 2021 | 22 |  |  |  | 68.4421 | 1
| LCA | Big Creek/Ventura | 11 | Monthly System Peak Day | SCE | 1-in-10 | 2021 | 23 |  |  |  | 66.3479 | 1
| LCA | Big Creek/Ventura | 11 | Monthly System Peak Day | SCE | 1-in-10 | 2021 | 24 |  |  |  | 64.7529 | 1
| LCA | Big Creek/Ventura | 12 | Average Weekday | SCE | 1-in-10 | 2021 | 1 |  |  |  | 45.6414 | 1
| LCA | Big Creek/Ventura | 12 | Average Weekday | SCE | 1-in-10 | 2021 | 2 |  |  |  | 44.8109 | 1
| LCA | Big Creek/Ventura | 12 | Average Weekday | SCE | 1-in-10 | 2021 | 3 |  |  |  | 44.1837 | 1
| LCA | Big Creek/Ventura | 12 | Average Weekday | SCE | 1-in-10 | 2021 | 4 |  |  |  | 43.3696 | 1
| LCA | Big Creek/Ventura | 12 | Average Weekday | SCE | 1-in-10 | 2021 | 5 |  |  |  | 43.0515 | 1
| LCA | Big Creek/Ventura | 12 | Average Weekday | SCE | 1-in-10 | 2021 | 6 |  |  |  | 42.5648 | 1
| LCA | Big Creek/Ventura | 12 | Average Weekday | SCE | 1-in-10 | 2021 | 7 |  |  |  | 42.0354 | 1
| LCA | Big Creek/Ventura | 12 | Average Weekday | SCE | 1-in-10 | 2021 | 8 |  |  |  | 41.8085 | 1
| LCA | Big Creek/Ventura | 12 | Average Weekday | SCE | 1-in-10 | 2021 | 9 |  |  |  | 42.653 | 1
| LCA | Big Creek/Ventura | 12 | Average Weekday | SCE | 1-in-10 | 2021 | 10 |  |  |  | 46.058 | 1
| LCA | Big Creek/Ventura | 12 | Average Weekday | SCE | 1-in-10 | 2021 | 11 |  |  |  | 50.2263 | 1
| LCA | Big Creek/Ventura | 12 | Average Weekday | SCE | 1-in-10 | 2021 | 12 |  |  |  | 53.7152 | 1
| LCA | Big Creek/Ventura | 12 | Average Weekday | SCE | 1-in-10 | 2021 | 13 |  |  |  | 56.193 | 1
| LCA | Big Creek/Ventura | 12 | Average Weekday | SCE | 1-in-10 | 2021 | 14 |  |  |  | 57.7961 | 1
| LCA | Big Creek/Ventura | 12 | Average Weekday | SCE | 1-in-10 | 2021 | 15 |  |  |  | 58.6323 | 1
| LCA | Big Creek/Ventura | 12 | Average Weekday | SCE | 1-in-10 | 2021 | 16 |  |  |  | 58.9669 | 1
| LCA | Big Creek/Ventura | 12 | Average Weekday | SCE | 1-in-10 | 2021 | 17 |  |  |  | 58.4308 | 1
| LCA | Big Creek/Ventura | 12 | Average Weekday | SCE | 1-in-10 | 2021 | 18 |  |  |  | 56.5897 | 1
| LCA | Big Creek/Ventura | 12 | Average Weekday | SCE | 1-in-10 | 2021 | 19 |  |  |  | 54.0908 | 1
| LCA | Big Creek/Ventura | 12 | Average Weekday | SCE | 1-in-10 | 2021 | 20 |  |  |  | 51.9845 | 1
| LCA | Big Creek/Ventura | 12 | Average Weekday | SCE | 1-in-10 | 2021 | 21 |  |  |  | 50.3591 | 1
| LCA | Big Creek/Ventura | 12 | Average Weekday | SCE | 1-in-10 | 2021 | 22 |  |  |  | 49.0661 | 1
| LCA | Big Creek/Ventura | 12 | Average Weekday | SCE | 1-in-10 | 2021 | 23 |  |  |  | 47.7964 | 1
| LCA | Big Creek/Ventura | 12 | Average Weekday | SCE | 1-in-10 | 2021 | 24 |  |  |  | 46.9954 | 1
| LCA | Big Creek/Ventura | 12 | Monthly System Peak Day | SCE | 1-in-10 | 2021 | 1 |  |  |  | 40.7736 | 1
| LCA | Big Creek/Ventura | 12 | Monthly System Peak Day | SCE | 1-in-10 | 2021 | 2 |  |  |  | 40.2071 | 1
| LCA | Big Creek/Ventura | 12 | Monthly System Peak Day | SCE | 1-in-10 | 2021 | 3 |  |  |  | 38.9471 | 1
| LCA | Big Creek/Ventura | 12 | Monthly System Peak Day | SCE | 1-in-10 | 2021 | 4 |  |  |  | 37.6914 | 1
| LCA | Big Creek/Ventura | 12 | Monthly System Peak Day | SCE | 1-in-10 | 2021 | 5 |  |  |  | 37.0429 | 1
| LCA | Big Creek/Ventura | 12 | Monthly System Peak Day | SCE | 1-in-10 | 2021 | 6 |  |  |  | 35.6071 | 1
| LCA | Big Creek/Ventura | 12 | Monthly System Peak Day | SCE | 1-in-10 | 2021 | 7 |  |  |  | 34.0793 | 1
| LCA | Big Creek/Ventura | 12 | Monthly System Peak Day | SCE | 1-in-10 | 2021 | 8 |  |  |  | 33.665 | 1
| LCA | Big Creek/Ventura | 12 | Monthly System Peak Day | SCE | 1-in-10 | 2021 | 9 |  |  |  | 35.5443 | 1
| LCA | Big Creek/Ventura | 12 | Monthly System Peak Day | SCE | 1-in-10 | 2021 | 10 |  |  |  | 39.2764 | 1
| LCA | Big Creek/Ventura | 12 | Monthly System Peak Day | SCE | 1-in-10 | 2021 | 11 |  |  |  | 42.9014 | 1
| LCA | Big Creek/Ventura | 12 | Monthly System Peak Day | SCE | 1-in-10 | 2021 | 12 |  |  |  | 46.0714 | 1
| LCA | Big Creek/Ventura | 12 | Monthly System Peak Day | SCE | 1-in-10 | 2021 | 13 |  |  |  | 47.7536 | 1
| LCA | Big Creek/Ventura | 12 | Monthly System Peak Day | SCE | 1-in-10 | 2021 | 14 |  |  |  | 49.1129 | 1
| LCA | Big Creek/Ventura | 12 | Monthly System Peak Day | SCE | 1-in-10 | 2021 | 15 |  |  |  | 50.4914 | 1
| LCA | Big Creek/Ventura | 12 | Monthly System Peak Day | SCE | 1-in-10 | 2021 | 16 |  |  |  | 51.1093 | 1
| LCA | Big Creek/Ventura | 12 | Monthly System Peak Day | SCE | 1-in-10 | 2021 | 17 |  |  |  | 50.6336 | 1
| LCA | Big Creek/Ventura | 12 | Monthly System Peak Day | SCE | 1-in-10 | 2021 | 18 |  |  |  | 49.1286 | 1
| LCA | Big Creek/Ventura | 12 | Monthly System Peak Day | SCE | 1-in-10 | 2021 | 19 |  |  |  | 46.04 | 1
| LCA | Big Creek/Ventura | 12 | Monthly System Peak Day | SCE | 1-in-10 | 2021 | 20 |  |  |  | 43.6421 | 1
| LCA | Big Creek/Ventura | 12 | Monthly System Peak Day | SCE | 1-in-10 | 2021 | 21 |  |  |  | 41.805 | 1
| LCA | Big Creek/Ventura | 12 | Monthly System Peak Day | SCE | 1-in-10 | 2021 | 22 |  |  |  | 40.2143 | 1
| LCA | Big Creek/Ventura | 12 | Monthly System Peak Day | SCE | 1-in-10 | 2021 | 23 |  |  |  | 39.0786 | 1
| LCA | Big Creek/Ventura | 12 | Monthly System Peak Day | SCE | 1-in-10 | 2021 | 24 |  |  |  | 38.1714 | 1
| LCA | Big Creek/Ventura | 1 | Average Weekday | SCE | 1-in-10 | 2022 | 1 |  |  |  | 46.9726 | 1
| LCA | Big Creek/Ventura | 1 | Average Weekday | SCE | 1-in-10 | 2022 | 2 |  |  |  | 46.3899 | 1
| LCA | Big Creek/Ventura | 1 | Average Weekday | SCE | 1-in-10 | 2022 | 3 |  |  |  | 45.8098 | 1
| LCA | Big Creek/Ventura | 1 | Average Weekday | SCE | 1-in-10 | 2022 | 4 |  |  |  | 45.1295 | 1
| LCA | Big Creek/Ventura | 1 | Average Weekday | SCE | 1-in-10 | 2022 | 5 |  |  |  | 44.5356 | 1
| LCA | Big Creek/Ventura | 1 | Average Weekday | SCE | 1-in-10 | 2022 | 6 |  |  |  | 44.1452 | 1
| LCA | Big Creek/Ventura | 1 | Average Weekday | SCE | 1-in-10 | 2022 | 7 |  |  |  | 43.7767 | 1
| LCA | Big Creek/Ventura | 1 | Average Weekday | SCE | 1-in-10 | 2022 | 8 |  |  |  | 43.4369 | 1
| LCA | Big Creek/Ventura | 1 | Average Weekday | SCE | 1-in-10 | 2022 | 9 |  |  |  | 43.825 | 1
| LCA | Big Creek/Ventura | 1 | Average Weekday | SCE | 1-in-10 | 2022 | 10 |  |  |  | 46.4388 | 1
| LCA | Big Creek/Ventura | 1 | Average Weekday | SCE | 1-in-10 | 2022 | 11 |  |  |  | 50.0898 | 1
| LCA | Big Creek/Ventura | 1 | Average Weekday | SCE | 1-in-10 | 2022 | 12 |  |  |  | 53.082 | 1
| LCA | Big Creek/Ventura | 1 | Average Weekday | SCE | 1-in-10 | 2022 | 13 |  |  |  | 55.1166 | 1
| LCA | Big Creek/Ventura | 1 | Average Weekday | SCE | 1-in-10 | 2022 | 14 |  |  |  | 56.5521 | 1
| LCA | Big Creek/Ventura | 1 | Average Weekday | SCE | 1-in-10 | 2022 | 15 |  |  |  | 57.5392 | 1
| LCA | Big Creek/Ventura | 1 | Average Weekday | SCE | 1-in-10 | 2022 | 16 |  |  |  | 57.9567 | 1
| LCA | Big Creek/Ventura | 1 | Average Weekday | SCE | 1-in-10 | 2022 | 17 |  |  |  | 57.6834 | 1
| LCA | Big Creek/Ventura | 1 | Average Weekday | SCE | 1-in-10 | 2022 | 18 |  |  |  | 56.3685 | 1
| LCA | Big Creek/Ventura | 1 | Average Weekday | SCE | 1-in-10 | 2022 | 19 |  |  |  | 54.0957 | 1
| LCA | Big Creek/Ventura | 1 | Average Weekday | SCE | 1-in-10 | 2022 | 20 |  |  |  | 52.0419 | 1
| LCA | Big Creek/Ventura | 1 | Average Weekday | SCE | 1-in-10 | 2022 | 21 |  |  |  | 50.5806 | 1
| LCA | Big Creek/Ventura | 1 | Average Weekday | SCE | 1-in-10 | 2022 | 22 |  |  |  | 49.3198 | 1
| LCA | Big Creek/Ventura | 1 | Average Weekday | SCE | 1-in-10 | 2022 | 23 |  |  |  | 48.2823 | 1
| LCA | Big Creek/Ventura | 1 | Average Weekday | SCE | 1-in-10 | 2022 | 24 |  |  |  | 47.6345 | 1
| LCA | Big Creek/Ventura | 1 | Monthly System Peak Day | SCE | 1-in-10 | 2022 | 1 |  |  |  | 41.3479 | 1
| LCA | Big Creek/Ventura | 1 | Monthly System Peak Day | SCE | 1-in-10 | 2022 | 2 |  |  |  | 40.0943 | 1
| LCA | Big Creek/Ventura | 1 | Monthly System Peak Day | SCE | 1-in-10 | 2022 | 3 |  |  |  | 39.0714 | 1
| LCA | Big Creek/Ventura | 1 | Monthly System Peak Day | SCE | 1-in-10 | 2022 | 4 |  |  |  | 37.8993 | 1
| LCA | Big Creek/Ventura | 1 | Monthly System Peak Day | SCE | 1-in-10 | 2022 | 5 |  |  |  | 37.1579 | 1
| LCA | Big Creek/Ventura | 1 | Monthly System Peak Day | SCE | 1-in-10 | 2022 | 6 |  |  |  | 36.5943 | 1
| LCA | Big Creek/Ventura | 1 | Monthly System Peak Day | SCE | 1-in-10 | 2022 | 7 |  |  |  | 36.4721 | 1
| LCA | Big Creek/Ventura | 1 | Monthly System Peak Day | SCE | 1-in-10 | 2022 | 8 |  |  |  | 36.8593 | 1
| LCA | Big Creek/Ventura | 1 | Monthly System Peak Day | SCE | 1-in-10 | 2022 | 9 |  |  |  | 37.035 | 1
| LCA | Big Creek/Ventura | 1 | Monthly System Peak Day | SCE | 1-in-10 | 2022 | 10 |  |  |  | 39.5879 | 1
| LCA | Big Creek/Ventura | 1 | Monthly System Peak Day | SCE | 1-in-10 | 2022 | 11 |  |  |  | 42.2043 | 1
| LCA | Big Creek/Ventura | 1 | Monthly System Peak Day | SCE | 1-in-10 | 2022 | 12 |  |  |  | 44.2771 | 1
| LCA | Big Creek/Ventura | 1 | Monthly System Peak Day | SCE | 1-in-10 | 2022 | 13 |  |  |  | 43.8286 | 1
| LCA | Big Creek/Ventura | 1 | Monthly System Peak Day | SCE | 1-in-10 | 2022 | 14 |  |  |  | 44.5321 | 1
| LCA | Big Creek/Ventura | 1 | Monthly System Peak Day | SCE | 1-in-10 | 2022 | 15 |  |  |  | 45.7286 | 1
| LCA | Big Creek/Ventura | 1 | Monthly System Peak Day | SCE | 1-in-10 | 2022 | 16 |  |  |  | 46.5707 | 1
| LCA | Big Creek/Ventura | 1 | Monthly System Peak Day | SCE | 1-in-10 | 2022 | 17 |  |  |  | 47.0414 | 1
| LCA | Big Creek/Ventura | 1 | Monthly System Peak Day | SCE | 1-in-10 | 2022 | 18 |  |  |  | 45.9314 | 1
| LCA | Big Creek/Ventura | 1 | Monthly System Peak Day | SCE | 1-in-10 | 2022 | 19 |  |  |  | 43.87 | 1
| LCA | Big Creek/Ventura | 1 | Monthly System Peak Day | SCE | 1-in-10 | 2022 | 20 |  |  |  | 42.6786 | 1
| LCA | Big Creek/Ventura | 1 | Monthly System Peak Day | SCE | 1-in-10 | 2022 | 21 |  |  |  | 41.9493 | 1
| LCA | Big Creek/Ventura | 1 | Monthly System Peak Day | SCE | 1-in-10 | 2022 | 22 |  |  |  | 41.5471 | 1
| LCA | Big Creek/Ventura | 1 | Monthly System Peak Day | SCE | 1-in-10 | 2022 | 23 |  |  |  | 41.4043 | 1
| LCA | Big Creek/Ventura | 1 | Monthly System Peak Day | SCE | 1-in-10 | 2022 | 24 |  |  |  | 41.4957 | 1
| LCA | Big Creek/Ventura | 2 | Average Weekday | SCE | 1-in-10 | 2022 | 1 |  |  |  | 51.3747 | 1
| LCA | Big Creek/Ventura | 2 | Average Weekday | SCE | 1-in-10 | 2022 | 2 |  |  |  | 50.2988 | 1
| LCA | Big Creek/Ventura | 2 | Average Weekday | SCE | 1-in-10 | 2022 | 3 |  |  |  | 49.3487 | 1
| LCA | Big Creek/Ventura | 2 | Average Weekday | SCE | 1-in-10 | 2022 | 4 |  |  |  | 48.3699 | 1
| LCA | Big Creek/Ventura | 2 | Average Weekday | SCE | 1-in-10 | 2022 | 5 |  |  |  | 47.5163 | 1
| LCA | Big Creek/Ventura | 2 | Average Weekday | SCE | 1-in-10 | 2022 | 6 |  |  |  | 46.9323 | 1
| LCA | Big Creek/Ventura | 2 | Average Weekday | SCE | 1-in-10 | 2022 | 7 |  |  |  | 46.2951 | 1
| LCA | Big Creek/Ventura | 2 | Average Weekday | SCE | 1-in-10 | 2022 | 8 |  |  |  | 45.82 | 1
| LCA | Big Creek/Ventura | 2 | Average Weekday | SCE | 1-in-10 | 2022 | 9 |  |  |  | 47.1328 | 1
| LCA | Big Creek/Ventura | 2 | Average Weekday | SCE | 1-in-10 | 2022 | 10 |  |  |  | 51.5254 | 1
| LCA | Big Creek/Ventura | 2 | Average Weekday | SCE | 1-in-10 | 2022 | 11 |  |  |  | 56.5846 | 1
| LCA | Big Creek/Ventura | 2 | Average Weekday | SCE | 1-in-10 | 2022 | 12 |  |  |  | 60.71 | 1
| LCA | Big Creek/Ventura | 2 | Average Weekday | SCE | 1-in-10 | 2022 | 13 |  |  |  | 63.6338 | 1
| LCA | Big Creek/Ventura | 2 | Average Weekday | SCE | 1-in-10 | 2022 | 14 |  |  |  | 65.324 | 1
| LCA | Big Creek/Ventura | 2 | Average Weekday | SCE | 1-in-10 | 2022 | 15 |  |  |  | 66.1792 | 1
| LCA | Big Creek/Ventura | 2 | Average Weekday | SCE | 1-in-10 | 2022 | 16 |  |  |  | 66.7071 | 1
| LCA | Big Creek/Ventura | 2 | Average Weekday | SCE | 1-in-10 | 2022 | 17 |  |  |  | 66.5629 | 1
| LCA | Big Creek/Ventura | 2 | Average Weekday | SCE | 1-in-10 | 2022 | 18 |  |  |  | 65.2747 | 1
| LCA | Big Creek/Ventura | 2 | Average Weekday | SCE | 1-in-10 | 2022 | 19 |  |  |  | 62.4796 | 1
| LCA | Big Creek/Ventura | 2 | Average Weekday | SCE | 1-in-10 | 2022 | 20 |  |  |  | 59.6118 | 1
| LCA | Big Creek/Ventura | 2 | Average Weekday | SCE | 1-in-10 | 2022 | 21 |  |  |  | 57.2356 | 1
| LCA | Big Creek/Ventura | 2 | Average Weekday | SCE | 1-in-10 | 2022 | 22 |  |  |  | 55.0794 | 1
| LCA | Big Creek/Ventura | 2 | Average Weekday | SCE | 1-in-10 | 2022 | 23 |  |  |  | 53.3956 | 1
| LCA | Big Creek/Ventura | 2 | Average Weekday | SCE | 1-in-10 | 2022 | 24 |  |  |  | 51.9445 | 1
| LCA | Big Creek/Ventura | 2 | Monthly System Peak Day | SCE | 1-in-10 | 2022 | 1 |  |  |  | 62.7979 | 1
| LCA | Big Creek/Ventura | 2 | Monthly System Peak Day | SCE | 1-in-10 | 2022 | 2 |  |  |  | 60.5921 | 1
| LCA | Big Creek/Ventura | 2 | Monthly System Peak Day | SCE | 1-in-10 | 2022 | 3 |  |  |  | 60.4593 | 1
| LCA | Big Creek/Ventura | 2 | Monthly System Peak Day | SCE | 1-in-10 | 2022 | 4 |  |  |  | 59.0757 | 1
| LCA | Big Creek/Ventura | 2 | Monthly System Peak Day | SCE | 1-in-10 | 2022 | 5 |  |  |  | 57.5821 | 1
| LCA | Big Creek/Ventura | 2 | Monthly System Peak Day | SCE | 1-in-10 | 2022 | 6 |  |  |  | 55.4229 | 1
| LCA | Big Creek/Ventura | 2 | Monthly System Peak Day | SCE | 1-in-10 | 2022 | 7 |  |  |  | 54.08 | 1
| LCA | Big Creek/Ventura | 2 | Monthly System Peak Day | SCE | 1-in-10 | 2022 | 8 |  |  |  | 52.9957 | 1
| LCA | Big Creek/Ventura | 2 | Monthly System Peak Day | SCE | 1-in-10 | 2022 | 9 |  |  |  | 54.8779 | 1
| LCA | Big Creek/Ventura | 2 | Monthly System Peak Day | SCE | 1-in-10 | 2022 | 10 |  |  |  | 60.7657 | 1
| LCA | Big Creek/Ventura | 2 | Monthly System Peak Day | SCE | 1-in-10 | 2022 | 11 |  |  |  | 66.5386 | 1
| LCA | Big Creek/Ventura | 2 | Monthly System Peak Day | SCE | 1-in-10 | 2022 | 12 |  |  |  | 71.4286 | 1
| LCA | Big Creek/Ventura | 2 | Monthly System Peak Day | SCE | 1-in-10 | 2022 | 13 |  |  |  | 75.2543 | 1
| LCA | Big Creek/Ventura | 2 | Monthly System Peak Day | SCE | 1-in-10 | 2022 | 14 |  |  |  | 77.06 | 1
| LCA | Big Creek/Ventura | 2 | Monthly System Peak Day | SCE | 1-in-10 | 2022 | 15 |  |  |  | 78.1643 | 1
| LCA | Big Creek/Ventura | 2 | Monthly System Peak Day | SCE | 1-in-10 | 2022 | 16 |  |  |  | 79.4286 | 1
| LCA | Big Creek/Ventura | 2 | Monthly System Peak Day | SCE | 1-in-10 | 2022 | 17 |  |  |  | 79.3286 | 1
| LCA | Big Creek/Ventura | 2 | Monthly System Peak Day | SCE | 1-in-10 | 2022 | 18 |  |  |  | 78.4 | 1
| LCA | Big Creek/Ventura | 2 | Monthly System Peak Day | SCE | 1-in-10 | 2022 | 19 |  |  |  | 74.6357 | 1
| LCA | Big Creek/Ventura | 2 | Monthly System Peak Day | SCE | 1-in-10 | 2022 | 20 |  |  |  | 69.9336 | 1
| LCA | Big Creek/Ventura | 2 | Monthly System Peak Day | SCE | 1-in-10 | 2022 | 21 |  |  |  | 65.4836 | 1
| LCA | Big Creek/Ventura | 2 | Monthly System Peak Day | SCE | 1-in-10 | 2022 | 22 |  |  |  | 61.9921 | 1
| LCA | Big Creek/Ventura | 2 | Monthly System Peak Day | SCE | 1-in-10 | 2022 | 23 |  |  |  | 60.215 | 1
| LCA | Big Creek/Ventura | 2 | Monthly System Peak Day | SCE | 1-in-10 | 2022 | 24 |  |  |  | 59.5486 | 1
| LCA | Big Creek/Ventura | 3 | Average Weekday | SCE | 1-in-10 | 2022 | 1 |  |  |  | 55.76 | 1
| LCA | Big Creek/Ventura | 3 | Average Weekday | SCE | 1-in-10 | 2022 | 2 |  |  |  | 54.6302 | 1
| LCA | Big Creek/Ventura | 3 | Average Weekday | SCE | 1-in-10 | 2022 | 3 |  |  |  | 53.6954 | 1
| LCA | Big Creek/Ventura | 3 | Average Weekday | SCE | 1-in-10 | 2022 | 4 |  |  |  | 52.8489 | 1
| LCA | Big Creek/Ventura | 3 | Average Weekday | SCE | 1-in-10 | 2022 | 5 |  |  |  | 51.8634 | 1
| LCA | Big Creek/Ventura | 3 | Average Weekday | SCE | 1-in-10 | 2022 | 6 |  |  |  | 51.0123 | 1
| LCA | Big Creek/Ventura | 3 | Average Weekday | SCE | 1-in-10 | 2022 | 7 |  |  |  | 50.3326 | 1
| LCA | Big Creek/Ventura | 3 | Average Weekday | SCE | 1-in-10 | 2022 | 8 |  |  |  | 49.9971 | 1
| LCA | Big Creek/Ventura | 3 | Average Weekday | SCE | 1-in-10 | 2022 | 9 |  |  |  | 51.0948 | 1
| LCA | Big Creek/Ventura | 3 | Average Weekday | SCE | 1-in-10 | 2022 | 10 |  |  |  | 54.9948 | 1
| LCA | Big Creek/Ventura | 3 | Average Weekday | SCE | 1-in-10 | 2022 | 11 |  |  |  | 59.737 | 1
| LCA | Big Creek/Ventura | 3 | Average Weekday | SCE | 1-in-10 | 2022 | 12 |  |  |  | 63.8311 | 1
| LCA | Big Creek/Ventura | 3 | Average Weekday | SCE | 1-in-10 | 2022 | 13 |  |  |  | 67.0932 | 1
| LCA | Big Creek/Ventura | 3 | Average Weekday | SCE | 1-in-10 | 2022 | 14 |  |  |  | 69.3943 | 1
| LCA | Big Creek/Ventura | 3 | Average Weekday | SCE | 1-in-10 | 2022 | 15 |  |  |  | 70.8584 | 1
| LCA | Big Creek/Ventura | 3 | Average Weekday | SCE | 1-in-10 | 2022 | 16 |  |  |  | 71.6505 | 1
| LCA | Big Creek/Ventura | 3 | Average Weekday | SCE | 1-in-10 | 2022 | 17 |  |  |  | 71.9429 | 1
| LCA | Big Creek/Ventura | 3 | Average Weekday | SCE | 1-in-10 | 2022 | 18 |  |  |  | 71.2563 | 1
| LCA | Big Creek/Ventura | 3 | Average Weekday | SCE | 1-in-10 | 2022 | 19 |  |  |  | 69.5572 | 1
| LCA | Big Creek/Ventura | 3 | Average Weekday | SCE | 1-in-10 | 2022 | 20 |  |  |  | 66.8135 | 1
| LCA | Big Creek/Ventura | 3 | Average Weekday | SCE | 1-in-10 | 2022 | 21 |  |  |  | 63.5231 | 1
| LCA | Big Creek/Ventura | 3 | Average Weekday | SCE | 1-in-10 | 2022 | 22 |  |  |  | 61.2592 | 1
| LCA | Big Creek/Ventura | 3 | Average Weekday | SCE | 1-in-10 | 2022 | 23 |  |  |  | 59.4613 | 1
| LCA | Big Creek/Ventura | 3 | Average Weekday | SCE | 1-in-10 | 2022 | 24 |  |  |  | 58.0116 | 1
| LCA | Big Creek/Ventura | 3 | Monthly System Peak Day | SCE | 1-in-10 | 2022 | 1 |  |  |  | 62.9286 | 1
| LCA | Big Creek/Ventura | 3 | Monthly System Peak Day | SCE | 1-in-10 | 2022 | 2 |  |  |  | 61.1979 | 1
| LCA | Big Creek/Ventura | 3 | Monthly System Peak Day | SCE | 1-in-10 | 2022 | 3 |  |  |  | 59.1257 | 1
| LCA | Big Creek/Ventura | 3 | Monthly System Peak Day | SCE | 1-in-10 | 2022 | 4 |  |  |  | 58.2714 | 1
| LCA | Big Creek/Ventura | 3 | Monthly System Peak Day | SCE | 1-in-10 | 2022 | 5 |  |  |  | 57.7179 | 1
| LCA | Big Creek/Ventura | 3 | Monthly System Peak Day | SCE | 1-in-10 | 2022 | 6 |  |  |  | 56.9114 | 1
| LCA | Big Creek/Ventura | 3 | Monthly System Peak Day | SCE | 1-in-10 | 2022 | 7 |  |  |  | 55.6436 | 1
| LCA | Big Creek/Ventura | 3 | Monthly System Peak Day | SCE | 1-in-10 | 2022 | 8 |  |  |  | 54.6729 | 1
| LCA | Big Creek/Ventura | 3 | Monthly System Peak Day | SCE | 1-in-10 | 2022 | 9 |  |  |  | 55.8821 | 1
| LCA | Big Creek/Ventura | 3 | Monthly System Peak Day | SCE | 1-in-10 | 2022 | 10 |  |  |  | 61.4086 | 1
| LCA | Big Creek/Ventura | 3 | Monthly System Peak Day | SCE | 1-in-10 | 2022 | 11 |  |  |  | 67.5364 | 1
| LCA | Big Creek/Ventura | 3 | Monthly System Peak Day | SCE | 1-in-10 | 2022 | 12 |  |  |  | 73.5307 | 1
| LCA | Big Creek/Ventura | 3 | Monthly System Peak Day | SCE | 1-in-10 | 2022 | 13 |  |  |  | 78.6286 | 1
| LCA | Big Creek/Ventura | 3 | Monthly System Peak Day | SCE | 1-in-10 | 2022 | 14 |  |  |  | 81.6357 | 1
| LCA | Big Creek/Ventura | 3 | Monthly System Peak Day | SCE | 1-in-10 | 2022 | 15 |  |  |  | 84.1429 | 1
| LCA | Big Creek/Ventura | 3 | Monthly System Peak Day | SCE | 1-in-10 | 2022 | 16 |  |  |  | 85.3286 | 1
| LCA | Big Creek/Ventura | 3 | Monthly System Peak Day | SCE | 1-in-10 | 2022 | 17 |  |  |  | 85.2429 | 1
| LCA | Big Creek/Ventura | 3 | Monthly System Peak Day | SCE | 1-in-10 | 2022 | 18 |  |  |  | 84.9286 | 1
| LCA | Big Creek/Ventura | 3 | Monthly System Peak Day | SCE | 1-in-10 | 2022 | 19 |  |  |  | 83.1136 | 1
| LCA | Big Creek/Ventura | 3 | Monthly System Peak Day | SCE | 1-in-10 | 2022 | 20 |  |  |  | 80.1564 | 1
| LCA | Big Creek/Ventura | 3 | Monthly System Peak Day | SCE | 1-in-10 | 2022 | 21 |  |  |  | 75.1193 | 1
| LCA | Big Creek/Ventura | 3 | Monthly System Peak Day | SCE | 1-in-10 | 2022 | 22 |  |  |  | 70.7171 | 1
| LCA | Big Creek/Ventura | 3 | Monthly System Peak Day | SCE | 1-in-10 | 2022 | 23 |  |  |  | 67.4014 | 1
| LCA | Big Creek/Ventura | 3 | Monthly System Peak Day | SCE | 1-in-10 | 2022 | 24 |  |  |  | 64.9371 | 1
| LCA | Big Creek/Ventura | 4 | Average Weekday | SCE | 1-in-10 | 2022 | 1 |  |  |  | 57.6326 | 1
| LCA | Big Creek/Ventura | 4 | Average Weekday | SCE | 1-in-10 | 2022 | 2 |  |  |  | 56.4057 | 1
| LCA | Big Creek/Ventura | 4 | Average Weekday | SCE | 1-in-10 | 2022 | 3 |  |  |  | 55.5479 | 1
| LCA | Big Creek/Ventura | 4 | Average Weekday | SCE | 1-in-10 | 2022 | 4 |  |  |  | 54.5992 | 1
| LCA | Big Creek/Ventura | 4 | Average Weekday | SCE | 1-in-10 | 2022 | 5 |  |  |  | 53.688 | 1
| LCA | Big Creek/Ventura | 4 | Average Weekday | SCE | 1-in-10 | 2022 | 6 |  |  |  | 53.0014 | 1
| LCA | Big Creek/Ventura | 4 | Average Weekday | SCE | 1-in-10 | 2022 | 7 |  |  |  | 52.3473 | 1
| LCA | Big Creek/Ventura | 4 | Average Weekday | SCE | 1-in-10 | 2022 | 8 |  |  |  | 52.0583 | 1
| LCA | Big Creek/Ventura | 4 | Average Weekday | SCE | 1-in-10 | 2022 | 9 |  |  |  | 53.8128 | 1
| LCA | Big Creek/Ventura | 4 | Average Weekday | SCE | 1-in-10 | 2022 | 10 |  |  |  | 57.9408 | 1
| LCA | Big Creek/Ventura | 4 | Average Weekday | SCE | 1-in-10 | 2022 | 11 |  |  |  | 61.8429 | 1
| LCA | Big Creek/Ventura | 4 | Average Weekday | SCE | 1-in-10 | 2022 | 12 |  |  |  | 65.2534 | 1
| LCA | Big Creek/Ventura | 4 | Average Weekday | SCE | 1-in-10 | 2022 | 13 |  |  |  | 67.9803 | 1
| LCA | Big Creek/Ventura | 4 | Average Weekday | SCE | 1-in-10 | 2022 | 14 |  |  |  | 69.9663 | 1
| LCA | Big Creek/Ventura | 4 | Average Weekday | SCE | 1-in-10 | 2022 | 15 |  |  |  | 71.2935 | 1
| LCA | Big Creek/Ventura | 4 | Average Weekday | SCE | 1-in-10 | 2022 | 16 |  |  |  | 71.9866 | 1
| LCA | Big Creek/Ventura | 4 | Average Weekday | SCE | 1-in-10 | 2022 | 17 |  |  |  | 72.0635 | 1
| LCA | Big Creek/Ventura | 4 | Average Weekday | SCE | 1-in-10 | 2022 | 18 |  |  |  | 71.4416 | 1
| LCA | Big Creek/Ventura | 4 | Average Weekday | SCE | 1-in-10 | 2022 | 19 |  |  |  | 69.9954 | 1
| LCA | Big Creek/Ventura | 4 | Average Weekday | SCE | 1-in-10 | 2022 | 20 |  |  |  | 67.8065 | 1
| LCA | Big Creek/Ventura | 4 | Average Weekday | SCE | 1-in-10 | 2022 | 21 |  |  |  | 64.8983 | 1
| LCA | Big Creek/Ventura | 4 | Average Weekday | SCE | 1-in-10 | 2022 | 22 |  |  |  | 62.5152 | 1
| LCA | Big Creek/Ventura | 4 | Average Weekday | SCE | 1-in-10 | 2022 | 23 |  |  |  | 60.6633 | 1
| LCA | Big Creek/Ventura | 4 | Average Weekday | SCE | 1-in-10 | 2022 | 24 |  |  |  | 59.0916 | 1
| LCA | Big Creek/Ventura | 4 | Monthly System Peak Day | SCE | 1-in-10 | 2022 | 1 |  |  |  | 67.3443 | 1
| LCA | Big Creek/Ventura | 4 | Monthly System Peak Day | SCE | 1-in-10 | 2022 | 2 |  |  |  | 65.9207 | 1
| LCA | Big Creek/Ventura | 4 | Monthly System Peak Day | SCE | 1-in-10 | 2022 | 3 |  |  |  | 65.0814 | 1
| LCA | Big Creek/Ventura | 4 | Monthly System Peak Day | SCE | 1-in-10 | 2022 | 4 |  |  |  | 63.8121 | 1
| LCA | Big Creek/Ventura | 4 | Monthly System Peak Day | SCE | 1-in-10 | 2022 | 5 |  |  |  | 62.6157 | 1
| LCA | Big Creek/Ventura | 4 | Monthly System Peak Day | SCE | 1-in-10 | 2022 | 6 |  |  |  | 61.2721 | 1
| LCA | Big Creek/Ventura | 4 | Monthly System Peak Day | SCE | 1-in-10 | 2022 | 7 |  |  |  | 60.1821 | 1
| LCA | Big Creek/Ventura | 4 | Monthly System Peak Day | SCE | 1-in-10 | 2022 | 8 |  |  |  | 59.4121 | 1
| LCA | Big Creek/Ventura | 4 | Monthly System Peak Day | SCE | 1-in-10 | 2022 | 9 |  |  |  | 62.43 | 1
| LCA | Big Creek/Ventura | 4 | Monthly System Peak Day | SCE | 1-in-10 | 2022 | 10 |  |  |  | 68.1557 | 1
| LCA | Big Creek/Ventura | 4 | Monthly System Peak Day | SCE | 1-in-10 | 2022 | 11 |  |  |  | 74.0407 | 1
| LCA | Big Creek/Ventura | 4 | Monthly System Peak Day | SCE | 1-in-10 | 2022 | 12 |  |  |  | 79.2636 | 1
| LCA | Big Creek/Ventura | 4 | Monthly System Peak Day | SCE | 1-in-10 | 2022 | 13 |  |  |  | 83.0279 | 1
| LCA | Big Creek/Ventura | 4 | Monthly System Peak Day | SCE | 1-in-10 | 2022 | 14 |  |  |  | 86.0857 | 1
| LCA | Big Creek/Ventura | 4 | Monthly System Peak Day | SCE | 1-in-10 | 2022 | 15 |  |  |  | 87.2643 | 1
| LCA | Big Creek/Ventura | 4 | Monthly System Peak Day | SCE | 1-in-10 | 2022 | 16 |  |  |  | 87.4643 | 1
| LCA | Big Creek/Ventura | 4 | Monthly System Peak Day | SCE | 1-in-10 | 2022 | 17 |  |  |  | 86.4571 | 1
| LCA | Big Creek/Ventura | 4 | Monthly System Peak Day | SCE | 1-in-10 | 2022 | 18 |  |  |  | 85.5857 | 1
| LCA | Big Creek/Ventura | 4 | Monthly System Peak Day | SCE | 1-in-10 | 2022 | 19 |  |  |  | 83.6843 | 1
| LCA | Big Creek/Ventura | 4 | Monthly System Peak Day | SCE | 1-in-10 | 2022 | 20 |  |  |  | 80.7464 | 1
| LCA | Big Creek/Ventura | 4 | Monthly System Peak Day | SCE | 1-in-10 | 2022 | 21 |  |  |  | 76.3129 | 1
| LCA | Big Creek/Ventura | 4 | Monthly System Peak Day | SCE | 1-in-10 | 2022 | 22 |  |  |  | 72.2921 | 1
| LCA | Big Creek/Ventura | 4 | Monthly System Peak Day | SCE | 1-in-10 | 2022 | 23 |  |  |  | 70.0786 | 1
| LCA | Big Creek/Ventura | 4 | Monthly System Peak Day | SCE | 1-in-10 | 2022 | 24 |  |  |  | 68.7064 | 1
| LCA | Big Creek/Ventura | 5 | Average Weekday | SCE | 1-in-10 | 2022 | 1 |  |  |  | 62.5912 | 1
| LCA | Big Creek/Ventura | 5 | Average Weekday | SCE | 1-in-10 | 2022 | 2 |  |  |  | 61.3025 | 1
| LCA | Big Creek/Ventura | 5 | Average Weekday | SCE | 1-in-10 | 2022 | 3 |  |  |  | 60.0848 | 1
| LCA | Big Creek/Ventura | 5 | Average Weekday | SCE | 1-in-10 | 2022 | 4 |  |  |  | 58.8481 | 1
| LCA | Big Creek/Ventura | 5 | Average Weekday | SCE | 1-in-10 | 2022 | 5 |  |  |  | 58.0431 | 1
| LCA | Big Creek/Ventura | 5 | Average Weekday | SCE | 1-in-10 | 2022 | 6 |  |  |  | 57.2156 | 1
| LCA | Big Creek/Ventura | 5 | Average Weekday | SCE | 1-in-10 | 2022 | 7 |  |  |  | 56.479 | 1
| LCA | Big Creek/Ventura | 5 | Average Weekday | SCE | 1-in-10 | 2022 | 8 |  |  |  | 56.8888 | 1
| LCA | Big Creek/Ventura | 5 | Average Weekday | SCE | 1-in-10 | 2022 | 9 |  |  |  | 60.1908 | 1
| LCA | Big Creek/Ventura | 5 | Average Weekday | SCE | 1-in-10 | 2022 | 10 |  |  |  | 64.6334 | 1
| LCA | Big Creek/Ventura | 5 | Average Weekday | SCE | 1-in-10 | 2022 | 11 |  |  |  | 68.5848 | 1
| LCA | Big Creek/Ventura | 5 | Average Weekday | SCE | 1-in-10 | 2022 | 12 |  |  |  | 71.6441 | 1
| LCA | Big Creek/Ventura | 5 | Average Weekday | SCE | 1-in-10 | 2022 | 13 |  |  |  | 74.0241 | 1
| LCA | Big Creek/Ventura | 5 | Average Weekday | SCE | 1-in-10 | 2022 | 14 |  |  |  | 75.6921 | 1
| LCA | Big Creek/Ventura | 5 | Average Weekday | SCE | 1-in-10 | 2022 | 15 |  |  |  | 76.7916 | 1
| LCA | Big Creek/Ventura | 5 | Average Weekday | SCE | 1-in-10 | 2022 | 16 |  |  |  | 77.2805 | 1
| LCA | Big Creek/Ventura | 5 | Average Weekday | SCE | 1-in-10 | 2022 | 17 |  |  |  | 77.2165 | 1
| LCA | Big Creek/Ventura | 5 | Average Weekday | SCE | 1-in-10 | 2022 | 18 |  |  |  | 76.5896 | 1
| LCA | Big Creek/Ventura | 5 | Average Weekday | SCE | 1-in-10 | 2022 | 19 |  |  |  | 75.461 | 1
| LCA | Big Creek/Ventura | 5 | Average Weekday | SCE | 1-in-10 | 2022 | 20 |  |  |  | 73.5426 | 1
| LCA | Big Creek/Ventura | 5 | Average Weekday | SCE | 1-in-10 | 2022 | 21 |  |  |  | 70.8603 | 1
| LCA | Big Creek/Ventura | 5 | Average Weekday | SCE | 1-in-10 | 2022 | 22 |  |  |  | 68.0311 | 1
| LCA | Big Creek/Ventura | 5 | Average Weekday | SCE | 1-in-10 | 2022 | 23 |  |  |  | 66.0109 | 1
| LCA | Big Creek/Ventura | 5 | Average Weekday | SCE | 1-in-10 | 2022 | 24 |  |  |  | 64.0741 | 1
| LCA | Big Creek/Ventura | 5 | Monthly System Peak Day | SCE | 1-in-10 | 2022 | 1 |  |  |  | 73.7593 | 1
| LCA | Big Creek/Ventura | 5 | Monthly System Peak Day | SCE | 1-in-10 | 2022 | 2 |  |  |  | 71.6129 | 1
| LCA | Big Creek/Ventura | 5 | Monthly System Peak Day | SCE | 1-in-10 | 2022 | 3 |  |  |  | 69.8557 | 1
| LCA | Big Creek/Ventura | 5 | Monthly System Peak Day | SCE | 1-in-10 | 2022 | 4 |  |  |  | 68.0679 | 1
| LCA | Big Creek/Ventura | 5 | Monthly System Peak Day | SCE | 1-in-10 | 2022 | 5 |  |  |  | 65.8314 | 1
| LCA | Big Creek/Ventura | 5 | Monthly System Peak Day | SCE | 1-in-10 | 2022 | 6 |  |  |  | 64.9371 | 1
| LCA | Big Creek/Ventura | 5 | Monthly System Peak Day | SCE | 1-in-10 | 2022 | 7 |  |  |  | 64.2586 | 1
| LCA | Big Creek/Ventura | 5 | Monthly System Peak Day | SCE | 1-in-10 | 2022 | 8 |  |  |  | 64.3064 | 1
| LCA | Big Creek/Ventura | 5 | Monthly System Peak Day | SCE | 1-in-10 | 2022 | 9 |  |  |  | 68.5121 | 1
| LCA | Big Creek/Ventura | 5 | Monthly System Peak Day | SCE | 1-in-10 | 2022 | 10 |  |  |  | 74.5079 | 1
| LCA | Big Creek/Ventura | 5 | Monthly System Peak Day | SCE | 1-in-10 | 2022 | 11 |  |  |  | 80.8571 | 1
| LCA | Big Creek/Ventura | 5 | Monthly System Peak Day | SCE | 1-in-10 | 2022 | 12 |  |  |  | 85.8971 | 1
| LCA | Big Creek/Ventura | 5 | Monthly System Peak Day | SCE | 1-in-10 | 2022 | 13 |  |  |  | 89.2071 | 1
| LCA | Big Creek/Ventura | 5 | Monthly System Peak Day | SCE | 1-in-10 | 2022 | 14 |  |  |  | 91.3857 | 1
| LCA | Big Creek/Ventura | 5 | Monthly System Peak Day | SCE | 1-in-10 | 2022 | 15 |  |  |  | 92.3 | 1
| LCA | Big Creek/Ventura | 5 | Monthly System Peak Day | SCE | 1-in-10 | 2022 | 16 |  |  |  | 92.5643 | 1
| LCA | Big Creek/Ventura | 5 | Monthly System Peak Day | SCE | 1-in-10 | 2022 | 17 |  |  |  | 92.3714 | 1
| LCA | Big Creek/Ventura | 5 | Monthly System Peak Day | SCE | 1-in-10 | 2022 | 18 |  |  |  | 91.9429 | 1
| LCA | Big Creek/Ventura | 5 | Monthly System Peak Day | SCE | 1-in-10 | 2022 | 19 |  |  |  | 90.6 | 1
| LCA | Big Creek/Ventura | 5 | Monthly System Peak Day | SCE | 1-in-10 | 2022 | 20 |  |  |  | 87.835 | 1
| LCA | Big Creek/Ventura | 5 | Monthly System Peak Day | SCE | 1-in-10 | 2022 | 21 |  |  |  | 83.1979 | 1
| LCA | Big Creek/Ventura | 5 | Monthly System Peak Day | SCE | 1-in-10 | 2022 | 22 |  |  |  | 79.3571 | 1
| LCA | Big Creek/Ventura | 5 | Monthly System Peak Day | SCE | 1-in-10 | 2022 | 23 |  |  |  | 76.5479 | 1
| LCA | Big Creek/Ventura | 5 | Monthly System Peak Day | SCE | 1-in-10 | 2022 | 24 |  |  |  | 73.7157 | 1
| LCA | Big Creek/Ventura | 6 | Average Weekday | SCE | 1-in-10 | 2022 | 1 |  |  |  | 67.5979 | 1
| LCA | Big Creek/Ventura | 6 | Average Weekday | SCE | 1-in-10 | 2022 | 2 |  |  |  | 66.7173 | 1
| LCA | Big Creek/Ventura | 6 | Average Weekday | SCE | 1-in-10 | 2022 | 3 |  |  |  | 65.8067 | 1
| LCA | Big Creek/Ventura | 6 | Average Weekday | SCE | 1-in-10 | 2022 | 4 |  |  |  | 64.7835 | 1
| LCA | Big Creek/Ventura | 6 | Average Weekday | SCE | 1-in-10 | 2022 | 5 |  |  |  | 63.8893 | 1
| LCA | Big Creek/Ventura | 6 | Average Weekday | SCE | 1-in-10 | 2022 | 6 |  |  |  | 63.1691 | 1
| LCA | Big Creek/Ventura | 6 | Average Weekday | SCE | 1-in-10 | 2022 | 7 |  |  |  | 62.6661 | 1
| LCA | Big Creek/Ventura | 6 | Average Weekday | SCE | 1-in-10 | 2022 | 8 |  |  |  | 63.2141 | 1
| LCA | Big Creek/Ventura | 6 | Average Weekday | SCE | 1-in-10 | 2022 | 9 |  |  |  | 66.1776 | 1
| LCA | Big Creek/Ventura | 6 | Average Weekday | SCE | 1-in-10 | 2022 | 10 |  |  |  | 70.0818 | 1
| LCA | Big Creek/Ventura | 6 | Average Weekday | SCE | 1-in-10 | 2022 | 11 |  |  |  | 73.9836 | 1
| LCA | Big Creek/Ventura | 6 | Average Weekday | SCE | 1-in-10 | 2022 | 12 |  |  |  | 77.4319 | 1
| LCA | Big Creek/Ventura | 6 | Average Weekday | SCE | 1-in-10 | 2022 | 13 |  |  |  | 80.1443 | 1
| LCA | Big Creek/Ventura | 6 | Average Weekday | SCE | 1-in-10 | 2022 | 14 |  |  |  | 82.1737 | 1
| LCA | Big Creek/Ventura | 6 | Average Weekday | SCE | 1-in-10 | 2022 | 15 |  |  |  | 83.3627 | 1
| LCA | Big Creek/Ventura | 6 | Average Weekday | SCE | 1-in-10 | 2022 | 16 |  |  |  | 83.8567 | 1
| LCA | Big Creek/Ventura | 6 | Average Weekday | SCE | 1-in-10 | 2022 | 17 |  |  |  | 83.6788 | 1
| LCA | Big Creek/Ventura | 6 | Average Weekday | SCE | 1-in-10 | 2022 | 18 |  |  |  | 82.6209 | 1
| LCA | Big Creek/Ventura | 6 | Average Weekday | SCE | 1-in-10 | 2022 | 19 |  |  |  | 80.9659 | 1
| LCA | Big Creek/Ventura | 6 | Average Weekday | SCE | 1-in-10 | 2022 | 20 |  |  |  | 78.9063 | 1
| LCA | Big Creek/Ventura | 6 | Average Weekday | SCE | 1-in-10 | 2022 | 21 |  |  |  | 76.1141 | 1
| LCA | Big Creek/Ventura | 6 | Average Weekday | SCE | 1-in-10 | 2022 | 22 |  |  |  | 72.8496 | 1
| LCA | Big Creek/Ventura | 6 | Average Weekday | SCE | 1-in-10 | 2022 | 23 |  |  |  | 70.6066 | 1
| LCA | Big Creek/Ventura | 6 | Average Weekday | SCE | 1-in-10 | 2022 | 24 |  |  |  | 68.955 | 1
| LCA | Big Creek/Ventura | 6 | Monthly System Peak Day | SCE | 1-in-10 | 2022 | 1 |  |  |  | 76.6914 | 1
| LCA | Big Creek/Ventura | 6 | Monthly System Peak Day | SCE | 1-in-10 | 2022 | 2 |  |  |  | 75.515 | 1
| LCA | Big Creek/Ventura | 6 | Monthly System Peak Day | SCE | 1-in-10 | 2022 | 3 |  |  |  | 74.4379 | 1
| LCA | Big Creek/Ventura | 6 | Monthly System Peak Day | SCE | 1-in-10 | 2022 | 4 |  |  |  | 73.645 | 1
| LCA | Big Creek/Ventura | 6 | Monthly System Peak Day | SCE | 1-in-10 | 2022 | 5 |  |  |  | 71.9007 | 1
| LCA | Big Creek/Ventura | 6 | Monthly System Peak Day | SCE | 1-in-10 | 2022 | 6 |  |  |  | 70.5579 | 1
| LCA | Big Creek/Ventura | 6 | Monthly System Peak Day | SCE | 1-in-10 | 2022 | 7 |  |  |  | 69.8057 | 1
| LCA | Big Creek/Ventura | 6 | Monthly System Peak Day | SCE | 1-in-10 | 2022 | 8 |  |  |  | 70.8229 | 1
| LCA | Big Creek/Ventura | 6 | Monthly System Peak Day | SCE | 1-in-10 | 2022 | 9 |  |  |  | 75.2807 | 1
| LCA | Big Creek/Ventura | 6 | Monthly System Peak Day | SCE | 1-in-10 | 2022 | 10 |  |  |  | 80.9114 | 1
| LCA | Big Creek/Ventura | 6 | Monthly System Peak Day | SCE | 1-in-10 | 2022 | 11 |  |  |  | 85.5807 | 1
| LCA | Big Creek/Ventura | 6 | Monthly System Peak Day | SCE | 1-in-10 | 2022 | 12 |  |  |  | 90.1036 | 1
| LCA | Big Creek/Ventura | 6 | Monthly System Peak Day | SCE | 1-in-10 | 2022 | 13 |  |  |  | 93.5643 | 1
| LCA | Big Creek/Ventura | 6 | Monthly System Peak Day | SCE | 1-in-10 | 2022 | 14 |  |  |  | 95.8857 | 1
| LCA | Big Creek/Ventura | 6 | Monthly System Peak Day | SCE | 1-in-10 | 2022 | 15 |  |  |  | 96.8643 | 1
| LCA | Big Creek/Ventura | 6 | Monthly System Peak Day | SCE | 1-in-10 | 2022 | 16 |  |  |  | 97.5786 | 1
| LCA | Big Creek/Ventura | 6 | Monthly System Peak Day | SCE | 1-in-10 | 2022 | 17 |  |  |  | 97.25 | 1
| LCA | Big Creek/Ventura | 6 | Monthly System Peak Day | SCE | 1-in-10 | 2022 | 18 |  |  |  | 96.6714 | 1
| LCA | Big Creek/Ventura | 6 | Monthly System Peak Day | SCE | 1-in-10 | 2022 | 19 |  |  |  | 94.1429 | 1
| LCA | Big Creek/Ventura | 6 | Monthly System Peak Day | SCE | 1-in-10 | 2022 | 20 |  |  |  | 91.7464 | 1
| LCA | Big Creek/Ventura | 6 | Monthly System Peak Day | SCE | 1-in-10 | 2022 | 21 |  |  |  | 88.6107 | 1
| LCA | Big Creek/Ventura | 6 | Monthly System Peak Day | SCE | 1-in-10 | 2022 | 22 |  |  |  | 84.5 | 1
| LCA | Big Creek/Ventura | 6 | Monthly System Peak Day | SCE | 1-in-10 | 2022 | 23 |  |  |  | 80.9521 | 1
| LCA | Big Creek/Ventura | 6 | Monthly System Peak Day | SCE | 1-in-10 | 2022 | 24 |  |  |  | 78.8607 | 1
| LCA | Big Creek/Ventura | 7 | Average Weekday | SCE | 1-in-10 | 2022 | 1 |  |  |  | 73.7504 | 1
| LCA | Big Creek/Ventura | 7 | Average Weekday | SCE | 1-in-10 | 2022 | 2 |  |  |  | 72.6444 | 1
| LCA | Big Creek/Ventura | 7 | Average Weekday | SCE | 1-in-10 | 2022 | 3 |  |  |  | 71.7965 | 1
| LCA | Big Creek/Ventura | 7 | Average Weekday | SCE | 1-in-10 | 2022 | 4 |  |  |  | 70.8986 | 1
| LCA | Big Creek/Ventura | 7 | Average Weekday | SCE | 1-in-10 | 2022 | 5 |  |  |  | 70.1004 | 1
| LCA | Big Creek/Ventura | 7 | Average Weekday | SCE | 1-in-10 | 2022 | 6 |  |  |  | 69.3371 | 1
| LCA | Big Creek/Ventura | 7 | Average Weekday | SCE | 1-in-10 | 2022 | 7 |  |  |  | 68.9791 | 1
| LCA | Big Creek/Ventura | 7 | Average Weekday | SCE | 1-in-10 | 2022 | 8 |  |  |  | 69.3313 | 1
| LCA | Big Creek/Ventura | 7 | Average Weekday | SCE | 1-in-10 | 2022 | 9 |  |  |  | 72.2421 | 1
| LCA | Big Creek/Ventura | 7 | Average Weekday | SCE | 1-in-10 | 2022 | 10 |  |  |  | 76.3167 | 1
| LCA | Big Creek/Ventura | 7 | Average Weekday | SCE | 1-in-10 | 2022 | 11 |  |  |  | 80.6703 | 1
| LCA | Big Creek/Ventura | 7 | Average Weekday | SCE | 1-in-10 | 2022 | 12 |  |  |  | 84.4912 | 1
| LCA | Big Creek/Ventura | 7 | Average Weekday | SCE | 1-in-10 | 2022 | 13 |  |  |  | 87.3622 | 1
| LCA | Big Creek/Ventura | 7 | Average Weekday | SCE | 1-in-10 | 2022 | 14 |  |  |  | 89.604 | 1
| LCA | Big Creek/Ventura | 7 | Average Weekday | SCE | 1-in-10 | 2022 | 15 |  |  |  | 91.1072 | 1
| LCA | Big Creek/Ventura | 7 | Average Weekday | SCE | 1-in-10 | 2022 | 16 |  |  |  | 91.7086 | 1
| LCA | Big Creek/Ventura | 7 | Average Weekday | SCE | 1-in-10 | 2022 | 17 |  |  |  | 91.4436 | 1
| LCA | Big Creek/Ventura | 7 | Average Weekday | SCE | 1-in-10 | 2022 | 18 |  |  |  | 90.5951 | 1
| LCA | Big Creek/Ventura | 7 | Average Weekday | SCE | 1-in-10 | 2022 | 19 |  |  |  | 88.7186 | 1
| LCA | Big Creek/Ventura | 7 | Average Weekday | SCE | 1-in-10 | 2022 | 20 |  |  |  | 85.9757 | 1
| LCA | Big Creek/Ventura | 7 | Average Weekday | SCE | 1-in-10 | 2022 | 21 |  |  |  | 82.4525 | 1
| LCA | Big Creek/Ventura | 7 | Average Weekday | SCE | 1-in-10 | 2022 | 22 |  |  |  | 78.9574 | 1
| LCA | Big Creek/Ventura | 7 | Average Weekday | SCE | 1-in-10 | 2022 | 23 |  |  |  | 76.8646 | 1
| LCA | Big Creek/Ventura | 7 | Average Weekday | SCE | 1-in-10 | 2022 | 24 |  |  |  | 75.4968 | 1
| LCA | Big Creek/Ventura | 7 | Monthly System Peak Day | SCE | 1-in-10 | 2022 | 1 |  |  |  | 79.6921 | 1
| LCA | Big Creek/Ventura | 7 | Monthly System Peak Day | SCE | 1-in-10 | 2022 | 2 |  |  |  | 77.0121 | 1
| LCA | Big Creek/Ventura | 7 | Monthly System Peak Day | SCE | 1-in-10 | 2022 | 3 |  |  |  | 75.1236 | 1
| LCA | Big Creek/Ventura | 7 | Monthly System Peak Day | SCE | 1-in-10 | 2022 | 4 |  |  |  | 73.7421 | 1
| LCA | Big Creek/Ventura | 7 | Monthly System Peak Day | SCE | 1-in-10 | 2022 | 5 |  |  |  | 71.6914 | 1
| LCA | Big Creek/Ventura | 7 | Monthly System Peak Day | SCE | 1-in-10 | 2022 | 6 |  |  |  | 70.2086 | 1
| LCA | Big Creek/Ventura | 7 | Monthly System Peak Day | SCE | 1-in-10 | 2022 | 7 |  |  |  | 69.2164 | 1
| LCA | Big Creek/Ventura | 7 | Monthly System Peak Day | SCE | 1-in-10 | 2022 | 8 |  |  |  | 70.2036 | 1
| LCA | Big Creek/Ventura | 7 | Monthly System Peak Day | SCE | 1-in-10 | 2022 | 9 |  |  |  | 74.6314 | 1
| LCA | Big Creek/Ventura | 7 | Monthly System Peak Day | SCE | 1-in-10 | 2022 | 10 |  |  |  | 81.2857 | 1
| LCA | Big Creek/Ventura | 7 | Monthly System Peak Day | SCE | 1-in-10 | 2022 | 11 |  |  |  | 88.2643 | 1
| LCA | Big Creek/Ventura | 7 | Monthly System Peak Day | SCE | 1-in-10 | 2022 | 12 |  |  |  | 93.0214 | 1
| LCA | Big Creek/Ventura | 7 | Monthly System Peak Day | SCE | 1-in-10 | 2022 | 13 |  |  |  | 96.9286 | 1
| LCA | Big Creek/Ventura | 7 | Monthly System Peak Day | SCE | 1-in-10 | 2022 | 14 |  |  |  | 99.9 | 1
| LCA | Big Creek/Ventura | 7 | Monthly System Peak Day | SCE | 1-in-10 | 2022 | 15 |  |  |  | 101.8071 | 1
| LCA | Big Creek/Ventura | 7 | Monthly System Peak Day | SCE | 1-in-10 | 2022 | 16 |  |  |  | 101.5143 | 1
| LCA | Big Creek/Ventura | 7 | Monthly System Peak Day | SCE | 1-in-10 | 2022 | 17 |  |  |  | 102.0714 | 1
| LCA | Big Creek/Ventura | 7 | Monthly System Peak Day | SCE | 1-in-10 | 2022 | 18 |  |  |  | 101.0286 | 1
| LCA | Big Creek/Ventura | 7 | Monthly System Peak Day | SCE | 1-in-10 | 2022 | 19 |  |  |  | 97.4429 | 1
| LCA | Big Creek/Ventura | 7 | Monthly System Peak Day | SCE | 1-in-10 | 2022 | 20 |  |  |  | 95.3429 | 1
| LCA | Big Creek/Ventura | 7 | Monthly System Peak Day | SCE | 1-in-10 | 2022 | 21 |  |  |  | 92.6571 | 1
| LCA | Big Creek/Ventura | 7 | Monthly System Peak Day | SCE | 1-in-10 | 2022 | 22 |  |  |  | 90.3671 | 1
| LCA | Big Creek/Ventura | 7 | Monthly System Peak Day | SCE | 1-in-10 | 2022 | 23 |  |  |  | 89.5886 | 1
| LCA | Big Creek/Ventura | 7 | Monthly System Peak Day | SCE | 1-in-10 | 2022 | 24 |  |  |  | 88.9329 | 1
| LCA | Big Creek/Ventura | 8 | Average Weekday | SCE | 1-in-10 | 2022 | 1 |  |  |  | 72.617 | 1
| LCA | Big Creek/Ventura | 8 | Average Weekday | SCE | 1-in-10 | 2022 | 2 |  |  |  | 71.5829 | 1
| LCA | Big Creek/Ventura | 8 | Average Weekday | SCE | 1-in-10 | 2022 | 3 |  |  |  | 70.6675 | 1
| LCA | Big Creek/Ventura | 8 | Average Weekday | SCE | 1-in-10 | 2022 | 4 |  |  |  | 69.7504 | 1
| LCA | Big Creek/Ventura | 8 | Average Weekday | SCE | 1-in-10 | 2022 | 5 |  |  |  | 68.8575 | 1
| LCA | Big Creek/Ventura | 8 | Average Weekday | SCE | 1-in-10 | 2022 | 6 |  |  |  | 68.1166 | 1
| LCA | Big Creek/Ventura | 8 | Average Weekday | SCE | 1-in-10 | 2022 | 7 |  |  |  | 67.4787 | 1
| LCA | Big Creek/Ventura | 8 | Average Weekday | SCE | 1-in-10 | 2022 | 8 |  |  |  | 67.1623 | 1
| LCA | Big Creek/Ventura | 8 | Average Weekday | SCE | 1-in-10 | 2022 | 9 |  |  |  | 69.3921 | 1
| LCA | Big Creek/Ventura | 8 | Average Weekday | SCE | 1-in-10 | 2022 | 10 |  |  |  | 73.7514 | 1
| LCA | Big Creek/Ventura | 8 | Average Weekday | SCE | 1-in-10 | 2022 | 11 |  |  |  | 78.361 | 1
| LCA | Big Creek/Ventura | 8 | Average Weekday | SCE | 1-in-10 | 2022 | 12 |  |  |  | 82.5195 | 1
| LCA | Big Creek/Ventura | 8 | Average Weekday | SCE | 1-in-10 | 2022 | 13 |  |  |  | 85.7826 | 1
| LCA | Big Creek/Ventura | 8 | Average Weekday | SCE | 1-in-10 | 2022 | 14 |  |  |  | 88.0277 | 1
| LCA | Big Creek/Ventura | 8 | Average Weekday | SCE | 1-in-10 | 2022 | 15 |  |  |  | 89.5388 | 1
| LCA | Big Creek/Ventura | 8 | Average Weekday | SCE | 1-in-10 | 2022 | 16 |  |  |  | 90.0297 | 1
| LCA | Big Creek/Ventura | 8 | Average Weekday | SCE | 1-in-10 | 2022 | 17 |  |  |  | 89.689 | 1
| LCA | Big Creek/Ventura | 8 | Average Weekday | SCE | 1-in-10 | 2022 | 18 |  |  |  | 88.4673 | 1
| LCA | Big Creek/Ventura | 8 | Average Weekday | SCE | 1-in-10 | 2022 | 19 |  |  |  | 86.572 | 1
| LCA | Big Creek/Ventura | 8 | Average Weekday | SCE | 1-in-10 | 2022 | 20 |  |  |  | 83.8523 | 1
| LCA | Big Creek/Ventura | 8 | Average Weekday | SCE | 1-in-10 | 2022 | 21 |  |  |  | 80.2474 | 1
| LCA | Big Creek/Ventura | 8 | Average Weekday | SCE | 1-in-10 | 2022 | 22 |  |  |  | 77.3183 | 1
| LCA | Big Creek/Ventura | 8 | Average Weekday | SCE | 1-in-10 | 2022 | 23 |  |  |  | 75.3625 | 1
| LCA | Big Creek/Ventura | 8 | Average Weekday | SCE | 1-in-10 | 2022 | 24 |  |  |  | 73.8133 | 1
| LCA | Big Creek/Ventura | 8 | Monthly System Peak Day | SCE | 1-in-10 | 2022 | 1 |  |  |  | 80.1 | 1
| LCA | Big Creek/Ventura | 8 | Monthly System Peak Day | SCE | 1-in-10 | 2022 | 2 |  |  |  | 78.5121 | 1
| LCA | Big Creek/Ventura | 8 | Monthly System Peak Day | SCE | 1-in-10 | 2022 | 3 |  |  |  | 77.2293 | 1
| LCA | Big Creek/Ventura | 8 | Monthly System Peak Day | SCE | 1-in-10 | 2022 | 4 |  |  |  | 75.3614 | 1
| LCA | Big Creek/Ventura | 8 | Monthly System Peak Day | SCE | 1-in-10 | 2022 | 5 |  |  |  | 73.9521 | 1
| LCA | Big Creek/Ventura | 8 | Monthly System Peak Day | SCE | 1-in-10 | 2022 | 6 |  |  |  | 72.6943 | 1
| LCA | Big Creek/Ventura | 8 | Monthly System Peak Day | SCE | 1-in-10 | 2022 | 7 |  |  |  | 70.8336 | 1
| LCA | Big Creek/Ventura | 8 | Monthly System Peak Day | SCE | 1-in-10 | 2022 | 8 |  |  |  | 70.2743 | 1
| LCA | Big Creek/Ventura | 8 | Monthly System Peak Day | SCE | 1-in-10 | 2022 | 9 |  |  |  | 73.2929 | 1
| LCA | Big Creek/Ventura | 8 | Monthly System Peak Day | SCE | 1-in-10 | 2022 | 10 |  |  |  | 79.2857 | 1
| LCA | Big Creek/Ventura | 8 | Monthly System Peak Day | SCE | 1-in-10 | 2022 | 11 |  |  |  | 85.0214 | 1
| LCA | Big Creek/Ventura | 8 | Monthly System Peak Day | SCE | 1-in-10 | 2022 | 12 |  |  |  | 89.7071 | 1
| LCA | Big Creek/Ventura | 8 | Monthly System Peak Day | SCE | 1-in-10 | 2022 | 13 |  |  |  | 93.3071 | 1
| LCA | Big Creek/Ventura | 8 | Monthly System Peak Day | SCE | 1-in-10 | 2022 | 14 |  |  |  | 95.6786 | 1
| LCA | Big Creek/Ventura | 8 | Monthly System Peak Day | SCE | 1-in-10 | 2022 | 15 |  |  |  | 97.45 | 1
| LCA | Big Creek/Ventura | 8 | Monthly System Peak Day | SCE | 1-in-10 | 2022 | 16 |  |  |  | 97.5786 | 1
| LCA | Big Creek/Ventura | 8 | Monthly System Peak Day | SCE | 1-in-10 | 2022 | 17 |  |  |  | 96.85 | 1
| LCA | Big Creek/Ventura | 8 | Monthly System Peak Day | SCE | 1-in-10 | 2022 | 18 |  |  |  | 95.75 | 1
| LCA | Big Creek/Ventura | 8 | Monthly System Peak Day | SCE | 1-in-10 | 2022 | 19 |  |  |  | 94.3071 | 1
| LCA | Big Creek/Ventura | 8 | Monthly System Peak Day | SCE | 1-in-10 | 2022 | 20 |  |  |  | 91.8214 | 1
| LCA | Big Creek/Ventura | 8 | Monthly System Peak Day | SCE | 1-in-10 | 2022 | 21 |  |  |  | 88.2821 | 1
| LCA | Big Creek/Ventura | 8 | Monthly System Peak Day | SCE | 1-in-10 | 2022 | 22 |  |  |  | 85.0971 | 1
| LCA | Big Creek/Ventura | 8 | Monthly System Peak Day | SCE | 1-in-10 | 2022 | 23 |  |  |  | 82.7607 | 1
| LCA | Big Creek/Ventura | 8 | Monthly System Peak Day | SCE | 1-in-10 | 2022 | 24 |  |  |  | 82.1864 | 1
| LCA | Big Creek/Ventura | 8 | Typical Event Day | SCE | 1-in-10 | 2022 | 1 |  |  |  | 78.268 | 1
| LCA | Big Creek/Ventura | 8 | Typical Event Day | SCE | 1-in-10 | 2022 | 2 |  |  |  | 76.5686 | 1
| LCA | Big Creek/Ventura | 8 | Typical Event Day | SCE | 1-in-10 | 2022 | 3 |  |  |  | 75.1691 | 1
| LCA | Big Creek/Ventura | 8 | Typical Event Day | SCE | 1-in-10 | 2022 | 4 |  |  |  | 74.1738 | 1
| LCA | Big Creek/Ventura | 8 | Typical Event Day | SCE | 1-in-10 | 2022 | 5 |  |  |  | 72.9584 | 1
| LCA | Big Creek/Ventura | 8 | Typical Event Day | SCE | 1-in-10 | 2022 | 6 |  |  |  | 71.5312 | 1
| LCA | Big Creek/Ventura | 8 | Typical Event Day | SCE | 1-in-10 | 2022 | 7 |  |  |  | 70.6979 | 1
| LCA | Big Creek/Ventura | 8 | Typical Event Day | SCE | 1-in-10 | 2022 | 8 |  |  |  | 71.0314 | 1
| LCA | Big Creek/Ventura | 8 | Typical Event Day | SCE | 1-in-10 | 2022 | 9 |  |  |  | 74.3273 | 1
| LCA | Big Creek/Ventura | 8 | Typical Event Day | SCE | 1-in-10 | 2022 | 10 |  |  |  | 79.9921 | 1
| LCA | Big Creek/Ventura | 8 | Typical Event Day | SCE | 1-in-10 | 2022 | 11 |  |  |  | 85.5666 | 1
| LCA | Big Creek/Ventura | 8 | Typical Event Day | SCE | 1-in-10 | 2022 | 12 |  |  |  | 90.1973 | 1
| LCA | Big Creek/Ventura | 8 | Typical Event Day | SCE | 1-in-10 | 2022 | 13 |  |  |  | 93.6804 | 1
| LCA | Big Creek/Ventura | 8 | Typical Event Day | SCE | 1-in-10 | 2022 | 14 |  |  |  | 96.2429 | 1
| LCA | Big Creek/Ventura | 8 | Typical Event Day | SCE | 1-in-10 | 2022 | 15 |  |  |  | 97.8 | 1
| LCA | Big Creek/Ventura | 8 | Typical Event Day | SCE | 1-in-10 | 2022 | 16 |  |  |  | 98.2786 | 1
| LCA | Big Creek/Ventura | 8 | Typical Event Day | SCE | 1-in-10 | 2022 | 17 |  |  |  | 98.3393 | 1
| LCA | Big Creek/Ventura | 8 | Typical Event Day | SCE | 1-in-10 | 2022 | 18 |  |  |  | 97.4571 | 1
| LCA | Big Creek/Ventura | 8 | Typical Event Day | SCE | 1-in-10 | 2022 | 19 |  |  |  | 94.9071 | 1
| LCA | Big Creek/Ventura | 8 | Typical Event Day | SCE | 1-in-10 | 2022 | 20 |  |  |  | 92.492 | 1
| LCA | Big Creek/Ventura | 8 | Typical Event Day | SCE | 1-in-10 | 2022 | 21 |  |  |  | 89.4821 | 1
| LCA | Big Creek/Ventura | 8 | Typical Event Day | SCE | 1-in-10 | 2022 | 22 |  |  |  | 86.4482 | 1
| LCA | Big Creek/Ventura | 8 | Typical Event Day | SCE | 1-in-10 | 2022 | 23 |  |  |  | 84.3057 | 1
| LCA | Big Creek/Ventura | 8 | Typical Event Day | SCE | 1-in-10 | 2022 | 24 |  |  |  | 83.0146 | 1
| LCA | Big Creek/Ventura | 9 | Average Weekday | SCE | 1-in-10 | 2022 | 1 |  |  |  | 70.2028 | 1
| LCA | Big Creek/Ventura | 9 | Average Weekday | SCE | 1-in-10 | 2022 | 2 |  |  |  | 69.1836 | 1
| LCA | Big Creek/Ventura | 9 | Average Weekday | SCE | 1-in-10 | 2022 | 3 |  |  |  | 68.2518 | 1
| LCA | Big Creek/Ventura | 9 | Average Weekday | SCE | 1-in-10 | 2022 | 4 |  |  |  | 67.4618 | 1
| LCA | Big Creek/Ventura | 9 | Average Weekday | SCE | 1-in-10 | 2022 | 5 |  |  |  | 66.5713 | 1
| LCA | Big Creek/Ventura | 9 | Average Weekday | SCE | 1-in-10 | 2022 | 6 |  |  |  | 65.7951 | 1
| LCA | Big Creek/Ventura | 9 | Average Weekday | SCE | 1-in-10 | 2022 | 7 |  |  |  | 65.2006 | 1
| LCA | Big Creek/Ventura | 9 | Average Weekday | SCE | 1-in-10 | 2022 | 8 |  |  |  | 64.7186 | 1
| LCA | Big Creek/Ventura | 9 | Average Weekday | SCE | 1-in-10 | 2022 | 9 |  |  |  | 65.7455 | 1
| LCA | Big Creek/Ventura | 9 | Average Weekday | SCE | 1-in-10 | 2022 | 10 |  |  |  | 69.433 | 1
| LCA | Big Creek/Ventura | 9 | Average Weekday | SCE | 1-in-10 | 2022 | 11 |  |  |  | 73.8913 | 1
| LCA | Big Creek/Ventura | 9 | Average Weekday | SCE | 1-in-10 | 2022 | 12 |  |  |  | 78.089 | 1
| LCA | Big Creek/Ventura | 9 | Average Weekday | SCE | 1-in-10 | 2022 | 13 |  |  |  | 81.4035 | 1
| LCA | Big Creek/Ventura | 9 | Average Weekday | SCE | 1-in-10 | 2022 | 14 |  |  |  | 83.8146 | 1
| LCA | Big Creek/Ventura | 9 | Average Weekday | SCE | 1-in-10 | 2022 | 15 |  |  |  | 85.4224 | 1
| LCA | Big Creek/Ventura | 9 | Average Weekday | SCE | 1-in-10 | 2022 | 16 |  |  |  | 86.0571 | 1
| LCA | Big Creek/Ventura | 9 | Average Weekday | SCE | 1-in-10 | 2022 | 17 |  |  |  | 85.7889 | 1
| LCA | Big Creek/Ventura | 9 | Average Weekday | SCE | 1-in-10 | 2022 | 18 |  |  |  | 84.8251 | 1
| LCA | Big Creek/Ventura | 9 | Average Weekday | SCE | 1-in-10 | 2022 | 19 |  |  |  | 82.9592 | 1
| LCA | Big Creek/Ventura | 9 | Average Weekday | SCE | 1-in-10 | 2022 | 20 |  |  |  | 79.8824 | 1
| LCA | Big Creek/Ventura | 9 | Average Weekday | SCE | 1-in-10 | 2022 | 21 |  |  |  | 76.5321 | 1
| LCA | Big Creek/Ventura | 9 | Average Weekday | SCE | 1-in-10 | 2022 | 22 |  |  |  | 74.4318 | 1
| LCA | Big Creek/Ventura | 9 | Average Weekday | SCE | 1-in-10 | 2022 | 23 |  |  |  | 72.679 | 1
| LCA | Big Creek/Ventura | 9 | Average Weekday | SCE | 1-in-10 | 2022 | 24 |  |  |  | 71.1678 | 1
| LCA | Big Creek/Ventura | 9 | Monthly System Peak Day | SCE | 1-in-10 | 2022 | 1 |  |  |  | 76.5886 | 1
| LCA | Big Creek/Ventura | 9 | Monthly System Peak Day | SCE | 1-in-10 | 2022 | 2 |  |  |  | 75.235 | 1
| LCA | Big Creek/Ventura | 9 | Monthly System Peak Day | SCE | 1-in-10 | 2022 | 3 |  |  |  | 73.8857 | 1
| LCA | Big Creek/Ventura | 9 | Monthly System Peak Day | SCE | 1-in-10 | 2022 | 4 |  |  |  | 73.9464 | 1
| LCA | Big Creek/Ventura | 9 | Monthly System Peak Day | SCE | 1-in-10 | 2022 | 5 |  |  |  | 74.2893 | 1
| LCA | Big Creek/Ventura | 9 | Monthly System Peak Day | SCE | 1-in-10 | 2022 | 6 |  |  |  | 72.6643 | 1
| LCA | Big Creek/Ventura | 9 | Monthly System Peak Day | SCE | 1-in-10 | 2022 | 7 |  |  |  | 72.9357 | 1
| LCA | Big Creek/Ventura | 9 | Monthly System Peak Day | SCE | 1-in-10 | 2022 | 8 |  |  |  | 72.825 | 1
| LCA | Big Creek/Ventura | 9 | Monthly System Peak Day | SCE | 1-in-10 | 2022 | 9 |  |  |  | 74.1043 | 1
| LCA | Big Creek/Ventura | 9 | Monthly System Peak Day | SCE | 1-in-10 | 2022 | 10 |  |  |  | 78.4857 | 1
| LCA | Big Creek/Ventura | 9 | Monthly System Peak Day | SCE | 1-in-10 | 2022 | 11 |  |  |  | 83.4 | 1
| LCA | Big Creek/Ventura | 9 | Monthly System Peak Day | SCE | 1-in-10 | 2022 | 12 |  |  |  | 87.9571 | 1
| LCA | Big Creek/Ventura | 9 | Monthly System Peak Day | SCE | 1-in-10 | 2022 | 13 |  |  |  | 90.9214 | 1
| LCA | Big Creek/Ventura | 9 | Monthly System Peak Day | SCE | 1-in-10 | 2022 | 14 |  |  |  | 93.5071 | 1
| LCA | Big Creek/Ventura | 9 | Monthly System Peak Day | SCE | 1-in-10 | 2022 | 15 |  |  |  | 95.0786 | 1
| LCA | Big Creek/Ventura | 9 | Monthly System Peak Day | SCE | 1-in-10 | 2022 | 16 |  |  |  | 96.4429 | 1
| LCA | Big Creek/Ventura | 9 | Monthly System Peak Day | SCE | 1-in-10 | 2022 | 17 |  |  |  | 97.1857 | 1
| LCA | Big Creek/Ventura | 9 | Monthly System Peak Day | SCE | 1-in-10 | 2022 | 18 |  |  |  | 96.3786 | 1
| LCA | Big Creek/Ventura | 9 | Monthly System Peak Day | SCE | 1-in-10 | 2022 | 19 |  |  |  | 93.7357 | 1
| LCA | Big Creek/Ventura | 9 | Monthly System Peak Day | SCE | 1-in-10 | 2022 | 20 |  |  |  | 91.0571 | 1
| LCA | Big Creek/Ventura | 9 | Monthly System Peak Day | SCE | 1-in-10 | 2022 | 21 |  |  |  | 88.3786 | 1
| LCA | Big Creek/Ventura | 9 | Monthly System Peak Day | SCE | 1-in-10 | 2022 | 22 |  |  |  | 85.8286 | 1
| LCA | Big Creek/Ventura | 9 | Monthly System Peak Day | SCE | 1-in-10 | 2022 | 23 |  |  |  | 83.9214 | 1
| LCA | Big Creek/Ventura | 9 | Monthly System Peak Day | SCE | 1-in-10 | 2022 | 24 |  |  |  | 82.0786 | 1
| LCA | Big Creek/Ventura | 10 | Average Weekday | SCE | 1-in-10 | 2022 | 1 |  |  |  | 64.6574 | 1
| LCA | Big Creek/Ventura | 10 | Average Weekday | SCE | 1-in-10 | 2022 | 2 |  |  |  | 63.6685 | 1
| LCA | Big Creek/Ventura | 10 | Average Weekday | SCE | 1-in-10 | 2022 | 3 |  |  |  | 62.8361 | 1
| LCA | Big Creek/Ventura | 10 | Average Weekday | SCE | 1-in-10 | 2022 | 4 |  |  |  | 61.9542 | 1
| LCA | Big Creek/Ventura | 10 | Average Weekday | SCE | 1-in-10 | 2022 | 5 |  |  |  | 61.1331 | 1
| LCA | Big Creek/Ventura | 10 | Average Weekday | SCE | 1-in-10 | 2022 | 6 |  |  |  | 60.6957 | 1
| LCA | Big Creek/Ventura | 10 | Average Weekday | SCE | 1-in-10 | 2022 | 7 |  |  |  | 60.0795 | 1
| LCA | Big Creek/Ventura | 10 | Average Weekday | SCE | 1-in-10 | 2022 | 8 |  |  |  | 59.6208 | 1
| LCA | Big Creek/Ventura | 10 | Average Weekday | SCE | 1-in-10 | 2022 | 9 |  |  |  | 60.0076 | 1
| LCA | Big Creek/Ventura | 10 | Average Weekday | SCE | 1-in-10 | 2022 | 10 |  |  |  | 63.1345 | 1
| LCA | Big Creek/Ventura | 10 | Average Weekday | SCE | 1-in-10 | 2022 | 11 |  |  |  | 67.9007 | 1
| LCA | Big Creek/Ventura | 10 | Average Weekday | SCE | 1-in-10 | 2022 | 12 |  |  |  | 72.4013 | 1
| LCA | Big Creek/Ventura | 10 | Average Weekday | SCE | 1-in-10 | 2022 | 13 |  |  |  | 75.8279 | 1
| LCA | Big Creek/Ventura | 10 | Average Weekday | SCE | 1-in-10 | 2022 | 14 |  |  |  | 78.2119 | 1
| LCA | Big Creek/Ventura | 10 | Average Weekday | SCE | 1-in-10 | 2022 | 15 |  |  |  | 79.6814 | 1
| LCA | Big Creek/Ventura | 10 | Average Weekday | SCE | 1-in-10 | 2022 | 16 |  |  |  | 80.4072 | 1
| LCA | Big Creek/Ventura | 10 | Average Weekday | SCE | 1-in-10 | 2022 | 17 |  |  |  | 80.5515 | 1
| LCA | Big Creek/Ventura | 10 | Average Weekday | SCE | 1-in-10 | 2022 | 18 |  |  |  | 79.6518 | 1
| LCA | Big Creek/Ventura | 10 | Average Weekday | SCE | 1-in-10 | 2022 | 19 |  |  |  | 77.5644 | 1
| LCA | Big Creek/Ventura | 10 | Average Weekday | SCE | 1-in-10 | 2022 | 20 |  |  |  | 74.3088 | 1
| LCA | Big Creek/Ventura | 10 | Average Weekday | SCE | 1-in-10 | 2022 | 21 |  |  |  | 71.652 | 1
| LCA | Big Creek/Ventura | 10 | Average Weekday | SCE | 1-in-10 | 2022 | 22 |  |  |  | 69.4339 | 1
| LCA | Big Creek/Ventura | 10 | Average Weekday | SCE | 1-in-10 | 2022 | 23 |  |  |  | 67.5514 | 1
| LCA | Big Creek/Ventura | 10 | Average Weekday | SCE | 1-in-10 | 2022 | 24 |  |  |  | 65.7874 | 1
| LCA | Big Creek/Ventura | 10 | Monthly System Peak Day | SCE | 1-in-10 | 2022 | 1 |  |  |  | 72.9114 | 1
| LCA | Big Creek/Ventura | 10 | Monthly System Peak Day | SCE | 1-in-10 | 2022 | 2 |  |  |  | 73.1943 | 1
| LCA | Big Creek/Ventura | 10 | Monthly System Peak Day | SCE | 1-in-10 | 2022 | 3 |  |  |  | 75.1807 | 1
| LCA | Big Creek/Ventura | 10 | Monthly System Peak Day | SCE | 1-in-10 | 2022 | 4 |  |  |  | 74.4336 | 1
| LCA | Big Creek/Ventura | 10 | Monthly System Peak Day | SCE | 1-in-10 | 2022 | 5 |  |  |  | 73.5214 | 1
| LCA | Big Creek/Ventura | 10 | Monthly System Peak Day | SCE | 1-in-10 | 2022 | 6 |  |  |  | 72.8371 | 1
| LCA | Big Creek/Ventura | 10 | Monthly System Peak Day | SCE | 1-in-10 | 2022 | 7 |  |  |  | 71.7614 | 1
| LCA | Big Creek/Ventura | 10 | Monthly System Peak Day | SCE | 1-in-10 | 2022 | 8 |  |  |  | 71.4336 | 1
| LCA | Big Creek/Ventura | 10 | Monthly System Peak Day | SCE | 1-in-10 | 2022 | 9 |  |  |  | 71.4886 | 1
| LCA | Big Creek/Ventura | 10 | Monthly System Peak Day | SCE | 1-in-10 | 2022 | 10 |  |  |  | 75.3786 | 1
| LCA | Big Creek/Ventura | 10 | Monthly System Peak Day | SCE | 1-in-10 | 2022 | 11 |  |  |  | 80.3886 | 1
| LCA | Big Creek/Ventura | 10 | Monthly System Peak Day | SCE | 1-in-10 | 2022 | 12 |  |  |  | 86.0643 | 1
| LCA | Big Creek/Ventura | 10 | Monthly System Peak Day | SCE | 1-in-10 | 2022 | 13 |  |  |  | 89.9 | 1
| LCA | Big Creek/Ventura | 10 | Monthly System Peak Day | SCE | 1-in-10 | 2022 | 14 |  |  |  | 91.2286 | 1
| LCA | Big Creek/Ventura | 10 | Monthly System Peak Day | SCE | 1-in-10 | 2022 | 15 |  |  |  | 92.8571 | 1
| LCA | Big Creek/Ventura | 10 | Monthly System Peak Day | SCE | 1-in-10 | 2022 | 16 |  |  |  | 93.7643 | 1
| LCA | Big Creek/Ventura | 10 | Monthly System Peak Day | SCE | 1-in-10 | 2022 | 17 |  |  |  | 94.8 | 1
| LCA | Big Creek/Ventura | 10 | Monthly System Peak Day | SCE | 1-in-10 | 2022 | 18 |  |  |  | 94.3429 | 1
| LCA | Big Creek/Ventura | 10 | Monthly System Peak Day | SCE | 1-in-10 | 2022 | 19 |  |  |  | 92.5071 | 1
| LCA | Big Creek/Ventura | 10 | Monthly System Peak Day | SCE | 1-in-10 | 2022 | 20 |  |  |  | 88.0714 | 1
| LCA | Big Creek/Ventura | 10 | Monthly System Peak Day | SCE | 1-in-10 | 2022 | 21 |  |  |  | 84.25 | 1
| LCA | Big Creek/Ventura | 10 | Monthly System Peak Day | SCE | 1-in-10 | 2022 | 22 |  |  |  | 80.5929 | 1
| LCA | Big Creek/Ventura | 10 | Monthly System Peak Day | SCE | 1-in-10 | 2022 | 23 |  |  |  | 78.5843 | 1
| LCA | Big Creek/Ventura | 10 | Monthly System Peak Day | SCE | 1-in-10 | 2022 | 24 |  |  |  | 76.1214 | 1
| LCA | Big Creek/Ventura | 11 | Average Weekday | SCE | 1-in-10 | 2022 | 1 |  |  |  | 53.2581 | 1
| LCA | Big Creek/Ventura | 11 | Average Weekday | SCE | 1-in-10 | 2022 | 2 |  |  |  | 52.2332 | 1
| LCA | Big Creek/Ventura | 11 | Average Weekday | SCE | 1-in-10 | 2022 | 3 |  |  |  | 51.3054 | 1
| LCA | Big Creek/Ventura | 11 | Average Weekday | SCE | 1-in-10 | 2022 | 4 |  |  |  | 50.3869 | 1
| LCA | Big Creek/Ventura | 11 | Average Weekday | SCE | 1-in-10 | 2022 | 5 |  |  |  | 49.5653 | 1
| LCA | Big Creek/Ventura | 11 | Average Weekday | SCE | 1-in-10 | 2022 | 6 |  |  |  | 48.9192 | 1
| LCA | Big Creek/Ventura | 11 | Average Weekday | SCE | 1-in-10 | 2022 | 7 |  |  |  | 48.5108 | 1
| LCA | Big Creek/Ventura | 11 | Average Weekday | SCE | 1-in-10 | 2022 | 8 |  |  |  | 48.19 | 1
| LCA | Big Creek/Ventura | 11 | Average Weekday | SCE | 1-in-10 | 2022 | 9 |  |  |  | 49.6874 | 1
| LCA | Big Creek/Ventura | 11 | Average Weekday | SCE | 1-in-10 | 2022 | 10 |  |  |  | 53.9557 | 1
| LCA | Big Creek/Ventura | 11 | Average Weekday | SCE | 1-in-10 | 2022 | 11 |  |  |  | 58.7942 | 1
| LCA | Big Creek/Ventura | 11 | Average Weekday | SCE | 1-in-10 | 2022 | 12 |  |  |  | 63.0026 | 1
| LCA | Big Creek/Ventura | 11 | Average Weekday | SCE | 1-in-10 | 2022 | 13 |  |  |  | 65.857 | 1
| LCA | Big Creek/Ventura | 11 | Average Weekday | SCE | 1-in-10 | 2022 | 14 |  |  |  | 67.6396 | 1
| LCA | Big Creek/Ventura | 11 | Average Weekday | SCE | 1-in-10 | 2022 | 15 |  |  |  | 68.5811 | 1
| LCA | Big Creek/Ventura | 11 | Average Weekday | SCE | 1-in-10 | 2022 | 16 |  |  |  | 68.8531 | 1
| LCA | Big Creek/Ventura | 11 | Average Weekday | SCE | 1-in-10 | 2022 | 17 |  |  |  | 68.3015 | 1
| LCA | Big Creek/Ventura | 11 | Average Weekday | SCE | 1-in-10 | 2022 | 18 |  |  |  | 66.4193 | 1
| LCA | Big Creek/Ventura | 11 | Average Weekday | SCE | 1-in-10 | 2022 | 19 |  |  |  | 63.5043 | 1
| LCA | Big Creek/Ventura | 11 | Average Weekday | SCE | 1-in-10 | 2022 | 20 |  |  |  | 60.7171 | 1
| LCA | Big Creek/Ventura | 11 | Average Weekday | SCE | 1-in-10 | 2022 | 21 |  |  |  | 58.3538 | 1
| LCA | Big Creek/Ventura | 11 | Average Weekday | SCE | 1-in-10 | 2022 | 22 |  |  |  | 56.4636 | 1
| LCA | Big Creek/Ventura | 11 | Average Weekday | SCE | 1-in-10 | 2022 | 23 |  |  |  | 55.1132 | 1
| LCA | Big Creek/Ventura | 11 | Average Weekday | SCE | 1-in-10 | 2022 | 24 |  |  |  | 54.0951 | 1
| LCA | Big Creek/Ventura | 11 | Monthly System Peak Day | SCE | 1-in-10 | 2022 | 1 |  |  |  | 64.8557 | 1
| LCA | Big Creek/Ventura | 11 | Monthly System Peak Day | SCE | 1-in-10 | 2022 | 2 |  |  |  | 63.4 | 1
| LCA | Big Creek/Ventura | 11 | Monthly System Peak Day | SCE | 1-in-10 | 2022 | 3 |  |  |  | 62.575 | 1
| LCA | Big Creek/Ventura | 11 | Monthly System Peak Day | SCE | 1-in-10 | 2022 | 4 |  |  |  | 60.9329 | 1
| LCA | Big Creek/Ventura | 11 | Monthly System Peak Day | SCE | 1-in-10 | 2022 | 5 |  |  |  | 60.2993 | 1
| LCA | Big Creek/Ventura | 11 | Monthly System Peak Day | SCE | 1-in-10 | 2022 | 6 |  |  |  | 58.755 | 1
| LCA | Big Creek/Ventura | 11 | Monthly System Peak Day | SCE | 1-in-10 | 2022 | 7 |  |  |  | 58.1757 | 1
| LCA | Big Creek/Ventura | 11 | Monthly System Peak Day | SCE | 1-in-10 | 2022 | 8 |  |  |  | 58.4971 | 1
| LCA | Big Creek/Ventura | 11 | Monthly System Peak Day | SCE | 1-in-10 | 2022 | 9 |  |  |  | 59.5321 | 1
| LCA | Big Creek/Ventura | 11 | Monthly System Peak Day | SCE | 1-in-10 | 2022 | 10 |  |  |  | 63.5629 | 1
| LCA | Big Creek/Ventura | 11 | Monthly System Peak Day | SCE | 1-in-10 | 2022 | 11 |  |  |  | 70.165 | 1
| LCA | Big Creek/Ventura | 11 | Monthly System Peak Day | SCE | 1-in-10 | 2022 | 12 |  |  |  | 76.7329 | 1
| LCA | Big Creek/Ventura | 11 | Monthly System Peak Day | SCE | 1-in-10 | 2022 | 13 |  |  |  | 80.7714 | 1
| LCA | Big Creek/Ventura | 11 | Monthly System Peak Day | SCE | 1-in-10 | 2022 | 14 |  |  |  | 83.5714 | 1
| LCA | Big Creek/Ventura | 11 | Monthly System Peak Day | SCE | 1-in-10 | 2022 | 15 |  |  |  | 84.6071 | 1
| LCA | Big Creek/Ventura | 11 | Monthly System Peak Day | SCE | 1-in-10 | 2022 | 16 |  |  |  | 85.3286 | 1
| LCA | Big Creek/Ventura | 11 | Monthly System Peak Day | SCE | 1-in-10 | 2022 | 17 |  |  |  | 85.3643 | 1
| LCA | Big Creek/Ventura | 11 | Monthly System Peak Day | SCE | 1-in-10 | 2022 | 18 |  |  |  | 84.1 | 1
| LCA | Big Creek/Ventura | 11 | Monthly System Peak Day | SCE | 1-in-10 | 2022 | 19 |  |  |  | 80.6929 | 1
| LCA | Big Creek/Ventura | 11 | Monthly System Peak Day | SCE | 1-in-10 | 2022 | 20 |  |  |  | 75.6357 | 1
| LCA | Big Creek/Ventura | 11 | Monthly System Peak Day | SCE | 1-in-10 | 2022 | 21 |  |  |  | 70.7864 | 1
| LCA | Big Creek/Ventura | 11 | Monthly System Peak Day | SCE | 1-in-10 | 2022 | 22 |  |  |  | 68.4421 | 1
| LCA | Big Creek/Ventura | 11 | Monthly System Peak Day | SCE | 1-in-10 | 2022 | 23 |  |  |  | 66.3479 | 1
| LCA | Big Creek/Ventura | 11 | Monthly System Peak Day | SCE | 1-in-10 | 2022 | 24 |  |  |  | 64.7529 | 1
| LCA | Big Creek/Ventura | 12 | Average Weekday | SCE | 1-in-10 | 2022 | 1 |  |  |  | 45.6414 | 1
| LCA | Big Creek/Ventura | 12 | Average Weekday | SCE | 1-in-10 | 2022 | 2 |  |  |  | 44.8109 | 1
| LCA | Big Creek/Ventura | 12 | Average Weekday | SCE | 1-in-10 | 2022 | 3 |  |  |  | 44.1837 | 1
| LCA | Big Creek/Ventura | 12 | Average Weekday | SCE | 1-in-10 | 2022 | 4 |  |  |  | 43.3696 | 1
| LCA | Big Creek/Ventura | 12 | Average Weekday | SCE | 1-in-10 | 2022 | 5 |  |  |  | 43.0515 | 1
| LCA | Big Creek/Ventura | 12 | Average Weekday | SCE | 1-in-10 | 2022 | 6 |  |  |  | 42.5648 | 1
| LCA | Big Creek/Ventura | 12 | Average Weekday | SCE | 1-in-10 | 2022 | 7 |  |  |  | 42.0354 | 1
| LCA | Big Creek/Ventura | 12 | Average Weekday | SCE | 1-in-10 | 2022 | 8 |  |  |  | 41.8085 | 1
| LCA | Big Creek/Ventura | 12 | Average Weekday | SCE | 1-in-10 | 2022 | 9 |  |  |  | 42.653 | 1
| LCA | Big Creek/Ventura | 12 | Average Weekday | SCE | 1-in-10 | 2022 | 10 |  |  |  | 46.058 | 1
| LCA | Big Creek/Ventura | 12 | Average Weekday | SCE | 1-in-10 | 2022 | 11 |  |  |  | 50.2263 | 1
| LCA | Big Creek/Ventura | 12 | Average Weekday | SCE | 1-in-10 | 2022 | 12 |  |  |  | 53.7152 | 1
| LCA | Big Creek/Ventura | 12 | Average Weekday | SCE | 1-in-10 | 2022 | 13 |  |  |  | 56.193 | 1
| LCA | Big Creek/Ventura | 12 | Average Weekday | SCE | 1-in-10 | 2022 | 14 |  |  |  | 57.7961 | 1
| LCA | Big Creek/Ventura | 12 | Average Weekday | SCE | 1-in-10 | 2022 | 15 |  |  |  | 58.6323 | 1
| LCA | Big Creek/Ventura | 12 | Average Weekday | SCE | 1-in-10 | 2022 | 16 |  |  |  | 58.9669 | 1
| LCA | Big Creek/Ventura | 12 | Average Weekday | SCE | 1-in-10 | 2022 | 17 |  |  |  | 58.4308 | 1
| LCA | Big Creek/Ventura | 12 | Average Weekday | SCE | 1-in-10 | 2022 | 18 |  |  |  | 56.5897 | 1
| LCA | Big Creek/Ventura | 12 | Average Weekday | SCE | 1-in-10 | 2022 | 19 |  |  |  | 54.0908 | 1
| LCA | Big Creek/Ventura | 12 | Average Weekday | SCE | 1-in-10 | 2022 | 20 |  |  |  | 51.9845 | 1
| LCA | Big Creek/Ventura | 12 | Average Weekday | SCE | 1-in-10 | 2022 | 21 |  |  |  | 50.3591 | 1
| LCA | Big Creek/Ventura | 12 | Average Weekday | SCE | 1-in-10 | 2022 | 22 |  |  |  | 49.0661 | 1
| LCA | Big Creek/Ventura | 12 | Average Weekday | SCE | 1-in-10 | 2022 | 23 |  |  |  | 47.7964 | 1
| LCA | Big Creek/Ventura | 12 | Average Weekday | SCE | 1-in-10 | 2022 | 24 |  |  |  | 46.9954 | 1
| LCA | Big Creek/Ventura | 12 | Monthly System Peak Day | SCE | 1-in-10 | 2022 | 1 |  |  |  | 40.7736 | 1
| LCA | Big Creek/Ventura | 12 | Monthly System Peak Day | SCE | 1-in-10 | 2022 | 2 |  |  |  | 40.2071 | 1
| LCA | Big Creek/Ventura | 12 | Monthly System Peak Day | SCE | 1-in-10 | 2022 | 3 |  |  |  | 38.9471 | 1
| LCA | Big Creek/Ventura | 12 | Monthly System Peak Day | SCE | 1-in-10 | 2022 | 4 |  |  |  | 37.6914 | 1
| LCA | Big Creek/Ventura | 12 | Monthly System Peak Day | SCE | 1-in-10 | 2022 | 5 |  |  |  | 37.0429 | 1
| LCA | Big Creek/Ventura | 12 | Monthly System Peak Day | SCE | 1-in-10 | 2022 | 6 |  |  |  | 35.6071 | 1
| LCA | Big Creek/Ventura | 12 | Monthly System Peak Day | SCE | 1-in-10 | 2022 | 7 |  |  |  | 34.0793 | 1
| LCA | Big Creek/Ventura | 12 | Monthly System Peak Day | SCE | 1-in-10 | 2022 | 8 |  |  |  | 33.665 | 1
| LCA | Big Creek/Ventura | 12 | Monthly System Peak Day | SCE | 1-in-10 | 2022 | 9 |  |  |  | 35.5443 | 1
| LCA | Big Creek/Ventura | 12 | Monthly System Peak Day | SCE | 1-in-10 | 2022 | 10 |  |  |  | 39.2764 | 1
| LCA | Big Creek/Ventura | 12 | Monthly System Peak Day | SCE | 1-in-10 | 2022 | 11 |  |  |  | 42.9014 | 1
| LCA | Big Creek/Ventura | 12 | Monthly System Peak Day | SCE | 1-in-10 | 2022 | 12 |  |  |  | 46.0714 | 1
| LCA | Big Creek/Ventura | 12 | Monthly System Peak Day | SCE | 1-in-10 | 2022 | 13 |  |  |  | 47.7536 | 1
| LCA | Big Creek/Ventura | 12 | Monthly System Peak Day | SCE | 1-in-10 | 2022 | 14 |  |  |  | 49.1129 | 1
| LCA | Big Creek/Ventura | 12 | Monthly System Peak Day | SCE | 1-in-10 | 2022 | 15 |  |  |  | 50.4914 | 1
| LCA | Big Creek/Ventura | 12 | Monthly System Peak Day | SCE | 1-in-10 | 2022 | 16 |  |  |  | 51.1093 | 1
| LCA | Big Creek/Ventura | 12 | Monthly System Peak Day | SCE | 1-in-10 | 2022 | 17 |  |  |  | 50.6336 | 1
| LCA | Big Creek/Ventura | 12 | Monthly System Peak Day | SCE | 1-in-10 | 2022 | 18 |  |  |  | 49.1286 | 1
| LCA | Big Creek/Ventura | 12 | Monthly System Peak Day | SCE | 1-in-10 | 2022 | 19 |  |  |  | 46.04 | 1
| LCA | Big Creek/Ventura | 12 | Monthly System Peak Day | SCE | 1-in-10 | 2022 | 20 |  |  |  | 43.6421 | 1
| LCA | Big Creek/Ventura | 12 | Monthly System Peak Day | SCE | 1-in-10 | 2022 | 21 |  |  |  | 41.805 | 1
| LCA | Big Creek/Ventura | 12 | Monthly System Peak Day | SCE | 1-in-10 | 2022 | 22 |  |  |  | 40.2143 | 1
| LCA | Big Creek/Ventura | 12 | Monthly System Peak Day | SCE | 1-in-10 | 2022 | 23 |  |  |  | 39.0786 | 1
| LCA | Big Creek/Ventura | 12 | Monthly System Peak Day | SCE | 1-in-10 | 2022 | 24 |  |  |  | 38.1714 | 1
| LCA | Big Creek/Ventura | 1 | Average Weekday | SCE | 1-in-10 | 2023 | 1 |  |  |  | 46.9726 | 1
| LCA | Big Creek/Ventura | 1 | Average Weekday | SCE | 1-in-10 | 2023 | 2 |  |  |  | 46.3899 | 1
| LCA | Big Creek/Ventura | 1 | Average Weekday | SCE | 1-in-10 | 2023 | 3 |  |  |  | 45.8098 | 1
| LCA | Big Creek/Ventura | 1 | Average Weekday | SCE | 1-in-10 | 2023 | 4 |  |  |  | 45.1295 | 1
| LCA | Big Creek/Ventura | 1 | Average Weekday | SCE | 1-in-10 | 2023 | 5 |  |  |  | 44.5356 | 1
| LCA | Big Creek/Ventura | 1 | Average Weekday | SCE | 1-in-10 | 2023 | 6 |  |  |  | 44.1452 | 1
| LCA | Big Creek/Ventura | 1 | Average Weekday | SCE | 1-in-10 | 2023 | 7 |  |  |  | 43.7767 | 1
| LCA | Big Creek/Ventura | 1 | Average Weekday | SCE | 1-in-10 | 2023 | 8 |  |  |  | 43.4369 | 1
| LCA | Big Creek/Ventura | 1 | Average Weekday | SCE | 1-in-10 | 2023 | 9 |  |  |  | 43.825 | 1
| LCA | Big Creek/Ventura | 1 | Average Weekday | SCE | 1-in-10 | 2023 | 10 |  |  |  | 46.4388 | 1
| LCA | Big Creek/Ventura | 1 | Average Weekday | SCE | 1-in-10 | 2023 | 11 |  |  |  | 50.0898 | 1
| LCA | Big Creek/Ventura | 1 | Average Weekday | SCE | 1-in-10 | 2023 | 12 |  |  |  | 53.082 | 1
| LCA | Big Creek/Ventura | 1 | Average Weekday | SCE | 1-in-10 | 2023 | 13 |  |  |  | 55.1166 | 1
| LCA | Big Creek/Ventura | 1 | Average Weekday | SCE | 1-in-10 | 2023 | 14 |  |  |  | 56.5521 | 1
| LCA | Big Creek/Ventura | 1 | Average Weekday | SCE | 1-in-10 | 2023 | 15 |  |  |  | 57.5392 | 1
| LCA | Big Creek/Ventura | 1 | Average Weekday | SCE | 1-in-10 | 2023 | 16 |  |  |  | 57.9567 | 1
| LCA | Big Creek/Ventura | 1 | Average Weekday | SCE | 1-in-10 | 2023 | 17 |  |  |  | 57.6834 | 1
| LCA | Big Creek/Ventura | 1 | Average Weekday | SCE | 1-in-10 | 2023 | 18 |  |  |  | 56.3685 | 1
| LCA | Big Creek/Ventura | 1 | Average Weekday | SCE | 1-in-10 | 2023 | 19 |  |  |  | 54.0957 | 1
| LCA | Big Creek/Ventura | 1 | Average Weekday | SCE | 1-in-10 | 2023 | 20 |  |  |  | 52.0419 | 1
| LCA | Big Creek/Ventura | 1 | Average Weekday | SCE | 1-in-10 | 2023 | 21 |  |  |  | 50.5806 | 1
| LCA | Big Creek/Ventura | 1 | Average Weekday | SCE | 1-in-10 | 2023 | 22 |  |  |  | 49.3198 | 1
| LCA | Big Creek/Ventura | 1 | Average Weekday | SCE | 1-in-10 | 2023 | 23 |  |  |  | 48.2823 | 1
| LCA | Big Creek/Ventura | 1 | Average Weekday | SCE | 1-in-10 | 2023 | 24 |  |  |  | 47.6345 | 1
| LCA | Big Creek/Ventura | 1 | Monthly System Peak Day | SCE | 1-in-10 | 2023 | 1 |  |  |  | 41.3479 | 1
| LCA | Big Creek/Ventura | 1 | Monthly System Peak Day | SCE | 1-in-10 | 2023 | 2 |  |  |  | 40.0943 | 1
| LCA | Big Creek/Ventura | 1 | Monthly System Peak Day | SCE | 1-in-10 | 2023 | 3 |  |  |  | 39.0714 | 1
| LCA | Big Creek/Ventura | 1 | Monthly System Peak Day | SCE | 1-in-10 | 2023 | 4 |  |  |  | 37.8993 | 1
| LCA | Big Creek/Ventura | 1 | Monthly System Peak Day | SCE | 1-in-10 | 2023 | 5 |  |  |  | 37.1579 | 1
| LCA | Big Creek/Ventura | 1 | Monthly System Peak Day | SCE | 1-in-10 | 2023 | 6 |  |  |  | 36.5943 | 1
| LCA | Big Creek/Ventura | 1 | Monthly System Peak Day | SCE | 1-in-10 | 2023 | 7 |  |  |  | 36.4721 | 1
| LCA | Big Creek/Ventura | 1 | Monthly System Peak Day | SCE | 1-in-10 | 2023 | 8 |  |  |  | 36.8593 | 1
| LCA | Big Creek/Ventura | 1 | Monthly System Peak Day | SCE | 1-in-10 | 2023 | 9 |  |  |  | 37.035 | 1
| LCA | Big Creek/Ventura | 1 | Monthly System Peak Day | SCE | 1-in-10 | 2023 | 10 |  |  |  | 39.5879 | 1
| LCA | Big Creek/Ventura | 1 | Monthly System Peak Day | SCE | 1-in-10 | 2023 | 11 |  |  |  | 42.2043 | 1
| LCA | Big Creek/Ventura | 1 | Monthly System Peak Day | SCE | 1-in-10 | 2023 | 12 |  |  |  | 44.2771 | 1
| LCA | Big Creek/Ventura | 1 | Monthly System Peak Day | SCE | 1-in-10 | 2023 | 13 |  |  |  | 43.8286 | 1
| LCA | Big Creek/Ventura | 1 | Monthly System Peak Day | SCE | 1-in-10 | 2023 | 14 |  |  |  | 44.5321 | 1
| LCA | Big Creek/Ventura | 1 | Monthly System Peak Day | SCE | 1-in-10 | 2023 | 15 |  |  |  | 45.7286 | 1
| LCA | Big Creek/Ventura | 1 | Monthly System Peak Day | SCE | 1-in-10 | 2023 | 16 |  |  |  | 46.5707 | 1
| LCA | Big Creek/Ventura | 1 | Monthly System Peak Day | SCE | 1-in-10 | 2023 | 17 |  |  |  | 47.0414 | 1
| LCA | Big Creek/Ventura | 1 | Monthly System Peak Day | SCE | 1-in-10 | 2023 | 18 |  |  |  | 45.9314 | 1
| LCA | Big Creek/Ventura | 1 | Monthly System Peak Day | SCE | 1-in-10 | 2023 | 19 |  |  |  | 43.87 | 1
| LCA | Big Creek/Ventura | 1 | Monthly System Peak Day | SCE | 1-in-10 | 2023 | 20 |  |  |  | 42.6786 | 1
| LCA | Big Creek/Ventura | 1 | Monthly System Peak Day | SCE | 1-in-10 | 2023 | 21 |  |  |  | 41.9493 | 1
| LCA | Big Creek/Ventura | 1 | Monthly System Peak Day | SCE | 1-in-10 | 2023 | 22 |  |  |  | 41.5471 | 1
| LCA | Big Creek/Ventura | 1 | Monthly System Peak Day | SCE | 1-in-10 | 2023 | 23 |  |  |  | 41.4043 | 1
| LCA | Big Creek/Ventura | 1 | Monthly System Peak Day | SCE | 1-in-10 | 2023 | 24 |  |  |  | 41.4957 | 1
| LCA | Big Creek/Ventura | 2 | Average Weekday | SCE | 1-in-10 | 2023 | 1 |  |  |  | 51.3747 | 1
| LCA | Big Creek/Ventura | 2 | Average Weekday | SCE | 1-in-10 | 2023 | 2 |  |  |  | 50.2988 | 1
| LCA | Big Creek/Ventura | 2 | Average Weekday | SCE | 1-in-10 | 2023 | 3 |  |  |  | 49.3487 | 1
| LCA | Big Creek/Ventura | 2 | Average Weekday | SCE | 1-in-10 | 2023 | 4 |  |  |  | 48.3699 | 1
| LCA | Big Creek/Ventura | 2 | Average Weekday | SCE | 1-in-10 | 2023 | 5 |  |  |  | 47.5163 | 1
| LCA | Big Creek/Ventura | 2 | Average Weekday | SCE | 1-in-10 | 2023 | 6 |  |  |  | 46.9323 | 1
| LCA | Big Creek/Ventura | 2 | Average Weekday | SCE | 1-in-10 | 2023 | 7 |  |  |  | 46.2951 | 1
| LCA | Big Creek/Ventura | 2 | Average Weekday | SCE | 1-in-10 | 2023 | 8 |  |  |  | 45.82 | 1
| LCA | Big Creek/Ventura | 2 | Average Weekday | SCE | 1-in-10 | 2023 | 9 |  |  |  | 47.1328 | 1
| LCA | Big Creek/Ventura | 2 | Average Weekday | SCE | 1-in-10 | 2023 | 10 |  |  |  | 51.5254 | 1
| LCA | Big Creek/Ventura | 2 | Average Weekday | SCE | 1-in-10 | 2023 | 11 |  |  |  | 56.5846 | 1
| LCA | Big Creek/Ventura | 2 | Average Weekday | SCE | 1-in-10 | 2023 | 12 |  |  |  | 60.71 | 1
| LCA | Big Creek/Ventura | 2 | Average Weekday | SCE | 1-in-10 | 2023 | 13 |  |  |  | 63.6338 | 1
| LCA | Big Creek/Ventura | 2 | Average Weekday | SCE | 1-in-10 | 2023 | 14 |  |  |  | 65.324 | 1
| LCA | Big Creek/Ventura | 2 | Average Weekday | SCE | 1-in-10 | 2023 | 15 |  |  |  | 66.1792 | 1
| LCA | Big Creek/Ventura | 2 | Average Weekday | SCE | 1-in-10 | 2023 | 16 |  |  |  | 66.7071 | 1
| LCA | Big Creek/Ventura | 2 | Average Weekday | SCE | 1-in-10 | 2023 | 17 |  |  |  | 66.5629 | 1
| LCA | Big Creek/Ventura | 2 | Average Weekday | SCE | 1-in-10 | 2023 | 18 |  |  |  | 65.2747 | 1
| LCA | Big Creek/Ventura | 2 | Average Weekday | SCE | 1-in-10 | 2023 | 19 |  |  |  | 62.4796 | 1
| LCA | Big Creek/Ventura | 2 | Average Weekday | SCE | 1-in-10 | 2023 | 20 |  |  |  | 59.6118 | 1
| LCA | Big Creek/Ventura | 2 | Average Weekday | SCE | 1-in-10 | 2023 | 21 |  |  |  | 57.2356 | 1
| LCA | Big Creek/Ventura | 2 | Average Weekday | SCE | 1-in-10 | 2023 | 22 |  |  |  | 55.0794 | 1
| LCA | Big Creek/Ventura | 2 | Average Weekday | SCE | 1-in-10 | 2023 | 23 |  |  |  | 53.3956 | 1
| LCA | Big Creek/Ventura | 2 | Average Weekday | SCE | 1-in-10 | 2023 | 24 |  |  |  | 51.9445 | 1
| LCA | Big Creek/Ventura | 2 | Monthly System Peak Day | SCE | 1-in-10 | 2023 | 1 |  |  |  | 62.7979 | 1
| LCA | Big Creek/Ventura | 2 | Monthly System Peak Day | SCE | 1-in-10 | 2023 | 2 |  |  |  | 60.5921 | 1
| LCA | Big Creek/Ventura | 2 | Monthly System Peak Day | SCE | 1-in-10 | 2023 | 3 |  |  |  | 60.4593 | 1
| LCA | Big Creek/Ventura | 2 | Monthly System Peak Day | SCE | 1-in-10 | 2023 | 4 |  |  |  | 59.0757 | 1
| LCA | Big Creek/Ventura | 2 | Monthly System Peak Day | SCE | 1-in-10 | 2023 | 5 |  |  |  | 57.5821 | 1
| LCA | Big Creek/Ventura | 2 | Monthly System Peak Day | SCE | 1-in-10 | 2023 | 6 |  |  |  | 55.4229 | 1
| LCA | Big Creek/Ventura | 2 | Monthly System Peak Day | SCE | 1-in-10 | 2023 | 7 |  |  |  | 54.08 | 1
| LCA | Big Creek/Ventura | 2 | Monthly System Peak Day | SCE | 1-in-10 | 2023 | 8 |  |  |  | 52.9957 | 1
| LCA | Big Creek/Ventura | 2 | Monthly System Peak Day | SCE | 1-in-10 | 2023 | 9 |  |  |  | 54.8779 | 1
| LCA | Big Creek/Ventura | 2 | Monthly System Peak Day | SCE | 1-in-10 | 2023 | 10 |  |  |  | 60.7657 | 1
| LCA | Big Creek/Ventura | 2 | Monthly System Peak Day | SCE | 1-in-10 | 2023 | 11 |  |  |  | 66.5386 | 1
| LCA | Big Creek/Ventura | 2 | Monthly System Peak Day | SCE | 1-in-10 | 2023 | 12 |  |  |  | 71.4286 | 1
| LCA | Big Creek/Ventura | 2 | Monthly System Peak Day | SCE | 1-in-10 | 2023 | 13 |  |  |  | 75.2543 | 1
| LCA | Big Creek/Ventura | 2 | Monthly System Peak Day | SCE | 1-in-10 | 2023 | 14 |  |  |  | 77.06 | 1
| LCA | Big Creek/Ventura | 2 | Monthly System Peak Day | SCE | 1-in-10 | 2023 | 15 |  |  |  | 78.1643 | 1
| LCA | Big Creek/Ventura | 2 | Monthly System Peak Day | SCE | 1-in-10 | 2023 | 16 |  |  |  | 79.4286 | 1
| LCA | Big Creek/Ventura | 2 | Monthly System Peak Day | SCE | 1-in-10 | 2023 | 17 |  |  |  | 79.3286 | 1
| LCA | Big Creek/Ventura | 2 | Monthly System Peak Day | SCE | 1-in-10 | 2023 | 18 |  |  |  | 78.4 | 1
| LCA | Big Creek/Ventura | 2 | Monthly System Peak Day | SCE | 1-in-10 | 2023 | 19 |  |  |  | 74.6357 | 1
| LCA | Big Creek/Ventura | 2 | Monthly System Peak Day | SCE | 1-in-10 | 2023 | 20 |  |  |  | 69.9336 | 1
| LCA | Big Creek/Ventura | 2 | Monthly System Peak Day | SCE | 1-in-10 | 2023 | 21 |  |  |  | 65.4836 | 1
| LCA | Big Creek/Ventura | 2 | Monthly System Peak Day | SCE | 1-in-10 | 2023 | 22 |  |  |  | 61.9921 | 1
| LCA | Big Creek/Ventura | 2 | Monthly System Peak Day | SCE | 1-in-10 | 2023 | 23 |  |  |  | 60.215 | 1
| LCA | Big Creek/Ventura | 2 | Monthly System Peak Day | SCE | 1-in-10 | 2023 | 24 |  |  |  | 59.5486 | 1
| LCA | Big Creek/Ventura | 3 | Average Weekday | SCE | 1-in-10 | 2023 | 1 |  |  |  | 55.76 | 1
| LCA | Big Creek/Ventura | 3 | Average Weekday | SCE | 1-in-10 | 2023 | 2 |  |  |  | 54.6302 | 1
| LCA | Big Creek/Ventura | 3 | Average Weekday | SCE | 1-in-10 | 2023 | 3 |  |  |  | 53.6954 | 1
| LCA | Big Creek/Ventura | 3 | Average Weekday | SCE | 1-in-10 | 2023 | 4 |  |  |  | 52.8489 | 1
| LCA | Big Creek/Ventura | 3 | Average Weekday | SCE | 1-in-10 | 2023 | 5 |  |  |  | 51.8634 | 1
| LCA | Big Creek/Ventura | 3 | Average Weekday | SCE | 1-in-10 | 2023 | 6 |  |  |  | 51.0123 | 1
| LCA | Big Creek/Ventura | 3 | Average Weekday | SCE | 1-in-10 | 2023 | 7 |  |  |  | 50.3326 | 1
| LCA | Big Creek/Ventura | 3 | Average Weekday | SCE | 1-in-10 | 2023 | 8 |  |  |  | 49.9971 | 1
| LCA | Big Creek/Ventura | 3 | Average Weekday | SCE | 1-in-10 | 2023 | 9 |  |  |  | 51.0948 | 1
| LCA | Big Creek/Ventura | 3 | Average Weekday | SCE | 1-in-10 | 2023 | 10 |  |  |  | 54.9948 | 1
| LCA | Big Creek/Ventura | 3 | Average Weekday | SCE | 1-in-10 | 2023 | 11 |  |  |  | 59.737 | 1
| LCA | Big Creek/Ventura | 3 | Average Weekday | SCE | 1-in-10 | 2023 | 12 |  |  |  | 63.8311 | 1
| LCA | Big Creek/Ventura | 3 | Average Weekday | SCE | 1-in-10 | 2023 | 13 |  |  |  | 67.0932 | 1
| LCA | Big Creek/Ventura | 3 | Average Weekday | SCE | 1-in-10 | 2023 | 14 |  |  |  | 69.3943 | 1
| LCA | Big Creek/Ventura | 3 | Average Weekday | SCE | 1-in-10 | 2023 | 15 |  |  |  | 70.8584 | 1
| LCA | Big Creek/Ventura | 3 | Average Weekday | SCE | 1-in-10 | 2023 | 16 |  |  |  | 71.6505 | 1
| LCA | Big Creek/Ventura | 3 | Average Weekday | SCE | 1-in-10 | 2023 | 17 |  |  |  | 71.9429 | 1
| LCA | Big Creek/Ventura | 3 | Average Weekday | SCE | 1-in-10 | 2023 | 18 |  |  |  | 71.2563 | 1
| LCA | Big Creek/Ventura | 3 | Average Weekday | SCE | 1-in-10 | 2023 | 19 |  |  |  | 69.5572 | 1
| LCA | Big Creek/Ventura | 3 | Average Weekday | SCE | 1-in-10 | 2023 | 20 |  |  |  | 66.8135 | 1
| LCA | Big Creek/Ventura | 3 | Average Weekday | SCE | 1-in-10 | 2023 | 21 |  |  |  | 63.5231 | 1
| LCA | Big Creek/Ventura | 3 | Average Weekday | SCE | 1-in-10 | 2023 | 22 |  |  |  | 61.2592 | 1
| LCA | Big Creek/Ventura | 3 | Average Weekday | SCE | 1-in-10 | 2023 | 23 |  |  |  | 59.4613 | 1
| LCA | Big Creek/Ventura | 3 | Average Weekday | SCE | 1-in-10 | 2023 | 24 |  |  |  | 58.0116 | 1
| LCA | Big Creek/Ventura | 3 | Monthly System Peak Day | SCE | 1-in-10 | 2023 | 1 |  |  |  | 62.9286 | 1
| LCA | Big Creek/Ventura | 3 | Monthly System Peak Day | SCE | 1-in-10 | 2023 | 2 |  |  |  | 61.1979 | 1
| LCA | Big Creek/Ventura | 3 | Monthly System Peak Day | SCE | 1-in-10 | 2023 | 3 |  |  |  | 59.1257 | 1
| LCA | Big Creek/Ventura | 3 | Monthly System Peak Day | SCE | 1-in-10 | 2023 | 4 |  |  |  | 58.2714 | 1
| LCA | Big Creek/Ventura | 3 | Monthly System Peak Day | SCE | 1-in-10 | 2023 | 5 |  |  |  | 57.7179 | 1
| LCA | Big Creek/Ventura | 3 | Monthly System Peak Day | SCE | 1-in-10 | 2023 | 6 |  |  |  | 56.9114 | 1
| LCA | Big Creek/Ventura | 3 | Monthly System Peak Day | SCE | 1-in-10 | 2023 | 7 |  |  |  | 55.6436 | 1
| LCA | Big Creek/Ventura | 3 | Monthly System Peak Day | SCE | 1-in-10 | 2023 | 8 |  |  |  | 54.6729 | 1
| LCA | Big Creek/Ventura | 3 | Monthly System Peak Day | SCE | 1-in-10 | 2023 | 9 |  |  |  | 55.8821 | 1
| LCA | Big Creek/Ventura | 3 | Monthly System Peak Day | SCE | 1-in-10 | 2023 | 10 |  |  |  | 61.4086 | 1
| LCA | Big Creek/Ventura | 3 | Monthly System Peak Day | SCE | 1-in-10 | 2023 | 11 |  |  |  | 67.5364 | 1
| LCA | Big Creek/Ventura | 3 | Monthly System Peak Day | SCE | 1-in-10 | 2023 | 12 |  |  |  | 73.5307 | 1
| LCA | Big Creek/Ventura | 3 | Monthly System Peak Day | SCE | 1-in-10 | 2023 | 13 |  |  |  | 78.6286 | 1
| LCA | Big Creek/Ventura | 3 | Monthly System Peak Day | SCE | 1-in-10 | 2023 | 14 |  |  |  | 81.6357 | 1
| LCA | Big Creek/Ventura | 3 | Monthly System Peak Day | SCE | 1-in-10 | 2023 | 15 |  |  |  | 84.1429 | 1
| LCA | Big Creek/Ventura | 3 | Monthly System Peak Day | SCE | 1-in-10 | 2023 | 16 |  |  |  | 85.3286 | 1
| LCA | Big Creek/Ventura | 3 | Monthly System Peak Day | SCE | 1-in-10 | 2023 | 17 |  |  |  | 85.2429 | 1
| LCA | Big Creek/Ventura | 3 | Monthly System Peak Day | SCE | 1-in-10 | 2023 | 18 |  |  |  | 84.9286 | 1
| LCA | Big Creek/Ventura | 3 | Monthly System Peak Day | SCE | 1-in-10 | 2023 | 19 |  |  |  | 83.1136 | 1
| LCA | Big Creek/Ventura | 3 | Monthly System Peak Day | SCE | 1-in-10 | 2023 | 20 |  |  |  | 80.1564 | 1
| LCA | Big Creek/Ventura | 3 | Monthly System Peak Day | SCE | 1-in-10 | 2023 | 21 |  |  |  | 75.1193 | 1
| LCA | Big Creek/Ventura | 3 | Monthly System Peak Day | SCE | 1-in-10 | 2023 | 22 |  |  |  | 70.7171 | 1
| LCA | Big Creek/Ventura | 3 | Monthly System Peak Day | SCE | 1-in-10 | 2023 | 23 |  |  |  | 67.4014 | 1
| LCA | Big Creek/Ventura | 3 | Monthly System Peak Day | SCE | 1-in-10 | 2023 | 24 |  |  |  | 64.9371 | 1
| LCA | Big Creek/Ventura | 4 | Average Weekday | SCE | 1-in-10 | 2023 | 1 |  |  |  | 57.6326 | 1
| LCA | Big Creek/Ventura | 4 | Average Weekday | SCE | 1-in-10 | 2023 | 2 |  |  |  | 56.4057 | 1
| LCA | Big Creek/Ventura | 4 | Average Weekday | SCE | 1-in-10 | 2023 | 3 |  |  |  | 55.5479 | 1
| LCA | Big Creek/Ventura | 4 | Average Weekday | SCE | 1-in-10 | 2023 | 4 |  |  |  | 54.5992 | 1
| LCA | Big Creek/Ventura | 4 | Average Weekday | SCE | 1-in-10 | 2023 | 5 |  |  |  | 53.688 | 1
| LCA | Big Creek/Ventura | 4 | Average Weekday | SCE | 1-in-10 | 2023 | 6 |  |  |  | 53.0014 | 1
| LCA | Big Creek/Ventura | 4 | Average Weekday | SCE | 1-in-10 | 2023 | 7 |  |  |  | 52.3473 | 1
| LCA | Big Creek/Ventura | 4 | Average Weekday | SCE | 1-in-10 | 2023 | 8 |  |  |  | 52.0583 | 1
| LCA | Big Creek/Ventura | 4 | Average Weekday | SCE | 1-in-10 | 2023 | 9 |  |  |  | 53.8128 | 1
| LCA | Big Creek/Ventura | 4 | Average Weekday | SCE | 1-in-10 | 2023 | 10 |  |  |  | 57.9408 | 1
| LCA | Big Creek/Ventura | 4 | Average Weekday | SCE | 1-in-10 | 2023 | 11 |  |  |  | 61.8429 | 1
| LCA | Big Creek/Ventura | 4 | Average Weekday | SCE | 1-in-10 | 2023 | 12 |  |  |  | 65.2534 | 1
| LCA | Big Creek/Ventura | 4 | Average Weekday | SCE | 1-in-10 | 2023 | 13 |  |  |  | 67.9803 | 1
| LCA | Big Creek/Ventura | 4 | Average Weekday | SCE | 1-in-10 | 2023 | 14 |  |  |  | 69.9663 | 1
| LCA | Big Creek/Ventura | 4 | Average Weekday | SCE | 1-in-10 | 2023 | 15 |  |  |  | 71.2935 | 1
| LCA | Big Creek/Ventura | 4 | Average Weekday | SCE | 1-in-10 | 2023 | 16 |  |  |  | 71.9866 | 1
| LCA | Big Creek/Ventura | 4 | Average Weekday | SCE | 1-in-10 | 2023 | 17 |  |  |  | 72.0635 | 1
| LCA | Big Creek/Ventura | 4 | Average Weekday | SCE | 1-in-10 | 2023 | 18 |  |  |  | 71.4416 | 1
| LCA | Big Creek/Ventura | 4 | Average Weekday | SCE | 1-in-10 | 2023 | 19 |  |  |  | 69.9954 | 1
| LCA | Big Creek/Ventura | 4 | Average Weekday | SCE | 1-in-10 | 2023 | 20 |  |  |  | 67.8065 | 1
| LCA | Big Creek/Ventura | 4 | Average Weekday | SCE | 1-in-10 | 2023 | 21 |  |  |  | 64.8983 | 1
| LCA | Big Creek/Ventura | 4 | Average Weekday | SCE | 1-in-10 | 2023 | 22 |  |  |  | 62.5152 | 1
| LCA | Big Creek/Ventura | 4 | Average Weekday | SCE | 1-in-10 | 2023 | 23 |  |  |  | 60.6633 | 1
| LCA | Big Creek/Ventura | 4 | Average Weekday | SCE | 1-in-10 | 2023 | 24 |  |  |  | 59.0916 | 1
| LCA | Big Creek/Ventura | 4 | Monthly System Peak Day | SCE | 1-in-10 | 2023 | 1 |  |  |  | 67.3443 | 1
| LCA | Big Creek/Ventura | 4 | Monthly System Peak Day | SCE | 1-in-10 | 2023 | 2 |  |  |  | 65.9207 | 1
| LCA | Big Creek/Ventura | 4 | Monthly System Peak Day | SCE | 1-in-10 | 2023 | 3 |  |  |  | 65.0814 | 1
| LCA | Big Creek/Ventura | 4 | Monthly System Peak Day | SCE | 1-in-10 | 2023 | 4 |  |  |  | 63.8121 | 1
| LCA | Big Creek/Ventura | 4 | Monthly System Peak Day | SCE | 1-in-10 | 2023 | 5 |  |  |  | 62.6157 | 1
| LCA | Big Creek/Ventura | 4 | Monthly System Peak Day | SCE | 1-in-10 | 2023 | 6 |  |  |  | 61.2721 | 1
| LCA | Big Creek/Ventura | 4 | Monthly System Peak Day | SCE | 1-in-10 | 2023 | 7 |  |  |  | 60.1821 | 1
| LCA | Big Creek/Ventura | 4 | Monthly System Peak Day | SCE | 1-in-10 | 2023 | 8 |  |  |  | 59.4121 | 1
| LCA | Big Creek/Ventura | 4 | Monthly System Peak Day | SCE | 1-in-10 | 2023 | 9 |  |  |  | 62.43 | 1
| LCA | Big Creek/Ventura | 4 | Monthly System Peak Day | SCE | 1-in-10 | 2023 | 10 |  |  |  | 68.1557 | 1
| LCA | Big Creek/Ventura | 4 | Monthly System Peak Day | SCE | 1-in-10 | 2023 | 11 |  |  |  | 74.0407 | 1
| LCA | Big Creek/Ventura | 4 | Monthly System Peak Day | SCE | 1-in-10 | 2023 | 12 |  |  |  | 79.2636 | 1
| LCA | Big Creek/Ventura | 4 | Monthly System Peak Day | SCE | 1-in-10 | 2023 | 13 |  |  |  | 83.0279 | 1
| LCA | Big Creek/Ventura | 4 | Monthly System Peak Day | SCE | 1-in-10 | 2023 | 14 |  |  |  | 86.0857 | 1
| LCA | Big Creek/Ventura | 4 | Monthly System Peak Day | SCE | 1-in-10 | 2023 | 15 |  |  |  | 87.2643 | 1
| LCA | Big Creek/Ventura | 4 | Monthly System Peak Day | SCE | 1-in-10 | 2023 | 16 |  |  |  | 87.4643 | 1
| LCA | Big Creek/Ventura | 4 | Monthly System Peak Day | SCE | 1-in-10 | 2023 | 17 |  |  |  | 86.4571 | 1
| LCA | Big Creek/Ventura | 4 | Monthly System Peak Day | SCE | 1-in-10 | 2023 | 18 |  |  |  | 85.5857 | 1
| LCA | Big Creek/Ventura | 4 | Monthly System Peak Day | SCE | 1-in-10 | 2023 | 19 |  |  |  | 83.6843 | 1
| LCA | Big Creek/Ventura | 4 | Monthly System Peak Day | SCE | 1-in-10 | 2023 | 20 |  |  |  | 80.7464 | 1
| LCA | Big Creek/Ventura | 4 | Monthly System Peak Day | SCE | 1-in-10 | 2023 | 21 |  |  |  | 76.3129 | 1
| LCA | Big Creek/Ventura | 4 | Monthly System Peak Day | SCE | 1-in-10 | 2023 | 22 |  |  |  | 72.2921 | 1
| LCA | Big Creek/Ventura | 4 | Monthly System Peak Day | SCE | 1-in-10 | 2023 | 23 |  |  |  | 70.0786 | 1
| LCA | Big Creek/Ventura | 4 | Monthly System Peak Day | SCE | 1-in-10 | 2023 | 24 |  |  |  | 68.7064 | 1
| LCA | Big Creek/Ventura | 5 | Average Weekday | SCE | 1-in-10 | 2023 | 1 |  |  |  | 62.5912 | 1
| LCA | Big Creek/Ventura | 5 | Average Weekday | SCE | 1-in-10 | 2023 | 2 |  |  |  | 61.3025 | 1
| LCA | Big Creek/Ventura | 5 | Average Weekday | SCE | 1-in-10 | 2023 | 3 |  |  |  | 60.0848 | 1
| LCA | Big Creek/Ventura | 5 | Average Weekday | SCE | 1-in-10 | 2023 | 4 |  |  |  | 58.8481 | 1
| LCA | Big Creek/Ventura | 5 | Average Weekday | SCE | 1-in-10 | 2023 | 5 |  |  |  | 58.0431 | 1
| LCA | Big Creek/Ventura | 5 | Average Weekday | SCE | 1-in-10 | 2023 | 6 |  |  |  | 57.2156 | 1
| LCA | Big Creek/Ventura | 5 | Average Weekday | SCE | 1-in-10 | 2023 | 7 |  |  |  | 56.479 | 1
| LCA | Big Creek/Ventura | 5 | Average Weekday | SCE | 1-in-10 | 2023 | 8 |  |  |  | 56.8888 | 1
| LCA | Big Creek/Ventura | 5 | Average Weekday | SCE | 1-in-10 | 2023 | 9 |  |  |  | 60.1908 | 1
| LCA | Big Creek/Ventura | 5 | Average Weekday | SCE | 1-in-10 | 2023 | 10 |  |  |  | 64.6334 | 1
| LCA | Big Creek/Ventura | 5 | Average Weekday | SCE | 1-in-10 | 2023 | 11 |  |  |  | 68.5848 | 1
| LCA | Big Creek/Ventura | 5 | Average Weekday | SCE | 1-in-10 | 2023 | 12 |  |  |  | 71.6441 | 1
| LCA | Big Creek/Ventura | 5 | Average Weekday | SCE | 1-in-10 | 2023 | 13 |  |  |  | 74.0241 | 1
| LCA | Big Creek/Ventura | 5 | Average Weekday | SCE | 1-in-10 | 2023 | 14 |  |  |  | 75.6921 | 1
| LCA | Big Creek/Ventura | 5 | Average Weekday | SCE | 1-in-10 | 2023 | 15 |  |  |  | 76.7916 | 1
| LCA | Big Creek/Ventura | 5 | Average Weekday | SCE | 1-in-10 | 2023 | 16 |  |  |  | 77.2805 | 1
| LCA | Big Creek/Ventura | 5 | Average Weekday | SCE | 1-in-10 | 2023 | 17 |  |  |  | 77.2165 | 1
| LCA | Big Creek/Ventura | 5 | Average Weekday | SCE | 1-in-10 | 2023 | 18 |  |  |  | 76.5896 | 1
| LCA | Big Creek/Ventura | 5 | Average Weekday | SCE | 1-in-10 | 2023 | 19 |  |  |  | 75.461 | 1
| LCA | Big Creek/Ventura | 5 | Average Weekday | SCE | 1-in-10 | 2023 | 20 |  |  |  | 73.5426 | 1
| LCA | Big Creek/Ventura | 5 | Average Weekday | SCE | 1-in-10 | 2023 | 21 |  |  |  | 70.8603 | 1
| LCA | Big Creek/Ventura | 5 | Average Weekday | SCE | 1-in-10 | 2023 | 22 |  |  |  | 68.0311 | 1
| LCA | Big Creek/Ventura | 5 | Average Weekday | SCE | 1-in-10 | 2023 | 23 |  |  |  | 66.0109 | 1
| LCA | Big Creek/Ventura | 5 | Average Weekday | SCE | 1-in-10 | 2023 | 24 |  |  |  | 64.0741 | 1
| LCA | Big Creek/Ventura | 5 | Monthly System Peak Day | SCE | 1-in-10 | 2023 | 1 |  |  |  | 73.7593 | 1
| LCA | Big Creek/Ventura | 5 | Monthly System Peak Day | SCE | 1-in-10 | 2023 | 2 |  |  |  | 71.6129 | 1
| LCA | Big Creek/Ventura | 5 | Monthly System Peak Day | SCE | 1-in-10 | 2023 | 3 |  |  |  | 69.8557 | 1
| LCA | Big Creek/Ventura | 5 | Monthly System Peak Day | SCE | 1-in-10 | 2023 | 4 |  |  |  | 68.0679 | 1
| LCA | Big Creek/Ventura | 5 | Monthly System Peak Day | SCE | 1-in-10 | 2023 | 5 |  |  |  | 65.8314 | 1
| LCA | Big Creek/Ventura | 5 | Monthly System Peak Day | SCE | 1-in-10 | 2023 | 6 |  |  |  | 64.9371 | 1
| LCA | Big Creek/Ventura | 5 | Monthly System Peak Day | SCE | 1-in-10 | 2023 | 7 |  |  |  | 64.2586 | 1
| LCA | Big Creek/Ventura | 5 | Monthly System Peak Day | SCE | 1-in-10 | 2023 | 8 |  |  |  | 64.3064 | 1
| LCA | Big Creek/Ventura | 5 | Monthly System Peak Day | SCE | 1-in-10 | 2023 | 9 |  |  |  | 68.5121 | 1
| LCA | Big Creek/Ventura | 5 | Monthly System Peak Day | SCE | 1-in-10 | 2023 | 10 |  |  |  | 74.5079 | 1
| LCA | Big Creek/Ventura | 5 | Monthly System Peak Day | SCE | 1-in-10 | 2023 | 11 |  |  |  | 80.8571 | 1
| LCA | Big Creek/Ventura | 5 | Monthly System Peak Day | SCE | 1-in-10 | 2023 | 12 |  |  |  | 85.8971 | 1
| LCA | Big Creek/Ventura | 5 | Monthly System Peak Day | SCE | 1-in-10 | 2023 | 13 |  |  |  | 89.2071 | 1
| LCA | Big Creek/Ventura | 5 | Monthly System Peak Day | SCE | 1-in-10 | 2023 | 14 |  |  |  | 91.3857 | 1
| LCA | Big Creek/Ventura | 5 | Monthly System Peak Day | SCE | 1-in-10 | 2023 | 15 |  |  |  | 92.3 | 1
| LCA | Big Creek/Ventura | 5 | Monthly System Peak Day | SCE | 1-in-10 | 2023 | 16 |  |  |  | 92.5643 | 1
| LCA | Big Creek/Ventura | 5 | Monthly System Peak Day | SCE | 1-in-10 | 2023 | 17 |  |  |  | 92.3714 | 1
| LCA | Big Creek/Ventura | 5 | Monthly System Peak Day | SCE | 1-in-10 | 2023 | 18 |  |  |  | 91.9429 | 1
| LCA | Big Creek/Ventura | 5 | Monthly System Peak Day | SCE | 1-in-10 | 2023 | 19 |  |  |  | 90.6 | 1
| LCA | Big Creek/Ventura | 5 | Monthly System Peak Day | SCE | 1-in-10 | 2023 | 20 |  |  |  | 87.835 | 1
| LCA | Big Creek/Ventura | 5 | Monthly System Peak Day | SCE | 1-in-10 | 2023 | 21 |  |  |  | 83.1979 | 1
| LCA | Big Creek/Ventura | 5 | Monthly System Peak Day | SCE | 1-in-10 | 2023 | 22 |  |  |  | 79.3571 | 1
| LCA | Big Creek/Ventura | 5 | Monthly System Peak Day | SCE | 1-in-10 | 2023 | 23 |  |  |  | 76.5479 | 1
| LCA | Big Creek/Ventura | 5 | Monthly System Peak Day | SCE | 1-in-10 | 2023 | 24 |  |  |  | 73.7157 | 1
| LCA | Big Creek/Ventura | 6 | Average Weekday | SCE | 1-in-10 | 2023 | 1 |  |  |  | 67.5979 | 1
| LCA | Big Creek/Ventura | 6 | Average Weekday | SCE | 1-in-10 | 2023 | 2 |  |  |  | 66.7173 | 1
| LCA | Big Creek/Ventura | 6 | Average Weekday | SCE | 1-in-10 | 2023 | 3 |  |  |  | 65.8067 | 1
| LCA | Big Creek/Ventura | 6 | Average Weekday | SCE | 1-in-10 | 2023 | 4 |  |  |  | 64.7835 | 1
| LCA | Big Creek/Ventura | 6 | Average Weekday | SCE | 1-in-10 | 2023 | 5 |  |  |  | 63.8893 | 1
| LCA | Big Creek/Ventura | 6 | Average Weekday | SCE | 1-in-10 | 2023 | 6 |  |  |  | 63.1691 | 1
| LCA | Big Creek/Ventura | 6 | Average Weekday | SCE | 1-in-10 | 2023 | 7 |  |  |  | 62.6661 | 1
| LCA | Big Creek/Ventura | 6 | Average Weekday | SCE | 1-in-10 | 2023 | 8 |  |  |  | 63.2141 | 1
| LCA | Big Creek/Ventura | 6 | Average Weekday | SCE | 1-in-10 | 2023 | 9 |  |  |  | 66.1776 | 1
| LCA | Big Creek/Ventura | 6 | Average Weekday | SCE | 1-in-10 | 2023 | 10 |  |  |  | 70.0818 | 1
| LCA | Big Creek/Ventura | 6 | Average Weekday | SCE | 1-in-10 | 2023 | 11 |  |  |  | 73.9836 | 1
| LCA | Big Creek/Ventura | 6 | Average Weekday | SCE | 1-in-10 | 2023 | 12 |  |  |  | 77.4319 | 1
| LCA | Big Creek/Ventura | 6 | Average Weekday | SCE | 1-in-10 | 2023 | 13 |  |  |  | 80.1443 | 1
| LCA | Big Creek/Ventura | 6 | Average Weekday | SCE | 1-in-10 | 2023 | 14 |  |  |  | 82.1737 | 1
| LCA | Big Creek/Ventura | 6 | Average Weekday | SCE | 1-in-10 | 2023 | 15 |  |  |  | 83.3627 | 1
| LCA | Big Creek/Ventura | 6 | Average Weekday | SCE | 1-in-10 | 2023 | 16 |  |  |  | 83.8567 | 1
| LCA | Big Creek/Ventura | 6 | Average Weekday | SCE | 1-in-10 | 2023 | 17 |  |  |  | 83.6788 | 1
| LCA | Big Creek/Ventura | 6 | Average Weekday | SCE | 1-in-10 | 2023 | 18 |  |  |  | 82.6209 | 1
| LCA | Big Creek/Ventura | 6 | Average Weekday | SCE | 1-in-10 | 2023 | 19 |  |  |  | 80.9659 | 1
| LCA | Big Creek/Ventura | 6 | Average Weekday | SCE | 1-in-10 | 2023 | 20 |  |  |  | 78.9063 | 1
| LCA | Big Creek/Ventura | 6 | Average Weekday | SCE | 1-in-10 | 2023 | 21 |  |  |  | 76.1141 | 1
| LCA | Big Creek/Ventura | 6 | Average Weekday | SCE | 1-in-10 | 2023 | 22 |  |  |  | 72.8496 | 1
| LCA | Big Creek/Ventura | 6 | Average Weekday | SCE | 1-in-10 | 2023 | 23 |  |  |  | 70.6066 | 1
| LCA | Big Creek/Ventura | 6 | Average Weekday | SCE | 1-in-10 | 2023 | 24 |  |  |  | 68.955 | 1
| LCA | Big Creek/Ventura | 6 | Monthly System Peak Day | SCE | 1-in-10 | 2023 | 1 |  |  |  | 76.6914 | 1
| LCA | Big Creek/Ventura | 6 | Monthly System Peak Day | SCE | 1-in-10 | 2023 | 2 |  |  |  | 75.515 | 1
| LCA | Big Creek/Ventura | 6 | Monthly System Peak Day | SCE | 1-in-10 | 2023 | 3 |  |  |  | 74.4379 | 1
| LCA | Big Creek/Ventura | 6 | Monthly System Peak Day | SCE | 1-in-10 | 2023 | 4 |  |  |  | 73.645 | 1
| LCA | Big Creek/Ventura | 6 | Monthly System Peak Day | SCE | 1-in-10 | 2023 | 5 |  |  |  | 71.9007 | 1
| LCA | Big Creek/Ventura | 6 | Monthly System Peak Day | SCE | 1-in-10 | 2023 | 6 |  |  |  | 70.5579 | 1
| LCA | Big Creek/Ventura | 6 | Monthly System Peak Day | SCE | 1-in-10 | 2023 | 7 |  |  |  | 69.8057 | 1
| LCA | Big Creek/Ventura | 6 | Monthly System Peak Day | SCE | 1-in-10 | 2023 | 8 |  |  |  | 70.8229 | 1
| LCA | Big Creek/Ventura | 6 | Monthly System Peak Day | SCE | 1-in-10 | 2023 | 9 |  |  |  | 75.2807 | 1
| LCA | Big Creek/Ventura | 6 | Monthly System Peak Day | SCE | 1-in-10 | 2023 | 10 |  |  |  | 80.9114 | 1
| LCA | Big Creek/Ventura | 6 | Monthly System Peak Day | SCE | 1-in-10 | 2023 | 11 |  |  |  | 85.5807 | 1
| LCA | Big Creek/Ventura | 6 | Monthly System Peak Day | SCE | 1-in-10 | 2023 | 12 |  |  |  | 90.1036 | 1
| LCA | Big Creek/Ventura | 6 | Monthly System Peak Day | SCE | 1-in-10 | 2023 | 13 |  |  |  | 93.5643 | 1
| LCA | Big Creek/Ventura | 6 | Monthly System Peak Day | SCE | 1-in-10 | 2023 | 14 |  |  |  | 95.8857 | 1
| LCA | Big Creek/Ventura | 6 | Monthly System Peak Day | SCE | 1-in-10 | 2023 | 15 |  |  |  | 96.8643 | 1
| LCA | Big Creek/Ventura | 6 | Monthly System Peak Day | SCE | 1-in-10 | 2023 | 16 |  |  |  | 97.5786 | 1
| LCA | Big Creek/Ventura | 6 | Monthly System Peak Day | SCE | 1-in-10 | 2023 | 17 |  |  |  | 97.25 | 1
| LCA | Big Creek/Ventura | 6 | Monthly System Peak Day | SCE | 1-in-10 | 2023 | 18 |  |  |  | 96.6714 | 1
| LCA | Big Creek/Ventura | 6 | Monthly System Peak Day | SCE | 1-in-10 | 2023 | 19 |  |  |  | 94.1429 | 1
| LCA | Big Creek/Ventura | 6 | Monthly System Peak Day | SCE | 1-in-10 | 2023 | 20 |  |  |  | 91.7464 | 1
| LCA | Big Creek/Ventura | 6 | Monthly System Peak Day | SCE | 1-in-10 | 2023 | 21 |  |  |  | 88.6107 | 1
| LCA | Big Creek/Ventura | 6 | Monthly System Peak Day | SCE | 1-in-10 | 2023 | 22 |  |  |  | 84.5 | 1
| LCA | Big Creek/Ventura | 6 | Monthly System Peak Day | SCE | 1-in-10 | 2023 | 23 |  |  |  | 80.9521 | 1
| LCA | Big Creek/Ventura | 6 | Monthly System Peak Day | SCE | 1-in-10 | 2023 | 24 |  |  |  | 78.8607 | 1
| LCA | Big Creek/Ventura | 7 | Average Weekday | SCE | 1-in-10 | 2023 | 1 |  |  |  | 73.7504 | 1
| LCA | Big Creek/Ventura | 7 | Average Weekday | SCE | 1-in-10 | 2023 | 2 |  |  |  | 72.6444 | 1
| LCA | Big Creek/Ventura | 7 | Average Weekday | SCE | 1-in-10 | 2023 | 3 |  |  |  | 71.7965 | 1
| LCA | Big Creek/Ventura | 7 | Average Weekday | SCE | 1-in-10 | 2023 | 4 |  |  |  | 70.8986 | 1
| LCA | Big Creek/Ventura | 7 | Average Weekday | SCE | 1-in-10 | 2023 | 5 |  |  |  | 70.1004 | 1
| LCA | Big Creek/Ventura | 7 | Average Weekday | SCE | 1-in-10 | 2023 | 6 |  |  |  | 69.3371 | 1
| LCA | Big Creek/Ventura | 7 | Average Weekday | SCE | 1-in-10 | 2023 | 7 |  |  |  | 68.9791 | 1
| LCA | Big Creek/Ventura | 7 | Average Weekday | SCE | 1-in-10 | 2023 | 8 |  |  |  | 69.3313 | 1
| LCA | Big Creek/Ventura | 7 | Average Weekday | SCE | 1-in-10 | 2023 | 9 |  |  |  | 72.2421 | 1
| LCA | Big Creek/Ventura | 7 | Average Weekday | SCE | 1-in-10 | 2023 | 10 |  |  |  | 76.3167 | 1
| LCA | Big Creek/Ventura | 7 | Average Weekday | SCE | 1-in-10 | 2023 | 11 |  |  |  | 80.6703 | 1
| LCA | Big Creek/Ventura | 7 | Average Weekday | SCE | 1-in-10 | 2023 | 12 |  |  |  | 84.4912 | 1
| LCA | Big Creek/Ventura | 7 | Average Weekday | SCE | 1-in-10 | 2023 | 13 |  |  |  | 87.3622 | 1
| LCA | Big Creek/Ventura | 7 | Average Weekday | SCE | 1-in-10 | 2023 | 14 |  |  |  | 89.604 | 1
| LCA | Big Creek/Ventura | 7 | Average Weekday | SCE | 1-in-10 | 2023 | 15 |  |  |  | 91.1072 | 1
| LCA | Big Creek/Ventura | 7 | Average Weekday | SCE | 1-in-10 | 2023 | 16 |  |  |  | 91.7086 | 1
| LCA | Big Creek/Ventura | 7 | Average Weekday | SCE | 1-in-10 | 2023 | 17 |  |  |  | 91.4436 | 1
| LCA | Big Creek/Ventura | 7 | Average Weekday | SCE | 1-in-10 | 2023 | 18 |  |  |  | 90.5951 | 1
| LCA | Big Creek/Ventura | 7 | Average Weekday | SCE | 1-in-10 | 2023 | 19 |  |  |  | 88.7186 | 1
| LCA | Big Creek/Ventura | 7 | Average Weekday | SCE | 1-in-10 | 2023 | 20 |  |  |  | 85.9757 | 1
| LCA | Big Creek/Ventura | 7 | Average Weekday | SCE | 1-in-10 | 2023 | 21 |  |  |  | 82.4525 | 1
| LCA | Big Creek/Ventura | 7 | Average Weekday | SCE | 1-in-10 | 2023 | 22 |  |  |  | 78.9574 | 1
| LCA | Big Creek/Ventura | 7 | Average Weekday | SCE | 1-in-10 | 2023 | 23 |  |  |  | 76.8646 | 1
| LCA | Big Creek/Ventura | 7 | Average Weekday | SCE | 1-in-10 | 2023 | 24 |  |  |  | 75.4968 | 1
| LCA | Big Creek/Ventura | 7 | Monthly System Peak Day | SCE | 1-in-10 | 2023 | 1 |  |  |  | 79.6921 | 1
| LCA | Big Creek/Ventura | 7 | Monthly System Peak Day | SCE | 1-in-10 | 2023 | 2 |  |  |  | 77.0121 | 1
| LCA | Big Creek/Ventura | 7 | Monthly System Peak Day | SCE | 1-in-10 | 2023 | 3 |  |  |  | 75.1236 | 1
| LCA | Big Creek/Ventura | 7 | Monthly System Peak Day | SCE | 1-in-10 | 2023 | 4 |  |  |  | 73.7421 | 1
| LCA | Big Creek/Ventura | 7 | Monthly System Peak Day | SCE | 1-in-10 | 2023 | 5 |  |  |  | 71.6914 | 1
| LCA | Big Creek/Ventura | 7 | Monthly System Peak Day | SCE | 1-in-10 | 2023 | 6 |  |  |  | 70.2086 | 1
| LCA | Big Creek/Ventura | 7 | Monthly System Peak Day | SCE | 1-in-10 | 2023 | 7 |  |  |  | 69.2164 | 1
| LCA | Big Creek/Ventura | 7 | Monthly System Peak Day | SCE | 1-in-10 | 2023 | 8 |  |  |  | 70.2036 | 1
| LCA | Big Creek/Ventura | 7 | Monthly System Peak Day | SCE | 1-in-10 | 2023 | 9 |  |  |  | 74.6314 | 1
| LCA | Big Creek/Ventura | 7 | Monthly System Peak Day | SCE | 1-in-10 | 2023 | 10 |  |  |  | 81.2857 | 1
| LCA | Big Creek/Ventura | 7 | Monthly System Peak Day | SCE | 1-in-10 | 2023 | 11 |  |  |  | 88.2643 | 1
| LCA | Big Creek/Ventura | 7 | Monthly System Peak Day | SCE | 1-in-10 | 2023 | 12 |  |  |  | 93.0214 | 1
| LCA | Big Creek/Ventura | 7 | Monthly System Peak Day | SCE | 1-in-10 | 2023 | 13 |  |  |  | 96.9286 | 1
| LCA | Big Creek/Ventura | 7 | Monthly System Peak Day | SCE | 1-in-10 | 2023 | 14 |  |  |  | 99.9 | 1
| LCA | Big Creek/Ventura | 7 | Monthly System Peak Day | SCE | 1-in-10 | 2023 | 15 |  |  |  | 101.8071 | 1
| LCA | Big Creek/Ventura | 7 | Monthly System Peak Day | SCE | 1-in-10 | 2023 | 16 |  |  |  | 101.5143 | 1
| LCA | Big Creek/Ventura | 7 | Monthly System Peak Day | SCE | 1-in-10 | 2023 | 17 |  |  |  | 102.0714 | 1
| LCA | Big Creek/Ventura | 7 | Monthly System Peak Day | SCE | 1-in-10 | 2023 | 18 |  |  |  | 101.0286 | 1
| LCA | Big Creek/Ventura | 7 | Monthly System Peak Day | SCE | 1-in-10 | 2023 | 19 |  |  |  | 97.4429 | 1
| LCA | Big Creek/Ventura | 7 | Monthly System Peak Day | SCE | 1-in-10 | 2023 | 20 |  |  |  | 95.3429 | 1
| LCA | Big Creek/Ventura | 7 | Monthly System Peak Day | SCE | 1-in-10 | 2023 | 21 |  |  |  | 92.6571 | 1
| LCA | Big Creek/Ventura | 7 | Monthly System Peak Day | SCE | 1-in-10 | 2023 | 22 |  |  |  | 90.3671 | 1
| LCA | Big Creek/Ventura | 7 | Monthly System Peak Day | SCE | 1-in-10 | 2023 | 23 |  |  |  | 89.5886 | 1
| LCA | Big Creek/Ventura | 7 | Monthly System Peak Day | SCE | 1-in-10 | 2023 | 24 |  |  |  | 88.9329 | 1
| LCA | Big Creek/Ventura | 8 | Average Weekday | SCE | 1-in-10 | 2023 | 1 |  |  |  | 72.617 | 1
| LCA | Big Creek/Ventura | 8 | Average Weekday | SCE | 1-in-10 | 2023 | 2 |  |  |  | 71.5829 | 1
| LCA | Big Creek/Ventura | 8 | Average Weekday | SCE | 1-in-10 | 2023 | 3 |  |  |  | 70.6675 | 1
| LCA | Big Creek/Ventura | 8 | Average Weekday | SCE | 1-in-10 | 2023 | 4 |  |  |  | 69.7504 | 1
| LCA | Big Creek/Ventura | 8 | Average Weekday | SCE | 1-in-10 | 2023 | 5 |  |  |  | 68.8575 | 1
| LCA | Big Creek/Ventura | 8 | Average Weekday | SCE | 1-in-10 | 2023 | 6 |  |  |  | 68.1166 | 1
| LCA | Big Creek/Ventura | 8 | Average Weekday | SCE | 1-in-10 | 2023 | 7 |  |  |  | 67.4787 | 1
| LCA | Big Creek/Ventura | 8 | Average Weekday | SCE | 1-in-10 | 2023 | 8 |  |  |  | 67.1623 | 1
| LCA | Big Creek/Ventura | 8 | Average Weekday | SCE | 1-in-10 | 2023 | 9 |  |  |  | 69.3921 | 1
| LCA | Big Creek/Ventura | 8 | Average Weekday | SCE | 1-in-10 | 2023 | 10 |  |  |  | 73.7514 | 1
| LCA | Big Creek/Ventura | 8 | Average Weekday | SCE | 1-in-10 | 2023 | 11 |  |  |  | 78.361 | 1
| LCA | Big Creek/Ventura | 8 | Average Weekday | SCE | 1-in-10 | 2023 | 12 |  |  |  | 82.5195 | 1
| LCA | Big Creek/Ventura | 8 | Average Weekday | SCE | 1-in-10 | 2023 | 13 |  |  |  | 85.7826 | 1
| LCA | Big Creek/Ventura | 8 | Average Weekday | SCE | 1-in-10 | 2023 | 14 |  |  |  | 88.0277 | 1
| LCA | Big Creek/Ventura | 8 | Average Weekday | SCE | 1-in-10 | 2023 | 15 |  |  |  | 89.5388 | 1
| LCA | Big Creek/Ventura | 8 | Average Weekday | SCE | 1-in-10 | 2023 | 16 |  |  |  | 90.0297 | 1
| LCA | Big Creek/Ventura | 8 | Average Weekday | SCE | 1-in-10 | 2023 | 17 |  |  |  | 89.689 | 1
| LCA | Big Creek/Ventura | 8 | Average Weekday | SCE | 1-in-10 | 2023 | 18 |  |  |  | 88.4673 | 1
| LCA | Big Creek/Ventura | 8 | Average Weekday | SCE | 1-in-10 | 2023 | 19 |  |  |  | 86.572 | 1
| LCA | Big Creek/Ventura | 8 | Average Weekday | SCE | 1-in-10 | 2023 | 20 |  |  |  | 83.8523 | 1
| LCA | Big Creek/Ventura | 8 | Average Weekday | SCE | 1-in-10 | 2023 | 21 |  |  |  | 80.2474 | 1
| LCA | Big Creek/Ventura | 8 | Average Weekday | SCE | 1-in-10 | 2023 | 22 |  |  |  | 77.3183 | 1
| LCA | Big Creek/Ventura | 8 | Average Weekday | SCE | 1-in-10 | 2023 | 23 |  |  |  | 75.3625 | 1
| LCA | Big Creek/Ventura | 8 | Average Weekday | SCE | 1-in-10 | 2023 | 24 |  |  |  | 73.8133 | 1
| LCA | Big Creek/Ventura | 8 | Monthly System Peak Day | SCE | 1-in-10 | 2023 | 1 |  |  |  | 80.1 | 1
| LCA | Big Creek/Ventura | 8 | Monthly System Peak Day | SCE | 1-in-10 | 2023 | 2 |  |  |  | 78.5121 | 1
| LCA | Big Creek/Ventura | 8 | Monthly System Peak Day | SCE | 1-in-10 | 2023 | 3 |  |  |  | 77.2293 | 1
| LCA | Big Creek/Ventura | 8 | Monthly System Peak Day | SCE | 1-in-10 | 2023 | 4 |  |  |  | 75.3614 | 1
| LCA | Big Creek/Ventura | 8 | Monthly System Peak Day | SCE | 1-in-10 | 2023 | 5 |  |  |  | 73.9521 | 1
| LCA | Big Creek/Ventura | 8 | Monthly System Peak Day | SCE | 1-in-10 | 2023 | 6 |  |  |  | 72.6943 | 1
| LCA | Big Creek/Ventura | 8 | Monthly System Peak Day | SCE | 1-in-10 | 2023 | 7 |  |  |  | 70.8336 | 1
| LCA | Big Creek/Ventura | 8 | Monthly System Peak Day | SCE | 1-in-10 | 2023 | 8 |  |  |  | 70.2743 | 1
| LCA | Big Creek/Ventura | 8 | Monthly System Peak Day | SCE | 1-in-10 | 2023 | 9 |  |  |  | 73.2929 | 1
| LCA | Big Creek/Ventura | 8 | Monthly System Peak Day | SCE | 1-in-10 | 2023 | 10 |  |  |  | 79.2857 | 1
| LCA | Big Creek/Ventura | 8 | Monthly System Peak Day | SCE | 1-in-10 | 2023 | 11 |  |  |  | 85.0214 | 1
| LCA | Big Creek/Ventura | 8 | Monthly System Peak Day | SCE | 1-in-10 | 2023 | 12 |  |  |  | 89.7071 | 1
| LCA | Big Creek/Ventura | 8 | Monthly System Peak Day | SCE | 1-in-10 | 2023 | 13 |  |  |  | 93.3071 | 1
| LCA | Big Creek/Ventura | 8 | Monthly System Peak Day | SCE | 1-in-10 | 2023 | 14 |  |  |  | 95.6786 | 1
| LCA | Big Creek/Ventura | 8 | Monthly System Peak Day | SCE | 1-in-10 | 2023 | 15 |  |  |  | 97.45 | 1
| LCA | Big Creek/Ventura | 8 | Monthly System Peak Day | SCE | 1-in-10 | 2023 | 16 |  |  |  | 97.5786 | 1
| LCA | Big Creek/Ventura | 8 | Monthly System Peak Day | SCE | 1-in-10 | 2023 | 17 |  |  |  | 96.85 | 1
| LCA | Big Creek/Ventura | 8 | Monthly System Peak Day | SCE | 1-in-10 | 2023 | 18 |  |  |  | 95.75 | 1
| LCA | Big Creek/Ventura | 8 | Monthly System Peak Day | SCE | 1-in-10 | 2023 | 19 |  |  |  | 94.3071 | 1
| LCA | Big Creek/Ventura | 8 | Monthly System Peak Day | SCE | 1-in-10 | 2023 | 20 |  |  |  | 91.8214 | 1
| LCA | Big Creek/Ventura | 8 | Monthly System Peak Day | SCE | 1-in-10 | 2023 | 21 |  |  |  | 88.2821 | 1
| LCA | Big Creek/Ventura | 8 | Monthly System Peak Day | SCE | 1-in-10 | 2023 | 22 |  |  |  | 85.0971 | 1
| LCA | Big Creek/Ventura | 8 | Monthly System Peak Day | SCE | 1-in-10 | 2023 | 23 |  |  |  | 82.7607 | 1
| LCA | Big Creek/Ventura | 8 | Monthly System Peak Day | SCE | 1-in-10 | 2023 | 24 |  |  |  | 82.1864 | 1
| LCA | Big Creek/Ventura | 8 | Typical Event Day | SCE | 1-in-10 | 2023 | 1 |  |  |  | 78.268 | 1
| LCA | Big Creek/Ventura | 8 | Typical Event Day | SCE | 1-in-10 | 2023 | 2 |  |  |  | 76.5686 | 1
| LCA | Big Creek/Ventura | 8 | Typical Event Day | SCE | 1-in-10 | 2023 | 3 |  |  |  | 75.1691 | 1
| LCA | Big Creek/Ventura | 8 | Typical Event Day | SCE | 1-in-10 | 2023 | 4 |  |  |  | 74.1738 | 1
| LCA | Big Creek/Ventura | 8 | Typical Event Day | SCE | 1-in-10 | 2023 | 5 |  |  |  | 72.9584 | 1
| LCA | Big Creek/Ventura | 8 | Typical Event Day | SCE | 1-in-10 | 2023 | 6 |  |  |  | 71.5312 | 1
| LCA | Big Creek/Ventura | 8 | Typical Event Day | SCE | 1-in-10 | 2023 | 7 |  |  |  | 70.6979 | 1
| LCA | Big Creek/Ventura | 8 | Typical Event Day | SCE | 1-in-10 | 2023 | 8 |  |  |  | 71.0314 | 1
| LCA | Big Creek/Ventura | 8 | Typical Event Day | SCE | 1-in-10 | 2023 | 9 |  |  |  | 74.3273 | 1
| LCA | Big Creek/Ventura | 8 | Typical Event Day | SCE | 1-in-10 | 2023 | 10 |  |  |  | 79.9921 | 1
| LCA | Big Creek/Ventura | 8 | Typical Event Day | SCE | 1-in-10 | 2023 | 11 |  |  |  | 85.5666 | 1
| LCA | Big Creek/Ventura | 8 | Typical Event Day | SCE | 1-in-10 | 2023 | 12 |  |  |  | 90.1973 | 1
| LCA | Big Creek/Ventura | 8 | Typical Event Day | SCE | 1-in-10 | 2023 | 13 |  |  |  | 93.6804 | 1
| LCA | Big Creek/Ventura | 8 | Typical Event Day | SCE | 1-in-10 | 2023 | 14 |  |  |  | 96.2429 | 1
| LCA | Big Creek/Ventura | 8 | Typical Event Day | SCE | 1-in-10 | 2023 | 15 |  |  |  | 97.8 | 1
| LCA | Big Creek/Ventura | 8 | Typical Event Day | SCE | 1-in-10 | 2023 | 16 |  |  |  | 98.2786 | 1
| LCA | Big Creek/Ventura | 8 | Typical Event Day | SCE | 1-in-10 | 2023 | 17 |  |  |  | 98.3393 | 1
| LCA | Big Creek/Ventura | 8 | Typical Event Day | SCE | 1-in-10 | 2023 | 18 |  |  |  | 97.4571 | 1
| LCA | Big Creek/Ventura | 8 | Typical Event Day | SCE | 1-in-10 | 2023 | 19 |  |  |  | 94.9071 | 1
| LCA | Big Creek/Ventura | 8 | Typical Event Day | SCE | 1-in-10 | 2023 | 20 |  |  |  | 92.492 | 1
| LCA | Big Creek/Ventura | 8 | Typical Event Day | SCE | 1-in-10 | 2023 | 21 |  |  |  | 89.4821 | 1
| LCA | Big Creek/Ventura | 8 | Typical Event Day | SCE | 1-in-10 | 2023 | 22 |  |  |  | 86.4482 | 1
| LCA | Big Creek/Ventura | 8 | Typical Event Day | SCE | 1-in-10 | 2023 | 23 |  |  |  | 84.3057 | 1
| LCA | Big Creek/Ventura | 8 | Typical Event Day | SCE | 1-in-10 | 2023 | 24 |  |  |  | 83.0146 | 1
| LCA | Big Creek/Ventura | 9 | Average Weekday | SCE | 1-in-10 | 2023 | 1 |  |  |  | 70.2028 | 1
| LCA | Big Creek/Ventura | 9 | Average Weekday | SCE | 1-in-10 | 2023 | 2 |  |  |  | 69.1836 | 1
| LCA | Big Creek/Ventura | 9 | Average Weekday | SCE | 1-in-10 | 2023 | 3 |  |  |  | 68.2518 | 1
| LCA | Big Creek/Ventura | 9 | Average Weekday | SCE | 1-in-10 | 2023 | 4 |  |  |  | 67.4618 | 1
| LCA | Big Creek/Ventura | 9 | Average Weekday | SCE | 1-in-10 | 2023 | 5 |  |  |  | 66.5713 | 1
| LCA | Big Creek/Ventura | 9 | Average Weekday | SCE | 1-in-10 | 2023 | 6 |  |  |  | 65.7951 | 1
| LCA | Big Creek/Ventura | 9 | Average Weekday | SCE | 1-in-10 | 2023 | 7 |  |  |  | 65.2006 | 1
| LCA | Big Creek/Ventura | 9 | Average Weekday | SCE | 1-in-10 | 2023 | 8 |  |  |  | 64.7186 | 1
| LCA | Big Creek/Ventura | 9 | Average Weekday | SCE | 1-in-10 | 2023 | 9 |  |  |  | 65.7455 | 1
| LCA | Big Creek/Ventura | 9 | Average Weekday | SCE | 1-in-10 | 2023 | 10 |  |  |  | 69.433 | 1
| LCA | Big Creek/Ventura | 9 | Average Weekday | SCE | 1-in-10 | 2023 | 11 |  |  |  | 73.8913 | 1
| LCA | Big Creek/Ventura | 9 | Average Weekday | SCE | 1-in-10 | 2023 | 12 |  |  |  | 78.089 | 1
| LCA | Big Creek/Ventura | 9 | Average Weekday | SCE | 1-in-10 | 2023 | 13 |  |  |  | 81.4035 | 1
| LCA | Big Creek/Ventura | 9 | Average Weekday | SCE | 1-in-10 | 2023 | 14 |  |  |  | 83.8146 | 1
| LCA | Big Creek/Ventura | 9 | Average Weekday | SCE | 1-in-10 | 2023 | 15 |  |  |  | 85.4224 | 1
| LCA | Big Creek/Ventura | 9 | Average Weekday | SCE | 1-in-10 | 2023 | 16 |  |  |  | 86.0571 | 1
| LCA | Big Creek/Ventura | 9 | Average Weekday | SCE | 1-in-10 | 2023 | 17 |  |  |  | 85.7889 | 1
| LCA | Big Creek/Ventura | 9 | Average Weekday | SCE | 1-in-10 | 2023 | 18 |  |  |  | 84.8251 | 1
| LCA | Big Creek/Ventura | 9 | Average Weekday | SCE | 1-in-10 | 2023 | 19 |  |  |  | 82.9592 | 1
| LCA | Big Creek/Ventura | 9 | Average Weekday | SCE | 1-in-10 | 2023 | 20 |  |  |  | 79.8824 | 1
| LCA | Big Creek/Ventura | 9 | Average Weekday | SCE | 1-in-10 | 2023 | 21 |  |  |  | 76.5321 | 1
| LCA | Big Creek/Ventura | 9 | Average Weekday | SCE | 1-in-10 | 2023 | 22 |  |  |  | 74.4318 | 1
| LCA | Big Creek/Ventura | 9 | Average Weekday | SCE | 1-in-10 | 2023 | 23 |  |  |  | 72.679 | 1
| LCA | Big Creek/Ventura | 9 | Average Weekday | SCE | 1-in-10 | 2023 | 24 |  |  |  | 71.1678 | 1
| LCA | Big Creek/Ventura | 9 | Monthly System Peak Day | SCE | 1-in-10 | 2023 | 1 |  |  |  | 76.5886 | 1
| LCA | Big Creek/Ventura | 9 | Monthly System Peak Day | SCE | 1-in-10 | 2023 | 2 |  |  |  | 75.235 | 1
| LCA | Big Creek/Ventura | 9 | Monthly System Peak Day | SCE | 1-in-10 | 2023 | 3 |  |  |  | 73.8857 | 1
| LCA | Big Creek/Ventura | 9 | Monthly System Peak Day | SCE | 1-in-10 | 2023 | 4 |  |  |  | 73.9464 | 1
| LCA | Big Creek/Ventura | 9 | Monthly System Peak Day | SCE | 1-in-10 | 2023 | 5 |  |  |  | 74.2893 | 1
| LCA | Big Creek/Ventura | 9 | Monthly System Peak Day | SCE | 1-in-10 | 2023 | 6 |  |  |  | 72.6643 | 1
| LCA | Big Creek/Ventura | 9 | Monthly System Peak Day | SCE | 1-in-10 | 2023 | 7 |  |  |  | 72.9357 | 1
| LCA | Big Creek/Ventura | 9 | Monthly System Peak Day | SCE | 1-in-10 | 2023 | 8 |  |  |  | 72.825 | 1
| LCA | Big Creek/Ventura | 9 | Monthly System Peak Day | SCE | 1-in-10 | 2023 | 9 |  |  |  | 74.1043 | 1
| LCA | Big Creek/Ventura | 9 | Monthly System Peak Day | SCE | 1-in-10 | 2023 | 10 |  |  |  | 78.4857 | 1
| LCA | Big Creek/Ventura | 9 | Monthly System Peak Day | SCE | 1-in-10 | 2023 | 11 |  |  |  | 83.4 | 1
| LCA | Big Creek/Ventura | 9 | Monthly System Peak Day | SCE | 1-in-10 | 2023 | 12 |  |  |  | 87.9571 | 1
| LCA | Big Creek/Ventura | 9 | Monthly System Peak Day | SCE | 1-in-10 | 2023 | 13 |  |  |  | 90.9214 | 1
| LCA | Big Creek/Ventura | 9 | Monthly System Peak Day | SCE | 1-in-10 | 2023 | 14 |  |  |  | 93.5071 | 1
| LCA | Big Creek/Ventura | 9 | Monthly System Peak Day | SCE | 1-in-10 | 2023 | 15 |  |  |  | 95.0786 | 1
| LCA | Big Creek/Ventura | 9 | Monthly System Peak Day | SCE | 1-in-10 | 2023 | 16 |  |  |  | 96.4429 | 1
| LCA | Big Creek/Ventura | 9 | Monthly System Peak Day | SCE | 1-in-10 | 2023 | 17 |  |  |  | 97.1857 | 1
| LCA | Big Creek/Ventura | 9 | Monthly System Peak Day | SCE | 1-in-10 | 2023 | 18 |  |  |  | 96.3786 | 1
| LCA | Big Creek/Ventura | 9 | Monthly System Peak Day | SCE | 1-in-10 | 2023 | 19 |  |  |  | 93.7357 | 1
| LCA | Big Creek/Ventura | 9 | Monthly System Peak Day | SCE | 1-in-10 | 2023 | 20 |  |  |  | 91.0571 | 1
| LCA | Big Creek/Ventura | 9 | Monthly System Peak Day | SCE | 1-in-10 | 2023 | 21 |  |  |  | 88.3786 | 1
| LCA | Big Creek/Ventura | 9 | Monthly System Peak Day | SCE | 1-in-10 | 2023 | 22 |  |  |  | 85.8286 | 1
| LCA | Big Creek/Ventura | 9 | Monthly System Peak Day | SCE | 1-in-10 | 2023 | 23 |  |  |  | 83.9214 | 1
| LCA | Big Creek/Ventura | 9 | Monthly System Peak Day | SCE | 1-in-10 | 2023 | 24 |  |  |  | 82.0786 | 1
| LCA | Big Creek/Ventura | 10 | Average Weekday | SCE | 1-in-10 | 2023 | 1 |  |  |  | 64.6574 | 1
| LCA | Big Creek/Ventura | 10 | Average Weekday | SCE | 1-in-10 | 2023 | 2 |  |  |  | 63.6685 | 1
| LCA | Big Creek/Ventura | 10 | Average Weekday | SCE | 1-in-10 | 2023 | 3 |  |  |  | 62.8361 | 1
| LCA | Big Creek/Ventura | 10 | Average Weekday | SCE | 1-in-10 | 2023 | 4 |  |  |  | 61.9542 | 1
| LCA | Big Creek/Ventura | 10 | Average Weekday | SCE | 1-in-10 | 2023 | 5 |  |  |  | 61.1331 | 1
| LCA | Big Creek/Ventura | 10 | Average Weekday | SCE | 1-in-10 | 2023 | 6 |  |  |  | 60.6957 | 1
| LCA | Big Creek/Ventura | 10 | Average Weekday | SCE | 1-in-10 | 2023 | 7 |  |  |  | 60.0795 | 1
| LCA | Big Creek/Ventura | 10 | Average Weekday | SCE | 1-in-10 | 2023 | 8 |  |  |  | 59.6208 | 1
| LCA | Big Creek/Ventura | 10 | Average Weekday | SCE | 1-in-10 | 2023 | 9 |  |  |  | 60.0076 | 1
| LCA | Big Creek/Ventura | 10 | Average Weekday | SCE | 1-in-10 | 2023 | 10 |  |  |  | 63.1345 | 1
| LCA | Big Creek/Ventura | 10 | Average Weekday | SCE | 1-in-10 | 2023 | 11 |  |  |  | 67.9007 | 1
| LCA | Big Creek/Ventura | 10 | Average Weekday | SCE | 1-in-10 | 2023 | 12 |  |  |  | 72.4013 | 1
| LCA | Big Creek/Ventura | 10 | Average Weekday | SCE | 1-in-10 | 2023 | 13 |  |  |  | 75.8279 | 1
| LCA | Big Creek/Ventura | 10 | Average Weekday | SCE | 1-in-10 | 2023 | 14 |  |  |  | 78.2119 | 1
| LCA | Big Creek/Ventura | 10 | Average Weekday | SCE | 1-in-10 | 2023 | 15 |  |  |  | 79.6814 | 1
| LCA | Big Creek/Ventura | 10 | Average Weekday | SCE | 1-in-10 | 2023 | 16 |  |  |  | 80.4072 | 1
| LCA | Big Creek/Ventura | 10 | Average Weekday | SCE | 1-in-10 | 2023 | 17 |  |  |  | 80.5515 | 1
| LCA | Big Creek/Ventura | 10 | Average Weekday | SCE | 1-in-10 | 2023 | 18 |  |  |  | 79.6518 | 1
| LCA | Big Creek/Ventura | 10 | Average Weekday | SCE | 1-in-10 | 2023 | 19 |  |  |  | 77.5644 | 1
| LCA | Big Creek/Ventura | 10 | Average Weekday | SCE | 1-in-10 | 2023 | 20 |  |  |  | 74.3088 | 1
| LCA | Big Creek/Ventura | 10 | Average Weekday | SCE | 1-in-10 | 2023 | 21 |  |  |  | 71.652 | 1
| LCA | Big Creek/Ventura | 10 | Average Weekday | SCE | 1-in-10 | 2023 | 22 |  |  |  | 69.4339 | 1
| LCA | Big Creek/Ventura | 10 | Average Weekday | SCE | 1-in-10 | 2023 | 23 |  |  |  | 67.5514 | 1
| LCA | Big Creek/Ventura | 10 | Average Weekday | SCE | 1-in-10 | 2023 | 24 |  |  |  | 65.7874 | 1
| LCA | Big Creek/Ventura | 10 | Monthly System Peak Day | SCE | 1-in-10 | 2023 | 1 |  |  |  | 72.9114 | 1
| LCA | Big Creek/Ventura | 10 | Monthly System Peak Day | SCE | 1-in-10 | 2023 | 2 |  |  |  | 73.1943 | 1
| LCA | Big Creek/Ventura | 10 | Monthly System Peak Day | SCE | 1-in-10 | 2023 | 3 |  |  |  | 75.1807 | 1
| LCA | Big Creek/Ventura | 10 | Monthly System Peak Day | SCE | 1-in-10 | 2023 | 4 |  |  |  | 74.4336 | 1
| LCA | Big Creek/Ventura | 10 | Monthly System Peak Day | SCE | 1-in-10 | 2023 | 5 |  |  |  | 73.5214 | 1
| LCA | Big Creek/Ventura | 10 | Monthly System Peak Day | SCE | 1-in-10 | 2023 | 6 |  |  |  | 72.8371 | 1
| LCA | Big Creek/Ventura | 10 | Monthly System Peak Day | SCE | 1-in-10 | 2023 | 7 |  |  |  | 71.7614 | 1
| LCA | Big Creek/Ventura | 10 | Monthly System Peak Day | SCE | 1-in-10 | 2023 | 8 |  |  |  | 71.4336 | 1
| LCA | Big Creek/Ventura | 10 | Monthly System Peak Day | SCE | 1-in-10 | 2023 | 9 |  |  |  | 71.4886 | 1
| LCA | Big Creek/Ventura | 10 | Monthly System Peak Day | SCE | 1-in-10 | 2023 | 10 |  |  |  | 75.3786 | 1
| LCA | Big Creek/Ventura | 10 | Monthly System Peak Day | SCE | 1-in-10 | 2023 | 11 |  |  |  | 80.3886 | 1
| LCA | Big Creek/Ventura | 10 | Monthly System Peak Day | SCE | 1-in-10 | 2023 | 12 |  |  |  | 86.0643 | 1
| LCA | Big Creek/Ventura | 10 | Monthly System Peak Day | SCE | 1-in-10 | 2023 | 13 |  |  |  | 89.9 | 1
| LCA | Big Creek/Ventura | 10 | Monthly System Peak Day | SCE | 1-in-10 | 2023 | 14 |  |  |  | 91.2286 | 1
| LCA | Big Creek/Ventura | 10 | Monthly System Peak Day | SCE | 1-in-10 | 2023 | 15 |  |  |  | 92.8571 | 1
| LCA | Big Creek/Ventura | 10 | Monthly System Peak Day | SCE | 1-in-10 | 2023 | 16 |  |  |  | 93.7643 | 1
| LCA | Big Creek/Ventura | 10 | Monthly System Peak Day | SCE | 1-in-10 | 2023 | 17 |  |  |  | 94.8 | 1
| LCA | Big Creek/Ventura | 10 | Monthly System Peak Day | SCE | 1-in-10 | 2023 | 18 |  |  |  | 94.3429 | 1
| LCA | Big Creek/Ventura | 10 | Monthly System Peak Day | SCE | 1-in-10 | 2023 | 19 |  |  |  | 92.5071 | 1
| LCA | Big Creek/Ventura | 10 | Monthly System Peak Day | SCE | 1-in-10 | 2023 | 20 |  |  |  | 88.0714 | 1
| LCA | Big Creek/Ventura | 10 | Monthly System Peak Day | SCE | 1-in-10 | 2023 | 21 |  |  |  | 84.25 | 1
| LCA | Big Creek/Ventura | 10 | Monthly System Peak Day | SCE | 1-in-10 | 2023 | 22 |  |  |  | 80.5929 | 1
| LCA | Big Creek/Ventura | 10 | Monthly System Peak Day | SCE | 1-in-10 | 2023 | 23 |  |  |  | 78.5843 | 1
| LCA | Big Creek/Ventura | 10 | Monthly System Peak Day | SCE | 1-in-10 | 2023 | 24 |  |  |  | 76.1214 | 1
| LCA | Big Creek/Ventura | 11 | Average Weekday | SCE | 1-in-10 | 2023 | 1 |  |  |  | 53.2581 | 1
| LCA | Big Creek/Ventura | 11 | Average Weekday | SCE | 1-in-10 | 2023 | 2 |  |  |  | 52.2332 | 1
| LCA | Big Creek/Ventura | 11 | Average Weekday | SCE | 1-in-10 | 2023 | 3 |  |  |  | 51.3054 | 1
| LCA | Big Creek/Ventura | 11 | Average Weekday | SCE | 1-in-10 | 2023 | 4 |  |  |  | 50.3869 | 1
| LCA | Big Creek/Ventura | 11 | Average Weekday | SCE | 1-in-10 | 2023 | 5 |  |  |  | 49.5653 | 1
| LCA | Big Creek/Ventura | 11 | Average Weekday | SCE | 1-in-10 | 2023 | 6 |  |  |  | 48.9192 | 1
| LCA | Big Creek/Ventura | 11 | Average Weekday | SCE | 1-in-10 | 2023 | 7 |  |  |  | 48.5108 | 1
| LCA | Big Creek/Ventura | 11 | Average Weekday | SCE | 1-in-10 | 2023 | 8 |  |  |  | 48.19 | 1
| LCA | Big Creek/Ventura | 11 | Average Weekday | SCE | 1-in-10 | 2023 | 9 |  |  |  | 49.6874 | 1
| LCA | Big Creek/Ventura | 11 | Average Weekday | SCE | 1-in-10 | 2023 | 10 |  |  |  | 53.9557 | 1
| LCA | Big Creek/Ventura | 11 | Average Weekday | SCE | 1-in-10 | 2023 | 11 |  |  |  | 58.7942 | 1
| LCA | Big Creek/Ventura | 11 | Average Weekday | SCE | 1-in-10 | 2023 | 12 |  |  |  | 63.0026 | 1
| LCA | Big Creek/Ventura | 11 | Average Weekday | SCE | 1-in-10 | 2023 | 13 |  |  |  | 65.857 | 1
| LCA | Big Creek/Ventura | 11 | Average Weekday | SCE | 1-in-10 | 2023 | 14 |  |  |  | 67.6396 | 1
| LCA | Big Creek/Ventura | 11 | Average Weekday | SCE | 1-in-10 | 2023 | 15 |  |  |  | 68.5811 | 1
| LCA | Big Creek/Ventura | 11 | Average Weekday | SCE | 1-in-10 | 2023 | 16 |  |  |  | 68.8531 | 1
| LCA | Big Creek/Ventura | 11 | Average Weekday | SCE | 1-in-10 | 2023 | 17 |  |  |  | 68.3015 | 1
| LCA | Big Creek/Ventura | 11 | Average Weekday | SCE | 1-in-10 | 2023 | 18 |  |  |  | 66.4193 | 1
| LCA | Big Creek/Ventura | 11 | Average Weekday | SCE | 1-in-10 | 2023 | 19 |  |  |  | 63.5043 | 1
| LCA | Big Creek/Ventura | 11 | Average Weekday | SCE | 1-in-10 | 2023 | 20 |  |  |  | 60.7171 | 1
| LCA | Big Creek/Ventura | 11 | Average Weekday | SCE | 1-in-10 | 2023 | 21 |  |  |  | 58.3538 | 1
| LCA | Big Creek/Ventura | 11 | Average Weekday | SCE | 1-in-10 | 2023 | 22 |  |  |  | 56.4636 | 1
| LCA | Big Creek/Ventura | 11 | Average Weekday | SCE | 1-in-10 | 2023 | 23 |  |  |  | 55.1132 | 1
| LCA | Big Creek/Ventura | 11 | Average Weekday | SCE | 1-in-10 | 2023 | 24 |  |  |  | 54.0951 | 1
| LCA | Big Creek/Ventura | 11 | Monthly System Peak Day | SCE | 1-in-10 | 2023 | 1 |  |  |  | 64.8557 | 1
| LCA | Big Creek/Ventura | 11 | Monthly System Peak Day | SCE | 1-in-10 | 2023 | 2 |  |  |  | 63.4 | 1
| LCA | Big Creek/Ventura | 11 | Monthly System Peak Day | SCE | 1-in-10 | 2023 | 3 |  |  |  | 62.575 | 1
| LCA | Big Creek/Ventura | 11 | Monthly System Peak Day | SCE | 1-in-10 | 2023 | 4 |  |  |  | 60.9329 | 1
| LCA | Big Creek/Ventura | 11 | Monthly System Peak Day | SCE | 1-in-10 | 2023 | 5 |  |  |  | 60.2993 | 1
| LCA | Big Creek/Ventura | 11 | Monthly System Peak Day | SCE | 1-in-10 | 2023 | 6 |  |  |  | 58.755 | 1
| LCA | Big Creek/Ventura | 11 | Monthly System Peak Day | SCE | 1-in-10 | 2023 | 7 |  |  |  | 58.1757 | 1
| LCA | Big Creek/Ventura | 11 | Monthly System Peak Day | SCE | 1-in-10 | 2023 | 8 |  |  |  | 58.4971 | 1
| LCA | Big Creek/Ventura | 11 | Monthly System Peak Day | SCE | 1-in-10 | 2023 | 9 |  |  |  | 59.5321 | 1
| LCA | Big Creek/Ventura | 11 | Monthly System Peak Day | SCE | 1-in-10 | 2023 | 10 |  |  |  | 63.5629 | 1
| LCA | Big Creek/Ventura | 11 | Monthly System Peak Day | SCE | 1-in-10 | 2023 | 11 |  |  |  | 70.165 | 1
| LCA | Big Creek/Ventura | 11 | Monthly System Peak Day | SCE | 1-in-10 | 2023 | 12 |  |  |  | 76.7329 | 1
| LCA | Big Creek/Ventura | 11 | Monthly System Peak Day | SCE | 1-in-10 | 2023 | 13 |  |  |  | 80.7714 | 1
| LCA | Big Creek/Ventura | 11 | Monthly System Peak Day | SCE | 1-in-10 | 2023 | 14 |  |  |  | 83.5714 | 1
| LCA | Big Creek/Ventura | 11 | Monthly System Peak Day | SCE | 1-in-10 | 2023 | 15 |  |  |  | 84.6071 | 1
| LCA | Big Creek/Ventura | 11 | Monthly System Peak Day | SCE | 1-in-10 | 2023 | 16 |  |  |  | 85.3286 | 1
| LCA | Big Creek/Ventura | 11 | Monthly System Peak Day | SCE | 1-in-10 | 2023 | 17 |  |  |  | 85.3643 | 1
| LCA | Big Creek/Ventura | 11 | Monthly System Peak Day | SCE | 1-in-10 | 2023 | 18 |  |  |  | 84.1 | 1
| LCA | Big Creek/Ventura | 11 | Monthly System Peak Day | SCE | 1-in-10 | 2023 | 19 |  |  |  | 80.6929 | 1
| LCA | Big Creek/Ventura | 11 | Monthly System Peak Day | SCE | 1-in-10 | 2023 | 20 |  |  |  | 75.6357 | 1
| LCA | Big Creek/Ventura | 11 | Monthly System Peak Day | SCE | 1-in-10 | 2023 | 21 |  |  |  | 70.7864 | 1
| LCA | Big Creek/Ventura | 11 | Monthly System Peak Day | SCE | 1-in-10 | 2023 | 22 |  |  |  | 68.4421 | 1
| LCA | Big Creek/Ventura | 11 | Monthly System Peak Day | SCE | 1-in-10 | 2023 | 23 |  |  |  | 66.3479 | 1
| LCA | Big Creek/Ventura | 11 | Monthly System Peak Day | SCE | 1-in-10 | 2023 | 24 |  |  |  | 64.7529 | 1
| LCA | Big Creek/Ventura | 12 | Average Weekday | SCE | 1-in-10 | 2023 | 1 |  |  |  | 45.6414 | 1
| LCA | Big Creek/Ventura | 12 | Average Weekday | SCE | 1-in-10 | 2023 | 2 |  |  |  | 44.8109 | 1
| LCA | Big Creek/Ventura | 12 | Average Weekday | SCE | 1-in-10 | 2023 | 3 |  |  |  | 44.1837 | 1
| LCA | Big Creek/Ventura | 12 | Average Weekday | SCE | 1-in-10 | 2023 | 4 |  |  |  | 43.3696 | 1
| LCA | Big Creek/Ventura | 12 | Average Weekday | SCE | 1-in-10 | 2023 | 5 |  |  |  | 43.0515 | 1
| LCA | Big Creek/Ventura | 12 | Average Weekday | SCE | 1-in-10 | 2023 | 6 |  |  |  | 42.5648 | 1
| LCA | Big Creek/Ventura | 12 | Average Weekday | SCE | 1-in-10 | 2023 | 7 |  |  |  | 42.0354 | 1
| LCA | Big Creek/Ventura | 12 | Average Weekday | SCE | 1-in-10 | 2023 | 8 |  |  |  | 41.8085 | 1
| LCA | Big Creek/Ventura | 12 | Average Weekday | SCE | 1-in-10 | 2023 | 9 |  |  |  | 42.653 | 1
| LCA | Big Creek/Ventura | 12 | Average Weekday | SCE | 1-in-10 | 2023 | 10 |  |  |  | 46.058 | 1
| LCA | Big Creek/Ventura | 12 | Average Weekday | SCE | 1-in-10 | 2023 | 11 |  |  |  | 50.2263 | 1
| LCA | Big Creek/Ventura | 12 | Average Weekday | SCE | 1-in-10 | 2023 | 12 |  |  |  | 53.7152 | 1
| LCA | Big Creek/Ventura | 12 | Average Weekday | SCE | 1-in-10 | 2023 | 13 |  |  |  | 56.193 | 1
| LCA | Big Creek/Ventura | 12 | Average Weekday | SCE | 1-in-10 | 2023 | 14 |  |  |  | 57.7961 | 1
| LCA | Big Creek/Ventura | 12 | Average Weekday | SCE | 1-in-10 | 2023 | 15 |  |  |  | 58.6323 | 1
| LCA | Big Creek/Ventura | 12 | Average Weekday | SCE | 1-in-10 | 2023 | 16 |  |  |  | 58.9669 | 1
| LCA | Big Creek/Ventura | 12 | Average Weekday | SCE | 1-in-10 | 2023 | 17 |  |  |  | 58.4308 | 1
| LCA | Big Creek/Ventura | 12 | Average Weekday | SCE | 1-in-10 | 2023 | 18 |  |  |  | 56.5897 | 1
| LCA | Big Creek/Ventura | 12 | Average Weekday | SCE | 1-in-10 | 2023 | 19 |  |  |  | 54.0908 | 1
| LCA | Big Creek/Ventura | 12 | Average Weekday | SCE | 1-in-10 | 2023 | 20 |  |  |  | 51.9845 | 1
| LCA | Big Creek/Ventura | 12 | Average Weekday | SCE | 1-in-10 | 2023 | 21 |  |  |  | 50.3591 | 1
| LCA | Big Creek/Ventura | 12 | Average Weekday | SCE | 1-in-10 | 2023 | 22 |  |  |  | 49.0661 | 1
| LCA | Big Creek/Ventura | 12 | Average Weekday | SCE | 1-in-10 | 2023 | 23 |  |  |  | 47.7964 | 1
| LCA | Big Creek/Ventura | 12 | Average Weekday | SCE | 1-in-10 | 2023 | 24 |  |  |  | 46.9954 | 1
| LCA | Big Creek/Ventura | 12 | Monthly System Peak Day | SCE | 1-in-10 | 2023 | 1 |  |  |  | 40.7736 | 1
| LCA | Big Creek/Ventura | 12 | Monthly System Peak Day | SCE | 1-in-10 | 2023 | 2 |  |  |  | 40.2071 | 1
| LCA | Big Creek/Ventura | 12 | Monthly System Peak Day | SCE | 1-in-10 | 2023 | 3 |  |  |  | 38.9471 | 1
| LCA | Big Creek/Ventura | 12 | Monthly System Peak Day | SCE | 1-in-10 | 2023 | 4 |  |  |  | 37.6914 | 1
| LCA | Big Creek/Ventura | 12 | Monthly System Peak Day | SCE | 1-in-10 | 2023 | 5 |  |  |  | 37.0429 | 1
| LCA | Big Creek/Ventura | 12 | Monthly System Peak Day | SCE | 1-in-10 | 2023 | 6 |  |  |  | 35.6071 | 1
| LCA | Big Creek/Ventura | 12 | Monthly System Peak Day | SCE | 1-in-10 | 2023 | 7 |  |  |  | 34.0793 | 1
| LCA | Big Creek/Ventura | 12 | Monthly System Peak Day | SCE | 1-in-10 | 2023 | 8 |  |  |  | 33.665 | 1
| LCA | Big Creek/Ventura | 12 | Monthly System Peak Day | SCE | 1-in-10 | 2023 | 9 |  |  |  | 35.5443 | 1
| LCA | Big Creek/Ventura | 12 | Monthly System Peak Day | SCE | 1-in-10 | 2023 | 10 |  |  |  | 39.2764 | 1
| LCA | Big Creek/Ventura | 12 | Monthly System Peak Day | SCE | 1-in-10 | 2023 | 11 |  |  |  | 42.9014 | 1
| LCA | Big Creek/Ventura | 12 | Monthly System Peak Day | SCE | 1-in-10 | 2023 | 12 |  |  |  | 46.0714 | 1
| LCA | Big Creek/Ventura | 12 | Monthly System Peak Day | SCE | 1-in-10 | 2023 | 13 |  |  |  | 47.7536 | 1
| LCA | Big Creek/Ventura | 12 | Monthly System Peak Day | SCE | 1-in-10 | 2023 | 14 |  |  |  | 49.1129 | 1
| LCA | Big Creek/Ventura | 12 | Monthly System Peak Day | SCE | 1-in-10 | 2023 | 15 |  |  |  | 50.4914 | 1
| LCA | Big Creek/Ventura | 12 | Monthly System Peak Day | SCE | 1-in-10 | 2023 | 16 |  |  |  | 51.1093 | 1
| LCA | Big Creek/Ventura | 12 | Monthly System Peak Day | SCE | 1-in-10 | 2023 | 17 |  |  |  | 50.6336 | 1
| LCA | Big Creek/Ventura | 12 | Monthly System Peak Day | SCE | 1-in-10 | 2023 | 18 |  |  |  | 49.1286 | 1
| LCA | Big Creek/Ventura | 12 | Monthly System Peak Day | SCE | 1-in-10 | 2023 | 19 |  |  |  | 46.04 | 1
| LCA | Big Creek/Ventura | 12 | Monthly System Peak Day | SCE | 1-in-10 | 2023 | 20 |  |  |  | 43.6421 | 1
| LCA | Big Creek/Ventura | 12 | Monthly System Peak Day | SCE | 1-in-10 | 2023 | 21 |  |  |  | 41.805 | 1
| LCA | Big Creek/Ventura | 12 | Monthly System Peak Day | SCE | 1-in-10 | 2023 | 22 |  |  |  | 40.2143 | 1
| LCA | Big Creek/Ventura | 12 | Monthly System Peak Day | SCE | 1-in-10 | 2023 | 23 |  |  |  | 39.0786 | 1
| LCA | Big Creek/Ventura | 12 | Monthly System Peak Day | SCE | 1-in-10 | 2023 | 24 |  |  |  | 38.1714 | 1
| LCA | Big Creek/Ventura | 1 | Average Weekday | SCE | 1-in-10 | 2024 | 1 |  |  |  | 46.9726 | 1
| LCA | Big Creek/Ventura | 1 | Average Weekday | SCE | 1-in-10 | 2024 | 2 |  |  |  | 46.3899 | 1
| LCA | Big Creek/Ventura | 1 | Average Weekday | SCE | 1-in-10 | 2024 | 3 |  |  |  | 45.8098 | 1
| LCA | Big Creek/Ventura | 1 | Average Weekday | SCE | 1-in-10 | 2024 | 4 |  |  |  | 45.1295 | 1
| LCA | Big Creek/Ventura | 1 | Average Weekday | SCE | 1-in-10 | 2024 | 5 |  |  |  | 44.5356 | 1
| LCA | Big Creek/Ventura | 1 | Average Weekday | SCE | 1-in-10 | 2024 | 6 |  |  |  | 44.1452 | 1
| LCA | Big Creek/Ventura | 1 | Average Weekday | SCE | 1-in-10 | 2024 | 7 |  |  |  | 43.7767 | 1
| LCA | Big Creek/Ventura | 1 | Average Weekday | SCE | 1-in-10 | 2024 | 8 |  |  |  | 43.4369 | 1
| LCA | Big Creek/Ventura | 1 | Average Weekday | SCE | 1-in-10 | 2024 | 9 |  |  |  | 43.825 | 1
| LCA | Big Creek/Ventura | 1 | Average Weekday | SCE | 1-in-10 | 2024 | 10 |  |  |  | 46.4388 | 1
| LCA | Big Creek/Ventura | 1 | Average Weekday | SCE | 1-in-10 | 2024 | 11 |  |  |  | 50.0898 | 1
| LCA | Big Creek/Ventura | 1 | Average Weekday | SCE | 1-in-10 | 2024 | 12 |  |  |  | 53.082 | 1
| LCA | Big Creek/Ventura | 1 | Average Weekday | SCE | 1-in-10 | 2024 | 13 |  |  |  | 55.1166 | 1
| LCA | Big Creek/Ventura | 1 | Average Weekday | SCE | 1-in-10 | 2024 | 14 |  |  |  | 56.5521 | 1
| LCA | Big Creek/Ventura | 1 | Average Weekday | SCE | 1-in-10 | 2024 | 15 |  |  |  | 57.5392 | 1
| LCA | Big Creek/Ventura | 1 | Average Weekday | SCE | 1-in-10 | 2024 | 16 |  |  |  | 57.9567 | 1
| LCA | Big Creek/Ventura | 1 | Average Weekday | SCE | 1-in-10 | 2024 | 17 |  |  |  | 57.6834 | 1
| LCA | Big Creek/Ventura | 1 | Average Weekday | SCE | 1-in-10 | 2024 | 18 |  |  |  | 56.3685 | 1
| LCA | Big Creek/Ventura | 1 | Average Weekday | SCE | 1-in-10 | 2024 | 19 |  |  |  | 54.0957 | 1
| LCA | Big Creek/Ventura | 1 | Average Weekday | SCE | 1-in-10 | 2024 | 20 |  |  |  | 52.0419 | 1
| LCA | Big Creek/Ventura | 1 | Average Weekday | SCE | 1-in-10 | 2024 | 21 |  |  |  | 50.5806 | 1
| LCA | Big Creek/Ventura | 1 | Average Weekday | SCE | 1-in-10 | 2024 | 22 |  |  |  | 49.3198 | 1
| LCA | Big Creek/Ventura | 1 | Average Weekday | SCE | 1-in-10 | 2024 | 23 |  |  |  | 48.2823 | 1
| LCA | Big Creek/Ventura | 1 | Average Weekday | SCE | 1-in-10 | 2024 | 24 |  |  |  | 47.6345 | 1
| LCA | Big Creek/Ventura | 1 | Monthly System Peak Day | SCE | 1-in-10 | 2024 | 1 |  |  |  | 41.3479 | 1
| LCA | Big Creek/Ventura | 1 | Monthly System Peak Day | SCE | 1-in-10 | 2024 | 2 |  |  |  | 40.0943 | 1
| LCA | Big Creek/Ventura | 1 | Monthly System Peak Day | SCE | 1-in-10 | 2024 | 3 |  |  |  | 39.0714 | 1
| LCA | Big Creek/Ventura | 1 | Monthly System Peak Day | SCE | 1-in-10 | 2024 | 4 |  |  |  | 37.8993 | 1
| LCA | Big Creek/Ventura | 1 | Monthly System Peak Day | SCE | 1-in-10 | 2024 | 5 |  |  |  | 37.1579 | 1
| LCA | Big Creek/Ventura | 1 | Monthly System Peak Day | SCE | 1-in-10 | 2024 | 6 |  |  |  | 36.5943 | 1
| LCA | Big Creek/Ventura | 1 | Monthly System Peak Day | SCE | 1-in-10 | 2024 | 7 |  |  |  | 36.4721 | 1
| LCA | Big Creek/Ventura | 1 | Monthly System Peak Day | SCE | 1-in-10 | 2024 | 8 |  |  |  | 36.8593 | 1
| LCA | Big Creek/Ventura | 1 | Monthly System Peak Day | SCE | 1-in-10 | 2024 | 9 |  |  |  | 37.035 | 1
| LCA | Big Creek/Ventura | 1 | Monthly System Peak Day | SCE | 1-in-10 | 2024 | 10 |  |  |  | 39.5879 | 1
| LCA | Big Creek/Ventura | 1 | Monthly System Peak Day | SCE | 1-in-10 | 2024 | 11 |  |  |  | 42.2043 | 1
| LCA | Big Creek/Ventura | 1 | Monthly System Peak Day | SCE | 1-in-10 | 2024 | 12 |  |  |  | 44.2771 | 1
| LCA | Big Creek/Ventura | 1 | Monthly System Peak Day | SCE | 1-in-10 | 2024 | 13 |  |  |  | 43.8286 | 1
| LCA | Big Creek/Ventura | 1 | Monthly System Peak Day | SCE | 1-in-10 | 2024 | 14 |  |  |  | 44.5321 | 1
| LCA | Big Creek/Ventura | 1 | Monthly System Peak Day | SCE | 1-in-10 | 2024 | 15 |  |  |  | 45.7286 | 1
| LCA | Big Creek/Ventura | 1 | Monthly System Peak Day | SCE | 1-in-10 | 2024 | 16 |  |  |  | 46.5707 | 1
| LCA | Big Creek/Ventura | 1 | Monthly System Peak Day | SCE | 1-in-10 | 2024 | 17 |  |  |  | 47.0414 | 1
| LCA | Big Creek/Ventura | 1 | Monthly System Peak Day | SCE | 1-in-10 | 2024 | 18 |  |  |  | 45.9314 | 1
| LCA | Big Creek/Ventura | 1 | Monthly System Peak Day | SCE | 1-in-10 | 2024 | 19 |  |  |  | 43.87 | 1
| LCA | Big Creek/Ventura | 1 | Monthly System Peak Day | SCE | 1-in-10 | 2024 | 20 |  |  |  | 42.6786 | 1
| LCA | Big Creek/Ventura | 1 | Monthly System Peak Day | SCE | 1-in-10 | 2024 | 21 |  |  |  | 41.9493 | 1
| LCA | Big Creek/Ventura | 1 | Monthly System Peak Day | SCE | 1-in-10 | 2024 | 22 |  |  |  | 41.5471 | 1
| LCA | Big Creek/Ventura | 1 | Monthly System Peak Day | SCE | 1-in-10 | 2024 | 23 |  |  |  | 41.4043 | 1
| LCA | Big Creek/Ventura | 1 | Monthly System Peak Day | SCE | 1-in-10 | 2024 | 24 |  |  |  | 41.4957 | 1
| LCA | Big Creek/Ventura | 2 | Average Weekday | SCE | 1-in-10 | 2024 | 1 |  |  |  | 51.3747 | 1
| LCA | Big Creek/Ventura | 2 | Average Weekday | SCE | 1-in-10 | 2024 | 2 |  |  |  | 50.2988 | 1
| LCA | Big Creek/Ventura | 2 | Average Weekday | SCE | 1-in-10 | 2024 | 3 |  |  |  | 49.3487 | 1
| LCA | Big Creek/Ventura | 2 | Average Weekday | SCE | 1-in-10 | 2024 | 4 |  |  |  | 48.3699 | 1
| LCA | Big Creek/Ventura | 2 | Average Weekday | SCE | 1-in-10 | 2024 | 5 |  |  |  | 47.5163 | 1
| LCA | Big Creek/Ventura | 2 | Average Weekday | SCE | 1-in-10 | 2024 | 6 |  |  |  | 46.9323 | 1
| LCA | Big Creek/Ventura | 2 | Average Weekday | SCE | 1-in-10 | 2024 | 7 |  |  |  | 46.2951 | 1
| LCA | Big Creek/Ventura | 2 | Average Weekday | SCE | 1-in-10 | 2024 | 8 |  |  |  | 45.82 | 1
| LCA | Big Creek/Ventura | 2 | Average Weekday | SCE | 1-in-10 | 2024 | 9 |  |  |  | 47.1328 | 1
| LCA | Big Creek/Ventura | 2 | Average Weekday | SCE | 1-in-10 | 2024 | 10 |  |  |  | 51.5254 | 1
| LCA | Big Creek/Ventura | 2 | Average Weekday | SCE | 1-in-10 | 2024 | 11 |  |  |  | 56.5846 | 1
| LCA | Big Creek/Ventura | 2 | Average Weekday | SCE | 1-in-10 | 2024 | 12 |  |  |  | 60.71 | 1
| LCA | Big Creek/Ventura | 2 | Average Weekday | SCE | 1-in-10 | 2024 | 13 |  |  |  | 63.6338 | 1
| LCA | Big Creek/Ventura | 2 | Average Weekday | SCE | 1-in-10 | 2024 | 14 |  |  |  | 65.324 | 1
| LCA | Big Creek/Ventura | 2 | Average Weekday | SCE | 1-in-10 | 2024 | 15 |  |  |  | 66.1792 | 1
| LCA | Big Creek/Ventura | 2 | Average Weekday | SCE | 1-in-10 | 2024 | 16 |  |  |  | 66.7071 | 1
| LCA | Big Creek/Ventura | 2 | Average Weekday | SCE | 1-in-10 | 2024 | 17 |  |  |  | 66.5629 | 1
| LCA | Big Creek/Ventura | 2 | Average Weekday | SCE | 1-in-10 | 2024 | 18 |  |  |  | 65.2747 | 1
| LCA | Big Creek/Ventura | 2 | Average Weekday | SCE | 1-in-10 | 2024 | 19 |  |  |  | 62.4796 | 1
| LCA | Big Creek/Ventura | 2 | Average Weekday | SCE | 1-in-10 | 2024 | 20 |  |  |  | 59.6118 | 1
| LCA | Big Creek/Ventura | 2 | Average Weekday | SCE | 1-in-10 | 2024 | 21 |  |  |  | 57.2356 | 1
| LCA | Big Creek/Ventura | 2 | Average Weekday | SCE | 1-in-10 | 2024 | 22 |  |  |  | 55.0794 | 1
| LCA | Big Creek/Ventura | 2 | Average Weekday | SCE | 1-in-10 | 2024 | 23 |  |  |  | 53.3956 | 1
| LCA | Big Creek/Ventura | 2 | Average Weekday | SCE | 1-in-10 | 2024 | 24 |  |  |  | 51.9445 | 1
| LCA | Big Creek/Ventura | 2 | Monthly System Peak Day | SCE | 1-in-10 | 2024 | 1 |  |  |  | 62.7979 | 1
| LCA | Big Creek/Ventura | 2 | Monthly System Peak Day | SCE | 1-in-10 | 2024 | 2 |  |  |  | 60.5921 | 1
| LCA | Big Creek/Ventura | 2 | Monthly System Peak Day | SCE | 1-in-10 | 2024 | 3 |  |  |  | 60.4593 | 1
| LCA | Big Creek/Ventura | 2 | Monthly System Peak Day | SCE | 1-in-10 | 2024 | 4 |  |  |  | 59.0757 | 1
| LCA | Big Creek/Ventura | 2 | Monthly System Peak Day | SCE | 1-in-10 | 2024 | 5 |  |  |  | 57.5821 | 1
| LCA | Big Creek/Ventura | 2 | Monthly System Peak Day | SCE | 1-in-10 | 2024 | 6 |  |  |  | 55.4229 | 1
| LCA | Big Creek/Ventura | 2 | Monthly System Peak Day | SCE | 1-in-10 | 2024 | 7 |  |  |  | 54.08 | 1
| LCA | Big Creek/Ventura | 2 | Monthly System Peak Day | SCE | 1-in-10 | 2024 | 8 |  |  |  | 52.9957 | 1
| LCA | Big Creek/Ventura | 2 | Monthly System Peak Day | SCE | 1-in-10 | 2024 | 9 |  |  |  | 54.8779 | 1
| LCA | Big Creek/Ventura | 2 | Monthly System Peak Day | SCE | 1-in-10 | 2024 | 10 |  |  |  | 60.7657 | 1
| LCA | Big Creek/Ventura | 2 | Monthly System Peak Day | SCE | 1-in-10 | 2024 | 11 |  |  |  | 66.5386 | 1
| LCA | Big Creek/Ventura | 2 | Monthly System Peak Day | SCE | 1-in-10 | 2024 | 12 |  |  |  | 71.4286 | 1
| LCA | Big Creek/Ventura | 2 | Monthly System Peak Day | SCE | 1-in-10 | 2024 | 13 |  |  |  | 75.2543 | 1
| LCA | Big Creek/Ventura | 2 | Monthly System Peak Day | SCE | 1-in-10 | 2024 | 14 |  |  |  | 77.06 | 1
| LCA | Big Creek/Ventura | 2 | Monthly System Peak Day | SCE | 1-in-10 | 2024 | 15 |  |  |  | 78.1643 | 1
| LCA | Big Creek/Ventura | 2 | Monthly System Peak Day | SCE | 1-in-10 | 2024 | 16 |  |  |  | 79.4286 | 1
| LCA | Big Creek/Ventura | 2 | Monthly System Peak Day | SCE | 1-in-10 | 2024 | 17 |  |  |  | 79.3286 | 1
| LCA | Big Creek/Ventura | 2 | Monthly System Peak Day | SCE | 1-in-10 | 2024 | 18 |  |  |  | 78.4 | 1
| LCA | Big Creek/Ventura | 2 | Monthly System Peak Day | SCE | 1-in-10 | 2024 | 19 |  |  |  | 74.6357 | 1
| LCA | Big Creek/Ventura | 2 | Monthly System Peak Day | SCE | 1-in-10 | 2024 | 20 |  |  |  | 69.9336 | 1
| LCA | Big Creek/Ventura | 2 | Monthly System Peak Day | SCE | 1-in-10 | 2024 | 21 |  |  |  | 65.4836 | 1
| LCA | Big Creek/Ventura | 2 | Monthly System Peak Day | SCE | 1-in-10 | 2024 | 22 |  |  |  | 61.9921 | 1
| LCA | Big Creek/Ventura | 2 | Monthly System Peak Day | SCE | 1-in-10 | 2024 | 23 |  |  |  | 60.215 | 1
| LCA | Big Creek/Ventura | 2 | Monthly System Peak Day | SCE | 1-in-10 | 2024 | 24 |  |  |  | 59.5486 | 1
| LCA | Big Creek/Ventura | 3 | Average Weekday | SCE | 1-in-10 | 2024 | 1 |  |  |  | 55.76 | 1
| LCA | Big Creek/Ventura | 3 | Average Weekday | SCE | 1-in-10 | 2024 | 2 |  |  |  | 54.6302 | 1
| LCA | Big Creek/Ventura | 3 | Average Weekday | SCE | 1-in-10 | 2024 | 3 |  |  |  | 53.6954 | 1
| LCA | Big Creek/Ventura | 3 | Average Weekday | SCE | 1-in-10 | 2024 | 4 |  |  |  | 52.8489 | 1
| LCA | Big Creek/Ventura | 3 | Average Weekday | SCE | 1-in-10 | 2024 | 5 |  |  |  | 51.8634 | 1
| LCA | Big Creek/Ventura | 3 | Average Weekday | SCE | 1-in-10 | 2024 | 6 |  |  |  | 51.0123 | 1
| LCA | Big Creek/Ventura | 3 | Average Weekday | SCE | 1-in-10 | 2024 | 7 |  |  |  | 50.3326 | 1
| LCA | Big Creek/Ventura | 3 | Average Weekday | SCE | 1-in-10 | 2024 | 8 |  |  |  | 49.9971 | 1
| LCA | Big Creek/Ventura | 3 | Average Weekday | SCE | 1-in-10 | 2024 | 9 |  |  |  | 51.0948 | 1
| LCA | Big Creek/Ventura | 3 | Average Weekday | SCE | 1-in-10 | 2024 | 10 |  |  |  | 54.9948 | 1
| LCA | Big Creek/Ventura | 3 | Average Weekday | SCE | 1-in-10 | 2024 | 11 |  |  |  | 59.737 | 1
| LCA | Big Creek/Ventura | 3 | Average Weekday | SCE | 1-in-10 | 2024 | 12 |  |  |  | 63.8311 | 1
| LCA | Big Creek/Ventura | 3 | Average Weekday | SCE | 1-in-10 | 2024 | 13 |  |  |  | 67.0932 | 1
| LCA | Big Creek/Ventura | 3 | Average Weekday | SCE | 1-in-10 | 2024 | 14 |  |  |  | 69.3943 | 1
| LCA | Big Creek/Ventura | 3 | Average Weekday | SCE | 1-in-10 | 2024 | 15 |  |  |  | 70.8584 | 1
| LCA | Big Creek/Ventura | 3 | Average Weekday | SCE | 1-in-10 | 2024 | 16 |  |  |  | 71.6505 | 1
| LCA | Big Creek/Ventura | 3 | Average Weekday | SCE | 1-in-10 | 2024 | 17 |  |  |  | 71.9429 | 1
| LCA | Big Creek/Ventura | 3 | Average Weekday | SCE | 1-in-10 | 2024 | 18 |  |  |  | 71.2563 | 1
| LCA | Big Creek/Ventura | 3 | Average Weekday | SCE | 1-in-10 | 2024 | 19 |  |  |  | 69.5572 | 1
| LCA | Big Creek/Ventura | 3 | Average Weekday | SCE | 1-in-10 | 2024 | 20 |  |  |  | 66.8135 | 1
| LCA | Big Creek/Ventura | 3 | Average Weekday | SCE | 1-in-10 | 2024 | 21 |  |  |  | 63.5231 | 1
| LCA | Big Creek/Ventura | 3 | Average Weekday | SCE | 1-in-10 | 2024 | 22 |  |  |  | 61.2592 | 1
| LCA | Big Creek/Ventura | 3 | Average Weekday | SCE | 1-in-10 | 2024 | 23 |  |  |  | 59.4613 | 1
| LCA | Big Creek/Ventura | 3 | Average Weekday | SCE | 1-in-10 | 2024 | 24 |  |  |  | 58.0116 | 1
| LCA | Big Creek/Ventura | 3 | Monthly System Peak Day | SCE | 1-in-10 | 2024 | 1 |  |  |  | 62.9286 | 1
| LCA | Big Creek/Ventura | 3 | Monthly System Peak Day | SCE | 1-in-10 | 2024 | 2 |  |  |  | 61.1979 | 1
| LCA | Big Creek/Ventura | 3 | Monthly System Peak Day | SCE | 1-in-10 | 2024 | 3 |  |  |  | 59.1257 | 1
| LCA | Big Creek/Ventura | 3 | Monthly System Peak Day | SCE | 1-in-10 | 2024 | 4 |  |  |  | 58.2714 | 1
| LCA | Big Creek/Ventura | 3 | Monthly System Peak Day | SCE | 1-in-10 | 2024 | 5 |  |  |  | 57.7179 | 1
| LCA | Big Creek/Ventura | 3 | Monthly System Peak Day | SCE | 1-in-10 | 2024 | 6 |  |  |  | 56.9114 | 1
| LCA | Big Creek/Ventura | 3 | Monthly System Peak Day | SCE | 1-in-10 | 2024 | 7 |  |  |  | 55.6436 | 1
| LCA | Big Creek/Ventura | 3 | Monthly System Peak Day | SCE | 1-in-10 | 2024 | 8 |  |  |  | 54.6729 | 1
| LCA | Big Creek/Ventura | 3 | Monthly System Peak Day | SCE | 1-in-10 | 2024 | 9 |  |  |  | 55.8821 | 1
| LCA | Big Creek/Ventura | 3 | Monthly System Peak Day | SCE | 1-in-10 | 2024 | 10 |  |  |  | 61.4086 | 1
| LCA | Big Creek/Ventura | 3 | Monthly System Peak Day | SCE | 1-in-10 | 2024 | 11 |  |  |  | 67.5364 | 1
| LCA | Big Creek/Ventura | 3 | Monthly System Peak Day | SCE | 1-in-10 | 2024 | 12 |  |  |  | 73.5307 | 1
| LCA | Big Creek/Ventura | 3 | Monthly System Peak Day | SCE | 1-in-10 | 2024 | 13 |  |  |  | 78.6286 | 1
| LCA | Big Creek/Ventura | 3 | Monthly System Peak Day | SCE | 1-in-10 | 2024 | 14 |  |  |  | 81.6357 | 1
| LCA | Big Creek/Ventura | 3 | Monthly System Peak Day | SCE | 1-in-10 | 2024 | 15 |  |  |  | 84.1429 | 1
| LCA | Big Creek/Ventura | 3 | Monthly System Peak Day | SCE | 1-in-10 | 2024 | 16 |  |  |  | 85.3286 | 1
| LCA | Big Creek/Ventura | 3 | Monthly System Peak Day | SCE | 1-in-10 | 2024 | 17 |  |  |  | 85.2429 | 1
| LCA | Big Creek/Ventura | 3 | Monthly System Peak Day | SCE | 1-in-10 | 2024 | 18 |  |  |  | 84.9286 | 1
| LCA | Big Creek/Ventura | 3 | Monthly System Peak Day | SCE | 1-in-10 | 2024 | 19 |  |  |  | 83.1136 | 1
| LCA | Big Creek/Ventura | 3 | Monthly System Peak Day | SCE | 1-in-10 | 2024 | 20 |  |  |  | 80.1564 | 1
| LCA | Big Creek/Ventura | 3 | Monthly System Peak Day | SCE | 1-in-10 | 2024 | 21 |  |  |  | 75.1193 | 1
| LCA | Big Creek/Ventura | 3 | Monthly System Peak Day | SCE | 1-in-10 | 2024 | 22 |  |  |  | 70.7171 | 1
| LCA | Big Creek/Ventura | 3 | Monthly System Peak Day | SCE | 1-in-10 | 2024 | 23 |  |  |  | 67.4014 | 1
| LCA | Big Creek/Ventura | 3 | Monthly System Peak Day | SCE | 1-in-10 | 2024 | 24 |  |  |  | 64.9371 | 1
| LCA | Big Creek/Ventura | 4 | Average Weekday | SCE | 1-in-10 | 2024 | 1 |  |  |  | 57.6326 | 1
| LCA | Big Creek/Ventura | 4 | Average Weekday | SCE | 1-in-10 | 2024 | 2 |  |  |  | 56.4057 | 1
| LCA | Big Creek/Ventura | 4 | Average Weekday | SCE | 1-in-10 | 2024 | 3 |  |  |  | 55.5479 | 1
| LCA | Big Creek/Ventura | 4 | Average Weekday | SCE | 1-in-10 | 2024 | 4 |  |  |  | 54.5992 | 1
| LCA | Big Creek/Ventura | 4 | Average Weekday | SCE | 1-in-10 | 2024 | 5 |  |  |  | 53.688 | 1
| LCA | Big Creek/Ventura | 4 | Average Weekday | SCE | 1-in-10 | 2024 | 6 |  |  |  | 53.0014 | 1
| LCA | Big Creek/Ventura | 4 | Average Weekday | SCE | 1-in-10 | 2024 | 7 |  |  |  | 52.3473 | 1
| LCA | Big Creek/Ventura | 4 | Average Weekday | SCE | 1-in-10 | 2024 | 8 |  |  |  | 52.0583 | 1
| LCA | Big Creek/Ventura | 4 | Average Weekday | SCE | 1-in-10 | 2024 | 9 |  |  |  | 53.8128 | 1
| LCA | Big Creek/Ventura | 4 | Average Weekday | SCE | 1-in-10 | 2024 | 10 |  |  |  | 57.9408 | 1
| LCA | Big Creek/Ventura | 4 | Average Weekday | SCE | 1-in-10 | 2024 | 11 |  |  |  | 61.8429 | 1
| LCA | Big Creek/Ventura | 4 | Average Weekday | SCE | 1-in-10 | 2024 | 12 |  |  |  | 65.2534 | 1
| LCA | Big Creek/Ventura | 4 | Average Weekday | SCE | 1-in-10 | 2024 | 13 |  |  |  | 67.9803 | 1
| LCA | Big Creek/Ventura | 4 | Average Weekday | SCE | 1-in-10 | 2024 | 14 |  |  |  | 69.9663 | 1
| LCA | Big Creek/Ventura | 4 | Average Weekday | SCE | 1-in-10 | 2024 | 15 |  |  |  | 71.2935 | 1
| LCA | Big Creek/Ventura | 4 | Average Weekday | SCE | 1-in-10 | 2024 | 16 |  |  |  | 71.9866 | 1
| LCA | Big Creek/Ventura | 4 | Average Weekday | SCE | 1-in-10 | 2024 | 17 |  |  |  | 72.0635 | 1
| LCA | Big Creek/Ventura | 4 | Average Weekday | SCE | 1-in-10 | 2024 | 18 |  |  |  | 71.4416 | 1
| LCA | Big Creek/Ventura | 4 | Average Weekday | SCE | 1-in-10 | 2024 | 19 |  |  |  | 69.9954 | 1
| LCA | Big Creek/Ventura | 4 | Average Weekday | SCE | 1-in-10 | 2024 | 20 |  |  |  | 67.8065 | 1
| LCA | Big Creek/Ventura | 4 | Average Weekday | SCE | 1-in-10 | 2024 | 21 |  |  |  | 64.8983 | 1
| LCA | Big Creek/Ventura | 4 | Average Weekday | SCE | 1-in-10 | 2024 | 22 |  |  |  | 62.5152 | 1
| LCA | Big Creek/Ventura | 4 | Average Weekday | SCE | 1-in-10 | 2024 | 23 |  |  |  | 60.6633 | 1
| LCA | Big Creek/Ventura | 4 | Average Weekday | SCE | 1-in-10 | 2024 | 24 |  |  |  | 59.0916 | 1
| LCA | Big Creek/Ventura | 4 | Monthly System Peak Day | SCE | 1-in-10 | 2024 | 1 |  |  |  | 67.3443 | 1
| LCA | Big Creek/Ventura | 4 | Monthly System Peak Day | SCE | 1-in-10 | 2024 | 2 |  |  |  | 65.9207 | 1
| LCA | Big Creek/Ventura | 4 | Monthly System Peak Day | SCE | 1-in-10 | 2024 | 3 |  |  |  | 65.0814 | 1
| LCA | Big Creek/Ventura | 4 | Monthly System Peak Day | SCE | 1-in-10 | 2024 | 4 |  |  |  | 63.8121 | 1
| LCA | Big Creek/Ventura | 4 | Monthly System Peak Day | SCE | 1-in-10 | 2024 | 5 |  |  |  | 62.6157 | 1
| LCA | Big Creek/Ventura | 4 | Monthly System Peak Day | SCE | 1-in-10 | 2024 | 6 |  |  |  | 61.2721 | 1
| LCA | Big Creek/Ventura | 4 | Monthly System Peak Day | SCE | 1-in-10 | 2024 | 7 |  |  |  | 60.1821 | 1
| LCA | Big Creek/Ventura | 4 | Monthly System Peak Day | SCE | 1-in-10 | 2024 | 8 |  |  |  | 59.4121 | 1
| LCA | Big Creek/Ventura | 4 | Monthly System Peak Day | SCE | 1-in-10 | 2024 | 9 |  |  |  | 62.43 | 1
| LCA | Big Creek/Ventura | 4 | Monthly System Peak Day | SCE | 1-in-10 | 2024 | 10 |  |  |  | 68.1557 | 1
| LCA | Big Creek/Ventura | 4 | Monthly System Peak Day | SCE | 1-in-10 | 2024 | 11 |  |  |  | 74.0407 | 1
| LCA | Big Creek/Ventura | 4 | Monthly System Peak Day | SCE | 1-in-10 | 2024 | 12 |  |  |  | 79.2636 | 1
| LCA | Big Creek/Ventura | 4 | Monthly System Peak Day | SCE | 1-in-10 | 2024 | 13 |  |  |  | 83.0279 | 1
| LCA | Big Creek/Ventura | 4 | Monthly System Peak Day | SCE | 1-in-10 | 2024 | 14 |  |  |  | 86.0857 | 1
| LCA | Big Creek/Ventura | 4 | Monthly System Peak Day | SCE | 1-in-10 | 2024 | 15 |  |  |  | 87.2643 | 1
| LCA | Big Creek/Ventura | 4 | Monthly System Peak Day | SCE | 1-in-10 | 2024 | 16 |  |  |  | 87.4643 | 1
| LCA | Big Creek/Ventura | 4 | Monthly System Peak Day | SCE | 1-in-10 | 2024 | 17 |  |  |  | 86.4571 | 1
| LCA | Big Creek/Ventura | 4 | Monthly System Peak Day | SCE | 1-in-10 | 2024 | 18 |  |  |  | 85.5857 | 1
| LCA | Big Creek/Ventura | 4 | Monthly System Peak Day | SCE | 1-in-10 | 2024 | 19 |  |  |  | 83.6843 | 1
| LCA | Big Creek/Ventura | 4 | Monthly System Peak Day | SCE | 1-in-10 | 2024 | 20 |  |  |  | 80.7464 | 1
| LCA | Big Creek/Ventura | 4 | Monthly System Peak Day | SCE | 1-in-10 | 2024 | 21 |  |  |  | 76.3129 | 1
| LCA | Big Creek/Ventura | 4 | Monthly System Peak Day | SCE | 1-in-10 | 2024 | 22 |  |  |  | 72.2921 | 1
| LCA | Big Creek/Ventura | 4 | Monthly System Peak Day | SCE | 1-in-10 | 2024 | 23 |  |  |  | 70.0786 | 1
| LCA | Big Creek/Ventura | 4 | Monthly System Peak Day | SCE | 1-in-10 | 2024 | 24 |  |  |  | 68.7064 | 1
| LCA | Big Creek/Ventura | 5 | Average Weekday | SCE | 1-in-10 | 2024 | 1 |  |  |  | 62.5912 | 1
| LCA | Big Creek/Ventura | 5 | Average Weekday | SCE | 1-in-10 | 2024 | 2 |  |  |  | 61.3025 | 1
| LCA | Big Creek/Ventura | 5 | Average Weekday | SCE | 1-in-10 | 2024 | 3 |  |  |  | 60.0848 | 1
| LCA | Big Creek/Ventura | 5 | Average Weekday | SCE | 1-in-10 | 2024 | 4 |  |  |  | 58.8481 | 1
| LCA | Big Creek/Ventura | 5 | Average Weekday | SCE | 1-in-10 | 2024 | 5 |  |  |  | 58.0431 | 1
| LCA | Big Creek/Ventura | 5 | Average Weekday | SCE | 1-in-10 | 2024 | 6 |  |  |  | 57.2156 | 1
| LCA | Big Creek/Ventura | 5 | Average Weekday | SCE | 1-in-10 | 2024 | 7 |  |  |  | 56.479 | 1
| LCA | Big Creek/Ventura | 5 | Average Weekday | SCE | 1-in-10 | 2024 | 8 |  |  |  | 56.8888 | 1
| LCA | Big Creek/Ventura | 5 | Average Weekday | SCE | 1-in-10 | 2024 | 9 |  |  |  | 60.1908 | 1
| LCA | Big Creek/Ventura | 5 | Average Weekday | SCE | 1-in-10 | 2024 | 10 |  |  |  | 64.6334 | 1
| LCA | Big Creek/Ventura | 5 | Average Weekday | SCE | 1-in-10 | 2024 | 11 |  |  |  | 68.5848 | 1
| LCA | Big Creek/Ventura | 5 | Average Weekday | SCE | 1-in-10 | 2024 | 12 |  |  |  | 71.6441 | 1
| LCA | Big Creek/Ventura | 5 | Average Weekday | SCE | 1-in-10 | 2024 | 13 |  |  |  | 74.0241 | 1
| LCA | Big Creek/Ventura | 5 | Average Weekday | SCE | 1-in-10 | 2024 | 14 |  |  |  | 75.6921 | 1
| LCA | Big Creek/Ventura | 5 | Average Weekday | SCE | 1-in-10 | 2024 | 15 |  |  |  | 76.7916 | 1
| LCA | Big Creek/Ventura | 5 | Average Weekday | SCE | 1-in-10 | 2024 | 16 |  |  |  | 77.2805 | 1
| LCA | Big Creek/Ventura | 5 | Average Weekday | SCE | 1-in-10 | 2024 | 17 |  |  |  | 77.2165 | 1
| LCA | Big Creek/Ventura | 5 | Average Weekday | SCE | 1-in-10 | 2024 | 18 |  |  |  | 76.5896 | 1
| LCA | Big Creek/Ventura | 5 | Average Weekday | SCE | 1-in-10 | 2024 | 19 |  |  |  | 75.461 | 1
| LCA | Big Creek/Ventura | 5 | Average Weekday | SCE | 1-in-10 | 2024 | 20 |  |  |  | 73.5426 | 1
| LCA | Big Creek/Ventura | 5 | Average Weekday | SCE | 1-in-10 | 2024 | 21 |  |  |  | 70.8603 | 1
| LCA | Big Creek/Ventura | 5 | Average Weekday | SCE | 1-in-10 | 2024 | 22 |  |  |  | 68.0311 | 1
| LCA | Big Creek/Ventura | 5 | Average Weekday | SCE | 1-in-10 | 2024 | 23 |  |  |  | 66.0109 | 1
| LCA | Big Creek/Ventura | 5 | Average Weekday | SCE | 1-in-10 | 2024 | 24 |  |  |  | 64.0741 | 1
| LCA | Big Creek/Ventura | 5 | Monthly System Peak Day | SCE | 1-in-10 | 2024 | 1 |  |  |  | 73.7593 | 1
| LCA | Big Creek/Ventura | 5 | Monthly System Peak Day | SCE | 1-in-10 | 2024 | 2 |  |  |  | 71.6129 | 1
| LCA | Big Creek/Ventura | 5 | Monthly System Peak Day | SCE | 1-in-10 | 2024 | 3 |  |  |  | 69.8557 | 1
| LCA | Big Creek/Ventura | 5 | Monthly System Peak Day | SCE | 1-in-10 | 2024 | 4 |  |  |  | 68.0679 | 1
| LCA | Big Creek/Ventura | 5 | Monthly System Peak Day | SCE | 1-in-10 | 2024 | 5 |  |  |  | 65.8314 | 1
| LCA | Big Creek/Ventura | 5 | Monthly System Peak Day | SCE | 1-in-10 | 2024 | 6 |  |  |  | 64.9371 | 1
| LCA | Big Creek/Ventura | 5 | Monthly System Peak Day | SCE | 1-in-10 | 2024 | 7 |  |  |  | 64.2586 | 1
| LCA | Big Creek/Ventura | 5 | Monthly System Peak Day | SCE | 1-in-10 | 2024 | 8 |  |  |  | 64.3064 | 1
| LCA | Big Creek/Ventura | 5 | Monthly System Peak Day | SCE | 1-in-10 | 2024 | 9 |  |  |  | 68.5121 | 1
| LCA | Big Creek/Ventura | 5 | Monthly System Peak Day | SCE | 1-in-10 | 2024 | 10 |  |  |  | 74.5079 | 1
| LCA | Big Creek/Ventura | 5 | Monthly System Peak Day | SCE | 1-in-10 | 2024 | 11 |  |  |  | 80.8571 | 1
| LCA | Big Creek/Ventura | 5 | Monthly System Peak Day | SCE | 1-in-10 | 2024 | 12 |  |  |  | 85.8971 | 1
| LCA | Big Creek/Ventura | 5 | Monthly System Peak Day | SCE | 1-in-10 | 2024 | 13 |  |  |  | 89.2071 | 1
| LCA | Big Creek/Ventura | 5 | Monthly System Peak Day | SCE | 1-in-10 | 2024 | 14 |  |  |  | 91.3857 | 1
| LCA | Big Creek/Ventura | 5 | Monthly System Peak Day | SCE | 1-in-10 | 2024 | 15 |  |  |  | 92.3 | 1
| LCA | Big Creek/Ventura | 5 | Monthly System Peak Day | SCE | 1-in-10 | 2024 | 16 |  |  |  | 92.5643 | 1
| LCA | Big Creek/Ventura | 5 | Monthly System Peak Day | SCE | 1-in-10 | 2024 | 17 |  |  |  | 92.3714 | 1
| LCA | Big Creek/Ventura | 5 | Monthly System Peak Day | SCE | 1-in-10 | 2024 | 18 |  |  |  | 91.9429 | 1
| LCA | Big Creek/Ventura | 5 | Monthly System Peak Day | SCE | 1-in-10 | 2024 | 19 |  |  |  | 90.6 | 1
| LCA | Big Creek/Ventura | 5 | Monthly System Peak Day | SCE | 1-in-10 | 2024 | 20 |  |  |  | 87.835 | 1
| LCA | Big Creek/Ventura | 5 | Monthly System Peak Day | SCE | 1-in-10 | 2024 | 21 |  |  |  | 83.1979 | 1
| LCA | Big Creek/Ventura | 5 | Monthly System Peak Day | SCE | 1-in-10 | 2024 | 22 |  |  |  | 79.3571 | 1
| LCA | Big Creek/Ventura | 5 | Monthly System Peak Day | SCE | 1-in-10 | 2024 | 23 |  |  |  | 76.5479 | 1
| LCA | Big Creek/Ventura | 5 | Monthly System Peak Day | SCE | 1-in-10 | 2024 | 24 |  |  |  | 73.7157 | 1
| LCA | Big Creek/Ventura | 6 | Average Weekday | SCE | 1-in-10 | 2024 | 1 |  |  |  | 67.5979 | 1
| LCA | Big Creek/Ventura | 6 | Average Weekday | SCE | 1-in-10 | 2024 | 2 |  |  |  | 66.7173 | 1
| LCA | Big Creek/Ventura | 6 | Average Weekday | SCE | 1-in-10 | 2024 | 3 |  |  |  | 65.8067 | 1
| LCA | Big Creek/Ventura | 6 | Average Weekday | SCE | 1-in-10 | 2024 | 4 |  |  |  | 64.7835 | 1
| LCA | Big Creek/Ventura | 6 | Average Weekday | SCE | 1-in-10 | 2024 | 5 |  |  |  | 63.8893 | 1
| LCA | Big Creek/Ventura | 6 | Average Weekday | SCE | 1-in-10 | 2024 | 6 |  |  |  | 63.1691 | 1
| LCA | Big Creek/Ventura | 6 | Average Weekday | SCE | 1-in-10 | 2024 | 7 |  |  |  | 62.6661 | 1
| LCA | Big Creek/Ventura | 6 | Average Weekday | SCE | 1-in-10 | 2024 | 8 |  |  |  | 63.2141 | 1
| LCA | Big Creek/Ventura | 6 | Average Weekday | SCE | 1-in-10 | 2024 | 9 |  |  |  | 66.1776 | 1
| LCA | Big Creek/Ventura | 6 | Average Weekday | SCE | 1-in-10 | 2024 | 10 |  |  |  | 70.0818 | 1
| LCA | Big Creek/Ventura | 6 | Average Weekday | SCE | 1-in-10 | 2024 | 11 |  |  |  | 73.9836 | 1
| LCA | Big Creek/Ventura | 6 | Average Weekday | SCE | 1-in-10 | 2024 | 12 |  |  |  | 77.4319 | 1
| LCA | Big Creek/Ventura | 6 | Average Weekday | SCE | 1-in-10 | 2024 | 13 |  |  |  | 80.1443 | 1
| LCA | Big Creek/Ventura | 6 | Average Weekday | SCE | 1-in-10 | 2024 | 14 |  |  |  | 82.1737 | 1
| LCA | Big Creek/Ventura | 6 | Average Weekday | SCE | 1-in-10 | 2024 | 15 |  |  |  | 83.3627 | 1
| LCA | Big Creek/Ventura | 6 | Average Weekday | SCE | 1-in-10 | 2024 | 16 |  |  |  | 83.8567 | 1
| LCA | Big Creek/Ventura | 6 | Average Weekday | SCE | 1-in-10 | 2024 | 17 |  |  |  | 83.6788 | 1
| LCA | Big Creek/Ventura | 6 | Average Weekday | SCE | 1-in-10 | 2024 | 18 |  |  |  | 82.6209 | 1
| LCA | Big Creek/Ventura | 6 | Average Weekday | SCE | 1-in-10 | 2024 | 19 |  |  |  | 80.9659 | 1
| LCA | Big Creek/Ventura | 6 | Average Weekday | SCE | 1-in-10 | 2024 | 20 |  |  |  | 78.9063 | 1
| LCA | Big Creek/Ventura | 6 | Average Weekday | SCE | 1-in-10 | 2024 | 21 |  |  |  | 76.1141 | 1
| LCA | Big Creek/Ventura | 6 | Average Weekday | SCE | 1-in-10 | 2024 | 22 |  |  |  | 72.8496 | 1
| LCA | Big Creek/Ventura | 6 | Average Weekday | SCE | 1-in-10 | 2024 | 23 |  |  |  | 70.6066 | 1
| LCA | Big Creek/Ventura | 6 | Average Weekday | SCE | 1-in-10 | 2024 | 24 |  |  |  | 68.955 | 1
| LCA | Big Creek/Ventura | 6 | Monthly System Peak Day | SCE | 1-in-10 | 2024 | 1 |  |  |  | 76.6914 | 1
| LCA | Big Creek/Ventura | 6 | Monthly System Peak Day | SCE | 1-in-10 | 2024 | 2 |  |  |  | 75.515 | 1
| LCA | Big Creek/Ventura | 6 | Monthly System Peak Day | SCE | 1-in-10 | 2024 | 3 |  |  |  | 74.4379 | 1
| LCA | Big Creek/Ventura | 6 | Monthly System Peak Day | SCE | 1-in-10 | 2024 | 4 |  |  |  | 73.645 | 1
| LCA | Big Creek/Ventura | 6 | Monthly System Peak Day | SCE | 1-in-10 | 2024 | 5 |  |  |  | 71.9007 | 1
| LCA | Big Creek/Ventura | 6 | Monthly System Peak Day | SCE | 1-in-10 | 2024 | 6 |  |  |  | 70.5579 | 1
| LCA | Big Creek/Ventura | 6 | Monthly System Peak Day | SCE | 1-in-10 | 2024 | 7 |  |  |  | 69.8057 | 1
| LCA | Big Creek/Ventura | 6 | Monthly System Peak Day | SCE | 1-in-10 | 2024 | 8 |  |  |  | 70.8229 | 1
| LCA | Big Creek/Ventura | 6 | Monthly System Peak Day | SCE | 1-in-10 | 2024 | 9 |  |  |  | 75.2807 | 1
| LCA | Big Creek/Ventura | 6 | Monthly System Peak Day | SCE | 1-in-10 | 2024 | 10 |  |  |  | 80.9114 | 1
| LCA | Big Creek/Ventura | 6 | Monthly System Peak Day | SCE | 1-in-10 | 2024 | 11 |  |  |  | 85.5807 | 1
| LCA | Big Creek/Ventura | 6 | Monthly System Peak Day | SCE | 1-in-10 | 2024 | 12 |  |  |  | 90.1036 | 1
| LCA | Big Creek/Ventura | 6 | Monthly System Peak Day | SCE | 1-in-10 | 2024 | 13 |  |  |  | 93.5643 | 1
| LCA | Big Creek/Ventura | 6 | Monthly System Peak Day | SCE | 1-in-10 | 2024 | 14 |  |  |  | 95.8857 | 1
| LCA | Big Creek/Ventura | 6 | Monthly System Peak Day | SCE | 1-in-10 | 2024 | 15 |  |  |  | 96.8643 | 1
| LCA | Big Creek/Ventura | 6 | Monthly System Peak Day | SCE | 1-in-10 | 2024 | 16 |  |  |  | 97.5786 | 1
| LCA | Big Creek/Ventura | 6 | Monthly System Peak Day | SCE | 1-in-10 | 2024 | 17 |  |  |  | 97.25 | 1
| LCA | Big Creek/Ventura | 6 | Monthly System Peak Day | SCE | 1-in-10 | 2024 | 18 |  |  |  | 96.6714 | 1
| LCA | Big Creek/Ventura | 6 | Monthly System Peak Day | SCE | 1-in-10 | 2024 | 19 |  |  |  | 94.1429 | 1
| LCA | Big Creek/Ventura | 6 | Monthly System Peak Day | SCE | 1-in-10 | 2024 | 20 |  |  |  | 91.7464 | 1
| LCA | Big Creek/Ventura | 6 | Monthly System Peak Day | SCE | 1-in-10 | 2024 | 21 |  |  |  | 88.6107 | 1
| LCA | Big Creek/Ventura | 6 | Monthly System Peak Day | SCE | 1-in-10 | 2024 | 22 |  |  |  | 84.5 | 1
| LCA | Big Creek/Ventura | 6 | Monthly System Peak Day | SCE | 1-in-10 | 2024 | 23 |  |  |  | 80.9521 | 1
| LCA | Big Creek/Ventura | 6 | Monthly System Peak Day | SCE | 1-in-10 | 2024 | 24 |  |  |  | 78.8607 | 1
| LCA | Big Creek/Ventura | 7 | Average Weekday | SCE | 1-in-10 | 2024 | 1 |  |  |  | 73.7504 | 1
| LCA | Big Creek/Ventura | 7 | Average Weekday | SCE | 1-in-10 | 2024 | 2 |  |  |  | 72.6444 | 1
| LCA | Big Creek/Ventura | 7 | Average Weekday | SCE | 1-in-10 | 2024 | 3 |  |  |  | 71.7965 | 1
| LCA | Big Creek/Ventura | 7 | Average Weekday | SCE | 1-in-10 | 2024 | 4 |  |  |  | 70.8986 | 1
| LCA | Big Creek/Ventura | 7 | Average Weekday | SCE | 1-in-10 | 2024 | 5 |  |  |  | 70.1004 | 1
| LCA | Big Creek/Ventura | 7 | Average Weekday | SCE | 1-in-10 | 2024 | 6 |  |  |  | 69.3371 | 1
| LCA | Big Creek/Ventura | 7 | Average Weekday | SCE | 1-in-10 | 2024 | 7 |  |  |  | 68.9791 | 1
| LCA | Big Creek/Ventura | 7 | Average Weekday | SCE | 1-in-10 | 2024 | 8 |  |  |  | 69.3313 | 1
| LCA | Big Creek/Ventura | 7 | Average Weekday | SCE | 1-in-10 | 2024 | 9 |  |  |  | 72.2421 | 1
| LCA | Big Creek/Ventura | 7 | Average Weekday | SCE | 1-in-10 | 2024 | 10 |  |  |  | 76.3167 | 1
| LCA | Big Creek/Ventura | 7 | Average Weekday | SCE | 1-in-10 | 2024 | 11 |  |  |  | 80.6703 | 1
| LCA | Big Creek/Ventura | 7 | Average Weekday | SCE | 1-in-10 | 2024 | 12 |  |  |  | 84.4912 | 1
| LCA | Big Creek/Ventura | 7 | Average Weekday | SCE | 1-in-10 | 2024 | 13 |  |  |  | 87.3622 | 1
| LCA | Big Creek/Ventura | 7 | Average Weekday | SCE | 1-in-10 | 2024 | 14 |  |  |  | 89.604 | 1
| LCA | Big Creek/Ventura | 7 | Average Weekday | SCE | 1-in-10 | 2024 | 15 |  |  |  | 91.1072 | 1
| LCA | Big Creek/Ventura | 7 | Average Weekday | SCE | 1-in-10 | 2024 | 16 |  |  |  | 91.7086 | 1
| LCA | Big Creek/Ventura | 7 | Average Weekday | SCE | 1-in-10 | 2024 | 17 |  |  |  | 91.4436 | 1
| LCA | Big Creek/Ventura | 7 | Average Weekday | SCE | 1-in-10 | 2024 | 18 |  |  |  | 90.5951 | 1
| LCA | Big Creek/Ventura | 7 | Average Weekday | SCE | 1-in-10 | 2024 | 19 |  |  |  | 88.7186 | 1
| LCA | Big Creek/Ventura | 7 | Average Weekday | SCE | 1-in-10 | 2024 | 20 |  |  |  | 85.9757 | 1
| LCA | Big Creek/Ventura | 7 | Average Weekday | SCE | 1-in-10 | 2024 | 21 |  |  |  | 82.4525 | 1
| LCA | Big Creek/Ventura | 7 | Average Weekday | SCE | 1-in-10 | 2024 | 22 |  |  |  | 78.9574 | 1
| LCA | Big Creek/Ventura | 7 | Average Weekday | SCE | 1-in-10 | 2024 | 23 |  |  |  | 76.8646 | 1
| LCA | Big Creek/Ventura | 7 | Average Weekday | SCE | 1-in-10 | 2024 | 24 |  |  |  | 75.4968 | 1
| LCA | Big Creek/Ventura | 7 | Monthly System Peak Day | SCE | 1-in-10 | 2024 | 1 |  |  |  | 79.6921 | 1
| LCA | Big Creek/Ventura | 7 | Monthly System Peak Day | SCE | 1-in-10 | 2024 | 2 |  |  |  | 77.0121 | 1
| LCA | Big Creek/Ventura | 7 | Monthly System Peak Day | SCE | 1-in-10 | 2024 | 3 |  |  |  | 75.1236 | 1
| LCA | Big Creek/Ventura | 7 | Monthly System Peak Day | SCE | 1-in-10 | 2024 | 4 |  |  |  | 73.7421 | 1
| LCA | Big Creek/Ventura | 7 | Monthly System Peak Day | SCE | 1-in-10 | 2024 | 5 |  |  |  | 71.6914 | 1
| LCA | Big Creek/Ventura | 7 | Monthly System Peak Day | SCE | 1-in-10 | 2024 | 6 |  |  |  | 70.2086 | 1
| LCA | Big Creek/Ventura | 7 | Monthly System Peak Day | SCE | 1-in-10 | 2024 | 7 |  |  |  | 69.2164 | 1
| LCA | Big Creek/Ventura | 7 | Monthly System Peak Day | SCE | 1-in-10 | 2024 | 8 |  |  |  | 70.2036 | 1
| LCA | Big Creek/Ventura | 7 | Monthly System Peak Day | SCE | 1-in-10 | 2024 | 9 |  |  |  | 74.6314 | 1
| LCA | Big Creek/Ventura | 7 | Monthly System Peak Day | SCE | 1-in-10 | 2024 | 10 |  |  |  | 81.2857 | 1
| LCA | Big Creek/Ventura | 7 | Monthly System Peak Day | SCE | 1-in-10 | 2024 | 11 |  |  |  | 88.2643 | 1
| LCA | Big Creek/Ventura | 7 | Monthly System Peak Day | SCE | 1-in-10 | 2024 | 12 |  |  |  | 93.0214 | 1
| LCA | Big Creek/Ventura | 7 | Monthly System Peak Day | SCE | 1-in-10 | 2024 | 13 |  |  |  | 96.9286 | 1
| LCA | Big Creek/Ventura | 7 | Monthly System Peak Day | SCE | 1-in-10 | 2024 | 14 |  |  |  | 99.9 | 1
| LCA | Big Creek/Ventura | 7 | Monthly System Peak Day | SCE | 1-in-10 | 2024 | 15 |  |  |  | 101.8071 | 1
| LCA | Big Creek/Ventura | 7 | Monthly System Peak Day | SCE | 1-in-10 | 2024 | 16 |  |  |  | 101.5143 | 1
| LCA | Big Creek/Ventura | 7 | Monthly System Peak Day | SCE | 1-in-10 | 2024 | 17 |  |  |  | 102.0714 | 1
| LCA | Big Creek/Ventura | 7 | Monthly System Peak Day | SCE | 1-in-10 | 2024 | 18 |  |  |  | 101.0286 | 1
| LCA | Big Creek/Ventura | 7 | Monthly System Peak Day | SCE | 1-in-10 | 2024 | 19 |  |  |  | 97.4429 | 1
| LCA | Big Creek/Ventura | 7 | Monthly System Peak Day | SCE | 1-in-10 | 2024 | 20 |  |  |  | 95.3429 | 1
| LCA | Big Creek/Ventura | 7 | Monthly System Peak Day | SCE | 1-in-10 | 2024 | 21 |  |  |  | 92.6571 | 1
| LCA | Big Creek/Ventura | 7 | Monthly System Peak Day | SCE | 1-in-10 | 2024 | 22 |  |  |  | 90.3671 | 1
| LCA | Big Creek/Ventura | 7 | Monthly System Peak Day | SCE | 1-in-10 | 2024 | 23 |  |  |  | 89.5886 | 1
| LCA | Big Creek/Ventura | 7 | Monthly System Peak Day | SCE | 1-in-10 | 2024 | 24 |  |  |  | 88.9329 | 1
| LCA | Big Creek/Ventura | 8 | Average Weekday | SCE | 1-in-10 | 2024 | 1 |  |  |  | 72.617 | 1
| LCA | Big Creek/Ventura | 8 | Average Weekday | SCE | 1-in-10 | 2024 | 2 |  |  |  | 71.5829 | 1
| LCA | Big Creek/Ventura | 8 | Average Weekday | SCE | 1-in-10 | 2024 | 3 |  |  |  | 70.6675 | 1
| LCA | Big Creek/Ventura | 8 | Average Weekday | SCE | 1-in-10 | 2024 | 4 |  |  |  | 69.7504 | 1
| LCA | Big Creek/Ventura | 8 | Average Weekday | SCE | 1-in-10 | 2024 | 5 |  |  |  | 68.8575 | 1
| LCA | Big Creek/Ventura | 8 | Average Weekday | SCE | 1-in-10 | 2024 | 6 |  |  |  | 68.1166 | 1
| LCA | Big Creek/Ventura | 8 | Average Weekday | SCE | 1-in-10 | 2024 | 7 |  |  |  | 67.4787 | 1
| LCA | Big Creek/Ventura | 8 | Average Weekday | SCE | 1-in-10 | 2024 | 8 |  |  |  | 67.1623 | 1
| LCA | Big Creek/Ventura | 8 | Average Weekday | SCE | 1-in-10 | 2024 | 9 |  |  |  | 69.3921 | 1
| LCA | Big Creek/Ventura | 8 | Average Weekday | SCE | 1-in-10 | 2024 | 10 |  |  |  | 73.7514 | 1
| LCA | Big Creek/Ventura | 8 | Average Weekday | SCE | 1-in-10 | 2024 | 11 |  |  |  | 78.361 | 1
| LCA | Big Creek/Ventura | 8 | Average Weekday | SCE | 1-in-10 | 2024 | 12 |  |  |  | 82.5195 | 1
| LCA | Big Creek/Ventura | 8 | Average Weekday | SCE | 1-in-10 | 2024 | 13 |  |  |  | 85.7826 | 1
| LCA | Big Creek/Ventura | 8 | Average Weekday | SCE | 1-in-10 | 2024 | 14 |  |  |  | 88.0277 | 1
| LCA | Big Creek/Ventura | 8 | Average Weekday | SCE | 1-in-10 | 2024 | 15 |  |  |  | 89.5388 | 1
| LCA | Big Creek/Ventura | 8 | Average Weekday | SCE | 1-in-10 | 2024 | 16 |  |  |  | 90.0297 | 1
| LCA | Big Creek/Ventura | 8 | Average Weekday | SCE | 1-in-10 | 2024 | 17 |  |  |  | 89.689 | 1
| LCA | Big Creek/Ventura | 8 | Average Weekday | SCE | 1-in-10 | 2024 | 18 |  |  |  | 88.4673 | 1
| LCA | Big Creek/Ventura | 8 | Average Weekday | SCE | 1-in-10 | 2024 | 19 |  |  |  | 86.572 | 1
| LCA | Big Creek/Ventura | 8 | Average Weekday | SCE | 1-in-10 | 2024 | 20 |  |  |  | 83.8523 | 1
| LCA | Big Creek/Ventura | 8 | Average Weekday | SCE | 1-in-10 | 2024 | 21 |  |  |  | 80.2474 | 1
| LCA | Big Creek/Ventura | 8 | Average Weekday | SCE | 1-in-10 | 2024 | 22 |  |  |  | 77.3183 | 1
| LCA | Big Creek/Ventura | 8 | Average Weekday | SCE | 1-in-10 | 2024 | 23 |  |  |  | 75.3625 | 1
| LCA | Big Creek/Ventura | 8 | Average Weekday | SCE | 1-in-10 | 2024 | 24 |  |  |  | 73.8133 | 1
| LCA | Big Creek/Ventura | 8 | Monthly System Peak Day | SCE | 1-in-10 | 2024 | 1 |  |  |  | 80.1 | 1
| LCA | Big Creek/Ventura | 8 | Monthly System Peak Day | SCE | 1-in-10 | 2024 | 2 |  |  |  | 78.5121 | 1
| LCA | Big Creek/Ventura | 8 | Monthly System Peak Day | SCE | 1-in-10 | 2024 | 3 |  |  |  | 77.2293 | 1
| LCA | Big Creek/Ventura | 8 | Monthly System Peak Day | SCE | 1-in-10 | 2024 | 4 |  |  |  | 75.3614 | 1
| LCA | Big Creek/Ventura | 8 | Monthly System Peak Day | SCE | 1-in-10 | 2024 | 5 |  |  |  | 73.9521 | 1
| LCA | Big Creek/Ventura | 8 | Monthly System Peak Day | SCE | 1-in-10 | 2024 | 6 |  |  |  | 72.6943 | 1
| LCA | Big Creek/Ventura | 8 | Monthly System Peak Day | SCE | 1-in-10 | 2024 | 7 |  |  |  | 70.8336 | 1
| LCA | Big Creek/Ventura | 8 | Monthly System Peak Day | SCE | 1-in-10 | 2024 | 8 |  |  |  | 70.2743 | 1
| LCA | Big Creek/Ventura | 8 | Monthly System Peak Day | SCE | 1-in-10 | 2024 | 9 |  |  |  | 73.2929 | 1
| LCA | Big Creek/Ventura | 8 | Monthly System Peak Day | SCE | 1-in-10 | 2024 | 10 |  |  |  | 79.2857 | 1
| LCA | Big Creek/Ventura | 8 | Monthly System Peak Day | SCE | 1-in-10 | 2024 | 11 |  |  |  | 85.0214 | 1
| LCA | Big Creek/Ventura | 8 | Monthly System Peak Day | SCE | 1-in-10 | 2024 | 12 |  |  |  | 89.7071 | 1
| LCA | Big Creek/Ventura | 8 | Monthly System Peak Day | SCE | 1-in-10 | 2024 | 13 |  |  |  | 93.3071 | 1
| LCA | Big Creek/Ventura | 8 | Monthly System Peak Day | SCE | 1-in-10 | 2024 | 14 |  |  |  | 95.6786 | 1
| LCA | Big Creek/Ventura | 8 | Monthly System Peak Day | SCE | 1-in-10 | 2024 | 15 |  |  |  | 97.45 | 1
| LCA | Big Creek/Ventura | 8 | Monthly System Peak Day | SCE | 1-in-10 | 2024 | 16 |  |  |  | 97.5786 | 1
| LCA | Big Creek/Ventura | 8 | Monthly System Peak Day | SCE | 1-in-10 | 2024 | 17 |  |  |  | 96.85 | 1
| LCA | Big Creek/Ventura | 8 | Monthly System Peak Day | SCE | 1-in-10 | 2024 | 18 |  |  |  | 95.75 | 1
| LCA | Big Creek/Ventura | 8 | Monthly System Peak Day | SCE | 1-in-10 | 2024 | 19 |  |  |  | 94.3071 | 1
| LCA | Big Creek/Ventura | 8 | Monthly System Peak Day | SCE | 1-in-10 | 2024 | 20 |  |  |  | 91.8214 | 1
| LCA | Big Creek/Ventura | 8 | Monthly System Peak Day | SCE | 1-in-10 | 2024 | 21 |  |  |  | 88.2821 | 1
| LCA | Big Creek/Ventura | 8 | Monthly System Peak Day | SCE | 1-in-10 | 2024 | 22 |  |  |  | 85.0971 | 1
| LCA | Big Creek/Ventura | 8 | Monthly System Peak Day | SCE | 1-in-10 | 2024 | 23 |  |  |  | 82.7607 | 1
| LCA | Big Creek/Ventura | 8 | Monthly System Peak Day | SCE | 1-in-10 | 2024 | 24 |  |  |  | 82.1864 | 1
| LCA | Big Creek/Ventura | 8 | Typical Event Day | SCE | 1-in-10 | 2024 | 1 |  |  |  | 78.268 | 1
| LCA | Big Creek/Ventura | 8 | Typical Event Day | SCE | 1-in-10 | 2024 | 2 |  |  |  | 76.5686 | 1
| LCA | Big Creek/Ventura | 8 | Typical Event Day | SCE | 1-in-10 | 2024 | 3 |  |  |  | 75.1691 | 1
| LCA | Big Creek/Ventura | 8 | Typical Event Day | SCE | 1-in-10 | 2024 | 4 |  |  |  | 74.1738 | 1
| LCA | Big Creek/Ventura | 8 | Typical Event Day | SCE | 1-in-10 | 2024 | 5 |  |  |  | 72.9584 | 1
| LCA | Big Creek/Ventura | 8 | Typical Event Day | SCE | 1-in-10 | 2024 | 6 |  |  |  | 71.5312 | 1
| LCA | Big Creek/Ventura | 8 | Typical Event Day | SCE | 1-in-10 | 2024 | 7 |  |  |  | 70.6979 | 1
| LCA | Big Creek/Ventura | 8 | Typical Event Day | SCE | 1-in-10 | 2024 | 8 |  |  |  | 71.0314 | 1
| LCA | Big Creek/Ventura | 8 | Typical Event Day | SCE | 1-in-10 | 2024 | 9 |  |  |  | 74.3273 | 1
| LCA | Big Creek/Ventura | 8 | Typical Event Day | SCE | 1-in-10 | 2024 | 10 |  |  |  | 79.9921 | 1
| LCA | Big Creek/Ventura | 8 | Typical Event Day | SCE | 1-in-10 | 2024 | 11 |  |  |  | 85.5666 | 1
| LCA | Big Creek/Ventura | 8 | Typical Event Day | SCE | 1-in-10 | 2024 | 12 |  |  |  | 90.1973 | 1
| LCA | Big Creek/Ventura | 8 | Typical Event Day | SCE | 1-in-10 | 2024 | 13 |  |  |  | 93.6804 | 1
| LCA | Big Creek/Ventura | 8 | Typical Event Day | SCE | 1-in-10 | 2024 | 14 |  |  |  | 96.2429 | 1
| LCA | Big Creek/Ventura | 8 | Typical Event Day | SCE | 1-in-10 | 2024 | 15 |  |  |  | 97.8 | 1
| LCA | Big Creek/Ventura | 8 | Typical Event Day | SCE | 1-in-10 | 2024 | 16 |  |  |  | 98.2786 | 1
| LCA | Big Creek/Ventura | 8 | Typical Event Day | SCE | 1-in-10 | 2024 | 17 |  |  |  | 98.3393 | 1
| LCA | Big Creek/Ventura | 8 | Typical Event Day | SCE | 1-in-10 | 2024 | 18 |  |  |  | 97.4571 | 1
| LCA | Big Creek/Ventura | 8 | Typical Event Day | SCE | 1-in-10 | 2024 | 19 |  |  |  | 94.9071 | 1
| LCA | Big Creek/Ventura | 8 | Typical Event Day | SCE | 1-in-10 | 2024 | 20 |  |  |  | 92.492 | 1
| LCA | Big Creek/Ventura | 8 | Typical Event Day | SCE | 1-in-10 | 2024 | 21 |  |  |  | 89.4821 | 1
| LCA | Big Creek/Ventura | 8 | Typical Event Day | SCE | 1-in-10 | 2024 | 22 |  |  |  | 86.4482 | 1
| LCA | Big Creek/Ventura | 8 | Typical Event Day | SCE | 1-in-10 | 2024 | 23 |  |  |  | 84.3057 | 1
| LCA | Big Creek/Ventura | 8 | Typical Event Day | SCE | 1-in-10 | 2024 | 24 |  |  |  | 83.0146 | 1
| LCA | Big Creek/Ventura | 9 | Average Weekday | SCE | 1-in-10 | 2024 | 1 |  |  |  | 70.2028 | 1
| LCA | Big Creek/Ventura | 9 | Average Weekday | SCE | 1-in-10 | 2024 | 2 |  |  |  | 69.1836 | 1
| LCA | Big Creek/Ventura | 9 | Average Weekday | SCE | 1-in-10 | 2024 | 3 |  |  |  | 68.2518 | 1
| LCA | Big Creek/Ventura | 9 | Average Weekday | SCE | 1-in-10 | 2024 | 4 |  |  |  | 67.4618 | 1
| LCA | Big Creek/Ventura | 9 | Average Weekday | SCE | 1-in-10 | 2024 | 5 |  |  |  | 66.5713 | 1
| LCA | Big Creek/Ventura | 9 | Average Weekday | SCE | 1-in-10 | 2024 | 6 |  |  |  | 65.7951 | 1
| LCA | Big Creek/Ventura | 9 | Average Weekday | SCE | 1-in-10 | 2024 | 7 |  |  |  | 65.2006 | 1
| LCA | Big Creek/Ventura | 9 | Average Weekday | SCE | 1-in-10 | 2024 | 8 |  |  |  | 64.7186 | 1
| LCA | Big Creek/Ventura | 9 | Average Weekday | SCE | 1-in-10 | 2024 | 9 |  |  |  | 65.7455 | 1
| LCA | Big Creek/Ventura | 9 | Average Weekday | SCE | 1-in-10 | 2024 | 10 |  |  |  | 69.433 | 1
| LCA | Big Creek/Ventura | 9 | Average Weekday | SCE | 1-in-10 | 2024 | 11 |  |  |  | 73.8913 | 1
| LCA | Big Creek/Ventura | 9 | Average Weekday | SCE | 1-in-10 | 2024 | 12 |  |  |  | 78.089 | 1
| LCA | Big Creek/Ventura | 9 | Average Weekday | SCE | 1-in-10 | 2024 | 13 |  |  |  | 81.4035 | 1
| LCA | Big Creek/Ventura | 9 | Average Weekday | SCE | 1-in-10 | 2024 | 14 |  |  |  | 83.8146 | 1
| LCA | Big Creek/Ventura | 9 | Average Weekday | SCE | 1-in-10 | 2024 | 15 |  |  |  | 85.4224 | 1
| LCA | Big Creek/Ventura | 9 | Average Weekday | SCE | 1-in-10 | 2024 | 16 |  |  |  | 86.0571 | 1
| LCA | Big Creek/Ventura | 9 | Average Weekday | SCE | 1-in-10 | 2024 | 17 |  |  |  | 85.7889 | 1
| LCA | Big Creek/Ventura | 9 | Average Weekday | SCE | 1-in-10 | 2024 | 18 |  |  |  | 84.8251 | 1
| LCA | Big Creek/Ventura | 9 | Average Weekday | SCE | 1-in-10 | 2024 | 19 |  |  |  | 82.9592 | 1
| LCA | Big Creek/Ventura | 9 | Average Weekday | SCE | 1-in-10 | 2024 | 20 |  |  |  | 79.8824 | 1
| LCA | Big Creek/Ventura | 9 | Average Weekday | SCE | 1-in-10 | 2024 | 21 |  |  |  | 76.5321 | 1
| LCA | Big Creek/Ventura | 9 | Average Weekday | SCE | 1-in-10 | 2024 | 22 |  |  |  | 74.4318 | 1
| LCA | Big Creek/Ventura | 9 | Average Weekday | SCE | 1-in-10 | 2024 | 23 |  |  |  | 72.679 | 1
| LCA | Big Creek/Ventura | 9 | Average Weekday | SCE | 1-in-10 | 2024 | 24 |  |  |  | 71.1678 | 1
| LCA | Big Creek/Ventura | 9 | Monthly System Peak Day | SCE | 1-in-10 | 2024 | 1 |  |  |  | 76.5886 | 1
| LCA | Big Creek/Ventura | 9 | Monthly System Peak Day | SCE | 1-in-10 | 2024 | 2 |  |  |  | 75.235 | 1
| LCA | Big Creek/Ventura | 9 | Monthly System Peak Day | SCE | 1-in-10 | 2024 | 3 |  |  |  | 73.8857 | 1
| LCA | Big Creek/Ventura | 9 | Monthly System Peak Day | SCE | 1-in-10 | 2024 | 4 |  |  |  | 73.9464 | 1
| LCA | Big Creek/Ventura | 9 | Monthly System Peak Day | SCE | 1-in-10 | 2024 | 5 |  |  |  | 74.2893 | 1
| LCA | Big Creek/Ventura | 9 | Monthly System Peak Day | SCE | 1-in-10 | 2024 | 6 |  |  |  | 72.6643 | 1
| LCA | Big Creek/Ventura | 9 | Monthly System Peak Day | SCE | 1-in-10 | 2024 | 7 |  |  |  | 72.9357 | 1
| LCA | Big Creek/Ventura | 9 | Monthly System Peak Day | SCE | 1-in-10 | 2024 | 8 |  |  |  | 72.825 | 1
| LCA | Big Creek/Ventura | 9 | Monthly System Peak Day | SCE | 1-in-10 | 2024 | 9 |  |  |  | 74.1043 | 1
| LCA | Big Creek/Ventura | 9 | Monthly System Peak Day | SCE | 1-in-10 | 2024 | 10 |  |  |  | 78.4857 | 1
| LCA | Big Creek/Ventura | 9 | Monthly System Peak Day | SCE | 1-in-10 | 2024 | 11 |  |  |  | 83.4 | 1
| LCA | Big Creek/Ventura | 9 | Monthly System Peak Day | SCE | 1-in-10 | 2024 | 12 |  |  |  | 87.9571 | 1
| LCA | Big Creek/Ventura | 9 | Monthly System Peak Day | SCE | 1-in-10 | 2024 | 13 |  |  |  | 90.9214 | 1
| LCA | Big Creek/Ventura | 9 | Monthly System Peak Day | SCE | 1-in-10 | 2024 | 14 |  |  |  | 93.5071 | 1
| LCA | Big Creek/Ventura | 9 | Monthly System Peak Day | SCE | 1-in-10 | 2024 | 15 |  |  |  | 95.0786 | 1
| LCA | Big Creek/Ventura | 9 | Monthly System Peak Day | SCE | 1-in-10 | 2024 | 16 |  |  |  | 96.4429 | 1
| LCA | Big Creek/Ventura | 9 | Monthly System Peak Day | SCE | 1-in-10 | 2024 | 17 |  |  |  | 97.1857 | 1
| LCA | Big Creek/Ventura | 9 | Monthly System Peak Day | SCE | 1-in-10 | 2024 | 18 |  |  |  | 96.3786 | 1
| LCA | Big Creek/Ventura | 9 | Monthly System Peak Day | SCE | 1-in-10 | 2024 | 19 |  |  |  | 93.7357 | 1
| LCA | Big Creek/Ventura | 9 | Monthly System Peak Day | SCE | 1-in-10 | 2024 | 20 |  |  |  | 91.0571 | 1
| LCA | Big Creek/Ventura | 9 | Monthly System Peak Day | SCE | 1-in-10 | 2024 | 21 |  |  |  | 88.3786 | 1
| LCA | Big Creek/Ventura | 9 | Monthly System Peak Day | SCE | 1-in-10 | 2024 | 22 |  |  |  | 85.8286 | 1
| LCA | Big Creek/Ventura | 9 | Monthly System Peak Day | SCE | 1-in-10 | 2024 | 23 |  |  |  | 83.9214 | 1
| LCA | Big Creek/Ventura | 9 | Monthly System Peak Day | SCE | 1-in-10 | 2024 | 24 |  |  |  | 82.0786 | 1
| LCA | Big Creek/Ventura | 10 | Average Weekday | SCE | 1-in-10 | 2024 | 1 |  |  |  | 64.6574 | 1
| LCA | Big Creek/Ventura | 10 | Average Weekday | SCE | 1-in-10 | 2024 | 2 |  |  |  | 63.6685 | 1
| LCA | Big Creek/Ventura | 10 | Average Weekday | SCE | 1-in-10 | 2024 | 3 |  |  |  | 62.8361 | 1
| LCA | Big Creek/Ventura | 10 | Average Weekday | SCE | 1-in-10 | 2024 | 4 |  |  |  | 61.9542 | 1
| LCA | Big Creek/Ventura | 10 | Average Weekday | SCE | 1-in-10 | 2024 | 5 |  |  |  | 61.1331 | 1
| LCA | Big Creek/Ventura | 10 | Average Weekday | SCE | 1-in-10 | 2024 | 6 |  |  |  | 60.6957 | 1
| LCA | Big Creek/Ventura | 10 | Average Weekday | SCE | 1-in-10 | 2024 | 7 |  |  |  | 60.0795 | 1
| LCA | Big Creek/Ventura | 10 | Average Weekday | SCE | 1-in-10 | 2024 | 8 |  |  |  | 59.6208 | 1
| LCA | Big Creek/Ventura | 10 | Average Weekday | SCE | 1-in-10 | 2024 | 9 |  |  |  | 60.0076 | 1
| LCA | Big Creek/Ventura | 10 | Average Weekday | SCE | 1-in-10 | 2024 | 10 |  |  |  | 63.1345 | 1
| LCA | Big Creek/Ventura | 10 | Average Weekday | SCE | 1-in-10 | 2024 | 11 |  |  |  | 67.9007 | 1
| LCA | Big Creek/Ventura | 10 | Average Weekday | SCE | 1-in-10 | 2024 | 12 |  |  |  | 72.4013 | 1
| LCA | Big Creek/Ventura | 10 | Average Weekday | SCE | 1-in-10 | 2024 | 13 |  |  |  | 75.8279 | 1
| LCA | Big Creek/Ventura | 10 | Average Weekday | SCE | 1-in-10 | 2024 | 14 |  |  |  | 78.2119 | 1
| LCA | Big Creek/Ventura | 10 | Average Weekday | SCE | 1-in-10 | 2024 | 15 |  |  |  | 79.6814 | 1
| LCA | Big Creek/Ventura | 10 | Average Weekday | SCE | 1-in-10 | 2024 | 16 |  |  |  | 80.4072 | 1
| LCA | Big Creek/Ventura | 10 | Average Weekday | SCE | 1-in-10 | 2024 | 17 |  |  |  | 80.5515 | 1
| LCA | Big Creek/Ventura | 10 | Average Weekday | SCE | 1-in-10 | 2024 | 18 |  |  |  | 79.6518 | 1
| LCA | Big Creek/Ventura | 10 | Average Weekday | SCE | 1-in-10 | 2024 | 19 |  |  |  | 77.5644 | 1
| LCA | Big Creek/Ventura | 10 | Average Weekday | SCE | 1-in-10 | 2024 | 20 |  |  |  | 74.3088 | 1
| LCA | Big Creek/Ventura | 10 | Average Weekday | SCE | 1-in-10 | 2024 | 21 |  |  |  | 71.652 | 1
| LCA | Big Creek/Ventura | 10 | Average Weekday | SCE | 1-in-10 | 2024 | 22 |  |  |  | 69.4339 | 1
| LCA | Big Creek/Ventura | 10 | Average Weekday | SCE | 1-in-10 | 2024 | 23 |  |  |  | 67.5514 | 1
| LCA | Big Creek/Ventura | 10 | Average Weekday | SCE | 1-in-10 | 2024 | 24 |  |  |  | 65.7874 | 1
| LCA | Big Creek/Ventura | 10 | Monthly System Peak Day | SCE | 1-in-10 | 2024 | 1 |  |  |  | 72.9114 | 1
| LCA | Big Creek/Ventura | 10 | Monthly System Peak Day | SCE | 1-in-10 | 2024 | 2 |  |  |  | 73.1943 | 1
| LCA | Big Creek/Ventura | 10 | Monthly System Peak Day | SCE | 1-in-10 | 2024 | 3 |  |  |  | 75.1807 | 1
| LCA | Big Creek/Ventura | 10 | Monthly System Peak Day | SCE | 1-in-10 | 2024 | 4 |  |  |  | 74.4336 | 1
| LCA | Big Creek/Ventura | 10 | Monthly System Peak Day | SCE | 1-in-10 | 2024 | 5 |  |  |  | 73.5214 | 1
| LCA | Big Creek/Ventura | 10 | Monthly System Peak Day | SCE | 1-in-10 | 2024 | 6 |  |  |  | 72.8371 | 1
| LCA | Big Creek/Ventura | 10 | Monthly System Peak Day | SCE | 1-in-10 | 2024 | 7 |  |  |  | 71.7614 | 1
| LCA | Big Creek/Ventura | 10 | Monthly System Peak Day | SCE | 1-in-10 | 2024 | 8 |  |  |  | 71.4336 | 1
| LCA | Big Creek/Ventura | 10 | Monthly System Peak Day | SCE | 1-in-10 | 2024 | 9 |  |  |  | 71.4886 | 1
| LCA | Big Creek/Ventura | 10 | Monthly System Peak Day | SCE | 1-in-10 | 2024 | 10 |  |  |  | 75.3786 | 1
| LCA | Big Creek/Ventura | 10 | Monthly System Peak Day | SCE | 1-in-10 | 2024 | 11 |  |  |  | 80.3886 | 1
| LCA | Big Creek/Ventura | 10 | Monthly System Peak Day | SCE | 1-in-10 | 2024 | 12 |  |  |  | 86.0643 | 1
| LCA | Big Creek/Ventura | 10 | Monthly System Peak Day | SCE | 1-in-10 | 2024 | 13 |  |  |  | 89.9 | 1
| LCA | Big Creek/Ventura | 10 | Monthly System Peak Day | SCE | 1-in-10 | 2024 | 14 |  |  |  | 91.2286 | 1
| LCA | Big Creek/Ventura | 10 | Monthly System Peak Day | SCE | 1-in-10 | 2024 | 15 |  |  |  | 92.8571 | 1
| LCA | Big Creek/Ventura | 10 | Monthly System Peak Day | SCE | 1-in-10 | 2024 | 16 |  |  |  | 93.7643 | 1
| LCA | Big Creek/Ventura | 10 | Monthly System Peak Day | SCE | 1-in-10 | 2024 | 17 |  |  |  | 94.8 | 1
| LCA | Big Creek/Ventura | 10 | Monthly System Peak Day | SCE | 1-in-10 | 2024 | 18 |  |  |  | 94.3429 | 1
| LCA | Big Creek/Ventura | 10 | Monthly System Peak Day | SCE | 1-in-10 | 2024 | 19 |  |  |  | 92.5071 | 1
| LCA | Big Creek/Ventura | 10 | Monthly System Peak Day | SCE | 1-in-10 | 2024 | 20 |  |  |  | 88.0714 | 1
| LCA | Big Creek/Ventura | 10 | Monthly System Peak Day | SCE | 1-in-10 | 2024 | 21 |  |  |  | 84.25 | 1
| LCA | Big Creek/Ventura | 10 | Monthly System Peak Day | SCE | 1-in-10 | 2024 | 22 |  |  |  | 80.5929 | 1
| LCA | Big Creek/Ventura | 10 | Monthly System Peak Day | SCE | 1-in-10 | 2024 | 23 |  |  |  | 78.5843 | 1
| LCA | Big Creek/Ventura | 10 | Monthly System Peak Day | SCE | 1-in-10 | 2024 | 24 |  |  |  | 76.1214 | 1
| LCA | Big Creek/Ventura | 11 | Average Weekday | SCE | 1-in-10 | 2024 | 1 |  |  |  | 53.2581 | 1
| LCA | Big Creek/Ventura | 11 | Average Weekday | SCE | 1-in-10 | 2024 | 2 |  |  |  | 52.2332 | 1
| LCA | Big Creek/Ventura | 11 | Average Weekday | SCE | 1-in-10 | 2024 | 3 |  |  |  | 51.3054 | 1
| LCA | Big Creek/Ventura | 11 | Average Weekday | SCE | 1-in-10 | 2024 | 4 |  |  |  | 50.3869 | 1
| LCA | Big Creek/Ventura | 11 | Average Weekday | SCE | 1-in-10 | 2024 | 5 |  |  |  | 49.5653 | 1
| LCA | Big Creek/Ventura | 11 | Average Weekday | SCE | 1-in-10 | 2024 | 6 |  |  |  | 48.9192 | 1
| LCA | Big Creek/Ventura | 11 | Average Weekday | SCE | 1-in-10 | 2024 | 7 |  |  |  | 48.5108 | 1
| LCA | Big Creek/Ventura | 11 | Average Weekday | SCE | 1-in-10 | 2024 | 8 |  |  |  | 48.19 | 1
| LCA | Big Creek/Ventura | 11 | Average Weekday | SCE | 1-in-10 | 2024 | 9 |  |  |  | 49.6874 | 1
| LCA | Big Creek/Ventura | 11 | Average Weekday | SCE | 1-in-10 | 2024 | 10 |  |  |  | 53.9557 | 1
| LCA | Big Creek/Ventura | 11 | Average Weekday | SCE | 1-in-10 | 2024 | 11 |  |  |  | 58.7942 | 1
| LCA | Big Creek/Ventura | 11 | Average Weekday | SCE | 1-in-10 | 2024 | 12 |  |  |  | 63.0026 | 1
| LCA | Big Creek/Ventura | 11 | Average Weekday | SCE | 1-in-10 | 2024 | 13 |  |  |  | 65.857 | 1
| LCA | Big Creek/Ventura | 11 | Average Weekday | SCE | 1-in-10 | 2024 | 14 |  |  |  | 67.6396 | 1
| LCA | Big Creek/Ventura | 11 | Average Weekday | SCE | 1-in-10 | 2024 | 15 |  |  |  | 68.5811 | 1
| LCA | Big Creek/Ventura | 11 | Average Weekday | SCE | 1-in-10 | 2024 | 16 |  |  |  | 68.8531 | 1
| LCA | Big Creek/Ventura | 11 | Average Weekday | SCE | 1-in-10 | 2024 | 17 |  |  |  | 68.3015 | 1
| LCA | Big Creek/Ventura | 11 | Average Weekday | SCE | 1-in-10 | 2024 | 18 |  |  |  | 66.4193 | 1
| LCA | Big Creek/Ventura | 11 | Average Weekday | SCE | 1-in-10 | 2024 | 19 |  |  |  | 63.5043 | 1
| LCA | Big Creek/Ventura | 11 | Average Weekday | SCE | 1-in-10 | 2024 | 20 |  |  |  | 60.7171 | 1
| LCA | Big Creek/Ventura | 11 | Average Weekday | SCE | 1-in-10 | 2024 | 21 |  |  |  | 58.3538 | 1
| LCA | Big Creek/Ventura | 11 | Average Weekday | SCE | 1-in-10 | 2024 | 22 |  |  |  | 56.4636 | 1
| LCA | Big Creek/Ventura | 11 | Average Weekday | SCE | 1-in-10 | 2024 | 23 |  |  |  | 55.1132 | 1
| LCA | Big Creek/Ventura | 11 | Average Weekday | SCE | 1-in-10 | 2024 | 24 |  |  |  | 54.0951 | 1
| LCA | Big Creek/Ventura | 11 | Monthly System Peak Day | SCE | 1-in-10 | 2024 | 1 |  |  |  | 64.8557 | 1
| LCA | Big Creek/Ventura | 11 | Monthly System Peak Day | SCE | 1-in-10 | 2024 | 2 |  |  |  | 63.4 | 1
| LCA | Big Creek/Ventura | 11 | Monthly System Peak Day | SCE | 1-in-10 | 2024 | 3 |  |  |  | 62.575 | 1
| LCA | Big Creek/Ventura | 11 | Monthly System Peak Day | SCE | 1-in-10 | 2024 | 4 |  |  |  | 60.9329 | 1
| LCA | Big Creek/Ventura | 11 | Monthly System Peak Day | SCE | 1-in-10 | 2024 | 5 |  |  |  | 60.2993 | 1
| LCA | Big Creek/Ventura | 11 | Monthly System Peak Day | SCE | 1-in-10 | 2024 | 6 |  |  |  | 58.755 | 1
| LCA | Big Creek/Ventura | 11 | Monthly System Peak Day | SCE | 1-in-10 | 2024 | 7 |  |  |  | 58.1757 | 1
| LCA | Big Creek/Ventura | 11 | Monthly System Peak Day | SCE | 1-in-10 | 2024 | 8 |  |  |  | 58.4971 | 1
| LCA | Big Creek/Ventura | 11 | Monthly System Peak Day | SCE | 1-in-10 | 2024 | 9 |  |  |  | 59.5321 | 1
| LCA | Big Creek/Ventura | 11 | Monthly System Peak Day | SCE | 1-in-10 | 2024 | 10 |  |  |  | 63.5629 | 1
| LCA | Big Creek/Ventura | 11 | Monthly System Peak Day | SCE | 1-in-10 | 2024 | 11 |  |  |  | 70.165 | 1
| LCA | Big Creek/Ventura | 11 | Monthly System Peak Day | SCE | 1-in-10 | 2024 | 12 |  |  |  | 76.7329 | 1
| LCA | Big Creek/Ventura | 11 | Monthly System Peak Day | SCE | 1-in-10 | 2024 | 13 |  |  |  | 80.7714 | 1
| LCA | Big Creek/Ventura | 11 | Monthly System Peak Day | SCE | 1-in-10 | 2024 | 14 |  |  |  | 83.5714 | 1
| LCA | Big Creek/Ventura | 11 | Monthly System Peak Day | SCE | 1-in-10 | 2024 | 15 |  |  |  | 84.6071 | 1
| LCA | Big Creek/Ventura | 11 | Monthly System Peak Day | SCE | 1-in-10 | 2024 | 16 |  |  |  | 85.3286 | 1
| LCA | Big Creek/Ventura | 11 | Monthly System Peak Day | SCE | 1-in-10 | 2024 | 17 |  |  |  | 85.3643 | 1
| LCA | Big Creek/Ventura | 11 | Monthly System Peak Day | SCE | 1-in-10 | 2024 | 18 |  |  |  | 84.1 | 1
| LCA | Big Creek/Ventura | 11 | Monthly System Peak Day | SCE | 1-in-10 | 2024 | 19 |  |  |  | 80.6929 | 1
| LCA | Big Creek/Ventura | 11 | Monthly System Peak Day | SCE | 1-in-10 | 2024 | 20 |  |  |  | 75.6357 | 1
| LCA | Big Creek/Ventura | 11 | Monthly System Peak Day | SCE | 1-in-10 | 2024 | 21 |  |  |  | 70.7864 | 1
| LCA | Big Creek/Ventura | 11 | Monthly System Peak Day | SCE | 1-in-10 | 2024 | 22 |  |  |  | 68.4421 | 1
| LCA | Big Creek/Ventura | 11 | Monthly System Peak Day | SCE | 1-in-10 | 2024 | 23 |  |  |  | 66.3479 | 1
| LCA | Big Creek/Ventura | 11 | Monthly System Peak Day | SCE | 1-in-10 | 2024 | 24 |  |  |  | 64.7529 | 1
| LCA | Big Creek/Ventura | 12 | Average Weekday | SCE | 1-in-10 | 2024 | 1 |  |  |  | 45.6414 | 1
| LCA | Big Creek/Ventura | 12 | Average Weekday | SCE | 1-in-10 | 2024 | 2 |  |  |  | 44.8109 | 1
| LCA | Big Creek/Ventura | 12 | Average Weekday | SCE | 1-in-10 | 2024 | 3 |  |  |  | 44.1837 | 1
| LCA | Big Creek/Ventura | 12 | Average Weekday | SCE | 1-in-10 | 2024 | 4 |  |  |  | 43.3696 | 1
| LCA | Big Creek/Ventura | 12 | Average Weekday | SCE | 1-in-10 | 2024 | 5 |  |  |  | 43.0515 | 1
| LCA | Big Creek/Ventura | 12 | Average Weekday | SCE | 1-in-10 | 2024 | 6 |  |  |  | 42.5648 | 1
| LCA | Big Creek/Ventura | 12 | Average Weekday | SCE | 1-in-10 | 2024 | 7 |  |  |  | 42.0354 | 1
| LCA | Big Creek/Ventura | 12 | Average Weekday | SCE | 1-in-10 | 2024 | 8 |  |  |  | 41.8085 | 1
| LCA | Big Creek/Ventura | 12 | Average Weekday | SCE | 1-in-10 | 2024 | 9 |  |  |  | 42.653 | 1
| LCA | Big Creek/Ventura | 12 | Average Weekday | SCE | 1-in-10 | 2024 | 10 |  |  |  | 46.058 | 1
| LCA | Big Creek/Ventura | 12 | Average Weekday | SCE | 1-in-10 | 2024 | 11 |  |  |  | 50.2263 | 1
| LCA | Big Creek/Ventura | 12 | Average Weekday | SCE | 1-in-10 | 2024 | 12 |  |  |  | 53.7152 | 1
| LCA | Big Creek/Ventura | 12 | Average Weekday | SCE | 1-in-10 | 2024 | 13 |  |  |  | 56.193 | 1
| LCA | Big Creek/Ventura | 12 | Average Weekday | SCE | 1-in-10 | 2024 | 14 |  |  |  | 57.7961 | 1
| LCA | Big Creek/Ventura | 12 | Average Weekday | SCE | 1-in-10 | 2024 | 15 |  |  |  | 58.6323 | 1
| LCA | Big Creek/Ventura | 12 | Average Weekday | SCE | 1-in-10 | 2024 | 16 |  |  |  | 58.9669 | 1
| LCA | Big Creek/Ventura | 12 | Average Weekday | SCE | 1-in-10 | 2024 | 17 |  |  |  | 58.4308 | 1
| LCA | Big Creek/Ventura | 12 | Average Weekday | SCE | 1-in-10 | 2024 | 18 |  |  |  | 56.5897 | 1
| LCA | Big Creek/Ventura | 12 | Average Weekday | SCE | 1-in-10 | 2024 | 19 |  |  |  | 54.0908 | 1
| LCA | Big Creek/Ventura | 12 | Average Weekday | SCE | 1-in-10 | 2024 | 20 |  |  |  | 51.9845 | 1
| LCA | Big Creek/Ventura | 12 | Average Weekday | SCE | 1-in-10 | 2024 | 21 |  |  |  | 50.3591 | 1
| LCA | Big Creek/Ventura | 12 | Average Weekday | SCE | 1-in-10 | 2024 | 22 |  |  |  | 49.0661 | 1
| LCA | Big Creek/Ventura | 12 | Average Weekday | SCE | 1-in-10 | 2024 | 23 |  |  |  | 47.7964 | 1
| LCA | Big Creek/Ventura | 12 | Average Weekday | SCE | 1-in-10 | 2024 | 24 |  |  |  | 46.9954 | 1
| LCA | Big Creek/Ventura | 12 | Monthly System Peak Day | SCE | 1-in-10 | 2024 | 1 |  |  |  | 40.7736 | 1
| LCA | Big Creek/Ventura | 12 | Monthly System Peak Day | SCE | 1-in-10 | 2024 | 2 |  |  |  | 40.2071 | 1
| LCA | Big Creek/Ventura | 12 | Monthly System Peak Day | SCE | 1-in-10 | 2024 | 3 |  |  |  | 38.9471 | 1
| LCA | Big Creek/Ventura | 12 | Monthly System Peak Day | SCE | 1-in-10 | 2024 | 4 |  |  |  | 37.6914 | 1
| LCA | Big Creek/Ventura | 12 | Monthly System Peak Day | SCE | 1-in-10 | 2024 | 5 |  |  |  | 37.0429 | 1
| LCA | Big Creek/Ventura | 12 | Monthly System Peak Day | SCE | 1-in-10 | 2024 | 6 |  |  |  | 35.6071 | 1
| LCA | Big Creek/Ventura | 12 | Monthly System Peak Day | SCE | 1-in-10 | 2024 | 7 |  |  |  | 34.0793 | 1
| LCA | Big Creek/Ventura | 12 | Monthly System Peak Day | SCE | 1-in-10 | 2024 | 8 |  |  |  | 33.665 | 1
| LCA | Big Creek/Ventura | 12 | Monthly System Peak Day | SCE | 1-in-10 | 2024 | 9 |  |  |  | 35.5443 | 1
| LCA | Big Creek/Ventura | 12 | Monthly System Peak Day | SCE | 1-in-10 | 2024 | 10 |  |  |  | 39.2764 | 1
| LCA | Big Creek/Ventura | 12 | Monthly System Peak Day | SCE | 1-in-10 | 2024 | 11 |  |  |  | 42.9014 | 1
| LCA | Big Creek/Ventura | 12 | Monthly System Peak Day | SCE | 1-in-10 | 2024 | 12 |  |  |  | 46.0714 | 1
| LCA | Big Creek/Ventura | 12 | Monthly System Peak Day | SCE | 1-in-10 | 2024 | 13 |  |  |  | 47.7536 | 1
| LCA | Big Creek/Ventura | 12 | Monthly System Peak Day | SCE | 1-in-10 | 2024 | 14 |  |  |  | 49.1129 | 1
| LCA | Big Creek/Ventura | 12 | Monthly System Peak Day | SCE | 1-in-10 | 2024 | 15 |  |  |  | 50.4914 | 1
| LCA | Big Creek/Ventura | 12 | Monthly System Peak Day | SCE | 1-in-10 | 2024 | 16 |  |  |  | 51.1093 | 1
| LCA | Big Creek/Ventura | 12 | Monthly System Peak Day | SCE | 1-in-10 | 2024 | 17 |  |  |  | 50.6336 | 1
| LCA | Big Creek/Ventura | 12 | Monthly System Peak Day | SCE | 1-in-10 | 2024 | 18 |  |  |  | 49.1286 | 1
| LCA | Big Creek/Ventura | 12 | Monthly System Peak Day | SCE | 1-in-10 | 2024 | 19 |  |  |  | 46.04 | 1
| LCA | Big Creek/Ventura | 12 | Monthly System Peak Day | SCE | 1-in-10 | 2024 | 20 |  |  |  | 43.6421 | 1
| LCA | Big Creek/Ventura | 12 | Monthly System Peak Day | SCE | 1-in-10 | 2024 | 21 |  |  |  | 41.805 | 1
| LCA | Big Creek/Ventura | 12 | Monthly System Peak Day | SCE | 1-in-10 | 2024 | 22 |  |  |  | 40.2143 | 1
| LCA | Big Creek/Ventura | 12 | Monthly System Peak Day | SCE | 1-in-10 | 2024 | 23 |  |  |  | 39.0786 | 1
| LCA | Big Creek/Ventura | 12 | Monthly System Peak Day | SCE | 1-in-10 | 2024 | 24 |  |  |  | 38.1714 | 1
| LCA | Big Creek/Ventura | 1 | Average Weekday | SCE | 1-in-10 | 2025 | 1 |  |  |  | 46.9726 | 1
| LCA | Big Creek/Ventura | 1 | Average Weekday | SCE | 1-in-10 | 2025 | 2 |  |  |  | 46.3899 | 1
| LCA | Big Creek/Ventura | 1 | Average Weekday | SCE | 1-in-10 | 2025 | 3 |  |  |  | 45.8098 | 1
| LCA | Big Creek/Ventura | 1 | Average Weekday | SCE | 1-in-10 | 2025 | 4 |  |  |  | 45.1295 | 1
| LCA | Big Creek/Ventura | 1 | Average Weekday | SCE | 1-in-10 | 2025 | 5 |  |  |  | 44.5356 | 1
| LCA | Big Creek/Ventura | 1 | Average Weekday | SCE | 1-in-10 | 2025 | 6 |  |  |  | 44.1452 | 1
| LCA | Big Creek/Ventura | 1 | Average Weekday | SCE | 1-in-10 | 2025 | 7 |  |  |  | 43.7767 | 1
| LCA | Big Creek/Ventura | 1 | Average Weekday | SCE | 1-in-10 | 2025 | 8 |  |  |  | 43.4369 | 1
| LCA | Big Creek/Ventura | 1 | Average Weekday | SCE | 1-in-10 | 2025 | 9 |  |  |  | 43.825 | 1
| LCA | Big Creek/Ventura | 1 | Average Weekday | SCE | 1-in-10 | 2025 | 10 |  |  |  | 46.4388 | 1
| LCA | Big Creek/Ventura | 1 | Average Weekday | SCE | 1-in-10 | 2025 | 11 |  |  |  | 50.0898 | 1
| LCA | Big Creek/Ventura | 1 | Average Weekday | SCE | 1-in-10 | 2025 | 12 |  |  |  | 53.082 | 1
| LCA | Big Creek/Ventura | 1 | Average Weekday | SCE | 1-in-10 | 2025 | 13 |  |  |  | 55.1166 | 1
| LCA | Big Creek/Ventura | 1 | Average Weekday | SCE | 1-in-10 | 2025 | 14 |  |  |  | 56.5521 | 1
| LCA | Big Creek/Ventura | 1 | Average Weekday | SCE | 1-in-10 | 2025 | 15 |  |  |  | 57.5392 | 1
| LCA | Big Creek/Ventura | 1 | Average Weekday | SCE | 1-in-10 | 2025 | 16 |  |  |  | 57.9567 | 1
| LCA | Big Creek/Ventura | 1 | Average Weekday | SCE | 1-in-10 | 2025 | 17 |  |  |  | 57.6834 | 1
| LCA | Big Creek/Ventura | 1 | Average Weekday | SCE | 1-in-10 | 2025 | 18 |  |  |  | 56.3685 | 1
| LCA | Big Creek/Ventura | 1 | Average Weekday | SCE | 1-in-10 | 2025 | 19 |  |  |  | 54.0957 | 1
| LCA | Big Creek/Ventura | 1 | Average Weekday | SCE | 1-in-10 | 2025 | 20 |  |  |  | 52.0419 | 1
| LCA | Big Creek/Ventura | 1 | Average Weekday | SCE | 1-in-10 | 2025 | 21 |  |  |  | 50.5806 | 1
| LCA | Big Creek/Ventura | 1 | Average Weekday | SCE | 1-in-10 | 2025 | 22 |  |  |  | 49.3198 | 1
| LCA | Big Creek/Ventura | 1 | Average Weekday | SCE | 1-in-10 | 2025 | 23 |  |  |  | 48.2823 | 1
| LCA | Big Creek/Ventura | 1 | Average Weekday | SCE | 1-in-10 | 2025 | 24 |  |  |  | 47.6345 | 1
| LCA | Big Creek/Ventura | 1 | Monthly System Peak Day | SCE | 1-in-10 | 2025 | 1 |  |  |  | 41.3479 | 1
| LCA | Big Creek/Ventura | 1 | Monthly System Peak Day | SCE | 1-in-10 | 2025 | 2 |  |  |  | 40.0943 | 1
| LCA | Big Creek/Ventura | 1 | Monthly System Peak Day | SCE | 1-in-10 | 2025 | 3 |  |  |  | 39.0714 | 1
| LCA | Big Creek/Ventura | 1 | Monthly System Peak Day | SCE | 1-in-10 | 2025 | 4 |  |  |  | 37.8993 | 1
| LCA | Big Creek/Ventura | 1 | Monthly System Peak Day | SCE | 1-in-10 | 2025 | 5 |  |  |  | 37.1579 | 1
| LCA | Big Creek/Ventura | 1 | Monthly System Peak Day | SCE | 1-in-10 | 2025 | 6 |  |  |  | 36.5943 | 1
| LCA | Big Creek/Ventura | 1 | Monthly System Peak Day | SCE | 1-in-10 | 2025 | 7 |  |  |  | 36.4721 | 1
| LCA | Big Creek/Ventura | 1 | Monthly System Peak Day | SCE | 1-in-10 | 2025 | 8 |  |  |  | 36.8593 | 1
| LCA | Big Creek/Ventura | 1 | Monthly System Peak Day | SCE | 1-in-10 | 2025 | 9 |  |  |  | 37.035 | 1
| LCA | Big Creek/Ventura | 1 | Monthly System Peak Day | SCE | 1-in-10 | 2025 | 10 |  |  |  | 39.5879 | 1
| LCA | Big Creek/Ventura | 1 | Monthly System Peak Day | SCE | 1-in-10 | 2025 | 11 |  |  |  | 42.2043 | 1
| LCA | Big Creek/Ventura | 1 | Monthly System Peak Day | SCE | 1-in-10 | 2025 | 12 |  |  |  | 44.2771 | 1
| LCA | Big Creek/Ventura | 1 | Monthly System Peak Day | SCE | 1-in-10 | 2025 | 13 |  |  |  | 43.8286 | 1
| LCA | Big Creek/Ventura | 1 | Monthly System Peak Day | SCE | 1-in-10 | 2025 | 14 |  |  |  | 44.5321 | 1
| LCA | Big Creek/Ventura | 1 | Monthly System Peak Day | SCE | 1-in-10 | 2025 | 15 |  |  |  | 45.7286 | 1
| LCA | Big Creek/Ventura | 1 | Monthly System Peak Day | SCE | 1-in-10 | 2025 | 16 |  |  |  | 46.5707 | 1
| LCA | Big Creek/Ventura | 1 | Monthly System Peak Day | SCE | 1-in-10 | 2025 | 17 |  |  |  | 47.0414 | 1
| LCA | Big Creek/Ventura | 1 | Monthly System Peak Day | SCE | 1-in-10 | 2025 | 18 |  |  |  | 45.9314 | 1
| LCA | Big Creek/Ventura | 1 | Monthly System Peak Day | SCE | 1-in-10 | 2025 | 19 |  |  |  | 43.87 | 1
| LCA | Big Creek/Ventura | 1 | Monthly System Peak Day | SCE | 1-in-10 | 2025 | 20 |  |  |  | 42.6786 | 1
| LCA | Big Creek/Ventura | 1 | Monthly System Peak Day | SCE | 1-in-10 | 2025 | 21 |  |  |  | 41.9493 | 1
| LCA | Big Creek/Ventura | 1 | Monthly System Peak Day | SCE | 1-in-10 | 2025 | 22 |  |  |  | 41.5471 | 1
| LCA | Big Creek/Ventura | 1 | Monthly System Peak Day | SCE | 1-in-10 | 2025 | 23 |  |  |  | 41.4043 | 1
| LCA | Big Creek/Ventura | 1 | Monthly System Peak Day | SCE | 1-in-10 | 2025 | 24 |  |  |  | 41.4957 | 1
| LCA | Big Creek/Ventura | 2 | Average Weekday | SCE | 1-in-10 | 2025 | 1 |  |  |  | 51.3747 | 1
| LCA | Big Creek/Ventura | 2 | Average Weekday | SCE | 1-in-10 | 2025 | 2 |  |  |  | 50.2988 | 1
| LCA | Big Creek/Ventura | 2 | Average Weekday | SCE | 1-in-10 | 2025 | 3 |  |  |  | 49.3487 | 1
| LCA | Big Creek/Ventura | 2 | Average Weekday | SCE | 1-in-10 | 2025 | 4 |  |  |  | 48.3699 | 1
| LCA | Big Creek/Ventura | 2 | Average Weekday | SCE | 1-in-10 | 2025 | 5 |  |  |  | 47.5163 | 1
| LCA | Big Creek/Ventura | 2 | Average Weekday | SCE | 1-in-10 | 2025 | 6 |  |  |  | 46.9323 | 1
| LCA | Big Creek/Ventura | 2 | Average Weekday | SCE | 1-in-10 | 2025 | 7 |  |  |  | 46.2951 | 1
| LCA | Big Creek/Ventura | 2 | Average Weekday | SCE | 1-in-10 | 2025 | 8 |  |  |  | 45.82 | 1
| LCA | Big Creek/Ventura | 2 | Average Weekday | SCE | 1-in-10 | 2025 | 9 |  |  |  | 47.1328 | 1
| LCA | Big Creek/Ventura | 2 | Average Weekday | SCE | 1-in-10 | 2025 | 10 |  |  |  | 51.5254 | 1
| LCA | Big Creek/Ventura | 2 | Average Weekday | SCE | 1-in-10 | 2025 | 11 |  |  |  | 56.5846 | 1
| LCA | Big Creek/Ventura | 2 | Average Weekday | SCE | 1-in-10 | 2025 | 12 |  |  |  | 60.71 | 1
| LCA | Big Creek/Ventura | 2 | Average Weekday | SCE | 1-in-10 | 2025 | 13 |  |  |  | 63.6338 | 1
| LCA | Big Creek/Ventura | 2 | Average Weekday | SCE | 1-in-10 | 2025 | 14 |  |  |  | 65.324 | 1
| LCA | Big Creek/Ventura | 2 | Average Weekday | SCE | 1-in-10 | 2025 | 15 |  |  |  | 66.1792 | 1
| LCA | Big Creek/Ventura | 2 | Average Weekday | SCE | 1-in-10 | 2025 | 16 |  |  |  | 66.7071 | 1
| LCA | Big Creek/Ventura | 2 | Average Weekday | SCE | 1-in-10 | 2025 | 17 |  |  |  | 66.5629 | 1
| LCA | Big Creek/Ventura | 2 | Average Weekday | SCE | 1-in-10 | 2025 | 18 |  |  |  | 65.2747 | 1
| LCA | Big Creek/Ventura | 2 | Average Weekday | SCE | 1-in-10 | 2025 | 19 |  |  |  | 62.4796 | 1
| LCA | Big Creek/Ventura | 2 | Average Weekday | SCE | 1-in-10 | 2025 | 20 |  |  |  | 59.6118 | 1
| LCA | Big Creek/Ventura | 2 | Average Weekday | SCE | 1-in-10 | 2025 | 21 |  |  |  | 57.2356 | 1
| LCA | Big Creek/Ventura | 2 | Average Weekday | SCE | 1-in-10 | 2025 | 22 |  |  |  | 55.0794 | 1
| LCA | Big Creek/Ventura | 2 | Average Weekday | SCE | 1-in-10 | 2025 | 23 |  |  |  | 53.3956 | 1
| LCA | Big Creek/Ventura | 2 | Average Weekday | SCE | 1-in-10 | 2025 | 24 |  |  |  | 51.9445 | 1
| LCA | Big Creek/Ventura | 2 | Monthly System Peak Day | SCE | 1-in-10 | 2025 | 1 |  |  |  | 62.7979 | 1
| LCA | Big Creek/Ventura | 2 | Monthly System Peak Day | SCE | 1-in-10 | 2025 | 2 |  |  |  | 60.5921 | 1
| LCA | Big Creek/Ventura | 2 | Monthly System Peak Day | SCE | 1-in-10 | 2025 | 3 |  |  |  | 60.4593 | 1
| LCA | Big Creek/Ventura | 2 | Monthly System Peak Day | SCE | 1-in-10 | 2025 | 4 |  |  |  | 59.0757 | 1
| LCA | Big Creek/Ventura | 2 | Monthly System Peak Day | SCE | 1-in-10 | 2025 | 5 |  |  |  | 57.5821 | 1
| LCA | Big Creek/Ventura | 2 | Monthly System Peak Day | SCE | 1-in-10 | 2025 | 6 |  |  |  | 55.4229 | 1
| LCA | Big Creek/Ventura | 2 | Monthly System Peak Day | SCE | 1-in-10 | 2025 | 7 |  |  |  | 54.08 | 1
| LCA | Big Creek/Ventura | 2 | Monthly System Peak Day | SCE | 1-in-10 | 2025 | 8 |  |  |  | 52.9957 | 1
| LCA | Big Creek/Ventura | 2 | Monthly System Peak Day | SCE | 1-in-10 | 2025 | 9 |  |  |  | 54.8779 | 1
| LCA | Big Creek/Ventura | 2 | Monthly System Peak Day | SCE | 1-in-10 | 2025 | 10 |  |  |  | 60.7657 | 1
| LCA | Big Creek/Ventura | 2 | Monthly System Peak Day | SCE | 1-in-10 | 2025 | 11 |  |  |  | 66.5386 | 1
| LCA | Big Creek/Ventura | 2 | Monthly System Peak Day | SCE | 1-in-10 | 2025 | 12 |  |  |  | 71.4286 | 1
| LCA | Big Creek/Ventura | 2 | Monthly System Peak Day | SCE | 1-in-10 | 2025 | 13 |  |  |  | 75.2543 | 1
| LCA | Big Creek/Ventura | 2 | Monthly System Peak Day | SCE | 1-in-10 | 2025 | 14 |  |  |  | 77.06 | 1
| LCA | Big Creek/Ventura | 2 | Monthly System Peak Day | SCE | 1-in-10 | 2025 | 15 |  |  |  | 78.1643 | 1
| LCA | Big Creek/Ventura | 2 | Monthly System Peak Day | SCE | 1-in-10 | 2025 | 16 |  |  |  | 79.4286 | 1
| LCA | Big Creek/Ventura | 2 | Monthly System Peak Day | SCE | 1-in-10 | 2025 | 17 |  |  |  | 79.3286 | 1
| LCA | Big Creek/Ventura | 2 | Monthly System Peak Day | SCE | 1-in-10 | 2025 | 18 |  |  |  | 78.4 | 1
| LCA | Big Creek/Ventura | 2 | Monthly System Peak Day | SCE | 1-in-10 | 2025 | 19 |  |  |  | 74.6357 | 1
| LCA | Big Creek/Ventura | 2 | Monthly System Peak Day | SCE | 1-in-10 | 2025 | 20 |  |  |  | 69.9336 | 1
| LCA | Big Creek/Ventura | 2 | Monthly System Peak Day | SCE | 1-in-10 | 2025 | 21 |  |  |  | 65.4836 | 1
| LCA | Big Creek/Ventura | 2 | Monthly System Peak Day | SCE | 1-in-10 | 2025 | 22 |  |  |  | 61.9921 | 1
| LCA | Big Creek/Ventura | 2 | Monthly System Peak Day | SCE | 1-in-10 | 2025 | 23 |  |  |  | 60.215 | 1
| LCA | Big Creek/Ventura | 2 | Monthly System Peak Day | SCE | 1-in-10 | 2025 | 24 |  |  |  | 59.5486 | 1
| LCA | Big Creek/Ventura | 3 | Average Weekday | SCE | 1-in-10 | 2025 | 1 |  |  |  | 55.76 | 1
| LCA | Big Creek/Ventura | 3 | Average Weekday | SCE | 1-in-10 | 2025 | 2 |  |  |  | 54.6302 | 1
| LCA | Big Creek/Ventura | 3 | Average Weekday | SCE | 1-in-10 | 2025 | 3 |  |  |  | 53.6954 | 1
| LCA | Big Creek/Ventura | 3 | Average Weekday | SCE | 1-in-10 | 2025 | 4 |  |  |  | 52.8489 | 1
| LCA | Big Creek/Ventura | 3 | Average Weekday | SCE | 1-in-10 | 2025 | 5 |  |  |  | 51.8634 | 1
| LCA | Big Creek/Ventura | 3 | Average Weekday | SCE | 1-in-10 | 2025 | 6 |  |  |  | 51.0123 | 1
| LCA | Big Creek/Ventura | 3 | Average Weekday | SCE | 1-in-10 | 2025 | 7 |  |  |  | 50.3326 | 1
| LCA | Big Creek/Ventura | 3 | Average Weekday | SCE | 1-in-10 | 2025 | 8 |  |  |  | 49.9971 | 1
| LCA | Big Creek/Ventura | 3 | Average Weekday | SCE | 1-in-10 | 2025 | 9 |  |  |  | 51.0948 | 1
| LCA | Big Creek/Ventura | 3 | Average Weekday | SCE | 1-in-10 | 2025 | 10 |  |  |  | 54.9948 | 1
| LCA | Big Creek/Ventura | 3 | Average Weekday | SCE | 1-in-10 | 2025 | 11 |  |  |  | 59.737 | 1
| LCA | Big Creek/Ventura | 3 | Average Weekday | SCE | 1-in-10 | 2025 | 12 |  |  |  | 63.8311 | 1
| LCA | Big Creek/Ventura | 3 | Average Weekday | SCE | 1-in-10 | 2025 | 13 |  |  |  | 67.0932 | 1
| LCA | Big Creek/Ventura | 3 | Average Weekday | SCE | 1-in-10 | 2025 | 14 |  |  |  | 69.3943 | 1
| LCA | Big Creek/Ventura | 3 | Average Weekday | SCE | 1-in-10 | 2025 | 15 |  |  |  | 70.8584 | 1
| LCA | Big Creek/Ventura | 3 | Average Weekday | SCE | 1-in-10 | 2025 | 16 |  |  |  | 71.6505 | 1
| LCA | Big Creek/Ventura | 3 | Average Weekday | SCE | 1-in-10 | 2025 | 17 |  |  |  | 71.9429 | 1
| LCA | Big Creek/Ventura | 3 | Average Weekday | SCE | 1-in-10 | 2025 | 18 |  |  |  | 71.2563 | 1
| LCA | Big Creek/Ventura | 3 | Average Weekday | SCE | 1-in-10 | 2025 | 19 |  |  |  | 69.5572 | 1
| LCA | Big Creek/Ventura | 3 | Average Weekday | SCE | 1-in-10 | 2025 | 20 |  |  |  | 66.8135 | 1
| LCA | Big Creek/Ventura | 3 | Average Weekday | SCE | 1-in-10 | 2025 | 21 |  |  |  | 63.5231 | 1
| LCA | Big Creek/Ventura | 3 | Average Weekday | SCE | 1-in-10 | 2025 | 22 |  |  |  | 61.2592 | 1
| LCA | Big Creek/Ventura | 3 | Average Weekday | SCE | 1-in-10 | 2025 | 23 |  |  |  | 59.4613 | 1
| LCA | Big Creek/Ventura | 3 | Average Weekday | SCE | 1-in-10 | 2025 | 24 |  |  |  | 58.0116 | 1
| LCA | Big Creek/Ventura | 3 | Monthly System Peak Day | SCE | 1-in-10 | 2025 | 1 |  |  |  | 62.9286 | 1
| LCA | Big Creek/Ventura | 3 | Monthly System Peak Day | SCE | 1-in-10 | 2025 | 2 |  |  |  | 61.1979 | 1
| LCA | Big Creek/Ventura | 3 | Monthly System Peak Day | SCE | 1-in-10 | 2025 | 3 |  |  |  | 59.1257 | 1
| LCA | Big Creek/Ventura | 3 | Monthly System Peak Day | SCE | 1-in-10 | 2025 | 4 |  |  |  | 58.2714 | 1
| LCA | Big Creek/Ventura | 3 | Monthly System Peak Day | SCE | 1-in-10 | 2025 | 5 |  |  |  | 57.7179 | 1
| LCA | Big Creek/Ventura | 3 | Monthly System Peak Day | SCE | 1-in-10 | 2025 | 6 |  |  |  | 56.9114 | 1
| LCA | Big Creek/Ventura | 3 | Monthly System Peak Day | SCE | 1-in-10 | 2025 | 7 |  |  |  | 55.6436 | 1
| LCA | Big Creek/Ventura | 3 | Monthly System Peak Day | SCE | 1-in-10 | 2025 | 8 |  |  |  | 54.6729 | 1
| LCA | Big Creek/Ventura | 3 | Monthly System Peak Day | SCE | 1-in-10 | 2025 | 9 |  |  |  | 55.8821 | 1
| LCA | Big Creek/Ventura | 3 | Monthly System Peak Day | SCE | 1-in-10 | 2025 | 10 |  |  |  | 61.4086 | 1
| LCA | Big Creek/Ventura | 3 | Monthly System Peak Day | SCE | 1-in-10 | 2025 | 11 |  |  |  | 67.5364 | 1
| LCA | Big Creek/Ventura | 3 | Monthly System Peak Day | SCE | 1-in-10 | 2025 | 12 |  |  |  | 73.5307 | 1
| LCA | Big Creek/Ventura | 3 | Monthly System Peak Day | SCE | 1-in-10 | 2025 | 13 |  |  |  | 78.6286 | 1
| LCA | Big Creek/Ventura | 3 | Monthly System Peak Day | SCE | 1-in-10 | 2025 | 14 |  |  |  | 81.6357 | 1
| LCA | Big Creek/Ventura | 3 | Monthly System Peak Day | SCE | 1-in-10 | 2025 | 15 |  |  |  | 84.1429 | 1
| LCA | Big Creek/Ventura | 3 | Monthly System Peak Day | SCE | 1-in-10 | 2025 | 16 |  |  |  | 85.3286 | 1
| LCA | Big Creek/Ventura | 3 | Monthly System Peak Day | SCE | 1-in-10 | 2025 | 17 |  |  |  | 85.2429 | 1
| LCA | Big Creek/Ventura | 3 | Monthly System Peak Day | SCE | 1-in-10 | 2025 | 18 |  |  |  | 84.9286 | 1
| LCA | Big Creek/Ventura | 3 | Monthly System Peak Day | SCE | 1-in-10 | 2025 | 19 |  |  |  | 83.1136 | 1
| LCA | Big Creek/Ventura | 3 | Monthly System Peak Day | SCE | 1-in-10 | 2025 | 20 |  |  |  | 80.1564 | 1
| LCA | Big Creek/Ventura | 3 | Monthly System Peak Day | SCE | 1-in-10 | 2025 | 21 |  |  |  | 75.1193 | 1
| LCA | Big Creek/Ventura | 3 | Monthly System Peak Day | SCE | 1-in-10 | 2025 | 22 |  |  |  | 70.7171 | 1
| LCA | Big Creek/Ventura | 3 | Monthly System Peak Day | SCE | 1-in-10 | 2025 | 23 |  |  |  | 67.4014 | 1
| LCA | Big Creek/Ventura | 3 | Monthly System Peak Day | SCE | 1-in-10 | 2025 | 24 |  |  |  | 64.9371 | 1
| LCA | Big Creek/Ventura | 4 | Average Weekday | SCE | 1-in-10 | 2025 | 1 |  |  |  | 57.6326 | 1
| LCA | Big Creek/Ventura | 4 | Average Weekday | SCE | 1-in-10 | 2025 | 2 |  |  |  | 56.4057 | 1
| LCA | Big Creek/Ventura | 4 | Average Weekday | SCE | 1-in-10 | 2025 | 3 |  |  |  | 55.5479 | 1
| LCA | Big Creek/Ventura | 4 | Average Weekday | SCE | 1-in-10 | 2025 | 4 |  |  |  | 54.5992 | 1
| LCA | Big Creek/Ventura | 4 | Average Weekday | SCE | 1-in-10 | 2025 | 5 |  |  |  | 53.688 | 1
| LCA | Big Creek/Ventura | 4 | Average Weekday | SCE | 1-in-10 | 2025 | 6 |  |  |  | 53.0014 | 1
| LCA | Big Creek/Ventura | 4 | Average Weekday | SCE | 1-in-10 | 2025 | 7 |  |  |  | 52.3473 | 1
| LCA | Big Creek/Ventura | 4 | Average Weekday | SCE | 1-in-10 | 2025 | 8 |  |  |  | 52.0583 | 1
| LCA | Big Creek/Ventura | 4 | Average Weekday | SCE | 1-in-10 | 2025 | 9 |  |  |  | 53.8128 | 1
| LCA | Big Creek/Ventura | 4 | Average Weekday | SCE | 1-in-10 | 2025 | 10 |  |  |  | 57.9408 | 1
| LCA | Big Creek/Ventura | 4 | Average Weekday | SCE | 1-in-10 | 2025 | 11 |  |  |  | 61.8429 | 1
| LCA | Big Creek/Ventura | 4 | Average Weekday | SCE | 1-in-10 | 2025 | 12 |  |  |  | 65.2534 | 1
| LCA | Big Creek/Ventura | 4 | Average Weekday | SCE | 1-in-10 | 2025 | 13 |  |  |  | 67.9803 | 1
| LCA | Big Creek/Ventura | 4 | Average Weekday | SCE | 1-in-10 | 2025 | 14 |  |  |  | 69.9663 | 1
| LCA | Big Creek/Ventura | 4 | Average Weekday | SCE | 1-in-10 | 2025 | 15 |  |  |  | 71.2935 | 1
| LCA | Big Creek/Ventura | 4 | Average Weekday | SCE | 1-in-10 | 2025 | 16 |  |  |  | 71.9866 | 1
| LCA | Big Creek/Ventura | 4 | Average Weekday | SCE | 1-in-10 | 2025 | 17 |  |  |  | 72.0635 | 1
| LCA | Big Creek/Ventura | 4 | Average Weekday | SCE | 1-in-10 | 2025 | 18 |  |  |  | 71.4416 | 1
| LCA | Big Creek/Ventura | 4 | Average Weekday | SCE | 1-in-10 | 2025 | 19 |  |  |  | 69.9954 | 1
| LCA | Big Creek/Ventura | 4 | Average Weekday | SCE | 1-in-10 | 2025 | 20 |  |  |  | 67.8065 | 1
| LCA | Big Creek/Ventura | 4 | Average Weekday | SCE | 1-in-10 | 2025 | 21 |  |  |  | 64.8983 | 1
| LCA | Big Creek/Ventura | 4 | Average Weekday | SCE | 1-in-10 | 2025 | 22 |  |  |  | 62.5152 | 1
| LCA | Big Creek/Ventura | 4 | Average Weekday | SCE | 1-in-10 | 2025 | 23 |  |  |  | 60.6633 | 1
| LCA | Big Creek/Ventura | 4 | Average Weekday | SCE | 1-in-10 | 2025 | 24 |  |  |  | 59.0916 | 1
| LCA | Big Creek/Ventura | 4 | Monthly System Peak Day | SCE | 1-in-10 | 2025 | 1 |  |  |  | 67.3443 | 1
| LCA | Big Creek/Ventura | 4 | Monthly System Peak Day | SCE | 1-in-10 | 2025 | 2 |  |  |  | 65.9207 | 1
| LCA | Big Creek/Ventura | 4 | Monthly System Peak Day | SCE | 1-in-10 | 2025 | 3 |  |  |  | 65.0814 | 1
| LCA | Big Creek/Ventura | 4 | Monthly System Peak Day | SCE | 1-in-10 | 2025 | 4 |  |  |  | 63.8121 | 1
| LCA | Big Creek/Ventura | 4 | Monthly System Peak Day | SCE | 1-in-10 | 2025 | 5 |  |  |  | 62.6157 | 1
| LCA | Big Creek/Ventura | 4 | Monthly System Peak Day | SCE | 1-in-10 | 2025 | 6 |  |  |  | 61.2721 | 1
| LCA | Big Creek/Ventura | 4 | Monthly System Peak Day | SCE | 1-in-10 | 2025 | 7 |  |  |  | 60.1821 | 1
| LCA | Big Creek/Ventura | 4 | Monthly System Peak Day | SCE | 1-in-10 | 2025 | 8 |  |  |  | 59.4121 | 1
| LCA | Big Creek/Ventura | 4 | Monthly System Peak Day | SCE | 1-in-10 | 2025 | 9 |  |  |  | 62.43 | 1
| LCA | Big Creek/Ventura | 4 | Monthly System Peak Day | SCE | 1-in-10 | 2025 | 10 |  |  |  | 68.1557 | 1
| LCA | Big Creek/Ventura | 4 | Monthly System Peak Day | SCE | 1-in-10 | 2025 | 11 |  |  |  | 74.0407 | 1
| LCA | Big Creek/Ventura | 4 | Monthly System Peak Day | SCE | 1-in-10 | 2025 | 12 |  |  |  | 79.2636 | 1
| LCA | Big Creek/Ventura | 4 | Monthly System Peak Day | SCE | 1-in-10 | 2025 | 13 |  |  |  | 83.0279 | 1
| LCA | Big Creek/Ventura | 4 | Monthly System Peak Day | SCE | 1-in-10 | 2025 | 14 |  |  |  | 86.0857 | 1
| LCA | Big Creek/Ventura | 4 | Monthly System Peak Day | SCE | 1-in-10 | 2025 | 15 |  |  |  | 87.2643 | 1
| LCA | Big Creek/Ventura | 4 | Monthly System Peak Day | SCE | 1-in-10 | 2025 | 16 |  |  |  | 87.4643 | 1
| LCA | Big Creek/Ventura | 4 | Monthly System Peak Day | SCE | 1-in-10 | 2025 | 17 |  |  |  | 86.4571 | 1
| LCA | Big Creek/Ventura | 4 | Monthly System Peak Day | SCE | 1-in-10 | 2025 | 18 |  |  |  | 85.5857 | 1
| LCA | Big Creek/Ventura | 4 | Monthly System Peak Day | SCE | 1-in-10 | 2025 | 19 |  |  |  | 83.6843 | 1
| LCA | Big Creek/Ventura | 4 | Monthly System Peak Day | SCE | 1-in-10 | 2025 | 20 |  |  |  | 80.7464 | 1
| LCA | Big Creek/Ventura | 4 | Monthly System Peak Day | SCE | 1-in-10 | 2025 | 21 |  |  |  | 76.3129 | 1
| LCA | Big Creek/Ventura | 4 | Monthly System Peak Day | SCE | 1-in-10 | 2025 | 22 |  |  |  | 72.2921 | 1
| LCA | Big Creek/Ventura | 4 | Monthly System Peak Day | SCE | 1-in-10 | 2025 | 23 |  |  |  | 70.0786 | 1
| LCA | Big Creek/Ventura | 4 | Monthly System Peak Day | SCE | 1-in-10 | 2025 | 24 |  |  |  | 68.7064 | 1
| LCA | Big Creek/Ventura | 5 | Average Weekday | SCE | 1-in-10 | 2025 | 1 |  |  |  | 62.5912 | 1
| LCA | Big Creek/Ventura | 5 | Average Weekday | SCE | 1-in-10 | 2025 | 2 |  |  |  | 61.3025 | 1
| LCA | Big Creek/Ventura | 5 | Average Weekday | SCE | 1-in-10 | 2025 | 3 |  |  |  | 60.0848 | 1
| LCA | Big Creek/Ventura | 5 | Average Weekday | SCE | 1-in-10 | 2025 | 4 |  |  |  | 58.8481 | 1
| LCA | Big Creek/Ventura | 5 | Average Weekday | SCE | 1-in-10 | 2025 | 5 |  |  |  | 58.0431 | 1
| LCA | Big Creek/Ventura | 5 | Average Weekday | SCE | 1-in-10 | 2025 | 6 |  |  |  | 57.2156 | 1
| LCA | Big Creek/Ventura | 5 | Average Weekday | SCE | 1-in-10 | 2025 | 7 |  |  |  | 56.479 | 1
| LCA | Big Creek/Ventura | 5 | Average Weekday | SCE | 1-in-10 | 2025 | 8 |  |  |  | 56.8888 | 1
| LCA | Big Creek/Ventura | 5 | Average Weekday | SCE | 1-in-10 | 2025 | 9 |  |  |  | 60.1908 | 1
| LCA | Big Creek/Ventura | 5 | Average Weekday | SCE | 1-in-10 | 2025 | 10 |  |  |  | 64.6334 | 1
| LCA | Big Creek/Ventura | 5 | Average Weekday | SCE | 1-in-10 | 2025 | 11 |  |  |  | 68.5848 | 1
| LCA | Big Creek/Ventura | 5 | Average Weekday | SCE | 1-in-10 | 2025 | 12 |  |  |  | 71.6441 | 1
| LCA | Big Creek/Ventura | 5 | Average Weekday | SCE | 1-in-10 | 2025 | 13 |  |  |  | 74.0241 | 1
| LCA | Big Creek/Ventura | 5 | Average Weekday | SCE | 1-in-10 | 2025 | 14 |  |  |  | 75.6921 | 1
| LCA | Big Creek/Ventura | 5 | Average Weekday | SCE | 1-in-10 | 2025 | 15 |  |  |  | 76.7916 | 1
| LCA | Big Creek/Ventura | 5 | Average Weekday | SCE | 1-in-10 | 2025 | 16 |  |  |  | 77.2805 | 1
| LCA | Big Creek/Ventura | 5 | Average Weekday | SCE | 1-in-10 | 2025 | 17 |  |  |  | 77.2165 | 1
| LCA | Big Creek/Ventura | 5 | Average Weekday | SCE | 1-in-10 | 2025 | 18 |  |  |  | 76.5896 | 1
| LCA | Big Creek/Ventura | 5 | Average Weekday | SCE | 1-in-10 | 2025 | 19 |  |  |  | 75.461 | 1
| LCA | Big Creek/Ventura | 5 | Average Weekday | SCE | 1-in-10 | 2025 | 20 |  |  |  | 73.5426 | 1
| LCA | Big Creek/Ventura | 5 | Average Weekday | SCE | 1-in-10 | 2025 | 21 |  |  |  | 70.8603 | 1
| LCA | Big Creek/Ventura | 5 | Average Weekday | SCE | 1-in-10 | 2025 | 22 |  |  |  | 68.0311 | 1
| LCA | Big Creek/Ventura | 5 | Average Weekday | SCE | 1-in-10 | 2025 | 23 |  |  |  | 66.0109 | 1
| LCA | Big Creek/Ventura | 5 | Average Weekday | SCE | 1-in-10 | 2025 | 24 |  |  |  | 64.0741 | 1
| LCA | Big Creek/Ventura | 5 | Monthly System Peak Day | SCE | 1-in-10 | 2025 | 1 |  |  |  | 73.7593 | 1
| LCA | Big Creek/Ventura | 5 | Monthly System Peak Day | SCE | 1-in-10 | 2025 | 2 |  |  |  | 71.6129 | 1
| LCA | Big Creek/Ventura | 5 | Monthly System Peak Day | SCE | 1-in-10 | 2025 | 3 |  |  |  | 69.8557 | 1
| LCA | Big Creek/Ventura | 5 | Monthly System Peak Day | SCE | 1-in-10 | 2025 | 4 |  |  |  | 68.0679 | 1
| LCA | Big Creek/Ventura | 5 | Monthly System Peak Day | SCE | 1-in-10 | 2025 | 5 |  |  |  | 65.8314 | 1
| LCA | Big Creek/Ventura | 5 | Monthly System Peak Day | SCE | 1-in-10 | 2025 | 6 |  |  |  | 64.9371 | 1
| LCA | Big Creek/Ventura | 5 | Monthly System Peak Day | SCE | 1-in-10 | 2025 | 7 |  |  |  | 64.2586 | 1
| LCA | Big Creek/Ventura | 5 | Monthly System Peak Day | SCE | 1-in-10 | 2025 | 8 |  |  |  | 64.3064 | 1
| LCA | Big Creek/Ventura | 5 | Monthly System Peak Day | SCE | 1-in-10 | 2025 | 9 |  |  |  | 68.5121 | 1
| LCA | Big Creek/Ventura | 5 | Monthly System Peak Day | SCE | 1-in-10 | 2025 | 10 |  |  |  | 74.5079 | 1
| LCA | Big Creek/Ventura | 5 | Monthly System Peak Day | SCE | 1-in-10 | 2025 | 11 |  |  |  | 80.8571 | 1
| LCA | Big Creek/Ventura | 5 | Monthly System Peak Day | SCE | 1-in-10 | 2025 | 12 |  |  |  | 85.8971 | 1
| LCA | Big Creek/Ventura | 5 | Monthly System Peak Day | SCE | 1-in-10 | 2025 | 13 |  |  |  | 89.2071 | 1
| LCA | Big Creek/Ventura | 5 | Monthly System Peak Day | SCE | 1-in-10 | 2025 | 14 |  |  |  | 91.3857 | 1
| LCA | Big Creek/Ventura | 5 | Monthly System Peak Day | SCE | 1-in-10 | 2025 | 15 |  |  |  | 92.3 | 1
| LCA | Big Creek/Ventura | 5 | Monthly System Peak Day | SCE | 1-in-10 | 2025 | 16 |  |  |  | 92.5643 | 1
| LCA | Big Creek/Ventura | 5 | Monthly System Peak Day | SCE | 1-in-10 | 2025 | 17 |  |  |  | 92.3714 | 1
| LCA | Big Creek/Ventura | 5 | Monthly System Peak Day | SCE | 1-in-10 | 2025 | 18 |  |  |  | 91.9429 | 1
| LCA | Big Creek/Ventura | 5 | Monthly System Peak Day | SCE | 1-in-10 | 2025 | 19 |  |  |  | 90.6 | 1
| LCA | Big Creek/Ventura | 5 | Monthly System Peak Day | SCE | 1-in-10 | 2025 | 20 |  |  |  | 87.835 | 1
| LCA | Big Creek/Ventura | 5 | Monthly System Peak Day | SCE | 1-in-10 | 2025 | 21 |  |  |  | 83.1979 | 1
| LCA | Big Creek/Ventura | 5 | Monthly System Peak Day | SCE | 1-in-10 | 2025 | 22 |  |  |  | 79.3571 | 1
| LCA | Big Creek/Ventura | 5 | Monthly System Peak Day | SCE | 1-in-10 | 2025 | 23 |  |  |  | 76.5479 | 1
| LCA | Big Creek/Ventura | 5 | Monthly System Peak Day | SCE | 1-in-10 | 2025 | 24 |  |  |  | 73.7157 | 1
| LCA | Big Creek/Ventura | 6 | Average Weekday | SCE | 1-in-10 | 2025 | 1 |  |  |  | 67.5979 | 1
| LCA | Big Creek/Ventura | 6 | Average Weekday | SCE | 1-in-10 | 2025 | 2 |  |  |  | 66.7173 | 1
| LCA | Big Creek/Ventura | 6 | Average Weekday | SCE | 1-in-10 | 2025 | 3 |  |  |  | 65.8067 | 1
| LCA | Big Creek/Ventura | 6 | Average Weekday | SCE | 1-in-10 | 2025 | 4 |  |  |  | 64.7835 | 1
| LCA | Big Creek/Ventura | 6 | Average Weekday | SCE | 1-in-10 | 2025 | 5 |  |  |  | 63.8893 | 1
| LCA | Big Creek/Ventura | 6 | Average Weekday | SCE | 1-in-10 | 2025 | 6 |  |  |  | 63.1691 | 1
| LCA | Big Creek/Ventura | 6 | Average Weekday | SCE | 1-in-10 | 2025 | 7 |  |  |  | 62.6661 | 1
| LCA | Big Creek/Ventura | 6 | Average Weekday | SCE | 1-in-10 | 2025 | 8 |  |  |  | 63.2141 | 1
| LCA | Big Creek/Ventura | 6 | Average Weekday | SCE | 1-in-10 | 2025 | 9 |  |  |  | 66.1776 | 1
| LCA | Big Creek/Ventura | 6 | Average Weekday | SCE | 1-in-10 | 2025 | 10 |  |  |  | 70.0818 | 1
| LCA | Big Creek/Ventura | 6 | Average Weekday | SCE | 1-in-10 | 2025 | 11 |  |  |  | 73.9836 | 1
| LCA | Big Creek/Ventura | 6 | Average Weekday | SCE | 1-in-10 | 2025 | 12 |  |  |  | 77.4319 | 1
| LCA | Big Creek/Ventura | 6 | Average Weekday | SCE | 1-in-10 | 2025 | 13 |  |  |  | 80.1443 | 1
| LCA | Big Creek/Ventura | 6 | Average Weekday | SCE | 1-in-10 | 2025 | 14 |  |  |  | 82.1737 | 1
| LCA | Big Creek/Ventura | 6 | Average Weekday | SCE | 1-in-10 | 2025 | 15 |  |  |  | 83.3627 | 1
| LCA | Big Creek/Ventura | 6 | Average Weekday | SCE | 1-in-10 | 2025 | 16 |  |  |  | 83.8567 | 1
| LCA | Big Creek/Ventura | 6 | Average Weekday | SCE | 1-in-10 | 2025 | 17 |  |  |  | 83.6788 | 1
| LCA | Big Creek/Ventura | 6 | Average Weekday | SCE | 1-in-10 | 2025 | 18 |  |  |  | 82.6209 | 1
| LCA | Big Creek/Ventura | 6 | Average Weekday | SCE | 1-in-10 | 2025 | 19 |  |  |  | 80.9659 | 1
| LCA | Big Creek/Ventura | 6 | Average Weekday | SCE | 1-in-10 | 2025 | 20 |  |  |  | 78.9063 | 1
| LCA | Big Creek/Ventura | 6 | Average Weekday | SCE | 1-in-10 | 2025 | 21 |  |  |  | 76.1141 | 1
| LCA | Big Creek/Ventura | 6 | Average Weekday | SCE | 1-in-10 | 2025 | 22 |  |  |  | 72.8496 | 1
| LCA | Big Creek/Ventura | 6 | Average Weekday | SCE | 1-in-10 | 2025 | 23 |  |  |  | 70.6066 | 1
| LCA | Big Creek/Ventura | 6 | Average Weekday | SCE | 1-in-10 | 2025 | 24 |  |  |  | 68.955 | 1
| LCA | Big Creek/Ventura | 6 | Monthly System Peak Day | SCE | 1-in-10 | 2025 | 1 |  |  |  | 76.6914 | 1
| LCA | Big Creek/Ventura | 6 | Monthly System Peak Day | SCE | 1-in-10 | 2025 | 2 |  |  |  | 75.515 | 1
| LCA | Big Creek/Ventura | 6 | Monthly System Peak Day | SCE | 1-in-10 | 2025 | 3 |  |  |  | 74.4379 | 1
| LCA | Big Creek/Ventura | 6 | Monthly System Peak Day | SCE | 1-in-10 | 2025 | 4 |  |  |  | 73.645 | 1
| LCA | Big Creek/Ventura | 6 | Monthly System Peak Day | SCE | 1-in-10 | 2025 | 5 |  |  |  | 71.9007 | 1
| LCA | Big Creek/Ventura | 6 | Monthly System Peak Day | SCE | 1-in-10 | 2025 | 6 |  |  |  | 70.5579 | 1
| LCA | Big Creek/Ventura | 6 | Monthly System Peak Day | SCE | 1-in-10 | 2025 | 7 |  |  |  | 69.8057 | 1
| LCA | Big Creek/Ventura | 6 | Monthly System Peak Day | SCE | 1-in-10 | 2025 | 8 |  |  |  | 70.8229 | 1
| LCA | Big Creek/Ventura | 6 | Monthly System Peak Day | SCE | 1-in-10 | 2025 | 9 |  |  |  | 75.2807 | 1
| LCA | Big Creek/Ventura | 6 | Monthly System Peak Day | SCE | 1-in-10 | 2025 | 10 |  |  |  | 80.9114 | 1
| LCA | Big Creek/Ventura | 6 | Monthly System Peak Day | SCE | 1-in-10 | 2025 | 11 |  |  |  | 85.5807 | 1
| LCA | Big Creek/Ventura | 6 | Monthly System Peak Day | SCE | 1-in-10 | 2025 | 12 |  |  |  | 90.1036 | 1
| LCA | Big Creek/Ventura | 6 | Monthly System Peak Day | SCE | 1-in-10 | 2025 | 13 |  |  |  | 93.5643 | 1
| LCA | Big Creek/Ventura | 6 | Monthly System Peak Day | SCE | 1-in-10 | 2025 | 14 |  |  |  | 95.8857 | 1
| LCA | Big Creek/Ventura | 6 | Monthly System Peak Day | SCE | 1-in-10 | 2025 | 15 |  |  |  | 96.8643 | 1
| LCA | Big Creek/Ventura | 6 | Monthly System Peak Day | SCE | 1-in-10 | 2025 | 16 |  |  |  | 97.5786 | 1
| LCA | Big Creek/Ventura | 6 | Monthly System Peak Day | SCE | 1-in-10 | 2025 | 17 |  |  |  | 97.25 | 1
| LCA | Big Creek/Ventura | 6 | Monthly System Peak Day | SCE | 1-in-10 | 2025 | 18 |  |  |  | 96.6714 | 1
| LCA | Big Creek/Ventura | 6 | Monthly System Peak Day | SCE | 1-in-10 | 2025 | 19 |  |  |  | 94.1429 | 1
| LCA | Big Creek/Ventura | 6 | Monthly System Peak Day | SCE | 1-in-10 | 2025 | 20 |  |  |  | 91.7464 | 1
| LCA | Big Creek/Ventura | 6 | Monthly System Peak Day | SCE | 1-in-10 | 2025 | 21 |  |  |  | 88.6107 | 1
| LCA | Big Creek/Ventura | 6 | Monthly System Peak Day | SCE | 1-in-10 | 2025 | 22 |  |  |  | 84.5 | 1
| LCA | Big Creek/Ventura | 6 | Monthly System Peak Day | SCE | 1-in-10 | 2025 | 23 |  |  |  | 80.9521 | 1
| LCA | Big Creek/Ventura | 6 | Monthly System Peak Day | SCE | 1-in-10 | 2025 | 24 |  |  |  | 78.8607 | 1
| LCA | Big Creek/Ventura | 7 | Average Weekday | SCE | 1-in-10 | 2025 | 1 |  |  |  | 73.7504 | 1
| LCA | Big Creek/Ventura | 7 | Average Weekday | SCE | 1-in-10 | 2025 | 2 |  |  |  | 72.6444 | 1
| LCA | Big Creek/Ventura | 7 | Average Weekday | SCE | 1-in-10 | 2025 | 3 |  |  |  | 71.7965 | 1
| LCA | Big Creek/Ventura | 7 | Average Weekday | SCE | 1-in-10 | 2025 | 4 |  |  |  | 70.8986 | 1
| LCA | Big Creek/Ventura | 7 | Average Weekday | SCE | 1-in-10 | 2025 | 5 |  |  |  | 70.1004 | 1
| LCA | Big Creek/Ventura | 7 | Average Weekday | SCE | 1-in-10 | 2025 | 6 |  |  |  | 69.3371 | 1
| LCA | Big Creek/Ventura | 7 | Average Weekday | SCE | 1-in-10 | 2025 | 7 |  |  |  | 68.9791 | 1
| LCA | Big Creek/Ventura | 7 | Average Weekday | SCE | 1-in-10 | 2025 | 8 |  |  |  | 69.3313 | 1
| LCA | Big Creek/Ventura | 7 | Average Weekday | SCE | 1-in-10 | 2025 | 9 |  |  |  | 72.2421 | 1
| LCA | Big Creek/Ventura | 7 | Average Weekday | SCE | 1-in-10 | 2025 | 10 |  |  |  | 76.3167 | 1
| LCA | Big Creek/Ventura | 7 | Average Weekday | SCE | 1-in-10 | 2025 | 11 |  |  |  | 80.6703 | 1
| LCA | Big Creek/Ventura | 7 | Average Weekday | SCE | 1-in-10 | 2025 | 12 |  |  |  | 84.4912 | 1
| LCA | Big Creek/Ventura | 7 | Average Weekday | SCE | 1-in-10 | 2025 | 13 |  |  |  | 87.3622 | 1
| LCA | Big Creek/Ventura | 7 | Average Weekday | SCE | 1-in-10 | 2025 | 14 |  |  |  | 89.604 | 1
| LCA | Big Creek/Ventura | 7 | Average Weekday | SCE | 1-in-10 | 2025 | 15 |  |  |  | 91.1072 | 1
| LCA | Big Creek/Ventura | 7 | Average Weekday | SCE | 1-in-10 | 2025 | 16 |  |  |  | 91.7086 | 1
| LCA | Big Creek/Ventura | 7 | Average Weekday | SCE | 1-in-10 | 2025 | 17 |  |  |  | 91.4436 | 1
| LCA | Big Creek/Ventura | 7 | Average Weekday | SCE | 1-in-10 | 2025 | 18 |  |  |  | 90.5951 | 1
| LCA | Big Creek/Ventura | 7 | Average Weekday | SCE | 1-in-10 | 2025 | 19 |  |  |  | 88.7186 | 1
| LCA | Big Creek/Ventura | 7 | Average Weekday | SCE | 1-in-10 | 2025 | 20 |  |  |  | 85.9757 | 1
| LCA | Big Creek/Ventura | 7 | Average Weekday | SCE | 1-in-10 | 2025 | 21 |  |  |  | 82.4525 | 1
| LCA | Big Creek/Ventura | 7 | Average Weekday | SCE | 1-in-10 | 2025 | 22 |  |  |  | 78.9574 | 1
| LCA | Big Creek/Ventura | 7 | Average Weekday | SCE | 1-in-10 | 2025 | 23 |  |  |  | 76.8646 | 1
| LCA | Big Creek/Ventura | 7 | Average Weekday | SCE | 1-in-10 | 2025 | 24 |  |  |  | 75.4968 | 1
| LCA | Big Creek/Ventura | 7 | Monthly System Peak Day | SCE | 1-in-10 | 2025 | 1 |  |  |  | 79.6921 | 1
| LCA | Big Creek/Ventura | 7 | Monthly System Peak Day | SCE | 1-in-10 | 2025 | 2 |  |  |  | 77.0121 | 1
| LCA | Big Creek/Ventura | 7 | Monthly System Peak Day | SCE | 1-in-10 | 2025 | 3 |  |  |  | 75.1236 | 1
| LCA | Big Creek/Ventura | 7 | Monthly System Peak Day | SCE | 1-in-10 | 2025 | 4 |  |  |  | 73.7421 | 1
| LCA | Big Creek/Ventura | 7 | Monthly System Peak Day | SCE | 1-in-10 | 2025 | 5 |  |  |  | 71.6914 | 1
| LCA | Big Creek/Ventura | 7 | Monthly System Peak Day | SCE | 1-in-10 | 2025 | 6 |  |  |  | 70.2086 | 1
| LCA | Big Creek/Ventura | 7 | Monthly System Peak Day | SCE | 1-in-10 | 2025 | 7 |  |  |  | 69.2164 | 1
| LCA | Big Creek/Ventura | 7 | Monthly System Peak Day | SCE | 1-in-10 | 2025 | 8 |  |  |  | 70.2036 | 1
| LCA | Big Creek/Ventura | 7 | Monthly System Peak Day | SCE | 1-in-10 | 2025 | 9 |  |  |  | 74.6314 | 1
| LCA | Big Creek/Ventura | 7 | Monthly System Peak Day | SCE | 1-in-10 | 2025 | 10 |  |  |  | 81.2857 | 1
| LCA | Big Creek/Ventura | 7 | Monthly System Peak Day | SCE | 1-in-10 | 2025 | 11 |  |  |  | 88.2643 | 1
| LCA | Big Creek/Ventura | 7 | Monthly System Peak Day | SCE | 1-in-10 | 2025 | 12 |  |  |  | 93.0214 | 1
| LCA | Big Creek/Ventura | 7 | Monthly System Peak Day | SCE | 1-in-10 | 2025 | 13 |  |  |  | 96.9286 | 1
| LCA | Big Creek/Ventura | 7 | Monthly System Peak Day | SCE | 1-in-10 | 2025 | 14 |  |  |  | 99.9 | 1
| LCA | Big Creek/Ventura | 7 | Monthly System Peak Day | SCE | 1-in-10 | 2025 | 15 |  |  |  | 101.8071 | 1
| LCA | Big Creek/Ventura | 7 | Monthly System Peak Day | SCE | 1-in-10 | 2025 | 16 |  |  |  | 101.5143 | 1
| LCA | Big Creek/Ventura | 7 | Monthly System Peak Day | SCE | 1-in-10 | 2025 | 17 |  |  |  | 102.0714 | 1
| LCA | Big Creek/Ventura | 7 | Monthly System Peak Day | SCE | 1-in-10 | 2025 | 18 |  |  |  | 101.0286 | 1
| LCA | Big Creek/Ventura | 7 | Monthly System Peak Day | SCE | 1-in-10 | 2025 | 19 |  |  |  | 97.4429 | 1
| LCA | Big Creek/Ventura | 7 | Monthly System Peak Day | SCE | 1-in-10 | 2025 | 20 |  |  |  | 95.3429 | 1
| LCA | Big Creek/Ventura | 7 | Monthly System Peak Day | SCE | 1-in-10 | 2025 | 21 |  |  |  | 92.6571 | 1
| LCA | Big Creek/Ventura | 7 | Monthly System Peak Day | SCE | 1-in-10 | 2025 | 22 |  |  |  | 90.3671 | 1
| LCA | Big Creek/Ventura | 7 | Monthly System Peak Day | SCE | 1-in-10 | 2025 | 23 |  |  |  | 89.5886 | 1
| LCA | Big Creek/Ventura | 7 | Monthly System Peak Day | SCE | 1-in-10 | 2025 | 24 |  |  |  | 88.9329 | 1
| LCA | Big Creek/Ventura | 8 | Average Weekday | SCE | 1-in-10 | 2025 | 1 |  |  |  | 72.617 | 1
| LCA | Big Creek/Ventura | 8 | Average Weekday | SCE | 1-in-10 | 2025 | 2 |  |  |  | 71.5829 | 1
| LCA | Big Creek/Ventura | 8 | Average Weekday | SCE | 1-in-10 | 2025 | 3 |  |  |  | 70.6675 | 1
| LCA | Big Creek/Ventura | 8 | Average Weekday | SCE | 1-in-10 | 2025 | 4 |  |  |  | 69.7504 | 1
| LCA | Big Creek/Ventura | 8 | Average Weekday | SCE | 1-in-10 | 2025 | 5 |  |  |  | 68.8575 | 1
| LCA | Big Creek/Ventura | 8 | Average Weekday | SCE | 1-in-10 | 2025 | 6 |  |  |  | 68.1166 | 1
| LCA | Big Creek/Ventura | 8 | Average Weekday | SCE | 1-in-10 | 2025 | 7 |  |  |  | 67.4787 | 1
| LCA | Big Creek/Ventura | 8 | Average Weekday | SCE | 1-in-10 | 2025 | 8 |  |  |  | 67.1623 | 1
| LCA | Big Creek/Ventura | 8 | Average Weekday | SCE | 1-in-10 | 2025 | 9 |  |  |  | 69.3921 | 1
| LCA | Big Creek/Ventura | 8 | Average Weekday | SCE | 1-in-10 | 2025 | 10 |  |  |  | 73.7514 | 1
| LCA | Big Creek/Ventura | 8 | Average Weekday | SCE | 1-in-10 | 2025 | 11 |  |  |  | 78.361 | 1
| LCA | Big Creek/Ventura | 8 | Average Weekday | SCE | 1-in-10 | 2025 | 12 |  |  |  | 82.5195 | 1
| LCA | Big Creek/Ventura | 8 | Average Weekday | SCE | 1-in-10 | 2025 | 13 |  |  |  | 85.7826 | 1
| LCA | Big Creek/Ventura | 8 | Average Weekday | SCE | 1-in-10 | 2025 | 14 |  |  |  | 88.0277 | 1
| LCA | Big Creek/Ventura | 8 | Average Weekday | SCE | 1-in-10 | 2025 | 15 |  |  |  | 89.5388 | 1
| LCA | Big Creek/Ventura | 8 | Average Weekday | SCE | 1-in-10 | 2025 | 16 |  |  |  | 90.0297 | 1
| LCA | Big Creek/Ventura | 8 | Average Weekday | SCE | 1-in-10 | 2025 | 17 |  |  |  | 89.689 | 1
| LCA | Big Creek/Ventura | 8 | Average Weekday | SCE | 1-in-10 | 2025 | 18 |  |  |  | 88.4673 | 1
| LCA | Big Creek/Ventura | 8 | Average Weekday | SCE | 1-in-10 | 2025 | 19 |  |  |  | 86.572 | 1
| LCA | Big Creek/Ventura | 8 | Average Weekday | SCE | 1-in-10 | 2025 | 20 |  |  |  | 83.8523 | 1
| LCA | Big Creek/Ventura | 8 | Average Weekday | SCE | 1-in-10 | 2025 | 21 |  |  |  | 80.2474 | 1
| LCA | Big Creek/Ventura | 8 | Average Weekday | SCE | 1-in-10 | 2025 | 22 |  |  |  | 77.3183 | 1
| LCA | Big Creek/Ventura | 8 | Average Weekday | SCE | 1-in-10 | 2025 | 23 |  |  |  | 75.3625 | 1
| LCA | Big Creek/Ventura | 8 | Average Weekday | SCE | 1-in-10 | 2025 | 24 |  |  |  | 73.8133 | 1
| LCA | Big Creek/Ventura | 8 | Monthly System Peak Day | SCE | 1-in-10 | 2025 | 1 |  |  |  | 80.1 | 1
| LCA | Big Creek/Ventura | 8 | Monthly System Peak Day | SCE | 1-in-10 | 2025 | 2 |  |  |  | 78.5121 | 1
| LCA | Big Creek/Ventura | 8 | Monthly System Peak Day | SCE | 1-in-10 | 2025 | 3 |  |  |  | 77.2293 | 1
| LCA | Big Creek/Ventura | 8 | Monthly System Peak Day | SCE | 1-in-10 | 2025 | 4 |  |  |  | 75.3614 | 1
| LCA | Big Creek/Ventura | 8 | Monthly System Peak Day | SCE | 1-in-10 | 2025 | 5 |  |  |  | 73.9521 | 1
| LCA | Big Creek/Ventura | 8 | Monthly System Peak Day | SCE | 1-in-10 | 2025 | 6 |  |  |  | 72.6943 | 1
| LCA | Big Creek/Ventura | 8 | Monthly System Peak Day | SCE | 1-in-10 | 2025 | 7 |  |  |  | 70.8336 | 1
| LCA | Big Creek/Ventura | 8 | Monthly System Peak Day | SCE | 1-in-10 | 2025 | 8 |  |  |  | 70.2743 | 1
| LCA | Big Creek/Ventura | 8 | Monthly System Peak Day | SCE | 1-in-10 | 2025 | 9 |  |  |  | 73.2929 | 1
| LCA | Big Creek/Ventura | 8 | Monthly System Peak Day | SCE | 1-in-10 | 2025 | 10 |  |  |  | 79.2857 | 1
| LCA | Big Creek/Ventura | 8 | Monthly System Peak Day | SCE | 1-in-10 | 2025 | 11 |  |  |  | 85.0214 | 1
| LCA | Big Creek/Ventura | 8 | Monthly System Peak Day | SCE | 1-in-10 | 2025 | 12 |  |  |  | 89.7071 | 1
| LCA | Big Creek/Ventura | 8 | Monthly System Peak Day | SCE | 1-in-10 | 2025 | 13 |  |  |  | 93.3071 | 1
| LCA | Big Creek/Ventura | 8 | Monthly System Peak Day | SCE | 1-in-10 | 2025 | 14 |  |  |  | 95.6786 | 1
| LCA | Big Creek/Ventura | 8 | Monthly System Peak Day | SCE | 1-in-10 | 2025 | 15 |  |  |  | 97.45 | 1
| LCA | Big Creek/Ventura | 8 | Monthly System Peak Day | SCE | 1-in-10 | 2025 | 16 |  |  |  | 97.5786 | 1
| LCA | Big Creek/Ventura | 8 | Monthly System Peak Day | SCE | 1-in-10 | 2025 | 17 |  |  |  | 96.85 | 1
| LCA | Big Creek/Ventura | 8 | Monthly System Peak Day | SCE | 1-in-10 | 2025 | 18 |  |  |  | 95.75 | 1
| LCA | Big Creek/Ventura | 8 | Monthly System Peak Day | SCE | 1-in-10 | 2025 | 19 |  |  |  | 94.3071 | 1
| LCA | Big Creek/Ventura | 8 | Monthly System Peak Day | SCE | 1-in-10 | 2025 | 20 |  |  |  | 91.8214 | 1
| LCA | Big Creek/Ventura | 8 | Monthly System Peak Day | SCE | 1-in-10 | 2025 | 21 |  |  |  | 88.2821 | 1
| LCA | Big Creek/Ventura | 8 | Monthly System Peak Day | SCE | 1-in-10 | 2025 | 22 |  |  |  | 85.0971 | 1
| LCA | Big Creek/Ventura | 8 | Monthly System Peak Day | SCE | 1-in-10 | 2025 | 23 |  |  |  | 82.7607 | 1
| LCA | Big Creek/Ventura | 8 | Monthly System Peak Day | SCE | 1-in-10 | 2025 | 24 |  |  |  | 82.1864 | 1
| LCA | Big Creek/Ventura | 8 | Typical Event Day | SCE | 1-in-10 | 2025 | 1 |  |  |  | 78.268 | 1
| LCA | Big Creek/Ventura | 8 | Typical Event Day | SCE | 1-in-10 | 2025 | 2 |  |  |  | 76.5686 | 1
| LCA | Big Creek/Ventura | 8 | Typical Event Day | SCE | 1-in-10 | 2025 | 3 |  |  |  | 75.1691 | 1
| LCA | Big Creek/Ventura | 8 | Typical Event Day | SCE | 1-in-10 | 2025 | 4 |  |  |  | 74.1738 | 1
| LCA | Big Creek/Ventura | 8 | Typical Event Day | SCE | 1-in-10 | 2025 | 5 |  |  |  | 72.9584 | 1
| LCA | Big Creek/Ventura | 8 | Typical Event Day | SCE | 1-in-10 | 2025 | 6 |  |  |  | 71.5312 | 1
| LCA | Big Creek/Ventura | 8 | Typical Event Day | SCE | 1-in-10 | 2025 | 7 |  |  |  | 70.6979 | 1
| LCA | Big Creek/Ventura | 8 | Typical Event Day | SCE | 1-in-10 | 2025 | 8 |  |  |  | 71.0314 | 1
| LCA | Big Creek/Ventura | 8 | Typical Event Day | SCE | 1-in-10 | 2025 | 9 |  |  |  | 74.3273 | 1
| LCA | Big Creek/Ventura | 8 | Typical Event Day | SCE | 1-in-10 | 2025 | 10 |  |  |  | 79.9921 | 1
| LCA | Big Creek/Ventura | 8 | Typical Event Day | SCE | 1-in-10 | 2025 | 11 |  |  |  | 85.5666 | 1
| LCA | Big Creek/Ventura | 8 | Typical Event Day | SCE | 1-in-10 | 2025 | 12 |  |  |  | 90.1973 | 1
| LCA | Big Creek/Ventura | 8 | Typical Event Day | SCE | 1-in-10 | 2025 | 13 |  |  |  | 93.6804 | 1
| LCA | Big Creek/Ventura | 8 | Typical Event Day | SCE | 1-in-10 | 2025 | 14 |  |  |  | 96.2429 | 1
| LCA | Big Creek/Ventura | 8 | Typical Event Day | SCE | 1-in-10 | 2025 | 15 |  |  |  | 97.8 | 1
| LCA | Big Creek/Ventura | 8 | Typical Event Day | SCE | 1-in-10 | 2025 | 16 |  |  |  | 98.2786 | 1
| LCA | Big Creek/Ventura | 8 | Typical Event Day | SCE | 1-in-10 | 2025 | 17 |  |  |  | 98.3393 | 1
| LCA | Big Creek/Ventura | 8 | Typical Event Day | SCE | 1-in-10 | 2025 | 18 |  |  |  | 97.4571 | 1
| LCA | Big Creek/Ventura | 8 | Typical Event Day | SCE | 1-in-10 | 2025 | 19 |  |  |  | 94.9071 | 1
| LCA | Big Creek/Ventura | 8 | Typical Event Day | SCE | 1-in-10 | 2025 | 20 |  |  |  | 92.492 | 1
| LCA | Big Creek/Ventura | 8 | Typical Event Day | SCE | 1-in-10 | 2025 | 21 |  |  |  | 89.4821 | 1
| LCA | Big Creek/Ventura | 8 | Typical Event Day | SCE | 1-in-10 | 2025 | 22 |  |  |  | 86.4482 | 1
| LCA | Big Creek/Ventura | 8 | Typical Event Day | SCE | 1-in-10 | 2025 | 23 |  |  |  | 84.3057 | 1
| LCA | Big Creek/Ventura | 8 | Typical Event Day | SCE | 1-in-10 | 2025 | 24 |  |  |  | 83.0146 | 1
| LCA | Big Creek/Ventura | 9 | Average Weekday | SCE | 1-in-10 | 2025 | 1 |  |  |  | 70.2028 | 1
| LCA | Big Creek/Ventura | 9 | Average Weekday | SCE | 1-in-10 | 2025 | 2 |  |  |  | 69.1836 | 1
| LCA | Big Creek/Ventura | 9 | Average Weekday | SCE | 1-in-10 | 2025 | 3 |  |  |  | 68.2518 | 1
| LCA | Big Creek/Ventura | 9 | Average Weekday | SCE | 1-in-10 | 2025 | 4 |  |  |  | 67.4618 | 1
| LCA | Big Creek/Ventura | 9 | Average Weekday | SCE | 1-in-10 | 2025 | 5 |  |  |  | 66.5713 | 1
| LCA | Big Creek/Ventura | 9 | Average Weekday | SCE | 1-in-10 | 2025 | 6 |  |  |  | 65.7951 | 1
| LCA | Big Creek/Ventura | 9 | Average Weekday | SCE | 1-in-10 | 2025 | 7 |  |  |  | 65.2006 | 1
| LCA | Big Creek/Ventura | 9 | Average Weekday | SCE | 1-in-10 | 2025 | 8 |  |  |  | 64.7186 | 1
| LCA | Big Creek/Ventura | 9 | Average Weekday | SCE | 1-in-10 | 2025 | 9 |  |  |  | 65.7455 | 1
| LCA | Big Creek/Ventura | 9 | Average Weekday | SCE | 1-in-10 | 2025 | 10 |  |  |  | 69.433 | 1
| LCA | Big Creek/Ventura | 9 | Average Weekday | SCE | 1-in-10 | 2025 | 11 |  |  |  | 73.8913 | 1
| LCA | Big Creek/Ventura | 9 | Average Weekday | SCE | 1-in-10 | 2025 | 12 |  |  |  | 78.089 | 1
| LCA | Big Creek/Ventura | 9 | Average Weekday | SCE | 1-in-10 | 2025 | 13 |  |  |  | 81.4035 | 1
| LCA | Big Creek/Ventura | 9 | Average Weekday | SCE | 1-in-10 | 2025 | 14 |  |  |  | 83.8146 | 1
| LCA | Big Creek/Ventura | 9 | Average Weekday | SCE | 1-in-10 | 2025 | 15 |  |  |  | 85.4224 | 1
| LCA | Big Creek/Ventura | 9 | Average Weekday | SCE | 1-in-10 | 2025 | 16 |  |  |  | 86.0571 | 1
| LCA | Big Creek/Ventura | 9 | Average Weekday | SCE | 1-in-10 | 2025 | 17 |  |  |  | 85.7889 | 1
| LCA | Big Creek/Ventura | 9 | Average Weekday | SCE | 1-in-10 | 2025 | 18 |  |  |  | 84.8251 | 1
| LCA | Big Creek/Ventura | 9 | Average Weekday | SCE | 1-in-10 | 2025 | 19 |  |  |  | 82.9592 | 1
| LCA | Big Creek/Ventura | 9 | Average Weekday | SCE | 1-in-10 | 2025 | 20 |  |  |  | 79.8824 | 1
| LCA | Big Creek/Ventura | 9 | Average Weekday | SCE | 1-in-10 | 2025 | 21 |  |  |  | 76.5321 | 1
| LCA | Big Creek/Ventura | 9 | Average Weekday | SCE | 1-in-10 | 2025 | 22 |  |  |  | 74.4318 | 1
| LCA | Big Creek/Ventura | 9 | Average Weekday | SCE | 1-in-10 | 2025 | 23 |  |  |  | 72.679 | 1
| LCA | Big Creek/Ventura | 9 | Average Weekday | SCE | 1-in-10 | 2025 | 24 |  |  |  | 71.1678 | 1
| LCA | Big Creek/Ventura | 9 | Monthly System Peak Day | SCE | 1-in-10 | 2025 | 1 |  |  |  | 76.5886 | 1
| LCA | Big Creek/Ventura | 9 | Monthly System Peak Day | SCE | 1-in-10 | 2025 | 2 |  |  |  | 75.235 | 1
| LCA | Big Creek/Ventura | 9 | Monthly System Peak Day | SCE | 1-in-10 | 2025 | 3 |  |  |  | 73.8857 | 1
| LCA | Big Creek/Ventura | 9 | Monthly System Peak Day | SCE | 1-in-10 | 2025 | 4 |  |  |  | 73.9464 | 1
| LCA | Big Creek/Ventura | 9 | Monthly System Peak Day | SCE | 1-in-10 | 2025 | 5 |  |  |  | 74.2893 | 1
| LCA | Big Creek/Ventura | 9 | Monthly System Peak Day | SCE | 1-in-10 | 2025 | 6 |  |  |  | 72.6643 | 1
| LCA | Big Creek/Ventura | 9 | Monthly System Peak Day | SCE | 1-in-10 | 2025 | 7 |  |  |  | 72.9357 | 1
| LCA | Big Creek/Ventura | 9 | Monthly System Peak Day | SCE | 1-in-10 | 2025 | 8 |  |  |  | 72.825 | 1
| LCA | Big Creek/Ventura | 9 | Monthly System Peak Day | SCE | 1-in-10 | 2025 | 9 |  |  |  | 74.1043 | 1
| LCA | Big Creek/Ventura | 9 | Monthly System Peak Day | SCE | 1-in-10 | 2025 | 10 |  |  |  | 78.4857 | 1
| LCA | Big Creek/Ventura | 9 | Monthly System Peak Day | SCE | 1-in-10 | 2025 | 11 |  |  |  | 83.4 | 1
| LCA | Big Creek/Ventura | 9 | Monthly System Peak Day | SCE | 1-in-10 | 2025 | 12 |  |  |  | 87.9571 | 1
| LCA | Big Creek/Ventura | 9 | Monthly System Peak Day | SCE | 1-in-10 | 2025 | 13 |  |  |  | 90.9214 | 1
| LCA | Big Creek/Ventura | 9 | Monthly System Peak Day | SCE | 1-in-10 | 2025 | 14 |  |  |  | 93.5071 | 1
| LCA | Big Creek/Ventura | 9 | Monthly System Peak Day | SCE | 1-in-10 | 2025 | 15 |  |  |  | 95.0786 | 1
| LCA | Big Creek/Ventura | 9 | Monthly System Peak Day | SCE | 1-in-10 | 2025 | 16 |  |  |  | 96.4429 | 1
| LCA | Big Creek/Ventura | 9 | Monthly System Peak Day | SCE | 1-in-10 | 2025 | 17 |  |  |  | 97.1857 | 1
| LCA | Big Creek/Ventura | 9 | Monthly System Peak Day | SCE | 1-in-10 | 2025 | 18 |  |  |  | 96.3786 | 1
| LCA | Big Creek/Ventura | 9 | Monthly System Peak Day | SCE | 1-in-10 | 2025 | 19 |  |  |  | 93.7357 | 1
| LCA | Big Creek/Ventura | 9 | Monthly System Peak Day | SCE | 1-in-10 | 2025 | 20 |  |  |  | 91.0571 | 1
| LCA | Big Creek/Ventura | 9 | Monthly System Peak Day | SCE | 1-in-10 | 2025 | 21 |  |  |  | 88.3786 | 1
| LCA | Big Creek/Ventura | 9 | Monthly System Peak Day | SCE | 1-in-10 | 2025 | 22 |  |  |  | 85.8286 | 1
| LCA | Big Creek/Ventura | 9 | Monthly System Peak Day | SCE | 1-in-10 | 2025 | 23 |  |  |  | 83.9214 | 1
| LCA | Big Creek/Ventura | 9 | Monthly System Peak Day | SCE | 1-in-10 | 2025 | 24 |  |  |  | 82.0786 | 1
| LCA | Big Creek/Ventura | 10 | Average Weekday | SCE | 1-in-10 | 2025 | 1 |  |  |  | 64.6574 | 1
| LCA | Big Creek/Ventura | 10 | Average Weekday | SCE | 1-in-10 | 2025 | 2 |  |  |  | 63.6685 | 1
| LCA | Big Creek/Ventura | 10 | Average Weekday | SCE | 1-in-10 | 2025 | 3 |  |  |  | 62.8361 | 1
| LCA | Big Creek/Ventura | 10 | Average Weekday | SCE | 1-in-10 | 2025 | 4 |  |  |  | 61.9542 | 1
| LCA | Big Creek/Ventura | 10 | Average Weekday | SCE | 1-in-10 | 2025 | 5 |  |  |  | 61.1331 | 1
| LCA | Big Creek/Ventura | 10 | Average Weekday | SCE | 1-in-10 | 2025 | 6 |  |  |  | 60.6957 | 1
| LCA | Big Creek/Ventura | 10 | Average Weekday | SCE | 1-in-10 | 2025 | 7 |  |  |  | 60.0795 | 1
| LCA | Big Creek/Ventura | 10 | Average Weekday | SCE | 1-in-10 | 2025 | 8 |  |  |  | 59.6208 | 1
| LCA | Big Creek/Ventura | 10 | Average Weekday | SCE | 1-in-10 | 2025 | 9 |  |  |  | 60.0076 | 1
| LCA | Big Creek/Ventura | 10 | Average Weekday | SCE | 1-in-10 | 2025 | 10 |  |  |  | 63.1345 | 1
| LCA | Big Creek/Ventura | 10 | Average Weekday | SCE | 1-in-10 | 2025 | 11 |  |  |  | 67.9007 | 1
| LCA | Big Creek/Ventura | 10 | Average Weekday | SCE | 1-in-10 | 2025 | 12 |  |  |  | 72.4013 | 1
| LCA | Big Creek/Ventura | 10 | Average Weekday | SCE | 1-in-10 | 2025 | 13 |  |  |  | 75.8279 | 1
| LCA | Big Creek/Ventura | 10 | Average Weekday | SCE | 1-in-10 | 2025 | 14 |  |  |  | 78.2119 | 1
| LCA | Big Creek/Ventura | 10 | Average Weekday | SCE | 1-in-10 | 2025 | 15 |  |  |  | 79.6814 | 1
| LCA | Big Creek/Ventura | 10 | Average Weekday | SCE | 1-in-10 | 2025 | 16 |  |  |  | 80.4072 | 1
| LCA | Big Creek/Ventura | 10 | Average Weekday | SCE | 1-in-10 | 2025 | 17 |  |  |  | 80.5515 | 1
| LCA | Big Creek/Ventura | 10 | Average Weekday | SCE | 1-in-10 | 2025 | 18 |  |  |  | 79.6518 | 1
| LCA | Big Creek/Ventura | 10 | Average Weekday | SCE | 1-in-10 | 2025 | 19 |  |  |  | 77.5644 | 1
| LCA | Big Creek/Ventura | 10 | Average Weekday | SCE | 1-in-10 | 2025 | 20 |  |  |  | 74.3088 | 1
| LCA | Big Creek/Ventura | 10 | Average Weekday | SCE | 1-in-10 | 2025 | 21 |  |  |  | 71.652 | 1
| LCA | Big Creek/Ventura | 10 | Average Weekday | SCE | 1-in-10 | 2025 | 22 |  |  |  | 69.4339 | 1
| LCA | Big Creek/Ventura | 10 | Average Weekday | SCE | 1-in-10 | 2025 | 23 |  |  |  | 67.5514 | 1
| LCA | Big Creek/Ventura | 10 | Average Weekday | SCE | 1-in-10 | 2025 | 24 |  |  |  | 65.7874 | 1
| LCA | Big Creek/Ventura | 10 | Monthly System Peak Day | SCE | 1-in-10 | 2025 | 1 |  |  |  | 72.9114 | 1
| LCA | Big Creek/Ventura | 10 | Monthly System Peak Day | SCE | 1-in-10 | 2025 | 2 |  |  |  | 73.1943 | 1
| LCA | Big Creek/Ventura | 10 | Monthly System Peak Day | SCE | 1-in-10 | 2025 | 3 |  |  |  | 75.1807 | 1
| LCA | Big Creek/Ventura | 10 | Monthly System Peak Day | SCE | 1-in-10 | 2025 | 4 |  |  |  | 74.4336 | 1
| LCA | Big Creek/Ventura | 10 | Monthly System Peak Day | SCE | 1-in-10 | 2025 | 5 |  |  |  | 73.5214 | 1
| LCA | Big Creek/Ventura | 10 | Monthly System Peak Day | SCE | 1-in-10 | 2025 | 6 |  |  |  | 72.8371 | 1
| LCA | Big Creek/Ventura | 10 | Monthly System Peak Day | SCE | 1-in-10 | 2025 | 7 |  |  |  | 71.7614 | 1
| LCA | Big Creek/Ventura | 10 | Monthly System Peak Day | SCE | 1-in-10 | 2025 | 8 |  |  |  | 71.4336 | 1
| LCA | Big Creek/Ventura | 10 | Monthly System Peak Day | SCE | 1-in-10 | 2025 | 9 |  |  |  | 71.4886 | 1
| LCA | Big Creek/Ventura | 10 | Monthly System Peak Day | SCE | 1-in-10 | 2025 | 10 |  |  |  | 75.3786 | 1
| LCA | Big Creek/Ventura | 10 | Monthly System Peak Day | SCE | 1-in-10 | 2025 | 11 |  |  |  | 80.3886 | 1
| LCA | Big Creek/Ventura | 10 | Monthly System Peak Day | SCE | 1-in-10 | 2025 | 12 |  |  |  | 86.0643 | 1
| LCA | Big Creek/Ventura | 10 | Monthly System Peak Day | SCE | 1-in-10 | 2025 | 13 |  |  |  | 89.9 | 1
| LCA | Big Creek/Ventura | 10 | Monthly System Peak Day | SCE | 1-in-10 | 2025 | 14 |  |  |  | 91.2286 | 1
| LCA | Big Creek/Ventura | 10 | Monthly System Peak Day | SCE | 1-in-10 | 2025 | 15 |  |  |  | 92.8571 | 1
| LCA | Big Creek/Ventura | 10 | Monthly System Peak Day | SCE | 1-in-10 | 2025 | 16 |  |  |  | 93.7643 | 1
| LCA | Big Creek/Ventura | 10 | Monthly System Peak Day | SCE | 1-in-10 | 2025 | 17 |  |  |  | 94.8 | 1
| LCA | Big Creek/Ventura | 10 | Monthly System Peak Day | SCE | 1-in-10 | 2025 | 18 |  |  |  | 94.3429 | 1
| LCA | Big Creek/Ventura | 10 | Monthly System Peak Day | SCE | 1-in-10 | 2025 | 19 |  |  |  | 92.5071 | 1
| LCA | Big Creek/Ventura | 10 | Monthly System Peak Day | SCE | 1-in-10 | 2025 | 20 |  |  |  | 88.0714 | 1
| LCA | Big Creek/Ventura | 10 | Monthly System Peak Day | SCE | 1-in-10 | 2025 | 21 |  |  |  | 84.25 | 1
| LCA | Big Creek/Ventura | 10 | Monthly System Peak Day | SCE | 1-in-10 | 2025 | 22 |  |  |  | 80.5929 | 1
| LCA | Big Creek/Ventura | 10 | Monthly System Peak Day | SCE | 1-in-10 | 2025 | 23 |  |  |  | 78.5843 | 1
| LCA | Big Creek/Ventura | 10 | Monthly System Peak Day | SCE | 1-in-10 | 2025 | 24 |  |  |  | 76.1214 | 1
| LCA | Big Creek/Ventura | 11 | Average Weekday | SCE | 1-in-10 | 2025 | 1 |  |  |  | 53.2581 | 1
| LCA | Big Creek/Ventura | 11 | Average Weekday | SCE | 1-in-10 | 2025 | 2 |  |  |  | 52.2332 | 1
| LCA | Big Creek/Ventura | 11 | Average Weekday | SCE | 1-in-10 | 2025 | 3 |  |  |  | 51.3054 | 1
| LCA | Big Creek/Ventura | 11 | Average Weekday | SCE | 1-in-10 | 2025 | 4 |  |  |  | 50.3869 | 1
| LCA | Big Creek/Ventura | 11 | Average Weekday | SCE | 1-in-10 | 2025 | 5 |  |  |  | 49.5653 | 1
| LCA | Big Creek/Ventura | 11 | Average Weekday | SCE | 1-in-10 | 2025 | 6 |  |  |  | 48.9192 | 1
| LCA | Big Creek/Ventura | 11 | Average Weekday | SCE | 1-in-10 | 2025 | 7 |  |  |  | 48.5108 | 1
| LCA | Big Creek/Ventura | 11 | Average Weekday | SCE | 1-in-10 | 2025 | 8 |  |  |  | 48.19 | 1
| LCA | Big Creek/Ventura | 11 | Average Weekday | SCE | 1-in-10 | 2025 | 9 |  |  |  | 49.6874 | 1
| LCA | Big Creek/Ventura | 11 | Average Weekday | SCE | 1-in-10 | 2025 | 10 |  |  |  | 53.9557 | 1
| LCA | Big Creek/Ventura | 11 | Average Weekday | SCE | 1-in-10 | 2025 | 11 |  |  |  | 58.7942 | 1
| LCA | Big Creek/Ventura | 11 | Average Weekday | SCE | 1-in-10 | 2025 | 12 |  |  |  | 63.0026 | 1
| LCA | Big Creek/Ventura | 11 | Average Weekday | SCE | 1-in-10 | 2025 | 13 |  |  |  | 65.857 | 1
| LCA | Big Creek/Ventura | 11 | Average Weekday | SCE | 1-in-10 | 2025 | 14 |  |  |  | 67.6396 | 1
| LCA | Big Creek/Ventura | 11 | Average Weekday | SCE | 1-in-10 | 2025 | 15 |  |  |  | 68.5811 | 1
| LCA | Big Creek/Ventura | 11 | Average Weekday | SCE | 1-in-10 | 2025 | 16 |  |  |  | 68.8531 | 1
| LCA | Big Creek/Ventura | 11 | Average Weekday | SCE | 1-in-10 | 2025 | 17 |  |  |  | 68.3015 | 1
| LCA | Big Creek/Ventura | 11 | Average Weekday | SCE | 1-in-10 | 2025 | 18 |  |  |  | 66.4193 | 1
| LCA | Big Creek/Ventura | 11 | Average Weekday | SCE | 1-in-10 | 2025 | 19 |  |  |  | 63.5043 | 1
| LCA | Big Creek/Ventura | 11 | Average Weekday | SCE | 1-in-10 | 2025 | 20 |  |  |  | 60.7171 | 1
| LCA | Big Creek/Ventura | 11 | Average Weekday | SCE | 1-in-10 | 2025 | 21 |  |  |  | 58.3538 | 1
| LCA | Big Creek/Ventura | 11 | Average Weekday | SCE | 1-in-10 | 2025 | 22 |  |  |  | 56.4636 | 1
| LCA | Big Creek/Ventura | 11 | Average Weekday | SCE | 1-in-10 | 2025 | 23 |  |  |  | 55.1132 | 1
| LCA | Big Creek/Ventura | 11 | Average Weekday | SCE | 1-in-10 | 2025 | 24 |  |  |  | 54.0951 | 1
| LCA | Big Creek/Ventura | 11 | Monthly System Peak Day | SCE | 1-in-10 | 2025 | 1 |  |  |  | 64.8557 | 1
| LCA | Big Creek/Ventura | 11 | Monthly System Peak Day | SCE | 1-in-10 | 2025 | 2 |  |  |  | 63.4 | 1
| LCA | Big Creek/Ventura | 11 | Monthly System Peak Day | SCE | 1-in-10 | 2025 | 3 |  |  |  | 62.575 | 1
| LCA | Big Creek/Ventura | 11 | Monthly System Peak Day | SCE | 1-in-10 | 2025 | 4 |  |  |  | 60.9329 | 1
| LCA | Big Creek/Ventura | 11 | Monthly System Peak Day | SCE | 1-in-10 | 2025 | 5 |  |  |  | 60.2993 | 1
| LCA | Big Creek/Ventura | 11 | Monthly System Peak Day | SCE | 1-in-10 | 2025 | 6 |  |  |  | 58.755 | 1
| LCA | Big Creek/Ventura | 11 | Monthly System Peak Day | SCE | 1-in-10 | 2025 | 7 |  |  |  | 58.1757 | 1
| LCA | Big Creek/Ventura | 11 | Monthly System Peak Day | SCE | 1-in-10 | 2025 | 8 |  |  |  | 58.4971 | 1
| LCA | Big Creek/Ventura | 11 | Monthly System Peak Day | SCE | 1-in-10 | 2025 | 9 |  |  |  | 59.5321 | 1
| LCA | Big Creek/Ventura | 11 | Monthly System Peak Day | SCE | 1-in-10 | 2025 | 10 |  |  |  | 63.5629 | 1
| LCA | Big Creek/Ventura | 11 | Monthly System Peak Day | SCE | 1-in-10 | 2025 | 11 |  |  |  | 70.165 | 1
| LCA | Big Creek/Ventura | 11 | Monthly System Peak Day | SCE | 1-in-10 | 2025 | 12 |  |  |  | 76.7329 | 1
| LCA | Big Creek/Ventura | 11 | Monthly System Peak Day | SCE | 1-in-10 | 2025 | 13 |  |  |  | 80.7714 | 1
| LCA | Big Creek/Ventura | 11 | Monthly System Peak Day | SCE | 1-in-10 | 2025 | 14 |  |  |  | 83.5714 | 1
| LCA | Big Creek/Ventura | 11 | Monthly System Peak Day | SCE | 1-in-10 | 2025 | 15 |  |  |  | 84.6071 | 1
| LCA | Big Creek/Ventura | 11 | Monthly System Peak Day | SCE | 1-in-10 | 2025 | 16 |  |  |  | 85.3286 | 1
| LCA | Big Creek/Ventura | 11 | Monthly System Peak Day | SCE | 1-in-10 | 2025 | 17 |  |  |  | 85.3643 | 1
| LCA | Big Creek/Ventura | 11 | Monthly System Peak Day | SCE | 1-in-10 | 2025 | 18 |  |  |  | 84.1 | 1
| LCA | Big Creek/Ventura | 11 | Monthly System Peak Day | SCE | 1-in-10 | 2025 | 19 |  |  |  | 80.6929 | 1
| LCA | Big Creek/Ventura | 11 | Monthly System Peak Day | SCE | 1-in-10 | 2025 | 20 |  |  |  | 75.6357 | 1
| LCA | Big Creek/Ventura | 11 | Monthly System Peak Day | SCE | 1-in-10 | 2025 | 21 |  |  |  | 70.7864 | 1
| LCA | Big Creek/Ventura | 11 | Monthly System Peak Day | SCE | 1-in-10 | 2025 | 22 |  |  |  | 68.4421 | 1
| LCA | Big Creek/Ventura | 11 | Monthly System Peak Day | SCE | 1-in-10 | 2025 | 23 |  |  |  | 66.3479 | 1
| LCA | Big Creek/Ventura | 11 | Monthly System Peak Day | SCE | 1-in-10 | 2025 | 24 |  |  |  | 64.7529 | 1
| LCA | Big Creek/Ventura | 12 | Average Weekday | SCE | 1-in-10 | 2025 | 1 |  |  |  | 45.6414 | 1
| LCA | Big Creek/Ventura | 12 | Average Weekday | SCE | 1-in-10 | 2025 | 2 |  |  |  | 44.8109 | 1
| LCA | Big Creek/Ventura | 12 | Average Weekday | SCE | 1-in-10 | 2025 | 3 |  |  |  | 44.1837 | 1
| LCA | Big Creek/Ventura | 12 | Average Weekday | SCE | 1-in-10 | 2025 | 4 |  |  |  | 43.3696 | 1
| LCA | Big Creek/Ventura | 12 | Average Weekday | SCE | 1-in-10 | 2025 | 5 |  |  |  | 43.0515 | 1
| LCA | Big Creek/Ventura | 12 | Average Weekday | SCE | 1-in-10 | 2025 | 6 |  |  |  | 42.5648 | 1
| LCA | Big Creek/Ventura | 12 | Average Weekday | SCE | 1-in-10 | 2025 | 7 |  |  |  | 42.0354 | 1
| LCA | Big Creek/Ventura | 12 | Average Weekday | SCE | 1-in-10 | 2025 | 8 |  |  |  | 41.8085 | 1
| LCA | Big Creek/Ventura | 12 | Average Weekday | SCE | 1-in-10 | 2025 | 9 |  |  |  | 42.653 | 1
| LCA | Big Creek/Ventura | 12 | Average Weekday | SCE | 1-in-10 | 2025 | 10 |  |  |  | 46.058 | 1
| LCA | Big Creek/Ventura | 12 | Average Weekday | SCE | 1-in-10 | 2025 | 11 |  |  |  | 50.2263 | 1
| LCA | Big Creek/Ventura | 12 | Average Weekday | SCE | 1-in-10 | 2025 | 12 |  |  |  | 53.7152 | 1
| LCA | Big Creek/Ventura | 12 | Average Weekday | SCE | 1-in-10 | 2025 | 13 |  |  |  | 56.193 | 1
| LCA | Big Creek/Ventura | 12 | Average Weekday | SCE | 1-in-10 | 2025 | 14 |  |  |  | 57.7961 | 1
| LCA | Big Creek/Ventura | 12 | Average Weekday | SCE | 1-in-10 | 2025 | 15 |  |  |  | 58.6323 | 1
| LCA | Big Creek/Ventura | 12 | Average Weekday | SCE | 1-in-10 | 2025 | 16 |  |  |  | 58.9669 | 1
| LCA | Big Creek/Ventura | 12 | Average Weekday | SCE | 1-in-10 | 2025 | 17 |  |  |  | 58.4308 | 1
| LCA | Big Creek/Ventura | 12 | Average Weekday | SCE | 1-in-10 | 2025 | 18 |  |  |  | 56.5897 | 1
| LCA | Big Creek/Ventura | 12 | Average Weekday | SCE | 1-in-10 | 2025 | 19 |  |  |  | 54.0908 | 1
| LCA | Big Creek/Ventura | 12 | Average Weekday | SCE | 1-in-10 | 2025 | 20 |  |  |  | 51.9845 | 1
| LCA | Big Creek/Ventura | 12 | Average Weekday | SCE | 1-in-10 | 2025 | 21 |  |  |  | 50.3591 | 1
| LCA | Big Creek/Ventura | 12 | Average Weekday | SCE | 1-in-10 | 2025 | 22 |  |  |  | 49.0661 | 1
| LCA | Big Creek/Ventura | 12 | Average Weekday | SCE | 1-in-10 | 2025 | 23 |  |  |  | 47.7964 | 1
| LCA | Big Creek/Ventura | 12 | Average Weekday | SCE | 1-in-10 | 2025 | 24 |  |  |  | 46.9954 | 1
| LCA | Big Creek/Ventura | 12 | Monthly System Peak Day | SCE | 1-in-10 | 2025 | 1 |  |  |  | 40.7736 | 1
| LCA | Big Creek/Ventura | 12 | Monthly System Peak Day | SCE | 1-in-10 | 2025 | 2 |  |  |  | 40.2071 | 1
| LCA | Big Creek/Ventura | 12 | Monthly System Peak Day | SCE | 1-in-10 | 2025 | 3 |  |  |  | 38.9471 | 1
| LCA | Big Creek/Ventura | 12 | Monthly System Peak Day | SCE | 1-in-10 | 2025 | 4 |  |  |  | 37.6914 | 1
| LCA | Big Creek/Ventura | 12 | Monthly System Peak Day | SCE | 1-in-10 | 2025 | 5 |  |  |  | 37.0429 | 1
| LCA | Big Creek/Ventura | 12 | Monthly System Peak Day | SCE | 1-in-10 | 2025 | 6 |  |  |  | 35.6071 | 1
| LCA | Big Creek/Ventura | 12 | Monthly System Peak Day | SCE | 1-in-10 | 2025 | 7 |  |  |  | 34.0793 | 1
| LCA | Big Creek/Ventura | 12 | Monthly System Peak Day | SCE | 1-in-10 | 2025 | 8 |  |  |  | 33.665 | 1
| LCA | Big Creek/Ventura | 12 | Monthly System Peak Day | SCE | 1-in-10 | 2025 | 9 |  |  |  | 35.5443 | 1
| LCA | Big Creek/Ventura | 12 | Monthly System Peak Day | SCE | 1-in-10 | 2025 | 10 |  |  |  | 39.2764 | 1
| LCA | Big Creek/Ventura | 12 | Monthly System Peak Day | SCE | 1-in-10 | 2025 | 11 |  |  |  | 42.9014 | 1
| LCA | Big Creek/Ventura | 12 | Monthly System Peak Day | SCE | 1-in-10 | 2025 | 12 |  |  |  | 46.0714 | 1
| LCA | Big Creek/Ventura | 12 | Monthly System Peak Day | SCE | 1-in-10 | 2025 | 13 |  |  |  | 47.7536 | 1
| LCA | Big Creek/Ventura | 12 | Monthly System Peak Day | SCE | 1-in-10 | 2025 | 14 |  |  |  | 49.1129 | 1
| LCA | Big Creek/Ventura | 12 | Monthly System Peak Day | SCE | 1-in-10 | 2025 | 15 |  |  |  | 50.4914 | 1
| LCA | Big Creek/Ventura | 12 | Monthly System Peak Day | SCE | 1-in-10 | 2025 | 16 |  |  |  | 51.1093 | 1
| LCA | Big Creek/Ventura | 12 | Monthly System Peak Day | SCE | 1-in-10 | 2025 | 17 |  |  |  | 50.6336 | 1
| LCA | Big Creek/Ventura | 12 | Monthly System Peak Day | SCE | 1-in-10 | 2025 | 18 |  |  |  | 49.1286 | 1
| LCA | Big Creek/Ventura | 12 | Monthly System Peak Day | SCE | 1-in-10 | 2025 | 19 |  |  |  | 46.04 | 1
| LCA | Big Creek/Ventura | 12 | Monthly System Peak Day | SCE | 1-in-10 | 2025 | 20 |  |  |  | 43.6421 | 1
| LCA | Big Creek/Ventura | 12 | Monthly System Peak Day | SCE | 1-in-10 | 2025 | 21 |  |  |  | 41.805 | 1
| LCA | Big Creek/Ventura | 12 | Monthly System Peak Day | SCE | 1-in-10 | 2025 | 22 |  |  |  | 40.2143 | 1
| LCA | Big Creek/Ventura | 12 | Monthly System Peak Day | SCE | 1-in-10 | 2025 | 23 |  |  |  | 39.0786 | 1
| LCA | Big Creek/Ventura | 12 | Monthly System Peak Day | SCE | 1-in-10 | 2025 | 24 |  |  |  | 38.1714 | 1
| LCA | Big Creek/Ventura | 1 | Average Weekday | SCE | 1-in-10 | 2026 | 1 |  |  |  | 46.9726 | 1
| LCA | Big Creek/Ventura | 1 | Average Weekday | SCE | 1-in-10 | 2026 | 2 |  |  |  | 46.3899 | 1
| LCA | Big Creek/Ventura | 1 | Average Weekday | SCE | 1-in-10 | 2026 | 3 |  |  |  | 45.8098 | 1
| LCA | Big Creek/Ventura | 1 | Average Weekday | SCE | 1-in-10 | 2026 | 4 |  |  |  | 45.1295 | 1
| LCA | Big Creek/Ventura | 1 | Average Weekday | SCE | 1-in-10 | 2026 | 5 |  |  |  | 44.5356 | 1
| LCA | Big Creek/Ventura | 1 | Average Weekday | SCE | 1-in-10 | 2026 | 6 |  |  |  | 44.1452 | 1
| LCA | Big Creek/Ventura | 1 | Average Weekday | SCE | 1-in-10 | 2026 | 7 |  |  |  | 43.7767 | 1
| LCA | Big Creek/Ventura | 1 | Average Weekday | SCE | 1-in-10 | 2026 | 8 |  |  |  | 43.4369 | 1
| LCA | Big Creek/Ventura | 1 | Average Weekday | SCE | 1-in-10 | 2026 | 9 |  |  |  | 43.825 | 1
| LCA | Big Creek/Ventura | 1 | Average Weekday | SCE | 1-in-10 | 2026 | 10 |  |  |  | 46.4388 | 1
| LCA | Big Creek/Ventura | 1 | Average Weekday | SCE | 1-in-10 | 2026 | 11 |  |  |  | 50.0898 | 1
| LCA | Big Creek/Ventura | 1 | Average Weekday | SCE | 1-in-10 | 2026 | 12 |  |  |  | 53.082 | 1
| LCA | Big Creek/Ventura | 1 | Average Weekday | SCE | 1-in-10 | 2026 | 13 |  |  |  | 55.1166 | 1
| LCA | Big Creek/Ventura | 1 | Average Weekday | SCE | 1-in-10 | 2026 | 14 |  |  |  | 56.5521 | 1
| LCA | Big Creek/Ventura | 1 | Average Weekday | SCE | 1-in-10 | 2026 | 15 |  |  |  | 57.5392 | 1
| LCA | Big Creek/Ventura | 1 | Average Weekday | SCE | 1-in-10 | 2026 | 16 |  |  |  | 57.9567 | 1
| LCA | Big Creek/Ventura | 1 | Average Weekday | SCE | 1-in-10 | 2026 | 17 |  |  |  | 57.6834 | 1
| LCA | Big Creek/Ventura | 1 | Average Weekday | SCE | 1-in-10 | 2026 | 18 |  |  |  | 56.3685 | 1
| LCA | Big Creek/Ventura | 1 | Average Weekday | SCE | 1-in-10 | 2026 | 19 |  |  |  | 54.0957 | 1
| LCA | Big Creek/Ventura | 1 | Average Weekday | SCE | 1-in-10 | 2026 | 20 |  |  |  | 52.0419 | 1
| LCA | Big Creek/Ventura | 1 | Average Weekday | SCE | 1-in-10 | 2026 | 21 |  |  |  | 50.5806 | 1
| LCA | Big Creek/Ventura | 1 | Average Weekday | SCE | 1-in-10 | 2026 | 22 |  |  |  | 49.3198 | 1
| LCA | Big Creek/Ventura | 1 | Average Weekday | SCE | 1-in-10 | 2026 | 23 |  |  |  | 48.2823 | 1
| LCA | Big Creek/Ventura | 1 | Average Weekday | SCE | 1-in-10 | 2026 | 24 |  |  |  | 47.6345 | 1
| LCA | Big Creek/Ventura | 1 | Monthly System Peak Day | SCE | 1-in-10 | 2026 | 1 |  |  |  | 41.3479 | 1
| LCA | Big Creek/Ventura | 1 | Monthly System Peak Day | SCE | 1-in-10 | 2026 | 2 |  |  |  | 40.0943 | 1
| LCA | Big Creek/Ventura | 1 | Monthly System Peak Day | SCE | 1-in-10 | 2026 | 3 |  |  |  | 39.0714 | 1
| LCA | Big Creek/Ventura | 1 | Monthly System Peak Day | SCE | 1-in-10 | 2026 | 4 |  |  |  | 37.8993 | 1
| LCA | Big Creek/Ventura | 1 | Monthly System Peak Day | SCE | 1-in-10 | 2026 | 5 |  |  |  | 37.1579 | 1
| LCA | Big Creek/Ventura | 1 | Monthly System Peak Day | SCE | 1-in-10 | 2026 | 6 |  |  |  | 36.5943 | 1
| LCA | Big Creek/Ventura | 1 | Monthly System Peak Day | SCE | 1-in-10 | 2026 | 7 |  |  |  | 36.4721 | 1
| LCA | Big Creek/Ventura | 1 | Monthly System Peak Day | SCE | 1-in-10 | 2026 | 8 |  |  |  | 36.8593 | 1
| LCA | Big Creek/Ventura | 1 | Monthly System Peak Day | SCE | 1-in-10 | 2026 | 9 |  |  |  | 37.035 | 1
| LCA | Big Creek/Ventura | 1 | Monthly System Peak Day | SCE | 1-in-10 | 2026 | 10 |  |  |  | 39.5879 | 1
| LCA | Big Creek/Ventura | 1 | Monthly System Peak Day | SCE | 1-in-10 | 2026 | 11 |  |  |  | 42.2043 | 1
| LCA | Big Creek/Ventura | 1 | Monthly System Peak Day | SCE | 1-in-10 | 2026 | 12 |  |  |  | 44.2771 | 1
| LCA | Big Creek/Ventura | 1 | Monthly System Peak Day | SCE | 1-in-10 | 2026 | 13 |  |  |  | 43.8286 | 1
| LCA | Big Creek/Ventura | 1 | Monthly System Peak Day | SCE | 1-in-10 | 2026 | 14 |  |  |  | 44.5321 | 1
| LCA | Big Creek/Ventura | 1 | Monthly System Peak Day | SCE | 1-in-10 | 2026 | 15 |  |  |  | 45.7286 | 1
| LCA | Big Creek/Ventura | 1 | Monthly System Peak Day | SCE | 1-in-10 | 2026 | 16 |  |  |  | 46.5707 | 1
| LCA | Big Creek/Ventura | 1 | Monthly System Peak Day | SCE | 1-in-10 | 2026 | 17 |  |  |  | 47.0414 | 1
| LCA | Big Creek/Ventura | 1 | Monthly System Peak Day | SCE | 1-in-10 | 2026 | 18 |  |  |  | 45.9314 | 1
| LCA | Big Creek/Ventura | 1 | Monthly System Peak Day | SCE | 1-in-10 | 2026 | 19 |  |  |  | 43.87 | 1
| LCA | Big Creek/Ventura | 1 | Monthly System Peak Day | SCE | 1-in-10 | 2026 | 20 |  |  |  | 42.6786 | 1
| LCA | Big Creek/Ventura | 1 | Monthly System Peak Day | SCE | 1-in-10 | 2026 | 21 |  |  |  | 41.9493 | 1
| LCA | Big Creek/Ventura | 1 | Monthly System Peak Day | SCE | 1-in-10 | 2026 | 22 |  |  |  | 41.5471 | 1
| LCA | Big Creek/Ventura | 1 | Monthly System Peak Day | SCE | 1-in-10 | 2026 | 23 |  |  |  | 41.4043 | 1
| LCA | Big Creek/Ventura | 1 | Monthly System Peak Day | SCE | 1-in-10 | 2026 | 24 |  |  |  | 41.4957 | 1
| LCA | Big Creek/Ventura | 2 | Average Weekday | SCE | 1-in-10 | 2026 | 1 |  |  |  | 51.3747 | 1
| LCA | Big Creek/Ventura | 2 | Average Weekday | SCE | 1-in-10 | 2026 | 2 |  |  |  | 50.2988 | 1
| LCA | Big Creek/Ventura | 2 | Average Weekday | SCE | 1-in-10 | 2026 | 3 |  |  |  | 49.3487 | 1
| LCA | Big Creek/Ventura | 2 | Average Weekday | SCE | 1-in-10 | 2026 | 4 |  |  |  | 48.3699 | 1
| LCA | Big Creek/Ventura | 2 | Average Weekday | SCE | 1-in-10 | 2026 | 5 |  |  |  | 47.5163 | 1
| LCA | Big Creek/Ventura | 2 | Average Weekday | SCE | 1-in-10 | 2026 | 6 |  |  |  | 46.9323 | 1
| LCA | Big Creek/Ventura | 2 | Average Weekday | SCE | 1-in-10 | 2026 | 7 |  |  |  | 46.2951 | 1
| LCA | Big Creek/Ventura | 2 | Average Weekday | SCE | 1-in-10 | 2026 | 8 |  |  |  | 45.82 | 1
| LCA | Big Creek/Ventura | 2 | Average Weekday | SCE | 1-in-10 | 2026 | 9 |  |  |  | 47.1328 | 1
| LCA | Big Creek/Ventura | 2 | Average Weekday | SCE | 1-in-10 | 2026 | 10 |  |  |  | 51.5254 | 1
| LCA | Big Creek/Ventura | 2 | Average Weekday | SCE | 1-in-10 | 2026 | 11 |  |  |  | 56.5846 | 1
| LCA | Big Creek/Ventura | 2 | Average Weekday | SCE | 1-in-10 | 2026 | 12 |  |  |  | 60.71 | 1
| LCA | Big Creek/Ventura | 2 | Average Weekday | SCE | 1-in-10 | 2026 | 13 |  |  |  | 63.6338 | 1
| LCA | Big Creek/Ventura | 2 | Average Weekday | SCE | 1-in-10 | 2026 | 14 |  |  |  | 65.324 | 1
| LCA | Big Creek/Ventura | 2 | Average Weekday | SCE | 1-in-10 | 2026 | 15 |  |  |  | 66.1792 | 1
| LCA | Big Creek/Ventura | 2 | Average Weekday | SCE | 1-in-10 | 2026 | 16 |  |  |  | 66.7071 | 1
| LCA | Big Creek/Ventura | 2 | Average Weekday | SCE | 1-in-10 | 2026 | 17 |  |  |  | 66.5629 | 1
| LCA | Big Creek/Ventura | 2 | Average Weekday | SCE | 1-in-10 | 2026 | 18 |  |  |  | 65.2747 | 1
| LCA | Big Creek/Ventura | 2 | Average Weekday | SCE | 1-in-10 | 2026 | 19 |  |  |  | 62.4796 | 1
| LCA | Big Creek/Ventura | 2 | Average Weekday | SCE | 1-in-10 | 2026 | 20 |  |  |  | 59.6118 | 1
| LCA | Big Creek/Ventura | 2 | Average Weekday | SCE | 1-in-10 | 2026 | 21 |  |  |  | 57.2356 | 1
| LCA | Big Creek/Ventura | 2 | Average Weekday | SCE | 1-in-10 | 2026 | 22 |  |  |  | 55.0794 | 1
| LCA | Big Creek/Ventura | 2 | Average Weekday | SCE | 1-in-10 | 2026 | 23 |  |  |  | 53.3956 | 1
| LCA | Big Creek/Ventura | 2 | Average Weekday | SCE | 1-in-10 | 2026 | 24 |  |  |  | 51.9445 | 1
| LCA | Big Creek/Ventura | 2 | Monthly System Peak Day | SCE | 1-in-10 | 2026 | 1 |  |  |  | 62.7979 | 1
| LCA | Big Creek/Ventura | 2 | Monthly System Peak Day | SCE | 1-in-10 | 2026 | 2 |  |  |  | 60.5921 | 1
| LCA | Big Creek/Ventura | 2 | Monthly System Peak Day | SCE | 1-in-10 | 2026 | 3 |  |  |  | 60.4593 | 1
| LCA | Big Creek/Ventura | 2 | Monthly System Peak Day | SCE | 1-in-10 | 2026 | 4 |  |  |  | 59.0757 | 1
| LCA | Big Creek/Ventura | 2 | Monthly System Peak Day | SCE | 1-in-10 | 2026 | 5 |  |  |  | 57.5821 | 1
| LCA | Big Creek/Ventura | 2 | Monthly System Peak Day | SCE | 1-in-10 | 2026 | 6 |  |  |  | 55.4229 | 1
| LCA | Big Creek/Ventura | 2 | Monthly System Peak Day | SCE | 1-in-10 | 2026 | 7 |  |  |  | 54.08 | 1
| LCA | Big Creek/Ventura | 2 | Monthly System Peak Day | SCE | 1-in-10 | 2026 | 8 |  |  |  | 52.9957 | 1
| LCA | Big Creek/Ventura | 2 | Monthly System Peak Day | SCE | 1-in-10 | 2026 | 9 |  |  |  | 54.8779 | 1
| LCA | Big Creek/Ventura | 2 | Monthly System Peak Day | SCE | 1-in-10 | 2026 | 10 |  |  |  | 60.7657 | 1
| LCA | Big Creek/Ventura | 2 | Monthly System Peak Day | SCE | 1-in-10 | 2026 | 11 |  |  |  | 66.5386 | 1
| LCA | Big Creek/Ventura | 2 | Monthly System Peak Day | SCE | 1-in-10 | 2026 | 12 |  |  |  | 71.4286 | 1
| LCA | Big Creek/Ventura | 2 | Monthly System Peak Day | SCE | 1-in-10 | 2026 | 13 |  |  |  | 75.2543 | 1
| LCA | Big Creek/Ventura | 2 | Monthly System Peak Day | SCE | 1-in-10 | 2026 | 14 |  |  |  | 77.06 | 1
| LCA | Big Creek/Ventura | 2 | Monthly System Peak Day | SCE | 1-in-10 | 2026 | 15 |  |  |  | 78.1643 | 1
| LCA | Big Creek/Ventura | 2 | Monthly System Peak Day | SCE | 1-in-10 | 2026 | 16 |  |  |  | 79.4286 | 1
| LCA | Big Creek/Ventura | 2 | Monthly System Peak Day | SCE | 1-in-10 | 2026 | 17 |  |  |  | 79.3286 | 1
| LCA | Big Creek/Ventura | 2 | Monthly System Peak Day | SCE | 1-in-10 | 2026 | 18 |  |  |  | 78.4 | 1
| LCA | Big Creek/Ventura | 2 | Monthly System Peak Day | SCE | 1-in-10 | 2026 | 19 |  |  |  | 74.6357 | 1
| LCA | Big Creek/Ventura | 2 | Monthly System Peak Day | SCE | 1-in-10 | 2026 | 20 |  |  |  | 69.9336 | 1
| LCA | Big Creek/Ventura | 2 | Monthly System Peak Day | SCE | 1-in-10 | 2026 | 21 |  |  |  | 65.4836 | 1
| LCA | Big Creek/Ventura | 2 | Monthly System Peak Day | SCE | 1-in-10 | 2026 | 22 |  |  |  | 61.9921 | 1
| LCA | Big Creek/Ventura | 2 | Monthly System Peak Day | SCE | 1-in-10 | 2026 | 23 |  |  |  | 60.215 | 1
| LCA | Big Creek/Ventura | 2 | Monthly System Peak Day | SCE | 1-in-10 | 2026 | 24 |  |  |  | 59.5486 | 1
| LCA | Big Creek/Ventura | 3 | Average Weekday | SCE | 1-in-10 | 2026 | 1 |  |  |  | 55.76 | 1
| LCA | Big Creek/Ventura | 3 | Average Weekday | SCE | 1-in-10 | 2026 | 2 |  |  |  | 54.6302 | 1
| LCA | Big Creek/Ventura | 3 | Average Weekday | SCE | 1-in-10 | 2026 | 3 |  |  |  | 53.6954 | 1
| LCA | Big Creek/Ventura | 3 | Average Weekday | SCE | 1-in-10 | 2026 | 4 |  |  |  | 52.8489 | 1
| LCA | Big Creek/Ventura | 3 | Average Weekday | SCE | 1-in-10 | 2026 | 5 |  |  |  | 51.8634 | 1
| LCA | Big Creek/Ventura | 3 | Average Weekday | SCE | 1-in-10 | 2026 | 6 |  |  |  | 51.0123 | 1
| LCA | Big Creek/Ventura | 3 | Average Weekday | SCE | 1-in-10 | 2026 | 7 |  |  |  | 50.3326 | 1
| LCA | Big Creek/Ventura | 3 | Average Weekday | SCE | 1-in-10 | 2026 | 8 |  |  |  | 49.9971 | 1
| LCA | Big Creek/Ventura | 3 | Average Weekday | SCE | 1-in-10 | 2026 | 9 |  |  |  | 51.0948 | 1
| LCA | Big Creek/Ventura | 3 | Average Weekday | SCE | 1-in-10 | 2026 | 10 |  |  |  | 54.9948 | 1
| LCA | Big Creek/Ventura | 3 | Average Weekday | SCE | 1-in-10 | 2026 | 11 |  |  |  | 59.737 | 1
| LCA | Big Creek/Ventura | 3 | Average Weekday | SCE | 1-in-10 | 2026 | 12 |  |  |  | 63.8311 | 1
| LCA | Big Creek/Ventura | 3 | Average Weekday | SCE | 1-in-10 | 2026 | 13 |  |  |  | 67.0932 | 1
| LCA | Big Creek/Ventura | 3 | Average Weekday | SCE | 1-in-10 | 2026 | 14 |  |  |  | 69.3943 | 1
| LCA | Big Creek/Ventura | 3 | Average Weekday | SCE | 1-in-10 | 2026 | 15 |  |  |  | 70.8584 | 1
| LCA | Big Creek/Ventura | 3 | Average Weekday | SCE | 1-in-10 | 2026 | 16 |  |  |  | 71.6505 | 1
| LCA | Big Creek/Ventura | 3 | Average Weekday | SCE | 1-in-10 | 2026 | 17 |  |  |  | 71.9429 | 1
| LCA | Big Creek/Ventura | 3 | Average Weekday | SCE | 1-in-10 | 2026 | 18 |  |  |  | 71.2563 | 1
| LCA | Big Creek/Ventura | 3 | Average Weekday | SCE | 1-in-10 | 2026 | 19 |  |  |  | 69.5572 | 1
| LCA | Big Creek/Ventura | 3 | Average Weekday | SCE | 1-in-10 | 2026 | 20 |  |  |  | 66.8135 | 1
| LCA | Big Creek/Ventura | 3 | Average Weekday | SCE | 1-in-10 | 2026 | 21 |  |  |  | 63.5231 | 1
| LCA | Big Creek/Ventura | 3 | Average Weekday | SCE | 1-in-10 | 2026 | 22 |  |  |  | 61.2592 | 1
| LCA | Big Creek/Ventura | 3 | Average Weekday | SCE | 1-in-10 | 2026 | 23 |  |  |  | 59.4613 | 1
| LCA | Big Creek/Ventura | 3 | Average Weekday | SCE | 1-in-10 | 2026 | 24 |  |  |  | 58.0116 | 1
| LCA | Big Creek/Ventura | 3 | Monthly System Peak Day | SCE | 1-in-10 | 2026 | 1 |  |  |  | 62.9286 | 1
| LCA | Big Creek/Ventura | 3 | Monthly System Peak Day | SCE | 1-in-10 | 2026 | 2 |  |  |  | 61.1979 | 1
| LCA | Big Creek/Ventura | 3 | Monthly System Peak Day | SCE | 1-in-10 | 2026 | 3 |  |  |  | 59.1257 | 1
| LCA | Big Creek/Ventura | 3 | Monthly System Peak Day | SCE | 1-in-10 | 2026 | 4 |  |  |  | 58.2714 | 1
| LCA | Big Creek/Ventura | 3 | Monthly System Peak Day | SCE | 1-in-10 | 2026 | 5 |  |  |  | 57.7179 | 1
| LCA | Big Creek/Ventura | 3 | Monthly System Peak Day | SCE | 1-in-10 | 2026 | 6 |  |  |  | 56.9114 | 1
| LCA | Big Creek/Ventura | 3 | Monthly System Peak Day | SCE | 1-in-10 | 2026 | 7 |  |  |  | 55.6436 | 1
| LCA | Big Creek/Ventura | 3 | Monthly System Peak Day | SCE | 1-in-10 | 2026 | 8 |  |  |  | 54.6729 | 1
| LCA | Big Creek/Ventura | 3 | Monthly System Peak Day | SCE | 1-in-10 | 2026 | 9 |  |  |  | 55.8821 | 1
| LCA | Big Creek/Ventura | 3 | Monthly System Peak Day | SCE | 1-in-10 | 2026 | 10 |  |  |  | 61.4086 | 1
| LCA | Big Creek/Ventura | 3 | Monthly System Peak Day | SCE | 1-in-10 | 2026 | 11 |  |  |  | 67.5364 | 1
| LCA | Big Creek/Ventura | 3 | Monthly System Peak Day | SCE | 1-in-10 | 2026 | 12 |  |  |  | 73.5307 | 1
| LCA | Big Creek/Ventura | 3 | Monthly System Peak Day | SCE | 1-in-10 | 2026 | 13 |  |  |  | 78.6286 | 1
| LCA | Big Creek/Ventura | 3 | Monthly System Peak Day | SCE | 1-in-10 | 2026 | 14 |  |  |  | 81.6357 | 1
| LCA | Big Creek/Ventura | 3 | Monthly System Peak Day | SCE | 1-in-10 | 2026 | 15 |  |  |  | 84.1429 | 1
| LCA | Big Creek/Ventura | 3 | Monthly System Peak Day | SCE | 1-in-10 | 2026 | 16 |  |  |  | 85.3286 | 1
| LCA | Big Creek/Ventura | 3 | Monthly System Peak Day | SCE | 1-in-10 | 2026 | 17 |  |  |  | 85.2429 | 1
| LCA | Big Creek/Ventura | 3 | Monthly System Peak Day | SCE | 1-in-10 | 2026 | 18 |  |  |  | 84.9286 | 1
| LCA | Big Creek/Ventura | 3 | Monthly System Peak Day | SCE | 1-in-10 | 2026 | 19 |  |  |  | 83.1136 | 1
| LCA | Big Creek/Ventura | 3 | Monthly System Peak Day | SCE | 1-in-10 | 2026 | 20 |  |  |  | 80.1564 | 1
| LCA | Big Creek/Ventura | 3 | Monthly System Peak Day | SCE | 1-in-10 | 2026 | 21 |  |  |  | 75.1193 | 1
| LCA | Big Creek/Ventura | 3 | Monthly System Peak Day | SCE | 1-in-10 | 2026 | 22 |  |  |  | 70.7171 | 1
| LCA | Big Creek/Ventura | 3 | Monthly System Peak Day | SCE | 1-in-10 | 2026 | 23 |  |  |  | 67.4014 | 1
| LCA | Big Creek/Ventura | 3 | Monthly System Peak Day | SCE | 1-in-10 | 2026 | 24 |  |  |  | 64.9371 | 1
| LCA | Big Creek/Ventura | 4 | Average Weekday | SCE | 1-in-10 | 2026 | 1 |  |  |  | 57.6326 | 1
| LCA | Big Creek/Ventura | 4 | Average Weekday | SCE | 1-in-10 | 2026 | 2 |  |  |  | 56.4057 | 1
| LCA | Big Creek/Ventura | 4 | Average Weekday | SCE | 1-in-10 | 2026 | 3 |  |  |  | 55.5479 | 1
| LCA | Big Creek/Ventura | 4 | Average Weekday | SCE | 1-in-10 | 2026 | 4 |  |  |  | 54.5992 | 1
| LCA | Big Creek/Ventura | 4 | Average Weekday | SCE | 1-in-10 | 2026 | 5 |  |  |  | 53.688 | 1
| LCA | Big Creek/Ventura | 4 | Average Weekday | SCE | 1-in-10 | 2026 | 6 |  |  |  | 53.0014 | 1
| LCA | Big Creek/Ventura | 4 | Average Weekday | SCE | 1-in-10 | 2026 | 7 |  |  |  | 52.3473 | 1
| LCA | Big Creek/Ventura | 4 | Average Weekday | SCE | 1-in-10 | 2026 | 8 |  |  |  | 52.0583 | 1
| LCA | Big Creek/Ventura | 4 | Average Weekday | SCE | 1-in-10 | 2026 | 9 |  |  |  | 53.8128 | 1
| LCA | Big Creek/Ventura | 4 | Average Weekday | SCE | 1-in-10 | 2026 | 10 |  |  |  | 57.9408 | 1
| LCA | Big Creek/Ventura | 4 | Average Weekday | SCE | 1-in-10 | 2026 | 11 |  |  |  | 61.8429 | 1
| LCA | Big Creek/Ventura | 4 | Average Weekday | SCE | 1-in-10 | 2026 | 12 |  |  |  | 65.2534 | 1
| LCA | Big Creek/Ventura | 4 | Average Weekday | SCE | 1-in-10 | 2026 | 13 |  |  |  | 67.9803 | 1
| LCA | Big Creek/Ventura | 4 | Average Weekday | SCE | 1-in-10 | 2026 | 14 |  |  |  | 69.9663 | 1
| LCA | Big Creek/Ventura | 4 | Average Weekday | SCE | 1-in-10 | 2026 | 15 |  |  |  | 71.2935 | 1
| LCA | Big Creek/Ventura | 4 | Average Weekday | SCE | 1-in-10 | 2026 | 16 |  |  |  | 71.9866 | 1
| LCA | Big Creek/Ventura | 4 | Average Weekday | SCE | 1-in-10 | 2026 | 17 |  |  |  | 72.0635 | 1
| LCA | Big Creek/Ventura | 4 | Average Weekday | SCE | 1-in-10 | 2026 | 18 |  |  |  | 71.4416 | 1
| LCA | Big Creek/Ventura | 4 | Average Weekday | SCE | 1-in-10 | 2026 | 19 |  |  |  | 69.9954 | 1
| LCA | Big Creek/Ventura | 4 | Average Weekday | SCE | 1-in-10 | 2026 | 20 |  |  |  | 67.8065 | 1
| LCA | Big Creek/Ventura | 4 | Average Weekday | SCE | 1-in-10 | 2026 | 21 |  |  |  | 64.8983 | 1
| LCA | Big Creek/Ventura | 4 | Average Weekday | SCE | 1-in-10 | 2026 | 22 |  |  |  | 62.5152 | 1
| LCA | Big Creek/Ventura | 4 | Average Weekday | SCE | 1-in-10 | 2026 | 23 |  |  |  | 60.6633 | 1
| LCA | Big Creek/Ventura | 4 | Average Weekday | SCE | 1-in-10 | 2026 | 24 |  |  |  | 59.0916 | 1
| LCA | Big Creek/Ventura | 4 | Monthly System Peak Day | SCE | 1-in-10 | 2026 | 1 |  |  |  | 67.3443 | 1
| LCA | Big Creek/Ventura | 4 | Monthly System Peak Day | SCE | 1-in-10 | 2026 | 2 |  |  |  | 65.9207 | 1
| LCA | Big Creek/Ventura | 4 | Monthly System Peak Day | SCE | 1-in-10 | 2026 | 3 |  |  |  | 65.0814 | 1
| LCA | Big Creek/Ventura | 4 | Monthly System Peak Day | SCE | 1-in-10 | 2026 | 4 |  |  |  | 63.8121 | 1
| LCA | Big Creek/Ventura | 4 | Monthly System Peak Day | SCE | 1-in-10 | 2026 | 5 |  |  |  | 62.6157 | 1
| LCA | Big Creek/Ventura | 4 | Monthly System Peak Day | SCE | 1-in-10 | 2026 | 6 |  |  |  | 61.2721 | 1
| LCA | Big Creek/Ventura | 4 | Monthly System Peak Day | SCE | 1-in-10 | 2026 | 7 |  |  |  | 60.1821 | 1
| LCA | Big Creek/Ventura | 4 | Monthly System Peak Day | SCE | 1-in-10 | 2026 | 8 |  |  |  | 59.4121 | 1
| LCA | Big Creek/Ventura | 4 | Monthly System Peak Day | SCE | 1-in-10 | 2026 | 9 |  |  |  | 62.43 | 1
| LCA | Big Creek/Ventura | 4 | Monthly System Peak Day | SCE | 1-in-10 | 2026 | 10 |  |  |  | 68.1557 | 1
| LCA | Big Creek/Ventura | 4 | Monthly System Peak Day | SCE | 1-in-10 | 2026 | 11 |  |  |  | 74.0407 | 1
| LCA | Big Creek/Ventura | 4 | Monthly System Peak Day | SCE | 1-in-10 | 2026 | 12 |  |  |  | 79.2636 | 1
| LCA | Big Creek/Ventura | 4 | Monthly System Peak Day | SCE | 1-in-10 | 2026 | 13 |  |  |  | 83.0279 | 1
| LCA | Big Creek/Ventura | 4 | Monthly System Peak Day | SCE | 1-in-10 | 2026 | 14 |  |  |  | 86.0857 | 1
| LCA | Big Creek/Ventura | 4 | Monthly System Peak Day | SCE | 1-in-10 | 2026 | 15 |  |  |  | 87.2643 | 1
| LCA | Big Creek/Ventura | 4 | Monthly System Peak Day | SCE | 1-in-10 | 2026 | 16 |  |  |  | 87.4643 | 1
| LCA | Big Creek/Ventura | 4 | Monthly System Peak Day | SCE | 1-in-10 | 2026 | 17 |  |  |  | 86.4571 | 1
| LCA | Big Creek/Ventura | 4 | Monthly System Peak Day | SCE | 1-in-10 | 2026 | 18 |  |  |  | 85.5857 | 1
| LCA | Big Creek/Ventura | 4 | Monthly System Peak Day | SCE | 1-in-10 | 2026 | 19 |  |  |  | 83.6843 | 1
| LCA | Big Creek/Ventura | 4 | Monthly System Peak Day | SCE | 1-in-10 | 2026 | 20 |  |  |  | 80.7464 | 1
| LCA | Big Creek/Ventura | 4 | Monthly System Peak Day | SCE | 1-in-10 | 2026 | 21 |  |  |  | 76.3129 | 1
| LCA | Big Creek/Ventura | 4 | Monthly System Peak Day | SCE | 1-in-10 | 2026 | 22 |  |  |  | 72.2921 | 1
| LCA | Big Creek/Ventura | 4 | Monthly System Peak Day | SCE | 1-in-10 | 2026 | 23 |  |  |  | 70.0786 | 1
| LCA | Big Creek/Ventura | 4 | Monthly System Peak Day | SCE | 1-in-10 | 2026 | 24 |  |  |  | 68.7064 | 1
| LCA | Big Creek/Ventura | 5 | Average Weekday | SCE | 1-in-10 | 2026 | 1 |  |  |  | 62.5912 | 1
| LCA | Big Creek/Ventura | 5 | Average Weekday | SCE | 1-in-10 | 2026 | 2 |  |  |  | 61.3025 | 1
| LCA | Big Creek/Ventura | 5 | Average Weekday | SCE | 1-in-10 | 2026 | 3 |  |  |  | 60.0848 | 1
| LCA | Big Creek/Ventura | 5 | Average Weekday | SCE | 1-in-10 | 2026 | 4 |  |  |  | 58.8481 | 1
| LCA | Big Creek/Ventura | 5 | Average Weekday | SCE | 1-in-10 | 2026 | 5 |  |  |  | 58.0431 | 1
| LCA | Big Creek/Ventura | 5 | Average Weekday | SCE | 1-in-10 | 2026 | 6 |  |  |  | 57.2156 | 1
| LCA | Big Creek/Ventura | 5 | Average Weekday | SCE | 1-in-10 | 2026 | 7 |  |  |  | 56.479 | 1
| LCA | Big Creek/Ventura | 5 | Average Weekday | SCE | 1-in-10 | 2026 | 8 |  |  |  | 56.8888 | 1
| LCA | Big Creek/Ventura | 5 | Average Weekday | SCE | 1-in-10 | 2026 | 9 |  |  |  | 60.1908 | 1
| LCA | Big Creek/Ventura | 5 | Average Weekday | SCE | 1-in-10 | 2026 | 10 |  |  |  | 64.6334 | 1
| LCA | Big Creek/Ventura | 5 | Average Weekday | SCE | 1-in-10 | 2026 | 11 |  |  |  | 68.5848 | 1
| LCA | Big Creek/Ventura | 5 | Average Weekday | SCE | 1-in-10 | 2026 | 12 |  |  |  | 71.6441 | 1
| LCA | Big Creek/Ventura | 5 | Average Weekday | SCE | 1-in-10 | 2026 | 13 |  |  |  | 74.0241 | 1
| LCA | Big Creek/Ventura | 5 | Average Weekday | SCE | 1-in-10 | 2026 | 14 |  |  |  | 75.6921 | 1
| LCA | Big Creek/Ventura | 5 | Average Weekday | SCE | 1-in-10 | 2026 | 15 |  |  |  | 76.7916 | 1
| LCA | Big Creek/Ventura | 5 | Average Weekday | SCE | 1-in-10 | 2026 | 16 |  |  |  | 77.2805 | 1
| LCA | Big Creek/Ventura | 5 | Average Weekday | SCE | 1-in-10 | 2026 | 17 |  |  |  | 77.2165 | 1
| LCA | Big Creek/Ventura | 5 | Average Weekday | SCE | 1-in-10 | 2026 | 18 |  |  |  | 76.5896 | 1
| LCA | Big Creek/Ventura | 5 | Average Weekday | SCE | 1-in-10 | 2026 | 19 |  |  |  | 75.461 | 1
| LCA | Big Creek/Ventura | 5 | Average Weekday | SCE | 1-in-10 | 2026 | 20 |  |  |  | 73.5426 | 1
| LCA | Big Creek/Ventura | 5 | Average Weekday | SCE | 1-in-10 | 2026 | 21 |  |  |  | 70.8603 | 1
| LCA | Big Creek/Ventura | 5 | Average Weekday | SCE | 1-in-10 | 2026 | 22 |  |  |  | 68.0311 | 1
| LCA | Big Creek/Ventura | 5 | Average Weekday | SCE | 1-in-10 | 2026 | 23 |  |  |  | 66.0109 | 1
| LCA | Big Creek/Ventura | 5 | Average Weekday | SCE | 1-in-10 | 2026 | 24 |  |  |  | 64.0741 | 1
| LCA | Big Creek/Ventura | 5 | Monthly System Peak Day | SCE | 1-in-10 | 2026 | 1 |  |  |  | 73.7593 | 1
| LCA | Big Creek/Ventura | 5 | Monthly System Peak Day | SCE | 1-in-10 | 2026 | 2 |  |  |  | 71.6129 | 1
| LCA | Big Creek/Ventura | 5 | Monthly System Peak Day | SCE | 1-in-10 | 2026 | 3 |  |  |  | 69.8557 | 1
| LCA | Big Creek/Ventura | 5 | Monthly System Peak Day | SCE | 1-in-10 | 2026 | 4 |  |  |  | 68.0679 | 1
| LCA | Big Creek/Ventura | 5 | Monthly System Peak Day | SCE | 1-in-10 | 2026 | 5 |  |  |  | 65.8314 | 1
| LCA | Big Creek/Ventura | 5 | Monthly System Peak Day | SCE | 1-in-10 | 2026 | 6 |  |  |  | 64.9371 | 1
| LCA | Big Creek/Ventura | 5 | Monthly System Peak Day | SCE | 1-in-10 | 2026 | 7 |  |  |  | 64.2586 | 1
| LCA | Big Creek/Ventura | 5 | Monthly System Peak Day | SCE | 1-in-10 | 2026 | 8 |  |  |  | 64.3064 | 1
| LCA | Big Creek/Ventura | 5 | Monthly System Peak Day | SCE | 1-in-10 | 2026 | 9 |  |  |  | 68.5121 | 1
| LCA | Big Creek/Ventura | 5 | Monthly System Peak Day | SCE | 1-in-10 | 2026 | 10 |  |  |  | 74.5079 | 1
| LCA | Big Creek/Ventura | 5 | Monthly System Peak Day | SCE | 1-in-10 | 2026 | 11 |  |  |  | 80.8571 | 1
| LCA | Big Creek/Ventura | 5 | Monthly System Peak Day | SCE | 1-in-10 | 2026 | 12 |  |  |  | 85.8971 | 1
| LCA | Big Creek/Ventura | 5 | Monthly System Peak Day | SCE | 1-in-10 | 2026 | 13 |  |  |  | 89.2071 | 1
| LCA | Big Creek/Ventura | 5 | Monthly System Peak Day | SCE | 1-in-10 | 2026 | 14 |  |  |  | 91.3857 | 1
| LCA | Big Creek/Ventura | 5 | Monthly System Peak Day | SCE | 1-in-10 | 2026 | 15 |  |  |  | 92.3 | 1
| LCA | Big Creek/Ventura | 5 | Monthly System Peak Day | SCE | 1-in-10 | 2026 | 16 |  |  |  | 92.5643 | 1
| LCA | Big Creek/Ventura | 5 | Monthly System Peak Day | SCE | 1-in-10 | 2026 | 17 |  |  |  | 92.3714 | 1
| LCA | Big Creek/Ventura | 5 | Monthly System Peak Day | SCE | 1-in-10 | 2026 | 18 |  |  |  | 91.9429 | 1
| LCA | Big Creek/Ventura | 5 | Monthly System Peak Day | SCE | 1-in-10 | 2026 | 19 |  |  |  | 90.6 | 1
| LCA | Big Creek/Ventura | 5 | Monthly System Peak Day | SCE | 1-in-10 | 2026 | 20 |  |  |  | 87.835 | 1
| LCA | Big Creek/Ventura | 5 | Monthly System Peak Day | SCE | 1-in-10 | 2026 | 21 |  |  |  | 83.1979 | 1
| LCA | Big Creek/Ventura | 5 | Monthly System Peak Day | SCE | 1-in-10 | 2026 | 22 |  |  |  | 79.3571 | 1
| LCA | Big Creek/Ventura | 5 | Monthly System Peak Day | SCE | 1-in-10 | 2026 | 23 |  |  |  | 76.5479 | 1
| LCA | Big Creek/Ventura | 5 | Monthly System Peak Day | SCE | 1-in-10 | 2026 | 24 |  |  |  | 73.7157 | 1
| LCA | Big Creek/Ventura | 6 | Average Weekday | SCE | 1-in-10 | 2026 | 1 |  |  |  | 67.5979 | 1
| LCA | Big Creek/Ventura | 6 | Average Weekday | SCE | 1-in-10 | 2026 | 2 |  |  |  | 66.7173 | 1
| LCA | Big Creek/Ventura | 6 | Average Weekday | SCE | 1-in-10 | 2026 | 3 |  |  |  | 65.8067 | 1
| LCA | Big Creek/Ventura | 6 | Average Weekday | SCE | 1-in-10 | 2026 | 4 |  |  |  | 64.7835 | 1
| LCA | Big Creek/Ventura | 6 | Average Weekday | SCE | 1-in-10 | 2026 | 5 |  |  |  | 63.8893 | 1
| LCA | Big Creek/Ventura | 6 | Average Weekday | SCE | 1-in-10 | 2026 | 6 |  |  |  | 63.1691 | 1
| LCA | Big Creek/Ventura | 6 | Average Weekday | SCE | 1-in-10 | 2026 | 7 |  |  |  | 62.6661 | 1
| LCA | Big Creek/Ventura | 6 | Average Weekday | SCE | 1-in-10 | 2026 | 8 |  |  |  | 63.2141 | 1
| LCA | Big Creek/Ventura | 6 | Average Weekday | SCE | 1-in-10 | 2026 | 9 |  |  |  | 66.1776 | 1
| LCA | Big Creek/Ventura | 6 | Average Weekday | SCE | 1-in-10 | 2026 | 10 |  |  |  | 70.0818 | 1
| LCA | Big Creek/Ventura | 6 | Average Weekday | SCE | 1-in-10 | 2026 | 11 |  |  |  | 73.9836 | 1
| LCA | Big Creek/Ventura | 6 | Average Weekday | SCE | 1-in-10 | 2026 | 12 |  |  |  | 77.4319 | 1
| LCA | Big Creek/Ventura | 6 | Average Weekday | SCE | 1-in-10 | 2026 | 13 |  |  |  | 80.1443 | 1
| LCA | Big Creek/Ventura | 6 | Average Weekday | SCE | 1-in-10 | 2026 | 14 |  |  |  | 82.1737 | 1
| LCA | Big Creek/Ventura | 6 | Average Weekday | SCE | 1-in-10 | 2026 | 15 |  |  |  | 83.3627 | 1
| LCA | Big Creek/Ventura | 6 | Average Weekday | SCE | 1-in-10 | 2026 | 16 |  |  |  | 83.8567 | 1
| LCA | Big Creek/Ventura | 6 | Average Weekday | SCE | 1-in-10 | 2026 | 17 |  |  |  | 83.6788 | 1
| LCA | Big Creek/Ventura | 6 | Average Weekday | SCE | 1-in-10 | 2026 | 18 |  |  |  | 82.6209 | 1
| LCA | Big Creek/Ventura | 6 | Average Weekday | SCE | 1-in-10 | 2026 | 19 |  |  |  | 80.9659 | 1
| LCA | Big Creek/Ventura | 6 | Average Weekday | SCE | 1-in-10 | 2026 | 20 |  |  |  | 78.9063 | 1
| LCA | Big Creek/Ventura | 6 | Average Weekday | SCE | 1-in-10 | 2026 | 21 |  |  |  | 76.1141 | 1
| LCA | Big Creek/Ventura | 6 | Average Weekday | SCE | 1-in-10 | 2026 | 22 |  |  |  | 72.8496 | 1
| LCA | Big Creek/Ventura | 6 | Average Weekday | SCE | 1-in-10 | 2026 | 23 |  |  |  | 70.6066 | 1
| LCA | Big Creek/Ventura | 6 | Average Weekday | SCE | 1-in-10 | 2026 | 24 |  |  |  | 68.955 | 1
| LCA | Big Creek/Ventura | 6 | Monthly System Peak Day | SCE | 1-in-10 | 2026 | 1 |  |  |  | 76.6914 | 1
| LCA | Big Creek/Ventura | 6 | Monthly System Peak Day | SCE | 1-in-10 | 2026 | 2 |  |  |  | 75.515 | 1
| LCA | Big Creek/Ventura | 6 | Monthly System Peak Day | SCE | 1-in-10 | 2026 | 3 |  |  |  | 74.4379 | 1
| LCA | Big Creek/Ventura | 6 | Monthly System Peak Day | SCE | 1-in-10 | 2026 | 4 |  |  |  | 73.645 | 1
| LCA | Big Creek/Ventura | 6 | Monthly System Peak Day | SCE | 1-in-10 | 2026 | 5 |  |  |  | 71.9007 | 1
| LCA | Big Creek/Ventura | 6 | Monthly System Peak Day | SCE | 1-in-10 | 2026 | 6 |  |  |  | 70.5579 | 1
| LCA | Big Creek/Ventura | 6 | Monthly System Peak Day | SCE | 1-in-10 | 2026 | 7 |  |  |  | 69.8057 | 1
| LCA | Big Creek/Ventura | 6 | Monthly System Peak Day | SCE | 1-in-10 | 2026 | 8 |  |  |  | 70.8229 | 1
| LCA | Big Creek/Ventura | 6 | Monthly System Peak Day | SCE | 1-in-10 | 2026 | 9 |  |  |  | 75.2807 | 1
| LCA | Big Creek/Ventura | 6 | Monthly System Peak Day | SCE | 1-in-10 | 2026 | 10 |  |  |  | 80.9114 | 1
| LCA | Big Creek/Ventura | 6 | Monthly System Peak Day | SCE | 1-in-10 | 2026 | 11 |  |  |  | 85.5807 | 1
| LCA | Big Creek/Ventura | 6 | Monthly System Peak Day | SCE | 1-in-10 | 2026 | 12 |  |  |  | 90.1036 | 1
| LCA | Big Creek/Ventura | 6 | Monthly System Peak Day | SCE | 1-in-10 | 2026 | 13 |  |  |  | 93.5643 | 1
| LCA | Big Creek/Ventura | 6 | Monthly System Peak Day | SCE | 1-in-10 | 2026 | 14 |  |  |  | 95.8857 | 1
| LCA | Big Creek/Ventura | 6 | Monthly System Peak Day | SCE | 1-in-10 | 2026 | 15 |  |  |  | 96.8643 | 1
| LCA | Big Creek/Ventura | 6 | Monthly System Peak Day | SCE | 1-in-10 | 2026 | 16 |  |  |  | 97.5786 | 1
| LCA | Big Creek/Ventura | 6 | Monthly System Peak Day | SCE | 1-in-10 | 2026 | 17 |  |  |  | 97.25 | 1
| LCA | Big Creek/Ventura | 6 | Monthly System Peak Day | SCE | 1-in-10 | 2026 | 18 |  |  |  | 96.6714 | 1
| LCA | Big Creek/Ventura | 6 | Monthly System Peak Day | SCE | 1-in-10 | 2026 | 19 |  |  |  | 94.1429 | 1
| LCA | Big Creek/Ventura | 6 | Monthly System Peak Day | SCE | 1-in-10 | 2026 | 20 |  |  |  | 91.7464 | 1
| LCA | Big Creek/Ventura | 6 | Monthly System Peak Day | SCE | 1-in-10 | 2026 | 21 |  |  |  | 88.6107 | 1
| LCA | Big Creek/Ventura | 6 | Monthly System Peak Day | SCE | 1-in-10 | 2026 | 22 |  |  |  | 84.5 | 1
| LCA | Big Creek/Ventura | 6 | Monthly System Peak Day | SCE | 1-in-10 | 2026 | 23 |  |  |  | 80.9521 | 1
| LCA | Big Creek/Ventura | 6 | Monthly System Peak Day | SCE | 1-in-10 | 2026 | 24 |  |  |  | 78.8607 | 1
| LCA | Big Creek/Ventura | 7 | Average Weekday | SCE | 1-in-10 | 2026 | 1 |  |  |  | 73.7504 | 1
| LCA | Big Creek/Ventura | 7 | Average Weekday | SCE | 1-in-10 | 2026 | 2 |  |  |  | 72.6444 | 1
| LCA | Big Creek/Ventura | 7 | Average Weekday | SCE | 1-in-10 | 2026 | 3 |  |  |  | 71.7965 | 1
| LCA | Big Creek/Ventura | 7 | Average Weekday | SCE | 1-in-10 | 2026 | 4 |  |  |  | 70.8986 | 1
| LCA | Big Creek/Ventura | 7 | Average Weekday | SCE | 1-in-10 | 2026 | 5 |  |  |  | 70.1004 | 1
| LCA | Big Creek/Ventura | 7 | Average Weekday | SCE | 1-in-10 | 2026 | 6 |  |  |  | 69.3371 | 1
| LCA | Big Creek/Ventura | 7 | Average Weekday | SCE | 1-in-10 | 2026 | 7 |  |  |  | 68.9791 | 1
| LCA | Big Creek/Ventura | 7 | Average Weekday | SCE | 1-in-10 | 2026 | 8 |  |  |  | 69.3313 | 1
| LCA | Big Creek/Ventura | 7 | Average Weekday | SCE | 1-in-10 | 2026 | 9 |  |  |  | 72.2421 | 1
| LCA | Big Creek/Ventura | 7 | Average Weekday | SCE | 1-in-10 | 2026 | 10 |  |  |  | 76.3167 | 1
| LCA | Big Creek/Ventura | 7 | Average Weekday | SCE | 1-in-10 | 2026 | 11 |  |  |  | 80.6703 | 1
| LCA | Big Creek/Ventura | 7 | Average Weekday | SCE | 1-in-10 | 2026 | 12 |  |  |  | 84.4912 | 1
| LCA | Big Creek/Ventura | 7 | Average Weekday | SCE | 1-in-10 | 2026 | 13 |  |  |  | 87.3622 | 1
| LCA | Big Creek/Ventura | 7 | Average Weekday | SCE | 1-in-10 | 2026 | 14 |  |  |  | 89.604 | 1
| LCA | Big Creek/Ventura | 7 | Average Weekday | SCE | 1-in-10 | 2026 | 15 |  |  |  | 91.1072 | 1
| LCA | Big Creek/Ventura | 7 | Average Weekday | SCE | 1-in-10 | 2026 | 16 |  |  |  | 91.7086 | 1
| LCA | Big Creek/Ventura | 7 | Average Weekday | SCE | 1-in-10 | 2026 | 17 |  |  |  | 91.4436 | 1
| LCA | Big Creek/Ventura | 7 | Average Weekday | SCE | 1-in-10 | 2026 | 18 |  |  |  | 90.5951 | 1
| LCA | Big Creek/Ventura | 7 | Average Weekday | SCE | 1-in-10 | 2026 | 19 |  |  |  | 88.7186 | 1
| LCA | Big Creek/Ventura | 7 | Average Weekday | SCE | 1-in-10 | 2026 | 20 |  |  |  | 85.9757 | 1
| LCA | Big Creek/Ventura | 7 | Average Weekday | SCE | 1-in-10 | 2026 | 21 |  |  |  | 82.4525 | 1
| LCA | Big Creek/Ventura | 7 | Average Weekday | SCE | 1-in-10 | 2026 | 22 |  |  |  | 78.9574 | 1
| LCA | Big Creek/Ventura | 7 | Average Weekday | SCE | 1-in-10 | 2026 | 23 |  |  |  | 76.8646 | 1
| LCA | Big Creek/Ventura | 7 | Average Weekday | SCE | 1-in-10 | 2026 | 24 |  |  |  | 75.4968 | 1
| LCA | Big Creek/Ventura | 7 | Monthly System Peak Day | SCE | 1-in-10 | 2026 | 1 |  |  |  | 79.6921 | 1
| LCA | Big Creek/Ventura | 7 | Monthly System Peak Day | SCE | 1-in-10 | 2026 | 2 |  |  |  | 77.0121 | 1
| LCA | Big Creek/Ventura | 7 | Monthly System Peak Day | SCE | 1-in-10 | 2026 | 3 |  |  |  | 75.1236 | 1
| LCA | Big Creek/Ventura | 7 | Monthly System Peak Day | SCE | 1-in-10 | 2026 | 4 |  |  |  | 73.7421 | 1
| LCA | Big Creek/Ventura | 7 | Monthly System Peak Day | SCE | 1-in-10 | 2026 | 5 |  |  |  | 71.6914 | 1
| LCA | Big Creek/Ventura | 7 | Monthly System Peak Day | SCE | 1-in-10 | 2026 | 6 |  |  |  | 70.2086 | 1
| LCA | Big Creek/Ventura | 7 | Monthly System Peak Day | SCE | 1-in-10 | 2026 | 7 |  |  |  | 69.2164 | 1
| LCA | Big Creek/Ventura | 7 | Monthly System Peak Day | SCE | 1-in-10 | 2026 | 8 |  |  |  | 70.2036 | 1
| LCA | Big Creek/Ventura | 7 | Monthly System Peak Day | SCE | 1-in-10 | 2026 | 9 |  |  |  | 74.6314 | 1
| LCA | Big Creek/Ventura | 7 | Monthly System Peak Day | SCE | 1-in-10 | 2026 | 10 |  |  |  | 81.2857 | 1
| LCA | Big Creek/Ventura | 7 | Monthly System Peak Day | SCE | 1-in-10 | 2026 | 11 |  |  |  | 88.2643 | 1
| LCA | Big Creek/Ventura | 7 | Monthly System Peak Day | SCE | 1-in-10 | 2026 | 12 |  |  |  | 93.0214 | 1
| LCA | Big Creek/Ventura | 7 | Monthly System Peak Day | SCE | 1-in-10 | 2026 | 13 |  |  |  | 96.9286 | 1
| LCA | Big Creek/Ventura | 7 | Monthly System Peak Day | SCE | 1-in-10 | 2026 | 14 |  |  |  | 99.9 | 1
| LCA | Big Creek/Ventura | 7 | Monthly System Peak Day | SCE | 1-in-10 | 2026 | 15 |  |  |  | 101.8071 | 1
| LCA | Big Creek/Ventura | 7 | Monthly System Peak Day | SCE | 1-in-10 | 2026 | 16 |  |  |  | 101.5143 | 1
| LCA | Big Creek/Ventura | 7 | Monthly System Peak Day | SCE | 1-in-10 | 2026 | 17 |  |  |  | 102.0714 | 1
| LCA | Big Creek/Ventura | 7 | Monthly System Peak Day | SCE | 1-in-10 | 2026 | 18 |  |  |  | 101.0286 | 1
| LCA | Big Creek/Ventura | 7 | Monthly System Peak Day | SCE | 1-in-10 | 2026 | 19 |  |  |  | 97.4429 | 1
| LCA | Big Creek/Ventura | 7 | Monthly System Peak Day | SCE | 1-in-10 | 2026 | 20 |  |  |  | 95.3429 | 1
| LCA | Big Creek/Ventura | 7 | Monthly System Peak Day | SCE | 1-in-10 | 2026 | 21 |  |  |  | 92.6571 | 1
| LCA | Big Creek/Ventura | 7 | Monthly System Peak Day | SCE | 1-in-10 | 2026 | 22 |  |  |  | 90.3671 | 1
| LCA | Big Creek/Ventura | 7 | Monthly System Peak Day | SCE | 1-in-10 | 2026 | 23 |  |  |  | 89.5886 | 1
| LCA | Big Creek/Ventura | 7 | Monthly System Peak Day | SCE | 1-in-10 | 2026 | 24 |  |  |  | 88.9329 | 1
| LCA | Big Creek/Ventura | 8 | Average Weekday | SCE | 1-in-10 | 2026 | 1 |  |  |  | 72.617 | 1
| LCA | Big Creek/Ventura | 8 | Average Weekday | SCE | 1-in-10 | 2026 | 2 |  |  |  | 71.5829 | 1
| LCA | Big Creek/Ventura | 8 | Average Weekday | SCE | 1-in-10 | 2026 | 3 |  |  |  | 70.6675 | 1
| LCA | Big Creek/Ventura | 8 | Average Weekday | SCE | 1-in-10 | 2026 | 4 |  |  |  | 69.7504 | 1
| LCA | Big Creek/Ventura | 8 | Average Weekday | SCE | 1-in-10 | 2026 | 5 |  |  |  | 68.8575 | 1
| LCA | Big Creek/Ventura | 8 | Average Weekday | SCE | 1-in-10 | 2026 | 6 |  |  |  | 68.1166 | 1
| LCA | Big Creek/Ventura | 8 | Average Weekday | SCE | 1-in-10 | 2026 | 7 |  |  |  | 67.4787 | 1
| LCA | Big Creek/Ventura | 8 | Average Weekday | SCE | 1-in-10 | 2026 | 8 |  |  |  | 67.1623 | 1
| LCA | Big Creek/Ventura | 8 | Average Weekday | SCE | 1-in-10 | 2026 | 9 |  |  |  | 69.3921 | 1
| LCA | Big Creek/Ventura | 8 | Average Weekday | SCE | 1-in-10 | 2026 | 10 |  |  |  | 73.7514 | 1
| LCA | Big Creek/Ventura | 8 | Average Weekday | SCE | 1-in-10 | 2026 | 11 |  |  |  | 78.361 | 1
| LCA | Big Creek/Ventura | 8 | Average Weekday | SCE | 1-in-10 | 2026 | 12 |  |  |  | 82.5195 | 1
| LCA | Big Creek/Ventura | 8 | Average Weekday | SCE | 1-in-10 | 2026 | 13 |  |  |  | 85.7826 | 1
| LCA | Big Creek/Ventura | 8 | Average Weekday | SCE | 1-in-10 | 2026 | 14 |  |  |  | 88.0277 | 1
| LCA | Big Creek/Ventura | 8 | Average Weekday | SCE | 1-in-10 | 2026 | 15 |  |  |  | 89.5388 | 1
| LCA | Big Creek/Ventura | 8 | Average Weekday | SCE | 1-in-10 | 2026 | 16 |  |  |  | 90.0297 | 1
| LCA | Big Creek/Ventura | 8 | Average Weekday | SCE | 1-in-10 | 2026 | 17 |  |  |  | 89.689 | 1
| LCA | Big Creek/Ventura | 8 | Average Weekday | SCE | 1-in-10 | 2026 | 18 |  |  |  | 88.4673 | 1
| LCA | Big Creek/Ventura | 8 | Average Weekday | SCE | 1-in-10 | 2026 | 19 |  |  |  | 86.572 | 1
| LCA | Big Creek/Ventura | 8 | Average Weekday | SCE | 1-in-10 | 2026 | 20 |  |  |  | 83.8523 | 1
| LCA | Big Creek/Ventura | 8 | Average Weekday | SCE | 1-in-10 | 2026 | 21 |  |  |  | 80.2474 | 1
| LCA | Big Creek/Ventura | 8 | Average Weekday | SCE | 1-in-10 | 2026 | 22 |  |  |  | 77.3183 | 1
| LCA | Big Creek/Ventura | 8 | Average Weekday | SCE | 1-in-10 | 2026 | 23 |  |  |  | 75.3625 | 1
| LCA | Big Creek/Ventura | 8 | Average Weekday | SCE | 1-in-10 | 2026 | 24 |  |  |  | 73.8133 | 1
| LCA | Big Creek/Ventura | 8 | Monthly System Peak Day | SCE | 1-in-10 | 2026 | 1 |  |  |  | 80.1 | 1
| LCA | Big Creek/Ventura | 8 | Monthly System Peak Day | SCE | 1-in-10 | 2026 | 2 |  |  |  | 78.5121 | 1
| LCA | Big Creek/Ventura | 8 | Monthly System Peak Day | SCE | 1-in-10 | 2026 | 3 |  |  |  | 77.2293 | 1
| LCA | Big Creek/Ventura | 8 | Monthly System Peak Day | SCE | 1-in-10 | 2026 | 4 |  |  |  | 75.3614 | 1
| LCA | Big Creek/Ventura | 8 | Monthly System Peak Day | SCE | 1-in-10 | 2026 | 5 |  |  |  | 73.9521 | 1
| LCA | Big Creek/Ventura | 8 | Monthly System Peak Day | SCE | 1-in-10 | 2026 | 6 |  |  |  | 72.6943 | 1
| LCA | Big Creek/Ventura | 8 | Monthly System Peak Day | SCE | 1-in-10 | 2026 | 7 |  |  |  | 70.8336 | 1
| LCA | Big Creek/Ventura | 8 | Monthly System Peak Day | SCE | 1-in-10 | 2026 | 8 |  |  |  | 70.2743 | 1
| LCA | Big Creek/Ventura | 8 | Monthly System Peak Day | SCE | 1-in-10 | 2026 | 9 |  |  |  | 73.2929 | 1
| LCA | Big Creek/Ventura | 8 | Monthly System Peak Day | SCE | 1-in-10 | 2026 | 10 |  |  |  | 79.2857 | 1
| LCA | Big Creek/Ventura | 8 | Monthly System Peak Day | SCE | 1-in-10 | 2026 | 11 |  |  |  | 85.0214 | 1
| LCA | Big Creek/Ventura | 8 | Monthly System Peak Day | SCE | 1-in-10 | 2026 | 12 |  |  |  | 89.7071 | 1
| LCA | Big Creek/Ventura | 8 | Monthly System Peak Day | SCE | 1-in-10 | 2026 | 13 |  |  |  | 93.3071 | 1
| LCA | Big Creek/Ventura | 8 | Monthly System Peak Day | SCE | 1-in-10 | 2026 | 14 |  |  |  | 95.6786 | 1
| LCA | Big Creek/Ventura | 8 | Monthly System Peak Day | SCE | 1-in-10 | 2026 | 15 |  |  |  | 97.45 | 1
| LCA | Big Creek/Ventura | 8 | Monthly System Peak Day | SCE | 1-in-10 | 2026 | 16 |  |  |  | 97.5786 | 1
| LCA | Big Creek/Ventura | 8 | Monthly System Peak Day | SCE | 1-in-10 | 2026 | 17 |  |  |  | 96.85 | 1
| LCA | Big Creek/Ventura | 8 | Monthly System Peak Day | SCE | 1-in-10 | 2026 | 18 |  |  |  | 95.75 | 1
| LCA | Big Creek/Ventura | 8 | Monthly System Peak Day | SCE | 1-in-10 | 2026 | 19 |  |  |  | 94.3071 | 1
| LCA | Big Creek/Ventura | 8 | Monthly System Peak Day | SCE | 1-in-10 | 2026 | 20 |  |  |  | 91.8214 | 1
| LCA | Big Creek/Ventura | 8 | Monthly System Peak Day | SCE | 1-in-10 | 2026 | 21 |  |  |  | 88.2821 | 1
| LCA | Big Creek/Ventura | 8 | Monthly System Peak Day | SCE | 1-in-10 | 2026 | 22 |  |  |  | 85.0971 | 1
| LCA | Big Creek/Ventura | 8 | Monthly System Peak Day | SCE | 1-in-10 | 2026 | 23 |  |  |  | 82.7607 | 1
| LCA | Big Creek/Ventura | 8 | Monthly System Peak Day | SCE | 1-in-10 | 2026 | 24 |  |  |  | 82.1864 | 1
| LCA | Big Creek/Ventura | 8 | Typical Event Day | SCE | 1-in-10 | 2026 | 1 |  |  |  | 78.268 | 1
| LCA | Big Creek/Ventura | 8 | Typical Event Day | SCE | 1-in-10 | 2026 | 2 |  |  |  | 76.5686 | 1
| LCA | Big Creek/Ventura | 8 | Typical Event Day | SCE | 1-in-10 | 2026 | 3 |  |  |  | 75.1691 | 1
| LCA | Big Creek/Ventura | 8 | Typical Event Day | SCE | 1-in-10 | 2026 | 4 |  |  |  | 74.1738 | 1
| LCA | Big Creek/Ventura | 8 | Typical Event Day | SCE | 1-in-10 | 2026 | 5 |  |  |  | 72.9584 | 1
| LCA | Big Creek/Ventura | 8 | Typical Event Day | SCE | 1-in-10 | 2026 | 6 |  |  |  | 71.5312 | 1
| LCA | Big Creek/Ventura | 8 | Typical Event Day | SCE | 1-in-10 | 2026 | 7 |  |  |  | 70.6979 | 1
| LCA | Big Creek/Ventura | 8 | Typical Event Day | SCE | 1-in-10 | 2026 | 8 |  |  |  | 71.0314 | 1
| LCA | Big Creek/Ventura | 8 | Typical Event Day | SCE | 1-in-10 | 2026 | 9 |  |  |  | 74.3273 | 1
| LCA | Big Creek/Ventura | 8 | Typical Event Day | SCE | 1-in-10 | 2026 | 10 |  |  |  | 79.9921 | 1
| LCA | Big Creek/Ventura | 8 | Typical Event Day | SCE | 1-in-10 | 2026 | 11 |  |  |  | 85.5666 | 1
| LCA | Big Creek/Ventura | 8 | Typical Event Day | SCE | 1-in-10 | 2026 | 12 |  |  |  | 90.1973 | 1
| LCA | Big Creek/Ventura | 8 | Typical Event Day | SCE | 1-in-10 | 2026 | 13 |  |  |  | 93.6804 | 1
| LCA | Big Creek/Ventura | 8 | Typical Event Day | SCE | 1-in-10 | 2026 | 14 |  |  |  | 96.2429 | 1
| LCA | Big Creek/Ventura | 8 | Typical Event Day | SCE | 1-in-10 | 2026 | 15 |  |  |  | 97.8 | 1
| LCA | Big Creek/Ventura | 8 | Typical Event Day | SCE | 1-in-10 | 2026 | 16 |  |  |  | 98.2786 | 1
| LCA | Big Creek/Ventura | 8 | Typical Event Day | SCE | 1-in-10 | 2026 | 17 |  |  |  | 98.3393 | 1
| LCA | Big Creek/Ventura | 8 | Typical Event Day | SCE | 1-in-10 | 2026 | 18 |  |  |  | 97.4571 | 1
| LCA | Big Creek/Ventura | 8 | Typical Event Day | SCE | 1-in-10 | 2026 | 19 |  |  |  | 94.9071 | 1
| LCA | Big Creek/Ventura | 8 | Typical Event Day | SCE | 1-in-10 | 2026 | 20 |  |  |  | 92.492 | 1
| LCA | Big Creek/Ventura | 8 | Typical Event Day | SCE | 1-in-10 | 2026 | 21 |  |  |  | 89.4821 | 1
| LCA | Big Creek/Ventura | 8 | Typical Event Day | SCE | 1-in-10 | 2026 | 22 |  |  |  | 86.4482 | 1
| LCA | Big Creek/Ventura | 8 | Typical Event Day | SCE | 1-in-10 | 2026 | 23 |  |  |  | 84.3057 | 1
| LCA | Big Creek/Ventura | 8 | Typical Event Day | SCE | 1-in-10 | 2026 | 24 |  |  |  | 83.0146 | 1
| LCA | Big Creek/Ventura | 9 | Average Weekday | SCE | 1-in-10 | 2026 | 1 |  |  |  | 70.2028 | 1
| LCA | Big Creek/Ventura | 9 | Average Weekday | SCE | 1-in-10 | 2026 | 2 |  |  |  | 69.1836 | 1
| LCA | Big Creek/Ventura | 9 | Average Weekday | SCE | 1-in-10 | 2026 | 3 |  |  |  | 68.2518 | 1
| LCA | Big Creek/Ventura | 9 | Average Weekday | SCE | 1-in-10 | 2026 | 4 |  |  |  | 67.4618 | 1
| LCA | Big Creek/Ventura | 9 | Average Weekday | SCE | 1-in-10 | 2026 | 5 |  |  |  | 66.5713 | 1
| LCA | Big Creek/Ventura | 9 | Average Weekday | SCE | 1-in-10 | 2026 | 6 |  |  |  | 65.7951 | 1
| LCA | Big Creek/Ventura | 9 | Average Weekday | SCE | 1-in-10 | 2026 | 7 |  |  |  | 65.2006 | 1
| LCA | Big Creek/Ventura | 9 | Average Weekday | SCE | 1-in-10 | 2026 | 8 |  |  |  | 64.7186 | 1
| LCA | Big Creek/Ventura | 9 | Average Weekday | SCE | 1-in-10 | 2026 | 9 |  |  |  | 65.7455 | 1
| LCA | Big Creek/Ventura | 9 | Average Weekday | SCE | 1-in-10 | 2026 | 10 |  |  |  | 69.433 | 1
| LCA | Big Creek/Ventura | 9 | Average Weekday | SCE | 1-in-10 | 2026 | 11 |  |  |  | 73.8913 | 1
| LCA | Big Creek/Ventura | 9 | Average Weekday | SCE | 1-in-10 | 2026 | 12 |  |  |  | 78.089 | 1
| LCA | Big Creek/Ventura | 9 | Average Weekday | SCE | 1-in-10 | 2026 | 13 |  |  |  | 81.4035 | 1
| LCA | Big Creek/Ventura | 9 | Average Weekday | SCE | 1-in-10 | 2026 | 14 |  |  |  | 83.8146 | 1
| LCA | Big Creek/Ventura | 9 | Average Weekday | SCE | 1-in-10 | 2026 | 15 |  |  |  | 85.4224 | 1
| LCA | Big Creek/Ventura | 9 | Average Weekday | SCE | 1-in-10 | 2026 | 16 |  |  |  | 86.0571 | 1
| LCA | Big Creek/Ventura | 9 | Average Weekday | SCE | 1-in-10 | 2026 | 17 |  |  |  | 85.7889 | 1
| LCA | Big Creek/Ventura | 9 | Average Weekday | SCE | 1-in-10 | 2026 | 18 |  |  |  | 84.8251 | 1
| LCA | Big Creek/Ventura | 9 | Average Weekday | SCE | 1-in-10 | 2026 | 19 |  |  |  | 82.9592 | 1
| LCA | Big Creek/Ventura | 9 | Average Weekday | SCE | 1-in-10 | 2026 | 20 |  |  |  | 79.8824 | 1
| LCA | Big Creek/Ventura | 9 | Average Weekday | SCE | 1-in-10 | 2026 | 21 |  |  |  | 76.5321 | 1
| LCA | Big Creek/Ventura | 9 | Average Weekday | SCE | 1-in-10 | 2026 | 22 |  |  |  | 74.4318 | 1
| LCA | Big Creek/Ventura | 9 | Average Weekday | SCE | 1-in-10 | 2026 | 23 |  |  |  | 72.679 | 1
| LCA | Big Creek/Ventura | 9 | Average Weekday | SCE | 1-in-10 | 2026 | 24 |  |  |  | 71.1678 | 1
| LCA | Big Creek/Ventura | 9 | Monthly System Peak Day | SCE | 1-in-10 | 2026 | 1 |  |  |  | 76.5886 | 1
| LCA | Big Creek/Ventura | 9 | Monthly System Peak Day | SCE | 1-in-10 | 2026 | 2 |  |  |  | 75.235 | 1
| LCA | Big Creek/Ventura | 9 | Monthly System Peak Day | SCE | 1-in-10 | 2026 | 3 |  |  |  | 73.8857 | 1
| LCA | Big Creek/Ventura | 9 | Monthly System Peak Day | SCE | 1-in-10 | 2026 | 4 |  |  |  | 73.9464 | 1
| LCA | Big Creek/Ventura | 9 | Monthly System Peak Day | SCE | 1-in-10 | 2026 | 5 |  |  |  | 74.2893 | 1
| LCA | Big Creek/Ventura | 9 | Monthly System Peak Day | SCE | 1-in-10 | 2026 | 6 |  |  |  | 72.6643 | 1
| LCA | Big Creek/Ventura | 9 | Monthly System Peak Day | SCE | 1-in-10 | 2026 | 7 |  |  |  | 72.9357 | 1
| LCA | Big Creek/Ventura | 9 | Monthly System Peak Day | SCE | 1-in-10 | 2026 | 8 |  |  |  | 72.825 | 1
| LCA | Big Creek/Ventura | 9 | Monthly System Peak Day | SCE | 1-in-10 | 2026 | 9 |  |  |  | 74.1043 | 1
| LCA | Big Creek/Ventura | 9 | Monthly System Peak Day | SCE | 1-in-10 | 2026 | 10 |  |  |  | 78.4857 | 1
| LCA | Big Creek/Ventura | 9 | Monthly System Peak Day | SCE | 1-in-10 | 2026 | 11 |  |  |  | 83.4 | 1
| LCA | Big Creek/Ventura | 9 | Monthly System Peak Day | SCE | 1-in-10 | 2026 | 12 |  |  |  | 87.9571 | 1
| LCA | Big Creek/Ventura | 9 | Monthly System Peak Day | SCE | 1-in-10 | 2026 | 13 |  |  |  | 90.9214 | 1
| LCA | Big Creek/Ventura | 9 | Monthly System Peak Day | SCE | 1-in-10 | 2026 | 14 |  |  |  | 93.5071 | 1
| LCA | Big Creek/Ventura | 9 | Monthly System Peak Day | SCE | 1-in-10 | 2026 | 15 |  |  |  | 95.0786 | 1
| LCA | Big Creek/Ventura | 9 | Monthly System Peak Day | SCE | 1-in-10 | 2026 | 16 |  |  |  | 96.4429 | 1
| LCA | Big Creek/Ventura | 9 | Monthly System Peak Day | SCE | 1-in-10 | 2026 | 17 |  |  |  | 97.1857 | 1
| LCA | Big Creek/Ventura | 9 | Monthly System Peak Day | SCE | 1-in-10 | 2026 | 18 |  |  |  | 96.3786 | 1
| LCA | Big Creek/Ventura | 9 | Monthly System Peak Day | SCE | 1-in-10 | 2026 | 19 |  |  |  | 93.7357 | 1
| LCA | Big Creek/Ventura | 9 | Monthly System Peak Day | SCE | 1-in-10 | 2026 | 20 |  |  |  | 91.0571 | 1
| LCA | Big Creek/Ventura | 9 | Monthly System Peak Day | SCE | 1-in-10 | 2026 | 21 |  |  |  | 88.3786 | 1
| LCA | Big Creek/Ventura | 9 | Monthly System Peak Day | SCE | 1-in-10 | 2026 | 22 |  |  |  | 85.8286 | 1
| LCA | Big Creek/Ventura | 9 | Monthly System Peak Day | SCE | 1-in-10 | 2026 | 23 |  |  |  | 83.9214 | 1
| LCA | Big Creek/Ventura | 9 | Monthly System Peak Day | SCE | 1-in-10 | 2026 | 24 |  |  |  | 82.0786 | 1
| LCA | Big Creek/Ventura | 10 | Average Weekday | SCE | 1-in-10 | 2026 | 1 |  |  |  | 64.6574 | 1
| LCA | Big Creek/Ventura | 10 | Average Weekday | SCE | 1-in-10 | 2026 | 2 |  |  |  | 63.6685 | 1
| LCA | Big Creek/Ventura | 10 | Average Weekday | SCE | 1-in-10 | 2026 | 3 |  |  |  | 62.8361 | 1
| LCA | Big Creek/Ventura | 10 | Average Weekday | SCE | 1-in-10 | 2026 | 4 |  |  |  | 61.9542 | 1
| LCA | Big Creek/Ventura | 10 | Average Weekday | SCE | 1-in-10 | 2026 | 5 |  |  |  | 61.1331 | 1
| LCA | Big Creek/Ventura | 10 | Average Weekday | SCE | 1-in-10 | 2026 | 6 |  |  |  | 60.6957 | 1
| LCA | Big Creek/Ventura | 10 | Average Weekday | SCE | 1-in-10 | 2026 | 7 |  |  |  | 60.0795 | 1
| LCA | Big Creek/Ventura | 10 | Average Weekday | SCE | 1-in-10 | 2026 | 8 |  |  |  | 59.6208 | 1
| LCA | Big Creek/Ventura | 10 | Average Weekday | SCE | 1-in-10 | 2026 | 9 |  |  |  | 60.0076 | 1
| LCA | Big Creek/Ventura | 10 | Average Weekday | SCE | 1-in-10 | 2026 | 10 |  |  |  | 63.1345 | 1
| LCA | Big Creek/Ventura | 10 | Average Weekday | SCE | 1-in-10 | 2026 | 11 |  |  |  | 67.9007 | 1
| LCA | Big Creek/Ventura | 10 | Average Weekday | SCE | 1-in-10 | 2026 | 12 |  |  |  | 72.4013 | 1
| LCA | Big Creek/Ventura | 10 | Average Weekday | SCE | 1-in-10 | 2026 | 13 |  |  |  | 75.8279 | 1
| LCA | Big Creek/Ventura | 10 | Average Weekday | SCE | 1-in-10 | 2026 | 14 |  |  |  | 78.2119 | 1
| LCA | Big Creek/Ventura | 10 | Average Weekday | SCE | 1-in-10 | 2026 | 15 |  |  |  | 79.6814 | 1
| LCA | Big Creek/Ventura | 10 | Average Weekday | SCE | 1-in-10 | 2026 | 16 |  |  |  | 80.4072 | 1
| LCA | Big Creek/Ventura | 10 | Average Weekday | SCE | 1-in-10 | 2026 | 17 |  |  |  | 80.5515 | 1
| LCA | Big Creek/Ventura | 10 | Average Weekday | SCE | 1-in-10 | 2026 | 18 |  |  |  | 79.6518 | 1
| LCA | Big Creek/Ventura | 10 | Average Weekday | SCE | 1-in-10 | 2026 | 19 |  |  |  | 77.5644 | 1
| LCA | Big Creek/Ventura | 10 | Average Weekday | SCE | 1-in-10 | 2026 | 20 |  |  |  | 74.3088 | 1
| LCA | Big Creek/Ventura | 10 | Average Weekday | SCE | 1-in-10 | 2026 | 21 |  |  |  | 71.652 | 1
| LCA | Big Creek/Ventura | 10 | Average Weekday | SCE | 1-in-10 | 2026 | 22 |  |  |  | 69.4339 | 1
| LCA | Big Creek/Ventura | 10 | Average Weekday | SCE | 1-in-10 | 2026 | 23 |  |  |  | 67.5514 | 1
| LCA | Big Creek/Ventura | 10 | Average Weekday | SCE | 1-in-10 | 2026 | 24 |  |  |  | 65.7874 | 1
| LCA | Big Creek/Ventura | 10 | Monthly System Peak Day | SCE | 1-in-10 | 2026 | 1 |  |  |  | 72.9114 | 1
| LCA | Big Creek/Ventura | 10 | Monthly System Peak Day | SCE | 1-in-10 | 2026 | 2 |  |  |  | 73.1943 | 1
| LCA | Big Creek/Ventura | 10 | Monthly System Peak Day | SCE | 1-in-10 | 2026 | 3 |  |  |  | 75.1807 | 1
| LCA | Big Creek/Ventura | 10 | Monthly System Peak Day | SCE | 1-in-10 | 2026 | 4 |  |  |  | 74.4336 | 1
| LCA | Big Creek/Ventura | 10 | Monthly System Peak Day | SCE | 1-in-10 | 2026 | 5 |  |  |  | 73.5214 | 1
| LCA | Big Creek/Ventura | 10 | Monthly System Peak Day | SCE | 1-in-10 | 2026 | 6 |  |  |  | 72.8371 | 1
| LCA | Big Creek/Ventura | 10 | Monthly System Peak Day | SCE | 1-in-10 | 2026 | 7 |  |  |  | 71.7614 | 1
| LCA | Big Creek/Ventura | 10 | Monthly System Peak Day | SCE | 1-in-10 | 2026 | 8 |  |  |  | 71.4336 | 1
| LCA | Big Creek/Ventura | 10 | Monthly System Peak Day | SCE | 1-in-10 | 2026 | 9 |  |  |  | 71.4886 | 1
| LCA | Big Creek/Ventura | 10 | Monthly System Peak Day | SCE | 1-in-10 | 2026 | 10 |  |  |  | 75.3786 | 1
| LCA | Big Creek/Ventura | 10 | Monthly System Peak Day | SCE | 1-in-10 | 2026 | 11 |  |  |  | 80.3886 | 1
| LCA | Big Creek/Ventura | 10 | Monthly System Peak Day | SCE | 1-in-10 | 2026 | 12 |  |  |  | 86.0643 | 1
| LCA | Big Creek/Ventura | 10 | Monthly System Peak Day | SCE | 1-in-10 | 2026 | 13 |  |  |  | 89.9 | 1
| LCA | Big Creek/Ventura | 10 | Monthly System Peak Day | SCE | 1-in-10 | 2026 | 14 |  |  |  | 91.2286 | 1
| LCA | Big Creek/Ventura | 10 | Monthly System Peak Day | SCE | 1-in-10 | 2026 | 15 |  |  |  | 92.8571 | 1
| LCA | Big Creek/Ventura | 10 | Monthly System Peak Day | SCE | 1-in-10 | 2026 | 16 |  |  |  | 93.7643 | 1
| LCA | Big Creek/Ventura | 10 | Monthly System Peak Day | SCE | 1-in-10 | 2026 | 17 |  |  |  | 94.8 | 1
| LCA | Big Creek/Ventura | 10 | Monthly System Peak Day | SCE | 1-in-10 | 2026 | 18 |  |  |  | 94.3429 | 1
| LCA | Big Creek/Ventura | 10 | Monthly System Peak Day | SCE | 1-in-10 | 2026 | 19 |  |  |  | 92.5071 | 1
| LCA | Big Creek/Ventura | 10 | Monthly System Peak Day | SCE | 1-in-10 | 2026 | 20 |  |  |  | 88.0714 | 1
| LCA | Big Creek/Ventura | 10 | Monthly System Peak Day | SCE | 1-in-10 | 2026 | 21 |  |  |  | 84.25 | 1
| LCA | Big Creek/Ventura | 10 | Monthly System Peak Day | SCE | 1-in-10 | 2026 | 22 |  |  |  | 80.5929 | 1
| LCA | Big Creek/Ventura | 10 | Monthly System Peak Day | SCE | 1-in-10 | 2026 | 23 |  |  |  | 78.5843 | 1
| LCA | Big Creek/Ventura | 10 | Monthly System Peak Day | SCE | 1-in-10 | 2026 | 24 |  |  |  | 76.1214 | 1
| LCA | Big Creek/Ventura | 11 | Average Weekday | SCE | 1-in-10 | 2026 | 1 |  |  |  | 53.2581 | 1
| LCA | Big Creek/Ventura | 11 | Average Weekday | SCE | 1-in-10 | 2026 | 2 |  |  |  | 52.2332 | 1
| LCA | Big Creek/Ventura | 11 | Average Weekday | SCE | 1-in-10 | 2026 | 3 |  |  |  | 51.3054 | 1
| LCA | Big Creek/Ventura | 11 | Average Weekday | SCE | 1-in-10 | 2026 | 4 |  |  |  | 50.3869 | 1
| LCA | Big Creek/Ventura | 11 | Average Weekday | SCE | 1-in-10 | 2026 | 5 |  |  |  | 49.5653 | 1
| LCA | Big Creek/Ventura | 11 | Average Weekday | SCE | 1-in-10 | 2026 | 6 |  |  |  | 48.9192 | 1
| LCA | Big Creek/Ventura | 11 | Average Weekday | SCE | 1-in-10 | 2026 | 7 |  |  |  | 48.5108 | 1
| LCA | Big Creek/Ventura | 11 | Average Weekday | SCE | 1-in-10 | 2026 | 8 |  |  |  | 48.19 | 1
| LCA | Big Creek/Ventura | 11 | Average Weekday | SCE | 1-in-10 | 2026 | 9 |  |  |  | 49.6874 | 1
| LCA | Big Creek/Ventura | 11 | Average Weekday | SCE | 1-in-10 | 2026 | 10 |  |  |  | 53.9557 | 1
| LCA | Big Creek/Ventura | 11 | Average Weekday | SCE | 1-in-10 | 2026 | 11 |  |  |  | 58.7942 | 1
| LCA | Big Creek/Ventura | 11 | Average Weekday | SCE | 1-in-10 | 2026 | 12 |  |  |  | 63.0026 | 1
| LCA | Big Creek/Ventura | 11 | Average Weekday | SCE | 1-in-10 | 2026 | 13 |  |  |  | 65.857 | 1
| LCA | Big Creek/Ventura | 11 | Average Weekday | SCE | 1-in-10 | 2026 | 14 |  |  |  | 67.6396 | 1
| LCA | Big Creek/Ventura | 11 | Average Weekday | SCE | 1-in-10 | 2026 | 15 |  |  |  | 68.5811 | 1
| LCA | Big Creek/Ventura | 11 | Average Weekday | SCE | 1-in-10 | 2026 | 16 |  |  |  | 68.8531 | 1
| LCA | Big Creek/Ventura | 11 | Average Weekday | SCE | 1-in-10 | 2026 | 17 |  |  |  | 68.3015 | 1
| LCA | Big Creek/Ventura | 11 | Average Weekday | SCE | 1-in-10 | 2026 | 18 |  |  |  | 66.4193 | 1
| LCA | Big Creek/Ventura | 11 | Average Weekday | SCE | 1-in-10 | 2026 | 19 |  |  |  | 63.5043 | 1
| LCA | Big Creek/Ventura | 11 | Average Weekday | SCE | 1-in-10 | 2026 | 20 |  |  |  | 60.7171 | 1
| LCA | Big Creek/Ventura | 11 | Average Weekday | SCE | 1-in-10 | 2026 | 21 |  |  |  | 58.3538 | 1
| LCA | Big Creek/Ventura | 11 | Average Weekday | SCE | 1-in-10 | 2026 | 22 |  |  |  | 56.4636 | 1
| LCA | Big Creek/Ventura | 11 | Average Weekday | SCE | 1-in-10 | 2026 | 23 |  |  |  | 55.1132 | 1
| LCA | Big Creek/Ventura | 11 | Average Weekday | SCE | 1-in-10 | 2026 | 24 |  |  |  | 54.0951 | 1
| LCA | Big Creek/Ventura | 11 | Monthly System Peak Day | SCE | 1-in-10 | 2026 | 1 |  |  |  | 64.8557 | 1
| LCA | Big Creek/Ventura | 11 | Monthly System Peak Day | SCE | 1-in-10 | 2026 | 2 |  |  |  | 63.4 | 1
| LCA | Big Creek/Ventura | 11 | Monthly System Peak Day | SCE | 1-in-10 | 2026 | 3 |  |  |  | 62.575 | 1
| LCA | Big Creek/Ventura | 11 | Monthly System Peak Day | SCE | 1-in-10 | 2026 | 4 |  |  |  | 60.9329 | 1
| LCA | Big Creek/Ventura | 11 | Monthly System Peak Day | SCE | 1-in-10 | 2026 | 5 |  |  |  | 60.2993 | 1
| LCA | Big Creek/Ventura | 11 | Monthly System Peak Day | SCE | 1-in-10 | 2026 | 6 |  |  |  | 58.755 | 1
| LCA | Big Creek/Ventura | 11 | Monthly System Peak Day | SCE | 1-in-10 | 2026 | 7 |  |  |  | 58.1757 | 1
| LCA | Big Creek/Ventura | 11 | Monthly System Peak Day | SCE | 1-in-10 | 2026 | 8 |  |  |  | 58.4971 | 1
| LCA | Big Creek/Ventura | 11 | Monthly System Peak Day | SCE | 1-in-10 | 2026 | 9 |  |  |  | 59.5321 | 1
| LCA | Big Creek/Ventura | 11 | Monthly System Peak Day | SCE | 1-in-10 | 2026 | 10 |  |  |  | 63.5629 | 1
| LCA | Big Creek/Ventura | 11 | Monthly System Peak Day | SCE | 1-in-10 | 2026 | 11 |  |  |  | 70.165 | 1
| LCA | Big Creek/Ventura | 11 | Monthly System Peak Day | SCE | 1-in-10 | 2026 | 12 |  |  |  | 76.7329 | 1
| LCA | Big Creek/Ventura | 11 | Monthly System Peak Day | SCE | 1-in-10 | 2026 | 13 |  |  |  | 80.7714 | 1
| LCA | Big Creek/Ventura | 11 | Monthly System Peak Day | SCE | 1-in-10 | 2026 | 14 |  |  |  | 83.5714 | 1
| LCA | Big Creek/Ventura | 11 | Monthly System Peak Day | SCE | 1-in-10 | 2026 | 15 |  |  |  | 84.6071 | 1
| LCA | Big Creek/Ventura | 11 | Monthly System Peak Day | SCE | 1-in-10 | 2026 | 16 |  |  |  | 85.3286 | 1
| LCA | Big Creek/Ventura | 11 | Monthly System Peak Day | SCE | 1-in-10 | 2026 | 17 |  |  |  | 85.3643 | 1
| LCA | Big Creek/Ventura | 11 | Monthly System Peak Day | SCE | 1-in-10 | 2026 | 18 |  |  |  | 84.1 | 1
| LCA | Big Creek/Ventura | 11 | Monthly System Peak Day | SCE | 1-in-10 | 2026 | 19 |  |  |  | 80.6929 | 1
| LCA | Big Creek/Ventura | 11 | Monthly System Peak Day | SCE | 1-in-10 | 2026 | 20 |  |  |  | 75.6357 | 1
| LCA | Big Creek/Ventura | 11 | Monthly System Peak Day | SCE | 1-in-10 | 2026 | 21 |  |  |  | 70.7864 | 1
| LCA | Big Creek/Ventura | 11 | Monthly System Peak Day | SCE | 1-in-10 | 2026 | 22 |  |  |  | 68.4421 | 1
| LCA | Big Creek/Ventura | 11 | Monthly System Peak Day | SCE | 1-in-10 | 2026 | 23 |  |  |  | 66.3479 | 1
| LCA | Big Creek/Ventura | 11 | Monthly System Peak Day | SCE | 1-in-10 | 2026 | 24 |  |  |  | 64.7529 | 1
| LCA | Big Creek/Ventura | 12 | Average Weekday | SCE | 1-in-10 | 2026 | 1 |  |  |  | 45.6414 | 1
| LCA | Big Creek/Ventura | 12 | Average Weekday | SCE | 1-in-10 | 2026 | 2 |  |  |  | 44.8109 | 1
| LCA | Big Creek/Ventura | 12 | Average Weekday | SCE | 1-in-10 | 2026 | 3 |  |  |  | 44.1837 | 1
| LCA | Big Creek/Ventura | 12 | Average Weekday | SCE | 1-in-10 | 2026 | 4 |  |  |  | 43.3696 | 1
| LCA | Big Creek/Ventura | 12 | Average Weekday | SCE | 1-in-10 | 2026 | 5 |  |  |  | 43.0515 | 1
| LCA | Big Creek/Ventura | 12 | Average Weekday | SCE | 1-in-10 | 2026 | 6 |  |  |  | 42.5648 | 1
| LCA | Big Creek/Ventura | 12 | Average Weekday | SCE | 1-in-10 | 2026 | 7 |  |  |  | 42.0354 | 1
| LCA | Big Creek/Ventura | 12 | Average Weekday | SCE | 1-in-10 | 2026 | 8 |  |  |  | 41.8085 | 1
| LCA | Big Creek/Ventura | 12 | Average Weekday | SCE | 1-in-10 | 2026 | 9 |  |  |  | 42.653 | 1
| LCA | Big Creek/Ventura | 12 | Average Weekday | SCE | 1-in-10 | 2026 | 10 |  |  |  | 46.058 | 1
| LCA | Big Creek/Ventura | 12 | Average Weekday | SCE | 1-in-10 | 2026 | 11 |  |  |  | 50.2263 | 1
| LCA | Big Creek/Ventura | 12 | Average Weekday | SCE | 1-in-10 | 2026 | 12 |  |  |  | 53.7152 | 1
| LCA | Big Creek/Ventura | 12 | Average Weekday | SCE | 1-in-10 | 2026 | 13 |  |  |  | 56.193 | 1
| LCA | Big Creek/Ventura | 12 | Average Weekday | SCE | 1-in-10 | 2026 | 14 |  |  |  | 57.7961 | 1
| LCA | Big Creek/Ventura | 12 | Average Weekday | SCE | 1-in-10 | 2026 | 15 |  |  |  | 58.6323 | 1
| LCA | Big Creek/Ventura | 12 | Average Weekday | SCE | 1-in-10 | 2026 | 16 |  |  |  | 58.9669 | 1
| LCA | Big Creek/Ventura | 12 | Average Weekday | SCE | 1-in-10 | 2026 | 17 |  |  |  | 58.4308 | 1
| LCA | Big Creek/Ventura | 12 | Average Weekday | SCE | 1-in-10 | 2026 | 18 |  |  |  | 56.5897 | 1
| LCA | Big Creek/Ventura | 12 | Average Weekday | SCE | 1-in-10 | 2026 | 19 |  |  |  | 54.0908 | 1
| LCA | Big Creek/Ventura | 12 | Average Weekday | SCE | 1-in-10 | 2026 | 20 |  |  |  | 51.9845 | 1
| LCA | Big Creek/Ventura | 12 | Average Weekday | SCE | 1-in-10 | 2026 | 21 |  |  |  | 50.3591 | 1
| LCA | Big Creek/Ventura | 12 | Average Weekday | SCE | 1-in-10 | 2026 | 22 |  |  |  | 49.0661 | 1
| LCA | Big Creek/Ventura | 12 | Average Weekday | SCE | 1-in-10 | 2026 | 23 |  |  |  | 47.7964 | 1
| LCA | Big Creek/Ventura | 12 | Average Weekday | SCE | 1-in-10 | 2026 | 24 |  |  |  | 46.9954 | 1
| LCA | Big Creek/Ventura | 12 | Monthly System Peak Day | SCE | 1-in-10 | 2026 | 1 |  |  |  | 40.7736 | 1
| LCA | Big Creek/Ventura | 12 | Monthly System Peak Day | SCE | 1-in-10 | 2026 | 2 |  |  |  | 40.2071 | 1
| LCA | Big Creek/Ventura | 12 | Monthly System Peak Day | SCE | 1-in-10 | 2026 | 3 |  |  |  | 38.9471 | 1
| LCA | Big Creek/Ventura | 12 | Monthly System Peak Day | SCE | 1-in-10 | 2026 | 4 |  |  |  | 37.6914 | 1
| LCA | Big Creek/Ventura | 12 | Monthly System Peak Day | SCE | 1-in-10 | 2026 | 5 |  |  |  | 37.0429 | 1
| LCA | Big Creek/Ventura | 12 | Monthly System Peak Day | SCE | 1-in-10 | 2026 | 6 |  |  |  | 35.6071 | 1
| LCA | Big Creek/Ventura | 12 | Monthly System Peak Day | SCE | 1-in-10 | 2026 | 7 |  |  |  | 34.0793 | 1
| LCA | Big Creek/Ventura | 12 | Monthly System Peak Day | SCE | 1-in-10 | 2026 | 8 |  |  |  | 33.665 | 1
| LCA | Big Creek/Ventura | 12 | Monthly System Peak Day | SCE | 1-in-10 | 2026 | 9 |  |  |  | 35.5443 | 1
| LCA | Big Creek/Ventura | 12 | Monthly System Peak Day | SCE | 1-in-10 | 2026 | 10 |  |  |  | 39.2764 | 1
| LCA | Big Creek/Ventura | 12 | Monthly System Peak Day | SCE | 1-in-10 | 2026 | 11 |  |  |  | 42.9014 | 1
| LCA | Big Creek/Ventura | 12 | Monthly System Peak Day | SCE | 1-in-10 | 2026 | 12 |  |  |  | 46.0714 | 1
| LCA | Big Creek/Ventura | 12 | Monthly System Peak Day | SCE | 1-in-10 | 2026 | 13 |  |  |  | 47.7536 | 1
| LCA | Big Creek/Ventura | 12 | Monthly System Peak Day | SCE | 1-in-10 | 2026 | 14 |  |  |  | 49.1129 | 1
| LCA | Big Creek/Ventura | 12 | Monthly System Peak Day | SCE | 1-in-10 | 2026 | 15 |  |  |  | 50.4914 | 1
| LCA | Big Creek/Ventura | 12 | Monthly System Peak Day | SCE | 1-in-10 | 2026 | 16 |  |  |  | 51.1093 | 1
| LCA | Big Creek/Ventura | 12 | Monthly System Peak Day | SCE | 1-in-10 | 2026 | 17 |  |  |  | 50.6336 | 1
| LCA | Big Creek/Ventura | 12 | Monthly System Peak Day | SCE | 1-in-10 | 2026 | 18 |  |  |  | 49.1286 | 1
| LCA | Big Creek/Ventura | 12 | Monthly System Peak Day | SCE | 1-in-10 | 2026 | 19 |  |  |  | 46.04 | 1
| LCA | Big Creek/Ventura | 12 | Monthly System Peak Day | SCE | 1-in-10 | 2026 | 20 |  |  |  | 43.6421 | 1
| LCA | Big Creek/Ventura | 12 | Monthly System Peak Day | SCE | 1-in-10 | 2026 | 21 |  |  |  | 41.805 | 1
| LCA | Big Creek/Ventura | 12 | Monthly System Peak Day | SCE | 1-in-10 | 2026 | 22 |  |  |  | 40.2143 | 1
| LCA | Big Creek/Ventura | 12 | Monthly System Peak Day | SCE | 1-in-10 | 2026 | 23 |  |  |  | 39.0786 | 1
| LCA | Big Creek/Ventura | 12 | Monthly System Peak Day | SCE | 1-in-10 | 2026 | 24 |  |  |  | 38.1714 | 1
| LCA | Big Creek/Ventura | 1 | Average Weekday | SCE | 1-in-10 | 2027 | 1 |  |  |  | 46.9726 | 1
| LCA | Big Creek/Ventura | 1 | Average Weekday | SCE | 1-in-10 | 2027 | 2 |  |  |  | 46.3899 | 1
| LCA | Big Creek/Ventura | 1 | Average Weekday | SCE | 1-in-10 | 2027 | 3 |  |  |  | 45.8098 | 1
| LCA | Big Creek/Ventura | 1 | Average Weekday | SCE | 1-in-10 | 2027 | 4 |  |  |  | 45.1295 | 1
| LCA | Big Creek/Ventura | 1 | Average Weekday | SCE | 1-in-10 | 2027 | 5 |  |  |  | 44.5356 | 1
| LCA | Big Creek/Ventura | 1 | Average Weekday | SCE | 1-in-10 | 2027 | 6 |  |  |  | 44.1452 | 1
| LCA | Big Creek/Ventura | 1 | Average Weekday | SCE | 1-in-10 | 2027 | 7 |  |  |  | 43.7767 | 1
| LCA | Big Creek/Ventura | 1 | Average Weekday | SCE | 1-in-10 | 2027 | 8 |  |  |  | 43.4369 | 1
| LCA | Big Creek/Ventura | 1 | Average Weekday | SCE | 1-in-10 | 2027 | 9 |  |  |  | 43.825 | 1
| LCA | Big Creek/Ventura | 1 | Average Weekday | SCE | 1-in-10 | 2027 | 10 |  |  |  | 46.4388 | 1
| LCA | Big Creek/Ventura | 1 | Average Weekday | SCE | 1-in-10 | 2027 | 11 |  |  |  | 50.0898 | 1
| LCA | Big Creek/Ventura | 1 | Average Weekday | SCE | 1-in-10 | 2027 | 12 |  |  |  | 53.082 | 1
| LCA | Big Creek/Ventura | 1 | Average Weekday | SCE | 1-in-10 | 2027 | 13 |  |  |  | 55.1166 | 1
| LCA | Big Creek/Ventura | 1 | Average Weekday | SCE | 1-in-10 | 2027 | 14 |  |  |  | 56.5521 | 1
| LCA | Big Creek/Ventura | 1 | Average Weekday | SCE | 1-in-10 | 2027 | 15 |  |  |  | 57.5392 | 1
| LCA | Big Creek/Ventura | 1 | Average Weekday | SCE | 1-in-10 | 2027 | 16 |  |  |  | 57.9567 | 1
| LCA | Big Creek/Ventura | 1 | Average Weekday | SCE | 1-in-10 | 2027 | 17 |  |  |  | 57.6834 | 1
| LCA | Big Creek/Ventura | 1 | Average Weekday | SCE | 1-in-10 | 2027 | 18 |  |  |  | 56.3685 | 1
| LCA | Big Creek/Ventura | 1 | Average Weekday | SCE | 1-in-10 | 2027 | 19 |  |  |  | 54.0957 | 1
| LCA | Big Creek/Ventura | 1 | Average Weekday | SCE | 1-in-10 | 2027 | 20 |  |  |  | 52.0419 | 1
| LCA | Big Creek/Ventura | 1 | Average Weekday | SCE | 1-in-10 | 2027 | 21 |  |  |  | 50.5806 | 1
| LCA | Big Creek/Ventura | 1 | Average Weekday | SCE | 1-in-10 | 2027 | 22 |  |  |  | 49.3198 | 1
| LCA | Big Creek/Ventura | 1 | Average Weekday | SCE | 1-in-10 | 2027 | 23 |  |  |  | 48.2823 | 1
| LCA | Big Creek/Ventura | 1 | Average Weekday | SCE | 1-in-10 | 2027 | 24 |  |  |  | 47.6345 | 1
| LCA | Big Creek/Ventura | 1 | Monthly System Peak Day | SCE | 1-in-10 | 2027 | 1 |  |  |  | 41.3479 | 1
| LCA | Big Creek/Ventura | 1 | Monthly System Peak Day | SCE | 1-in-10 | 2027 | 2 |  |  |  | 40.0943 | 1
| LCA | Big Creek/Ventura | 1 | Monthly System Peak Day | SCE | 1-in-10 | 2027 | 3 |  |  |  | 39.0714 | 1
| LCA | Big Creek/Ventura | 1 | Monthly System Peak Day | SCE | 1-in-10 | 2027 | 4 |  |  |  | 37.8993 | 1
| LCA | Big Creek/Ventura | 1 | Monthly System Peak Day | SCE | 1-in-10 | 2027 | 5 |  |  |  | 37.1579 | 1
| LCA | Big Creek/Ventura | 1 | Monthly System Peak Day | SCE | 1-in-10 | 2027 | 6 |  |  |  | 36.5943 | 1
| LCA | Big Creek/Ventura | 1 | Monthly System Peak Day | SCE | 1-in-10 | 2027 | 7 |  |  |  | 36.4721 | 1
| LCA | Big Creek/Ventura | 1 | Monthly System Peak Day | SCE | 1-in-10 | 2027 | 8 |  |  |  | 36.8593 | 1
| LCA | Big Creek/Ventura | 1 | Monthly System Peak Day | SCE | 1-in-10 | 2027 | 9 |  |  |  | 37.035 | 1
| LCA | Big Creek/Ventura | 1 | Monthly System Peak Day | SCE | 1-in-10 | 2027 | 10 |  |  |  | 39.5879 | 1
| LCA | Big Creek/Ventura | 1 | Monthly System Peak Day | SCE | 1-in-10 | 2027 | 11 |  |  |  | 42.2043 | 1
| LCA | Big Creek/Ventura | 1 | Monthly System Peak Day | SCE | 1-in-10 | 2027 | 12 |  |  |  | 44.2771 | 1
| LCA | Big Creek/Ventura | 1 | Monthly System Peak Day | SCE | 1-in-10 | 2027 | 13 |  |  |  | 43.8286 | 1
| LCA | Big Creek/Ventura | 1 | Monthly System Peak Day | SCE | 1-in-10 | 2027 | 14 |  |  |  | 44.5321 | 1
| LCA | Big Creek/Ventura | 1 | Monthly System Peak Day | SCE | 1-in-10 | 2027 | 15 |  |  |  | 45.7286 | 1
| LCA | Big Creek/Ventura | 1 | Monthly System Peak Day | SCE | 1-in-10 | 2027 | 16 |  |  |  | 46.5707 | 1
| LCA | Big Creek/Ventura | 1 | Monthly System Peak Day | SCE | 1-in-10 | 2027 | 17 |  |  |  | 47.0414 | 1
| LCA | Big Creek/Ventura | 1 | Monthly System Peak Day | SCE | 1-in-10 | 2027 | 18 |  |  |  | 45.9314 | 1
| LCA | Big Creek/Ventura | 1 | Monthly System Peak Day | SCE | 1-in-10 | 2027 | 19 |  |  |  | 43.87 | 1
| LCA | Big Creek/Ventura | 1 | Monthly System Peak Day | SCE | 1-in-10 | 2027 | 20 |  |  |  | 42.6786 | 1
| LCA | Big Creek/Ventura | 1 | Monthly System Peak Day | SCE | 1-in-10 | 2027 | 21 |  |  |  | 41.9493 | 1
| LCA | Big Creek/Ventura | 1 | Monthly System Peak Day | SCE | 1-in-10 | 2027 | 22 |  |  |  | 41.5471 | 1
| LCA | Big Creek/Ventura | 1 | Monthly System Peak Day | SCE | 1-in-10 | 2027 | 23 |  |  |  | 41.4043 | 1
| LCA | Big Creek/Ventura | 1 | Monthly System Peak Day | SCE | 1-in-10 | 2027 | 24 |  |  |  | 41.4957 | 1
| LCA | Big Creek/Ventura | 2 | Average Weekday | SCE | 1-in-10 | 2027 | 1 |  |  |  | 51.3747 | 1
| LCA | Big Creek/Ventura | 2 | Average Weekday | SCE | 1-in-10 | 2027 | 2 |  |  |  | 50.2988 | 1
| LCA | Big Creek/Ventura | 2 | Average Weekday | SCE | 1-in-10 | 2027 | 3 |  |  |  | 49.3487 | 1
| LCA | Big Creek/Ventura | 2 | Average Weekday | SCE | 1-in-10 | 2027 | 4 |  |  |  | 48.3699 | 1
| LCA | Big Creek/Ventura | 2 | Average Weekday | SCE | 1-in-10 | 2027 | 5 |  |  |  | 47.5163 | 1
| LCA | Big Creek/Ventura | 2 | Average Weekday | SCE | 1-in-10 | 2027 | 6 |  |  |  | 46.9323 | 1
| LCA | Big Creek/Ventura | 2 | Average Weekday | SCE | 1-in-10 | 2027 | 7 |  |  |  | 46.2951 | 1
| LCA | Big Creek/Ventura | 2 | Average Weekday | SCE | 1-in-10 | 2027 | 8 |  |  |  | 45.82 | 1
| LCA | Big Creek/Ventura | 2 | Average Weekday | SCE | 1-in-10 | 2027 | 9 |  |  |  | 47.1328 | 1
| LCA | Big Creek/Ventura | 2 | Average Weekday | SCE | 1-in-10 | 2027 | 10 |  |  |  | 51.5254 | 1
| LCA | Big Creek/Ventura | 2 | Average Weekday | SCE | 1-in-10 | 2027 | 11 |  |  |  | 56.5846 | 1
| LCA | Big Creek/Ventura | 2 | Average Weekday | SCE | 1-in-10 | 2027 | 12 |  |  |  | 60.71 | 1
| LCA | Big Creek/Ventura | 2 | Average Weekday | SCE | 1-in-10 | 2027 | 13 |  |  |  | 63.6338 | 1
| LCA | Big Creek/Ventura | 2 | Average Weekday | SCE | 1-in-10 | 2027 | 14 |  |  |  | 65.324 | 1
| LCA | Big Creek/Ventura | 2 | Average Weekday | SCE | 1-in-10 | 2027 | 15 |  |  |  | 66.1792 | 1
| LCA | Big Creek/Ventura | 2 | Average Weekday | SCE | 1-in-10 | 2027 | 16 |  |  |  | 66.7071 | 1
| LCA | Big Creek/Ventura | 2 | Average Weekday | SCE | 1-in-10 | 2027 | 17 |  |  |  | 66.5629 | 1
| LCA | Big Creek/Ventura | 2 | Average Weekday | SCE | 1-in-10 | 2027 | 18 |  |  |  | 65.2747 | 1
| LCA | Big Creek/Ventura | 2 | Average Weekday | SCE | 1-in-10 | 2027 | 19 |  |  |  | 62.4796 | 1
| LCA | Big Creek/Ventura | 2 | Average Weekday | SCE | 1-in-10 | 2027 | 20 |  |  |  | 59.6118 | 1
| LCA | Big Creek/Ventura | 2 | Average Weekday | SCE | 1-in-10 | 2027 | 21 |  |  |  | 57.2356 | 1
| LCA | Big Creek/Ventura | 2 | Average Weekday | SCE | 1-in-10 | 2027 | 22 |  |  |  | 55.0794 | 1
| LCA | Big Creek/Ventura | 2 | Average Weekday | SCE | 1-in-10 | 2027 | 23 |  |  |  | 53.3956 | 1
| LCA | Big Creek/Ventura | 2 | Average Weekday | SCE | 1-in-10 | 2027 | 24 |  |  |  | 51.9445 | 1
| LCA | Big Creek/Ventura | 2 | Monthly System Peak Day | SCE | 1-in-10 | 2027 | 1 |  |  |  | 62.7979 | 1
| LCA | Big Creek/Ventura | 2 | Monthly System Peak Day | SCE | 1-in-10 | 2027 | 2 |  |  |  | 60.5921 | 1
| LCA | Big Creek/Ventura | 2 | Monthly System Peak Day | SCE | 1-in-10 | 2027 | 3 |  |  |  | 60.4593 | 1
| LCA | Big Creek/Ventura | 2 | Monthly System Peak Day | SCE | 1-in-10 | 2027 | 4 |  |  |  | 59.0757 | 1
| LCA | Big Creek/Ventura | 2 | Monthly System Peak Day | SCE | 1-in-10 | 2027 | 5 |  |  |  | 57.5821 | 1
| LCA | Big Creek/Ventura | 2 | Monthly System Peak Day | SCE | 1-in-10 | 2027 | 6 |  |  |  | 55.4229 | 1
| LCA | Big Creek/Ventura | 2 | Monthly System Peak Day | SCE | 1-in-10 | 2027 | 7 |  |  |  | 54.08 | 1
| LCA | Big Creek/Ventura | 2 | Monthly System Peak Day | SCE | 1-in-10 | 2027 | 8 |  |  |  | 52.9957 | 1
| LCA | Big Creek/Ventura | 2 | Monthly System Peak Day | SCE | 1-in-10 | 2027 | 9 |  |  |  | 54.8779 | 1
| LCA | Big Creek/Ventura | 2 | Monthly System Peak Day | SCE | 1-in-10 | 2027 | 10 |  |  |  | 60.7657 | 1
| LCA | Big Creek/Ventura | 2 | Monthly System Peak Day | SCE | 1-in-10 | 2027 | 11 |  |  |  | 66.5386 | 1
| LCA | Big Creek/Ventura | 2 | Monthly System Peak Day | SCE | 1-in-10 | 2027 | 12 |  |  |  | 71.4286 | 1
| LCA | Big Creek/Ventura | 2 | Monthly System Peak Day | SCE | 1-in-10 | 2027 | 13 |  |  |  | 75.2543 | 1
| LCA | Big Creek/Ventura | 2 | Monthly System Peak Day | SCE | 1-in-10 | 2027 | 14 |  |  |  | 77.06 | 1
| LCA | Big Creek/Ventura | 2 | Monthly System Peak Day | SCE | 1-in-10 | 2027 | 15 |  |  |  | 78.1643 | 1
| LCA | Big Creek/Ventura | 2 | Monthly System Peak Day | SCE | 1-in-10 | 2027 | 16 |  |  |  | 79.4286 | 1
| LCA | Big Creek/Ventura | 2 | Monthly System Peak Day | SCE | 1-in-10 | 2027 | 17 |  |  |  | 79.3286 | 1
| LCA | Big Creek/Ventura | 2 | Monthly System Peak Day | SCE | 1-in-10 | 2027 | 18 |  |  |  | 78.4 | 1
| LCA | Big Creek/Ventura | 2 | Monthly System Peak Day | SCE | 1-in-10 | 2027 | 19 |  |  |  | 74.6357 | 1
| LCA | Big Creek/Ventura | 2 | Monthly System Peak Day | SCE | 1-in-10 | 2027 | 20 |  |  |  | 69.9336 | 1
| LCA | Big Creek/Ventura | 2 | Monthly System Peak Day | SCE | 1-in-10 | 2027 | 21 |  |  |  | 65.4836 | 1
| LCA | Big Creek/Ventura | 2 | Monthly System Peak Day | SCE | 1-in-10 | 2027 | 22 |  |  |  | 61.9921 | 1
| LCA | Big Creek/Ventura | 2 | Monthly System Peak Day | SCE | 1-in-10 | 2027 | 23 |  |  |  | 60.215 | 1
| LCA | Big Creek/Ventura | 2 | Monthly System Peak Day | SCE | 1-in-10 | 2027 | 24 |  |  |  | 59.5486 | 1
| LCA | Big Creek/Ventura | 3 | Average Weekday | SCE | 1-in-10 | 2027 | 1 |  |  |  | 55.76 | 1
| LCA | Big Creek/Ventura | 3 | Average Weekday | SCE | 1-in-10 | 2027 | 2 |  |  |  | 54.6302 | 1
| LCA | Big Creek/Ventura | 3 | Average Weekday | SCE | 1-in-10 | 2027 | 3 |  |  |  | 53.6954 | 1
| LCA | Big Creek/Ventura | 3 | Average Weekday | SCE | 1-in-10 | 2027 | 4 |  |  |  | 52.8489 | 1
| LCA | Big Creek/Ventura | 3 | Average Weekday | SCE | 1-in-10 | 2027 | 5 |  |  |  | 51.8634 | 1
| LCA | Big Creek/Ventura | 3 | Average Weekday | SCE | 1-in-10 | 2027 | 6 |  |  |  | 51.0123 | 1
| LCA | Big Creek/Ventura | 3 | Average Weekday | SCE | 1-in-10 | 2027 | 7 |  |  |  | 50.3326 | 1
| LCA | Big Creek/Ventura | 3 | Average Weekday | SCE | 1-in-10 | 2027 | 8 |  |  |  | 49.9971 | 1
| LCA | Big Creek/Ventura | 3 | Average Weekday | SCE | 1-in-10 | 2027 | 9 |  |  |  | 51.0948 | 1
| LCA | Big Creek/Ventura | 3 | Average Weekday | SCE | 1-in-10 | 2027 | 10 |  |  |  | 54.9948 | 1
| LCA | Big Creek/Ventura | 3 | Average Weekday | SCE | 1-in-10 | 2027 | 11 |  |  |  | 59.737 | 1
| LCA | Big Creek/Ventura | 3 | Average Weekday | SCE | 1-in-10 | 2027 | 12 |  |  |  | 63.8311 | 1
| LCA | Big Creek/Ventura | 3 | Average Weekday | SCE | 1-in-10 | 2027 | 13 |  |  |  | 67.0932 | 1
| LCA | Big Creek/Ventura | 3 | Average Weekday | SCE | 1-in-10 | 2027 | 14 |  |  |  | 69.3943 | 1
| LCA | Big Creek/Ventura | 3 | Average Weekday | SCE | 1-in-10 | 2027 | 15 |  |  |  | 70.8584 | 1
| LCA | Big Creek/Ventura | 3 | Average Weekday | SCE | 1-in-10 | 2027 | 16 |  |  |  | 71.6505 | 1
| LCA | Big Creek/Ventura | 3 | Average Weekday | SCE | 1-in-10 | 2027 | 17 |  |  |  | 71.9429 | 1
| LCA | Big Creek/Ventura | 3 | Average Weekday | SCE | 1-in-10 | 2027 | 18 |  |  |  | 71.2563 | 1
| LCA | Big Creek/Ventura | 3 | Average Weekday | SCE | 1-in-10 | 2027 | 19 |  |  |  | 69.5572 | 1
| LCA | Big Creek/Ventura | 3 | Average Weekday | SCE | 1-in-10 | 2027 | 20 |  |  |  | 66.8135 | 1
| LCA | Big Creek/Ventura | 3 | Average Weekday | SCE | 1-in-10 | 2027 | 21 |  |  |  | 63.5231 | 1
| LCA | Big Creek/Ventura | 3 | Average Weekday | SCE | 1-in-10 | 2027 | 22 |  |  |  | 61.2592 | 1
| LCA | Big Creek/Ventura | 3 | Average Weekday | SCE | 1-in-10 | 2027 | 23 |  |  |  | 59.4613 | 1
| LCA | Big Creek/Ventura | 3 | Average Weekday | SCE | 1-in-10 | 2027 | 24 |  |  |  | 58.0116 | 1
| LCA | Big Creek/Ventura | 3 | Monthly System Peak Day | SCE | 1-in-10 | 2027 | 1 |  |  |  | 62.9286 | 1
| LCA | Big Creek/Ventura | 3 | Monthly System Peak Day | SCE | 1-in-10 | 2027 | 2 |  |  |  | 61.1979 | 1
| LCA | Big Creek/Ventura | 3 | Monthly System Peak Day | SCE | 1-in-10 | 2027 | 3 |  |  |  | 59.1257 | 1
| LCA | Big Creek/Ventura | 3 | Monthly System Peak Day | SCE | 1-in-10 | 2027 | 4 |  |  |  | 58.2714 | 1
| LCA | Big Creek/Ventura | 3 | Monthly System Peak Day | SCE | 1-in-10 | 2027 | 5 |  |  |  | 57.7179 | 1
| LCA | Big Creek/Ventura | 3 | Monthly System Peak Day | SCE | 1-in-10 | 2027 | 6 |  |  |  | 56.9114 | 1
| LCA | Big Creek/Ventura | 3 | Monthly System Peak Day | SCE | 1-in-10 | 2027 | 7 |  |  |  | 55.6436 | 1
| LCA | Big Creek/Ventura | 3 | Monthly System Peak Day | SCE | 1-in-10 | 2027 | 8 |  |  |  | 54.6729 | 1
| LCA | Big Creek/Ventura | 3 | Monthly System Peak Day | SCE | 1-in-10 | 2027 | 9 |  |  |  | 55.8821 | 1
| LCA | Big Creek/Ventura | 3 | Monthly System Peak Day | SCE | 1-in-10 | 2027 | 10 |  |  |  | 61.4086 | 1
| LCA | Big Creek/Ventura | 3 | Monthly System Peak Day | SCE | 1-in-10 | 2027 | 11 |  |  |  | 67.5364 | 1
| LCA | Big Creek/Ventura | 3 | Monthly System Peak Day | SCE | 1-in-10 | 2027 | 12 |  |  |  | 73.5307 | 1
| LCA | Big Creek/Ventura | 3 | Monthly System Peak Day | SCE | 1-in-10 | 2027 | 13 |  |  |  | 78.6286 | 1
| LCA | Big Creek/Ventura | 3 | Monthly System Peak Day | SCE | 1-in-10 | 2027 | 14 |  |  |  | 81.6357 | 1
| LCA | Big Creek/Ventura | 3 | Monthly System Peak Day | SCE | 1-in-10 | 2027 | 15 |  |  |  | 84.1429 | 1
| LCA | Big Creek/Ventura | 3 | Monthly System Peak Day | SCE | 1-in-10 | 2027 | 16 |  |  |  | 85.3286 | 1
| LCA | Big Creek/Ventura | 3 | Monthly System Peak Day | SCE | 1-in-10 | 2027 | 17 |  |  |  | 85.2429 | 1
| LCA | Big Creek/Ventura | 3 | Monthly System Peak Day | SCE | 1-in-10 | 2027 | 18 |  |  |  | 84.9286 | 1
| LCA | Big Creek/Ventura | 3 | Monthly System Peak Day | SCE | 1-in-10 | 2027 | 19 |  |  |  | 83.1136 | 1
| LCA | Big Creek/Ventura | 3 | Monthly System Peak Day | SCE | 1-in-10 | 2027 | 20 |  |  |  | 80.1564 | 1
| LCA | Big Creek/Ventura | 3 | Monthly System Peak Day | SCE | 1-in-10 | 2027 | 21 |  |  |  | 75.1193 | 1
| LCA | Big Creek/Ventura | 3 | Monthly System Peak Day | SCE | 1-in-10 | 2027 | 22 |  |  |  | 70.7171 | 1
| LCA | Big Creek/Ventura | 3 | Monthly System Peak Day | SCE | 1-in-10 | 2027 | 23 |  |  |  | 67.4014 | 1
| LCA | Big Creek/Ventura | 3 | Monthly System Peak Day | SCE | 1-in-10 | 2027 | 24 |  |  |  | 64.9371 | 1
| LCA | Big Creek/Ventura | 4 | Average Weekday | SCE | 1-in-10 | 2027 | 1 |  |  |  | 57.6326 | 1
| LCA | Big Creek/Ventura | 4 | Average Weekday | SCE | 1-in-10 | 2027 | 2 |  |  |  | 56.4057 | 1
| LCA | Big Creek/Ventura | 4 | Average Weekday | SCE | 1-in-10 | 2027 | 3 |  |  |  | 55.5479 | 1
| LCA | Big Creek/Ventura | 4 | Average Weekday | SCE | 1-in-10 | 2027 | 4 |  |  |  | 54.5992 | 1
| LCA | Big Creek/Ventura | 4 | Average Weekday | SCE | 1-in-10 | 2027 | 5 |  |  |  | 53.688 | 1
| LCA | Big Creek/Ventura | 4 | Average Weekday | SCE | 1-in-10 | 2027 | 6 |  |  |  | 53.0014 | 1
| LCA | Big Creek/Ventura | 4 | Average Weekday | SCE | 1-in-10 | 2027 | 7 |  |  |  | 52.3473 | 1
| LCA | Big Creek/Ventura | 4 | Average Weekday | SCE | 1-in-10 | 2027 | 8 |  |  |  | 52.0583 | 1
| LCA | Big Creek/Ventura | 4 | Average Weekday | SCE | 1-in-10 | 2027 | 9 |  |  |  | 53.8128 | 1
| LCA | Big Creek/Ventura | 4 | Average Weekday | SCE | 1-in-10 | 2027 | 10 |  |  |  | 57.9408 | 1
| LCA | Big Creek/Ventura | 4 | Average Weekday | SCE | 1-in-10 | 2027 | 11 |  |  |  | 61.8429 | 1
| LCA | Big Creek/Ventura | 4 | Average Weekday | SCE | 1-in-10 | 2027 | 12 |  |  |  | 65.2534 | 1
| LCA | Big Creek/Ventura | 4 | Average Weekday | SCE | 1-in-10 | 2027 | 13 |  |  |  | 67.9803 | 1
| LCA | Big Creek/Ventura | 4 | Average Weekday | SCE | 1-in-10 | 2027 | 14 |  |  |  | 69.9663 | 1
| LCA | Big Creek/Ventura | 4 | Average Weekday | SCE | 1-in-10 | 2027 | 15 |  |  |  | 71.2935 | 1
| LCA | Big Creek/Ventura | 4 | Average Weekday | SCE | 1-in-10 | 2027 | 16 |  |  |  | 71.9866 | 1
| LCA | Big Creek/Ventura | 4 | Average Weekday | SCE | 1-in-10 | 2027 | 17 |  |  |  | 72.0635 | 1
| LCA | Big Creek/Ventura | 4 | Average Weekday | SCE | 1-in-10 | 2027 | 18 |  |  |  | 71.4416 | 1
| LCA | Big Creek/Ventura | 4 | Average Weekday | SCE | 1-in-10 | 2027 | 19 |  |  |  | 69.9954 | 1
| LCA | Big Creek/Ventura | 4 | Average Weekday | SCE | 1-in-10 | 2027 | 20 |  |  |  | 67.8065 | 1
| LCA | Big Creek/Ventura | 4 | Average Weekday | SCE | 1-in-10 | 2027 | 21 |  |  |  | 64.8983 | 1
| LCA | Big Creek/Ventura | 4 | Average Weekday | SCE | 1-in-10 | 2027 | 22 |  |  |  | 62.5152 | 1
| LCA | Big Creek/Ventura | 4 | Average Weekday | SCE | 1-in-10 | 2027 | 23 |  |  |  | 60.6633 | 1
| LCA | Big Creek/Ventura | 4 | Average Weekday | SCE | 1-in-10 | 2027 | 24 |  |  |  | 59.0916 | 1
| LCA | Big Creek/Ventura | 4 | Monthly System Peak Day | SCE | 1-in-10 | 2027 | 1 |  |  |  | 67.3443 | 1
| LCA | Big Creek/Ventura | 4 | Monthly System Peak Day | SCE | 1-in-10 | 2027 | 2 |  |  |  | 65.9207 | 1
| LCA | Big Creek/Ventura | 4 | Monthly System Peak Day | SCE | 1-in-10 | 2027 | 3 |  |  |  | 65.0814 | 1
| LCA | Big Creek/Ventura | 4 | Monthly System Peak Day | SCE | 1-in-10 | 2027 | 4 |  |  |  | 63.8121 | 1
| LCA | Big Creek/Ventura | 4 | Monthly System Peak Day | SCE | 1-in-10 | 2027 | 5 |  |  |  | 62.6157 | 1
| LCA | Big Creek/Ventura | 4 | Monthly System Peak Day | SCE | 1-in-10 | 2027 | 6 |  |  |  | 61.2721 | 1
| LCA | Big Creek/Ventura | 4 | Monthly System Peak Day | SCE | 1-in-10 | 2027 | 7 |  |  |  | 60.1821 | 1
| LCA | Big Creek/Ventura | 4 | Monthly System Peak Day | SCE | 1-in-10 | 2027 | 8 |  |  |  | 59.4121 | 1
| LCA | Big Creek/Ventura | 4 | Monthly System Peak Day | SCE | 1-in-10 | 2027 | 9 |  |  |  | 62.43 | 1
| LCA | Big Creek/Ventura | 4 | Monthly System Peak Day | SCE | 1-in-10 | 2027 | 10 |  |  |  | 68.1557 | 1
| LCA | Big Creek/Ventura | 4 | Monthly System Peak Day | SCE | 1-in-10 | 2027 | 11 |  |  |  | 74.0407 | 1
| LCA | Big Creek/Ventura | 4 | Monthly System Peak Day | SCE | 1-in-10 | 2027 | 12 |  |  |  | 79.2636 | 1
| LCA | Big Creek/Ventura | 4 | Monthly System Peak Day | SCE | 1-in-10 | 2027 | 13 |  |  |  | 83.0279 | 1
| LCA | Big Creek/Ventura | 4 | Monthly System Peak Day | SCE | 1-in-10 | 2027 | 14 |  |  |  | 86.0857 | 1
| LCA | Big Creek/Ventura | 4 | Monthly System Peak Day | SCE | 1-in-10 | 2027 | 15 |  |  |  | 87.2643 | 1
| LCA | Big Creek/Ventura | 4 | Monthly System Peak Day | SCE | 1-in-10 | 2027 | 16 |  |  |  | 87.4643 | 1
| LCA | Big Creek/Ventura | 4 | Monthly System Peak Day | SCE | 1-in-10 | 2027 | 17 |  |  |  | 86.4571 | 1
| LCA | Big Creek/Ventura | 4 | Monthly System Peak Day | SCE | 1-in-10 | 2027 | 18 |  |  |  | 85.5857 | 1
| LCA | Big Creek/Ventura | 4 | Monthly System Peak Day | SCE | 1-in-10 | 2027 | 19 |  |  |  | 83.6843 | 1
| LCA | Big Creek/Ventura | 4 | Monthly System Peak Day | SCE | 1-in-10 | 2027 | 20 |  |  |  | 80.7464 | 1
| LCA | Big Creek/Ventura | 4 | Monthly System Peak Day | SCE | 1-in-10 | 2027 | 21 |  |  |  | 76.3129 | 1
| LCA | Big Creek/Ventura | 4 | Monthly System Peak Day | SCE | 1-in-10 | 2027 | 22 |  |  |  | 72.2921 | 1
| LCA | Big Creek/Ventura | 4 | Monthly System Peak Day | SCE | 1-in-10 | 2027 | 23 |  |  |  | 70.0786 | 1
| LCA | Big Creek/Ventura | 4 | Monthly System Peak Day | SCE | 1-in-10 | 2027 | 24 |  |  |  | 68.7064 | 1
| LCA | Big Creek/Ventura | 5 | Average Weekday | SCE | 1-in-10 | 2027 | 1 |  |  |  | 62.5912 | 1
| LCA | Big Creek/Ventura | 5 | Average Weekday | SCE | 1-in-10 | 2027 | 2 |  |  |  | 61.3025 | 1
| LCA | Big Creek/Ventura | 5 | Average Weekday | SCE | 1-in-10 | 2027 | 3 |  |  |  | 60.0848 | 1
| LCA | Big Creek/Ventura | 5 | Average Weekday | SCE | 1-in-10 | 2027 | 4 |  |  |  | 58.8481 | 1
| LCA | Big Creek/Ventura | 5 | Average Weekday | SCE | 1-in-10 | 2027 | 5 |  |  |  | 58.0431 | 1
| LCA | Big Creek/Ventura | 5 | Average Weekday | SCE | 1-in-10 | 2027 | 6 |  |  |  | 57.2156 | 1
| LCA | Big Creek/Ventura | 5 | Average Weekday | SCE | 1-in-10 | 2027 | 7 |  |  |  | 56.479 | 1
| LCA | Big Creek/Ventura | 5 | Average Weekday | SCE | 1-in-10 | 2027 | 8 |  |  |  | 56.8888 | 1
| LCA | Big Creek/Ventura | 5 | Average Weekday | SCE | 1-in-10 | 2027 | 9 |  |  |  | 60.1908 | 1
| LCA | Big Creek/Ventura | 5 | Average Weekday | SCE | 1-in-10 | 2027 | 10 |  |  |  | 64.6334 | 1
| LCA | Big Creek/Ventura | 5 | Average Weekday | SCE | 1-in-10 | 2027 | 11 |  |  |  | 68.5848 | 1
| LCA | Big Creek/Ventura | 5 | Average Weekday | SCE | 1-in-10 | 2027 | 12 |  |  |  | 71.6441 | 1
| LCA | Big Creek/Ventura | 5 | Average Weekday | SCE | 1-in-10 | 2027 | 13 |  |  |  | 74.0241 | 1
| LCA | Big Creek/Ventura | 5 | Average Weekday | SCE | 1-in-10 | 2027 | 14 |  |  |  | 75.6921 | 1
| LCA | Big Creek/Ventura | 5 | Average Weekday | SCE | 1-in-10 | 2027 | 15 |  |  |  | 76.7916 | 1
| LCA | Big Creek/Ventura | 5 | Average Weekday | SCE | 1-in-10 | 2027 | 16 |  |  |  | 77.2805 | 1
| LCA | Big Creek/Ventura | 5 | Average Weekday | SCE | 1-in-10 | 2027 | 17 |  |  |  | 77.2165 | 1
| LCA | Big Creek/Ventura | 5 | Average Weekday | SCE | 1-in-10 | 2027 | 18 |  |  |  | 76.5896 | 1
| LCA | Big Creek/Ventura | 5 | Average Weekday | SCE | 1-in-10 | 2027 | 19 |  |  |  | 75.461 | 1
| LCA | Big Creek/Ventura | 5 | Average Weekday | SCE | 1-in-10 | 2027 | 20 |  |  |  | 73.5426 | 1
| LCA | Big Creek/Ventura | 5 | Average Weekday | SCE | 1-in-10 | 2027 | 21 |  |  |  | 70.8603 | 1
| LCA | Big Creek/Ventura | 5 | Average Weekday | SCE | 1-in-10 | 2027 | 22 |  |  |  | 68.0311 | 1
| LCA | Big Creek/Ventura | 5 | Average Weekday | SCE | 1-in-10 | 2027 | 23 |  |  |  | 66.0109 | 1
| LCA | Big Creek/Ventura | 5 | Average Weekday | SCE | 1-in-10 | 2027 | 24 |  |  |  | 64.0741 | 1
| LCA | Big Creek/Ventura | 5 | Monthly System Peak Day | SCE | 1-in-10 | 2027 | 1 |  |  |  | 73.7593 | 1
| LCA | Big Creek/Ventura | 5 | Monthly System Peak Day | SCE | 1-in-10 | 2027 | 2 |  |  |  | 71.6129 | 1
| LCA | Big Creek/Ventura | 5 | Monthly System Peak Day | SCE | 1-in-10 | 2027 | 3 |  |  |  | 69.8557 | 1
| LCA | Big Creek/Ventura | 5 | Monthly System Peak Day | SCE | 1-in-10 | 2027 | 4 |  |  |  | 68.0679 | 1
| LCA | Big Creek/Ventura | 5 | Monthly System Peak Day | SCE | 1-in-10 | 2027 | 5 |  |  |  | 65.8314 | 1
| LCA | Big Creek/Ventura | 5 | Monthly System Peak Day | SCE | 1-in-10 | 2027 | 6 |  |  |  | 64.9371 | 1
| LCA | Big Creek/Ventura | 5 | Monthly System Peak Day | SCE | 1-in-10 | 2027 | 7 |  |  |  | 64.2586 | 1
| LCA | Big Creek/Ventura | 5 | Monthly System Peak Day | SCE | 1-in-10 | 2027 | 8 |  |  |  | 64.3064 | 1
| LCA | Big Creek/Ventura | 5 | Monthly System Peak Day | SCE | 1-in-10 | 2027 | 9 |  |  |  | 68.5121 | 1
| LCA | Big Creek/Ventura | 5 | Monthly System Peak Day | SCE | 1-in-10 | 2027 | 10 |  |  |  | 74.5079 | 1
| LCA | Big Creek/Ventura | 5 | Monthly System Peak Day | SCE | 1-in-10 | 2027 | 11 |  |  |  | 80.8571 | 1
| LCA | Big Creek/Ventura | 5 | Monthly System Peak Day | SCE | 1-in-10 | 2027 | 12 |  |  |  | 85.8971 | 1
| LCA | Big Creek/Ventura | 5 | Monthly System Peak Day | SCE | 1-in-10 | 2027 | 13 |  |  |  | 89.2071 | 1
| LCA | Big Creek/Ventura | 5 | Monthly System Peak Day | SCE | 1-in-10 | 2027 | 14 |  |  |  | 91.3857 | 1
| LCA | Big Creek/Ventura | 5 | Monthly System Peak Day | SCE | 1-in-10 | 2027 | 15 |  |  |  | 92.3 | 1
| LCA | Big Creek/Ventura | 5 | Monthly System Peak Day | SCE | 1-in-10 | 2027 | 16 |  |  |  | 92.5643 | 1
| LCA | Big Creek/Ventura | 5 | Monthly System Peak Day | SCE | 1-in-10 | 2027 | 17 |  |  |  | 92.3714 | 1
| LCA | Big Creek/Ventura | 5 | Monthly System Peak Day | SCE | 1-in-10 | 2027 | 18 |  |  |  | 91.9429 | 1
| LCA | Big Creek/Ventura | 5 | Monthly System Peak Day | SCE | 1-in-10 | 2027 | 19 |  |  |  | 90.6 | 1
| LCA | Big Creek/Ventura | 5 | Monthly System Peak Day | SCE | 1-in-10 | 2027 | 20 |  |  |  | 87.835 | 1
| LCA | Big Creek/Ventura | 5 | Monthly System Peak Day | SCE | 1-in-10 | 2027 | 21 |  |  |  | 83.1979 | 1
| LCA | Big Creek/Ventura | 5 | Monthly System Peak Day | SCE | 1-in-10 | 2027 | 22 |  |  |  | 79.3571 | 1
| LCA | Big Creek/Ventura | 5 | Monthly System Peak Day | SCE | 1-in-10 | 2027 | 23 |  |  |  | 76.5479 | 1
| LCA | Big Creek/Ventura | 5 | Monthly System Peak Day | SCE | 1-in-10 | 2027 | 24 |  |  |  | 73.7157 | 1
| LCA | Big Creek/Ventura | 6 | Average Weekday | SCE | 1-in-10 | 2027 | 1 |  |  |  | 67.5979 | 1
| LCA | Big Creek/Ventura | 6 | Average Weekday | SCE | 1-in-10 | 2027 | 2 |  |  |  | 66.7173 | 1
| LCA | Big Creek/Ventura | 6 | Average Weekday | SCE | 1-in-10 | 2027 | 3 |  |  |  | 65.8067 | 1
| LCA | Big Creek/Ventura | 6 | Average Weekday | SCE | 1-in-10 | 2027 | 4 |  |  |  | 64.7835 | 1
| LCA | Big Creek/Ventura | 6 | Average Weekday | SCE | 1-in-10 | 2027 | 5 |  |  |  | 63.8893 | 1
| LCA | Big Creek/Ventura | 6 | Average Weekday | SCE | 1-in-10 | 2027 | 6 |  |  |  | 63.1691 | 1
| LCA | Big Creek/Ventura | 6 | Average Weekday | SCE | 1-in-10 | 2027 | 7 |  |  |  | 62.6661 | 1
| LCA | Big Creek/Ventura | 6 | Average Weekday | SCE | 1-in-10 | 2027 | 8 |  |  |  | 63.2141 | 1
| LCA | Big Creek/Ventura | 6 | Average Weekday | SCE | 1-in-10 | 2027 | 9 |  |  |  | 66.1776 | 1
| LCA | Big Creek/Ventura | 6 | Average Weekday | SCE | 1-in-10 | 2027 | 10 |  |  |  | 70.0818 | 1
| LCA | Big Creek/Ventura | 6 | Average Weekday | SCE | 1-in-10 | 2027 | 11 |  |  |  | 73.9836 | 1
| LCA | Big Creek/Ventura | 6 | Average Weekday | SCE | 1-in-10 | 2027 | 12 |  |  |  | 77.4319 | 1
| LCA | Big Creek/Ventura | 6 | Average Weekday | SCE | 1-in-10 | 2027 | 13 |  |  |  | 80.1443 | 1
| LCA | Big Creek/Ventura | 6 | Average Weekday | SCE | 1-in-10 | 2027 | 14 |  |  |  | 82.1737 | 1
| LCA | Big Creek/Ventura | 6 | Average Weekday | SCE | 1-in-10 | 2027 | 15 |  |  |  | 83.3627 | 1
| LCA | Big Creek/Ventura | 6 | Average Weekday | SCE | 1-in-10 | 2027 | 16 |  |  |  | 83.8567 | 1
| LCA | Big Creek/Ventura | 6 | Average Weekday | SCE | 1-in-10 | 2027 | 17 |  |  |  | 83.6788 | 1
| LCA | Big Creek/Ventura | 6 | Average Weekday | SCE | 1-in-10 | 2027 | 18 |  |  |  | 82.6209 | 1
| LCA | Big Creek/Ventura | 6 | Average Weekday | SCE | 1-in-10 | 2027 | 19 |  |  |  | 80.9659 | 1
| LCA | Big Creek/Ventura | 6 | Average Weekday | SCE | 1-in-10 | 2027 | 20 |  |  |  | 78.9063 | 1
| LCA | Big Creek/Ventura | 6 | Average Weekday | SCE | 1-in-10 | 2027 | 21 |  |  |  | 76.1141 | 1
| LCA | Big Creek/Ventura | 6 | Average Weekday | SCE | 1-in-10 | 2027 | 22 |  |  |  | 72.8496 | 1
| LCA | Big Creek/Ventura | 6 | Average Weekday | SCE | 1-in-10 | 2027 | 23 |  |  |  | 70.6066 | 1
| LCA | Big Creek/Ventura | 6 | Average Weekday | SCE | 1-in-10 | 2027 | 24 |  |  |  | 68.955 | 1
| LCA | Big Creek/Ventura | 6 | Monthly System Peak Day | SCE | 1-in-10 | 2027 | 1 |  |  |  | 76.6914 | 1
| LCA | Big Creek/Ventura | 6 | Monthly System Peak Day | SCE | 1-in-10 | 2027 | 2 |  |  |  | 75.515 | 1
| LCA | Big Creek/Ventura | 6 | Monthly System Peak Day | SCE | 1-in-10 | 2027 | 3 |  |  |  | 74.4379 | 1
| LCA | Big Creek/Ventura | 6 | Monthly System Peak Day | SCE | 1-in-10 | 2027 | 4 |  |  |  | 73.645 | 1
| LCA | Big Creek/Ventura | 6 | Monthly System Peak Day | SCE | 1-in-10 | 2027 | 5 |  |  |  | 71.9007 | 1
| LCA | Big Creek/Ventura | 6 | Monthly System Peak Day | SCE | 1-in-10 | 2027 | 6 |  |  |  | 70.5579 | 1
| LCA | Big Creek/Ventura | 6 | Monthly System Peak Day | SCE | 1-in-10 | 2027 | 7 |  |  |  | 69.8057 | 1
| LCA | Big Creek/Ventura | 6 | Monthly System Peak Day | SCE | 1-in-10 | 2027 | 8 |  |  |  | 70.8229 | 1
| LCA | Big Creek/Ventura | 6 | Monthly System Peak Day | SCE | 1-in-10 | 2027 | 9 |  |  |  | 75.2807 | 1
| LCA | Big Creek/Ventura | 6 | Monthly System Peak Day | SCE | 1-in-10 | 2027 | 10 |  |  |  | 80.9114 | 1
| LCA | Big Creek/Ventura | 6 | Monthly System Peak Day | SCE | 1-in-10 | 2027 | 11 |  |  |  | 85.5807 | 1
| LCA | Big Creek/Ventura | 6 | Monthly System Peak Day | SCE | 1-in-10 | 2027 | 12 |  |  |  | 90.1036 | 1
| LCA | Big Creek/Ventura | 6 | Monthly System Peak Day | SCE | 1-in-10 | 2027 | 13 |  |  |  | 93.5643 | 1
| LCA | Big Creek/Ventura | 6 | Monthly System Peak Day | SCE | 1-in-10 | 2027 | 14 |  |  |  | 95.8857 | 1
| LCA | Big Creek/Ventura | 6 | Monthly System Peak Day | SCE | 1-in-10 | 2027 | 15 |  |  |  | 96.8643 | 1
| LCA | Big Creek/Ventura | 6 | Monthly System Peak Day | SCE | 1-in-10 | 2027 | 16 |  |  |  | 97.5786 | 1
| LCA | Big Creek/Ventura | 6 | Monthly System Peak Day | SCE | 1-in-10 | 2027 | 17 |  |  |  | 97.25 | 1
| LCA | Big Creek/Ventura | 6 | Monthly System Peak Day | SCE | 1-in-10 | 2027 | 18 |  |  |  | 96.6714 | 1
| LCA | Big Creek/Ventura | 6 | Monthly System Peak Day | SCE | 1-in-10 | 2027 | 19 |  |  |  | 94.1429 | 1
| LCA | Big Creek/Ventura | 6 | Monthly System Peak Day | SCE | 1-in-10 | 2027 | 20 |  |  |  | 91.7464 | 1
| LCA | Big Creek/Ventura | 6 | Monthly System Peak Day | SCE | 1-in-10 | 2027 | 21 |  |  |  | 88.6107 | 1
| LCA | Big Creek/Ventura | 6 | Monthly System Peak Day | SCE | 1-in-10 | 2027 | 22 |  |  |  | 84.5 | 1
| LCA | Big Creek/Ventura | 6 | Monthly System Peak Day | SCE | 1-in-10 | 2027 | 23 |  |  |  | 80.9521 | 1
| LCA | Big Creek/Ventura | 6 | Monthly System Peak Day | SCE | 1-in-10 | 2027 | 24 |  |  |  | 78.8607 | 1
| LCA | Big Creek/Ventura | 7 | Average Weekday | SCE | 1-in-10 | 2027 | 1 |  |  |  | 73.7504 | 1
| LCA | Big Creek/Ventura | 7 | Average Weekday | SCE | 1-in-10 | 2027 | 2 |  |  |  | 72.6444 | 1
| LCA | Big Creek/Ventura | 7 | Average Weekday | SCE | 1-in-10 | 2027 | 3 |  |  |  | 71.7965 | 1
| LCA | Big Creek/Ventura | 7 | Average Weekday | SCE | 1-in-10 | 2027 | 4 |  |  |  | 70.8986 | 1
| LCA | Big Creek/Ventura | 7 | Average Weekday | SCE | 1-in-10 | 2027 | 5 |  |  |  | 70.1004 | 1
| LCA | Big Creek/Ventura | 7 | Average Weekday | SCE | 1-in-10 | 2027 | 6 |  |  |  | 69.3371 | 1
| LCA | Big Creek/Ventura | 7 | Average Weekday | SCE | 1-in-10 | 2027 | 7 |  |  |  | 68.9791 | 1
| LCA | Big Creek/Ventura | 7 | Average Weekday | SCE | 1-in-10 | 2027 | 8 |  |  |  | 69.3313 | 1
| LCA | Big Creek/Ventura | 7 | Average Weekday | SCE | 1-in-10 | 2027 | 9 |  |  |  | 72.2421 | 1
| LCA | Big Creek/Ventura | 7 | Average Weekday | SCE | 1-in-10 | 2027 | 10 |  |  |  | 76.3167 | 1
| LCA | Big Creek/Ventura | 7 | Average Weekday | SCE | 1-in-10 | 2027 | 11 |  |  |  | 80.6703 | 1
| LCA | Big Creek/Ventura | 7 | Average Weekday | SCE | 1-in-10 | 2027 | 12 |  |  |  | 84.4912 | 1
| LCA | Big Creek/Ventura | 7 | Average Weekday | SCE | 1-in-10 | 2027 | 13 |  |  |  | 87.3622 | 1
| LCA | Big Creek/Ventura | 7 | Average Weekday | SCE | 1-in-10 | 2027 | 14 |  |  |  | 89.604 | 1
| LCA | Big Creek/Ventura | 7 | Average Weekday | SCE | 1-in-10 | 2027 | 15 |  |  |  | 91.1072 | 1
| LCA | Big Creek/Ventura | 7 | Average Weekday | SCE | 1-in-10 | 2027 | 16 |  |  |  | 91.7086 | 1
| LCA | Big Creek/Ventura | 7 | Average Weekday | SCE | 1-in-10 | 2027 | 17 |  |  |  | 91.4436 | 1
| LCA | Big Creek/Ventura | 7 | Average Weekday | SCE | 1-in-10 | 2027 | 18 |  |  |  | 90.5951 | 1
| LCA | Big Creek/Ventura | 7 | Average Weekday | SCE | 1-in-10 | 2027 | 19 |  |  |  | 88.7186 | 1
| LCA | Big Creek/Ventura | 7 | Average Weekday | SCE | 1-in-10 | 2027 | 20 |  |  |  | 85.9757 | 1
| LCA | Big Creek/Ventura | 7 | Average Weekday | SCE | 1-in-10 | 2027 | 21 |  |  |  | 82.4525 | 1
| LCA | Big Creek/Ventura | 7 | Average Weekday | SCE | 1-in-10 | 2027 | 22 |  |  |  | 78.9574 | 1
| LCA | Big Creek/Ventura | 7 | Average Weekday | SCE | 1-in-10 | 2027 | 23 |  |  |  | 76.8646 | 1
| LCA | Big Creek/Ventura | 7 | Average Weekday | SCE | 1-in-10 | 2027 | 24 |  |  |  | 75.4968 | 1
| LCA | Big Creek/Ventura | 7 | Monthly System Peak Day | SCE | 1-in-10 | 2027 | 1 |  |  |  | 79.6921 | 1
| LCA | Big Creek/Ventura | 7 | Monthly System Peak Day | SCE | 1-in-10 | 2027 | 2 |  |  |  | 77.0121 | 1
| LCA | Big Creek/Ventura | 7 | Monthly System Peak Day | SCE | 1-in-10 | 2027 | 3 |  |  |  | 75.1236 | 1
| LCA | Big Creek/Ventura | 7 | Monthly System Peak Day | SCE | 1-in-10 | 2027 | 4 |  |  |  | 73.7421 | 1
| LCA | Big Creek/Ventura | 7 | Monthly System Peak Day | SCE | 1-in-10 | 2027 | 5 |  |  |  | 71.6914 | 1
| LCA | Big Creek/Ventura | 7 | Monthly System Peak Day | SCE | 1-in-10 | 2027 | 6 |  |  |  | 70.2086 | 1
| LCA | Big Creek/Ventura | 7 | Monthly System Peak Day | SCE | 1-in-10 | 2027 | 7 |  |  |  | 69.2164 | 1
| LCA | Big Creek/Ventura | 7 | Monthly System Peak Day | SCE | 1-in-10 | 2027 | 8 |  |  |  | 70.2036 | 1
| LCA | Big Creek/Ventura | 7 | Monthly System Peak Day | SCE | 1-in-10 | 2027 | 9 |  |  |  | 74.6314 | 1
| LCA | Big Creek/Ventura | 7 | Monthly System Peak Day | SCE | 1-in-10 | 2027 | 10 |  |  |  | 81.2857 | 1
| LCA | Big Creek/Ventura | 7 | Monthly System Peak Day | SCE | 1-in-10 | 2027 | 11 |  |  |  | 88.2643 | 1
| LCA | Big Creek/Ventura | 7 | Monthly System Peak Day | SCE | 1-in-10 | 2027 | 12 |  |  |  | 93.0214 | 1
| LCA | Big Creek/Ventura | 7 | Monthly System Peak Day | SCE | 1-in-10 | 2027 | 13 |  |  |  | 96.9286 | 1
| LCA | Big Creek/Ventura | 7 | Monthly System Peak Day | SCE | 1-in-10 | 2027 | 14 |  |  |  | 99.9 | 1
| LCA | Big Creek/Ventura | 7 | Monthly System Peak Day | SCE | 1-in-10 | 2027 | 15 |  |  |  | 101.8071 | 1
| LCA | Big Creek/Ventura | 7 | Monthly System Peak Day | SCE | 1-in-10 | 2027 | 16 |  |  |  | 101.5143 | 1
| LCA | Big Creek/Ventura | 7 | Monthly System Peak Day | SCE | 1-in-10 | 2027 | 17 |  |  |  | 102.0714 | 1
| LCA | Big Creek/Ventura | 7 | Monthly System Peak Day | SCE | 1-in-10 | 2027 | 18 |  |  |  | 101.0286 | 1
| LCA | Big Creek/Ventura | 7 | Monthly System Peak Day | SCE | 1-in-10 | 2027 | 19 |  |  |  | 97.4429 | 1
| LCA | Big Creek/Ventura | 7 | Monthly System Peak Day | SCE | 1-in-10 | 2027 | 20 |  |  |  | 95.3429 | 1
| LCA | Big Creek/Ventura | 7 | Monthly System Peak Day | SCE | 1-in-10 | 2027 | 21 |  |  |  | 92.6571 | 1
| LCA | Big Creek/Ventura | 7 | Monthly System Peak Day | SCE | 1-in-10 | 2027 | 22 |  |  |  | 90.3671 | 1
| LCA | Big Creek/Ventura | 7 | Monthly System Peak Day | SCE | 1-in-10 | 2027 | 23 |  |  |  | 89.5886 | 1
| LCA | Big Creek/Ventura | 7 | Monthly System Peak Day | SCE | 1-in-10 | 2027 | 24 |  |  |  | 88.9329 | 1
| LCA | Big Creek/Ventura | 8 | Average Weekday | SCE | 1-in-10 | 2027 | 1 |  |  |  | 72.617 | 1
| LCA | Big Creek/Ventura | 8 | Average Weekday | SCE | 1-in-10 | 2027 | 2 |  |  |  | 71.5829 | 1
| LCA | Big Creek/Ventura | 8 | Average Weekday | SCE | 1-in-10 | 2027 | 3 |  |  |  | 70.6675 | 1
| LCA | Big Creek/Ventura | 8 | Average Weekday | SCE | 1-in-10 | 2027 | 4 |  |  |  | 69.7504 | 1
| LCA | Big Creek/Ventura | 8 | Average Weekday | SCE | 1-in-10 | 2027 | 5 |  |  |  | 68.8575 | 1
| LCA | Big Creek/Ventura | 8 | Average Weekday | SCE | 1-in-10 | 2027 | 6 |  |  |  | 68.1166 | 1
| LCA | Big Creek/Ventura | 8 | Average Weekday | SCE | 1-in-10 | 2027 | 7 |  |  |  | 67.4787 | 1
| LCA | Big Creek/Ventura | 8 | Average Weekday | SCE | 1-in-10 | 2027 | 8 |  |  |  | 67.1623 | 1
| LCA | Big Creek/Ventura | 8 | Average Weekday | SCE | 1-in-10 | 2027 | 9 |  |  |  | 69.3921 | 1
| LCA | Big Creek/Ventura | 8 | Average Weekday | SCE | 1-in-10 | 2027 | 10 |  |  |  | 73.7514 | 1
| LCA | Big Creek/Ventura | 8 | Average Weekday | SCE | 1-in-10 | 2027 | 11 |  |  |  | 78.361 | 1
| LCA | Big Creek/Ventura | 8 | Average Weekday | SCE | 1-in-10 | 2027 | 12 |  |  |  | 82.5195 | 1
| LCA | Big Creek/Ventura | 8 | Average Weekday | SCE | 1-in-10 | 2027 | 13 |  |  |  | 85.7826 | 1
| LCA | Big Creek/Ventura | 8 | Average Weekday | SCE | 1-in-10 | 2027 | 14 |  |  |  | 88.0277 | 1
| LCA | Big Creek/Ventura | 8 | Average Weekday | SCE | 1-in-10 | 2027 | 15 |  |  |  | 89.5388 | 1
| LCA | Big Creek/Ventura | 8 | Average Weekday | SCE | 1-in-10 | 2027 | 16 |  |  |  | 90.0297 | 1
| LCA | Big Creek/Ventura | 8 | Average Weekday | SCE | 1-in-10 | 2027 | 17 |  |  |  | 89.689 | 1
| LCA | Big Creek/Ventura | 8 | Average Weekday | SCE | 1-in-10 | 2027 | 18 |  |  |  | 88.4673 | 1
| LCA | Big Creek/Ventura | 8 | Average Weekday | SCE | 1-in-10 | 2027 | 19 |  |  |  | 86.572 | 1
| LCA | Big Creek/Ventura | 8 | Average Weekday | SCE | 1-in-10 | 2027 | 20 |  |  |  | 83.8523 | 1
| LCA | Big Creek/Ventura | 8 | Average Weekday | SCE | 1-in-10 | 2027 | 21 |  |  |  | 80.2474 | 1
| LCA | Big Creek/Ventura | 8 | Average Weekday | SCE | 1-in-10 | 2027 | 22 |  |  |  | 77.3183 | 1
| LCA | Big Creek/Ventura | 8 | Average Weekday | SCE | 1-in-10 | 2027 | 23 |  |  |  | 75.3625 | 1
| LCA | Big Creek/Ventura | 8 | Average Weekday | SCE | 1-in-10 | 2027 | 24 |  |  |  | 73.8133 | 1
| LCA | Big Creek/Ventura | 8 | Monthly System Peak Day | SCE | 1-in-10 | 2027 | 1 |  |  |  | 80.1 | 1
| LCA | Big Creek/Ventura | 8 | Monthly System Peak Day | SCE | 1-in-10 | 2027 | 2 |  |  |  | 78.5121 | 1
| LCA | Big Creek/Ventura | 8 | Monthly System Peak Day | SCE | 1-in-10 | 2027 | 3 |  |  |  | 77.2293 | 1
| LCA | Big Creek/Ventura | 8 | Monthly System Peak Day | SCE | 1-in-10 | 2027 | 4 |  |  |  | 75.3614 | 1
| LCA | Big Creek/Ventura | 8 | Monthly System Peak Day | SCE | 1-in-10 | 2027 | 5 |  |  |  | 73.9521 | 1
| LCA | Big Creek/Ventura | 8 | Monthly System Peak Day | SCE | 1-in-10 | 2027 | 6 |  |  |  | 72.6943 | 1
| LCA | Big Creek/Ventura | 8 | Monthly System Peak Day | SCE | 1-in-10 | 2027 | 7 |  |  |  | 70.8336 | 1
| LCA | Big Creek/Ventura | 8 | Monthly System Peak Day | SCE | 1-in-10 | 2027 | 8 |  |  |  | 70.2743 | 1
| LCA | Big Creek/Ventura | 8 | Monthly System Peak Day | SCE | 1-in-10 | 2027 | 9 |  |  |  | 73.2929 | 1
| LCA | Big Creek/Ventura | 8 | Monthly System Peak Day | SCE | 1-in-10 | 2027 | 10 |  |  |  | 79.2857 | 1
| LCA | Big Creek/Ventura | 8 | Monthly System Peak Day | SCE | 1-in-10 | 2027 | 11 |  |  |  | 85.0214 | 1
| LCA | Big Creek/Ventura | 8 | Monthly System Peak Day | SCE | 1-in-10 | 2027 | 12 |  |  |  | 89.7071 | 1
| LCA | Big Creek/Ventura | 8 | Monthly System Peak Day | SCE | 1-in-10 | 2027 | 13 |  |  |  | 93.3071 | 1
| LCA | Big Creek/Ventura | 8 | Monthly System Peak Day | SCE | 1-in-10 | 2027 | 14 |  |  |  | 95.6786 | 1
| LCA | Big Creek/Ventura | 8 | Monthly System Peak Day | SCE | 1-in-10 | 2027 | 15 |  |  |  | 97.45 | 1
| LCA | Big Creek/Ventura | 8 | Monthly System Peak Day | SCE | 1-in-10 | 2027 | 16 |  |  |  | 97.5786 | 1
| LCA | Big Creek/Ventura | 8 | Monthly System Peak Day | SCE | 1-in-10 | 2027 | 17 |  |  |  | 96.85 | 1
| LCA | Big Creek/Ventura | 8 | Monthly System Peak Day | SCE | 1-in-10 | 2027 | 18 |  |  |  | 95.75 | 1
| LCA | Big Creek/Ventura | 8 | Monthly System Peak Day | SCE | 1-in-10 | 2027 | 19 |  |  |  | 94.3071 | 1
| LCA | Big Creek/Ventura | 8 | Monthly System Peak Day | SCE | 1-in-10 | 2027 | 20 |  |  |  | 91.8214 | 1
| LCA | Big Creek/Ventura | 8 | Monthly System Peak Day | SCE | 1-in-10 | 2027 | 21 |  |  |  | 88.2821 | 1
| LCA | Big Creek/Ventura | 8 | Monthly System Peak Day | SCE | 1-in-10 | 2027 | 22 |  |  |  | 85.0971 | 1
| LCA | Big Creek/Ventura | 8 | Monthly System Peak Day | SCE | 1-in-10 | 2027 | 23 |  |  |  | 82.7607 | 1
| LCA | Big Creek/Ventura | 8 | Monthly System Peak Day | SCE | 1-in-10 | 2027 | 24 |  |  |  | 82.1864 | 1
| LCA | Big Creek/Ventura | 8 | Typical Event Day | SCE | 1-in-10 | 2027 | 1 |  |  |  | 78.268 | 1
| LCA | Big Creek/Ventura | 8 | Typical Event Day | SCE | 1-in-10 | 2027 | 2 |  |  |  | 76.5686 | 1
| LCA | Big Creek/Ventura | 8 | Typical Event Day | SCE | 1-in-10 | 2027 | 3 |  |  |  | 75.1691 | 1
| LCA | Big Creek/Ventura | 8 | Typical Event Day | SCE | 1-in-10 | 2027 | 4 |  |  |  | 74.1738 | 1
| LCA | Big Creek/Ventura | 8 | Typical Event Day | SCE | 1-in-10 | 2027 | 5 |  |  |  | 72.9584 | 1
| LCA | Big Creek/Ventura | 8 | Typical Event Day | SCE | 1-in-10 | 2027 | 6 |  |  |  | 71.5312 | 1
| LCA | Big Creek/Ventura | 8 | Typical Event Day | SCE | 1-in-10 | 2027 | 7 |  |  |  | 70.6979 | 1
| LCA | Big Creek/Ventura | 8 | Typical Event Day | SCE | 1-in-10 | 2027 | 8 |  |  |  | 71.0314 | 1
| LCA | Big Creek/Ventura | 8 | Typical Event Day | SCE | 1-in-10 | 2027 | 9 |  |  |  | 74.3273 | 1
| LCA | Big Creek/Ventura | 8 | Typical Event Day | SCE | 1-in-10 | 2027 | 10 |  |  |  | 79.9921 | 1
| LCA | Big Creek/Ventura | 8 | Typical Event Day | SCE | 1-in-10 | 2027 | 11 |  |  |  | 85.5666 | 1
| LCA | Big Creek/Ventura | 8 | Typical Event Day | SCE | 1-in-10 | 2027 | 12 |  |  |  | 90.1973 | 1
| LCA | Big Creek/Ventura | 8 | Typical Event Day | SCE | 1-in-10 | 2027 | 13 |  |  |  | 93.6804 | 1
| LCA | Big Creek/Ventura | 8 | Typical Event Day | SCE | 1-in-10 | 2027 | 14 |  |  |  | 96.2429 | 1
| LCA | Big Creek/Ventura | 8 | Typical Event Day | SCE | 1-in-10 | 2027 | 15 |  |  |  | 97.8 | 1
| LCA | Big Creek/Ventura | 8 | Typical Event Day | SCE | 1-in-10 | 2027 | 16 |  |  |  | 98.2786 | 1
| LCA | Big Creek/Ventura | 8 | Typical Event Day | SCE | 1-in-10 | 2027 | 17 |  |  |  | 98.3393 | 1
| LCA | Big Creek/Ventura | 8 | Typical Event Day | SCE | 1-in-10 | 2027 | 18 |  |  |  | 97.4571 | 1
| LCA | Big Creek/Ventura | 8 | Typical Event Day | SCE | 1-in-10 | 2027 | 19 |  |  |  | 94.9071 | 1
| LCA | Big Creek/Ventura | 8 | Typical Event Day | SCE | 1-in-10 | 2027 | 20 |  |  |  | 92.492 | 1
| LCA | Big Creek/Ventura | 8 | Typical Event Day | SCE | 1-in-10 | 2027 | 21 |  |  |  | 89.4821 | 1
| LCA | Big Creek/Ventura | 8 | Typical Event Day | SCE | 1-in-10 | 2027 | 22 |  |  |  | 86.4482 | 1
| LCA | Big Creek/Ventura | 8 | Typical Event Day | SCE | 1-in-10 | 2027 | 23 |  |  |  | 84.3057 | 1
| LCA | Big Creek/Ventura | 8 | Typical Event Day | SCE | 1-in-10 | 2027 | 24 |  |  |  | 83.0146 | 1
| LCA | Big Creek/Ventura | 9 | Average Weekday | SCE | 1-in-10 | 2027 | 1 |  |  |  | 70.2028 | 1
| LCA | Big Creek/Ventura | 9 | Average Weekday | SCE | 1-in-10 | 2027 | 2 |  |  |  | 69.1836 | 1
| LCA | Big Creek/Ventura | 9 | Average Weekday | SCE | 1-in-10 | 2027 | 3 |  |  |  | 68.2518 | 1
| LCA | Big Creek/Ventura | 9 | Average Weekday | SCE | 1-in-10 | 2027 | 4 |  |  |  | 67.4618 | 1
| LCA | Big Creek/Ventura | 9 | Average Weekday | SCE | 1-in-10 | 2027 | 5 |  |  |  | 66.5713 | 1
| LCA | Big Creek/Ventura | 9 | Average Weekday | SCE | 1-in-10 | 2027 | 6 |  |  |  | 65.7951 | 1
| LCA | Big Creek/Ventura | 9 | Average Weekday | SCE | 1-in-10 | 2027 | 7 |  |  |  | 65.2006 | 1
| LCA | Big Creek/Ventura | 9 | Average Weekday | SCE | 1-in-10 | 2027 | 8 |  |  |  | 64.7186 | 1
| LCA | Big Creek/Ventura | 9 | Average Weekday | SCE | 1-in-10 | 2027 | 9 |  |  |  | 65.7455 | 1
| LCA | Big Creek/Ventura | 9 | Average Weekday | SCE | 1-in-10 | 2027 | 10 |  |  |  | 69.433 | 1
| LCA | Big Creek/Ventura | 9 | Average Weekday | SCE | 1-in-10 | 2027 | 11 |  |  |  | 73.8913 | 1
| LCA | Big Creek/Ventura | 9 | Average Weekday | SCE | 1-in-10 | 2027 | 12 |  |  |  | 78.089 | 1
| LCA | Big Creek/Ventura | 9 | Average Weekday | SCE | 1-in-10 | 2027 | 13 |  |  |  | 81.4035 | 1
| LCA | Big Creek/Ventura | 9 | Average Weekday | SCE | 1-in-10 | 2027 | 14 |  |  |  | 83.8146 | 1
| LCA | Big Creek/Ventura | 9 | Average Weekday | SCE | 1-in-10 | 2027 | 15 |  |  |  | 85.4224 | 1
| LCA | Big Creek/Ventura | 9 | Average Weekday | SCE | 1-in-10 | 2027 | 16 |  |  |  | 86.0571 | 1
| LCA | Big Creek/Ventura | 9 | Average Weekday | SCE | 1-in-10 | 2027 | 17 |  |  |  | 85.7889 | 1
| LCA | Big Creek/Ventura | 9 | Average Weekday | SCE | 1-in-10 | 2027 | 18 |  |  |  | 84.8251 | 1
| LCA | Big Creek/Ventura | 9 | Average Weekday | SCE | 1-in-10 | 2027 | 19 |  |  |  | 82.9592 | 1
| LCA | Big Creek/Ventura | 9 | Average Weekday | SCE | 1-in-10 | 2027 | 20 |  |  |  | 79.8824 | 1
| LCA | Big Creek/Ventura | 9 | Average Weekday | SCE | 1-in-10 | 2027 | 21 |  |  |  | 76.5321 | 1
| LCA | Big Creek/Ventura | 9 | Average Weekday | SCE | 1-in-10 | 2027 | 22 |  |  |  | 74.4318 | 1
| LCA | Big Creek/Ventura | 9 | Average Weekday | SCE | 1-in-10 | 2027 | 23 |  |  |  | 72.679 | 1
| LCA | Big Creek/Ventura | 9 | Average Weekday | SCE | 1-in-10 | 2027 | 24 |  |  |  | 71.1678 | 1
| LCA | Big Creek/Ventura | 9 | Monthly System Peak Day | SCE | 1-in-10 | 2027 | 1 |  |  |  | 76.5886 | 1
| LCA | Big Creek/Ventura | 9 | Monthly System Peak Day | SCE | 1-in-10 | 2027 | 2 |  |  |  | 75.235 | 1
| LCA | Big Creek/Ventura | 9 | Monthly System Peak Day | SCE | 1-in-10 | 2027 | 3 |  |  |  | 73.8857 | 1
| LCA | Big Creek/Ventura | 9 | Monthly System Peak Day | SCE | 1-in-10 | 2027 | 4 |  |  |  | 73.9464 | 1
| LCA | Big Creek/Ventura | 9 | Monthly System Peak Day | SCE | 1-in-10 | 2027 | 5 |  |  |  | 74.2893 | 1
| LCA | Big Creek/Ventura | 9 | Monthly System Peak Day | SCE | 1-in-10 | 2027 | 6 |  |  |  | 72.6643 | 1
| LCA | Big Creek/Ventura | 9 | Monthly System Peak Day | SCE | 1-in-10 | 2027 | 7 |  |  |  | 72.9357 | 1
| LCA | Big Creek/Ventura | 9 | Monthly System Peak Day | SCE | 1-in-10 | 2027 | 8 |  |  |  | 72.825 | 1
| LCA | Big Creek/Ventura | 9 | Monthly System Peak Day | SCE | 1-in-10 | 2027 | 9 |  |  |  | 74.1043 | 1
| LCA | Big Creek/Ventura | 9 | Monthly System Peak Day | SCE | 1-in-10 | 2027 | 10 |  |  |  | 78.4857 | 1
| LCA | Big Creek/Ventura | 9 | Monthly System Peak Day | SCE | 1-in-10 | 2027 | 11 |  |  |  | 83.4 | 1
| LCA | Big Creek/Ventura | 9 | Monthly System Peak Day | SCE | 1-in-10 | 2027 | 12 |  |  |  | 87.9571 | 1
| LCA | Big Creek/Ventura | 9 | Monthly System Peak Day | SCE | 1-in-10 | 2027 | 13 |  |  |  | 90.9214 | 1
| LCA | Big Creek/Ventura | 9 | Monthly System Peak Day | SCE | 1-in-10 | 2027 | 14 |  |  |  | 93.5071 | 1
| LCA | Big Creek/Ventura | 9 | Monthly System Peak Day | SCE | 1-in-10 | 2027 | 15 |  |  |  | 95.0786 | 1
| LCA | Big Creek/Ventura | 9 | Monthly System Peak Day | SCE | 1-in-10 | 2027 | 16 |  |  |  | 96.4429 | 1
| LCA | Big Creek/Ventura | 9 | Monthly System Peak Day | SCE | 1-in-10 | 2027 | 17 |  |  |  | 97.1857 | 1
| LCA | Big Creek/Ventura | 9 | Monthly System Peak Day | SCE | 1-in-10 | 2027 | 18 |  |  |  | 96.3786 | 1
| LCA | Big Creek/Ventura | 9 | Monthly System Peak Day | SCE | 1-in-10 | 2027 | 19 |  |  |  | 93.7357 | 1
| LCA | Big Creek/Ventura | 9 | Monthly System Peak Day | SCE | 1-in-10 | 2027 | 20 |  |  |  | 91.0571 | 1
| LCA | Big Creek/Ventura | 9 | Monthly System Peak Day | SCE | 1-in-10 | 2027 | 21 |  |  |  | 88.3786 | 1
| LCA | Big Creek/Ventura | 9 | Monthly System Peak Day | SCE | 1-in-10 | 2027 | 22 |  |  |  | 85.8286 | 1
| LCA | Big Creek/Ventura | 9 | Monthly System Peak Day | SCE | 1-in-10 | 2027 | 23 |  |  |  | 83.9214 | 1
| LCA | Big Creek/Ventura | 9 | Monthly System Peak Day | SCE | 1-in-10 | 2027 | 24 |  |  |  | 82.0786 | 1
| LCA | Big Creek/Ventura | 10 | Average Weekday | SCE | 1-in-10 | 2027 | 1 |  |  |  | 64.6574 | 1
| LCA | Big Creek/Ventura | 10 | Average Weekday | SCE | 1-in-10 | 2027 | 2 |  |  |  | 63.6685 | 1
| LCA | Big Creek/Ventura | 10 | Average Weekday | SCE | 1-in-10 | 2027 | 3 |  |  |  | 62.8361 | 1
| LCA | Big Creek/Ventura | 10 | Average Weekday | SCE | 1-in-10 | 2027 | 4 |  |  |  | 61.9542 | 1
| LCA | Big Creek/Ventura | 10 | Average Weekday | SCE | 1-in-10 | 2027 | 5 |  |  |  | 61.1331 | 1
| LCA | Big Creek/Ventura | 10 | Average Weekday | SCE | 1-in-10 | 2027 | 6 |  |  |  | 60.6957 | 1
| LCA | Big Creek/Ventura | 10 | Average Weekday | SCE | 1-in-10 | 2027 | 7 |  |  |  | 60.0795 | 1
| LCA | Big Creek/Ventura | 10 | Average Weekday | SCE | 1-in-10 | 2027 | 8 |  |  |  | 59.6208 | 1
| LCA | Big Creek/Ventura | 10 | Average Weekday | SCE | 1-in-10 | 2027 | 9 |  |  |  | 60.0076 | 1
| LCA | Big Creek/Ventura | 10 | Average Weekday | SCE | 1-in-10 | 2027 | 10 |  |  |  | 63.1345 | 1
| LCA | Big Creek/Ventura | 10 | Average Weekday | SCE | 1-in-10 | 2027 | 11 |  |  |  | 67.9007 | 1
| LCA | Big Creek/Ventura | 10 | Average Weekday | SCE | 1-in-10 | 2027 | 12 |  |  |  | 72.4013 | 1
| LCA | Big Creek/Ventura | 10 | Average Weekday | SCE | 1-in-10 | 2027 | 13 |  |  |  | 75.8279 | 1
| LCA | Big Creek/Ventura | 10 | Average Weekday | SCE | 1-in-10 | 2027 | 14 |  |  |  | 78.2119 | 1
| LCA | Big Creek/Ventura | 10 | Average Weekday | SCE | 1-in-10 | 2027 | 15 |  |  |  | 79.6814 | 1
| LCA | Big Creek/Ventura | 10 | Average Weekday | SCE | 1-in-10 | 2027 | 16 |  |  |  | 80.4072 | 1
| LCA | Big Creek/Ventura | 10 | Average Weekday | SCE | 1-in-10 | 2027 | 17 |  |  |  | 80.5515 | 1
| LCA | Big Creek/Ventura | 10 | Average Weekday | SCE | 1-in-10 | 2027 | 18 |  |  |  | 79.6518 | 1
| LCA | Big Creek/Ventura | 10 | Average Weekday | SCE | 1-in-10 | 2027 | 19 |  |  |  | 77.5644 | 1
| LCA | Big Creek/Ventura | 10 | Average Weekday | SCE | 1-in-10 | 2027 | 20 |  |  |  | 74.3088 | 1
| LCA | Big Creek/Ventura | 10 | Average Weekday | SCE | 1-in-10 | 2027 | 21 |  |  |  | 71.652 | 1
| LCA | Big Creek/Ventura | 10 | Average Weekday | SCE | 1-in-10 | 2027 | 22 |  |  |  | 69.4339 | 1
| LCA | Big Creek/Ventura | 10 | Average Weekday | SCE | 1-in-10 | 2027 | 23 |  |  |  | 67.5514 | 1
| LCA | Big Creek/Ventura | 10 | Average Weekday | SCE | 1-in-10 | 2027 | 24 |  |  |  | 65.7874 | 1
| LCA | Big Creek/Ventura | 10 | Monthly System Peak Day | SCE | 1-in-10 | 2027 | 1 |  |  |  | 72.9114 | 1
| LCA | Big Creek/Ventura | 10 | Monthly System Peak Day | SCE | 1-in-10 | 2027 | 2 |  |  |  | 73.1943 | 1
| LCA | Big Creek/Ventura | 10 | Monthly System Peak Day | SCE | 1-in-10 | 2027 | 3 |  |  |  | 75.1807 | 1
| LCA | Big Creek/Ventura | 10 | Monthly System Peak Day | SCE | 1-in-10 | 2027 | 4 |  |  |  | 74.4336 | 1
| LCA | Big Creek/Ventura | 10 | Monthly System Peak Day | SCE | 1-in-10 | 2027 | 5 |  |  |  | 73.5214 | 1
| LCA | Big Creek/Ventura | 10 | Monthly System Peak Day | SCE | 1-in-10 | 2027 | 6 |  |  |  | 72.8371 | 1
| LCA | Big Creek/Ventura | 10 | Monthly System Peak Day | SCE | 1-in-10 | 2027 | 7 |  |  |  | 71.7614 | 1
| LCA | Big Creek/Ventura | 10 | Monthly System Peak Day | SCE | 1-in-10 | 2027 | 8 |  |  |  | 71.4336 | 1
| LCA | Big Creek/Ventura | 10 | Monthly System Peak Day | SCE | 1-in-10 | 2027 | 9 |  |  |  | 71.4886 | 1
| LCA | Big Creek/Ventura | 10 | Monthly System Peak Day | SCE | 1-in-10 | 2027 | 10 |  |  |  | 75.3786 | 1
| LCA | Big Creek/Ventura | 10 | Monthly System Peak Day | SCE | 1-in-10 | 2027 | 11 |  |  |  | 80.3886 | 1
| LCA | Big Creek/Ventura | 10 | Monthly System Peak Day | SCE | 1-in-10 | 2027 | 12 |  |  |  | 86.0643 | 1
| LCA | Big Creek/Ventura | 10 | Monthly System Peak Day | SCE | 1-in-10 | 2027 | 13 |  |  |  | 89.9 | 1
| LCA | Big Creek/Ventura | 10 | Monthly System Peak Day | SCE | 1-in-10 | 2027 | 14 |  |  |  | 91.2286 | 1
| LCA | Big Creek/Ventura | 10 | Monthly System Peak Day | SCE | 1-in-10 | 2027 | 15 |  |  |  | 92.8571 | 1
| LCA | Big Creek/Ventura | 10 | Monthly System Peak Day | SCE | 1-in-10 | 2027 | 16 |  |  |  | 93.7643 | 1
| LCA | Big Creek/Ventura | 10 | Monthly System Peak Day | SCE | 1-in-10 | 2027 | 17 |  |  |  | 94.8 | 1
| LCA | Big Creek/Ventura | 10 | Monthly System Peak Day | SCE | 1-in-10 | 2027 | 18 |  |  |  | 94.3429 | 1
| LCA | Big Creek/Ventura | 10 | Monthly System Peak Day | SCE | 1-in-10 | 2027 | 19 |  |  |  | 92.5071 | 1
| LCA | Big Creek/Ventura | 10 | Monthly System Peak Day | SCE | 1-in-10 | 2027 | 20 |  |  |  | 88.0714 | 1
| LCA | Big Creek/Ventura | 10 | Monthly System Peak Day | SCE | 1-in-10 | 2027 | 21 |  |  |  | 84.25 | 1
| LCA | Big Creek/Ventura | 10 | Monthly System Peak Day | SCE | 1-in-10 | 2027 | 22 |  |  |  | 80.5929 | 1
| LCA | Big Creek/Ventura | 10 | Monthly System Peak Day | SCE | 1-in-10 | 2027 | 23 |  |  |  | 78.5843 | 1
| LCA | Big Creek/Ventura | 10 | Monthly System Peak Day | SCE | 1-in-10 | 2027 | 24 |  |  |  | 76.1214 | 1
| LCA | Big Creek/Ventura | 11 | Average Weekday | SCE | 1-in-10 | 2027 | 1 |  |  |  | 53.2581 | 1
| LCA | Big Creek/Ventura | 11 | Average Weekday | SCE | 1-in-10 | 2027 | 2 |  |  |  | 52.2332 | 1
| LCA | Big Creek/Ventura | 11 | Average Weekday | SCE | 1-in-10 | 2027 | 3 |  |  |  | 51.3054 | 1
| LCA | Big Creek/Ventura | 11 | Average Weekday | SCE | 1-in-10 | 2027 | 4 |  |  |  | 50.3869 | 1
| LCA | Big Creek/Ventura | 11 | Average Weekday | SCE | 1-in-10 | 2027 | 5 |  |  |  | 49.5653 | 1
| LCA | Big Creek/Ventura | 11 | Average Weekday | SCE | 1-in-10 | 2027 | 6 |  |  |  | 48.9192 | 1
| LCA | Big Creek/Ventura | 11 | Average Weekday | SCE | 1-in-10 | 2027 | 7 |  |  |  | 48.5108 | 1
| LCA | Big Creek/Ventura | 11 | Average Weekday | SCE | 1-in-10 | 2027 | 8 |  |  |  | 48.19 | 1
| LCA | Big Creek/Ventura | 11 | Average Weekday | SCE | 1-in-10 | 2027 | 9 |  |  |  | 49.6874 | 1
| LCA | Big Creek/Ventura | 11 | Average Weekday | SCE | 1-in-10 | 2027 | 10 |  |  |  | 53.9557 | 1
| LCA | Big Creek/Ventura | 11 | Average Weekday | SCE | 1-in-10 | 2027 | 11 |  |  |  | 58.7942 | 1
| LCA | Big Creek/Ventura | 11 | Average Weekday | SCE | 1-in-10 | 2027 | 12 |  |  |  | 63.0026 | 1
| LCA | Big Creek/Ventura | 11 | Average Weekday | SCE | 1-in-10 | 2027 | 13 |  |  |  | 65.857 | 1
| LCA | Big Creek/Ventura | 11 | Average Weekday | SCE | 1-in-10 | 2027 | 14 |  |  |  | 67.6396 | 1
| LCA | Big Creek/Ventura | 11 | Average Weekday | SCE | 1-in-10 | 2027 | 15 |  |  |  | 68.5811 | 1
| LCA | Big Creek/Ventura | 11 | Average Weekday | SCE | 1-in-10 | 2027 | 16 |  |  |  | 68.8531 | 1
| LCA | Big Creek/Ventura | 11 | Average Weekday | SCE | 1-in-10 | 2027 | 17 |  |  |  | 68.3015 | 1
| LCA | Big Creek/Ventura | 11 | Average Weekday | SCE | 1-in-10 | 2027 | 18 |  |  |  | 66.4193 | 1
| LCA | Big Creek/Ventura | 11 | Average Weekday | SCE | 1-in-10 | 2027 | 19 |  |  |  | 63.5043 | 1
| LCA | Big Creek/Ventura | 11 | Average Weekday | SCE | 1-in-10 | 2027 | 20 |  |  |  | 60.7171 | 1
| LCA | Big Creek/Ventura | 11 | Average Weekday | SCE | 1-in-10 | 2027 | 21 |  |  |  | 58.3538 | 1
| LCA | Big Creek/Ventura | 11 | Average Weekday | SCE | 1-in-10 | 2027 | 22 |  |  |  | 56.4636 | 1
| LCA | Big Creek/Ventura | 11 | Average Weekday | SCE | 1-in-10 | 2027 | 23 |  |  |  | 55.1132 | 1
| LCA | Big Creek/Ventura | 11 | Average Weekday | SCE | 1-in-10 | 2027 | 24 |  |  |  | 54.0951 | 1
| LCA | Big Creek/Ventura | 11 | Monthly System Peak Day | SCE | 1-in-10 | 2027 | 1 |  |  |  | 64.8557 | 1
| LCA | Big Creek/Ventura | 11 | Monthly System Peak Day | SCE | 1-in-10 | 2027 | 2 |  |  |  | 63.4 | 1
| LCA | Big Creek/Ventura | 11 | Monthly System Peak Day | SCE | 1-in-10 | 2027 | 3 |  |  |  | 62.575 | 1
| LCA | Big Creek/Ventura | 11 | Monthly System Peak Day | SCE | 1-in-10 | 2027 | 4 |  |  |  | 60.9329 | 1
| LCA | Big Creek/Ventura | 11 | Monthly System Peak Day | SCE | 1-in-10 | 2027 | 5 |  |  |  | 60.2993 | 1
| LCA | Big Creek/Ventura | 11 | Monthly System Peak Day | SCE | 1-in-10 | 2027 | 6 |  |  |  | 58.755 | 1
| LCA | Big Creek/Ventura | 11 | Monthly System Peak Day | SCE | 1-in-10 | 2027 | 7 |  |  |  | 58.1757 | 1
| LCA | Big Creek/Ventura | 11 | Monthly System Peak Day | SCE | 1-in-10 | 2027 | 8 |  |  |  | 58.4971 | 1
| LCA | Big Creek/Ventura | 11 | Monthly System Peak Day | SCE | 1-in-10 | 2027 | 9 |  |  |  | 59.5321 | 1
| LCA | Big Creek/Ventura | 11 | Monthly System Peak Day | SCE | 1-in-10 | 2027 | 10 |  |  |  | 63.5629 | 1
| LCA | Big Creek/Ventura | 11 | Monthly System Peak Day | SCE | 1-in-10 | 2027 | 11 |  |  |  | 70.165 | 1
| LCA | Big Creek/Ventura | 11 | Monthly System Peak Day | SCE | 1-in-10 | 2027 | 12 |  |  |  | 76.7329 | 1
| LCA | Big Creek/Ventura | 11 | Monthly System Peak Day | SCE | 1-in-10 | 2027 | 13 |  |  |  | 80.7714 | 1
| LCA | Big Creek/Ventura | 11 | Monthly System Peak Day | SCE | 1-in-10 | 2027 | 14 |  |  |  | 83.5714 | 1
| LCA | Big Creek/Ventura | 11 | Monthly System Peak Day | SCE | 1-in-10 | 2027 | 15 |  |  |  | 84.6071 | 1
| LCA | Big Creek/Ventura | 11 | Monthly System Peak Day | SCE | 1-in-10 | 2027 | 16 |  |  |  | 85.3286 | 1
| LCA | Big Creek/Ventura | 11 | Monthly System Peak Day | SCE | 1-in-10 | 2027 | 17 |  |  |  | 85.3643 | 1
| LCA | Big Creek/Ventura | 11 | Monthly System Peak Day | SCE | 1-in-10 | 2027 | 18 |  |  |  | 84.1 | 1
| LCA | Big Creek/Ventura | 11 | Monthly System Peak Day | SCE | 1-in-10 | 2027 | 19 |  |  |  | 80.6929 | 1
| LCA | Big Creek/Ventura | 11 | Monthly System Peak Day | SCE | 1-in-10 | 2027 | 20 |  |  |  | 75.6357 | 1
| LCA | Big Creek/Ventura | 11 | Monthly System Peak Day | SCE | 1-in-10 | 2027 | 21 |  |  |  | 70.7864 | 1
| LCA | Big Creek/Ventura | 11 | Monthly System Peak Day | SCE | 1-in-10 | 2027 | 22 |  |  |  | 68.4421 | 1
| LCA | Big Creek/Ventura | 11 | Monthly System Peak Day | SCE | 1-in-10 | 2027 | 23 |  |  |  | 66.3479 | 1
| LCA | Big Creek/Ventura | 11 | Monthly System Peak Day | SCE | 1-in-10 | 2027 | 24 |  |  |  | 64.7529 | 1
| LCA | Big Creek/Ventura | 12 | Average Weekday | SCE | 1-in-10 | 2027 | 1 |  |  |  | 45.6414 | 1
| LCA | Big Creek/Ventura | 12 | Average Weekday | SCE | 1-in-10 | 2027 | 2 |  |  |  | 44.8109 | 1
| LCA | Big Creek/Ventura | 12 | Average Weekday | SCE | 1-in-10 | 2027 | 3 |  |  |  | 44.1837 | 1
| LCA | Big Creek/Ventura | 12 | Average Weekday | SCE | 1-in-10 | 2027 | 4 |  |  |  | 43.3696 | 1
| LCA | Big Creek/Ventura | 12 | Average Weekday | SCE | 1-in-10 | 2027 | 5 |  |  |  | 43.0515 | 1
| LCA | Big Creek/Ventura | 12 | Average Weekday | SCE | 1-in-10 | 2027 | 6 |  |  |  | 42.5648 | 1
| LCA | Big Creek/Ventura | 12 | Average Weekday | SCE | 1-in-10 | 2027 | 7 |  |  |  | 42.0354 | 1
| LCA | Big Creek/Ventura | 12 | Average Weekday | SCE | 1-in-10 | 2027 | 8 |  |  |  | 41.8085 | 1
| LCA | Big Creek/Ventura | 12 | Average Weekday | SCE | 1-in-10 | 2027 | 9 |  |  |  | 42.653 | 1
| LCA | Big Creek/Ventura | 12 | Average Weekday | SCE | 1-in-10 | 2027 | 10 |  |  |  | 46.058 | 1
| LCA | Big Creek/Ventura | 12 | Average Weekday | SCE | 1-in-10 | 2027 | 11 |  |  |  | 50.2263 | 1
| LCA | Big Creek/Ventura | 12 | Average Weekday | SCE | 1-in-10 | 2027 | 12 |  |  |  | 53.7152 | 1
| LCA | Big Creek/Ventura | 12 | Average Weekday | SCE | 1-in-10 | 2027 | 13 |  |  |  | 56.193 | 1
| LCA | Big Creek/Ventura | 12 | Average Weekday | SCE | 1-in-10 | 2027 | 14 |  |  |  | 57.7961 | 1
| LCA | Big Creek/Ventura | 12 | Average Weekday | SCE | 1-in-10 | 2027 | 15 |  |  |  | 58.6323 | 1
| LCA | Big Creek/Ventura | 12 | Average Weekday | SCE | 1-in-10 | 2027 | 16 |  |  |  | 58.9669 | 1
| LCA | Big Creek/Ventura | 12 | Average Weekday | SCE | 1-in-10 | 2027 | 17 |  |  |  | 58.4308 | 1
| LCA | Big Creek/Ventura | 12 | Average Weekday | SCE | 1-in-10 | 2027 | 18 |  |  |  | 56.5897 | 1
| LCA | Big Creek/Ventura | 12 | Average Weekday | SCE | 1-in-10 | 2027 | 19 |  |  |  | 54.0908 | 1
| LCA | Big Creek/Ventura | 12 | Average Weekday | SCE | 1-in-10 | 2027 | 20 |  |  |  | 51.9845 | 1
| LCA | Big Creek/Ventura | 12 | Average Weekday | SCE | 1-in-10 | 2027 | 21 |  |  |  | 50.3591 | 1
| LCA | Big Creek/Ventura | 12 | Average Weekday | SCE | 1-in-10 | 2027 | 22 |  |  |  | 49.0661 | 1
| LCA | Big Creek/Ventura | 12 | Average Weekday | SCE | 1-in-10 | 2027 | 23 |  |  |  | 47.7964 | 1
| LCA | Big Creek/Ventura | 12 | Average Weekday | SCE | 1-in-10 | 2027 | 24 |  |  |  | 46.9954 | 1
| LCA | Big Creek/Ventura | 12 | Monthly System Peak Day | SCE | 1-in-10 | 2027 | 1 |  |  |  | 40.7736 | 1
| LCA | Big Creek/Ventura | 12 | Monthly System Peak Day | SCE | 1-in-10 | 2027 | 2 |  |  |  | 40.2071 | 1
| LCA | Big Creek/Ventura | 12 | Monthly System Peak Day | SCE | 1-in-10 | 2027 | 3 |  |  |  | 38.9471 | 1
| LCA | Big Creek/Ventura | 12 | Monthly System Peak Day | SCE | 1-in-10 | 2027 | 4 |  |  |  | 37.6914 | 1
| LCA | Big Creek/Ventura | 12 | Monthly System Peak Day | SCE | 1-in-10 | 2027 | 5 |  |  |  | 37.0429 | 1
| LCA | Big Creek/Ventura | 12 | Monthly System Peak Day | SCE | 1-in-10 | 2027 | 6 |  |  |  | 35.6071 | 1
| LCA | Big Creek/Ventura | 12 | Monthly System Peak Day | SCE | 1-in-10 | 2027 | 7 |  |  |  | 34.0793 | 1
| LCA | Big Creek/Ventura | 12 | Monthly System Peak Day | SCE | 1-in-10 | 2027 | 8 |  |  |  | 33.665 | 1
| LCA | Big Creek/Ventura | 12 | Monthly System Peak Day | SCE | 1-in-10 | 2027 | 9 |  |  |  | 35.5443 | 1
| LCA | Big Creek/Ventura | 12 | Monthly System Peak Day | SCE | 1-in-10 | 2027 | 10 |  |  |  | 39.2764 | 1
| LCA | Big Creek/Ventura | 12 | Monthly System Peak Day | SCE | 1-in-10 | 2027 | 11 |  |  |  | 42.9014 | 1
| LCA | Big Creek/Ventura | 12 | Monthly System Peak Day | SCE | 1-in-10 | 2027 | 12 |  |  |  | 46.0714 | 1
| LCA | Big Creek/Ventura | 12 | Monthly System Peak Day | SCE | 1-in-10 | 2027 | 13 |  |  |  | 47.7536 | 1
| LCA | Big Creek/Ventura | 12 | Monthly System Peak Day | SCE | 1-in-10 | 2027 | 14 |  |  |  | 49.1129 | 1
| LCA | Big Creek/Ventura | 12 | Monthly System Peak Day | SCE | 1-in-10 | 2027 | 15 |  |  |  | 50.4914 | 1
| LCA | Big Creek/Ventura | 12 | Monthly System Peak Day | SCE | 1-in-10 | 2027 | 16 |  |  |  | 51.1093 | 1
| LCA | Big Creek/Ventura | 12 | Monthly System Peak Day | SCE | 1-in-10 | 2027 | 17 |  |  |  | 50.6336 | 1
| LCA | Big Creek/Ventura | 12 | Monthly System Peak Day | SCE | 1-in-10 | 2027 | 18 |  |  |  | 49.1286 | 1
| LCA | Big Creek/Ventura | 12 | Monthly System Peak Day | SCE | 1-in-10 | 2027 | 19 |  |  |  | 46.04 | 1
| LCA | Big Creek/Ventura | 12 | Monthly System Peak Day | SCE | 1-in-10 | 2027 | 20 |  |  |  | 43.6421 | 1
| LCA | Big Creek/Ventura | 12 | Monthly System Peak Day | SCE | 1-in-10 | 2027 | 21 |  |  |  | 41.805 | 1
| LCA | Big Creek/Ventura | 12 | Monthly System Peak Day | SCE | 1-in-10 | 2027 | 22 |  |  |  | 40.2143 | 1
| LCA | Big Creek/Ventura | 12 | Monthly System Peak Day | SCE | 1-in-10 | 2027 | 23 |  |  |  | 39.0786 | 1
| LCA | Big Creek/Ventura | 12 | Monthly System Peak Day | SCE | 1-in-10 | 2027 | 24 |  |  |  | 38.1714 | 1
| LCA | Big Creek/Ventura | 1 | Average Weekday | SCE | 1-in-10 | 2028 | 1 |  |  |  | 46.9726 | 1
| LCA | Big Creek/Ventura | 1 | Average Weekday | SCE | 1-in-10 | 2028 | 2 |  |  |  | 46.3899 | 1
| LCA | Big Creek/Ventura | 1 | Average Weekday | SCE | 1-in-10 | 2028 | 3 |  |  |  | 45.8098 | 1
| LCA | Big Creek/Ventura | 1 | Average Weekday | SCE | 1-in-10 | 2028 | 4 |  |  |  | 45.1295 | 1
| LCA | Big Creek/Ventura | 1 | Average Weekday | SCE | 1-in-10 | 2028 | 5 |  |  |  | 44.5356 | 1
| LCA | Big Creek/Ventura | 1 | Average Weekday | SCE | 1-in-10 | 2028 | 6 |  |  |  | 44.1452 | 1
| LCA | Big Creek/Ventura | 1 | Average Weekday | SCE | 1-in-10 | 2028 | 7 |  |  |  | 43.7767 | 1
| LCA | Big Creek/Ventura | 1 | Average Weekday | SCE | 1-in-10 | 2028 | 8 |  |  |  | 43.4369 | 1
| LCA | Big Creek/Ventura | 1 | Average Weekday | SCE | 1-in-10 | 2028 | 9 |  |  |  | 43.825 | 1
| LCA | Big Creek/Ventura | 1 | Average Weekday | SCE | 1-in-10 | 2028 | 10 |  |  |  | 46.4388 | 1
| LCA | Big Creek/Ventura | 1 | Average Weekday | SCE | 1-in-10 | 2028 | 11 |  |  |  | 50.0898 | 1
| LCA | Big Creek/Ventura | 1 | Average Weekday | SCE | 1-in-10 | 2028 | 12 |  |  |  | 53.082 | 1
| LCA | Big Creek/Ventura | 1 | Average Weekday | SCE | 1-in-10 | 2028 | 13 |  |  |  | 55.1166 | 1
| LCA | Big Creek/Ventura | 1 | Average Weekday | SCE | 1-in-10 | 2028 | 14 |  |  |  | 56.5521 | 1
| LCA | Big Creek/Ventura | 1 | Average Weekday | SCE | 1-in-10 | 2028 | 15 |  |  |  | 57.5392 | 1
| LCA | Big Creek/Ventura | 1 | Average Weekday | SCE | 1-in-10 | 2028 | 16 |  |  |  | 57.9567 | 1
| LCA | Big Creek/Ventura | 1 | Average Weekday | SCE | 1-in-10 | 2028 | 17 |  |  |  | 57.6834 | 1
| LCA | Big Creek/Ventura | 1 | Average Weekday | SCE | 1-in-10 | 2028 | 18 |  |  |  | 56.3685 | 1
| LCA | Big Creek/Ventura | 1 | Average Weekday | SCE | 1-in-10 | 2028 | 19 |  |  |  | 54.0957 | 1
| LCA | Big Creek/Ventura | 1 | Average Weekday | SCE | 1-in-10 | 2028 | 20 |  |  |  | 52.0419 | 1
| LCA | Big Creek/Ventura | 1 | Average Weekday | SCE | 1-in-10 | 2028 | 21 |  |  |  | 50.5806 | 1
| LCA | Big Creek/Ventura | 1 | Average Weekday | SCE | 1-in-10 | 2028 | 22 |  |  |  | 49.3198 | 1
| LCA | Big Creek/Ventura | 1 | Average Weekday | SCE | 1-in-10 | 2028 | 23 |  |  |  | 48.2823 | 1
| LCA | Big Creek/Ventura | 1 | Average Weekday | SCE | 1-in-10 | 2028 | 24 |  |  |  | 47.6345 | 1
| LCA | Big Creek/Ventura | 1 | Monthly System Peak Day | SCE | 1-in-10 | 2028 | 1 |  |  |  | 41.3479 | 1
| LCA | Big Creek/Ventura | 1 | Monthly System Peak Day | SCE | 1-in-10 | 2028 | 2 |  |  |  | 40.0943 | 1
| LCA | Big Creek/Ventura | 1 | Monthly System Peak Day | SCE | 1-in-10 | 2028 | 3 |  |  |  | 39.0714 | 1
| LCA | Big Creek/Ventura | 1 | Monthly System Peak Day | SCE | 1-in-10 | 2028 | 4 |  |  |  | 37.8993 | 1
| LCA | Big Creek/Ventura | 1 | Monthly System Peak Day | SCE | 1-in-10 | 2028 | 5 |  |  |  | 37.1579 | 1
| LCA | Big Creek/Ventura | 1 | Monthly System Peak Day | SCE | 1-in-10 | 2028 | 6 |  |  |  | 36.5943 | 1
| LCA | Big Creek/Ventura | 1 | Monthly System Peak Day | SCE | 1-in-10 | 2028 | 7 |  |  |  | 36.4721 | 1
| LCA | Big Creek/Ventura | 1 | Monthly System Peak Day | SCE | 1-in-10 | 2028 | 8 |  |  |  | 36.8593 | 1
| LCA | Big Creek/Ventura | 1 | Monthly System Peak Day | SCE | 1-in-10 | 2028 | 9 |  |  |  | 37.035 | 1
| LCA | Big Creek/Ventura | 1 | Monthly System Peak Day | SCE | 1-in-10 | 2028 | 10 |  |  |  | 39.5879 | 1
| LCA | Big Creek/Ventura | 1 | Monthly System Peak Day | SCE | 1-in-10 | 2028 | 11 |  |  |  | 42.2043 | 1
| LCA | Big Creek/Ventura | 1 | Monthly System Peak Day | SCE | 1-in-10 | 2028 | 12 |  |  |  | 44.2771 | 1
| LCA | Big Creek/Ventura | 1 | Monthly System Peak Day | SCE | 1-in-10 | 2028 | 13 |  |  |  | 43.8286 | 1
| LCA | Big Creek/Ventura | 1 | Monthly System Peak Day | SCE | 1-in-10 | 2028 | 14 |  |  |  | 44.5321 | 1
| LCA | Big Creek/Ventura | 1 | Monthly System Peak Day | SCE | 1-in-10 | 2028 | 15 |  |  |  | 45.7286 | 1
| LCA | Big Creek/Ventura | 1 | Monthly System Peak Day | SCE | 1-in-10 | 2028 | 16 |  |  |  | 46.5707 | 1
| LCA | Big Creek/Ventura | 1 | Monthly System Peak Day | SCE | 1-in-10 | 2028 | 17 |  |  |  | 47.0414 | 1
| LCA | Big Creek/Ventura | 1 | Monthly System Peak Day | SCE | 1-in-10 | 2028 | 18 |  |  |  | 45.9314 | 1
| LCA | Big Creek/Ventura | 1 | Monthly System Peak Day | SCE | 1-in-10 | 2028 | 19 |  |  |  | 43.87 | 1
| LCA | Big Creek/Ventura | 1 | Monthly System Peak Day | SCE | 1-in-10 | 2028 | 20 |  |  |  | 42.6786 | 1
| LCA | Big Creek/Ventura | 1 | Monthly System Peak Day | SCE | 1-in-10 | 2028 | 21 |  |  |  | 41.9493 | 1
| LCA | Big Creek/Ventura | 1 | Monthly System Peak Day | SCE | 1-in-10 | 2028 | 22 |  |  |  | 41.5471 | 1
| LCA | Big Creek/Ventura | 1 | Monthly System Peak Day | SCE | 1-in-10 | 2028 | 23 |  |  |  | 41.4043 | 1
| LCA | Big Creek/Ventura | 1 | Monthly System Peak Day | SCE | 1-in-10 | 2028 | 24 |  |  |  | 41.4957 | 1
| LCA | Big Creek/Ventura | 2 | Average Weekday | SCE | 1-in-10 | 2028 | 1 |  |  |  | 51.3747 | 1
| LCA | Big Creek/Ventura | 2 | Average Weekday | SCE | 1-in-10 | 2028 | 2 |  |  |  | 50.2988 | 1
| LCA | Big Creek/Ventura | 2 | Average Weekday | SCE | 1-in-10 | 2028 | 3 |  |  |  | 49.3487 | 1
| LCA | Big Creek/Ventura | 2 | Average Weekday | SCE | 1-in-10 | 2028 | 4 |  |  |  | 48.3699 | 1
| LCA | Big Creek/Ventura | 2 | Average Weekday | SCE | 1-in-10 | 2028 | 5 |  |  |  | 47.5163 | 1
| LCA | Big Creek/Ventura | 2 | Average Weekday | SCE | 1-in-10 | 2028 | 6 |  |  |  | 46.9323 | 1
| LCA | Big Creek/Ventura | 2 | Average Weekday | SCE | 1-in-10 | 2028 | 7 |  |  |  | 46.2951 | 1
| LCA | Big Creek/Ventura | 2 | Average Weekday | SCE | 1-in-10 | 2028 | 8 |  |  |  | 45.82 | 1
| LCA | Big Creek/Ventura | 2 | Average Weekday | SCE | 1-in-10 | 2028 | 9 |  |  |  | 47.1328 | 1
| LCA | Big Creek/Ventura | 2 | Average Weekday | SCE | 1-in-10 | 2028 | 10 |  |  |  | 51.5254 | 1
| LCA | Big Creek/Ventura | 2 | Average Weekday | SCE | 1-in-10 | 2028 | 11 |  |  |  | 56.5846 | 1
| LCA | Big Creek/Ventura | 2 | Average Weekday | SCE | 1-in-10 | 2028 | 12 |  |  |  | 60.71 | 1
| LCA | Big Creek/Ventura | 2 | Average Weekday | SCE | 1-in-10 | 2028 | 13 |  |  |  | 63.6338 | 1
| LCA | Big Creek/Ventura | 2 | Average Weekday | SCE | 1-in-10 | 2028 | 14 |  |  |  | 65.324 | 1
| LCA | Big Creek/Ventura | 2 | Average Weekday | SCE | 1-in-10 | 2028 | 15 |  |  |  | 66.1792 | 1
| LCA | Big Creek/Ventura | 2 | Average Weekday | SCE | 1-in-10 | 2028 | 16 |  |  |  | 66.7071 | 1
| LCA | Big Creek/Ventura | 2 | Average Weekday | SCE | 1-in-10 | 2028 | 17 |  |  |  | 66.5629 | 1
| LCA | Big Creek/Ventura | 2 | Average Weekday | SCE | 1-in-10 | 2028 | 18 |  |  |  | 65.2747 | 1
| LCA | Big Creek/Ventura | 2 | Average Weekday | SCE | 1-in-10 | 2028 | 19 |  |  |  | 62.4796 | 1
| LCA | Big Creek/Ventura | 2 | Average Weekday | SCE | 1-in-10 | 2028 | 20 |  |  |  | 59.6118 | 1
| LCA | Big Creek/Ventura | 2 | Average Weekday | SCE | 1-in-10 | 2028 | 21 |  |  |  | 57.2356 | 1
| LCA | Big Creek/Ventura | 2 | Average Weekday | SCE | 1-in-10 | 2028 | 22 |  |  |  | 55.0794 | 1
| LCA | Big Creek/Ventura | 2 | Average Weekday | SCE | 1-in-10 | 2028 | 23 |  |  |  | 53.3956 | 1
| LCA | Big Creek/Ventura | 2 | Average Weekday | SCE | 1-in-10 | 2028 | 24 |  |  |  | 51.9445 | 1
| LCA | Big Creek/Ventura | 2 | Monthly System Peak Day | SCE | 1-in-10 | 2028 | 1 |  |  |  | 62.7979 | 1
| LCA | Big Creek/Ventura | 2 | Monthly System Peak Day | SCE | 1-in-10 | 2028 | 2 |  |  |  | 60.5921 | 1
| LCA | Big Creek/Ventura | 2 | Monthly System Peak Day | SCE | 1-in-10 | 2028 | 3 |  |  |  | 60.4593 | 1
| LCA | Big Creek/Ventura | 2 | Monthly System Peak Day | SCE | 1-in-10 | 2028 | 4 |  |  |  | 59.0757 | 1
| LCA | Big Creek/Ventura | 2 | Monthly System Peak Day | SCE | 1-in-10 | 2028 | 5 |  |  |  | 57.5821 | 1
| LCA | Big Creek/Ventura | 2 | Monthly System Peak Day | SCE | 1-in-10 | 2028 | 6 |  |  |  | 55.4229 | 1
| LCA | Big Creek/Ventura | 2 | Monthly System Peak Day | SCE | 1-in-10 | 2028 | 7 |  |  |  | 54.08 | 1
| LCA | Big Creek/Ventura | 2 | Monthly System Peak Day | SCE | 1-in-10 | 2028 | 8 |  |  |  | 52.9957 | 1
| LCA | Big Creek/Ventura | 2 | Monthly System Peak Day | SCE | 1-in-10 | 2028 | 9 |  |  |  | 54.8779 | 1
| LCA | Big Creek/Ventura | 2 | Monthly System Peak Day | SCE | 1-in-10 | 2028 | 10 |  |  |  | 60.7657 | 1
| LCA | Big Creek/Ventura | 2 | Monthly System Peak Day | SCE | 1-in-10 | 2028 | 11 |  |  |  | 66.5386 | 1
| LCA | Big Creek/Ventura | 2 | Monthly System Peak Day | SCE | 1-in-10 | 2028 | 12 |  |  |  | 71.4286 | 1
| LCA | Big Creek/Ventura | 2 | Monthly System Peak Day | SCE | 1-in-10 | 2028 | 13 |  |  |  | 75.2543 | 1
| LCA | Big Creek/Ventura | 2 | Monthly System Peak Day | SCE | 1-in-10 | 2028 | 14 |  |  |  | 77.06 | 1
| LCA | Big Creek/Ventura | 2 | Monthly System Peak Day | SCE | 1-in-10 | 2028 | 15 |  |  |  | 78.1643 | 1
| LCA | Big Creek/Ventura | 2 | Monthly System Peak Day | SCE | 1-in-10 | 2028 | 16 |  |  |  | 79.4286 | 1
| LCA | Big Creek/Ventura | 2 | Monthly System Peak Day | SCE | 1-in-10 | 2028 | 17 |  |  |  | 79.3286 | 1
| LCA | Big Creek/Ventura | 2 | Monthly System Peak Day | SCE | 1-in-10 | 2028 | 18 |  |  |  | 78.4 | 1
| LCA | Big Creek/Ventura | 2 | Monthly System Peak Day | SCE | 1-in-10 | 2028 | 19 |  |  |  | 74.6357 | 1
| LCA | Big Creek/Ventura | 2 | Monthly System Peak Day | SCE | 1-in-10 | 2028 | 20 |  |  |  | 69.9336 | 1
| LCA | Big Creek/Ventura | 2 | Monthly System Peak Day | SCE | 1-in-10 | 2028 | 21 |  |  |  | 65.4836 | 1
| LCA | Big Creek/Ventura | 2 | Monthly System Peak Day | SCE | 1-in-10 | 2028 | 22 |  |  |  | 61.9921 | 1
| LCA | Big Creek/Ventura | 2 | Monthly System Peak Day | SCE | 1-in-10 | 2028 | 23 |  |  |  | 60.215 | 1
| LCA | Big Creek/Ventura | 2 | Monthly System Peak Day | SCE | 1-in-10 | 2028 | 24 |  |  |  | 59.5486 | 1
| LCA | Big Creek/Ventura | 3 | Average Weekday | SCE | 1-in-10 | 2028 | 1 |  |  |  | 55.76 | 1
| LCA | Big Creek/Ventura | 3 | Average Weekday | SCE | 1-in-10 | 2028 | 2 |  |  |  | 54.6302 | 1
| LCA | Big Creek/Ventura | 3 | Average Weekday | SCE | 1-in-10 | 2028 | 3 |  |  |  | 53.6954 | 1
| LCA | Big Creek/Ventura | 3 | Average Weekday | SCE | 1-in-10 | 2028 | 4 |  |  |  | 52.8489 | 1
| LCA | Big Creek/Ventura | 3 | Average Weekday | SCE | 1-in-10 | 2028 | 5 |  |  |  | 51.8634 | 1
| LCA | Big Creek/Ventura | 3 | Average Weekday | SCE | 1-in-10 | 2028 | 6 |  |  |  | 51.0123 | 1
| LCA | Big Creek/Ventura | 3 | Average Weekday | SCE | 1-in-10 | 2028 | 7 |  |  |  | 50.3326 | 1
| LCA | Big Creek/Ventura | 3 | Average Weekday | SCE | 1-in-10 | 2028 | 8 |  |  |  | 49.9971 | 1
| LCA | Big Creek/Ventura | 3 | Average Weekday | SCE | 1-in-10 | 2028 | 9 |  |  |  | 51.0948 | 1
| LCA | Big Creek/Ventura | 3 | Average Weekday | SCE | 1-in-10 | 2028 | 10 |  |  |  | 54.9948 | 1
| LCA | Big Creek/Ventura | 3 | Average Weekday | SCE | 1-in-10 | 2028 | 11 |  |  |  | 59.737 | 1
| LCA | Big Creek/Ventura | 3 | Average Weekday | SCE | 1-in-10 | 2028 | 12 |  |  |  | 63.8311 | 1
| LCA | Big Creek/Ventura | 3 | Average Weekday | SCE | 1-in-10 | 2028 | 13 |  |  |  | 67.0932 | 1
| LCA | Big Creek/Ventura | 3 | Average Weekday | SCE | 1-in-10 | 2028 | 14 |  |  |  | 69.3943 | 1
| LCA | Big Creek/Ventura | 3 | Average Weekday | SCE | 1-in-10 | 2028 | 15 |  |  |  | 70.8584 | 1
| LCA | Big Creek/Ventura | 3 | Average Weekday | SCE | 1-in-10 | 2028 | 16 |  |  |  | 71.6505 | 1
| LCA | Big Creek/Ventura | 3 | Average Weekday | SCE | 1-in-10 | 2028 | 17 |  |  |  | 71.9429 | 1
| LCA | Big Creek/Ventura | 3 | Average Weekday | SCE | 1-in-10 | 2028 | 18 |  |  |  | 71.2563 | 1
| LCA | Big Creek/Ventura | 3 | Average Weekday | SCE | 1-in-10 | 2028 | 19 |  |  |  | 69.5572 | 1
| LCA | Big Creek/Ventura | 3 | Average Weekday | SCE | 1-in-10 | 2028 | 20 |  |  |  | 66.8135 | 1
| LCA | Big Creek/Ventura | 3 | Average Weekday | SCE | 1-in-10 | 2028 | 21 |  |  |  | 63.5231 | 1
| LCA | Big Creek/Ventura | 3 | Average Weekday | SCE | 1-in-10 | 2028 | 22 |  |  |  | 61.2592 | 1
| LCA | Big Creek/Ventura | 3 | Average Weekday | SCE | 1-in-10 | 2028 | 23 |  |  |  | 59.4613 | 1
| LCA | Big Creek/Ventura | 3 | Average Weekday | SCE | 1-in-10 | 2028 | 24 |  |  |  | 58.0116 | 1
| LCA | Big Creek/Ventura | 3 | Monthly System Peak Day | SCE | 1-in-10 | 2028 | 1 |  |  |  | 62.9286 | 1
| LCA | Big Creek/Ventura | 3 | Monthly System Peak Day | SCE | 1-in-10 | 2028 | 2 |  |  |  | 61.1979 | 1
| LCA | Big Creek/Ventura | 3 | Monthly System Peak Day | SCE | 1-in-10 | 2028 | 3 |  |  |  | 59.1257 | 1
| LCA | Big Creek/Ventura | 3 | Monthly System Peak Day | SCE | 1-in-10 | 2028 | 4 |  |  |  | 58.2714 | 1
| LCA | Big Creek/Ventura | 3 | Monthly System Peak Day | SCE | 1-in-10 | 2028 | 5 |  |  |  | 57.7179 | 1
| LCA | Big Creek/Ventura | 3 | Monthly System Peak Day | SCE | 1-in-10 | 2028 | 6 |  |  |  | 56.9114 | 1
| LCA | Big Creek/Ventura | 3 | Monthly System Peak Day | SCE | 1-in-10 | 2028 | 7 |  |  |  | 55.6436 | 1
| LCA | Big Creek/Ventura | 3 | Monthly System Peak Day | SCE | 1-in-10 | 2028 | 8 |  |  |  | 54.6729 | 1
| LCA | Big Creek/Ventura | 3 | Monthly System Peak Day | SCE | 1-in-10 | 2028 | 9 |  |  |  | 55.8821 | 1
| LCA | Big Creek/Ventura | 3 | Monthly System Peak Day | SCE | 1-in-10 | 2028 | 10 |  |  |  | 61.4086 | 1
| LCA | Big Creek/Ventura | 3 | Monthly System Peak Day | SCE | 1-in-10 | 2028 | 11 |  |  |  | 67.5364 | 1
| LCA | Big Creek/Ventura | 3 | Monthly System Peak Day | SCE | 1-in-10 | 2028 | 12 |  |  |  | 73.5307 | 1
| LCA | Big Creek/Ventura | 3 | Monthly System Peak Day | SCE | 1-in-10 | 2028 | 13 |  |  |  | 78.6286 | 1
| LCA | Big Creek/Ventura | 3 | Monthly System Peak Day | SCE | 1-in-10 | 2028 | 14 |  |  |  | 81.6357 | 1
| LCA | Big Creek/Ventura | 3 | Monthly System Peak Day | SCE | 1-in-10 | 2028 | 15 |  |  |  | 84.1429 | 1
| LCA | Big Creek/Ventura | 3 | Monthly System Peak Day | SCE | 1-in-10 | 2028 | 16 |  |  |  | 85.3286 | 1
| LCA | Big Creek/Ventura | 3 | Monthly System Peak Day | SCE | 1-in-10 | 2028 | 17 |  |  |  | 85.2429 | 1
| LCA | Big Creek/Ventura | 3 | Monthly System Peak Day | SCE | 1-in-10 | 2028 | 18 |  |  |  | 84.9286 | 1
| LCA | Big Creek/Ventura | 3 | Monthly System Peak Day | SCE | 1-in-10 | 2028 | 19 |  |  |  | 83.1136 | 1
| LCA | Big Creek/Ventura | 3 | Monthly System Peak Day | SCE | 1-in-10 | 2028 | 20 |  |  |  | 80.1564 | 1
| LCA | Big Creek/Ventura | 3 | Monthly System Peak Day | SCE | 1-in-10 | 2028 | 21 |  |  |  | 75.1193 | 1
| LCA | Big Creek/Ventura | 3 | Monthly System Peak Day | SCE | 1-in-10 | 2028 | 22 |  |  |  | 70.7171 | 1
| LCA | Big Creek/Ventura | 3 | Monthly System Peak Day | SCE | 1-in-10 | 2028 | 23 |  |  |  | 67.4014 | 1
| LCA | Big Creek/Ventura | 3 | Monthly System Peak Day | SCE | 1-in-10 | 2028 | 24 |  |  |  | 64.9371 | 1
| LCA | Big Creek/Ventura | 4 | Average Weekday | SCE | 1-in-10 | 2028 | 1 |  |  |  | 57.6326 | 1
| LCA | Big Creek/Ventura | 4 | Average Weekday | SCE | 1-in-10 | 2028 | 2 |  |  |  | 56.4057 | 1
| LCA | Big Creek/Ventura | 4 | Average Weekday | SCE | 1-in-10 | 2028 | 3 |  |  |  | 55.5479 | 1
| LCA | Big Creek/Ventura | 4 | Average Weekday | SCE | 1-in-10 | 2028 | 4 |  |  |  | 54.5992 | 1
| LCA | Big Creek/Ventura | 4 | Average Weekday | SCE | 1-in-10 | 2028 | 5 |  |  |  | 53.688 | 1
| LCA | Big Creek/Ventura | 4 | Average Weekday | SCE | 1-in-10 | 2028 | 6 |  |  |  | 53.0014 | 1
| LCA | Big Creek/Ventura | 4 | Average Weekday | SCE | 1-in-10 | 2028 | 7 |  |  |  | 52.3473 | 1
| LCA | Big Creek/Ventura | 4 | Average Weekday | SCE | 1-in-10 | 2028 | 8 |  |  |  | 52.0583 | 1
| LCA | Big Creek/Ventura | 4 | Average Weekday | SCE | 1-in-10 | 2028 | 9 |  |  |  | 53.8128 | 1
| LCA | Big Creek/Ventura | 4 | Average Weekday | SCE | 1-in-10 | 2028 | 10 |  |  |  | 57.9408 | 1
| LCA | Big Creek/Ventura | 4 | Average Weekday | SCE | 1-in-10 | 2028 | 11 |  |  |  | 61.8429 | 1
| LCA | Big Creek/Ventura | 4 | Average Weekday | SCE | 1-in-10 | 2028 | 12 |  |  |  | 65.2534 | 1
| LCA | Big Creek/Ventura | 4 | Average Weekday | SCE | 1-in-10 | 2028 | 13 |  |  |  | 67.9803 | 1
| LCA | Big Creek/Ventura | 4 | Average Weekday | SCE | 1-in-10 | 2028 | 14 |  |  |  | 69.9663 | 1
| LCA | Big Creek/Ventura | 4 | Average Weekday | SCE | 1-in-10 | 2028 | 15 |  |  |  | 71.2935 | 1
| LCA | Big Creek/Ventura | 4 | Average Weekday | SCE | 1-in-10 | 2028 | 16 |  |  |  | 71.9866 | 1
| LCA | Big Creek/Ventura | 4 | Average Weekday | SCE | 1-in-10 | 2028 | 17 |  |  |  | 72.0635 | 1
| LCA | Big Creek/Ventura | 4 | Average Weekday | SCE | 1-in-10 | 2028 | 18 |  |  |  | 71.4416 | 1
| LCA | Big Creek/Ventura | 4 | Average Weekday | SCE | 1-in-10 | 2028 | 19 |  |  |  | 69.9954 | 1
| LCA | Big Creek/Ventura | 4 | Average Weekday | SCE | 1-in-10 | 2028 | 20 |  |  |  | 67.8065 | 1
| LCA | Big Creek/Ventura | 4 | Average Weekday | SCE | 1-in-10 | 2028 | 21 |  |  |  | 64.8983 | 1
| LCA | Big Creek/Ventura | 4 | Average Weekday | SCE | 1-in-10 | 2028 | 22 |  |  |  | 62.5152 | 1
| LCA | Big Creek/Ventura | 4 | Average Weekday | SCE | 1-in-10 | 2028 | 23 |  |  |  | 60.6633 | 1
| LCA | Big Creek/Ventura | 4 | Average Weekday | SCE | 1-in-10 | 2028 | 24 |  |  |  | 59.0916 | 1
| LCA | Big Creek/Ventura | 4 | Monthly System Peak Day | SCE | 1-in-10 | 2028 | 1 |  |  |  | 67.3443 | 1
| LCA | Big Creek/Ventura | 4 | Monthly System Peak Day | SCE | 1-in-10 | 2028 | 2 |  |  |  | 65.9207 | 1
| LCA | Big Creek/Ventura | 4 | Monthly System Peak Day | SCE | 1-in-10 | 2028 | 3 |  |  |  | 65.0814 | 1
| LCA | Big Creek/Ventura | 4 | Monthly System Peak Day | SCE | 1-in-10 | 2028 | 4 |  |  |  | 63.8121 | 1
| LCA | Big Creek/Ventura | 4 | Monthly System Peak Day | SCE | 1-in-10 | 2028 | 5 |  |  |  | 62.6157 | 1
| LCA | Big Creek/Ventura | 4 | Monthly System Peak Day | SCE | 1-in-10 | 2028 | 6 |  |  |  | 61.2721 | 1
| LCA | Big Creek/Ventura | 4 | Monthly System Peak Day | SCE | 1-in-10 | 2028 | 7 |  |  |  | 60.1821 | 1
| LCA | Big Creek/Ventura | 4 | Monthly System Peak Day | SCE | 1-in-10 | 2028 | 8 |  |  |  | 59.4121 | 1
| LCA | Big Creek/Ventura | 4 | Monthly System Peak Day | SCE | 1-in-10 | 2028 | 9 |  |  |  | 62.43 | 1
| LCA | Big Creek/Ventura | 4 | Monthly System Peak Day | SCE | 1-in-10 | 2028 | 10 |  |  |  | 68.1557 | 1
| LCA | Big Creek/Ventura | 4 | Monthly System Peak Day | SCE | 1-in-10 | 2028 | 11 |  |  |  | 74.0407 | 1
| LCA | Big Creek/Ventura | 4 | Monthly System Peak Day | SCE | 1-in-10 | 2028 | 12 |  |  |  | 79.2636 | 1
| LCA | Big Creek/Ventura | 4 | Monthly System Peak Day | SCE | 1-in-10 | 2028 | 13 |  |  |  | 83.0279 | 1
| LCA | Big Creek/Ventura | 4 | Monthly System Peak Day | SCE | 1-in-10 | 2028 | 14 |  |  |  | 86.0857 | 1
| LCA | Big Creek/Ventura | 4 | Monthly System Peak Day | SCE | 1-in-10 | 2028 | 15 |  |  |  | 87.2643 | 1
| LCA | Big Creek/Ventura | 4 | Monthly System Peak Day | SCE | 1-in-10 | 2028 | 16 |  |  |  | 87.4643 | 1
| LCA | Big Creek/Ventura | 4 | Monthly System Peak Day | SCE | 1-in-10 | 2028 | 17 |  |  |  | 86.4571 | 1
| LCA | Big Creek/Ventura | 4 | Monthly System Peak Day | SCE | 1-in-10 | 2028 | 18 |  |  |  | 85.5857 | 1
| LCA | Big Creek/Ventura | 4 | Monthly System Peak Day | SCE | 1-in-10 | 2028 | 19 |  |  |  | 83.6843 | 1
| LCA | Big Creek/Ventura | 4 | Monthly System Peak Day | SCE | 1-in-10 | 2028 | 20 |  |  |  | 80.7464 | 1
| LCA | Big Creek/Ventura | 4 | Monthly System Peak Day | SCE | 1-in-10 | 2028 | 21 |  |  |  | 76.3129 | 1
| LCA | Big Creek/Ventura | 4 | Monthly System Peak Day | SCE | 1-in-10 | 2028 | 22 |  |  |  | 72.2921 | 1
| LCA | Big Creek/Ventura | 4 | Monthly System Peak Day | SCE | 1-in-10 | 2028 | 23 |  |  |  | 70.0786 | 1
| LCA | Big Creek/Ventura | 4 | Monthly System Peak Day | SCE | 1-in-10 | 2028 | 24 |  |  |  | 68.7064 | 1
| LCA | Big Creek/Ventura | 5 | Average Weekday | SCE | 1-in-10 | 2028 | 1 |  |  |  | 62.5912 | 1
| LCA | Big Creek/Ventura | 5 | Average Weekday | SCE | 1-in-10 | 2028 | 2 |  |  |  | 61.3025 | 1
| LCA | Big Creek/Ventura | 5 | Average Weekday | SCE | 1-in-10 | 2028 | 3 |  |  |  | 60.0848 | 1
| LCA | Big Creek/Ventura | 5 | Average Weekday | SCE | 1-in-10 | 2028 | 4 |  |  |  | 58.8481 | 1
| LCA | Big Creek/Ventura | 5 | Average Weekday | SCE | 1-in-10 | 2028 | 5 |  |  |  | 58.0431 | 1
| LCA | Big Creek/Ventura | 5 | Average Weekday | SCE | 1-in-10 | 2028 | 6 |  |  |  | 57.2156 | 1
| LCA | Big Creek/Ventura | 5 | Average Weekday | SCE | 1-in-10 | 2028 | 7 |  |  |  | 56.479 | 1
| LCA | Big Creek/Ventura | 5 | Average Weekday | SCE | 1-in-10 | 2028 | 8 |  |  |  | 56.8888 | 1
| LCA | Big Creek/Ventura | 5 | Average Weekday | SCE | 1-in-10 | 2028 | 9 |  |  |  | 60.1908 | 1
| LCA | Big Creek/Ventura | 5 | Average Weekday | SCE | 1-in-10 | 2028 | 10 |  |  |  | 64.6334 | 1
| LCA | Big Creek/Ventura | 5 | Average Weekday | SCE | 1-in-10 | 2028 | 11 |  |  |  | 68.5848 | 1
| LCA | Big Creek/Ventura | 5 | Average Weekday | SCE | 1-in-10 | 2028 | 12 |  |  |  | 71.6441 | 1
| LCA | Big Creek/Ventura | 5 | Average Weekday | SCE | 1-in-10 | 2028 | 13 |  |  |  | 74.0241 | 1
| LCA | Big Creek/Ventura | 5 | Average Weekday | SCE | 1-in-10 | 2028 | 14 |  |  |  | 75.6921 | 1
| LCA | Big Creek/Ventura | 5 | Average Weekday | SCE | 1-in-10 | 2028 | 15 |  |  |  | 76.7916 | 1
| LCA | Big Creek/Ventura | 5 | Average Weekday | SCE | 1-in-10 | 2028 | 16 |  |  |  | 77.2805 | 1
| LCA | Big Creek/Ventura | 5 | Average Weekday | SCE | 1-in-10 | 2028 | 17 |  |  |  | 77.2165 | 1
| LCA | Big Creek/Ventura | 5 | Average Weekday | SCE | 1-in-10 | 2028 | 18 |  |  |  | 76.5896 | 1
| LCA | Big Creek/Ventura | 5 | Average Weekday | SCE | 1-in-10 | 2028 | 19 |  |  |  | 75.461 | 1
| LCA | Big Creek/Ventura | 5 | Average Weekday | SCE | 1-in-10 | 2028 | 20 |  |  |  | 73.5426 | 1
| LCA | Big Creek/Ventura | 5 | Average Weekday | SCE | 1-in-10 | 2028 | 21 |  |  |  | 70.8603 | 1
| LCA | Big Creek/Ventura | 5 | Average Weekday | SCE | 1-in-10 | 2028 | 22 |  |  |  | 68.0311 | 1
| LCA | Big Creek/Ventura | 5 | Average Weekday | SCE | 1-in-10 | 2028 | 23 |  |  |  | 66.0109 | 1
| LCA | Big Creek/Ventura | 5 | Average Weekday | SCE | 1-in-10 | 2028 | 24 |  |  |  | 64.0741 | 1
| LCA | Big Creek/Ventura | 5 | Monthly System Peak Day | SCE | 1-in-10 | 2028 | 1 |  |  |  | 73.7593 | 1
| LCA | Big Creek/Ventura | 5 | Monthly System Peak Day | SCE | 1-in-10 | 2028 | 2 |  |  |  | 71.6129 | 1
| LCA | Big Creek/Ventura | 5 | Monthly System Peak Day | SCE | 1-in-10 | 2028 | 3 |  |  |  | 69.8557 | 1
| LCA | Big Creek/Ventura | 5 | Monthly System Peak Day | SCE | 1-in-10 | 2028 | 4 |  |  |  | 68.0679 | 1
| LCA | Big Creek/Ventura | 5 | Monthly System Peak Day | SCE | 1-in-10 | 2028 | 5 |  |  |  | 65.8314 | 1
| LCA | Big Creek/Ventura | 5 | Monthly System Peak Day | SCE | 1-in-10 | 2028 | 6 |  |  |  | 64.9371 | 1
| LCA | Big Creek/Ventura | 5 | Monthly System Peak Day | SCE | 1-in-10 | 2028 | 7 |  |  |  | 64.2586 | 1
| LCA | Big Creek/Ventura | 5 | Monthly System Peak Day | SCE | 1-in-10 | 2028 | 8 |  |  |  | 64.3064 | 1
| LCA | Big Creek/Ventura | 5 | Monthly System Peak Day | SCE | 1-in-10 | 2028 | 9 |  |  |  | 68.5121 | 1
| LCA | Big Creek/Ventura | 5 | Monthly System Peak Day | SCE | 1-in-10 | 2028 | 10 |  |  |  | 74.5079 | 1
| LCA | Big Creek/Ventura | 5 | Monthly System Peak Day | SCE | 1-in-10 | 2028 | 11 |  |  |  | 80.8571 | 1
| LCA | Big Creek/Ventura | 5 | Monthly System Peak Day | SCE | 1-in-10 | 2028 | 12 |  |  |  | 85.8971 | 1
| LCA | Big Creek/Ventura | 5 | Monthly System Peak Day | SCE | 1-in-10 | 2028 | 13 |  |  |  | 89.2071 | 1
| LCA | Big Creek/Ventura | 5 | Monthly System Peak Day | SCE | 1-in-10 | 2028 | 14 |  |  |  | 91.3857 | 1
| LCA | Big Creek/Ventura | 5 | Monthly System Peak Day | SCE | 1-in-10 | 2028 | 15 |  |  |  | 92.3 | 1
| LCA | Big Creek/Ventura | 5 | Monthly System Peak Day | SCE | 1-in-10 | 2028 | 16 |  |  |  | 92.5643 | 1
| LCA | Big Creek/Ventura | 5 | Monthly System Peak Day | SCE | 1-in-10 | 2028 | 17 |  |  |  | 92.3714 | 1
| LCA | Big Creek/Ventura | 5 | Monthly System Peak Day | SCE | 1-in-10 | 2028 | 18 |  |  |  | 91.9429 | 1
| LCA | Big Creek/Ventura | 5 | Monthly System Peak Day | SCE | 1-in-10 | 2028 | 19 |  |  |  | 90.6 | 1
| LCA | Big Creek/Ventura | 5 | Monthly System Peak Day | SCE | 1-in-10 | 2028 | 20 |  |  |  | 87.835 | 1
| LCA | Big Creek/Ventura | 5 | Monthly System Peak Day | SCE | 1-in-10 | 2028 | 21 |  |  |  | 83.1979 | 1
| LCA | Big Creek/Ventura | 5 | Monthly System Peak Day | SCE | 1-in-10 | 2028 | 22 |  |  |  | 79.3571 | 1
| LCA | Big Creek/Ventura | 5 | Monthly System Peak Day | SCE | 1-in-10 | 2028 | 23 |  |  |  | 76.5479 | 1
| LCA | Big Creek/Ventura | 5 | Monthly System Peak Day | SCE | 1-in-10 | 2028 | 24 |  |  |  | 73.7157 | 1
| LCA | Big Creek/Ventura | 6 | Average Weekday | SCE | 1-in-10 | 2028 | 1 |  |  |  | 67.5979 | 1
| LCA | Big Creek/Ventura | 6 | Average Weekday | SCE | 1-in-10 | 2028 | 2 |  |  |  | 66.7173 | 1
| LCA | Big Creek/Ventura | 6 | Average Weekday | SCE | 1-in-10 | 2028 | 3 |  |  |  | 65.8067 | 1
| LCA | Big Creek/Ventura | 6 | Average Weekday | SCE | 1-in-10 | 2028 | 4 |  |  |  | 64.7835 | 1
| LCA | Big Creek/Ventura | 6 | Average Weekday | SCE | 1-in-10 | 2028 | 5 |  |  |  | 63.8893 | 1
| LCA | Big Creek/Ventura | 6 | Average Weekday | SCE | 1-in-10 | 2028 | 6 |  |  |  | 63.1691 | 1
| LCA | Big Creek/Ventura | 6 | Average Weekday | SCE | 1-in-10 | 2028 | 7 |  |  |  | 62.6661 | 1
| LCA | Big Creek/Ventura | 6 | Average Weekday | SCE | 1-in-10 | 2028 | 8 |  |  |  | 63.2141 | 1
| LCA | Big Creek/Ventura | 6 | Average Weekday | SCE | 1-in-10 | 2028 | 9 |  |  |  | 66.1776 | 1
| LCA | Big Creek/Ventura | 6 | Average Weekday | SCE | 1-in-10 | 2028 | 10 |  |  |  | 70.0818 | 1
| LCA | Big Creek/Ventura | 6 | Average Weekday | SCE | 1-in-10 | 2028 | 11 |  |  |  | 73.9836 | 1
| LCA | Big Creek/Ventura | 6 | Average Weekday | SCE | 1-in-10 | 2028 | 12 |  |  |  | 77.4319 | 1
| LCA | Big Creek/Ventura | 6 | Average Weekday | SCE | 1-in-10 | 2028 | 13 |  |  |  | 80.1443 | 1
| LCA | Big Creek/Ventura | 6 | Average Weekday | SCE | 1-in-10 | 2028 | 14 |  |  |  | 82.1737 | 1
| LCA | Big Creek/Ventura | 6 | Average Weekday | SCE | 1-in-10 | 2028 | 15 |  |  |  | 83.3627 | 1
| LCA | Big Creek/Ventura | 6 | Average Weekday | SCE | 1-in-10 | 2028 | 16 |  |  |  | 83.8567 | 1
| LCA | Big Creek/Ventura | 6 | Average Weekday | SCE | 1-in-10 | 2028 | 17 |  |  |  | 83.6788 | 1
| LCA | Big Creek/Ventura | 6 | Average Weekday | SCE | 1-in-10 | 2028 | 18 |  |  |  | 82.6209 | 1
| LCA | Big Creek/Ventura | 6 | Average Weekday | SCE | 1-in-10 | 2028 | 19 |  |  |  | 80.9659 | 1
| LCA | Big Creek/Ventura | 6 | Average Weekday | SCE | 1-in-10 | 2028 | 20 |  |  |  | 78.9063 | 1
| LCA | Big Creek/Ventura | 6 | Average Weekday | SCE | 1-in-10 | 2028 | 21 |  |  |  | 76.1141 | 1
| LCA | Big Creek/Ventura | 6 | Average Weekday | SCE | 1-in-10 | 2028 | 22 |  |  |  | 72.8496 | 1
| LCA | Big Creek/Ventura | 6 | Average Weekday | SCE | 1-in-10 | 2028 | 23 |  |  |  | 70.6066 | 1
| LCA | Big Creek/Ventura | 6 | Average Weekday | SCE | 1-in-10 | 2028 | 24 |  |  |  | 68.955 | 1
| LCA | Big Creek/Ventura | 6 | Monthly System Peak Day | SCE | 1-in-10 | 2028 | 1 |  |  |  | 76.6914 | 1
| LCA | Big Creek/Ventura | 6 | Monthly System Peak Day | SCE | 1-in-10 | 2028 | 2 |  |  |  | 75.515 | 1
| LCA | Big Creek/Ventura | 6 | Monthly System Peak Day | SCE | 1-in-10 | 2028 | 3 |  |  |  | 74.4379 | 1
| LCA | Big Creek/Ventura | 6 | Monthly System Peak Day | SCE | 1-in-10 | 2028 | 4 |  |  |  | 73.645 | 1
| LCA | Big Creek/Ventura | 6 | Monthly System Peak Day | SCE | 1-in-10 | 2028 | 5 |  |  |  | 71.9007 | 1
| LCA | Big Creek/Ventura | 6 | Monthly System Peak Day | SCE | 1-in-10 | 2028 | 6 |  |  |  | 70.5579 | 1
| LCA | Big Creek/Ventura | 6 | Monthly System Peak Day | SCE | 1-in-10 | 2028 | 7 |  |  |  | 69.8057 | 1
| LCA | Big Creek/Ventura | 6 | Monthly System Peak Day | SCE | 1-in-10 | 2028 | 8 |  |  |  | 70.8229 | 1
| LCA | Big Creek/Ventura | 6 | Monthly System Peak Day | SCE | 1-in-10 | 2028 | 9 |  |  |  | 75.2807 | 1
| LCA | Big Creek/Ventura | 6 | Monthly System Peak Day | SCE | 1-in-10 | 2028 | 10 |  |  |  | 80.9114 | 1
| LCA | Big Creek/Ventura | 6 | Monthly System Peak Day | SCE | 1-in-10 | 2028 | 11 |  |  |  | 85.5807 | 1
| LCA | Big Creek/Ventura | 6 | Monthly System Peak Day | SCE | 1-in-10 | 2028 | 12 |  |  |  | 90.1036 | 1
| LCA | Big Creek/Ventura | 6 | Monthly System Peak Day | SCE | 1-in-10 | 2028 | 13 |  |  |  | 93.5643 | 1
| LCA | Big Creek/Ventura | 6 | Monthly System Peak Day | SCE | 1-in-10 | 2028 | 14 |  |  |  | 95.8857 | 1
| LCA | Big Creek/Ventura | 6 | Monthly System Peak Day | SCE | 1-in-10 | 2028 | 15 |  |  |  | 96.8643 | 1
| LCA | Big Creek/Ventura | 6 | Monthly System Peak Day | SCE | 1-in-10 | 2028 | 16 |  |  |  | 97.5786 | 1
| LCA | Big Creek/Ventura | 6 | Monthly System Peak Day | SCE | 1-in-10 | 2028 | 17 |  |  |  | 97.25 | 1
| LCA | Big Creek/Ventura | 6 | Monthly System Peak Day | SCE | 1-in-10 | 2028 | 18 |  |  |  | 96.6714 | 1
| LCA | Big Creek/Ventura | 6 | Monthly System Peak Day | SCE | 1-in-10 | 2028 | 19 |  |  |  | 94.1429 | 1
| LCA | Big Creek/Ventura | 6 | Monthly System Peak Day | SCE | 1-in-10 | 2028 | 20 |  |  |  | 91.7464 | 1
| LCA | Big Creek/Ventura | 6 | Monthly System Peak Day | SCE | 1-in-10 | 2028 | 21 |  |  |  | 88.6107 | 1
| LCA | Big Creek/Ventura | 6 | Monthly System Peak Day | SCE | 1-in-10 | 2028 | 22 |  |  |  | 84.5 | 1
| LCA | Big Creek/Ventura | 6 | Monthly System Peak Day | SCE | 1-in-10 | 2028 | 23 |  |  |  | 80.9521 | 1
| LCA | Big Creek/Ventura | 6 | Monthly System Peak Day | SCE | 1-in-10 | 2028 | 24 |  |  |  | 78.8607 | 1
| LCA | Big Creek/Ventura | 7 | Average Weekday | SCE | 1-in-10 | 2028 | 1 |  |  |  | 73.7504 | 1
| LCA | Big Creek/Ventura | 7 | Average Weekday | SCE | 1-in-10 | 2028 | 2 |  |  |  | 72.6444 | 1
| LCA | Big Creek/Ventura | 7 | Average Weekday | SCE | 1-in-10 | 2028 | 3 |  |  |  | 71.7965 | 1
| LCA | Big Creek/Ventura | 7 | Average Weekday | SCE | 1-in-10 | 2028 | 4 |  |  |  | 70.8986 | 1
| LCA | Big Creek/Ventura | 7 | Average Weekday | SCE | 1-in-10 | 2028 | 5 |  |  |  | 70.1004 | 1
| LCA | Big Creek/Ventura | 7 | Average Weekday | SCE | 1-in-10 | 2028 | 6 |  |  |  | 69.3371 | 1
| LCA | Big Creek/Ventura | 7 | Average Weekday | SCE | 1-in-10 | 2028 | 7 |  |  |  | 68.9791 | 1
| LCA | Big Creek/Ventura | 7 | Average Weekday | SCE | 1-in-10 | 2028 | 8 |  |  |  | 69.3313 | 1
| LCA | Big Creek/Ventura | 7 | Average Weekday | SCE | 1-in-10 | 2028 | 9 |  |  |  | 72.2421 | 1
| LCA | Big Creek/Ventura | 7 | Average Weekday | SCE | 1-in-10 | 2028 | 10 |  |  |  | 76.3167 | 1
| LCA | Big Creek/Ventura | 7 | Average Weekday | SCE | 1-in-10 | 2028 | 11 |  |  |  | 80.6703 | 1
| LCA | Big Creek/Ventura | 7 | Average Weekday | SCE | 1-in-10 | 2028 | 12 |  |  |  | 84.4912 | 1
| LCA | Big Creek/Ventura | 7 | Average Weekday | SCE | 1-in-10 | 2028 | 13 |  |  |  | 87.3622 | 1
| LCA | Big Creek/Ventura | 7 | Average Weekday | SCE | 1-in-10 | 2028 | 14 |  |  |  | 89.604 | 1
| LCA | Big Creek/Ventura | 7 | Average Weekday | SCE | 1-in-10 | 2028 | 15 |  |  |  | 91.1072 | 1
| LCA | Big Creek/Ventura | 7 | Average Weekday | SCE | 1-in-10 | 2028 | 16 |  |  |  | 91.7086 | 1
| LCA | Big Creek/Ventura | 7 | Average Weekday | SCE | 1-in-10 | 2028 | 17 |  |  |  | 91.4436 | 1
| LCA | Big Creek/Ventura | 7 | Average Weekday | SCE | 1-in-10 | 2028 | 18 |  |  |  | 90.5951 | 1
| LCA | Big Creek/Ventura | 7 | Average Weekday | SCE | 1-in-10 | 2028 | 19 |  |  |  | 88.7186 | 1
| LCA | Big Creek/Ventura | 7 | Average Weekday | SCE | 1-in-10 | 2028 | 20 |  |  |  | 85.9757 | 1
| LCA | Big Creek/Ventura | 7 | Average Weekday | SCE | 1-in-10 | 2028 | 21 |  |  |  | 82.4525 | 1
| LCA | Big Creek/Ventura | 7 | Average Weekday | SCE | 1-in-10 | 2028 | 22 |  |  |  | 78.9574 | 1
| LCA | Big Creek/Ventura | 7 | Average Weekday | SCE | 1-in-10 | 2028 | 23 |  |  |  | 76.8646 | 1
| LCA | Big Creek/Ventura | 7 | Average Weekday | SCE | 1-in-10 | 2028 | 24 |  |  |  | 75.4968 | 1
| LCA | Big Creek/Ventura | 7 | Monthly System Peak Day | SCE | 1-in-10 | 2028 | 1 |  |  |  | 79.6921 | 1
| LCA | Big Creek/Ventura | 7 | Monthly System Peak Day | SCE | 1-in-10 | 2028 | 2 |  |  |  | 77.0121 | 1
| LCA | Big Creek/Ventura | 7 | Monthly System Peak Day | SCE | 1-in-10 | 2028 | 3 |  |  |  | 75.1236 | 1
| LCA | Big Creek/Ventura | 7 | Monthly System Peak Day | SCE | 1-in-10 | 2028 | 4 |  |  |  | 73.7421 | 1
| LCA | Big Creek/Ventura | 7 | Monthly System Peak Day | SCE | 1-in-10 | 2028 | 5 |  |  |  | 71.6914 | 1
| LCA | Big Creek/Ventura | 7 | Monthly System Peak Day | SCE | 1-in-10 | 2028 | 6 |  |  |  | 70.2086 | 1
| LCA | Big Creek/Ventura | 7 | Monthly System Peak Day | SCE | 1-in-10 | 2028 | 7 |  |  |  | 69.2164 | 1
| LCA | Big Creek/Ventura | 7 | Monthly System Peak Day | SCE | 1-in-10 | 2028 | 8 |  |  |  | 70.2036 | 1
| LCA | Big Creek/Ventura | 7 | Monthly System Peak Day | SCE | 1-in-10 | 2028 | 9 |  |  |  | 74.6314 | 1
| LCA | Big Creek/Ventura | 7 | Monthly System Peak Day | SCE | 1-in-10 | 2028 | 10 |  |  |  | 81.2857 | 1
| LCA | Big Creek/Ventura | 7 | Monthly System Peak Day | SCE | 1-in-10 | 2028 | 11 |  |  |  | 88.2643 | 1
| LCA | Big Creek/Ventura | 7 | Monthly System Peak Day | SCE | 1-in-10 | 2028 | 12 |  |  |  | 93.0214 | 1
| LCA | Big Creek/Ventura | 7 | Monthly System Peak Day | SCE | 1-in-10 | 2028 | 13 |  |  |  | 96.9286 | 1
| LCA | Big Creek/Ventura | 7 | Monthly System Peak Day | SCE | 1-in-10 | 2028 | 14 |  |  |  | 99.9 | 1
| LCA | Big Creek/Ventura | 7 | Monthly System Peak Day | SCE | 1-in-10 | 2028 | 15 |  |  |  | 101.8071 | 1
| LCA | Big Creek/Ventura | 7 | Monthly System Peak Day | SCE | 1-in-10 | 2028 | 16 |  |  |  | 101.5143 | 1
| LCA | Big Creek/Ventura | 7 | Monthly System Peak Day | SCE | 1-in-10 | 2028 | 17 |  |  |  | 102.0714 | 1
| LCA | Big Creek/Ventura | 7 | Monthly System Peak Day | SCE | 1-in-10 | 2028 | 18 |  |  |  | 101.0286 | 1
| LCA | Big Creek/Ventura | 7 | Monthly System Peak Day | SCE | 1-in-10 | 2028 | 19 |  |  |  | 97.4429 | 1
| LCA | Big Creek/Ventura | 7 | Monthly System Peak Day | SCE | 1-in-10 | 2028 | 20 |  |  |  | 95.3429 | 1
| LCA | Big Creek/Ventura | 7 | Monthly System Peak Day | SCE | 1-in-10 | 2028 | 21 |  |  |  | 92.6571 | 1
| LCA | Big Creek/Ventura | 7 | Monthly System Peak Day | SCE | 1-in-10 | 2028 | 22 |  |  |  | 90.3671 | 1
| LCA | Big Creek/Ventura | 7 | Monthly System Peak Day | SCE | 1-in-10 | 2028 | 23 |  |  |  | 89.5886 | 1
| LCA | Big Creek/Ventura | 7 | Monthly System Peak Day | SCE | 1-in-10 | 2028 | 24 |  |  |  | 88.9329 | 1
| LCA | Big Creek/Ventura | 8 | Average Weekday | SCE | 1-in-10 | 2028 | 1 |  |  |  | 72.617 | 1
| LCA | Big Creek/Ventura | 8 | Average Weekday | SCE | 1-in-10 | 2028 | 2 |  |  |  | 71.5829 | 1
| LCA | Big Creek/Ventura | 8 | Average Weekday | SCE | 1-in-10 | 2028 | 3 |  |  |  | 70.6675 | 1
| LCA | Big Creek/Ventura | 8 | Average Weekday | SCE | 1-in-10 | 2028 | 4 |  |  |  | 69.7504 | 1
| LCA | Big Creek/Ventura | 8 | Average Weekday | SCE | 1-in-10 | 2028 | 5 |  |  |  | 68.8575 | 1
| LCA | Big Creek/Ventura | 8 | Average Weekday | SCE | 1-in-10 | 2028 | 6 |  |  |  | 68.1166 | 1
| LCA | Big Creek/Ventura | 8 | Average Weekday | SCE | 1-in-10 | 2028 | 7 |  |  |  | 67.4787 | 1
| LCA | Big Creek/Ventura | 8 | Average Weekday | SCE | 1-in-10 | 2028 | 8 |  |  |  | 67.1623 | 1
| LCA | Big Creek/Ventura | 8 | Average Weekday | SCE | 1-in-10 | 2028 | 9 |  |  |  | 69.3921 | 1
| LCA | Big Creek/Ventura | 8 | Average Weekday | SCE | 1-in-10 | 2028 | 10 |  |  |  | 73.7514 | 1
| LCA | Big Creek/Ventura | 8 | Average Weekday | SCE | 1-in-10 | 2028 | 11 |  |  |  | 78.361 | 1
| LCA | Big Creek/Ventura | 8 | Average Weekday | SCE | 1-in-10 | 2028 | 12 |  |  |  | 82.5195 | 1
| LCA | Big Creek/Ventura | 8 | Average Weekday | SCE | 1-in-10 | 2028 | 13 |  |  |  | 85.7826 | 1
| LCA | Big Creek/Ventura | 8 | Average Weekday | SCE | 1-in-10 | 2028 | 14 |  |  |  | 88.0277 | 1
| LCA | Big Creek/Ventura | 8 | Average Weekday | SCE | 1-in-10 | 2028 | 15 |  |  |  | 89.5388 | 1
| LCA | Big Creek/Ventura | 8 | Average Weekday | SCE | 1-in-10 | 2028 | 16 |  |  |  | 90.0297 | 1
| LCA | Big Creek/Ventura | 8 | Average Weekday | SCE | 1-in-10 | 2028 | 17 |  |  |  | 89.689 | 1
| LCA | Big Creek/Ventura | 8 | Average Weekday | SCE | 1-in-10 | 2028 | 18 |  |  |  | 88.4673 | 1
| LCA | Big Creek/Ventura | 8 | Average Weekday | SCE | 1-in-10 | 2028 | 19 |  |  |  | 86.572 | 1
| LCA | Big Creek/Ventura | 8 | Average Weekday | SCE | 1-in-10 | 2028 | 20 |  |  |  | 83.8523 | 1
| LCA | Big Creek/Ventura | 8 | Average Weekday | SCE | 1-in-10 | 2028 | 21 |  |  |  | 80.2474 | 1
| LCA | Big Creek/Ventura | 8 | Average Weekday | SCE | 1-in-10 | 2028 | 22 |  |  |  | 77.3183 | 1
| LCA | Big Creek/Ventura | 8 | Average Weekday | SCE | 1-in-10 | 2028 | 23 |  |  |  | 75.3625 | 1
| LCA | Big Creek/Ventura | 8 | Average Weekday | SCE | 1-in-10 | 2028 | 24 |  |  |  | 73.8133 | 1
| LCA | Big Creek/Ventura | 8 | Monthly System Peak Day | SCE | 1-in-10 | 2028 | 1 |  |  |  | 80.1 | 1
| LCA | Big Creek/Ventura | 8 | Monthly System Peak Day | SCE | 1-in-10 | 2028 | 2 |  |  |  | 78.5121 | 1
| LCA | Big Creek/Ventura | 8 | Monthly System Peak Day | SCE | 1-in-10 | 2028 | 3 |  |  |  | 77.2293 | 1
| LCA | Big Creek/Ventura | 8 | Monthly System Peak Day | SCE | 1-in-10 | 2028 | 4 |  |  |  | 75.3614 | 1
| LCA | Big Creek/Ventura | 8 | Monthly System Peak Day | SCE | 1-in-10 | 2028 | 5 |  |  |  | 73.9521 | 1
| LCA | Big Creek/Ventura | 8 | Monthly System Peak Day | SCE | 1-in-10 | 2028 | 6 |  |  |  | 72.6943 | 1
| LCA | Big Creek/Ventura | 8 | Monthly System Peak Day | SCE | 1-in-10 | 2028 | 7 |  |  |  | 70.8336 | 1
| LCA | Big Creek/Ventura | 8 | Monthly System Peak Day | SCE | 1-in-10 | 2028 | 8 |  |  |  | 70.2743 | 1
| LCA | Big Creek/Ventura | 8 | Monthly System Peak Day | SCE | 1-in-10 | 2028 | 9 |  |  |  | 73.2929 | 1
| LCA | Big Creek/Ventura | 8 | Monthly System Peak Day | SCE | 1-in-10 | 2028 | 10 |  |  |  | 79.2857 | 1
| LCA | Big Creek/Ventura | 8 | Monthly System Peak Day | SCE | 1-in-10 | 2028 | 11 |  |  |  | 85.0214 | 1
| LCA | Big Creek/Ventura | 8 | Monthly System Peak Day | SCE | 1-in-10 | 2028 | 12 |  |  |  | 89.7071 | 1
| LCA | Big Creek/Ventura | 8 | Monthly System Peak Day | SCE | 1-in-10 | 2028 | 13 |  |  |  | 93.3071 | 1
| LCA | Big Creek/Ventura | 8 | Monthly System Peak Day | SCE | 1-in-10 | 2028 | 14 |  |  |  | 95.6786 | 1
| LCA | Big Creek/Ventura | 8 | Monthly System Peak Day | SCE | 1-in-10 | 2028 | 15 |  |  |  | 97.45 | 1
| LCA | Big Creek/Ventura | 8 | Monthly System Peak Day | SCE | 1-in-10 | 2028 | 16 |  |  |  | 97.5786 | 1
| LCA | Big Creek/Ventura | 8 | Monthly System Peak Day | SCE | 1-in-10 | 2028 | 17 |  |  |  | 96.85 | 1
| LCA | Big Creek/Ventura | 8 | Monthly System Peak Day | SCE | 1-in-10 | 2028 | 18 |  |  |  | 95.75 | 1
| LCA | Big Creek/Ventura | 8 | Monthly System Peak Day | SCE | 1-in-10 | 2028 | 19 |  |  |  | 94.3071 | 1
| LCA | Big Creek/Ventura | 8 | Monthly System Peak Day | SCE | 1-in-10 | 2028 | 20 |  |  |  | 91.8214 | 1
| LCA | Big Creek/Ventura | 8 | Monthly System Peak Day | SCE | 1-in-10 | 2028 | 21 |  |  |  | 88.2821 | 1
| LCA | Big Creek/Ventura | 8 | Monthly System Peak Day | SCE | 1-in-10 | 2028 | 22 |  |  |  | 85.0971 | 1
| LCA | Big Creek/Ventura | 8 | Monthly System Peak Day | SCE | 1-in-10 | 2028 | 23 |  |  |  | 82.7607 | 1
| LCA | Big Creek/Ventura | 8 | Monthly System Peak Day | SCE | 1-in-10 | 2028 | 24 |  |  |  | 82.1864 | 1
| LCA | Big Creek/Ventura | 8 | Typical Event Day | SCE | 1-in-10 | 2028 | 1 |  |  |  | 78.268 | 1
| LCA | Big Creek/Ventura | 8 | Typical Event Day | SCE | 1-in-10 | 2028 | 2 |  |  |  | 76.5686 | 1
| LCA | Big Creek/Ventura | 8 | Typical Event Day | SCE | 1-in-10 | 2028 | 3 |  |  |  | 75.1691 | 1
| LCA | Big Creek/Ventura | 8 | Typical Event Day | SCE | 1-in-10 | 2028 | 4 |  |  |  | 74.1738 | 1
| LCA | Big Creek/Ventura | 8 | Typical Event Day | SCE | 1-in-10 | 2028 | 5 |  |  |  | 72.9584 | 1
| LCA | Big Creek/Ventura | 8 | Typical Event Day | SCE | 1-in-10 | 2028 | 6 |  |  |  | 71.5312 | 1
| LCA | Big Creek/Ventura | 8 | Typical Event Day | SCE | 1-in-10 | 2028 | 7 |  |  |  | 70.6979 | 1
| LCA | Big Creek/Ventura | 8 | Typical Event Day | SCE | 1-in-10 | 2028 | 8 |  |  |  | 71.0314 | 1
| LCA | Big Creek/Ventura | 8 | Typical Event Day | SCE | 1-in-10 | 2028 | 9 |  |  |  | 74.3273 | 1
| LCA | Big Creek/Ventura | 8 | Typical Event Day | SCE | 1-in-10 | 2028 | 10 |  |  |  | 79.9921 | 1
| LCA | Big Creek/Ventura | 8 | Typical Event Day | SCE | 1-in-10 | 2028 | 11 |  |  |  | 85.5666 | 1
| LCA | Big Creek/Ventura | 8 | Typical Event Day | SCE | 1-in-10 | 2028 | 12 |  |  |  | 90.1973 | 1
| LCA | Big Creek/Ventura | 8 | Typical Event Day | SCE | 1-in-10 | 2028 | 13 |  |  |  | 93.6804 | 1
| LCA | Big Creek/Ventura | 8 | Typical Event Day | SCE | 1-in-10 | 2028 | 14 |  |  |  | 96.2429 | 1
| LCA | Big Creek/Ventura | 8 | Typical Event Day | SCE | 1-in-10 | 2028 | 15 |  |  |  | 97.8 | 1
| LCA | Big Creek/Ventura | 8 | Typical Event Day | SCE | 1-in-10 | 2028 | 16 |  |  |  | 98.2786 | 1
| LCA | Big Creek/Ventura | 8 | Typical Event Day | SCE | 1-in-10 | 2028 | 17 |  |  |  | 98.3393 | 1
| LCA | Big Creek/Ventura | 8 | Typical Event Day | SCE | 1-in-10 | 2028 | 18 |  |  |  | 97.4571 | 1
| LCA | Big Creek/Ventura | 8 | Typical Event Day | SCE | 1-in-10 | 2028 | 19 |  |  |  | 94.9071 | 1
| LCA | Big Creek/Ventura | 8 | Typical Event Day | SCE | 1-in-10 | 2028 | 20 |  |  |  | 92.492 | 1
| LCA | Big Creek/Ventura | 8 | Typical Event Day | SCE | 1-in-10 | 2028 | 21 |  |  |  | 89.4821 | 1
| LCA | Big Creek/Ventura | 8 | Typical Event Day | SCE | 1-in-10 | 2028 | 22 |  |  |  | 86.4482 | 1
| LCA | Big Creek/Ventura | 8 | Typical Event Day | SCE | 1-in-10 | 2028 | 23 |  |  |  | 84.3057 | 1
| LCA | Big Creek/Ventura | 8 | Typical Event Day | SCE | 1-in-10 | 2028 | 24 |  |  |  | 83.0146 | 1
| LCA | Big Creek/Ventura | 9 | Average Weekday | SCE | 1-in-10 | 2028 | 1 |  |  |  | 70.2028 | 1
| LCA | Big Creek/Ventura | 9 | Average Weekday | SCE | 1-in-10 | 2028 | 2 |  |  |  | 69.1836 | 1
| LCA | Big Creek/Ventura | 9 | Average Weekday | SCE | 1-in-10 | 2028 | 3 |  |  |  | 68.2518 | 1
| LCA | Big Creek/Ventura | 9 | Average Weekday | SCE | 1-in-10 | 2028 | 4 |  |  |  | 67.4618 | 1
| LCA | Big Creek/Ventura | 9 | Average Weekday | SCE | 1-in-10 | 2028 | 5 |  |  |  | 66.5713 | 1
| LCA | Big Creek/Ventura | 9 | Average Weekday | SCE | 1-in-10 | 2028 | 6 |  |  |  | 65.7951 | 1
| LCA | Big Creek/Ventura | 9 | Average Weekday | SCE | 1-in-10 | 2028 | 7 |  |  |  | 65.2006 | 1
| LCA | Big Creek/Ventura | 9 | Average Weekday | SCE | 1-in-10 | 2028 | 8 |  |  |  | 64.7186 | 1
| LCA | Big Creek/Ventura | 9 | Average Weekday | SCE | 1-in-10 | 2028 | 9 |  |  |  | 65.7455 | 1
| LCA | Big Creek/Ventura | 9 | Average Weekday | SCE | 1-in-10 | 2028 | 10 |  |  |  | 69.433 | 1
| LCA | Big Creek/Ventura | 9 | Average Weekday | SCE | 1-in-10 | 2028 | 11 |  |  |  | 73.8913 | 1
| LCA | Big Creek/Ventura | 9 | Average Weekday | SCE | 1-in-10 | 2028 | 12 |  |  |  | 78.089 | 1
| LCA | Big Creek/Ventura | 9 | Average Weekday | SCE | 1-in-10 | 2028 | 13 |  |  |  | 81.4035 | 1
| LCA | Big Creek/Ventura | 9 | Average Weekday | SCE | 1-in-10 | 2028 | 14 |  |  |  | 83.8146 | 1
| LCA | Big Creek/Ventura | 9 | Average Weekday | SCE | 1-in-10 | 2028 | 15 |  |  |  | 85.4224 | 1
| LCA | Big Creek/Ventura | 9 | Average Weekday | SCE | 1-in-10 | 2028 | 16 |  |  |  | 86.0571 | 1
| LCA | Big Creek/Ventura | 9 | Average Weekday | SCE | 1-in-10 | 2028 | 17 |  |  |  | 85.7889 | 1
| LCA | Big Creek/Ventura | 9 | Average Weekday | SCE | 1-in-10 | 2028 | 18 |  |  |  | 84.8251 | 1
| LCA | Big Creek/Ventura | 9 | Average Weekday | SCE | 1-in-10 | 2028 | 19 |  |  |  | 82.9592 | 1
| LCA | Big Creek/Ventura | 9 | Average Weekday | SCE | 1-in-10 | 2028 | 20 |  |  |  | 79.8824 | 1
| LCA | Big Creek/Ventura | 9 | Average Weekday | SCE | 1-in-10 | 2028 | 21 |  |  |  | 76.5321 | 1
| LCA | Big Creek/Ventura | 9 | Average Weekday | SCE | 1-in-10 | 2028 | 22 |  |  |  | 74.4318 | 1
| LCA | Big Creek/Ventura | 9 | Average Weekday | SCE | 1-in-10 | 2028 | 23 |  |  |  | 72.679 | 1
| LCA | Big Creek/Ventura | 9 | Average Weekday | SCE | 1-in-10 | 2028 | 24 |  |  |  | 71.1678 | 1
| LCA | Big Creek/Ventura | 9 | Monthly System Peak Day | SCE | 1-in-10 | 2028 | 1 |  |  |  | 76.5886 | 1
| LCA | Big Creek/Ventura | 9 | Monthly System Peak Day | SCE | 1-in-10 | 2028 | 2 |  |  |  | 75.235 | 1
| LCA | Big Creek/Ventura | 9 | Monthly System Peak Day | SCE | 1-in-10 | 2028 | 3 |  |  |  | 73.8857 | 1
| LCA | Big Creek/Ventura | 9 | Monthly System Peak Day | SCE | 1-in-10 | 2028 | 4 |  |  |  | 73.9464 | 1
| LCA | Big Creek/Ventura | 9 | Monthly System Peak Day | SCE | 1-in-10 | 2028 | 5 |  |  |  | 74.2893 | 1
| LCA | Big Creek/Ventura | 9 | Monthly System Peak Day | SCE | 1-in-10 | 2028 | 6 |  |  |  | 72.6643 | 1
| LCA | Big Creek/Ventura | 9 | Monthly System Peak Day | SCE | 1-in-10 | 2028 | 7 |  |  |  | 72.9357 | 1
| LCA | Big Creek/Ventura | 9 | Monthly System Peak Day | SCE | 1-in-10 | 2028 | 8 |  |  |  | 72.825 | 1
| LCA | Big Creek/Ventura | 9 | Monthly System Peak Day | SCE | 1-in-10 | 2028 | 9 |  |  |  | 74.1043 | 1
| LCA | Big Creek/Ventura | 9 | Monthly System Peak Day | SCE | 1-in-10 | 2028 | 10 |  |  |  | 78.4857 | 1
| LCA | Big Creek/Ventura | 9 | Monthly System Peak Day | SCE | 1-in-10 | 2028 | 11 |  |  |  | 83.4 | 1
| LCA | Big Creek/Ventura | 9 | Monthly System Peak Day | SCE | 1-in-10 | 2028 | 12 |  |  |  | 87.9571 | 1
| LCA | Big Creek/Ventura | 9 | Monthly System Peak Day | SCE | 1-in-10 | 2028 | 13 |  |  |  | 90.9214 | 1
| LCA | Big Creek/Ventura | 9 | Monthly System Peak Day | SCE | 1-in-10 | 2028 | 14 |  |  |  | 93.5071 | 1
| LCA | Big Creek/Ventura | 9 | Monthly System Peak Day | SCE | 1-in-10 | 2028 | 15 |  |  |  | 95.0786 | 1
| LCA | Big Creek/Ventura | 9 | Monthly System Peak Day | SCE | 1-in-10 | 2028 | 16 |  |  |  | 96.4429 | 1
| LCA | Big Creek/Ventura | 9 | Monthly System Peak Day | SCE | 1-in-10 | 2028 | 17 |  |  |  | 97.1857 | 1
| LCA | Big Creek/Ventura | 9 | Monthly System Peak Day | SCE | 1-in-10 | 2028 | 18 |  |  |  | 96.3786 | 1
| LCA | Big Creek/Ventura | 9 | Monthly System Peak Day | SCE | 1-in-10 | 2028 | 19 |  |  |  | 93.7357 | 1
| LCA | Big Creek/Ventura | 9 | Monthly System Peak Day | SCE | 1-in-10 | 2028 | 20 |  |  |  | 91.0571 | 1
| LCA | Big Creek/Ventura | 9 | Monthly System Peak Day | SCE | 1-in-10 | 2028 | 21 |  |  |  | 88.3786 | 1
| LCA | Big Creek/Ventura | 9 | Monthly System Peak Day | SCE | 1-in-10 | 2028 | 22 |  |  |  | 85.8286 | 1
| LCA | Big Creek/Ventura | 9 | Monthly System Peak Day | SCE | 1-in-10 | 2028 | 23 |  |  |  | 83.9214 | 1
| LCA | Big Creek/Ventura | 9 | Monthly System Peak Day | SCE | 1-in-10 | 2028 | 24 |  |  |  | 82.0786 | 1
| LCA | Big Creek/Ventura | 10 | Average Weekday | SCE | 1-in-10 | 2028 | 1 |  |  |  | 64.6574 | 1
| LCA | Big Creek/Ventura | 10 | Average Weekday | SCE | 1-in-10 | 2028 | 2 |  |  |  | 63.6685 | 1
| LCA | Big Creek/Ventura | 10 | Average Weekday | SCE | 1-in-10 | 2028 | 3 |  |  |  | 62.8361 | 1
| LCA | Big Creek/Ventura | 10 | Average Weekday | SCE | 1-in-10 | 2028 | 4 |  |  |  | 61.9542 | 1
| LCA | Big Creek/Ventura | 10 | Average Weekday | SCE | 1-in-10 | 2028 | 5 |  |  |  | 61.1331 | 1
| LCA | Big Creek/Ventura | 10 | Average Weekday | SCE | 1-in-10 | 2028 | 6 |  |  |  | 60.6957 | 1
| LCA | Big Creek/Ventura | 10 | Average Weekday | SCE | 1-in-10 | 2028 | 7 |  |  |  | 60.0795 | 1
| LCA | Big Creek/Ventura | 10 | Average Weekday | SCE | 1-in-10 | 2028 | 8 |  |  |  | 59.6208 | 1
| LCA | Big Creek/Ventura | 10 | Average Weekday | SCE | 1-in-10 | 2028 | 9 |  |  |  | 60.0076 | 1
| LCA | Big Creek/Ventura | 10 | Average Weekday | SCE | 1-in-10 | 2028 | 10 |  |  |  | 63.1345 | 1
| LCA | Big Creek/Ventura | 10 | Average Weekday | SCE | 1-in-10 | 2028 | 11 |  |  |  | 67.9007 | 1
| LCA | Big Creek/Ventura | 10 | Average Weekday | SCE | 1-in-10 | 2028 | 12 |  |  |  | 72.4013 | 1
| LCA | Big Creek/Ventura | 10 | Average Weekday | SCE | 1-in-10 | 2028 | 13 |  |  |  | 75.8279 | 1
| LCA | Big Creek/Ventura | 10 | Average Weekday | SCE | 1-in-10 | 2028 | 14 |  |  |  | 78.2119 | 1
| LCA | Big Creek/Ventura | 10 | Average Weekday | SCE | 1-in-10 | 2028 | 15 |  |  |  | 79.6814 | 1
| LCA | Big Creek/Ventura | 10 | Average Weekday | SCE | 1-in-10 | 2028 | 16 |  |  |  | 80.4072 | 1
| LCA | Big Creek/Ventura | 10 | Average Weekday | SCE | 1-in-10 | 2028 | 17 |  |  |  | 80.5515 | 1
| LCA | Big Creek/Ventura | 10 | Average Weekday | SCE | 1-in-10 | 2028 | 18 |  |  |  | 79.6518 | 1
| LCA | Big Creek/Ventura | 10 | Average Weekday | SCE | 1-in-10 | 2028 | 19 |  |  |  | 77.5644 | 1
| LCA | Big Creek/Ventura | 10 | Average Weekday | SCE | 1-in-10 | 2028 | 20 |  |  |  | 74.3088 | 1
| LCA | Big Creek/Ventura | 10 | Average Weekday | SCE | 1-in-10 | 2028 | 21 |  |  |  | 71.652 | 1
| LCA | Big Creek/Ventura | 10 | Average Weekday | SCE | 1-in-10 | 2028 | 22 |  |  |  | 69.4339 | 1
| LCA | Big Creek/Ventura | 10 | Average Weekday | SCE | 1-in-10 | 2028 | 23 |  |  |  | 67.5514 | 1
| LCA | Big Creek/Ventura | 10 | Average Weekday | SCE | 1-in-10 | 2028 | 24 |  |  |  | 65.7874 | 1
| LCA | Big Creek/Ventura | 10 | Monthly System Peak Day | SCE | 1-in-10 | 2028 | 1 |  |  |  | 72.9114 | 1
| LCA | Big Creek/Ventura | 10 | Monthly System Peak Day | SCE | 1-in-10 | 2028 | 2 |  |  |  | 73.1943 | 1
| LCA | Big Creek/Ventura | 10 | Monthly System Peak Day | SCE | 1-in-10 | 2028 | 3 |  |  |  | 75.1807 | 1
| LCA | Big Creek/Ventura | 10 | Monthly System Peak Day | SCE | 1-in-10 | 2028 | 4 |  |  |  | 74.4336 | 1
| LCA | Big Creek/Ventura | 10 | Monthly System Peak Day | SCE | 1-in-10 | 2028 | 5 |  |  |  | 73.5214 | 1
| LCA | Big Creek/Ventura | 10 | Monthly System Peak Day | SCE | 1-in-10 | 2028 | 6 |  |  |  | 72.8371 | 1
| LCA | Big Creek/Ventura | 10 | Monthly System Peak Day | SCE | 1-in-10 | 2028 | 7 |  |  |  | 71.7614 | 1
| LCA | Big Creek/Ventura | 10 | Monthly System Peak Day | SCE | 1-in-10 | 2028 | 8 |  |  |  | 71.4336 | 1
| LCA | Big Creek/Ventura | 10 | Monthly System Peak Day | SCE | 1-in-10 | 2028 | 9 |  |  |  | 71.4886 | 1
| LCA | Big Creek/Ventura | 10 | Monthly System Peak Day | SCE | 1-in-10 | 2028 | 10 |  |  |  | 75.3786 | 1
| LCA | Big Creek/Ventura | 10 | Monthly System Peak Day | SCE | 1-in-10 | 2028 | 11 |  |  |  | 80.3886 | 1
| LCA | Big Creek/Ventura | 10 | Monthly System Peak Day | SCE | 1-in-10 | 2028 | 12 |  |  |  | 86.0643 | 1
| LCA | Big Creek/Ventura | 10 | Monthly System Peak Day | SCE | 1-in-10 | 2028 | 13 |  |  |  | 89.9 | 1
| LCA | Big Creek/Ventura | 10 | Monthly System Peak Day | SCE | 1-in-10 | 2028 | 14 |  |  |  | 91.2286 | 1
| LCA | Big Creek/Ventura | 10 | Monthly System Peak Day | SCE | 1-in-10 | 2028 | 15 |  |  |  | 92.8571 | 1
| LCA | Big Creek/Ventura | 10 | Monthly System Peak Day | SCE | 1-in-10 | 2028 | 16 |  |  |  | 93.7643 | 1
| LCA | Big Creek/Ventura | 10 | Monthly System Peak Day | SCE | 1-in-10 | 2028 | 17 |  |  |  | 94.8 | 1
| LCA | Big Creek/Ventura | 10 | Monthly System Peak Day | SCE | 1-in-10 | 2028 | 18 |  |  |  | 94.3429 | 1
| LCA | Big Creek/Ventura | 10 | Monthly System Peak Day | SCE | 1-in-10 | 2028 | 19 |  |  |  | 92.5071 | 1
| LCA | Big Creek/Ventura | 10 | Monthly System Peak Day | SCE | 1-in-10 | 2028 | 20 |  |  |  | 88.0714 | 1
| LCA | Big Creek/Ventura | 10 | Monthly System Peak Day | SCE | 1-in-10 | 2028 | 21 |  |  |  | 84.25 | 1
| LCA | Big Creek/Ventura | 10 | Monthly System Peak Day | SCE | 1-in-10 | 2028 | 22 |  |  |  | 80.5929 | 1
| LCA | Big Creek/Ventura | 10 | Monthly System Peak Day | SCE | 1-in-10 | 2028 | 23 |  |  |  | 78.5843 | 1
| LCA | Big Creek/Ventura | 10 | Monthly System Peak Day | SCE | 1-in-10 | 2028 | 24 |  |  |  | 76.1214 | 1
| LCA | Big Creek/Ventura | 11 | Average Weekday | SCE | 1-in-10 | 2028 | 1 |  |  |  | 53.2581 | 1
| LCA | Big Creek/Ventura | 11 | Average Weekday | SCE | 1-in-10 | 2028 | 2 |  |  |  | 52.2332 | 1
| LCA | Big Creek/Ventura | 11 | Average Weekday | SCE | 1-in-10 | 2028 | 3 |  |  |  | 51.3054 | 1
| LCA | Big Creek/Ventura | 11 | Average Weekday | SCE | 1-in-10 | 2028 | 4 |  |  |  | 50.3869 | 1
| LCA | Big Creek/Ventura | 11 | Average Weekday | SCE | 1-in-10 | 2028 | 5 |  |  |  | 49.5653 | 1
| LCA | Big Creek/Ventura | 11 | Average Weekday | SCE | 1-in-10 | 2028 | 6 |  |  |  | 48.9192 | 1
| LCA | Big Creek/Ventura | 11 | Average Weekday | SCE | 1-in-10 | 2028 | 7 |  |  |  | 48.5108 | 1
| LCA | Big Creek/Ventura | 11 | Average Weekday | SCE | 1-in-10 | 2028 | 8 |  |  |  | 48.19 | 1
| LCA | Big Creek/Ventura | 11 | Average Weekday | SCE | 1-in-10 | 2028 | 9 |  |  |  | 49.6874 | 1
| LCA | Big Creek/Ventura | 11 | Average Weekday | SCE | 1-in-10 | 2028 | 10 |  |  |  | 53.9557 | 1
| LCA | Big Creek/Ventura | 11 | Average Weekday | SCE | 1-in-10 | 2028 | 11 |  |  |  | 58.7942 | 1
| LCA | Big Creek/Ventura | 11 | Average Weekday | SCE | 1-in-10 | 2028 | 12 |  |  |  | 63.0026 | 1
| LCA | Big Creek/Ventura | 11 | Average Weekday | SCE | 1-in-10 | 2028 | 13 |  |  |  | 65.857 | 1
| LCA | Big Creek/Ventura | 11 | Average Weekday | SCE | 1-in-10 | 2028 | 14 |  |  |  | 67.6396 | 1
| LCA | Big Creek/Ventura | 11 | Average Weekday | SCE | 1-in-10 | 2028 | 15 |  |  |  | 68.5811 | 1
| LCA | Big Creek/Ventura | 11 | Average Weekday | SCE | 1-in-10 | 2028 | 16 |  |  |  | 68.8531 | 1
| LCA | Big Creek/Ventura | 11 | Average Weekday | SCE | 1-in-10 | 2028 | 17 |  |  |  | 68.3015 | 1
| LCA | Big Creek/Ventura | 11 | Average Weekday | SCE | 1-in-10 | 2028 | 18 |  |  |  | 66.4193 | 1
| LCA | Big Creek/Ventura | 11 | Average Weekday | SCE | 1-in-10 | 2028 | 19 |  |  |  | 63.5043 | 1
| LCA | Big Creek/Ventura | 11 | Average Weekday | SCE | 1-in-10 | 2028 | 20 |  |  |  | 60.7171 | 1
| LCA | Big Creek/Ventura | 11 | Average Weekday | SCE | 1-in-10 | 2028 | 21 |  |  |  | 58.3538 | 1
| LCA | Big Creek/Ventura | 11 | Average Weekday | SCE | 1-in-10 | 2028 | 22 |  |  |  | 56.4636 | 1
| LCA | Big Creek/Ventura | 11 | Average Weekday | SCE | 1-in-10 | 2028 | 23 |  |  |  | 55.1132 | 1
| LCA | Big Creek/Ventura | 11 | Average Weekday | SCE | 1-in-10 | 2028 | 24 |  |  |  | 54.0951 | 1
| LCA | Big Creek/Ventura | 11 | Monthly System Peak Day | SCE | 1-in-10 | 2028 | 1 |  |  |  | 64.8557 | 1
| LCA | Big Creek/Ventura | 11 | Monthly System Peak Day | SCE | 1-in-10 | 2028 | 2 |  |  |  | 63.4 | 1
| LCA | Big Creek/Ventura | 11 | Monthly System Peak Day | SCE | 1-in-10 | 2028 | 3 |  |  |  | 62.575 | 1
| LCA | Big Creek/Ventura | 11 | Monthly System Peak Day | SCE | 1-in-10 | 2028 | 4 |  |  |  | 60.9329 | 1
| LCA | Big Creek/Ventura | 11 | Monthly System Peak Day | SCE | 1-in-10 | 2028 | 5 |  |  |  | 60.2993 | 1
| LCA | Big Creek/Ventura | 11 | Monthly System Peak Day | SCE | 1-in-10 | 2028 | 6 |  |  |  | 58.755 | 1
| LCA | Big Creek/Ventura | 11 | Monthly System Peak Day | SCE | 1-in-10 | 2028 | 7 |  |  |  | 58.1757 | 1
| LCA | Big Creek/Ventura | 11 | Monthly System Peak Day | SCE | 1-in-10 | 2028 | 8 |  |  |  | 58.4971 | 1
| LCA | Big Creek/Ventura | 11 | Monthly System Peak Day | SCE | 1-in-10 | 2028 | 9 |  |  |  | 59.5321 | 1
| LCA | Big Creek/Ventura | 11 | Monthly System Peak Day | SCE | 1-in-10 | 2028 | 10 |  |  |  | 63.5629 | 1
| LCA | Big Creek/Ventura | 11 | Monthly System Peak Day | SCE | 1-in-10 | 2028 | 11 |  |  |  | 70.165 | 1
| LCA | Big Creek/Ventura | 11 | Monthly System Peak Day | SCE | 1-in-10 | 2028 | 12 |  |  |  | 76.7329 | 1
| LCA | Big Creek/Ventura | 11 | Monthly System Peak Day | SCE | 1-in-10 | 2028 | 13 |  |  |  | 80.7714 | 1
| LCA | Big Creek/Ventura | 11 | Monthly System Peak Day | SCE | 1-in-10 | 2028 | 14 |  |  |  | 83.5714 | 1
| LCA | Big Creek/Ventura | 11 | Monthly System Peak Day | SCE | 1-in-10 | 2028 | 15 |  |  |  | 84.6071 | 1
| LCA | Big Creek/Ventura | 11 | Monthly System Peak Day | SCE | 1-in-10 | 2028 | 16 |  |  |  | 85.3286 | 1
| LCA | Big Creek/Ventura | 11 | Monthly System Peak Day | SCE | 1-in-10 | 2028 | 17 |  |  |  | 85.3643 | 1
| LCA | Big Creek/Ventura | 11 | Monthly System Peak Day | SCE | 1-in-10 | 2028 | 18 |  |  |  | 84.1 | 1
| LCA | Big Creek/Ventura | 11 | Monthly System Peak Day | SCE | 1-in-10 | 2028 | 19 |  |  |  | 80.6929 | 1
| LCA | Big Creek/Ventura | 11 | Monthly System Peak Day | SCE | 1-in-10 | 2028 | 20 |  |  |  | 75.6357 | 1
| LCA | Big Creek/Ventura | 11 | Monthly System Peak Day | SCE | 1-in-10 | 2028 | 21 |  |  |  | 70.7864 | 1
| LCA | Big Creek/Ventura | 11 | Monthly System Peak Day | SCE | 1-in-10 | 2028 | 22 |  |  |  | 68.4421 | 1
| LCA | Big Creek/Ventura | 11 | Monthly System Peak Day | SCE | 1-in-10 | 2028 | 23 |  |  |  | 66.3479 | 1
| LCA | Big Creek/Ventura | 11 | Monthly System Peak Day | SCE | 1-in-10 | 2028 | 24 |  |  |  | 64.7529 | 1
| LCA | Big Creek/Ventura | 12 | Average Weekday | SCE | 1-in-10 | 2028 | 1 |  |  |  | 45.6414 | 1
| LCA | Big Creek/Ventura | 12 | Average Weekday | SCE | 1-in-10 | 2028 | 2 |  |  |  | 44.8109 | 1
| LCA | Big Creek/Ventura | 12 | Average Weekday | SCE | 1-in-10 | 2028 | 3 |  |  |  | 44.1837 | 1
| LCA | Big Creek/Ventura | 12 | Average Weekday | SCE | 1-in-10 | 2028 | 4 |  |  |  | 43.3696 | 1
| LCA | Big Creek/Ventura | 12 | Average Weekday | SCE | 1-in-10 | 2028 | 5 |  |  |  | 43.0515 | 1
| LCA | Big Creek/Ventura | 12 | Average Weekday | SCE | 1-in-10 | 2028 | 6 |  |  |  | 42.5648 | 1
| LCA | Big Creek/Ventura | 12 | Average Weekday | SCE | 1-in-10 | 2028 | 7 |  |  |  | 42.0354 | 1
| LCA | Big Creek/Ventura | 12 | Average Weekday | SCE | 1-in-10 | 2028 | 8 |  |  |  | 41.8085 | 1
| LCA | Big Creek/Ventura | 12 | Average Weekday | SCE | 1-in-10 | 2028 | 9 |  |  |  | 42.653 | 1
| LCA | Big Creek/Ventura | 12 | Average Weekday | SCE | 1-in-10 | 2028 | 10 |  |  |  | 46.058 | 1
| LCA | Big Creek/Ventura | 12 | Average Weekday | SCE | 1-in-10 | 2028 | 11 |  |  |  | 50.2263 | 1
| LCA | Big Creek/Ventura | 12 | Average Weekday | SCE | 1-in-10 | 2028 | 12 |  |  |  | 53.7152 | 1
| LCA | Big Creek/Ventura | 12 | Average Weekday | SCE | 1-in-10 | 2028 | 13 |  |  |  | 56.193 | 1
| LCA | Big Creek/Ventura | 12 | Average Weekday | SCE | 1-in-10 | 2028 | 14 |  |  |  | 57.7961 | 1
| LCA | Big Creek/Ventura | 12 | Average Weekday | SCE | 1-in-10 | 2028 | 15 |  |  |  | 58.6323 | 1
| LCA | Big Creek/Ventura | 12 | Average Weekday | SCE | 1-in-10 | 2028 | 16 |  |  |  | 58.9669 | 1
| LCA | Big Creek/Ventura | 12 | Average Weekday | SCE | 1-in-10 | 2028 | 17 |  |  |  | 58.4308 | 1
| LCA | Big Creek/Ventura | 12 | Average Weekday | SCE | 1-in-10 | 2028 | 18 |  |  |  | 56.5897 | 1
| LCA | Big Creek/Ventura | 12 | Average Weekday | SCE | 1-in-10 | 2028 | 19 |  |  |  | 54.0908 | 1
| LCA | Big Creek/Ventura | 12 | Average Weekday | SCE | 1-in-10 | 2028 | 20 |  |  |  | 51.9845 | 1
| LCA | Big Creek/Ventura | 12 | Average Weekday | SCE | 1-in-10 | 2028 | 21 |  |  |  | 50.3591 | 1
| LCA | Big Creek/Ventura | 12 | Average Weekday | SCE | 1-in-10 | 2028 | 22 |  |  |  | 49.0661 | 1
| LCA | Big Creek/Ventura | 12 | Average Weekday | SCE | 1-in-10 | 2028 | 23 |  |  |  | 47.7964 | 1
| LCA | Big Creek/Ventura | 12 | Average Weekday | SCE | 1-in-10 | 2028 | 24 |  |  |  | 46.9954 | 1
| LCA | Big Creek/Ventura | 12 | Monthly System Peak Day | SCE | 1-in-10 | 2028 | 1 |  |  |  | 40.7736 | 1
| LCA | Big Creek/Ventura | 12 | Monthly System Peak Day | SCE | 1-in-10 | 2028 | 2 |  |  |  | 40.2071 | 1
| LCA | Big Creek/Ventura | 12 | Monthly System Peak Day | SCE | 1-in-10 | 2028 | 3 |  |  |  | 38.9471 | 1
| LCA | Big Creek/Ventura | 12 | Monthly System Peak Day | SCE | 1-in-10 | 2028 | 4 |  |  |  | 37.6914 | 1
| LCA | Big Creek/Ventura | 12 | Monthly System Peak Day | SCE | 1-in-10 | 2028 | 5 |  |  |  | 37.0429 | 1
| LCA | Big Creek/Ventura | 12 | Monthly System Peak Day | SCE | 1-in-10 | 2028 | 6 |  |  |  | 35.6071 | 1
| LCA | Big Creek/Ventura | 12 | Monthly System Peak Day | SCE | 1-in-10 | 2028 | 7 |  |  |  | 34.0793 | 1
| LCA | Big Creek/Ventura | 12 | Monthly System Peak Day | SCE | 1-in-10 | 2028 | 8 |  |  |  | 33.665 | 1
| LCA | Big Creek/Ventura | 12 | Monthly System Peak Day | SCE | 1-in-10 | 2028 | 9 |  |  |  | 35.5443 | 1
| LCA | Big Creek/Ventura | 12 | Monthly System Peak Day | SCE | 1-in-10 | 2028 | 10 |  |  |  | 39.2764 | 1
| LCA | Big Creek/Ventura | 12 | Monthly System Peak Day | SCE | 1-in-10 | 2028 | 11 |  |  |  | 42.9014 | 1
| LCA | Big Creek/Ventura | 12 | Monthly System Peak Day | SCE | 1-in-10 | 2028 | 12 |  |  |  | 46.0714 | 1
| LCA | Big Creek/Ventura | 12 | Monthly System Peak Day | SCE | 1-in-10 | 2028 | 13 |  |  |  | 47.7536 | 1
| LCA | Big Creek/Ventura | 12 | Monthly System Peak Day | SCE | 1-in-10 | 2028 | 14 |  |  |  | 49.1129 | 1
| LCA | Big Creek/Ventura | 12 | Monthly System Peak Day | SCE | 1-in-10 | 2028 | 15 |  |  |  | 50.4914 | 1
| LCA | Big Creek/Ventura | 12 | Monthly System Peak Day | SCE | 1-in-10 | 2028 | 16 |  |  |  | 51.1093 | 1
| LCA | Big Creek/Ventura | 12 | Monthly System Peak Day | SCE | 1-in-10 | 2028 | 17 |  |  |  | 50.6336 | 1
| LCA | Big Creek/Ventura | 12 | Monthly System Peak Day | SCE | 1-in-10 | 2028 | 18 |  |  |  | 49.1286 | 1
| LCA | Big Creek/Ventura | 12 | Monthly System Peak Day | SCE | 1-in-10 | 2028 | 19 |  |  |  | 46.04 | 1
| LCA | Big Creek/Ventura | 12 | Monthly System Peak Day | SCE | 1-in-10 | 2028 | 20 |  |  |  | 43.6421 | 1
| LCA | Big Creek/Ventura | 12 | Monthly System Peak Day | SCE | 1-in-10 | 2028 | 21 |  |  |  | 41.805 | 1
| LCA | Big Creek/Ventura | 12 | Monthly System Peak Day | SCE | 1-in-10 | 2028 | 22 |  |  |  | 40.2143 | 1
| LCA | Big Creek/Ventura | 12 | Monthly System Peak Day | SCE | 1-in-10 | 2028 | 23 |  |  |  | 39.0786 | 1
| LCA | Big Creek/Ventura | 12 | Monthly System Peak Day | SCE | 1-in-10 | 2028 | 24 |  |  |  | 38.1714 | 1
| LCA | Big Creek/Ventura | 1 | Average Weekday | SCE | 1-in-10 | 2029 | 1 |  |  |  | 46.9726 | 1
| LCA | Big Creek/Ventura | 1 | Average Weekday | SCE | 1-in-10 | 2029 | 2 |  |  |  | 46.3899 | 1
| LCA | Big Creek/Ventura | 1 | Average Weekday | SCE | 1-in-10 | 2029 | 3 |  |  |  | 45.8098 | 1
| LCA | Big Creek/Ventura | 1 | Average Weekday | SCE | 1-in-10 | 2029 | 4 |  |  |  | 45.1295 | 1
| LCA | Big Creek/Ventura | 1 | Average Weekday | SCE | 1-in-10 | 2029 | 5 |  |  |  | 44.5356 | 1
| LCA | Big Creek/Ventura | 1 | Average Weekday | SCE | 1-in-10 | 2029 | 6 |  |  |  | 44.1452 | 1
| LCA | Big Creek/Ventura | 1 | Average Weekday | SCE | 1-in-10 | 2029 | 7 |  |  |  | 43.7767 | 1
| LCA | Big Creek/Ventura | 1 | Average Weekday | SCE | 1-in-10 | 2029 | 8 |  |  |  | 43.4369 | 1
| LCA | Big Creek/Ventura | 1 | Average Weekday | SCE | 1-in-10 | 2029 | 9 |  |  |  | 43.825 | 1
| LCA | Big Creek/Ventura | 1 | Average Weekday | SCE | 1-in-10 | 2029 | 10 |  |  |  | 46.4388 | 1
| LCA | Big Creek/Ventura | 1 | Average Weekday | SCE | 1-in-10 | 2029 | 11 |  |  |  | 50.0898 | 1
| LCA | Big Creek/Ventura | 1 | Average Weekday | SCE | 1-in-10 | 2029 | 12 |  |  |  | 53.082 | 1
| LCA | Big Creek/Ventura | 1 | Average Weekday | SCE | 1-in-10 | 2029 | 13 |  |  |  | 55.1166 | 1
| LCA | Big Creek/Ventura | 1 | Average Weekday | SCE | 1-in-10 | 2029 | 14 |  |  |  | 56.5521 | 1
| LCA | Big Creek/Ventura | 1 | Average Weekday | SCE | 1-in-10 | 2029 | 15 |  |  |  | 57.5392 | 1
| LCA | Big Creek/Ventura | 1 | Average Weekday | SCE | 1-in-10 | 2029 | 16 |  |  |  | 57.9567 | 1
| LCA | Big Creek/Ventura | 1 | Average Weekday | SCE | 1-in-10 | 2029 | 17 |  |  |  | 57.6834 | 1
| LCA | Big Creek/Ventura | 1 | Average Weekday | SCE | 1-in-10 | 2029 | 18 |  |  |  | 56.3685 | 1
| LCA | Big Creek/Ventura | 1 | Average Weekday | SCE | 1-in-10 | 2029 | 19 |  |  |  | 54.0957 | 1
| LCA | Big Creek/Ventura | 1 | Average Weekday | SCE | 1-in-10 | 2029 | 20 |  |  |  | 52.0419 | 1
| LCA | Big Creek/Ventura | 1 | Average Weekday | SCE | 1-in-10 | 2029 | 21 |  |  |  | 50.5806 | 1
| LCA | Big Creek/Ventura | 1 | Average Weekday | SCE | 1-in-10 | 2029 | 22 |  |  |  | 49.3198 | 1
| LCA | Big Creek/Ventura | 1 | Average Weekday | SCE | 1-in-10 | 2029 | 23 |  |  |  | 48.2823 | 1
| LCA | Big Creek/Ventura | 1 | Average Weekday | SCE | 1-in-10 | 2029 | 24 |  |  |  | 47.6345 | 1
| LCA | Big Creek/Ventura | 1 | Monthly System Peak Day | SCE | 1-in-10 | 2029 | 1 |  |  |  | 41.3479 | 1
| LCA | Big Creek/Ventura | 1 | Monthly System Peak Day | SCE | 1-in-10 | 2029 | 2 |  |  |  | 40.0943 | 1
| LCA | Big Creek/Ventura | 1 | Monthly System Peak Day | SCE | 1-in-10 | 2029 | 3 |  |  |  | 39.0714 | 1
| LCA | Big Creek/Ventura | 1 | Monthly System Peak Day | SCE | 1-in-10 | 2029 | 4 |  |  |  | 37.8993 | 1
| LCA | Big Creek/Ventura | 1 | Monthly System Peak Day | SCE | 1-in-10 | 2029 | 5 |  |  |  | 37.1579 | 1
| LCA | Big Creek/Ventura | 1 | Monthly System Peak Day | SCE | 1-in-10 | 2029 | 6 |  |  |  | 36.5943 | 1
| LCA | Big Creek/Ventura | 1 | Monthly System Peak Day | SCE | 1-in-10 | 2029 | 7 |  |  |  | 36.4721 | 1
| LCA | Big Creek/Ventura | 1 | Monthly System Peak Day | SCE | 1-in-10 | 2029 | 8 |  |  |  | 36.8593 | 1
| LCA | Big Creek/Ventura | 1 | Monthly System Peak Day | SCE | 1-in-10 | 2029 | 9 |  |  |  | 37.035 | 1
| LCA | Big Creek/Ventura | 1 | Monthly System Peak Day | SCE | 1-in-10 | 2029 | 10 |  |  |  | 39.5879 | 1
| LCA | Big Creek/Ventura | 1 | Monthly System Peak Day | SCE | 1-in-10 | 2029 | 11 |  |  |  | 42.2043 | 1
| LCA | Big Creek/Ventura | 1 | Monthly System Peak Day | SCE | 1-in-10 | 2029 | 12 |  |  |  | 44.2771 | 1
| LCA | Big Creek/Ventura | 1 | Monthly System Peak Day | SCE | 1-in-10 | 2029 | 13 |  |  |  | 43.8286 | 1
| LCA | Big Creek/Ventura | 1 | Monthly System Peak Day | SCE | 1-in-10 | 2029 | 14 |  |  |  | 44.5321 | 1
| LCA | Big Creek/Ventura | 1 | Monthly System Peak Day | SCE | 1-in-10 | 2029 | 15 |  |  |  | 45.7286 | 1
| LCA | Big Creek/Ventura | 1 | Monthly System Peak Day | SCE | 1-in-10 | 2029 | 16 |  |  |  | 46.5707 | 1
| LCA | Big Creek/Ventura | 1 | Monthly System Peak Day | SCE | 1-in-10 | 2029 | 17 |  |  |  | 47.0414 | 1
| LCA | Big Creek/Ventura | 1 | Monthly System Peak Day | SCE | 1-in-10 | 2029 | 18 |  |  |  | 45.9314 | 1
| LCA | Big Creek/Ventura | 1 | Monthly System Peak Day | SCE | 1-in-10 | 2029 | 19 |  |  |  | 43.87 | 1
| LCA | Big Creek/Ventura | 1 | Monthly System Peak Day | SCE | 1-in-10 | 2029 | 20 |  |  |  | 42.6786 | 1
| LCA | Big Creek/Ventura | 1 | Monthly System Peak Day | SCE | 1-in-10 | 2029 | 21 |  |  |  | 41.9493 | 1
| LCA | Big Creek/Ventura | 1 | Monthly System Peak Day | SCE | 1-in-10 | 2029 | 22 |  |  |  | 41.5471 | 1
| LCA | Big Creek/Ventura | 1 | Monthly System Peak Day | SCE | 1-in-10 | 2029 | 23 |  |  |  | 41.4043 | 1
| LCA | Big Creek/Ventura | 1 | Monthly System Peak Day | SCE | 1-in-10 | 2029 | 24 |  |  |  | 41.4957 | 1
| LCA | Big Creek/Ventura | 2 | Average Weekday | SCE | 1-in-10 | 2029 | 1 |  |  |  | 51.3747 | 1
| LCA | Big Creek/Ventura | 2 | Average Weekday | SCE | 1-in-10 | 2029 | 2 |  |  |  | 50.2988 | 1
| LCA | Big Creek/Ventura | 2 | Average Weekday | SCE | 1-in-10 | 2029 | 3 |  |  |  | 49.3487 | 1
| LCA | Big Creek/Ventura | 2 | Average Weekday | SCE | 1-in-10 | 2029 | 4 |  |  |  | 48.3699 | 1
| LCA | Big Creek/Ventura | 2 | Average Weekday | SCE | 1-in-10 | 2029 | 5 |  |  |  | 47.5163 | 1
| LCA | Big Creek/Ventura | 2 | Average Weekday | SCE | 1-in-10 | 2029 | 6 |  |  |  | 46.9323 | 1
| LCA | Big Creek/Ventura | 2 | Average Weekday | SCE | 1-in-10 | 2029 | 7 |  |  |  | 46.2951 | 1
| LCA | Big Creek/Ventura | 2 | Average Weekday | SCE | 1-in-10 | 2029 | 8 |  |  |  | 45.82 | 1
| LCA | Big Creek/Ventura | 2 | Average Weekday | SCE | 1-in-10 | 2029 | 9 |  |  |  | 47.1328 | 1
| LCA | Big Creek/Ventura | 2 | Average Weekday | SCE | 1-in-10 | 2029 | 10 |  |  |  | 51.5254 | 1
| LCA | Big Creek/Ventura | 2 | Average Weekday | SCE | 1-in-10 | 2029 | 11 |  |  |  | 56.5846 | 1
| LCA | Big Creek/Ventura | 2 | Average Weekday | SCE | 1-in-10 | 2029 | 12 |  |  |  | 60.71 | 1
| LCA | Big Creek/Ventura | 2 | Average Weekday | SCE | 1-in-10 | 2029 | 13 |  |  |  | 63.6338 | 1
| LCA | Big Creek/Ventura | 2 | Average Weekday | SCE | 1-in-10 | 2029 | 14 |  |  |  | 65.324 | 1
| LCA | Big Creek/Ventura | 2 | Average Weekday | SCE | 1-in-10 | 2029 | 15 |  |  |  | 66.1792 | 1
| LCA | Big Creek/Ventura | 2 | Average Weekday | SCE | 1-in-10 | 2029 | 16 |  |  |  | 66.7071 | 1
| LCA | Big Creek/Ventura | 2 | Average Weekday | SCE | 1-in-10 | 2029 | 17 |  |  |  | 66.5629 | 1
| LCA | Big Creek/Ventura | 2 | Average Weekday | SCE | 1-in-10 | 2029 | 18 |  |  |  | 65.2747 | 1
| LCA | Big Creek/Ventura | 2 | Average Weekday | SCE | 1-in-10 | 2029 | 19 |  |  |  | 62.4796 | 1
| LCA | Big Creek/Ventura | 2 | Average Weekday | SCE | 1-in-10 | 2029 | 20 |  |  |  | 59.6118 | 1
| LCA | Big Creek/Ventura | 2 | Average Weekday | SCE | 1-in-10 | 2029 | 21 |  |  |  | 57.2356 | 1
| LCA | Big Creek/Ventura | 2 | Average Weekday | SCE | 1-in-10 | 2029 | 22 |  |  |  | 55.0794 | 1
| LCA | Big Creek/Ventura | 2 | Average Weekday | SCE | 1-in-10 | 2029 | 23 |  |  |  | 53.3956 | 1
| LCA | Big Creek/Ventura | 2 | Average Weekday | SCE | 1-in-10 | 2029 | 24 |  |  |  | 51.9445 | 1
| LCA | Big Creek/Ventura | 2 | Monthly System Peak Day | SCE | 1-in-10 | 2029 | 1 |  |  |  | 62.7979 | 1
| LCA | Big Creek/Ventura | 2 | Monthly System Peak Day | SCE | 1-in-10 | 2029 | 2 |  |  |  | 60.5921 | 1
| LCA | Big Creek/Ventura | 2 | Monthly System Peak Day | SCE | 1-in-10 | 2029 | 3 |  |  |  | 60.4593 | 1
| LCA | Big Creek/Ventura | 2 | Monthly System Peak Day | SCE | 1-in-10 | 2029 | 4 |  |  |  | 59.0757 | 1
| LCA | Big Creek/Ventura | 2 | Monthly System Peak Day | SCE | 1-in-10 | 2029 | 5 |  |  |  | 57.5821 | 1
| LCA | Big Creek/Ventura | 2 | Monthly System Peak Day | SCE | 1-in-10 | 2029 | 6 |  |  |  | 55.4229 | 1
| LCA | Big Creek/Ventura | 2 | Monthly System Peak Day | SCE | 1-in-10 | 2029 | 7 |  |  |  | 54.08 | 1
| LCA | Big Creek/Ventura | 2 | Monthly System Peak Day | SCE | 1-in-10 | 2029 | 8 |  |  |  | 52.9957 | 1
| LCA | Big Creek/Ventura | 2 | Monthly System Peak Day | SCE | 1-in-10 | 2029 | 9 |  |  |  | 54.8779 | 1
| LCA | Big Creek/Ventura | 2 | Monthly System Peak Day | SCE | 1-in-10 | 2029 | 10 |  |  |  | 60.7657 | 1
| LCA | Big Creek/Ventura | 2 | Monthly System Peak Day | SCE | 1-in-10 | 2029 | 11 |  |  |  | 66.5386 | 1
| LCA | Big Creek/Ventura | 2 | Monthly System Peak Day | SCE | 1-in-10 | 2029 | 12 |  |  |  | 71.4286 | 1
| LCA | Big Creek/Ventura | 2 | Monthly System Peak Day | SCE | 1-in-10 | 2029 | 13 |  |  |  | 75.2543 | 1
| LCA | Big Creek/Ventura | 2 | Monthly System Peak Day | SCE | 1-in-10 | 2029 | 14 |  |  |  | 77.06 | 1
| LCA | Big Creek/Ventura | 2 | Monthly System Peak Day | SCE | 1-in-10 | 2029 | 15 |  |  |  | 78.1643 | 1
| LCA | Big Creek/Ventura | 2 | Monthly System Peak Day | SCE | 1-in-10 | 2029 | 16 |  |  |  | 79.4286 | 1
| LCA | Big Creek/Ventura | 2 | Monthly System Peak Day | SCE | 1-in-10 | 2029 | 17 |  |  |  | 79.3286 | 1
| LCA | Big Creek/Ventura | 2 | Monthly System Peak Day | SCE | 1-in-10 | 2029 | 18 |  |  |  | 78.4 | 1
| LCA | Big Creek/Ventura | 2 | Monthly System Peak Day | SCE | 1-in-10 | 2029 | 19 |  |  |  | 74.6357 | 1
| LCA | Big Creek/Ventura | 2 | Monthly System Peak Day | SCE | 1-in-10 | 2029 | 20 |  |  |  | 69.9336 | 1
| LCA | Big Creek/Ventura | 2 | Monthly System Peak Day | SCE | 1-in-10 | 2029 | 21 |  |  |  | 65.4836 | 1
| LCA | Big Creek/Ventura | 2 | Monthly System Peak Day | SCE | 1-in-10 | 2029 | 22 |  |  |  | 61.9921 | 1
| LCA | Big Creek/Ventura | 2 | Monthly System Peak Day | SCE | 1-in-10 | 2029 | 23 |  |  |  | 60.215 | 1
| LCA | Big Creek/Ventura | 2 | Monthly System Peak Day | SCE | 1-in-10 | 2029 | 24 |  |  |  | 59.5486 | 1
| LCA | Big Creek/Ventura | 3 | Average Weekday | SCE | 1-in-10 | 2029 | 1 |  |  |  | 55.76 | 1
| LCA | Big Creek/Ventura | 3 | Average Weekday | SCE | 1-in-10 | 2029 | 2 |  |  |  | 54.6302 | 1
| LCA | Big Creek/Ventura | 3 | Average Weekday | SCE | 1-in-10 | 2029 | 3 |  |  |  | 53.6954 | 1
| LCA | Big Creek/Ventura | 3 | Average Weekday | SCE | 1-in-10 | 2029 | 4 |  |  |  | 52.8489 | 1
| LCA | Big Creek/Ventura | 3 | Average Weekday | SCE | 1-in-10 | 2029 | 5 |  |  |  | 51.8634 | 1
| LCA | Big Creek/Ventura | 3 | Average Weekday | SCE | 1-in-10 | 2029 | 6 |  |  |  | 51.0123 | 1
| LCA | Big Creek/Ventura | 3 | Average Weekday | SCE | 1-in-10 | 2029 | 7 |  |  |  | 50.3326 | 1
| LCA | Big Creek/Ventura | 3 | Average Weekday | SCE | 1-in-10 | 2029 | 8 |  |  |  | 49.9971 | 1
| LCA | Big Creek/Ventura | 3 | Average Weekday | SCE | 1-in-10 | 2029 | 9 |  |  |  | 51.0948 | 1
| LCA | Big Creek/Ventura | 3 | Average Weekday | SCE | 1-in-10 | 2029 | 10 |  |  |  | 54.9948 | 1
| LCA | Big Creek/Ventura | 3 | Average Weekday | SCE | 1-in-10 | 2029 | 11 |  |  |  | 59.737 | 1
| LCA | Big Creek/Ventura | 3 | Average Weekday | SCE | 1-in-10 | 2029 | 12 |  |  |  | 63.8311 | 1
| LCA | Big Creek/Ventura | 3 | Average Weekday | SCE | 1-in-10 | 2029 | 13 |  |  |  | 67.0932 | 1
| LCA | Big Creek/Ventura | 3 | Average Weekday | SCE | 1-in-10 | 2029 | 14 |  |  |  | 69.3943 | 1
| LCA | Big Creek/Ventura | 3 | Average Weekday | SCE | 1-in-10 | 2029 | 15 |  |  |  | 70.8584 | 1
| LCA | Big Creek/Ventura | 3 | Average Weekday | SCE | 1-in-10 | 2029 | 16 |  |  |  | 71.6505 | 1
| LCA | Big Creek/Ventura | 3 | Average Weekday | SCE | 1-in-10 | 2029 | 17 |  |  |  | 71.9429 | 1
| LCA | Big Creek/Ventura | 3 | Average Weekday | SCE | 1-in-10 | 2029 | 18 |  |  |  | 71.2563 | 1
| LCA | Big Creek/Ventura | 3 | Average Weekday | SCE | 1-in-10 | 2029 | 19 |  |  |  | 69.5572 | 1
| LCA | Big Creek/Ventura | 3 | Average Weekday | SCE | 1-in-10 | 2029 | 20 |  |  |  | 66.8135 | 1
| LCA | Big Creek/Ventura | 3 | Average Weekday | SCE | 1-in-10 | 2029 | 21 |  |  |  | 63.5231 | 1
| LCA | Big Creek/Ventura | 3 | Average Weekday | SCE | 1-in-10 | 2029 | 22 |  |  |  | 61.2592 | 1
| LCA | Big Creek/Ventura | 3 | Average Weekday | SCE | 1-in-10 | 2029 | 23 |  |  |  | 59.4613 | 1
| LCA | Big Creek/Ventura | 3 | Average Weekday | SCE | 1-in-10 | 2029 | 24 |  |  |  | 58.0116 | 1
| LCA | Big Creek/Ventura | 3 | Monthly System Peak Day | SCE | 1-in-10 | 2029 | 1 |  |  |  | 62.9286 | 1
| LCA | Big Creek/Ventura | 3 | Monthly System Peak Day | SCE | 1-in-10 | 2029 | 2 |  |  |  | 61.1979 | 1
| LCA | Big Creek/Ventura | 3 | Monthly System Peak Day | SCE | 1-in-10 | 2029 | 3 |  |  |  | 59.1257 | 1
| LCA | Big Creek/Ventura | 3 | Monthly System Peak Day | SCE | 1-in-10 | 2029 | 4 |  |  |  | 58.2714 | 1
| LCA | Big Creek/Ventura | 3 | Monthly System Peak Day | SCE | 1-in-10 | 2029 | 5 |  |  |  | 57.7179 | 1
| LCA | Big Creek/Ventura | 3 | Monthly System Peak Day | SCE | 1-in-10 | 2029 | 6 |  |  |  | 56.9114 | 1
| LCA | Big Creek/Ventura | 3 | Monthly System Peak Day | SCE | 1-in-10 | 2029 | 7 |  |  |  | 55.6436 | 1
| LCA | Big Creek/Ventura | 3 | Monthly System Peak Day | SCE | 1-in-10 | 2029 | 8 |  |  |  | 54.6729 | 1
| LCA | Big Creek/Ventura | 3 | Monthly System Peak Day | SCE | 1-in-10 | 2029 | 9 |  |  |  | 55.8821 | 1
| LCA | Big Creek/Ventura | 3 | Monthly System Peak Day | SCE | 1-in-10 | 2029 | 10 |  |  |  | 61.4086 | 1
| LCA | Big Creek/Ventura | 3 | Monthly System Peak Day | SCE | 1-in-10 | 2029 | 11 |  |  |  | 67.5364 | 1
| LCA | Big Creek/Ventura | 3 | Monthly System Peak Day | SCE | 1-in-10 | 2029 | 12 |  |  |  | 73.5307 | 1
| LCA | Big Creek/Ventura | 3 | Monthly System Peak Day | SCE | 1-in-10 | 2029 | 13 |  |  |  | 78.6286 | 1
| LCA | Big Creek/Ventura | 3 | Monthly System Peak Day | SCE | 1-in-10 | 2029 | 14 |  |  |  | 81.6357 | 1
| LCA | Big Creek/Ventura | 3 | Monthly System Peak Day | SCE | 1-in-10 | 2029 | 15 |  |  |  | 84.1429 | 1
| LCA | Big Creek/Ventura | 3 | Monthly System Peak Day | SCE | 1-in-10 | 2029 | 16 |  |  |  | 85.3286 | 1
| LCA | Big Creek/Ventura | 3 | Monthly System Peak Day | SCE | 1-in-10 | 2029 | 17 |  |  |  | 85.2429 | 1
| LCA | Big Creek/Ventura | 3 | Monthly System Peak Day | SCE | 1-in-10 | 2029 | 18 |  |  |  | 84.9286 | 1
| LCA | Big Creek/Ventura | 3 | Monthly System Peak Day | SCE | 1-in-10 | 2029 | 19 |  |  |  | 83.1136 | 1
| LCA | Big Creek/Ventura | 3 | Monthly System Peak Day | SCE | 1-in-10 | 2029 | 20 |  |  |  | 80.1564 | 1
| LCA | Big Creek/Ventura | 3 | Monthly System Peak Day | SCE | 1-in-10 | 2029 | 21 |  |  |  | 75.1193 | 1
| LCA | Big Creek/Ventura | 3 | Monthly System Peak Day | SCE | 1-in-10 | 2029 | 22 |  |  |  | 70.7171 | 1
| LCA | Big Creek/Ventura | 3 | Monthly System Peak Day | SCE | 1-in-10 | 2029 | 23 |  |  |  | 67.4014 | 1
| LCA | Big Creek/Ventura | 3 | Monthly System Peak Day | SCE | 1-in-10 | 2029 | 24 |  |  |  | 64.9371 | 1
| LCA | Big Creek/Ventura | 4 | Average Weekday | SCE | 1-in-10 | 2029 | 1 |  |  |  | 57.6326 | 1
| LCA | Big Creek/Ventura | 4 | Average Weekday | SCE | 1-in-10 | 2029 | 2 |  |  |  | 56.4057 | 1
| LCA | Big Creek/Ventura | 4 | Average Weekday | SCE | 1-in-10 | 2029 | 3 |  |  |  | 55.5479 | 1
| LCA | Big Creek/Ventura | 4 | Average Weekday | SCE | 1-in-10 | 2029 | 4 |  |  |  | 54.5992 | 1
| LCA | Big Creek/Ventura | 4 | Average Weekday | SCE | 1-in-10 | 2029 | 5 |  |  |  | 53.688 | 1
| LCA | Big Creek/Ventura | 4 | Average Weekday | SCE | 1-in-10 | 2029 | 6 |  |  |  | 53.0014 | 1
| LCA | Big Creek/Ventura | 4 | Average Weekday | SCE | 1-in-10 | 2029 | 7 |  |  |  | 52.3473 | 1
| LCA | Big Creek/Ventura | 4 | Average Weekday | SCE | 1-in-10 | 2029 | 8 |  |  |  | 52.0583 | 1
| LCA | Big Creek/Ventura | 4 | Average Weekday | SCE | 1-in-10 | 2029 | 9 |  |  |  | 53.8128 | 1
| LCA | Big Creek/Ventura | 4 | Average Weekday | SCE | 1-in-10 | 2029 | 10 |  |  |  | 57.9408 | 1
| LCA | Big Creek/Ventura | 4 | Average Weekday | SCE | 1-in-10 | 2029 | 11 |  |  |  | 61.8429 | 1
| LCA | Big Creek/Ventura | 4 | Average Weekday | SCE | 1-in-10 | 2029 | 12 |  |  |  | 65.2534 | 1
| LCA | Big Creek/Ventura | 4 | Average Weekday | SCE | 1-in-10 | 2029 | 13 |  |  |  | 67.9803 | 1
| LCA | Big Creek/Ventura | 4 | Average Weekday | SCE | 1-in-10 | 2029 | 14 |  |  |  | 69.9663 | 1
| LCA | Big Creek/Ventura | 4 | Average Weekday | SCE | 1-in-10 | 2029 | 15 |  |  |  | 71.2935 | 1
| LCA | Big Creek/Ventura | 4 | Average Weekday | SCE | 1-in-10 | 2029 | 16 |  |  |  | 71.9866 | 1
| LCA | Big Creek/Ventura | 4 | Average Weekday | SCE | 1-in-10 | 2029 | 17 |  |  |  | 72.0635 | 1
| LCA | Big Creek/Ventura | 4 | Average Weekday | SCE | 1-in-10 | 2029 | 18 |  |  |  | 71.4416 | 1
| LCA | Big Creek/Ventura | 4 | Average Weekday | SCE | 1-in-10 | 2029 | 19 |  |  |  | 69.9954 | 1
| LCA | Big Creek/Ventura | 4 | Average Weekday | SCE | 1-in-10 | 2029 | 20 |  |  |  | 67.8065 | 1
| LCA | Big Creek/Ventura | 4 | Average Weekday | SCE | 1-in-10 | 2029 | 21 |  |  |  | 64.8983 | 1
| LCA | Big Creek/Ventura | 4 | Average Weekday | SCE | 1-in-10 | 2029 | 22 |  |  |  | 62.5152 | 1
| LCA | Big Creek/Ventura | 4 | Average Weekday | SCE | 1-in-10 | 2029 | 23 |  |  |  | 60.6633 | 1
| LCA | Big Creek/Ventura | 4 | Average Weekday | SCE | 1-in-10 | 2029 | 24 |  |  |  | 59.0916 | 1
| LCA | Big Creek/Ventura | 4 | Monthly System Peak Day | SCE | 1-in-10 | 2029 | 1 |  |  |  | 67.3443 | 1
| LCA | Big Creek/Ventura | 4 | Monthly System Peak Day | SCE | 1-in-10 | 2029 | 2 |  |  |  | 65.9207 | 1
| LCA | Big Creek/Ventura | 4 | Monthly System Peak Day | SCE | 1-in-10 | 2029 | 3 |  |  |  | 65.0814 | 1
| LCA | Big Creek/Ventura | 4 | Monthly System Peak Day | SCE | 1-in-10 | 2029 | 4 |  |  |  | 63.8121 | 1
| LCA | Big Creek/Ventura | 4 | Monthly System Peak Day | SCE | 1-in-10 | 2029 | 5 |  |  |  | 62.6157 | 1
| LCA | Big Creek/Ventura | 4 | Monthly System Peak Day | SCE | 1-in-10 | 2029 | 6 |  |  |  | 61.2721 | 1
| LCA | Big Creek/Ventura | 4 | Monthly System Peak Day | SCE | 1-in-10 | 2029 | 7 |  |  |  | 60.1821 | 1
| LCA | Big Creek/Ventura | 4 | Monthly System Peak Day | SCE | 1-in-10 | 2029 | 8 |  |  |  | 59.4121 | 1
| LCA | Big Creek/Ventura | 4 | Monthly System Peak Day | SCE | 1-in-10 | 2029 | 9 |  |  |  | 62.43 | 1
| LCA | Big Creek/Ventura | 4 | Monthly System Peak Day | SCE | 1-in-10 | 2029 | 10 |  |  |  | 68.1557 | 1
| LCA | Big Creek/Ventura | 4 | Monthly System Peak Day | SCE | 1-in-10 | 2029 | 11 |  |  |  | 74.0407 | 1
| LCA | Big Creek/Ventura | 4 | Monthly System Peak Day | SCE | 1-in-10 | 2029 | 12 |  |  |  | 79.2636 | 1
| LCA | Big Creek/Ventura | 4 | Monthly System Peak Day | SCE | 1-in-10 | 2029 | 13 |  |  |  | 83.0279 | 1
| LCA | Big Creek/Ventura | 4 | Monthly System Peak Day | SCE | 1-in-10 | 2029 | 14 |  |  |  | 86.0857 | 1
| LCA | Big Creek/Ventura | 4 | Monthly System Peak Day | SCE | 1-in-10 | 2029 | 15 |  |  |  | 87.2643 | 1
| LCA | Big Creek/Ventura | 4 | Monthly System Peak Day | SCE | 1-in-10 | 2029 | 16 |  |  |  | 87.4643 | 1
| LCA | Big Creek/Ventura | 4 | Monthly System Peak Day | SCE | 1-in-10 | 2029 | 17 |  |  |  | 86.4571 | 1
| LCA | Big Creek/Ventura | 4 | Monthly System Peak Day | SCE | 1-in-10 | 2029 | 18 |  |  |  | 85.5857 | 1
| LCA | Big Creek/Ventura | 4 | Monthly System Peak Day | SCE | 1-in-10 | 2029 | 19 |  |  |  | 83.6843 | 1
| LCA | Big Creek/Ventura | 4 | Monthly System Peak Day | SCE | 1-in-10 | 2029 | 20 |  |  |  | 80.7464 | 1
| LCA | Big Creek/Ventura | 4 | Monthly System Peak Day | SCE | 1-in-10 | 2029 | 21 |  |  |  | 76.3129 | 1
| LCA | Big Creek/Ventura | 4 | Monthly System Peak Day | SCE | 1-in-10 | 2029 | 22 |  |  |  | 72.2921 | 1
| LCA | Big Creek/Ventura | 4 | Monthly System Peak Day | SCE | 1-in-10 | 2029 | 23 |  |  |  | 70.0786 | 1
| LCA | Big Creek/Ventura | 4 | Monthly System Peak Day | SCE | 1-in-10 | 2029 | 24 |  |  |  | 68.7064 | 1
| LCA | Big Creek/Ventura | 5 | Average Weekday | SCE | 1-in-10 | 2029 | 1 |  |  |  | 62.5912 | 1
| LCA | Big Creek/Ventura | 5 | Average Weekday | SCE | 1-in-10 | 2029 | 2 |  |  |  | 61.3025 | 1
| LCA | Big Creek/Ventura | 5 | Average Weekday | SCE | 1-in-10 | 2029 | 3 |  |  |  | 60.0848 | 1
| LCA | Big Creek/Ventura | 5 | Average Weekday | SCE | 1-in-10 | 2029 | 4 |  |  |  | 58.8481 | 1
| LCA | Big Creek/Ventura | 5 | Average Weekday | SCE | 1-in-10 | 2029 | 5 |  |  |  | 58.0431 | 1
| LCA | Big Creek/Ventura | 5 | Average Weekday | SCE | 1-in-10 | 2029 | 6 |  |  |  | 57.2156 | 1
| LCA | Big Creek/Ventura | 5 | Average Weekday | SCE | 1-in-10 | 2029 | 7 |  |  |  | 56.479 | 1
| LCA | Big Creek/Ventura | 5 | Average Weekday | SCE | 1-in-10 | 2029 | 8 |  |  |  | 56.8888 | 1
| LCA | Big Creek/Ventura | 5 | Average Weekday | SCE | 1-in-10 | 2029 | 9 |  |  |  | 60.1908 | 1
| LCA | Big Creek/Ventura | 5 | Average Weekday | SCE | 1-in-10 | 2029 | 10 |  |  |  | 64.6334 | 1
| LCA | Big Creek/Ventura | 5 | Average Weekday | SCE | 1-in-10 | 2029 | 11 |  |  |  | 68.5848 | 1
| LCA | Big Creek/Ventura | 5 | Average Weekday | SCE | 1-in-10 | 2029 | 12 |  |  |  | 71.6441 | 1
| LCA | Big Creek/Ventura | 5 | Average Weekday | SCE | 1-in-10 | 2029 | 13 |  |  |  | 74.0241 | 1
| LCA | Big Creek/Ventura | 5 | Average Weekday | SCE | 1-in-10 | 2029 | 14 |  |  |  | 75.6921 | 1
| LCA | Big Creek/Ventura | 5 | Average Weekday | SCE | 1-in-10 | 2029 | 15 |  |  |  | 76.7916 | 1
| LCA | Big Creek/Ventura | 5 | Average Weekday | SCE | 1-in-10 | 2029 | 16 |  |  |  | 77.2805 | 1
| LCA | Big Creek/Ventura | 5 | Average Weekday | SCE | 1-in-10 | 2029 | 17 |  |  |  | 77.2165 | 1
| LCA | Big Creek/Ventura | 5 | Average Weekday | SCE | 1-in-10 | 2029 | 18 |  |  |  | 76.5896 | 1
| LCA | Big Creek/Ventura | 5 | Average Weekday | SCE | 1-in-10 | 2029 | 19 |  |  |  | 75.461 | 1
| LCA | Big Creek/Ventura | 5 | Average Weekday | SCE | 1-in-10 | 2029 | 20 |  |  |  | 73.5426 | 1
| LCA | Big Creek/Ventura | 5 | Average Weekday | SCE | 1-in-10 | 2029 | 21 |  |  |  | 70.8603 | 1
| LCA | Big Creek/Ventura | 5 | Average Weekday | SCE | 1-in-10 | 2029 | 22 |  |  |  | 68.0311 | 1
| LCA | Big Creek/Ventura | 5 | Average Weekday | SCE | 1-in-10 | 2029 | 23 |  |  |  | 66.0109 | 1
| LCA | Big Creek/Ventura | 5 | Average Weekday | SCE | 1-in-10 | 2029 | 24 |  |  |  | 64.0741 | 1
| LCA | Big Creek/Ventura | 5 | Monthly System Peak Day | SCE | 1-in-10 | 2029 | 1 |  |  |  | 73.7593 | 1
| LCA | Big Creek/Ventura | 5 | Monthly System Peak Day | SCE | 1-in-10 | 2029 | 2 |  |  |  | 71.6129 | 1
| LCA | Big Creek/Ventura | 5 | Monthly System Peak Day | SCE | 1-in-10 | 2029 | 3 |  |  |  | 69.8557 | 1
| LCA | Big Creek/Ventura | 5 | Monthly System Peak Day | SCE | 1-in-10 | 2029 | 4 |  |  |  | 68.0679 | 1
| LCA | Big Creek/Ventura | 5 | Monthly System Peak Day | SCE | 1-in-10 | 2029 | 5 |  |  |  | 65.8314 | 1
| LCA | Big Creek/Ventura | 5 | Monthly System Peak Day | SCE | 1-in-10 | 2029 | 6 |  |  |  | 64.9371 | 1
| LCA | Big Creek/Ventura | 5 | Monthly System Peak Day | SCE | 1-in-10 | 2029 | 7 |  |  |  | 64.2586 | 1
| LCA | Big Creek/Ventura | 5 | Monthly System Peak Day | SCE | 1-in-10 | 2029 | 8 |  |  |  | 64.3064 | 1
| LCA | Big Creek/Ventura | 5 | Monthly System Peak Day | SCE | 1-in-10 | 2029 | 9 |  |  |  | 68.5121 | 1
| LCA | Big Creek/Ventura | 5 | Monthly System Peak Day | SCE | 1-in-10 | 2029 | 10 |  |  |  | 74.5079 | 1
| LCA | Big Creek/Ventura | 5 | Monthly System Peak Day | SCE | 1-in-10 | 2029 | 11 |  |  |  | 80.8571 | 1
| LCA | Big Creek/Ventura | 5 | Monthly System Peak Day | SCE | 1-in-10 | 2029 | 12 |  |  |  | 85.8971 | 1
| LCA | Big Creek/Ventura | 5 | Monthly System Peak Day | SCE | 1-in-10 | 2029 | 13 |  |  |  | 89.2071 | 1
| LCA | Big Creek/Ventura | 5 | Monthly System Peak Day | SCE | 1-in-10 | 2029 | 14 |  |  |  | 91.3857 | 1
| LCA | Big Creek/Ventura | 5 | Monthly System Peak Day | SCE | 1-in-10 | 2029 | 15 |  |  |  | 92.3 | 1
| LCA | Big Creek/Ventura | 5 | Monthly System Peak Day | SCE | 1-in-10 | 2029 | 16 |  |  |  | 92.5643 | 1
| LCA | Big Creek/Ventura | 5 | Monthly System Peak Day | SCE | 1-in-10 | 2029 | 17 |  |  |  | 92.3714 | 1
| LCA | Big Creek/Ventura | 5 | Monthly System Peak Day | SCE | 1-in-10 | 2029 | 18 |  |  |  | 91.9429 | 1
| LCA | Big Creek/Ventura | 5 | Monthly System Peak Day | SCE | 1-in-10 | 2029 | 19 |  |  |  | 90.6 | 1
| LCA | Big Creek/Ventura | 5 | Monthly System Peak Day | SCE | 1-in-10 | 2029 | 20 |  |  |  | 87.835 | 1
| LCA | Big Creek/Ventura | 5 | Monthly System Peak Day | SCE | 1-in-10 | 2029 | 21 |  |  |  | 83.1979 | 1
| LCA | Big Creek/Ventura | 5 | Monthly System Peak Day | SCE | 1-in-10 | 2029 | 22 |  |  |  | 79.3571 | 1
| LCA | Big Creek/Ventura | 5 | Monthly System Peak Day | SCE | 1-in-10 | 2029 | 23 |  |  |  | 76.5479 | 1
| LCA | Big Creek/Ventura | 5 | Monthly System Peak Day | SCE | 1-in-10 | 2029 | 24 |  |  |  | 73.7157 | 1
| LCA | Big Creek/Ventura | 6 | Average Weekday | SCE | 1-in-10 | 2029 | 1 |  |  |  | 67.5979 | 1
| LCA | Big Creek/Ventura | 6 | Average Weekday | SCE | 1-in-10 | 2029 | 2 |  |  |  | 66.7173 | 1
| LCA | Big Creek/Ventura | 6 | Average Weekday | SCE | 1-in-10 | 2029 | 3 |  |  |  | 65.8067 | 1
| LCA | Big Creek/Ventura | 6 | Average Weekday | SCE | 1-in-10 | 2029 | 4 |  |  |  | 64.7835 | 1
| LCA | Big Creek/Ventura | 6 | Average Weekday | SCE | 1-in-10 | 2029 | 5 |  |  |  | 63.8893 | 1
| LCA | Big Creek/Ventura | 6 | Average Weekday | SCE | 1-in-10 | 2029 | 6 |  |  |  | 63.1691 | 1
| LCA | Big Creek/Ventura | 6 | Average Weekday | SCE | 1-in-10 | 2029 | 7 |  |  |  | 62.6661 | 1
| LCA | Big Creek/Ventura | 6 | Average Weekday | SCE | 1-in-10 | 2029 | 8 |  |  |  | 63.2141 | 1
| LCA | Big Creek/Ventura | 6 | Average Weekday | SCE | 1-in-10 | 2029 | 9 |  |  |  | 66.1776 | 1
| LCA | Big Creek/Ventura | 6 | Average Weekday | SCE | 1-in-10 | 2029 | 10 |  |  |  | 70.0818 | 1
| LCA | Big Creek/Ventura | 6 | Average Weekday | SCE | 1-in-10 | 2029 | 11 |  |  |  | 73.9836 | 1
| LCA | Big Creek/Ventura | 6 | Average Weekday | SCE | 1-in-10 | 2029 | 12 |  |  |  | 77.4319 | 1
| LCA | Big Creek/Ventura | 6 | Average Weekday | SCE | 1-in-10 | 2029 | 13 |  |  |  | 80.1443 | 1
| LCA | Big Creek/Ventura | 6 | Average Weekday | SCE | 1-in-10 | 2029 | 14 |  |  |  | 82.1737 | 1
| LCA | Big Creek/Ventura | 6 | Average Weekday | SCE | 1-in-10 | 2029 | 15 |  |  |  | 83.3627 | 1
| LCA | Big Creek/Ventura | 6 | Average Weekday | SCE | 1-in-10 | 2029 | 16 |  |  |  | 83.8567 | 1
| LCA | Big Creek/Ventura | 6 | Average Weekday | SCE | 1-in-10 | 2029 | 17 |  |  |  | 83.6788 | 1
| LCA | Big Creek/Ventura | 6 | Average Weekday | SCE | 1-in-10 | 2029 | 18 |  |  |  | 82.6209 | 1
| LCA | Big Creek/Ventura | 6 | Average Weekday | SCE | 1-in-10 | 2029 | 19 |  |  |  | 80.9659 | 1
| LCA | Big Creek/Ventura | 6 | Average Weekday | SCE | 1-in-10 | 2029 | 20 |  |  |  | 78.9063 | 1
| LCA | Big Creek/Ventura | 6 | Average Weekday | SCE | 1-in-10 | 2029 | 21 |  |  |  | 76.1141 | 1
| LCA | Big Creek/Ventura | 6 | Average Weekday | SCE | 1-in-10 | 2029 | 22 |  |  |  | 72.8496 | 1
| LCA | Big Creek/Ventura | 6 | Average Weekday | SCE | 1-in-10 | 2029 | 23 |  |  |  | 70.6066 | 1
| LCA | Big Creek/Ventura | 6 | Average Weekday | SCE | 1-in-10 | 2029 | 24 |  |  |  | 68.955 | 1
| LCA | Big Creek/Ventura | 6 | Monthly System Peak Day | SCE | 1-in-10 | 2029 | 1 |  |  |  | 76.6914 | 1
| LCA | Big Creek/Ventura | 6 | Monthly System Peak Day | SCE | 1-in-10 | 2029 | 2 |  |  |  | 75.515 | 1
| LCA | Big Creek/Ventura | 6 | Monthly System Peak Day | SCE | 1-in-10 | 2029 | 3 |  |  |  | 74.4379 | 1
| LCA | Big Creek/Ventura | 6 | Monthly System Peak Day | SCE | 1-in-10 | 2029 | 4 |  |  |  | 73.645 | 1
| LCA | Big Creek/Ventura | 6 | Monthly System Peak Day | SCE | 1-in-10 | 2029 | 5 |  |  |  | 71.9007 | 1
| LCA | Big Creek/Ventura | 6 | Monthly System Peak Day | SCE | 1-in-10 | 2029 | 6 |  |  |  | 70.5579 | 1
| LCA | Big Creek/Ventura | 6 | Monthly System Peak Day | SCE | 1-in-10 | 2029 | 7 |  |  |  | 69.8057 | 1
| LCA | Big Creek/Ventura | 6 | Monthly System Peak Day | SCE | 1-in-10 | 2029 | 8 |  |  |  | 70.8229 | 1
| LCA | Big Creek/Ventura | 6 | Monthly System Peak Day | SCE | 1-in-10 | 2029 | 9 |  |  |  | 75.2807 | 1
| LCA | Big Creek/Ventura | 6 | Monthly System Peak Day | SCE | 1-in-10 | 2029 | 10 |  |  |  | 80.9114 | 1
| LCA | Big Creek/Ventura | 6 | Monthly System Peak Day | SCE | 1-in-10 | 2029 | 11 |  |  |  | 85.5807 | 1
| LCA | Big Creek/Ventura | 6 | Monthly System Peak Day | SCE | 1-in-10 | 2029 | 12 |  |  |  | 90.1036 | 1
| LCA | Big Creek/Ventura | 6 | Monthly System Peak Day | SCE | 1-in-10 | 2029 | 13 |  |  |  | 93.5643 | 1
| LCA | Big Creek/Ventura | 6 | Monthly System Peak Day | SCE | 1-in-10 | 2029 | 14 |  |  |  | 95.8857 | 1
| LCA | Big Creek/Ventura | 6 | Monthly System Peak Day | SCE | 1-in-10 | 2029 | 15 |  |  |  | 96.8643 | 1
| LCA | Big Creek/Ventura | 6 | Monthly System Peak Day | SCE | 1-in-10 | 2029 | 16 |  |  |  | 97.5786 | 1
| LCA | Big Creek/Ventura | 6 | Monthly System Peak Day | SCE | 1-in-10 | 2029 | 17 |  |  |  | 97.25 | 1
| LCA | Big Creek/Ventura | 6 | Monthly System Peak Day | SCE | 1-in-10 | 2029 | 18 |  |  |  | 96.6714 | 1
| LCA | Big Creek/Ventura | 6 | Monthly System Peak Day | SCE | 1-in-10 | 2029 | 19 |  |  |  | 94.1429 | 1
| LCA | Big Creek/Ventura | 6 | Monthly System Peak Day | SCE | 1-in-10 | 2029 | 20 |  |  |  | 91.7464 | 1
| LCA | Big Creek/Ventura | 6 | Monthly System Peak Day | SCE | 1-in-10 | 2029 | 21 |  |  |  | 88.6107 | 1
| LCA | Big Creek/Ventura | 6 | Monthly System Peak Day | SCE | 1-in-10 | 2029 | 22 |  |  |  | 84.5 | 1
| LCA | Big Creek/Ventura | 6 | Monthly System Peak Day | SCE | 1-in-10 | 2029 | 23 |  |  |  | 80.9521 | 1
| LCA | Big Creek/Ventura | 6 | Monthly System Peak Day | SCE | 1-in-10 | 2029 | 24 |  |  |  | 78.8607 | 1
| LCA | Big Creek/Ventura | 7 | Average Weekday | SCE | 1-in-10 | 2029 | 1 |  |  |  | 73.7504 | 1
| LCA | Big Creek/Ventura | 7 | Average Weekday | SCE | 1-in-10 | 2029 | 2 |  |  |  | 72.6444 | 1
| LCA | Big Creek/Ventura | 7 | Average Weekday | SCE | 1-in-10 | 2029 | 3 |  |  |  | 71.7965 | 1
| LCA | Big Creek/Ventura | 7 | Average Weekday | SCE | 1-in-10 | 2029 | 4 |  |  |  | 70.8986 | 1
| LCA | Big Creek/Ventura | 7 | Average Weekday | SCE | 1-in-10 | 2029 | 5 |  |  |  | 70.1004 | 1
| LCA | Big Creek/Ventura | 7 | Average Weekday | SCE | 1-in-10 | 2029 | 6 |  |  |  | 69.3371 | 1
| LCA | Big Creek/Ventura | 7 | Average Weekday | SCE | 1-in-10 | 2029 | 7 |  |  |  | 68.9791 | 1
| LCA | Big Creek/Ventura | 7 | Average Weekday | SCE | 1-in-10 | 2029 | 8 |  |  |  | 69.3313 | 1
| LCA | Big Creek/Ventura | 7 | Average Weekday | SCE | 1-in-10 | 2029 | 9 |  |  |  | 72.2421 | 1
| LCA | Big Creek/Ventura | 7 | Average Weekday | SCE | 1-in-10 | 2029 | 10 |  |  |  | 76.3167 | 1
| LCA | Big Creek/Ventura | 7 | Average Weekday | SCE | 1-in-10 | 2029 | 11 |  |  |  | 80.6703 | 1
| LCA | Big Creek/Ventura | 7 | Average Weekday | SCE | 1-in-10 | 2029 | 12 |  |  |  | 84.4912 | 1
| LCA | Big Creek/Ventura | 7 | Average Weekday | SCE | 1-in-10 | 2029 | 13 |  |  |  | 87.3622 | 1
| LCA | Big Creek/Ventura | 7 | Average Weekday | SCE | 1-in-10 | 2029 | 14 |  |  |  | 89.604 | 1
| LCA | Big Creek/Ventura | 7 | Average Weekday | SCE | 1-in-10 | 2029 | 15 |  |  |  | 91.1072 | 1
| LCA | Big Creek/Ventura | 7 | Average Weekday | SCE | 1-in-10 | 2029 | 16 |  |  |  | 91.7086 | 1
| LCA | Big Creek/Ventura | 7 | Average Weekday | SCE | 1-in-10 | 2029 | 17 |  |  |  | 91.4436 | 1
| LCA | Big Creek/Ventura | 7 | Average Weekday | SCE | 1-in-10 | 2029 | 18 |  |  |  | 90.5951 | 1
| LCA | Big Creek/Ventura | 7 | Average Weekday | SCE | 1-in-10 | 2029 | 19 |  |  |  | 88.7186 | 1
| LCA | Big Creek/Ventura | 7 | Average Weekday | SCE | 1-in-10 | 2029 | 20 |  |  |  | 85.9757 | 1
| LCA | Big Creek/Ventura | 7 | Average Weekday | SCE | 1-in-10 | 2029 | 21 |  |  |  | 82.4525 | 1
| LCA | Big Creek/Ventura | 7 | Average Weekday | SCE | 1-in-10 | 2029 | 22 |  |  |  | 78.9574 | 1
| LCA | Big Creek/Ventura | 7 | Average Weekday | SCE | 1-in-10 | 2029 | 23 |  |  |  | 76.8646 | 1
| LCA | Big Creek/Ventura | 7 | Average Weekday | SCE | 1-in-10 | 2029 | 24 |  |  |  | 75.4968 | 1
| LCA | Big Creek/Ventura | 7 | Monthly System Peak Day | SCE | 1-in-10 | 2029 | 1 |  |  |  | 79.6921 | 1
| LCA | Big Creek/Ventura | 7 | Monthly System Peak Day | SCE | 1-in-10 | 2029 | 2 |  |  |  | 77.0121 | 1
| LCA | Big Creek/Ventura | 7 | Monthly System Peak Day | SCE | 1-in-10 | 2029 | 3 |  |  |  | 75.1236 | 1
| LCA | Big Creek/Ventura | 7 | Monthly System Peak Day | SCE | 1-in-10 | 2029 | 4 |  |  |  | 73.7421 | 1
| LCA | Big Creek/Ventura | 7 | Monthly System Peak Day | SCE | 1-in-10 | 2029 | 5 |  |  |  | 71.6914 | 1
| LCA | Big Creek/Ventura | 7 | Monthly System Peak Day | SCE | 1-in-10 | 2029 | 6 |  |  |  | 70.2086 | 1
| LCA | Big Creek/Ventura | 7 | Monthly System Peak Day | SCE | 1-in-10 | 2029 | 7 |  |  |  | 69.2164 | 1
| LCA | Big Creek/Ventura | 7 | Monthly System Peak Day | SCE | 1-in-10 | 2029 | 8 |  |  |  | 70.2036 | 1
| LCA | Big Creek/Ventura | 7 | Monthly System Peak Day | SCE | 1-in-10 | 2029 | 9 |  |  |  | 74.6314 | 1
| LCA | Big Creek/Ventura | 7 | Monthly System Peak Day | SCE | 1-in-10 | 2029 | 10 |  |  |  | 81.2857 | 1
| LCA | Big Creek/Ventura | 7 | Monthly System Peak Day | SCE | 1-in-10 | 2029 | 11 |  |  |  | 88.2643 | 1
| LCA | Big Creek/Ventura | 7 | Monthly System Peak Day | SCE | 1-in-10 | 2029 | 12 |  |  |  | 93.0214 | 1
| LCA | Big Creek/Ventura | 7 | Monthly System Peak Day | SCE | 1-in-10 | 2029 | 13 |  |  |  | 96.9286 | 1
| LCA | Big Creek/Ventura | 7 | Monthly System Peak Day | SCE | 1-in-10 | 2029 | 14 |  |  |  | 99.9 | 1
| LCA | Big Creek/Ventura | 7 | Monthly System Peak Day | SCE | 1-in-10 | 2029 | 15 |  |  |  | 101.8071 | 1
| LCA | Big Creek/Ventura | 7 | Monthly System Peak Day | SCE | 1-in-10 | 2029 | 16 |  |  |  | 101.5143 | 1
| LCA | Big Creek/Ventura | 7 | Monthly System Peak Day | SCE | 1-in-10 | 2029 | 17 |  |  |  | 102.0714 | 1
| LCA | Big Creek/Ventura | 7 | Monthly System Peak Day | SCE | 1-in-10 | 2029 | 18 |  |  |  | 101.0286 | 1
| LCA | Big Creek/Ventura | 7 | Monthly System Peak Day | SCE | 1-in-10 | 2029 | 19 |  |  |  | 97.4429 | 1
| LCA | Big Creek/Ventura | 7 | Monthly System Peak Day | SCE | 1-in-10 | 2029 | 20 |  |  |  | 95.3429 | 1
| LCA | Big Creek/Ventura | 7 | Monthly System Peak Day | SCE | 1-in-10 | 2029 | 21 |  |  |  | 92.6571 | 1
| LCA | Big Creek/Ventura | 7 | Monthly System Peak Day | SCE | 1-in-10 | 2029 | 22 |  |  |  | 90.3671 | 1
| LCA | Big Creek/Ventura | 7 | Monthly System Peak Day | SCE | 1-in-10 | 2029 | 23 |  |  |  | 89.5886 | 1
| LCA | Big Creek/Ventura | 7 | Monthly System Peak Day | SCE | 1-in-10 | 2029 | 24 |  |  |  | 88.9329 | 1
| LCA | Big Creek/Ventura | 8 | Average Weekday | SCE | 1-in-10 | 2029 | 1 |  |  |  | 72.617 | 1
| LCA | Big Creek/Ventura | 8 | Average Weekday | SCE | 1-in-10 | 2029 | 2 |  |  |  | 71.5829 | 1
| LCA | Big Creek/Ventura | 8 | Average Weekday | SCE | 1-in-10 | 2029 | 3 |  |  |  | 70.6675 | 1
| LCA | Big Creek/Ventura | 8 | Average Weekday | SCE | 1-in-10 | 2029 | 4 |  |  |  | 69.7504 | 1
| LCA | Big Creek/Ventura | 8 | Average Weekday | SCE | 1-in-10 | 2029 | 5 |  |  |  | 68.8575 | 1
| LCA | Big Creek/Ventura | 8 | Average Weekday | SCE | 1-in-10 | 2029 | 6 |  |  |  | 68.1166 | 1
| LCA | Big Creek/Ventura | 8 | Average Weekday | SCE | 1-in-10 | 2029 | 7 |  |  |  | 67.4787 | 1
| LCA | Big Creek/Ventura | 8 | Average Weekday | SCE | 1-in-10 | 2029 | 8 |  |  |  | 67.1623 | 1
| LCA | Big Creek/Ventura | 8 | Average Weekday | SCE | 1-in-10 | 2029 | 9 |  |  |  | 69.3921 | 1
| LCA | Big Creek/Ventura | 8 | Average Weekday | SCE | 1-in-10 | 2029 | 10 |  |  |  | 73.7514 | 1
| LCA | Big Creek/Ventura | 8 | Average Weekday | SCE | 1-in-10 | 2029 | 11 |  |  |  | 78.361 | 1
| LCA | Big Creek/Ventura | 8 | Average Weekday | SCE | 1-in-10 | 2029 | 12 |  |  |  | 82.5195 | 1
| LCA | Big Creek/Ventura | 8 | Average Weekday | SCE | 1-in-10 | 2029 | 13 |  |  |  | 85.7826 | 1
| LCA | Big Creek/Ventura | 8 | Average Weekday | SCE | 1-in-10 | 2029 | 14 |  |  |  | 88.0277 | 1
| LCA | Big Creek/Ventura | 8 | Average Weekday | SCE | 1-in-10 | 2029 | 15 |  |  |  | 89.5388 | 1
| LCA | Big Creek/Ventura | 8 | Average Weekday | SCE | 1-in-10 | 2029 | 16 |  |  |  | 90.0297 | 1
| LCA | Big Creek/Ventura | 8 | Average Weekday | SCE | 1-in-10 | 2029 | 17 |  |  |  | 89.689 | 1
| LCA | Big Creek/Ventura | 8 | Average Weekday | SCE | 1-in-10 | 2029 | 18 |  |  |  | 88.4673 | 1
| LCA | Big Creek/Ventura | 8 | Average Weekday | SCE | 1-in-10 | 2029 | 19 |  |  |  | 86.572 | 1
| LCA | Big Creek/Ventura | 8 | Average Weekday | SCE | 1-in-10 | 2029 | 20 |  |  |  | 83.8523 | 1
| LCA | Big Creek/Ventura | 8 | Average Weekday | SCE | 1-in-10 | 2029 | 21 |  |  |  | 80.2474 | 1
| LCA | Big Creek/Ventura | 8 | Average Weekday | SCE | 1-in-10 | 2029 | 22 |  |  |  | 77.3183 | 1
| LCA | Big Creek/Ventura | 8 | Average Weekday | SCE | 1-in-10 | 2029 | 23 |  |  |  | 75.3625 | 1
| LCA | Big Creek/Ventura | 8 | Average Weekday | SCE | 1-in-10 | 2029 | 24 |  |  |  | 73.8133 | 1
| LCA | Big Creek/Ventura | 8 | Monthly System Peak Day | SCE | 1-in-10 | 2029 | 1 |  |  |  | 80.1 | 1
| LCA | Big Creek/Ventura | 8 | Monthly System Peak Day | SCE | 1-in-10 | 2029 | 2 |  |  |  | 78.5121 | 1
| LCA | Big Creek/Ventura | 8 | Monthly System Peak Day | SCE | 1-in-10 | 2029 | 3 |  |  |  | 77.2293 | 1
| LCA | Big Creek/Ventura | 8 | Monthly System Peak Day | SCE | 1-in-10 | 2029 | 4 |  |  |  | 75.3614 | 1
| LCA | Big Creek/Ventura | 8 | Monthly System Peak Day | SCE | 1-in-10 | 2029 | 5 |  |  |  | 73.9521 | 1
| LCA | Big Creek/Ventura | 8 | Monthly System Peak Day | SCE | 1-in-10 | 2029 | 6 |  |  |  | 72.6943 | 1
| LCA | Big Creek/Ventura | 8 | Monthly System Peak Day | SCE | 1-in-10 | 2029 | 7 |  |  |  | 70.8336 | 1
| LCA | Big Creek/Ventura | 8 | Monthly System Peak Day | SCE | 1-in-10 | 2029 | 8 |  |  |  | 70.2743 | 1
| LCA | Big Creek/Ventura | 8 | Monthly System Peak Day | SCE | 1-in-10 | 2029 | 9 |  |  |  | 73.2929 | 1
| LCA | Big Creek/Ventura | 8 | Monthly System Peak Day | SCE | 1-in-10 | 2029 | 10 |  |  |  | 79.2857 | 1
| LCA | Big Creek/Ventura | 8 | Monthly System Peak Day | SCE | 1-in-10 | 2029 | 11 |  |  |  | 85.0214 | 1
| LCA | Big Creek/Ventura | 8 | Monthly System Peak Day | SCE | 1-in-10 | 2029 | 12 |  |  |  | 89.7071 | 1
| LCA | Big Creek/Ventura | 8 | Monthly System Peak Day | SCE | 1-in-10 | 2029 | 13 |  |  |  | 93.3071 | 1
| LCA | Big Creek/Ventura | 8 | Monthly System Peak Day | SCE | 1-in-10 | 2029 | 14 |  |  |  | 95.6786 | 1
| LCA | Big Creek/Ventura | 8 | Monthly System Peak Day | SCE | 1-in-10 | 2029 | 15 |  |  |  | 97.45 | 1
| LCA | Big Creek/Ventura | 8 | Monthly System Peak Day | SCE | 1-in-10 | 2029 | 16 |  |  |  | 97.5786 | 1
| LCA | Big Creek/Ventura | 8 | Monthly System Peak Day | SCE | 1-in-10 | 2029 | 17 |  |  |  | 96.85 | 1
| LCA | Big Creek/Ventura | 8 | Monthly System Peak Day | SCE | 1-in-10 | 2029 | 18 |  |  |  | 95.75 | 1
| LCA | Big Creek/Ventura | 8 | Monthly System Peak Day | SCE | 1-in-10 | 2029 | 19 |  |  |  | 94.3071 | 1
| LCA | Big Creek/Ventura | 8 | Monthly System Peak Day | SCE | 1-in-10 | 2029 | 20 |  |  |  | 91.8214 | 1
| LCA | Big Creek/Ventura | 8 | Monthly System Peak Day | SCE | 1-in-10 | 2029 | 21 |  |  |  | 88.2821 | 1
| LCA | Big Creek/Ventura | 8 | Monthly System Peak Day | SCE | 1-in-10 | 2029 | 22 |  |  |  | 85.0971 | 1
| LCA | Big Creek/Ventura | 8 | Monthly System Peak Day | SCE | 1-in-10 | 2029 | 23 |  |  |  | 82.7607 | 1
| LCA | Big Creek/Ventura | 8 | Monthly System Peak Day | SCE | 1-in-10 | 2029 | 24 |  |  |  | 82.1864 | 1
| LCA | Big Creek/Ventura | 8 | Typical Event Day | SCE | 1-in-10 | 2029 | 1 |  |  |  | 78.268 | 1
| LCA | Big Creek/Ventura | 8 | Typical Event Day | SCE | 1-in-10 | 2029 | 2 |  |  |  | 76.5686 | 1
| LCA | Big Creek/Ventura | 8 | Typical Event Day | SCE | 1-in-10 | 2029 | 3 |  |  |  | 75.1691 | 1
| LCA | Big Creek/Ventura | 8 | Typical Event Day | SCE | 1-in-10 | 2029 | 4 |  |  |  | 74.1738 | 1
| LCA | Big Creek/Ventura | 8 | Typical Event Day | SCE | 1-in-10 | 2029 | 5 |  |  |  | 72.9584 | 1
| LCA | Big Creek/Ventura | 8 | Typical Event Day | SCE | 1-in-10 | 2029 | 6 |  |  |  | 71.5312 | 1
| LCA | Big Creek/Ventura | 8 | Typical Event Day | SCE | 1-in-10 | 2029 | 7 |  |  |  | 70.6979 | 1
| LCA | Big Creek/Ventura | 8 | Typical Event Day | SCE | 1-in-10 | 2029 | 8 |  |  |  | 71.0314 | 1
| LCA | Big Creek/Ventura | 8 | Typical Event Day | SCE | 1-in-10 | 2029 | 9 |  |  |  | 74.3273 | 1
| LCA | Big Creek/Ventura | 8 | Typical Event Day | SCE | 1-in-10 | 2029 | 10 |  |  |  | 79.9921 | 1
| LCA | Big Creek/Ventura | 8 | Typical Event Day | SCE | 1-in-10 | 2029 | 11 |  |  |  | 85.5666 | 1
| LCA | Big Creek/Ventura | 8 | Typical Event Day | SCE | 1-in-10 | 2029 | 12 |  |  |  | 90.1973 | 1
| LCA | Big Creek/Ventura | 8 | Typical Event Day | SCE | 1-in-10 | 2029 | 13 |  |  |  | 93.6804 | 1
| LCA | Big Creek/Ventura | 8 | Typical Event Day | SCE | 1-in-10 | 2029 | 14 |  |  |  | 96.2429 | 1
| LCA | Big Creek/Ventura | 8 | Typical Event Day | SCE | 1-in-10 | 2029 | 15 |  |  |  | 97.8 | 1
| LCA | Big Creek/Ventura | 8 | Typical Event Day | SCE | 1-in-10 | 2029 | 16 |  |  |  | 98.2786 | 1
| LCA | Big Creek/Ventura | 8 | Typical Event Day | SCE | 1-in-10 | 2029 | 17 |  |  |  | 98.3393 | 1
| LCA | Big Creek/Ventura | 8 | Typical Event Day | SCE | 1-in-10 | 2029 | 18 |  |  |  | 97.4571 | 1
| LCA | Big Creek/Ventura | 8 | Typical Event Day | SCE | 1-in-10 | 2029 | 19 |  |  |  | 94.9071 | 1
| LCA | Big Creek/Ventura | 8 | Typical Event Day | SCE | 1-in-10 | 2029 | 20 |  |  |  | 92.492 | 1
| LCA | Big Creek/Ventura | 8 | Typical Event Day | SCE | 1-in-10 | 2029 | 21 |  |  |  | 89.4821 | 1
| LCA | Big Creek/Ventura | 8 | Typical Event Day | SCE | 1-in-10 | 2029 | 22 |  |  |  | 86.4482 | 1
| LCA | Big Creek/Ventura | 8 | Typical Event Day | SCE | 1-in-10 | 2029 | 23 |  |  |  | 84.3057 | 1
| LCA | Big Creek/Ventura | 8 | Typical Event Day | SCE | 1-in-10 | 2029 | 24 |  |  |  | 83.0146 | 1
| LCA | Big Creek/Ventura | 9 | Average Weekday | SCE | 1-in-10 | 2029 | 1 |  |  |  | 70.2028 | 1
| LCA | Big Creek/Ventura | 9 | Average Weekday | SCE | 1-in-10 | 2029 | 2 |  |  |  | 69.1836 | 1
| LCA | Big Creek/Ventura | 9 | Average Weekday | SCE | 1-in-10 | 2029 | 3 |  |  |  | 68.2518 | 1
| LCA | Big Creek/Ventura | 9 | Average Weekday | SCE | 1-in-10 | 2029 | 4 |  |  |  | 67.4618 | 1
| LCA | Big Creek/Ventura | 9 | Average Weekday | SCE | 1-in-10 | 2029 | 5 |  |  |  | 66.5713 | 1
| LCA | Big Creek/Ventura | 9 | Average Weekday | SCE | 1-in-10 | 2029 | 6 |  |  |  | 65.7951 | 1
| LCA | Big Creek/Ventura | 9 | Average Weekday | SCE | 1-in-10 | 2029 | 7 |  |  |  | 65.2006 | 1
| LCA | Big Creek/Ventura | 9 | Average Weekday | SCE | 1-in-10 | 2029 | 8 |  |  |  | 64.7186 | 1
| LCA | Big Creek/Ventura | 9 | Average Weekday | SCE | 1-in-10 | 2029 | 9 |  |  |  | 65.7455 | 1
| LCA | Big Creek/Ventura | 9 | Average Weekday | SCE | 1-in-10 | 2029 | 10 |  |  |  | 69.433 | 1
| LCA | Big Creek/Ventura | 9 | Average Weekday | SCE | 1-in-10 | 2029 | 11 |  |  |  | 73.8913 | 1
| LCA | Big Creek/Ventura | 9 | Average Weekday | SCE | 1-in-10 | 2029 | 12 |  |  |  | 78.089 | 1
| LCA | Big Creek/Ventura | 9 | Average Weekday | SCE | 1-in-10 | 2029 | 13 |  |  |  | 81.4035 | 1
| LCA | Big Creek/Ventura | 9 | Average Weekday | SCE | 1-in-10 | 2029 | 14 |  |  |  | 83.8146 | 1
| LCA | Big Creek/Ventura | 9 | Average Weekday | SCE | 1-in-10 | 2029 | 15 |  |  |  | 85.4224 | 1
| LCA | Big Creek/Ventura | 9 | Average Weekday | SCE | 1-in-10 | 2029 | 16 |  |  |  | 86.0571 | 1
| LCA | Big Creek/Ventura | 9 | Average Weekday | SCE | 1-in-10 | 2029 | 17 |  |  |  | 85.7889 | 1
| LCA | Big Creek/Ventura | 9 | Average Weekday | SCE | 1-in-10 | 2029 | 18 |  |  |  | 84.8251 | 1
| LCA | Big Creek/Ventura | 9 | Average Weekday | SCE | 1-in-10 | 2029 | 19 |  |  |  | 82.9592 | 1
| LCA | Big Creek/Ventura | 9 | Average Weekday | SCE | 1-in-10 | 2029 | 20 |  |  |  | 79.8824 | 1
| LCA | Big Creek/Ventura | 9 | Average Weekday | SCE | 1-in-10 | 2029 | 21 |  |  |  | 76.5321 | 1
| LCA | Big Creek/Ventura | 9 | Average Weekday | SCE | 1-in-10 | 2029 | 22 |  |  |  | 74.4318 | 1
| LCA | Big Creek/Ventura | 9 | Average Weekday | SCE | 1-in-10 | 2029 | 23 |  |  |  | 72.679 | 1
| LCA | Big Creek/Ventura | 9 | Average Weekday | SCE | 1-in-10 | 2029 | 24 |  |  |  | 71.1678 | 1
| LCA | Big Creek/Ventura | 9 | Monthly System Peak Day | SCE | 1-in-10 | 2029 | 1 |  |  |  | 76.5886 | 1
| LCA | Big Creek/Ventura | 9 | Monthly System Peak Day | SCE | 1-in-10 | 2029 | 2 |  |  |  | 75.235 | 1
| LCA | Big Creek/Ventura | 9 | Monthly System Peak Day | SCE | 1-in-10 | 2029 | 3 |  |  |  | 73.8857 | 1
| LCA | Big Creek/Ventura | 9 | Monthly System Peak Day | SCE | 1-in-10 | 2029 | 4 |  |  |  | 73.9464 | 1
| LCA | Big Creek/Ventura | 9 | Monthly System Peak Day | SCE | 1-in-10 | 2029 | 5 |  |  |  | 74.2893 | 1
| LCA | Big Creek/Ventura | 9 | Monthly System Peak Day | SCE | 1-in-10 | 2029 | 6 |  |  |  | 72.6643 | 1
| LCA | Big Creek/Ventura | 9 | Monthly System Peak Day | SCE | 1-in-10 | 2029 | 7 |  |  |  | 72.9357 | 1
| LCA | Big Creek/Ventura | 9 | Monthly System Peak Day | SCE | 1-in-10 | 2029 | 8 |  |  |  | 72.825 | 1
| LCA | Big Creek/Ventura | 9 | Monthly System Peak Day | SCE | 1-in-10 | 2029 | 9 |  |  |  | 74.1043 | 1
| LCA | Big Creek/Ventura | 9 | Monthly System Peak Day | SCE | 1-in-10 | 2029 | 10 |  |  |  | 78.4857 | 1
| LCA | Big Creek/Ventura | 9 | Monthly System Peak Day | SCE | 1-in-10 | 2029 | 11 |  |  |  | 83.4 | 1
| LCA | Big Creek/Ventura | 9 | Monthly System Peak Day | SCE | 1-in-10 | 2029 | 12 |  |  |  | 87.9571 | 1
| LCA | Big Creek/Ventura | 9 | Monthly System Peak Day | SCE | 1-in-10 | 2029 | 13 |  |  |  | 90.9214 | 1
| LCA | Big Creek/Ventura | 9 | Monthly System Peak Day | SCE | 1-in-10 | 2029 | 14 |  |  |  | 93.5071 | 1
| LCA | Big Creek/Ventura | 9 | Monthly System Peak Day | SCE | 1-in-10 | 2029 | 15 |  |  |  | 95.0786 | 1
| LCA | Big Creek/Ventura | 9 | Monthly System Peak Day | SCE | 1-in-10 | 2029 | 16 |  |  |  | 96.4429 | 1
| LCA | Big Creek/Ventura | 9 | Monthly System Peak Day | SCE | 1-in-10 | 2029 | 17 |  |  |  | 97.1857 | 1
| LCA | Big Creek/Ventura | 9 | Monthly System Peak Day | SCE | 1-in-10 | 2029 | 18 |  |  |  | 96.3786 | 1
| LCA | Big Creek/Ventura | 9 | Monthly System Peak Day | SCE | 1-in-10 | 2029 | 19 |  |  |  | 93.7357 | 1
| LCA | Big Creek/Ventura | 9 | Monthly System Peak Day | SCE | 1-in-10 | 2029 | 20 |  |  |  | 91.0571 | 1
| LCA | Big Creek/Ventura | 9 | Monthly System Peak Day | SCE | 1-in-10 | 2029 | 21 |  |  |  | 88.3786 | 1
| LCA | Big Creek/Ventura | 9 | Monthly System Peak Day | SCE | 1-in-10 | 2029 | 22 |  |  |  | 85.8286 | 1
| LCA | Big Creek/Ventura | 9 | Monthly System Peak Day | SCE | 1-in-10 | 2029 | 23 |  |  |  | 83.9214 | 1
| LCA | Big Creek/Ventura | 9 | Monthly System Peak Day | SCE | 1-in-10 | 2029 | 24 |  |  |  | 82.0786 | 1
| LCA | Big Creek/Ventura | 10 | Average Weekday | SCE | 1-in-10 | 2029 | 1 |  |  |  | 64.6574 | 1
| LCA | Big Creek/Ventura | 10 | Average Weekday | SCE | 1-in-10 | 2029 | 2 |  |  |  | 63.6685 | 1
| LCA | Big Creek/Ventura | 10 | Average Weekday | SCE | 1-in-10 | 2029 | 3 |  |  |  | 62.8361 | 1
| LCA | Big Creek/Ventura | 10 | Average Weekday | SCE | 1-in-10 | 2029 | 4 |  |  |  | 61.9542 | 1
| LCA | Big Creek/Ventura | 10 | Average Weekday | SCE | 1-in-10 | 2029 | 5 |  |  |  | 61.1331 | 1
| LCA | Big Creek/Ventura | 10 | Average Weekday | SCE | 1-in-10 | 2029 | 6 |  |  |  | 60.6957 | 1
| LCA | Big Creek/Ventura | 10 | Average Weekday | SCE | 1-in-10 | 2029 | 7 |  |  |  | 60.0795 | 1
| LCA | Big Creek/Ventura | 10 | Average Weekday | SCE | 1-in-10 | 2029 | 8 |  |  |  | 59.6208 | 1
| LCA | Big Creek/Ventura | 10 | Average Weekday | SCE | 1-in-10 | 2029 | 9 |  |  |  | 60.0076 | 1
| LCA | Big Creek/Ventura | 10 | Average Weekday | SCE | 1-in-10 | 2029 | 10 |  |  |  | 63.1345 | 1
| LCA | Big Creek/Ventura | 10 | Average Weekday | SCE | 1-in-10 | 2029 | 11 |  |  |  | 67.9007 | 1
| LCA | Big Creek/Ventura | 10 | Average Weekday | SCE | 1-in-10 | 2029 | 12 |  |  |  | 72.4013 | 1
| LCA | Big Creek/Ventura | 10 | Average Weekday | SCE | 1-in-10 | 2029 | 13 |  |  |  | 75.8279 | 1
| LCA | Big Creek/Ventura | 10 | Average Weekday | SCE | 1-in-10 | 2029 | 14 |  |  |  | 78.2119 | 1
| LCA | Big Creek/Ventura | 10 | Average Weekday | SCE | 1-in-10 | 2029 | 15 |  |  |  | 79.6814 | 1
| LCA | Big Creek/Ventura | 10 | Average Weekday | SCE | 1-in-10 | 2029 | 16 |  |  |  | 80.4072 | 1
| LCA | Big Creek/Ventura | 10 | Average Weekday | SCE | 1-in-10 | 2029 | 17 |  |  |  | 80.5515 | 1
| LCA | Big Creek/Ventura | 10 | Average Weekday | SCE | 1-in-10 | 2029 | 18 |  |  |  | 79.6518 | 1
| LCA | Big Creek/Ventura | 10 | Average Weekday | SCE | 1-in-10 | 2029 | 19 |  |  |  | 77.5644 | 1
| LCA | Big Creek/Ventura | 10 | Average Weekday | SCE | 1-in-10 | 2029 | 20 |  |  |  | 74.3088 | 1
| LCA | Big Creek/Ventura | 10 | Average Weekday | SCE | 1-in-10 | 2029 | 21 |  |  |  | 71.652 | 1
| LCA | Big Creek/Ventura | 10 | Average Weekday | SCE | 1-in-10 | 2029 | 22 |  |  |  | 69.4339 | 1
| LCA | Big Creek/Ventura | 10 | Average Weekday | SCE | 1-in-10 | 2029 | 23 |  |  |  | 67.5514 | 1
| LCA | Big Creek/Ventura | 10 | Average Weekday | SCE | 1-in-10 | 2029 | 24 |  |  |  | 65.7874 | 1
| LCA | Big Creek/Ventura | 10 | Monthly System Peak Day | SCE | 1-in-10 | 2029 | 1 |  |  |  | 72.9114 | 1
| LCA | Big Creek/Ventura | 10 | Monthly System Peak Day | SCE | 1-in-10 | 2029 | 2 |  |  |  | 73.1943 | 1
| LCA | Big Creek/Ventura | 10 | Monthly System Peak Day | SCE | 1-in-10 | 2029 | 3 |  |  |  | 75.1807 | 1
| LCA | Big Creek/Ventura | 10 | Monthly System Peak Day | SCE | 1-in-10 | 2029 | 4 |  |  |  | 74.4336 | 1
| LCA | Big Creek/Ventura | 10 | Monthly System Peak Day | SCE | 1-in-10 | 2029 | 5 |  |  |  | 73.5214 | 1
| LCA | Big Creek/Ventura | 10 | Monthly System Peak Day | SCE | 1-in-10 | 2029 | 6 |  |  |  | 72.8371 | 1
| LCA | Big Creek/Ventura | 10 | Monthly System Peak Day | SCE | 1-in-10 | 2029 | 7 |  |  |  | 71.7614 | 1
| LCA | Big Creek/Ventura | 10 | Monthly System Peak Day | SCE | 1-in-10 | 2029 | 8 |  |  |  | 71.4336 | 1
| LCA | Big Creek/Ventura | 10 | Monthly System Peak Day | SCE | 1-in-10 | 2029 | 9 |  |  |  | 71.4886 | 1
| LCA | Big Creek/Ventura | 10 | Monthly System Peak Day | SCE | 1-in-10 | 2029 | 10 |  |  |  | 75.3786 | 1
| LCA | Big Creek/Ventura | 10 | Monthly System Peak Day | SCE | 1-in-10 | 2029 | 11 |  |  |  | 80.3886 | 1
| LCA | Big Creek/Ventura | 10 | Monthly System Peak Day | SCE | 1-in-10 | 2029 | 12 |  |  |  | 86.0643 | 1
| LCA | Big Creek/Ventura | 10 | Monthly System Peak Day | SCE | 1-in-10 | 2029 | 13 |  |  |  | 89.9 | 1
| LCA | Big Creek/Ventura | 10 | Monthly System Peak Day | SCE | 1-in-10 | 2029 | 14 |  |  |  | 91.2286 | 1
| LCA | Big Creek/Ventura | 10 | Monthly System Peak Day | SCE | 1-in-10 | 2029 | 15 |  |  |  | 92.8571 | 1
| LCA | Big Creek/Ventura | 10 | Monthly System Peak Day | SCE | 1-in-10 | 2029 | 16 |  |  |  | 93.7643 | 1
| LCA | Big Creek/Ventura | 10 | Monthly System Peak Day | SCE | 1-in-10 | 2029 | 17 |  |  |  | 94.8 | 1
| LCA | Big Creek/Ventura | 10 | Monthly System Peak Day | SCE | 1-in-10 | 2029 | 18 |  |  |  | 94.3429 | 1
| LCA | Big Creek/Ventura | 10 | Monthly System Peak Day | SCE | 1-in-10 | 2029 | 19 |  |  |  | 92.5071 | 1
| LCA | Big Creek/Ventura | 10 | Monthly System Peak Day | SCE | 1-in-10 | 2029 | 20 |  |  |  | 88.0714 | 1
| LCA | Big Creek/Ventura | 10 | Monthly System Peak Day | SCE | 1-in-10 | 2029 | 21 |  |  |  | 84.25 | 1
| LCA | Big Creek/Ventura | 10 | Monthly System Peak Day | SCE | 1-in-10 | 2029 | 22 |  |  |  | 80.5929 | 1
| LCA | Big Creek/Ventura | 10 | Monthly System Peak Day | SCE | 1-in-10 | 2029 | 23 |  |  |  | 78.5843 | 1
| LCA | Big Creek/Ventura | 10 | Monthly System Peak Day | SCE | 1-in-10 | 2029 | 24 |  |  |  | 76.1214 | 1
| LCA | Big Creek/Ventura | 11 | Average Weekday | SCE | 1-in-10 | 2029 | 1 |  |  |  | 53.2581 | 1
| LCA | Big Creek/Ventura | 11 | Average Weekday | SCE | 1-in-10 | 2029 | 2 |  |  |  | 52.2332 | 1
| LCA | Big Creek/Ventura | 11 | Average Weekday | SCE | 1-in-10 | 2029 | 3 |  |  |  | 51.3054 | 1
| LCA | Big Creek/Ventura | 11 | Average Weekday | SCE | 1-in-10 | 2029 | 4 |  |  |  | 50.3869 | 1
| LCA | Big Creek/Ventura | 11 | Average Weekday | SCE | 1-in-10 | 2029 | 5 |  |  |  | 49.5653 | 1
| LCA | Big Creek/Ventura | 11 | Average Weekday | SCE | 1-in-10 | 2029 | 6 |  |  |  | 48.9192 | 1
| LCA | Big Creek/Ventura | 11 | Average Weekday | SCE | 1-in-10 | 2029 | 7 |  |  |  | 48.5108 | 1
| LCA | Big Creek/Ventura | 11 | Average Weekday | SCE | 1-in-10 | 2029 | 8 |  |  |  | 48.19 | 1
| LCA | Big Creek/Ventura | 11 | Average Weekday | SCE | 1-in-10 | 2029 | 9 |  |  |  | 49.6874 | 1
| LCA | Big Creek/Ventura | 11 | Average Weekday | SCE | 1-in-10 | 2029 | 10 |  |  |  | 53.9557 | 1
| LCA | Big Creek/Ventura | 11 | Average Weekday | SCE | 1-in-10 | 2029 | 11 |  |  |  | 58.7942 | 1
| LCA | Big Creek/Ventura | 11 | Average Weekday | SCE | 1-in-10 | 2029 | 12 |  |  |  | 63.0026 | 1
| LCA | Big Creek/Ventura | 11 | Average Weekday | SCE | 1-in-10 | 2029 | 13 |  |  |  | 65.857 | 1
| LCA | Big Creek/Ventura | 11 | Average Weekday | SCE | 1-in-10 | 2029 | 14 |  |  |  | 67.6396 | 1
| LCA | Big Creek/Ventura | 11 | Average Weekday | SCE | 1-in-10 | 2029 | 15 |  |  |  | 68.5811 | 1
| LCA | Big Creek/Ventura | 11 | Average Weekday | SCE | 1-in-10 | 2029 | 16 |  |  |  | 68.8531 | 1
| LCA | Big Creek/Ventura | 11 | Average Weekday | SCE | 1-in-10 | 2029 | 17 |  |  |  | 68.3015 | 1
| LCA | Big Creek/Ventura | 11 | Average Weekday | SCE | 1-in-10 | 2029 | 18 |  |  |  | 66.4193 | 1
| LCA | Big Creek/Ventura | 11 | Average Weekday | SCE | 1-in-10 | 2029 | 19 |  |  |  | 63.5043 | 1
| LCA | Big Creek/Ventura | 11 | Average Weekday | SCE | 1-in-10 | 2029 | 20 |  |  |  | 60.7171 | 1
| LCA | Big Creek/Ventura | 11 | Average Weekday | SCE | 1-in-10 | 2029 | 21 |  |  |  | 58.3538 | 1
| LCA | Big Creek/Ventura | 11 | Average Weekday | SCE | 1-in-10 | 2029 | 22 |  |  |  | 56.4636 | 1
| LCA | Big Creek/Ventura | 11 | Average Weekday | SCE | 1-in-10 | 2029 | 23 |  |  |  | 55.1132 | 1
| LCA | Big Creek/Ventura | 11 | Average Weekday | SCE | 1-in-10 | 2029 | 24 |  |  |  | 54.0951 | 1
| LCA | Big Creek/Ventura | 11 | Monthly System Peak Day | SCE | 1-in-10 | 2029 | 1 |  |  |  | 64.8557 | 1
| LCA | Big Creek/Ventura | 11 | Monthly System Peak Day | SCE | 1-in-10 | 2029 | 2 |  |  |  | 63.4 | 1
| LCA | Big Creek/Ventura | 11 | Monthly System Peak Day | SCE | 1-in-10 | 2029 | 3 |  |  |  | 62.575 | 1
| LCA | Big Creek/Ventura | 11 | Monthly System Peak Day | SCE | 1-in-10 | 2029 | 4 |  |  |  | 60.9329 | 1
| LCA | Big Creek/Ventura | 11 | Monthly System Peak Day | SCE | 1-in-10 | 2029 | 5 |  |  |  | 60.2993 | 1
| LCA | Big Creek/Ventura | 11 | Monthly System Peak Day | SCE | 1-in-10 | 2029 | 6 |  |  |  | 58.755 | 1
| LCA | Big Creek/Ventura | 11 | Monthly System Peak Day | SCE | 1-in-10 | 2029 | 7 |  |  |  | 58.1757 | 1
| LCA | Big Creek/Ventura | 11 | Monthly System Peak Day | SCE | 1-in-10 | 2029 | 8 |  |  |  | 58.4971 | 1
| LCA | Big Creek/Ventura | 11 | Monthly System Peak Day | SCE | 1-in-10 | 2029 | 9 |  |  |  | 59.5321 | 1
| LCA | Big Creek/Ventura | 11 | Monthly System Peak Day | SCE | 1-in-10 | 2029 | 10 |  |  |  | 63.5629 | 1
| LCA | Big Creek/Ventura | 11 | Monthly System Peak Day | SCE | 1-in-10 | 2029 | 11 |  |  |  | 70.165 | 1
| LCA | Big Creek/Ventura | 11 | Monthly System Peak Day | SCE | 1-in-10 | 2029 | 12 |  |  |  | 76.7329 | 1
| LCA | Big Creek/Ventura | 11 | Monthly System Peak Day | SCE | 1-in-10 | 2029 | 13 |  |  |  | 80.7714 | 1
| LCA | Big Creek/Ventura | 11 | Monthly System Peak Day | SCE | 1-in-10 | 2029 | 14 |  |  |  | 83.5714 | 1
| LCA | Big Creek/Ventura | 11 | Monthly System Peak Day | SCE | 1-in-10 | 2029 | 15 |  |  |  | 84.6071 | 1
| LCA | Big Creek/Ventura | 11 | Monthly System Peak Day | SCE | 1-in-10 | 2029 | 16 |  |  |  | 85.3286 | 1
| LCA | Big Creek/Ventura | 11 | Monthly System Peak Day | SCE | 1-in-10 | 2029 | 17 |  |  |  | 85.3643 | 1
| LCA | Big Creek/Ventura | 11 | Monthly System Peak Day | SCE | 1-in-10 | 2029 | 18 |  |  |  | 84.1 | 1
| LCA | Big Creek/Ventura | 11 | Monthly System Peak Day | SCE | 1-in-10 | 2029 | 19 |  |  |  | 80.6929 | 1
| LCA | Big Creek/Ventura | 11 | Monthly System Peak Day | SCE | 1-in-10 | 2029 | 20 |  |  |  | 75.6357 | 1
| LCA | Big Creek/Ventura | 11 | Monthly System Peak Day | SCE | 1-in-10 | 2029 | 21 |  |  |  | 70.7864 | 1
| LCA | Big Creek/Ventura | 11 | Monthly System Peak Day | SCE | 1-in-10 | 2029 | 22 |  |  |  | 68.4421 | 1
| LCA | Big Creek/Ventura | 11 | Monthly System Peak Day | SCE | 1-in-10 | 2029 | 23 |  |  |  | 66.3479 | 1
| LCA | Big Creek/Ventura | 11 | Monthly System Peak Day | SCE | 1-in-10 | 2029 | 24 |  |  |  | 64.7529 | 1
| LCA | Big Creek/Ventura | 12 | Average Weekday | SCE | 1-in-10 | 2029 | 1 |  |  |  | 45.6414 | 1
| LCA | Big Creek/Ventura | 12 | Average Weekday | SCE | 1-in-10 | 2029 | 2 |  |  |  | 44.8109 | 1
| LCA | Big Creek/Ventura | 12 | Average Weekday | SCE | 1-in-10 | 2029 | 3 |  |  |  | 44.1837 | 1
| LCA | Big Creek/Ventura | 12 | Average Weekday | SCE | 1-in-10 | 2029 | 4 |  |  |  | 43.3696 | 1
| LCA | Big Creek/Ventura | 12 | Average Weekday | SCE | 1-in-10 | 2029 | 5 |  |  |  | 43.0515 | 1
| LCA | Big Creek/Ventura | 12 | Average Weekday | SCE | 1-in-10 | 2029 | 6 |  |  |  | 42.5648 | 1
| LCA | Big Creek/Ventura | 12 | Average Weekday | SCE | 1-in-10 | 2029 | 7 |  |  |  | 42.0354 | 1
| LCA | Big Creek/Ventura | 12 | Average Weekday | SCE | 1-in-10 | 2029 | 8 |  |  |  | 41.8085 | 1
| LCA | Big Creek/Ventura | 12 | Average Weekday | SCE | 1-in-10 | 2029 | 9 |  |  |  | 42.653 | 1
| LCA | Big Creek/Ventura | 12 | Average Weekday | SCE | 1-in-10 | 2029 | 10 |  |  |  | 46.058 | 1
| LCA | Big Creek/Ventura | 12 | Average Weekday | SCE | 1-in-10 | 2029 | 11 |  |  |  | 50.2263 | 1
| LCA | Big Creek/Ventura | 12 | Average Weekday | SCE | 1-in-10 | 2029 | 12 |  |  |  | 53.7152 | 1
| LCA | Big Creek/Ventura | 12 | Average Weekday | SCE | 1-in-10 | 2029 | 13 |  |  |  | 56.193 | 1
| LCA | Big Creek/Ventura | 12 | Average Weekday | SCE | 1-in-10 | 2029 | 14 |  |  |  | 57.7961 | 1
| LCA | Big Creek/Ventura | 12 | Average Weekday | SCE | 1-in-10 | 2029 | 15 |  |  |  | 58.6323 | 1
| LCA | Big Creek/Ventura | 12 | Average Weekday | SCE | 1-in-10 | 2029 | 16 |  |  |  | 58.9669 | 1
| LCA | Big Creek/Ventura | 12 | Average Weekday | SCE | 1-in-10 | 2029 | 17 |  |  |  | 58.4308 | 1
| LCA | Big Creek/Ventura | 12 | Average Weekday | SCE | 1-in-10 | 2029 | 18 |  |  |  | 56.5897 | 1
| LCA | Big Creek/Ventura | 12 | Average Weekday | SCE | 1-in-10 | 2029 | 19 |  |  |  | 54.0908 | 1
| LCA | Big Creek/Ventura | 12 | Average Weekday | SCE | 1-in-10 | 2029 | 20 |  |  |  | 51.9845 | 1
| LCA | Big Creek/Ventura | 12 | Average Weekday | SCE | 1-in-10 | 2029 | 21 |  |  |  | 50.3591 | 1
| LCA | Big Creek/Ventura | 12 | Average Weekday | SCE | 1-in-10 | 2029 | 22 |  |  |  | 49.0661 | 1
| LCA | Big Creek/Ventura | 12 | Average Weekday | SCE | 1-in-10 | 2029 | 23 |  |  |  | 47.7964 | 1
| LCA | Big Creek/Ventura | 12 | Average Weekday | SCE | 1-in-10 | 2029 | 24 |  |  |  | 46.9954 | 1
| LCA | Big Creek/Ventura | 12 | Monthly System Peak Day | SCE | 1-in-10 | 2029 | 1 |  |  |  | 40.7736 | 1
| LCA | Big Creek/Ventura | 12 | Monthly System Peak Day | SCE | 1-in-10 | 2029 | 2 |  |  |  | 40.2071 | 1
| LCA | Big Creek/Ventura | 12 | Monthly System Peak Day | SCE | 1-in-10 | 2029 | 3 |  |  |  | 38.9471 | 1
| LCA | Big Creek/Ventura | 12 | Monthly System Peak Day | SCE | 1-in-10 | 2029 | 4 |  |  |  | 37.6914 | 1
| LCA | Big Creek/Ventura | 12 | Monthly System Peak Day | SCE | 1-in-10 | 2029 | 5 |  |  |  | 37.0429 | 1
| LCA | Big Creek/Ventura | 12 | Monthly System Peak Day | SCE | 1-in-10 | 2029 | 6 |  |  |  | 35.6071 | 1
| LCA | Big Creek/Ventura | 12 | Monthly System Peak Day | SCE | 1-in-10 | 2029 | 7 |  |  |  | 34.0793 | 1
| LCA | Big Creek/Ventura | 12 | Monthly System Peak Day | SCE | 1-in-10 | 2029 | 8 |  |  |  | 33.665 | 1
| LCA | Big Creek/Ventura | 12 | Monthly System Peak Day | SCE | 1-in-10 | 2029 | 9 |  |  |  | 35.5443 | 1
| LCA | Big Creek/Ventura | 12 | Monthly System Peak Day | SCE | 1-in-10 | 2029 | 10 |  |  |  | 39.2764 | 1
| LCA | Big Creek/Ventura | 12 | Monthly System Peak Day | SCE | 1-in-10 | 2029 | 11 |  |  |  | 42.9014 | 1
| LCA | Big Creek/Ventura | 12 | Monthly System Peak Day | SCE | 1-in-10 | 2029 | 12 |  |  |  | 46.0714 | 1
| LCA | Big Creek/Ventura | 12 | Monthly System Peak Day | SCE | 1-in-10 | 2029 | 13 |  |  |  | 47.7536 | 1
| LCA | Big Creek/Ventura | 12 | Monthly System Peak Day | SCE | 1-in-10 | 2029 | 14 |  |  |  | 49.1129 | 1
| LCA | Big Creek/Ventura | 12 | Monthly System Peak Day | SCE | 1-in-10 | 2029 | 15 |  |  |  | 50.4914 | 1
| LCA | Big Creek/Ventura | 12 | Monthly System Peak Day | SCE | 1-in-10 | 2029 | 16 |  |  |  | 51.1093 | 1
| LCA | Big Creek/Ventura | 12 | Monthly System Peak Day | SCE | 1-in-10 | 2029 | 17 |  |  |  | 50.6336 | 1
| LCA | Big Creek/Ventura | 12 | Monthly System Peak Day | SCE | 1-in-10 | 2029 | 18 |  |  |  | 49.1286 | 1
| LCA | Big Creek/Ventura | 12 | Monthly System Peak Day | SCE | 1-in-10 | 2029 | 19 |  |  |  | 46.04 | 1
| LCA | Big Creek/Ventura | 12 | Monthly System Peak Day | SCE | 1-in-10 | 2029 | 20 |  |  |  | 43.6421 | 1
| LCA | Big Creek/Ventura | 12 | Monthly System Peak Day | SCE | 1-in-10 | 2029 | 21 |  |  |  | 41.805 | 1
| LCA | Big Creek/Ventura | 12 | Monthly System Peak Day | SCE | 1-in-10 | 2029 | 22 |  |  |  | 40.2143 | 1
| LCA | Big Creek/Ventura | 12 | Monthly System Peak Day | SCE | 1-in-10 | 2029 | 23 |  |  |  | 39.0786 | 1
| LCA | Big Creek/Ventura | 12 | Monthly System Peak Day | SCE | 1-in-10 | 2029 | 24 |  |  |  | 38.1714 | 1
| LCA | Big Creek/Ventura | 1 | Average Weekday | SCE | 1-in-10 | 2030 | 1 |  |  |  | 46.9726 | 1
| LCA | Big Creek/Ventura | 1 | Average Weekday | SCE | 1-in-10 | 2030 | 2 |  |  |  | 46.3899 | 1
| LCA | Big Creek/Ventura | 1 | Average Weekday | SCE | 1-in-10 | 2030 | 3 |  |  |  | 45.8098 | 1
| LCA | Big Creek/Ventura | 1 | Average Weekday | SCE | 1-in-10 | 2030 | 4 |  |  |  | 45.1295 | 1
| LCA | Big Creek/Ventura | 1 | Average Weekday | SCE | 1-in-10 | 2030 | 5 |  |  |  | 44.5356 | 1
| LCA | Big Creek/Ventura | 1 | Average Weekday | SCE | 1-in-10 | 2030 | 6 |  |  |  | 44.1452 | 1
| LCA | Big Creek/Ventura | 1 | Average Weekday | SCE | 1-in-10 | 2030 | 7 |  |  |  | 43.7767 | 1
| LCA | Big Creek/Ventura | 1 | Average Weekday | SCE | 1-in-10 | 2030 | 8 |  |  |  | 43.4369 | 1
| LCA | Big Creek/Ventura | 1 | Average Weekday | SCE | 1-in-10 | 2030 | 9 |  |  |  | 43.825 | 1
| LCA | Big Creek/Ventura | 1 | Average Weekday | SCE | 1-in-10 | 2030 | 10 |  |  |  | 46.4388 | 1
| LCA | Big Creek/Ventura | 1 | Average Weekday | SCE | 1-in-10 | 2030 | 11 |  |  |  | 50.0898 | 1
| LCA | Big Creek/Ventura | 1 | Average Weekday | SCE | 1-in-10 | 2030 | 12 |  |  |  | 53.082 | 1
| LCA | Big Creek/Ventura | 1 | Average Weekday | SCE | 1-in-10 | 2030 | 13 |  |  |  | 55.1166 | 1
| LCA | Big Creek/Ventura | 1 | Average Weekday | SCE | 1-in-10 | 2030 | 14 |  |  |  | 56.5521 | 1
| LCA | Big Creek/Ventura | 1 | Average Weekday | SCE | 1-in-10 | 2030 | 15 |  |  |  | 57.5392 | 1
| LCA | Big Creek/Ventura | 1 | Average Weekday | SCE | 1-in-10 | 2030 | 16 |  |  |  | 57.9567 | 1
| LCA | Big Creek/Ventura | 1 | Average Weekday | SCE | 1-in-10 | 2030 | 17 |  |  |  | 57.6834 | 1
| LCA | Big Creek/Ventura | 1 | Average Weekday | SCE | 1-in-10 | 2030 | 18 |  |  |  | 56.3685 | 1
| LCA | Big Creek/Ventura | 1 | Average Weekday | SCE | 1-in-10 | 2030 | 19 |  |  |  | 54.0957 | 1
| LCA | Big Creek/Ventura | 1 | Average Weekday | SCE | 1-in-10 | 2030 | 20 |  |  |  | 52.0419 | 1
| LCA | Big Creek/Ventura | 1 | Average Weekday | SCE | 1-in-10 | 2030 | 21 |  |  |  | 50.5806 | 1
| LCA | Big Creek/Ventura | 1 | Average Weekday | SCE | 1-in-10 | 2030 | 22 |  |  |  | 49.3198 | 1
| LCA | Big Creek/Ventura | 1 | Average Weekday | SCE | 1-in-10 | 2030 | 23 |  |  |  | 48.2823 | 1
| LCA | Big Creek/Ventura | 1 | Average Weekday | SCE | 1-in-10 | 2030 | 24 |  |  |  | 47.6345 | 1
| LCA | Big Creek/Ventura | 1 | Monthly System Peak Day | SCE | 1-in-10 | 2030 | 1 |  |  |  | 41.3479 | 1
| LCA | Big Creek/Ventura | 1 | Monthly System Peak Day | SCE | 1-in-10 | 2030 | 2 |  |  |  | 40.0943 | 1
| LCA | Big Creek/Ventura | 1 | Monthly System Peak Day | SCE | 1-in-10 | 2030 | 3 |  |  |  | 39.0714 | 1
| LCA | Big Creek/Ventura | 1 | Monthly System Peak Day | SCE | 1-in-10 | 2030 | 4 |  |  |  | 37.8993 | 1
| LCA | Big Creek/Ventura | 1 | Monthly System Peak Day | SCE | 1-in-10 | 2030 | 5 |  |  |  | 37.1579 | 1
| LCA | Big Creek/Ventura | 1 | Monthly System Peak Day | SCE | 1-in-10 | 2030 | 6 |  |  |  | 36.5943 | 1
| LCA | Big Creek/Ventura | 1 | Monthly System Peak Day | SCE | 1-in-10 | 2030 | 7 |  |  |  | 36.4721 | 1
| LCA | Big Creek/Ventura | 1 | Monthly System Peak Day | SCE | 1-in-10 | 2030 | 8 |  |  |  | 36.8593 | 1
| LCA | Big Creek/Ventura | 1 | Monthly System Peak Day | SCE | 1-in-10 | 2030 | 9 |  |  |  | 37.035 | 1
| LCA | Big Creek/Ventura | 1 | Monthly System Peak Day | SCE | 1-in-10 | 2030 | 10 |  |  |  | 39.5879 | 1
| LCA | Big Creek/Ventura | 1 | Monthly System Peak Day | SCE | 1-in-10 | 2030 | 11 |  |  |  | 42.2043 | 1
| LCA | Big Creek/Ventura | 1 | Monthly System Peak Day | SCE | 1-in-10 | 2030 | 12 |  |  |  | 44.2771 | 1
| LCA | Big Creek/Ventura | 1 | Monthly System Peak Day | SCE | 1-in-10 | 2030 | 13 |  |  |  | 43.8286 | 1
| LCA | Big Creek/Ventura | 1 | Monthly System Peak Day | SCE | 1-in-10 | 2030 | 14 |  |  |  | 44.5321 | 1
| LCA | Big Creek/Ventura | 1 | Monthly System Peak Day | SCE | 1-in-10 | 2030 | 15 |  |  |  | 45.7286 | 1
| LCA | Big Creek/Ventura | 1 | Monthly System Peak Day | SCE | 1-in-10 | 2030 | 16 |  |  |  | 46.5707 | 1
| LCA | Big Creek/Ventura | 1 | Monthly System Peak Day | SCE | 1-in-10 | 2030 | 17 |  |  |  | 47.0414 | 1
| LCA | Big Creek/Ventura | 1 | Monthly System Peak Day | SCE | 1-in-10 | 2030 | 18 |  |  |  | 45.9314 | 1
| LCA | Big Creek/Ventura | 1 | Monthly System Peak Day | SCE | 1-in-10 | 2030 | 19 |  |  |  | 43.87 | 1
| LCA | Big Creek/Ventura | 1 | Monthly System Peak Day | SCE | 1-in-10 | 2030 | 20 |  |  |  | 42.6786 | 1
| LCA | Big Creek/Ventura | 1 | Monthly System Peak Day | SCE | 1-in-10 | 2030 | 21 |  |  |  | 41.9493 | 1
| LCA | Big Creek/Ventura | 1 | Monthly System Peak Day | SCE | 1-in-10 | 2030 | 22 |  |  |  | 41.5471 | 1
| LCA | Big Creek/Ventura | 1 | Monthly System Peak Day | SCE | 1-in-10 | 2030 | 23 |  |  |  | 41.4043 | 1
| LCA | Big Creek/Ventura | 1 | Monthly System Peak Day | SCE | 1-in-10 | 2030 | 24 |  |  |  | 41.4957 | 1
| LCA | Big Creek/Ventura | 2 | Average Weekday | SCE | 1-in-10 | 2030 | 1 |  |  |  | 51.3747 | 1
| LCA | Big Creek/Ventura | 2 | Average Weekday | SCE | 1-in-10 | 2030 | 2 |  |  |  | 50.2988 | 1
| LCA | Big Creek/Ventura | 2 | Average Weekday | SCE | 1-in-10 | 2030 | 3 |  |  |  | 49.3487 | 1
| LCA | Big Creek/Ventura | 2 | Average Weekday | SCE | 1-in-10 | 2030 | 4 |  |  |  | 48.3699 | 1
| LCA | Big Creek/Ventura | 2 | Average Weekday | SCE | 1-in-10 | 2030 | 5 |  |  |  | 47.5163 | 1
| LCA | Big Creek/Ventura | 2 | Average Weekday | SCE | 1-in-10 | 2030 | 6 |  |  |  | 46.9323 | 1
| LCA | Big Creek/Ventura | 2 | Average Weekday | SCE | 1-in-10 | 2030 | 7 |  |  |  | 46.2951 | 1
| LCA | Big Creek/Ventura | 2 | Average Weekday | SCE | 1-in-10 | 2030 | 8 |  |  |  | 45.82 | 1
| LCA | Big Creek/Ventura | 2 | Average Weekday | SCE | 1-in-10 | 2030 | 9 |  |  |  | 47.1328 | 1
| LCA | Big Creek/Ventura | 2 | Average Weekday | SCE | 1-in-10 | 2030 | 10 |  |  |  | 51.5254 | 1
| LCA | Big Creek/Ventura | 2 | Average Weekday | SCE | 1-in-10 | 2030 | 11 |  |  |  | 56.5846 | 1
| LCA | Big Creek/Ventura | 2 | Average Weekday | SCE | 1-in-10 | 2030 | 12 |  |  |  | 60.71 | 1
| LCA | Big Creek/Ventura | 2 | Average Weekday | SCE | 1-in-10 | 2030 | 13 |  |  |  | 63.6338 | 1
| LCA | Big Creek/Ventura | 2 | Average Weekday | SCE | 1-in-10 | 2030 | 14 |  |  |  | 65.324 | 1
| LCA | Big Creek/Ventura | 2 | Average Weekday | SCE | 1-in-10 | 2030 | 15 |  |  |  | 66.1792 | 1
| LCA | Big Creek/Ventura | 2 | Average Weekday | SCE | 1-in-10 | 2030 | 16 |  |  |  | 66.7071 | 1
| LCA | Big Creek/Ventura | 2 | Average Weekday | SCE | 1-in-10 | 2030 | 17 |  |  |  | 66.5629 | 1
| LCA | Big Creek/Ventura | 2 | Average Weekday | SCE | 1-in-10 | 2030 | 18 |  |  |  | 65.2747 | 1
| LCA | Big Creek/Ventura | 2 | Average Weekday | SCE | 1-in-10 | 2030 | 19 |  |  |  | 62.4796 | 1
| LCA | Big Creek/Ventura | 2 | Average Weekday | SCE | 1-in-10 | 2030 | 20 |  |  |  | 59.6118 | 1
| LCA | Big Creek/Ventura | 2 | Average Weekday | SCE | 1-in-10 | 2030 | 21 |  |  |  | 57.2356 | 1
| LCA | Big Creek/Ventura | 2 | Average Weekday | SCE | 1-in-10 | 2030 | 22 |  |  |  | 55.0794 | 1
| LCA | Big Creek/Ventura | 2 | Average Weekday | SCE | 1-in-10 | 2030 | 23 |  |  |  | 53.3956 | 1
| LCA | Big Creek/Ventura | 2 | Average Weekday | SCE | 1-in-10 | 2030 | 24 |  |  |  | 51.9445 | 1
| LCA | Big Creek/Ventura | 2 | Monthly System Peak Day | SCE | 1-in-10 | 2030 | 1 |  |  |  | 62.7979 | 1
| LCA | Big Creek/Ventura | 2 | Monthly System Peak Day | SCE | 1-in-10 | 2030 | 2 |  |  |  | 60.5921 | 1
| LCA | Big Creek/Ventura | 2 | Monthly System Peak Day | SCE | 1-in-10 | 2030 | 3 |  |  |  | 60.4593 | 1
| LCA | Big Creek/Ventura | 2 | Monthly System Peak Day | SCE | 1-in-10 | 2030 | 4 |  |  |  | 59.0757 | 1
| LCA | Big Creek/Ventura | 2 | Monthly System Peak Day | SCE | 1-in-10 | 2030 | 5 |  |  |  | 57.5821 | 1
| LCA | Big Creek/Ventura | 2 | Monthly System Peak Day | SCE | 1-in-10 | 2030 | 6 |  |  |  | 55.4229 | 1
| LCA | Big Creek/Ventura | 2 | Monthly System Peak Day | SCE | 1-in-10 | 2030 | 7 |  |  |  | 54.08 | 1
| LCA | Big Creek/Ventura | 2 | Monthly System Peak Day | SCE | 1-in-10 | 2030 | 8 |  |  |  | 52.9957 | 1
| LCA | Big Creek/Ventura | 2 | Monthly System Peak Day | SCE | 1-in-10 | 2030 | 9 |  |  |  | 54.8779 | 1
| LCA | Big Creek/Ventura | 2 | Monthly System Peak Day | SCE | 1-in-10 | 2030 | 10 |  |  |  | 60.7657 | 1
| LCA | Big Creek/Ventura | 2 | Monthly System Peak Day | SCE | 1-in-10 | 2030 | 11 |  |  |  | 66.5386 | 1
| LCA | Big Creek/Ventura | 2 | Monthly System Peak Day | SCE | 1-in-10 | 2030 | 12 |  |  |  | 71.4286 | 1
| LCA | Big Creek/Ventura | 2 | Monthly System Peak Day | SCE | 1-in-10 | 2030 | 13 |  |  |  | 75.2543 | 1
| LCA | Big Creek/Ventura | 2 | Monthly System Peak Day | SCE | 1-in-10 | 2030 | 14 |  |  |  | 77.06 | 1
| LCA | Big Creek/Ventura | 2 | Monthly System Peak Day | SCE | 1-in-10 | 2030 | 15 |  |  |  | 78.1643 | 1
| LCA | Big Creek/Ventura | 2 | Monthly System Peak Day | SCE | 1-in-10 | 2030 | 16 |  |  |  | 79.4286 | 1
| LCA | Big Creek/Ventura | 2 | Monthly System Peak Day | SCE | 1-in-10 | 2030 | 17 |  |  |  | 79.3286 | 1
| LCA | Big Creek/Ventura | 2 | Monthly System Peak Day | SCE | 1-in-10 | 2030 | 18 |  |  |  | 78.4 | 1
| LCA | Big Creek/Ventura | 2 | Monthly System Peak Day | SCE | 1-in-10 | 2030 | 19 |  |  |  | 74.6357 | 1
| LCA | Big Creek/Ventura | 2 | Monthly System Peak Day | SCE | 1-in-10 | 2030 | 20 |  |  |  | 69.9336 | 1
| LCA | Big Creek/Ventura | 2 | Monthly System Peak Day | SCE | 1-in-10 | 2030 | 21 |  |  |  | 65.4836 | 1
| LCA | Big Creek/Ventura | 2 | Monthly System Peak Day | SCE | 1-in-10 | 2030 | 22 |  |  |  | 61.9921 | 1
| LCA | Big Creek/Ventura | 2 | Monthly System Peak Day | SCE | 1-in-10 | 2030 | 23 |  |  |  | 60.215 | 1
| LCA | Big Creek/Ventura | 2 | Monthly System Peak Day | SCE | 1-in-10 | 2030 | 24 |  |  |  | 59.5486 | 1
| LCA | Big Creek/Ventura | 3 | Average Weekday | SCE | 1-in-10 | 2030 | 1 |  |  |  | 55.76 | 1
| LCA | Big Creek/Ventura | 3 | Average Weekday | SCE | 1-in-10 | 2030 | 2 |  |  |  | 54.6302 | 1
| LCA | Big Creek/Ventura | 3 | Average Weekday | SCE | 1-in-10 | 2030 | 3 |  |  |  | 53.6954 | 1
| LCA | Big Creek/Ventura | 3 | Average Weekday | SCE | 1-in-10 | 2030 | 4 |  |  |  | 52.8489 | 1
| LCA | Big Creek/Ventura | 3 | Average Weekday | SCE | 1-in-10 | 2030 | 5 |  |  |  | 51.8634 | 1
| LCA | Big Creek/Ventura | 3 | Average Weekday | SCE | 1-in-10 | 2030 | 6 |  |  |  | 51.0123 | 1
| LCA | Big Creek/Ventura | 3 | Average Weekday | SCE | 1-in-10 | 2030 | 7 |  |  |  | 50.3326 | 1
| LCA | Big Creek/Ventura | 3 | Average Weekday | SCE | 1-in-10 | 2030 | 8 |  |  |  | 49.9971 | 1
| LCA | Big Creek/Ventura | 3 | Average Weekday | SCE | 1-in-10 | 2030 | 9 |  |  |  | 51.0948 | 1
| LCA | Big Creek/Ventura | 3 | Average Weekday | SCE | 1-in-10 | 2030 | 10 |  |  |  | 54.9948 | 1
| LCA | Big Creek/Ventura | 3 | Average Weekday | SCE | 1-in-10 | 2030 | 11 |  |  |  | 59.737 | 1
| LCA | Big Creek/Ventura | 3 | Average Weekday | SCE | 1-in-10 | 2030 | 12 |  |  |  | 63.8311 | 1
| LCA | Big Creek/Ventura | 3 | Average Weekday | SCE | 1-in-10 | 2030 | 13 |  |  |  | 67.0932 | 1
| LCA | Big Creek/Ventura | 3 | Average Weekday | SCE | 1-in-10 | 2030 | 14 |  |  |  | 69.3943 | 1
| LCA | Big Creek/Ventura | 3 | Average Weekday | SCE | 1-in-10 | 2030 | 15 |  |  |  | 70.8584 | 1
| LCA | Big Creek/Ventura | 3 | Average Weekday | SCE | 1-in-10 | 2030 | 16 |  |  |  | 71.6505 | 1
| LCA | Big Creek/Ventura | 3 | Average Weekday | SCE | 1-in-10 | 2030 | 17 |  |  |  | 71.9429 | 1
| LCA | Big Creek/Ventura | 3 | Average Weekday | SCE | 1-in-10 | 2030 | 18 |  |  |  | 71.2563 | 1
| LCA | Big Creek/Ventura | 3 | Average Weekday | SCE | 1-in-10 | 2030 | 19 |  |  |  | 69.5572 | 1
| LCA | Big Creek/Ventura | 3 | Average Weekday | SCE | 1-in-10 | 2030 | 20 |  |  |  | 66.8135 | 1
| LCA | Big Creek/Ventura | 3 | Average Weekday | SCE | 1-in-10 | 2030 | 21 |  |  |  | 63.5231 | 1
| LCA | Big Creek/Ventura | 3 | Average Weekday | SCE | 1-in-10 | 2030 | 22 |  |  |  | 61.2592 | 1
| LCA | Big Creek/Ventura | 3 | Average Weekday | SCE | 1-in-10 | 2030 | 23 |  |  |  | 59.4613 | 1
| LCA | Big Creek/Ventura | 3 | Average Weekday | SCE | 1-in-10 | 2030 | 24 |  |  |  | 58.0116 | 1
| LCA | Big Creek/Ventura | 3 | Monthly System Peak Day | SCE | 1-in-10 | 2030 | 1 |  |  |  | 62.9286 | 1
| LCA | Big Creek/Ventura | 3 | Monthly System Peak Day | SCE | 1-in-10 | 2030 | 2 |  |  |  | 61.1979 | 1
| LCA | Big Creek/Ventura | 3 | Monthly System Peak Day | SCE | 1-in-10 | 2030 | 3 |  |  |  | 59.1257 | 1
| LCA | Big Creek/Ventura | 3 | Monthly System Peak Day | SCE | 1-in-10 | 2030 | 4 |  |  |  | 58.2714 | 1
| LCA | Big Creek/Ventura | 3 | Monthly System Peak Day | SCE | 1-in-10 | 2030 | 5 |  |  |  | 57.7179 | 1
| LCA | Big Creek/Ventura | 3 | Monthly System Peak Day | SCE | 1-in-10 | 2030 | 6 |  |  |  | 56.9114 | 1
| LCA | Big Creek/Ventura | 3 | Monthly System Peak Day | SCE | 1-in-10 | 2030 | 7 |  |  |  | 55.6436 | 1
| LCA | Big Creek/Ventura | 3 | Monthly System Peak Day | SCE | 1-in-10 | 2030 | 8 |  |  |  | 54.6729 | 1
| LCA | Big Creek/Ventura | 3 | Monthly System Peak Day | SCE | 1-in-10 | 2030 | 9 |  |  |  | 55.8821 | 1
| LCA | Big Creek/Ventura | 3 | Monthly System Peak Day | SCE | 1-in-10 | 2030 | 10 |  |  |  | 61.4086 | 1
| LCA | Big Creek/Ventura | 3 | Monthly System Peak Day | SCE | 1-in-10 | 2030 | 11 |  |  |  | 67.5364 | 1
| LCA | Big Creek/Ventura | 3 | Monthly System Peak Day | SCE | 1-in-10 | 2030 | 12 |  |  |  | 73.5307 | 1
| LCA | Big Creek/Ventura | 3 | Monthly System Peak Day | SCE | 1-in-10 | 2030 | 13 |  |  |  | 78.6286 | 1
| LCA | Big Creek/Ventura | 3 | Monthly System Peak Day | SCE | 1-in-10 | 2030 | 14 |  |  |  | 81.6357 | 1
| LCA | Big Creek/Ventura | 3 | Monthly System Peak Day | SCE | 1-in-10 | 2030 | 15 |  |  |  | 84.1429 | 1
| LCA | Big Creek/Ventura | 3 | Monthly System Peak Day | SCE | 1-in-10 | 2030 | 16 |  |  |  | 85.3286 | 1
| LCA | Big Creek/Ventura | 3 | Monthly System Peak Day | SCE | 1-in-10 | 2030 | 17 |  |  |  | 85.2429 | 1
| LCA | Big Creek/Ventura | 3 | Monthly System Peak Day | SCE | 1-in-10 | 2030 | 18 |  |  |  | 84.9286 | 1
| LCA | Big Creek/Ventura | 3 | Monthly System Peak Day | SCE | 1-in-10 | 2030 | 19 |  |  |  | 83.1136 | 1
| LCA | Big Creek/Ventura | 3 | Monthly System Peak Day | SCE | 1-in-10 | 2030 | 20 |  |  |  | 80.1564 | 1
| LCA | Big Creek/Ventura | 3 | Monthly System Peak Day | SCE | 1-in-10 | 2030 | 21 |  |  |  | 75.1193 | 1
| LCA | Big Creek/Ventura | 3 | Monthly System Peak Day | SCE | 1-in-10 | 2030 | 22 |  |  |  | 70.7171 | 1
| LCA | Big Creek/Ventura | 3 | Monthly System Peak Day | SCE | 1-in-10 | 2030 | 23 |  |  |  | 67.4014 | 1
| LCA | Big Creek/Ventura | 3 | Monthly System Peak Day | SCE | 1-in-10 | 2030 | 24 |  |  |  | 64.9371 | 1
| LCA | Big Creek/Ventura | 4 | Average Weekday | SCE | 1-in-10 | 2030 | 1 |  |  |  | 57.6326 | 1
| LCA | Big Creek/Ventura | 4 | Average Weekday | SCE | 1-in-10 | 2030 | 2 |  |  |  | 56.4057 | 1
| LCA | Big Creek/Ventura | 4 | Average Weekday | SCE | 1-in-10 | 2030 | 3 |  |  |  | 55.5479 | 1
| LCA | Big Creek/Ventura | 4 | Average Weekday | SCE | 1-in-10 | 2030 | 4 |  |  |  | 54.5992 | 1
| LCA | Big Creek/Ventura | 4 | Average Weekday | SCE | 1-in-10 | 2030 | 5 |  |  |  | 53.688 | 1
| LCA | Big Creek/Ventura | 4 | Average Weekday | SCE | 1-in-10 | 2030 | 6 |  |  |  | 53.0014 | 1
| LCA | Big Creek/Ventura | 4 | Average Weekday | SCE | 1-in-10 | 2030 | 7 |  |  |  | 52.3473 | 1
| LCA | Big Creek/Ventura | 4 | Average Weekday | SCE | 1-in-10 | 2030 | 8 |  |  |  | 52.0583 | 1
| LCA | Big Creek/Ventura | 4 | Average Weekday | SCE | 1-in-10 | 2030 | 9 |  |  |  | 53.8128 | 1
| LCA | Big Creek/Ventura | 4 | Average Weekday | SCE | 1-in-10 | 2030 | 10 |  |  |  | 57.9408 | 1
| LCA | Big Creek/Ventura | 4 | Average Weekday | SCE | 1-in-10 | 2030 | 11 |  |  |  | 61.8429 | 1
| LCA | Big Creek/Ventura | 4 | Average Weekday | SCE | 1-in-10 | 2030 | 12 |  |  |  | 65.2534 | 1
| LCA | Big Creek/Ventura | 4 | Average Weekday | SCE | 1-in-10 | 2030 | 13 |  |  |  | 67.9803 | 1
| LCA | Big Creek/Ventura | 4 | Average Weekday | SCE | 1-in-10 | 2030 | 14 |  |  |  | 69.9663 | 1
| LCA | Big Creek/Ventura | 4 | Average Weekday | SCE | 1-in-10 | 2030 | 15 |  |  |  | 71.2935 | 1
| LCA | Big Creek/Ventura | 4 | Average Weekday | SCE | 1-in-10 | 2030 | 16 |  |  |  | 71.9866 | 1
| LCA | Big Creek/Ventura | 4 | Average Weekday | SCE | 1-in-10 | 2030 | 17 |  |  |  | 72.0635 | 1
| LCA | Big Creek/Ventura | 4 | Average Weekday | SCE | 1-in-10 | 2030 | 18 |  |  |  | 71.4416 | 1
| LCA | Big Creek/Ventura | 4 | Average Weekday | SCE | 1-in-10 | 2030 | 19 |  |  |  | 69.9954 | 1
| LCA | Big Creek/Ventura | 4 | Average Weekday | SCE | 1-in-10 | 2030 | 20 |  |  |  | 67.8065 | 1
| LCA | Big Creek/Ventura | 4 | Average Weekday | SCE | 1-in-10 | 2030 | 21 |  |  |  | 64.8983 | 1
| LCA | Big Creek/Ventura | 4 | Average Weekday | SCE | 1-in-10 | 2030 | 22 |  |  |  | 62.5152 | 1
| LCA | Big Creek/Ventura | 4 | Average Weekday | SCE | 1-in-10 | 2030 | 23 |  |  |  | 60.6633 | 1
| LCA | Big Creek/Ventura | 4 | Average Weekday | SCE | 1-in-10 | 2030 | 24 |  |  |  | 59.0916 | 1
| LCA | Big Creek/Ventura | 4 | Monthly System Peak Day | SCE | 1-in-10 | 2030 | 1 |  |  |  | 67.3443 | 1
| LCA | Big Creek/Ventura | 4 | Monthly System Peak Day | SCE | 1-in-10 | 2030 | 2 |  |  |  | 65.9207 | 1
| LCA | Big Creek/Ventura | 4 | Monthly System Peak Day | SCE | 1-in-10 | 2030 | 3 |  |  |  | 65.0814 | 1
| LCA | Big Creek/Ventura | 4 | Monthly System Peak Day | SCE | 1-in-10 | 2030 | 4 |  |  |  | 63.8121 | 1
| LCA | Big Creek/Ventura | 4 | Monthly System Peak Day | SCE | 1-in-10 | 2030 | 5 |  |  |  | 62.6157 | 1
| LCA | Big Creek/Ventura | 4 | Monthly System Peak Day | SCE | 1-in-10 | 2030 | 6 |  |  |  | 61.2721 | 1
| LCA | Big Creek/Ventura | 4 | Monthly System Peak Day | SCE | 1-in-10 | 2030 | 7 |  |  |  | 60.1821 | 1
| LCA | Big Creek/Ventura | 4 | Monthly System Peak Day | SCE | 1-in-10 | 2030 | 8 |  |  |  | 59.4121 | 1
| LCA | Big Creek/Ventura | 4 | Monthly System Peak Day | SCE | 1-in-10 | 2030 | 9 |  |  |  | 62.43 | 1
| LCA | Big Creek/Ventura | 4 | Monthly System Peak Day | SCE | 1-in-10 | 2030 | 10 |  |  |  | 68.1557 | 1
| LCA | Big Creek/Ventura | 4 | Monthly System Peak Day | SCE | 1-in-10 | 2030 | 11 |  |  |  | 74.0407 | 1
| LCA | Big Creek/Ventura | 4 | Monthly System Peak Day | SCE | 1-in-10 | 2030 | 12 |  |  |  | 79.2636 | 1
| LCA | Big Creek/Ventura | 4 | Monthly System Peak Day | SCE | 1-in-10 | 2030 | 13 |  |  |  | 83.0279 | 1
| LCA | Big Creek/Ventura | 4 | Monthly System Peak Day | SCE | 1-in-10 | 2030 | 14 |  |  |  | 86.0857 | 1
| LCA | Big Creek/Ventura | 4 | Monthly System Peak Day | SCE | 1-in-10 | 2030 | 15 |  |  |  | 87.2643 | 1
| LCA | Big Creek/Ventura | 4 | Monthly System Peak Day | SCE | 1-in-10 | 2030 | 16 |  |  |  | 87.4643 | 1
| LCA | Big Creek/Ventura | 4 | Monthly System Peak Day | SCE | 1-in-10 | 2030 | 17 |  |  |  | 86.4571 | 1
| LCA | Big Creek/Ventura | 4 | Monthly System Peak Day | SCE | 1-in-10 | 2030 | 18 |  |  |  | 85.5857 | 1
| LCA | Big Creek/Ventura | 4 | Monthly System Peak Day | SCE | 1-in-10 | 2030 | 19 |  |  |  | 83.6843 | 1
| LCA | Big Creek/Ventura | 4 | Monthly System Peak Day | SCE | 1-in-10 | 2030 | 20 |  |  |  | 80.7464 | 1
| LCA | Big Creek/Ventura | 4 | Monthly System Peak Day | SCE | 1-in-10 | 2030 | 21 |  |  |  | 76.3129 | 1
| LCA | Big Creek/Ventura | 4 | Monthly System Peak Day | SCE | 1-in-10 | 2030 | 22 |  |  |  | 72.2921 | 1
| LCA | Big Creek/Ventura | 4 | Monthly System Peak Day | SCE | 1-in-10 | 2030 | 23 |  |  |  | 70.0786 | 1
| LCA | Big Creek/Ventura | 4 | Monthly System Peak Day | SCE | 1-in-10 | 2030 | 24 |  |  |  | 68.7064 | 1
| LCA | Big Creek/Ventura | 5 | Average Weekday | SCE | 1-in-10 | 2030 | 1 |  |  |  | 62.5912 | 1
| LCA | Big Creek/Ventura | 5 | Average Weekday | SCE | 1-in-10 | 2030 | 2 |  |  |  | 61.3025 | 1
| LCA | Big Creek/Ventura | 5 | Average Weekday | SCE | 1-in-10 | 2030 | 3 |  |  |  | 60.0848 | 1
| LCA | Big Creek/Ventura | 5 | Average Weekday | SCE | 1-in-10 | 2030 | 4 |  |  |  | 58.8481 | 1
| LCA | Big Creek/Ventura | 5 | Average Weekday | SCE | 1-in-10 | 2030 | 5 |  |  |  | 58.0431 | 1
| LCA | Big Creek/Ventura | 5 | Average Weekday | SCE | 1-in-10 | 2030 | 6 |  |  |  | 57.2156 | 1
| LCA | Big Creek/Ventura | 5 | Average Weekday | SCE | 1-in-10 | 2030 | 7 |  |  |  | 56.479 | 1
| LCA | Big Creek/Ventura | 5 | Average Weekday | SCE | 1-in-10 | 2030 | 8 |  |  |  | 56.8888 | 1
| LCA | Big Creek/Ventura | 5 | Average Weekday | SCE | 1-in-10 | 2030 | 9 |  |  |  | 60.1908 | 1
| LCA | Big Creek/Ventura | 5 | Average Weekday | SCE | 1-in-10 | 2030 | 10 |  |  |  | 64.6334 | 1
| LCA | Big Creek/Ventura | 5 | Average Weekday | SCE | 1-in-10 | 2030 | 11 |  |  |  | 68.5848 | 1
| LCA | Big Creek/Ventura | 5 | Average Weekday | SCE | 1-in-10 | 2030 | 12 |  |  |  | 71.6441 | 1
| LCA | Big Creek/Ventura | 5 | Average Weekday | SCE | 1-in-10 | 2030 | 13 |  |  |  | 74.0241 | 1
| LCA | Big Creek/Ventura | 5 | Average Weekday | SCE | 1-in-10 | 2030 | 14 |  |  |  | 75.6921 | 1
| LCA | Big Creek/Ventura | 5 | Average Weekday | SCE | 1-in-10 | 2030 | 15 |  |  |  | 76.7916 | 1
| LCA | Big Creek/Ventura | 5 | Average Weekday | SCE | 1-in-10 | 2030 | 16 |  |  |  | 77.2805 | 1
| LCA | Big Creek/Ventura | 5 | Average Weekday | SCE | 1-in-10 | 2030 | 17 |  |  |  | 77.2165 | 1
| LCA | Big Creek/Ventura | 5 | Average Weekday | SCE | 1-in-10 | 2030 | 18 |  |  |  | 76.5896 | 1
| LCA | Big Creek/Ventura | 5 | Average Weekday | SCE | 1-in-10 | 2030 | 19 |  |  |  | 75.461 | 1
| LCA | Big Creek/Ventura | 5 | Average Weekday | SCE | 1-in-10 | 2030 | 20 |  |  |  | 73.5426 | 1
| LCA | Big Creek/Ventura | 5 | Average Weekday | SCE | 1-in-10 | 2030 | 21 |  |  |  | 70.8603 | 1
| LCA | Big Creek/Ventura | 5 | Average Weekday | SCE | 1-in-10 | 2030 | 22 |  |  |  | 68.0311 | 1
| LCA | Big Creek/Ventura | 5 | Average Weekday | SCE | 1-in-10 | 2030 | 23 |  |  |  | 66.0109 | 1
| LCA | Big Creek/Ventura | 5 | Average Weekday | SCE | 1-in-10 | 2030 | 24 |  |  |  | 64.0741 | 1
| LCA | Big Creek/Ventura | 5 | Monthly System Peak Day | SCE | 1-in-10 | 2030 | 1 |  |  |  | 73.7593 | 1
| LCA | Big Creek/Ventura | 5 | Monthly System Peak Day | SCE | 1-in-10 | 2030 | 2 |  |  |  | 71.6129 | 1
| LCA | Big Creek/Ventura | 5 | Monthly System Peak Day | SCE | 1-in-10 | 2030 | 3 |  |  |  | 69.8557 | 1
| LCA | Big Creek/Ventura | 5 | Monthly System Peak Day | SCE | 1-in-10 | 2030 | 4 |  |  |  | 68.0679 | 1
| LCA | Big Creek/Ventura | 5 | Monthly System Peak Day | SCE | 1-in-10 | 2030 | 5 |  |  |  | 65.8314 | 1
| LCA | Big Creek/Ventura | 5 | Monthly System Peak Day | SCE | 1-in-10 | 2030 | 6 |  |  |  | 64.9371 | 1
| LCA | Big Creek/Ventura | 5 | Monthly System Peak Day | SCE | 1-in-10 | 2030 | 7 |  |  |  | 64.2586 | 1
| LCA | Big Creek/Ventura | 5 | Monthly System Peak Day | SCE | 1-in-10 | 2030 | 8 |  |  |  | 64.3064 | 1
| LCA | Big Creek/Ventura | 5 | Monthly System Peak Day | SCE | 1-in-10 | 2030 | 9 |  |  |  | 68.5121 | 1
| LCA | Big Creek/Ventura | 5 | Monthly System Peak Day | SCE | 1-in-10 | 2030 | 10 |  |  |  | 74.5079 | 1
| LCA | Big Creek/Ventura | 5 | Monthly System Peak Day | SCE | 1-in-10 | 2030 | 11 |  |  |  | 80.8571 | 1
| LCA | Big Creek/Ventura | 5 | Monthly System Peak Day | SCE | 1-in-10 | 2030 | 12 |  |  |  | 85.8971 | 1
| LCA | Big Creek/Ventura | 5 | Monthly System Peak Day | SCE | 1-in-10 | 2030 | 13 |  |  |  | 89.2071 | 1
| LCA | Big Creek/Ventura | 5 | Monthly System Peak Day | SCE | 1-in-10 | 2030 | 14 |  |  |  | 91.3857 | 1
| LCA | Big Creek/Ventura | 5 | Monthly System Peak Day | SCE | 1-in-10 | 2030 | 15 |  |  |  | 92.3 | 1
| LCA | Big Creek/Ventura | 5 | Monthly System Peak Day | SCE | 1-in-10 | 2030 | 16 |  |  |  | 92.5643 | 1
| LCA | Big Creek/Ventura | 5 | Monthly System Peak Day | SCE | 1-in-10 | 2030 | 17 |  |  |  | 92.3714 | 1
| LCA | Big Creek/Ventura | 5 | Monthly System Peak Day | SCE | 1-in-10 | 2030 | 18 |  |  |  | 91.9429 | 1
| LCA | Big Creek/Ventura | 5 | Monthly System Peak Day | SCE | 1-in-10 | 2030 | 19 |  |  |  | 90.6 | 1
| LCA | Big Creek/Ventura | 5 | Monthly System Peak Day | SCE | 1-in-10 | 2030 | 20 |  |  |  | 87.835 | 1
| LCA | Big Creek/Ventura | 5 | Monthly System Peak Day | SCE | 1-in-10 | 2030 | 21 |  |  |  | 83.1979 | 1
| LCA | Big Creek/Ventura | 5 | Monthly System Peak Day | SCE | 1-in-10 | 2030 | 22 |  |  |  | 79.3571 | 1
| LCA | Big Creek/Ventura | 5 | Monthly System Peak Day | SCE | 1-in-10 | 2030 | 23 |  |  |  | 76.5479 | 1
| LCA | Big Creek/Ventura | 5 | Monthly System Peak Day | SCE | 1-in-10 | 2030 | 24 |  |  |  | 73.7157 | 1
| LCA | Big Creek/Ventura | 6 | Average Weekday | SCE | 1-in-10 | 2030 | 1 |  |  |  | 67.5979 | 1
| LCA | Big Creek/Ventura | 6 | Average Weekday | SCE | 1-in-10 | 2030 | 2 |  |  |  | 66.7173 | 1
| LCA | Big Creek/Ventura | 6 | Average Weekday | SCE | 1-in-10 | 2030 | 3 |  |  |  | 65.8067 | 1
| LCA | Big Creek/Ventura | 6 | Average Weekday | SCE | 1-in-10 | 2030 | 4 |  |  |  | 64.7835 | 1
| LCA | Big Creek/Ventura | 6 | Average Weekday | SCE | 1-in-10 | 2030 | 5 |  |  |  | 63.8893 | 1
| LCA | Big Creek/Ventura | 6 | Average Weekday | SCE | 1-in-10 | 2030 | 6 |  |  |  | 63.1691 | 1
| LCA | Big Creek/Ventura | 6 | Average Weekday | SCE | 1-in-10 | 2030 | 7 |  |  |  | 62.6661 | 1
| LCA | Big Creek/Ventura | 6 | Average Weekday | SCE | 1-in-10 | 2030 | 8 |  |  |  | 63.2141 | 1
| LCA | Big Creek/Ventura | 6 | Average Weekday | SCE | 1-in-10 | 2030 | 9 |  |  |  | 66.1776 | 1
| LCA | Big Creek/Ventura | 6 | Average Weekday | SCE | 1-in-10 | 2030 | 10 |  |  |  | 70.0818 | 1
| LCA | Big Creek/Ventura | 6 | Average Weekday | SCE | 1-in-10 | 2030 | 11 |  |  |  | 73.9836 | 1
| LCA | Big Creek/Ventura | 6 | Average Weekday | SCE | 1-in-10 | 2030 | 12 |  |  |  | 77.4319 | 1
| LCA | Big Creek/Ventura | 6 | Average Weekday | SCE | 1-in-10 | 2030 | 13 |  |  |  | 80.1443 | 1
| LCA | Big Creek/Ventura | 6 | Average Weekday | SCE | 1-in-10 | 2030 | 14 |  |  |  | 82.1737 | 1
| LCA | Big Creek/Ventura | 6 | Average Weekday | SCE | 1-in-10 | 2030 | 15 |  |  |  | 83.3627 | 1
| LCA | Big Creek/Ventura | 6 | Average Weekday | SCE | 1-in-10 | 2030 | 16 |  |  |  | 83.8567 | 1
| LCA | Big Creek/Ventura | 6 | Average Weekday | SCE | 1-in-10 | 2030 | 17 |  |  |  | 83.6788 | 1
| LCA | Big Creek/Ventura | 6 | Average Weekday | SCE | 1-in-10 | 2030 | 18 |  |  |  | 82.6209 | 1
| LCA | Big Creek/Ventura | 6 | Average Weekday | SCE | 1-in-10 | 2030 | 19 |  |  |  | 80.9659 | 1
| LCA | Big Creek/Ventura | 6 | Average Weekday | SCE | 1-in-10 | 2030 | 20 |  |  |  | 78.9063 | 1
| LCA | Big Creek/Ventura | 6 | Average Weekday | SCE | 1-in-10 | 2030 | 21 |  |  |  | 76.1141 | 1
| LCA | Big Creek/Ventura | 6 | Average Weekday | SCE | 1-in-10 | 2030 | 22 |  |  |  | 72.8496 | 1
| LCA | Big Creek/Ventura | 6 | Average Weekday | SCE | 1-in-10 | 2030 | 23 |  |  |  | 70.6066 | 1
| LCA | Big Creek/Ventura | 6 | Average Weekday | SCE | 1-in-10 | 2030 | 24 |  |  |  | 68.955 | 1
| LCA | Big Creek/Ventura | 6 | Monthly System Peak Day | SCE | 1-in-10 | 2030 | 1 |  |  |  | 76.6914 | 1
| LCA | Big Creek/Ventura | 6 | Monthly System Peak Day | SCE | 1-in-10 | 2030 | 2 |  |  |  | 75.515 | 1
| LCA | Big Creek/Ventura | 6 | Monthly System Peak Day | SCE | 1-in-10 | 2030 | 3 |  |  |  | 74.4379 | 1
| LCA | Big Creek/Ventura | 6 | Monthly System Peak Day | SCE | 1-in-10 | 2030 | 4 |  |  |  | 73.645 | 1
| LCA | Big Creek/Ventura | 6 | Monthly System Peak Day | SCE | 1-in-10 | 2030 | 5 |  |  |  | 71.9007 | 1
| LCA | Big Creek/Ventura | 6 | Monthly System Peak Day | SCE | 1-in-10 | 2030 | 6 |  |  |  | 70.5579 | 1
| LCA | Big Creek/Ventura | 6 | Monthly System Peak Day | SCE | 1-in-10 | 2030 | 7 |  |  |  | 69.8057 | 1
| LCA | Big Creek/Ventura | 6 | Monthly System Peak Day | SCE | 1-in-10 | 2030 | 8 |  |  |  | 70.8229 | 1
| LCA | Big Creek/Ventura | 6 | Monthly System Peak Day | SCE | 1-in-10 | 2030 | 9 |  |  |  | 75.2807 | 1
| LCA | Big Creek/Ventura | 6 | Monthly System Peak Day | SCE | 1-in-10 | 2030 | 10 |  |  |  | 80.9114 | 1
| LCA | Big Creek/Ventura | 6 | Monthly System Peak Day | SCE | 1-in-10 | 2030 | 11 |  |  |  | 85.5807 | 1
| LCA | Big Creek/Ventura | 6 | Monthly System Peak Day | SCE | 1-in-10 | 2030 | 12 |  |  |  | 90.1036 | 1
| LCA | Big Creek/Ventura | 6 | Monthly System Peak Day | SCE | 1-in-10 | 2030 | 13 |  |  |  | 93.5643 | 1
| LCA | Big Creek/Ventura | 6 | Monthly System Peak Day | SCE | 1-in-10 | 2030 | 14 |  |  |  | 95.8857 | 1
| LCA | Big Creek/Ventura | 6 | Monthly System Peak Day | SCE | 1-in-10 | 2030 | 15 |  |  |  | 96.8643 | 1
| LCA | Big Creek/Ventura | 6 | Monthly System Peak Day | SCE | 1-in-10 | 2030 | 16 |  |  |  | 97.5786 | 1
| LCA | Big Creek/Ventura | 6 | Monthly System Peak Day | SCE | 1-in-10 | 2030 | 17 |  |  |  | 97.25 | 1
| LCA | Big Creek/Ventura | 6 | Monthly System Peak Day | SCE | 1-in-10 | 2030 | 18 |  |  |  | 96.6714 | 1
| LCA | Big Creek/Ventura | 6 | Monthly System Peak Day | SCE | 1-in-10 | 2030 | 19 |  |  |  | 94.1429 | 1
| LCA | Big Creek/Ventura | 6 | Monthly System Peak Day | SCE | 1-in-10 | 2030 | 20 |  |  |  | 91.7464 | 1
| LCA | Big Creek/Ventura | 6 | Monthly System Peak Day | SCE | 1-in-10 | 2030 | 21 |  |  |  | 88.6107 | 1
| LCA | Big Creek/Ventura | 6 | Monthly System Peak Day | SCE | 1-in-10 | 2030 | 22 |  |  |  | 84.5 | 1
| LCA | Big Creek/Ventura | 6 | Monthly System Peak Day | SCE | 1-in-10 | 2030 | 23 |  |  |  | 80.9521 | 1
| LCA | Big Creek/Ventura | 6 | Monthly System Peak Day | SCE | 1-in-10 | 2030 | 24 |  |  |  | 78.8607 | 1
| LCA | Big Creek/Ventura | 7 | Average Weekday | SCE | 1-in-10 | 2030 | 1 |  |  |  | 73.7504 | 1
| LCA | Big Creek/Ventura | 7 | Average Weekday | SCE | 1-in-10 | 2030 | 2 |  |  |  | 72.6444 | 1
| LCA | Big Creek/Ventura | 7 | Average Weekday | SCE | 1-in-10 | 2030 | 3 |  |  |  | 71.7965 | 1
| LCA | Big Creek/Ventura | 7 | Average Weekday | SCE | 1-in-10 | 2030 | 4 |  |  |  | 70.8986 | 1
| LCA | Big Creek/Ventura | 7 | Average Weekday | SCE | 1-in-10 | 2030 | 5 |  |  |  | 70.1004 | 1
| LCA | Big Creek/Ventura | 7 | Average Weekday | SCE | 1-in-10 | 2030 | 6 |  |  |  | 69.3371 | 1
| LCA | Big Creek/Ventura | 7 | Average Weekday | SCE | 1-in-10 | 2030 | 7 |  |  |  | 68.9791 | 1
| LCA | Big Creek/Ventura | 7 | Average Weekday | SCE | 1-in-10 | 2030 | 8 |  |  |  | 69.3313 | 1
| LCA | Big Creek/Ventura | 7 | Average Weekday | SCE | 1-in-10 | 2030 | 9 |  |  |  | 72.2421 | 1
| LCA | Big Creek/Ventura | 7 | Average Weekday | SCE | 1-in-10 | 2030 | 10 |  |  |  | 76.3167 | 1
| LCA | Big Creek/Ventura | 7 | Average Weekday | SCE | 1-in-10 | 2030 | 11 |  |  |  | 80.6703 | 1
| LCA | Big Creek/Ventura | 7 | Average Weekday | SCE | 1-in-10 | 2030 | 12 |  |  |  | 84.4912 | 1
| LCA | Big Creek/Ventura | 7 | Average Weekday | SCE | 1-in-10 | 2030 | 13 |  |  |  | 87.3622 | 1
| LCA | Big Creek/Ventura | 7 | Average Weekday | SCE | 1-in-10 | 2030 | 14 |  |  |  | 89.604 | 1
| LCA | Big Creek/Ventura | 7 | Average Weekday | SCE | 1-in-10 | 2030 | 15 |  |  |  | 91.1072 | 1
| LCA | Big Creek/Ventura | 7 | Average Weekday | SCE | 1-in-10 | 2030 | 16 |  |  |  | 91.7086 | 1
| LCA | Big Creek/Ventura | 7 | Average Weekday | SCE | 1-in-10 | 2030 | 17 |  |  |  | 91.4436 | 1
| LCA | Big Creek/Ventura | 7 | Average Weekday | SCE | 1-in-10 | 2030 | 18 |  |  |  | 90.5951 | 1
| LCA | Big Creek/Ventura | 7 | Average Weekday | SCE | 1-in-10 | 2030 | 19 |  |  |  | 88.7186 | 1
| LCA | Big Creek/Ventura | 7 | Average Weekday | SCE | 1-in-10 | 2030 | 20 |  |  |  | 85.9757 | 1
| LCA | Big Creek/Ventura | 7 | Average Weekday | SCE | 1-in-10 | 2030 | 21 |  |  |  | 82.4525 | 1
| LCA | Big Creek/Ventura | 7 | Average Weekday | SCE | 1-in-10 | 2030 | 22 |  |  |  | 78.9574 | 1
| LCA | Big Creek/Ventura | 7 | Average Weekday | SCE | 1-in-10 | 2030 | 23 |  |  |  | 76.8646 | 1
| LCA | Big Creek/Ventura | 7 | Average Weekday | SCE | 1-in-10 | 2030 | 24 |  |  |  | 75.4968 | 1
| LCA | Big Creek/Ventura | 7 | Monthly System Peak Day | SCE | 1-in-10 | 2030 | 1 |  |  |  | 79.6921 | 1
| LCA | Big Creek/Ventura | 7 | Monthly System Peak Day | SCE | 1-in-10 | 2030 | 2 |  |  |  | 77.0121 | 1
| LCA | Big Creek/Ventura | 7 | Monthly System Peak Day | SCE | 1-in-10 | 2030 | 3 |  |  |  | 75.1236 | 1
| LCA | Big Creek/Ventura | 7 | Monthly System Peak Day | SCE | 1-in-10 | 2030 | 4 |  |  |  | 73.7421 | 1
| LCA | Big Creek/Ventura | 7 | Monthly System Peak Day | SCE | 1-in-10 | 2030 | 5 |  |  |  | 71.6914 | 1
| LCA | Big Creek/Ventura | 7 | Monthly System Peak Day | SCE | 1-in-10 | 2030 | 6 |  |  |  | 70.2086 | 1
| LCA | Big Creek/Ventura | 7 | Monthly System Peak Day | SCE | 1-in-10 | 2030 | 7 |  |  |  | 69.2164 | 1
| LCA | Big Creek/Ventura | 7 | Monthly System Peak Day | SCE | 1-in-10 | 2030 | 8 |  |  |  | 70.2036 | 1
| LCA | Big Creek/Ventura | 7 | Monthly System Peak Day | SCE | 1-in-10 | 2030 | 9 |  |  |  | 74.6314 | 1
| LCA | Big Creek/Ventura | 7 | Monthly System Peak Day | SCE | 1-in-10 | 2030 | 10 |  |  |  | 81.2857 | 1
| LCA | Big Creek/Ventura | 7 | Monthly System Peak Day | SCE | 1-in-10 | 2030 | 11 |  |  |  | 88.2643 | 1
| LCA | Big Creek/Ventura | 7 | Monthly System Peak Day | SCE | 1-in-10 | 2030 | 12 |  |  |  | 93.0214 | 1
| LCA | Big Creek/Ventura | 7 | Monthly System Peak Day | SCE | 1-in-10 | 2030 | 13 |  |  |  | 96.9286 | 1
| LCA | Big Creek/Ventura | 7 | Monthly System Peak Day | SCE | 1-in-10 | 2030 | 14 |  |  |  | 99.9 | 1
| LCA | Big Creek/Ventura | 7 | Monthly System Peak Day | SCE | 1-in-10 | 2030 | 15 |  |  |  | 101.8071 | 1
| LCA | Big Creek/Ventura | 7 | Monthly System Peak Day | SCE | 1-in-10 | 2030 | 16 |  |  |  | 101.5143 | 1
| LCA | Big Creek/Ventura | 7 | Monthly System Peak Day | SCE | 1-in-10 | 2030 | 17 |  |  |  | 102.0714 | 1
| LCA | Big Creek/Ventura | 7 | Monthly System Peak Day | SCE | 1-in-10 | 2030 | 18 |  |  |  | 101.0286 | 1
| LCA | Big Creek/Ventura | 7 | Monthly System Peak Day | SCE | 1-in-10 | 2030 | 19 |  |  |  | 97.4429 | 1
| LCA | Big Creek/Ventura | 7 | Monthly System Peak Day | SCE | 1-in-10 | 2030 | 20 |  |  |  | 95.3429 | 1
| LCA | Big Creek/Ventura | 7 | Monthly System Peak Day | SCE | 1-in-10 | 2030 | 21 |  |  |  | 92.6571 | 1
| LCA | Big Creek/Ventura | 7 | Monthly System Peak Day | SCE | 1-in-10 | 2030 | 22 |  |  |  | 90.3671 | 1
| LCA | Big Creek/Ventura | 7 | Monthly System Peak Day | SCE | 1-in-10 | 2030 | 23 |  |  |  | 89.5886 | 1
| LCA | Big Creek/Ventura | 7 | Monthly System Peak Day | SCE | 1-in-10 | 2030 | 24 |  |  |  | 88.9329 | 1
| LCA | Big Creek/Ventura | 8 | Average Weekday | SCE | 1-in-10 | 2030 | 1 |  |  |  | 72.617 | 1
| LCA | Big Creek/Ventura | 8 | Average Weekday | SCE | 1-in-10 | 2030 | 2 |  |  |  | 71.5829 | 1
| LCA | Big Creek/Ventura | 8 | Average Weekday | SCE | 1-in-10 | 2030 | 3 |  |  |  | 70.6675 | 1
| LCA | Big Creek/Ventura | 8 | Average Weekday | SCE | 1-in-10 | 2030 | 4 |  |  |  | 69.7504 | 1
| LCA | Big Creek/Ventura | 8 | Average Weekday | SCE | 1-in-10 | 2030 | 5 |  |  |  | 68.8575 | 1
| LCA | Big Creek/Ventura | 8 | Average Weekday | SCE | 1-in-10 | 2030 | 6 |  |  |  | 68.1166 | 1
| LCA | Big Creek/Ventura | 8 | Average Weekday | SCE | 1-in-10 | 2030 | 7 |  |  |  | 67.4787 | 1
| LCA | Big Creek/Ventura | 8 | Average Weekday | SCE | 1-in-10 | 2030 | 8 |  |  |  | 67.1623 | 1
| LCA | Big Creek/Ventura | 8 | Average Weekday | SCE | 1-in-10 | 2030 | 9 |  |  |  | 69.3921 | 1
| LCA | Big Creek/Ventura | 8 | Average Weekday | SCE | 1-in-10 | 2030 | 10 |  |  |  | 73.7514 | 1
| LCA | Big Creek/Ventura | 8 | Average Weekday | SCE | 1-in-10 | 2030 | 11 |  |  |  | 78.361 | 1
| LCA | Big Creek/Ventura | 8 | Average Weekday | SCE | 1-in-10 | 2030 | 12 |  |  |  | 82.5195 | 1
| LCA | Big Creek/Ventura | 8 | Average Weekday | SCE | 1-in-10 | 2030 | 13 |  |  |  | 85.7826 | 1
| LCA | Big Creek/Ventura | 8 | Average Weekday | SCE | 1-in-10 | 2030 | 14 |  |  |  | 88.0277 | 1
| LCA | Big Creek/Ventura | 8 | Average Weekday | SCE | 1-in-10 | 2030 | 15 |  |  |  | 89.5388 | 1
| LCA | Big Creek/Ventura | 8 | Average Weekday | SCE | 1-in-10 | 2030 | 16 |  |  |  | 90.0297 | 1
| LCA | Big Creek/Ventura | 8 | Average Weekday | SCE | 1-in-10 | 2030 | 17 |  |  |  | 89.689 | 1
| LCA | Big Creek/Ventura | 8 | Average Weekday | SCE | 1-in-10 | 2030 | 18 |  |  |  | 88.4673 | 1
| LCA | Big Creek/Ventura | 8 | Average Weekday | SCE | 1-in-10 | 2030 | 19 |  |  |  | 86.572 | 1
| LCA | Big Creek/Ventura | 8 | Average Weekday | SCE | 1-in-10 | 2030 | 20 |  |  |  | 83.8523 | 1
| LCA | Big Creek/Ventura | 8 | Average Weekday | SCE | 1-in-10 | 2030 | 21 |  |  |  | 80.2474 | 1
| LCA | Big Creek/Ventura | 8 | Average Weekday | SCE | 1-in-10 | 2030 | 22 |  |  |  | 77.3183 | 1
| LCA | Big Creek/Ventura | 8 | Average Weekday | SCE | 1-in-10 | 2030 | 23 |  |  |  | 75.3625 | 1
| LCA | Big Creek/Ventura | 8 | Average Weekday | SCE | 1-in-10 | 2030 | 24 |  |  |  | 73.8133 | 1
| LCA | Big Creek/Ventura | 8 | Monthly System Peak Day | SCE | 1-in-10 | 2030 | 1 |  |  |  | 80.1 | 1
| LCA | Big Creek/Ventura | 8 | Monthly System Peak Day | SCE | 1-in-10 | 2030 | 2 |  |  |  | 78.5121 | 1
| LCA | Big Creek/Ventura | 8 | Monthly System Peak Day | SCE | 1-in-10 | 2030 | 3 |  |  |  | 77.2293 | 1
| LCA | Big Creek/Ventura | 8 | Monthly System Peak Day | SCE | 1-in-10 | 2030 | 4 |  |  |  | 75.3614 | 1
| LCA | Big Creek/Ventura | 8 | Monthly System Peak Day | SCE | 1-in-10 | 2030 | 5 |  |  |  | 73.9521 | 1
| LCA | Big Creek/Ventura | 8 | Monthly System Peak Day | SCE | 1-in-10 | 2030 | 6 |  |  |  | 72.6943 | 1
| LCA | Big Creek/Ventura | 8 | Monthly System Peak Day | SCE | 1-in-10 | 2030 | 7 |  |  |  | 70.8336 | 1
| LCA | Big Creek/Ventura | 8 | Monthly System Peak Day | SCE | 1-in-10 | 2030 | 8 |  |  |  | 70.2743 | 1
| LCA | Big Creek/Ventura | 8 | Monthly System Peak Day | SCE | 1-in-10 | 2030 | 9 |  |  |  | 73.2929 | 1
| LCA | Big Creek/Ventura | 8 | Monthly System Peak Day | SCE | 1-in-10 | 2030 | 10 |  |  |  | 79.2857 | 1
| LCA | Big Creek/Ventura | 8 | Monthly System Peak Day | SCE | 1-in-10 | 2030 | 11 |  |  |  | 85.0214 | 1
| LCA | Big Creek/Ventura | 8 | Monthly System Peak Day | SCE | 1-in-10 | 2030 | 12 |  |  |  | 89.7071 | 1
| LCA | Big Creek/Ventura | 8 | Monthly System Peak Day | SCE | 1-in-10 | 2030 | 13 |  |  |  | 93.3071 | 1
| LCA | Big Creek/Ventura | 8 | Monthly System Peak Day | SCE | 1-in-10 | 2030 | 14 |  |  |  | 95.6786 | 1
| LCA | Big Creek/Ventura | 8 | Monthly System Peak Day | SCE | 1-in-10 | 2030 | 15 |  |  |  | 97.45 | 1
| LCA | Big Creek/Ventura | 8 | Monthly System Peak Day | SCE | 1-in-10 | 2030 | 16 |  |  |  | 97.5786 | 1
| LCA | Big Creek/Ventura | 8 | Monthly System Peak Day | SCE | 1-in-10 | 2030 | 17 |  |  |  | 96.85 | 1
| LCA | Big Creek/Ventura | 8 | Monthly System Peak Day | SCE | 1-in-10 | 2030 | 18 |  |  |  | 95.75 | 1
| LCA | Big Creek/Ventura | 8 | Monthly System Peak Day | SCE | 1-in-10 | 2030 | 19 |  |  |  | 94.3071 | 1
| LCA | Big Creek/Ventura | 8 | Monthly System Peak Day | SCE | 1-in-10 | 2030 | 20 |  |  |  | 91.8214 | 1
| LCA | Big Creek/Ventura | 8 | Monthly System Peak Day | SCE | 1-in-10 | 2030 | 21 |  |  |  | 88.2821 | 1
| LCA | Big Creek/Ventura | 8 | Monthly System Peak Day | SCE | 1-in-10 | 2030 | 22 |  |  |  | 85.0971 | 1
| LCA | Big Creek/Ventura | 8 | Monthly System Peak Day | SCE | 1-in-10 | 2030 | 23 |  |  |  | 82.7607 | 1
| LCA | Big Creek/Ventura | 8 | Monthly System Peak Day | SCE | 1-in-10 | 2030 | 24 |  |  |  | 82.1864 | 1
| LCA | Big Creek/Ventura | 8 | Typical Event Day | SCE | 1-in-10 | 2030 | 1 |  |  |  | 78.268 | 1
| LCA | Big Creek/Ventura | 8 | Typical Event Day | SCE | 1-in-10 | 2030 | 2 |  |  |  | 76.5686 | 1
| LCA | Big Creek/Ventura | 8 | Typical Event Day | SCE | 1-in-10 | 2030 | 3 |  |  |  | 75.1691 | 1
| LCA | Big Creek/Ventura | 8 | Typical Event Day | SCE | 1-in-10 | 2030 | 4 |  |  |  | 74.1738 | 1
| LCA | Big Creek/Ventura | 8 | Typical Event Day | SCE | 1-in-10 | 2030 | 5 |  |  |  | 72.9584 | 1
| LCA | Big Creek/Ventura | 8 | Typical Event Day | SCE | 1-in-10 | 2030 | 6 |  |  |  | 71.5312 | 1
| LCA | Big Creek/Ventura | 8 | Typical Event Day | SCE | 1-in-10 | 2030 | 7 |  |  |  | 70.6979 | 1
| LCA | Big Creek/Ventura | 8 | Typical Event Day | SCE | 1-in-10 | 2030 | 8 |  |  |  | 71.0314 | 1
| LCA | Big Creek/Ventura | 8 | Typical Event Day | SCE | 1-in-10 | 2030 | 9 |  |  |  | 74.3273 | 1
| LCA | Big Creek/Ventura | 8 | Typical Event Day | SCE | 1-in-10 | 2030 | 10 |  |  |  | 79.9921 | 1
| LCA | Big Creek/Ventura | 8 | Typical Event Day | SCE | 1-in-10 | 2030 | 11 |  |  |  | 85.5666 | 1
| LCA | Big Creek/Ventura | 8 | Typical Event Day | SCE | 1-in-10 | 2030 | 12 |  |  |  | 90.1973 | 1
| LCA | Big Creek/Ventura | 8 | Typical Event Day | SCE | 1-in-10 | 2030 | 13 |  |  |  | 93.6804 | 1
| LCA | Big Creek/Ventura | 8 | Typical Event Day | SCE | 1-in-10 | 2030 | 14 |  |  |  | 96.2429 | 1
| LCA | Big Creek/Ventura | 8 | Typical Event Day | SCE | 1-in-10 | 2030 | 15 |  |  |  | 97.8 | 1
| LCA | Big Creek/Ventura | 8 | Typical Event Day | SCE | 1-in-10 | 2030 | 16 |  |  |  | 98.2786 | 1
| LCA | Big Creek/Ventura | 8 | Typical Event Day | SCE | 1-in-10 | 2030 | 17 |  |  |  | 98.3393 | 1
| LCA | Big Creek/Ventura | 8 | Typical Event Day | SCE | 1-in-10 | 2030 | 18 |  |  |  | 97.4571 | 1
| LCA | Big Creek/Ventura | 8 | Typical Event Day | SCE | 1-in-10 | 2030 | 19 |  |  |  | 94.9071 | 1
| LCA | Big Creek/Ventura | 8 | Typical Event Day | SCE | 1-in-10 | 2030 | 20 |  |  |  | 92.492 | 1
| LCA | Big Creek/Ventura | 8 | Typical Event Day | SCE | 1-in-10 | 2030 | 21 |  |  |  | 89.4821 | 1
| LCA | Big Creek/Ventura | 8 | Typical Event Day | SCE | 1-in-10 | 2030 | 22 |  |  |  | 86.4482 | 1
| LCA | Big Creek/Ventura | 8 | Typical Event Day | SCE | 1-in-10 | 2030 | 23 |  |  |  | 84.3057 | 1
| LCA | Big Creek/Ventura | 8 | Typical Event Day | SCE | 1-in-10 | 2030 | 24 |  |  |  | 83.0146 | 1
| LCA | Big Creek/Ventura | 9 | Average Weekday | SCE | 1-in-10 | 2030 | 1 |  |  |  | 70.2028 | 1
| LCA | Big Creek/Ventura | 9 | Average Weekday | SCE | 1-in-10 | 2030 | 2 |  |  |  | 69.1836 | 1
| LCA | Big Creek/Ventura | 9 | Average Weekday | SCE | 1-in-10 | 2030 | 3 |  |  |  | 68.2518 | 1
| LCA | Big Creek/Ventura | 9 | Average Weekday | SCE | 1-in-10 | 2030 | 4 |  |  |  | 67.4618 | 1
| LCA | Big Creek/Ventura | 9 | Average Weekday | SCE | 1-in-10 | 2030 | 5 |  |  |  | 66.5713 | 1
| LCA | Big Creek/Ventura | 9 | Average Weekday | SCE | 1-in-10 | 2030 | 6 |  |  |  | 65.7951 | 1
| LCA | Big Creek/Ventura | 9 | Average Weekday | SCE | 1-in-10 | 2030 | 7 |  |  |  | 65.2006 | 1
| LCA | Big Creek/Ventura | 9 | Average Weekday | SCE | 1-in-10 | 2030 | 8 |  |  |  | 64.7186 | 1
| LCA | Big Creek/Ventura | 9 | Average Weekday | SCE | 1-in-10 | 2030 | 9 |  |  |  | 65.7455 | 1
| LCA | Big Creek/Ventura | 9 | Average Weekday | SCE | 1-in-10 | 2030 | 10 |  |  |  | 69.433 | 1
| LCA | Big Creek/Ventura | 9 | Average Weekday | SCE | 1-in-10 | 2030 | 11 |  |  |  | 73.8913 | 1
| LCA | Big Creek/Ventura | 9 | Average Weekday | SCE | 1-in-10 | 2030 | 12 |  |  |  | 78.089 | 1
| LCA | Big Creek/Ventura | 9 | Average Weekday | SCE | 1-in-10 | 2030 | 13 |  |  |  | 81.4035 | 1
| LCA | Big Creek/Ventura | 9 | Average Weekday | SCE | 1-in-10 | 2030 | 14 |  |  |  | 83.8146 | 1
| LCA | Big Creek/Ventura | 9 | Average Weekday | SCE | 1-in-10 | 2030 | 15 |  |  |  | 85.4224 | 1
| LCA | Big Creek/Ventura | 9 | Average Weekday | SCE | 1-in-10 | 2030 | 16 |  |  |  | 86.0571 | 1
| LCA | Big Creek/Ventura | 9 | Average Weekday | SCE | 1-in-10 | 2030 | 17 |  |  |  | 85.7889 | 1
| LCA | Big Creek/Ventura | 9 | Average Weekday | SCE | 1-in-10 | 2030 | 18 |  |  |  | 84.8251 | 1
| LCA | Big Creek/Ventura | 9 | Average Weekday | SCE | 1-in-10 | 2030 | 19 |  |  |  | 82.9592 | 1
| LCA | Big Creek/Ventura | 9 | Average Weekday | SCE | 1-in-10 | 2030 | 20 |  |  |  | 79.8824 | 1
| LCA | Big Creek/Ventura | 9 | Average Weekday | SCE | 1-in-10 | 2030 | 21 |  |  |  | 76.5321 | 1
| LCA | Big Creek/Ventura | 9 | Average Weekday | SCE | 1-in-10 | 2030 | 22 |  |  |  | 74.4318 | 1
| LCA | Big Creek/Ventura | 9 | Average Weekday | SCE | 1-in-10 | 2030 | 23 |  |  |  | 72.679 | 1
| LCA | Big Creek/Ventura | 9 | Average Weekday | SCE | 1-in-10 | 2030 | 24 |  |  |  | 71.1678 | 1
| LCA | Big Creek/Ventura | 9 | Monthly System Peak Day | SCE | 1-in-10 | 2030 | 1 |  |  |  | 76.5886 | 1
| LCA | Big Creek/Ventura | 9 | Monthly System Peak Day | SCE | 1-in-10 | 2030 | 2 |  |  |  | 75.235 | 1
| LCA | Big Creek/Ventura | 9 | Monthly System Peak Day | SCE | 1-in-10 | 2030 | 3 |  |  |  | 73.8857 | 1
| LCA | Big Creek/Ventura | 9 | Monthly System Peak Day | SCE | 1-in-10 | 2030 | 4 |  |  |  | 73.9464 | 1
| LCA | Big Creek/Ventura | 9 | Monthly System Peak Day | SCE | 1-in-10 | 2030 | 5 |  |  |  | 74.2893 | 1
| LCA | Big Creek/Ventura | 9 | Monthly System Peak Day | SCE | 1-in-10 | 2030 | 6 |  |  |  | 72.6643 | 1
| LCA | Big Creek/Ventura | 9 | Monthly System Peak Day | SCE | 1-in-10 | 2030 | 7 |  |  |  | 72.9357 | 1
| LCA | Big Creek/Ventura | 9 | Monthly System Peak Day | SCE | 1-in-10 | 2030 | 8 |  |  |  | 72.825 | 1
| LCA | Big Creek/Ventura | 9 | Monthly System Peak Day | SCE | 1-in-10 | 2030 | 9 |  |  |  | 74.1043 | 1
| LCA | Big Creek/Ventura | 9 | Monthly System Peak Day | SCE | 1-in-10 | 2030 | 10 |  |  |  | 78.4857 | 1
| LCA | Big Creek/Ventura | 9 | Monthly System Peak Day | SCE | 1-in-10 | 2030 | 11 |  |  |  | 83.4 | 1
| LCA | Big Creek/Ventura | 9 | Monthly System Peak Day | SCE | 1-in-10 | 2030 | 12 |  |  |  | 87.9571 | 1
| LCA | Big Creek/Ventura | 9 | Monthly System Peak Day | SCE | 1-in-10 | 2030 | 13 |  |  |  | 90.9214 | 1
| LCA | Big Creek/Ventura | 9 | Monthly System Peak Day | SCE | 1-in-10 | 2030 | 14 |  |  |  | 93.5071 | 1
| LCA | Big Creek/Ventura | 9 | Monthly System Peak Day | SCE | 1-in-10 | 2030 | 15 |  |  |  | 95.0786 | 1
| LCA | Big Creek/Ventura | 9 | Monthly System Peak Day | SCE | 1-in-10 | 2030 | 16 |  |  |  | 96.4429 | 1
| LCA | Big Creek/Ventura | 9 | Monthly System Peak Day | SCE | 1-in-10 | 2030 | 17 |  |  |  | 97.1857 | 1
| LCA | Big Creek/Ventura | 9 | Monthly System Peak Day | SCE | 1-in-10 | 2030 | 18 |  |  |  | 96.3786 | 1
| LCA | Big Creek/Ventura | 9 | Monthly System Peak Day | SCE | 1-in-10 | 2030 | 19 |  |  |  | 93.7357 | 1
| LCA | Big Creek/Ventura | 9 | Monthly System Peak Day | SCE | 1-in-10 | 2030 | 20 |  |  |  | 91.0571 | 1
| LCA | Big Creek/Ventura | 9 | Monthly System Peak Day | SCE | 1-in-10 | 2030 | 21 |  |  |  | 88.3786 | 1
| LCA | Big Creek/Ventura | 9 | Monthly System Peak Day | SCE | 1-in-10 | 2030 | 22 |  |  |  | 85.8286 | 1
| LCA | Big Creek/Ventura | 9 | Monthly System Peak Day | SCE | 1-in-10 | 2030 | 23 |  |  |  | 83.9214 | 1
| LCA | Big Creek/Ventura | 9 | Monthly System Peak Day | SCE | 1-in-10 | 2030 | 24 |  |  |  | 82.0786 | 1
| LCA | Big Creek/Ventura | 10 | Average Weekday | SCE | 1-in-10 | 2030 | 1 |  |  |  | 64.6574 | 1
| LCA | Big Creek/Ventura | 10 | Average Weekday | SCE | 1-in-10 | 2030 | 2 |  |  |  | 63.6685 | 1
| LCA | Big Creek/Ventura | 10 | Average Weekday | SCE | 1-in-10 | 2030 | 3 |  |  |  | 62.8361 | 1
| LCA | Big Creek/Ventura | 10 | Average Weekday | SCE | 1-in-10 | 2030 | 4 |  |  |  | 61.9542 | 1
| LCA | Big Creek/Ventura | 10 | Average Weekday | SCE | 1-in-10 | 2030 | 5 |  |  |  | 61.1331 | 1
| LCA | Big Creek/Ventura | 10 | Average Weekday | SCE | 1-in-10 | 2030 | 6 |  |  |  | 60.6957 | 1
| LCA | Big Creek/Ventura | 10 | Average Weekday | SCE | 1-in-10 | 2030 | 7 |  |  |  | 60.0795 | 1
| LCA | Big Creek/Ventura | 10 | Average Weekday | SCE | 1-in-10 | 2030 | 8 |  |  |  | 59.6208 | 1
| LCA | Big Creek/Ventura | 10 | Average Weekday | SCE | 1-in-10 | 2030 | 9 |  |  |  | 60.0076 | 1
| LCA | Big Creek/Ventura | 10 | Average Weekday | SCE | 1-in-10 | 2030 | 10 |  |  |  | 63.1345 | 1
| LCA | Big Creek/Ventura | 10 | Average Weekday | SCE | 1-in-10 | 2030 | 11 |  |  |  | 67.9007 | 1
| LCA | Big Creek/Ventura | 10 | Average Weekday | SCE | 1-in-10 | 2030 | 12 |  |  |  | 72.4013 | 1
| LCA | Big Creek/Ventura | 10 | Average Weekday | SCE | 1-in-10 | 2030 | 13 |  |  |  | 75.8279 | 1
| LCA | Big Creek/Ventura | 10 | Average Weekday | SCE | 1-in-10 | 2030 | 14 |  |  |  | 78.2119 | 1
| LCA | Big Creek/Ventura | 10 | Average Weekday | SCE | 1-in-10 | 2030 | 15 |  |  |  | 79.6814 | 1
| LCA | Big Creek/Ventura | 10 | Average Weekday | SCE | 1-in-10 | 2030 | 16 |  |  |  | 80.4072 | 1
| LCA | Big Creek/Ventura | 10 | Average Weekday | SCE | 1-in-10 | 2030 | 17 |  |  |  | 80.5515 | 1
| LCA | Big Creek/Ventura | 10 | Average Weekday | SCE | 1-in-10 | 2030 | 18 |  |  |  | 79.6518 | 1
| LCA | Big Creek/Ventura | 10 | Average Weekday | SCE | 1-in-10 | 2030 | 19 |  |  |  | 77.5644 | 1
| LCA | Big Creek/Ventura | 10 | Average Weekday | SCE | 1-in-10 | 2030 | 20 |  |  |  | 74.3088 | 1
| LCA | Big Creek/Ventura | 10 | Average Weekday | SCE | 1-in-10 | 2030 | 21 |  |  |  | 71.652 | 1
| LCA | Big Creek/Ventura | 10 | Average Weekday | SCE | 1-in-10 | 2030 | 22 |  |  |  | 69.4339 | 1
| LCA | Big Creek/Ventura | 10 | Average Weekday | SCE | 1-in-10 | 2030 | 23 |  |  |  | 67.5514 | 1
| LCA | Big Creek/Ventura | 10 | Average Weekday | SCE | 1-in-10 | 2030 | 24 |  |  |  | 65.7874 | 1
| LCA | Big Creek/Ventura | 10 | Monthly System Peak Day | SCE | 1-in-10 | 2030 | 1 |  |  |  | 72.9114 | 1
| LCA | Big Creek/Ventura | 10 | Monthly System Peak Day | SCE | 1-in-10 | 2030 | 2 |  |  |  | 73.1943 | 1
| LCA | Big Creek/Ventura | 10 | Monthly System Peak Day | SCE | 1-in-10 | 2030 | 3 |  |  |  | 75.1807 | 1
| LCA | Big Creek/Ventura | 10 | Monthly System Peak Day | SCE | 1-in-10 | 2030 | 4 |  |  |  | 74.4336 | 1
| LCA | Big Creek/Ventura | 10 | Monthly System Peak Day | SCE | 1-in-10 | 2030 | 5 |  |  |  | 73.5214 | 1
| LCA | Big Creek/Ventura | 10 | Monthly System Peak Day | SCE | 1-in-10 | 2030 | 6 |  |  |  | 72.8371 | 1
| LCA | Big Creek/Ventura | 10 | Monthly System Peak Day | SCE | 1-in-10 | 2030 | 7 |  |  |  | 71.7614 | 1
| LCA | Big Creek/Ventura | 10 | Monthly System Peak Day | SCE | 1-in-10 | 2030 | 8 |  |  |  | 71.4336 | 1
| LCA | Big Creek/Ventura | 10 | Monthly System Peak Day | SCE | 1-in-10 | 2030 | 9 |  |  |  | 71.4886 | 1
| LCA | Big Creek/Ventura | 10 | Monthly System Peak Day | SCE | 1-in-10 | 2030 | 10 |  |  |  | 75.3786 | 1
| LCA | Big Creek/Ventura | 10 | Monthly System Peak Day | SCE | 1-in-10 | 2030 | 11 |  |  |  | 80.3886 | 1
| LCA | Big Creek/Ventura | 10 | Monthly System Peak Day | SCE | 1-in-10 | 2030 | 12 |  |  |  | 86.0643 | 1
| LCA | Big Creek/Ventura | 10 | Monthly System Peak Day | SCE | 1-in-10 | 2030 | 13 |  |  |  | 89.9 | 1
| LCA | Big Creek/Ventura | 10 | Monthly System Peak Day | SCE | 1-in-10 | 2030 | 14 |  |  |  | 91.2286 | 1
| LCA | Big Creek/Ventura | 10 | Monthly System Peak Day | SCE | 1-in-10 | 2030 | 15 |  |  |  | 92.8571 | 1
| LCA | Big Creek/Ventura | 10 | Monthly System Peak Day | SCE | 1-in-10 | 2030 | 16 |  |  |  | 93.7643 | 1
| LCA | Big Creek/Ventura | 10 | Monthly System Peak Day | SCE | 1-in-10 | 2030 | 17 |  |  |  | 94.8 | 1
| LCA | Big Creek/Ventura | 10 | Monthly System Peak Day | SCE | 1-in-10 | 2030 | 18 |  |  |  | 94.3429 | 1
| LCA | Big Creek/Ventura | 10 | Monthly System Peak Day | SCE | 1-in-10 | 2030 | 19 |  |  |  | 92.5071 | 1
| LCA | Big Creek/Ventura | 10 | Monthly System Peak Day | SCE | 1-in-10 | 2030 | 20 |  |  |  | 88.0714 | 1
| LCA | Big Creek/Ventura | 10 | Monthly System Peak Day | SCE | 1-in-10 | 2030 | 21 |  |  |  | 84.25 | 1
| LCA | Big Creek/Ventura | 10 | Monthly System Peak Day | SCE | 1-in-10 | 2030 | 22 |  |  |  | 80.5929 | 1
| LCA | Big Creek/Ventura | 10 | Monthly System Peak Day | SCE | 1-in-10 | 2030 | 23 |  |  |  | 78.5843 | 1
| LCA | Big Creek/Ventura | 10 | Monthly System Peak Day | SCE | 1-in-10 | 2030 | 24 |  |  |  | 76.1214 | 1
| LCA | Big Creek/Ventura | 11 | Average Weekday | SCE | 1-in-10 | 2030 | 1 |  |  |  | 53.2581 | 1
| LCA | Big Creek/Ventura | 11 | Average Weekday | SCE | 1-in-10 | 2030 | 2 |  |  |  | 52.2332 | 1
| LCA | Big Creek/Ventura | 11 | Average Weekday | SCE | 1-in-10 | 2030 | 3 |  |  |  | 51.3054 | 1
| LCA | Big Creek/Ventura | 11 | Average Weekday | SCE | 1-in-10 | 2030 | 4 |  |  |  | 50.3869 | 1
| LCA | Big Creek/Ventura | 11 | Average Weekday | SCE | 1-in-10 | 2030 | 5 |  |  |  | 49.5653 | 1
| LCA | Big Creek/Ventura | 11 | Average Weekday | SCE | 1-in-10 | 2030 | 6 |  |  |  | 48.9192 | 1
| LCA | Big Creek/Ventura | 11 | Average Weekday | SCE | 1-in-10 | 2030 | 7 |  |  |  | 48.5108 | 1
| LCA | Big Creek/Ventura | 11 | Average Weekday | SCE | 1-in-10 | 2030 | 8 |  |  |  | 48.19 | 1
| LCA | Big Creek/Ventura | 11 | Average Weekday | SCE | 1-in-10 | 2030 | 9 |  |  |  | 49.6874 | 1
| LCA | Big Creek/Ventura | 11 | Average Weekday | SCE | 1-in-10 | 2030 | 10 |  |  |  | 53.9557 | 1
| LCA | Big Creek/Ventura | 11 | Average Weekday | SCE | 1-in-10 | 2030 | 11 |  |  |  | 58.7942 | 1
| LCA | Big Creek/Ventura | 11 | Average Weekday | SCE | 1-in-10 | 2030 | 12 |  |  |  | 63.0026 | 1
| LCA | Big Creek/Ventura | 11 | Average Weekday | SCE | 1-in-10 | 2030 | 13 |  |  |  | 65.857 | 1
| LCA | Big Creek/Ventura | 11 | Average Weekday | SCE | 1-in-10 | 2030 | 14 |  |  |  | 67.6396 | 1
| LCA | Big Creek/Ventura | 11 | Average Weekday | SCE | 1-in-10 | 2030 | 15 |  |  |  | 68.5811 | 1
| LCA | Big Creek/Ventura | 11 | Average Weekday | SCE | 1-in-10 | 2030 | 16 |  |  |  | 68.8531 | 1
| LCA | Big Creek/Ventura | 11 | Average Weekday | SCE | 1-in-10 | 2030 | 17 |  |  |  | 68.3015 | 1
| LCA | Big Creek/Ventura | 11 | Average Weekday | SCE | 1-in-10 | 2030 | 18 |  |  |  | 66.4193 | 1
| LCA | Big Creek/Ventura | 11 | Average Weekday | SCE | 1-in-10 | 2030 | 19 |  |  |  | 63.5043 | 1
| LCA | Big Creek/Ventura | 11 | Average Weekday | SCE | 1-in-10 | 2030 | 20 |  |  |  | 60.7171 | 1
| LCA | Big Creek/Ventura | 11 | Average Weekday | SCE | 1-in-10 | 2030 | 21 |  |  |  | 58.3538 | 1
| LCA | Big Creek/Ventura | 11 | Average Weekday | SCE | 1-in-10 | 2030 | 22 |  |  |  | 56.4636 | 1
| LCA | Big Creek/Ventura | 11 | Average Weekday | SCE | 1-in-10 | 2030 | 23 |  |  |  | 55.1132 | 1
| LCA | Big Creek/Ventura | 11 | Average Weekday | SCE | 1-in-10 | 2030 | 24 |  |  |  | 54.0951 | 1
| LCA | Big Creek/Ventura | 11 | Monthly System Peak Day | SCE | 1-in-10 | 2030 | 1 |  |  |  | 64.8557 | 1
| LCA | Big Creek/Ventura | 11 | Monthly System Peak Day | SCE | 1-in-10 | 2030 | 2 |  |  |  | 63.4 | 1
| LCA | Big Creek/Ventura | 11 | Monthly System Peak Day | SCE | 1-in-10 | 2030 | 3 |  |  |  | 62.575 | 1
| LCA | Big Creek/Ventura | 11 | Monthly System Peak Day | SCE | 1-in-10 | 2030 | 4 |  |  |  | 60.9329 | 1
| LCA | Big Creek/Ventura | 11 | Monthly System Peak Day | SCE | 1-in-10 | 2030 | 5 |  |  |  | 60.2993 | 1
| LCA | Big Creek/Ventura | 11 | Monthly System Peak Day | SCE | 1-in-10 | 2030 | 6 |  |  |  | 58.755 | 1
| LCA | Big Creek/Ventura | 11 | Monthly System Peak Day | SCE | 1-in-10 | 2030 | 7 |  |  |  | 58.1757 | 1
| LCA | Big Creek/Ventura | 11 | Monthly System Peak Day | SCE | 1-in-10 | 2030 | 8 |  |  |  | 58.4971 | 1
| LCA | Big Creek/Ventura | 11 | Monthly System Peak Day | SCE | 1-in-10 | 2030 | 9 |  |  |  | 59.5321 | 1
| LCA | Big Creek/Ventura | 11 | Monthly System Peak Day | SCE | 1-in-10 | 2030 | 10 |  |  |  | 63.5629 | 1
| LCA | Big Creek/Ventura | 11 | Monthly System Peak Day | SCE | 1-in-10 | 2030 | 11 |  |  |  | 70.165 | 1
| LCA | Big Creek/Ventura | 11 | Monthly System Peak Day | SCE | 1-in-10 | 2030 | 12 |  |  |  | 76.7329 | 1
| LCA | Big Creek/Ventura | 11 | Monthly System Peak Day | SCE | 1-in-10 | 2030 | 13 |  |  |  | 80.7714 | 1
| LCA | Big Creek/Ventura | 11 | Monthly System Peak Day | SCE | 1-in-10 | 2030 | 14 |  |  |  | 83.5714 | 1
| LCA | Big Creek/Ventura | 11 | Monthly System Peak Day | SCE | 1-in-10 | 2030 | 15 |  |  |  | 84.6071 | 1
| LCA | Big Creek/Ventura | 11 | Monthly System Peak Day | SCE | 1-in-10 | 2030 | 16 |  |  |  | 85.3286 | 1
| LCA | Big Creek/Ventura | 11 | Monthly System Peak Day | SCE | 1-in-10 | 2030 | 17 |  |  |  | 85.3643 | 1
| LCA | Big Creek/Ventura | 11 | Monthly System Peak Day | SCE | 1-in-10 | 2030 | 18 |  |  |  | 84.1 | 1
| LCA | Big Creek/Ventura | 11 | Monthly System Peak Day | SCE | 1-in-10 | 2030 | 19 |  |  |  | 80.6929 | 1
| LCA | Big Creek/Ventura | 11 | Monthly System Peak Day | SCE | 1-in-10 | 2030 | 20 |  |  |  | 75.6357 | 1
| LCA | Big Creek/Ventura | 11 | Monthly System Peak Day | SCE | 1-in-10 | 2030 | 21 |  |  |  | 70.7864 | 1
| LCA | Big Creek/Ventura | 11 | Monthly System Peak Day | SCE | 1-in-10 | 2030 | 22 |  |  |  | 68.4421 | 1
| LCA | Big Creek/Ventura | 11 | Monthly System Peak Day | SCE | 1-in-10 | 2030 | 23 |  |  |  | 66.3479 | 1
| LCA | Big Creek/Ventura | 11 | Monthly System Peak Day | SCE | 1-in-10 | 2030 | 24 |  |  |  | 64.7529 | 1
| LCA | Big Creek/Ventura | 12 | Average Weekday | SCE | 1-in-10 | 2030 | 1 |  |  |  | 45.6414 | 1
| LCA | Big Creek/Ventura | 12 | Average Weekday | SCE | 1-in-10 | 2030 | 2 |  |  |  | 44.8109 | 1
| LCA | Big Creek/Ventura | 12 | Average Weekday | SCE | 1-in-10 | 2030 | 3 |  |  |  | 44.1837 | 1
| LCA | Big Creek/Ventura | 12 | Average Weekday | SCE | 1-in-10 | 2030 | 4 |  |  |  | 43.3696 | 1
| LCA | Big Creek/Ventura | 12 | Average Weekday | SCE | 1-in-10 | 2030 | 5 |  |  |  | 43.0515 | 1
| LCA | Big Creek/Ventura | 12 | Average Weekday | SCE | 1-in-10 | 2030 | 6 |  |  |  | 42.5648 | 1
| LCA | Big Creek/Ventura | 12 | Average Weekday | SCE | 1-in-10 | 2030 | 7 |  |  |  | 42.0354 | 1
| LCA | Big Creek/Ventura | 12 | Average Weekday | SCE | 1-in-10 | 2030 | 8 |  |  |  | 41.8085 | 1
| LCA | Big Creek/Ventura | 12 | Average Weekday | SCE | 1-in-10 | 2030 | 9 |  |  |  | 42.653 | 1
| LCA | Big Creek/Ventura | 12 | Average Weekday | SCE | 1-in-10 | 2030 | 10 |  |  |  | 46.058 | 1
| LCA | Big Creek/Ventura | 12 | Average Weekday | SCE | 1-in-10 | 2030 | 11 |  |  |  | 50.2263 | 1
| LCA | Big Creek/Ventura | 12 | Average Weekday | SCE | 1-in-10 | 2030 | 12 |  |  |  | 53.7152 | 1
| LCA | Big Creek/Ventura | 12 | Average Weekday | SCE | 1-in-10 | 2030 | 13 |  |  |  | 56.193 | 1
| LCA | Big Creek/Ventura | 12 | Average Weekday | SCE | 1-in-10 | 2030 | 14 |  |  |  | 57.7961 | 1
| LCA | Big Creek/Ventura | 12 | Average Weekday | SCE | 1-in-10 | 2030 | 15 |  |  |  | 58.6323 | 1
| LCA | Big Creek/Ventura | 12 | Average Weekday | SCE | 1-in-10 | 2030 | 16 |  |  |  | 58.9669 | 1
| LCA | Big Creek/Ventura | 12 | Average Weekday | SCE | 1-in-10 | 2030 | 17 |  |  |  | 58.4308 | 1
| LCA | Big Creek/Ventura | 12 | Average Weekday | SCE | 1-in-10 | 2030 | 18 |  |  |  | 56.5897 | 1
| LCA | Big Creek/Ventura | 12 | Average Weekday | SCE | 1-in-10 | 2030 | 19 |  |  |  | 54.0908 | 1
| LCA | Big Creek/Ventura | 12 | Average Weekday | SCE | 1-in-10 | 2030 | 20 |  |  |  | 51.9845 | 1
| LCA | Big Creek/Ventura | 12 | Average Weekday | SCE | 1-in-10 | 2030 | 21 |  |  |  | 50.3591 | 1
| LCA | Big Creek/Ventura | 12 | Average Weekday | SCE | 1-in-10 | 2030 | 22 |  |  |  | 49.0661 | 1
| LCA | Big Creek/Ventura | 12 | Average Weekday | SCE | 1-in-10 | 2030 | 23 |  |  |  | 47.7964 | 1
| LCA | Big Creek/Ventura | 12 | Average Weekday | SCE | 1-in-10 | 2030 | 24 |  |  |  | 46.9954 | 1
| LCA | Big Creek/Ventura | 12 | Monthly System Peak Day | SCE | 1-in-10 | 2030 | 1 |  |  |  | 40.7736 | 1
| LCA | Big Creek/Ventura | 12 | Monthly System Peak Day | SCE | 1-in-10 | 2030 | 2 |  |  |  | 40.2071 | 1
| LCA | Big Creek/Ventura | 12 | Monthly System Peak Day | SCE | 1-in-10 | 2030 | 3 |  |  |  | 38.9471 | 1
| LCA | Big Creek/Ventura | 12 | Monthly System Peak Day | SCE | 1-in-10 | 2030 | 4 |  |  |  | 37.6914 | 1
| LCA | Big Creek/Ventura | 12 | Monthly System Peak Day | SCE | 1-in-10 | 2030 | 5 |  |  |  | 37.0429 | 1
| LCA | Big Creek/Ventura | 12 | Monthly System Peak Day | SCE | 1-in-10 | 2030 | 6 |  |  |  | 35.6071 | 1
| LCA | Big Creek/Ventura | 12 | Monthly System Peak Day | SCE | 1-in-10 | 2030 | 7 |  |  |  | 34.0793 | 1
| LCA | Big Creek/Ventura | 12 | Monthly System Peak Day | SCE | 1-in-10 | 2030 | 8 |  |  |  | 33.665 | 1
| LCA | Big Creek/Ventura | 12 | Monthly System Peak Day | SCE | 1-in-10 | 2030 | 9 |  |  |  | 35.5443 | 1
| LCA | Big Creek/Ventura | 12 | Monthly System Peak Day | SCE | 1-in-10 | 2030 | 10 |  |  |  | 39.2764 | 1
| LCA | Big Creek/Ventura | 12 | Monthly System Peak Day | SCE | 1-in-10 | 2030 | 11 |  |  |  | 42.9014 | 1
| LCA | Big Creek/Ventura | 12 | Monthly System Peak Day | SCE | 1-in-10 | 2030 | 12 |  |  |  | 46.0714 | 1
| LCA | Big Creek/Ventura | 12 | Monthly System Peak Day | SCE | 1-in-10 | 2030 | 13 |  |  |  | 47.7536 | 1
| LCA | Big Creek/Ventura | 12 | Monthly System Peak Day | SCE | 1-in-10 | 2030 | 14 |  |  |  | 49.1129 | 1
| LCA | Big Creek/Ventura | 12 | Monthly System Peak Day | SCE | 1-in-10 | 2030 | 15 |  |  |  | 50.4914 | 1
| LCA | Big Creek/Ventura | 12 | Monthly System Peak Day | SCE | 1-in-10 | 2030 | 16 |  |  |  | 51.1093 | 1
| LCA | Big Creek/Ventura | 12 | Monthly System Peak Day | SCE | 1-in-10 | 2030 | 17 |  |  |  | 50.6336 | 1
| LCA | Big Creek/Ventura | 12 | Monthly System Peak Day | SCE | 1-in-10 | 2030 | 18 |  |  |  | 49.1286 | 1
| LCA | Big Creek/Ventura | 12 | Monthly System Peak Day | SCE | 1-in-10 | 2030 | 19 |  |  |  | 46.04 | 1
| LCA | Big Creek/Ventura | 12 | Monthly System Peak Day | SCE | 1-in-10 | 2030 | 20 |  |  |  | 43.6421 | 1
| LCA | Big Creek/Ventura | 12 | Monthly System Peak Day | SCE | 1-in-10 | 2030 | 21 |  |  |  | 41.805 | 1
| LCA | Big Creek/Ventura | 12 | Monthly System Peak Day | SCE | 1-in-10 | 2030 | 22 |  |  |  | 40.2143 | 1
| LCA | Big Creek/Ventura | 12 | Monthly System Peak Day | SCE | 1-in-10 | 2030 | 23 |  |  |  | 39.0786 | 1
| LCA | Big Creek/Ventura | 12 | Monthly System Peak Day | SCE | 1-in-10 | 2030 | 24 |  |  |  | 38.1714 | 1
| LCA | Big Creek/Ventura | 1 | Average Weekday | SCE | 1-in-10 | 2031 | 1 |  |  |  | 46.9726 | 1
| LCA | Big Creek/Ventura | 1 | Average Weekday | SCE | 1-in-10 | 2031 | 2 |  |  |  | 46.3899 | 1
| LCA | Big Creek/Ventura | 1 | Average Weekday | SCE | 1-in-10 | 2031 | 3 |  |  |  | 45.8098 | 1
| LCA | Big Creek/Ventura | 1 | Average Weekday | SCE | 1-in-10 | 2031 | 4 |  |  |  | 45.1295 | 1
| LCA | Big Creek/Ventura | 1 | Average Weekday | SCE | 1-in-10 | 2031 | 5 |  |  |  | 44.5356 | 1
| LCA | Big Creek/Ventura | 1 | Average Weekday | SCE | 1-in-10 | 2031 | 6 |  |  |  | 44.1452 | 1
| LCA | Big Creek/Ventura | 1 | Average Weekday | SCE | 1-in-10 | 2031 | 7 |  |  |  | 43.7767 | 1
| LCA | Big Creek/Ventura | 1 | Average Weekday | SCE | 1-in-10 | 2031 | 8 |  |  |  | 43.4369 | 1
| LCA | Big Creek/Ventura | 1 | Average Weekday | SCE | 1-in-10 | 2031 | 9 |  |  |  | 43.825 | 1
| LCA | Big Creek/Ventura | 1 | Average Weekday | SCE | 1-in-10 | 2031 | 10 |  |  |  | 46.4388 | 1
| LCA | Big Creek/Ventura | 1 | Average Weekday | SCE | 1-in-10 | 2031 | 11 |  |  |  | 50.0898 | 1
| LCA | Big Creek/Ventura | 1 | Average Weekday | SCE | 1-in-10 | 2031 | 12 |  |  |  | 53.082 | 1
| LCA | Big Creek/Ventura | 1 | Average Weekday | SCE | 1-in-10 | 2031 | 13 |  |  |  | 55.1166 | 1
| LCA | Big Creek/Ventura | 1 | Average Weekday | SCE | 1-in-10 | 2031 | 14 |  |  |  | 56.5521 | 1
| LCA | Big Creek/Ventura | 1 | Average Weekday | SCE | 1-in-10 | 2031 | 15 |  |  |  | 57.5392 | 1
| LCA | Big Creek/Ventura | 1 | Average Weekday | SCE | 1-in-10 | 2031 | 16 |  |  |  | 57.9567 | 1
| LCA | Big Creek/Ventura | 1 | Average Weekday | SCE | 1-in-10 | 2031 | 17 |  |  |  | 57.6834 | 1
| LCA | Big Creek/Ventura | 1 | Average Weekday | SCE | 1-in-10 | 2031 | 18 |  |  |  | 56.3685 | 1
| LCA | Big Creek/Ventura | 1 | Average Weekday | SCE | 1-in-10 | 2031 | 19 |  |  |  | 54.0957 | 1
| LCA | Big Creek/Ventura | 1 | Average Weekday | SCE | 1-in-10 | 2031 | 20 |  |  |  | 52.0419 | 1
| LCA | Big Creek/Ventura | 1 | Average Weekday | SCE | 1-in-10 | 2031 | 21 |  |  |  | 50.5806 | 1
| LCA | Big Creek/Ventura | 1 | Average Weekday | SCE | 1-in-10 | 2031 | 22 |  |  |  | 49.3198 | 1
| LCA | Big Creek/Ventura | 1 | Average Weekday | SCE | 1-in-10 | 2031 | 23 |  |  |  | 48.2823 | 1
| LCA | Big Creek/Ventura | 1 | Average Weekday | SCE | 1-in-10 | 2031 | 24 |  |  |  | 47.6345 | 1
| LCA | Big Creek/Ventura | 1 | Monthly System Peak Day | SCE | 1-in-10 | 2031 | 1 |  |  |  | 41.3479 | 1
| LCA | Big Creek/Ventura | 1 | Monthly System Peak Day | SCE | 1-in-10 | 2031 | 2 |  |  |  | 40.0943 | 1
| LCA | Big Creek/Ventura | 1 | Monthly System Peak Day | SCE | 1-in-10 | 2031 | 3 |  |  |  | 39.0714 | 1
| LCA | Big Creek/Ventura | 1 | Monthly System Peak Day | SCE | 1-in-10 | 2031 | 4 |  |  |  | 37.8993 | 1
| LCA | Big Creek/Ventura | 1 | Monthly System Peak Day | SCE | 1-in-10 | 2031 | 5 |  |  |  | 37.1579 | 1
| LCA | Big Creek/Ventura | 1 | Monthly System Peak Day | SCE | 1-in-10 | 2031 | 6 |  |  |  | 36.5943 | 1
| LCA | Big Creek/Ventura | 1 | Monthly System Peak Day | SCE | 1-in-10 | 2031 | 7 |  |  |  | 36.4721 | 1
| LCA | Big Creek/Ventura | 1 | Monthly System Peak Day | SCE | 1-in-10 | 2031 | 8 |  |  |  | 36.8593 | 1
| LCA | Big Creek/Ventura | 1 | Monthly System Peak Day | SCE | 1-in-10 | 2031 | 9 |  |  |  | 37.035 | 1
| LCA | Big Creek/Ventura | 1 | Monthly System Peak Day | SCE | 1-in-10 | 2031 | 10 |  |  |  | 39.5879 | 1
| LCA | Big Creek/Ventura | 1 | Monthly System Peak Day | SCE | 1-in-10 | 2031 | 11 |  |  |  | 42.2043 | 1
| LCA | Big Creek/Ventura | 1 | Monthly System Peak Day | SCE | 1-in-10 | 2031 | 12 |  |  |  | 44.2771 | 1
| LCA | Big Creek/Ventura | 1 | Monthly System Peak Day | SCE | 1-in-10 | 2031 | 13 |  |  |  | 43.8286 | 1
| LCA | Big Creek/Ventura | 1 | Monthly System Peak Day | SCE | 1-in-10 | 2031 | 14 |  |  |  | 44.5321 | 1
| LCA | Big Creek/Ventura | 1 | Monthly System Peak Day | SCE | 1-in-10 | 2031 | 15 |  |  |  | 45.7286 | 1
| LCA | Big Creek/Ventura | 1 | Monthly System Peak Day | SCE | 1-in-10 | 2031 | 16 |  |  |  | 46.5707 | 1
| LCA | Big Creek/Ventura | 1 | Monthly System Peak Day | SCE | 1-in-10 | 2031 | 17 |  |  |  | 47.0414 | 1
| LCA | Big Creek/Ventura | 1 | Monthly System Peak Day | SCE | 1-in-10 | 2031 | 18 |  |  |  | 45.9314 | 1
| LCA | Big Creek/Ventura | 1 | Monthly System Peak Day | SCE | 1-in-10 | 2031 | 19 |  |  |  | 43.87 | 1
| LCA | Big Creek/Ventura | 1 | Monthly System Peak Day | SCE | 1-in-10 | 2031 | 20 |  |  |  | 42.6786 | 1
| LCA | Big Creek/Ventura | 1 | Monthly System Peak Day | SCE | 1-in-10 | 2031 | 21 |  |  |  | 41.9493 | 1
| LCA | Big Creek/Ventura | 1 | Monthly System Peak Day | SCE | 1-in-10 | 2031 | 22 |  |  |  | 41.5471 | 1
| LCA | Big Creek/Ventura | 1 | Monthly System Peak Day | SCE | 1-in-10 | 2031 | 23 |  |  |  | 41.4043 | 1
| LCA | Big Creek/Ventura | 1 | Monthly System Peak Day | SCE | 1-in-10 | 2031 | 24 |  |  |  | 41.4957 | 1
| LCA | Big Creek/Ventura | 2 | Average Weekday | SCE | 1-in-10 | 2031 | 1 |  |  |  | 51.3747 | 1
| LCA | Big Creek/Ventura | 2 | Average Weekday | SCE | 1-in-10 | 2031 | 2 |  |  |  | 50.2988 | 1
| LCA | Big Creek/Ventura | 2 | Average Weekday | SCE | 1-in-10 | 2031 | 3 |  |  |  | 49.3487 | 1
| LCA | Big Creek/Ventura | 2 | Average Weekday | SCE | 1-in-10 | 2031 | 4 |  |  |  | 48.3699 | 1
| LCA | Big Creek/Ventura | 2 | Average Weekday | SCE | 1-in-10 | 2031 | 5 |  |  |  | 47.5163 | 1
| LCA | Big Creek/Ventura | 2 | Average Weekday | SCE | 1-in-10 | 2031 | 6 |  |  |  | 46.9323 | 1
| LCA | Big Creek/Ventura | 2 | Average Weekday | SCE | 1-in-10 | 2031 | 7 |  |  |  | 46.2951 | 1
| LCA | Big Creek/Ventura | 2 | Average Weekday | SCE | 1-in-10 | 2031 | 8 |  |  |  | 45.82 | 1
| LCA | Big Creek/Ventura | 2 | Average Weekday | SCE | 1-in-10 | 2031 | 9 |  |  |  | 47.1328 | 1
| LCA | Big Creek/Ventura | 2 | Average Weekday | SCE | 1-in-10 | 2031 | 10 |  |  |  | 51.5254 | 1
| LCA | Big Creek/Ventura | 2 | Average Weekday | SCE | 1-in-10 | 2031 | 11 |  |  |  | 56.5846 | 1
| LCA | Big Creek/Ventura | 2 | Average Weekday | SCE | 1-in-10 | 2031 | 12 |  |  |  | 60.71 | 1
| LCA | Big Creek/Ventura | 2 | Average Weekday | SCE | 1-in-10 | 2031 | 13 |  |  |  | 63.6338 | 1
| LCA | Big Creek/Ventura | 2 | Average Weekday | SCE | 1-in-10 | 2031 | 14 |  |  |  | 65.324 | 1
| LCA | Big Creek/Ventura | 2 | Average Weekday | SCE | 1-in-10 | 2031 | 15 |  |  |  | 66.1792 | 1
| LCA | Big Creek/Ventura | 2 | Average Weekday | SCE | 1-in-10 | 2031 | 16 |  |  |  | 66.7071 | 1
| LCA | Big Creek/Ventura | 2 | Average Weekday | SCE | 1-in-10 | 2031 | 17 |  |  |  | 66.5629 | 1
| LCA | Big Creek/Ventura | 2 | Average Weekday | SCE | 1-in-10 | 2031 | 18 |  |  |  | 65.2747 | 1
| LCA | Big Creek/Ventura | 2 | Average Weekday | SCE | 1-in-10 | 2031 | 19 |  |  |  | 62.4796 | 1
| LCA | Big Creek/Ventura | 2 | Average Weekday | SCE | 1-in-10 | 2031 | 20 |  |  |  | 59.6118 | 1
| LCA | Big Creek/Ventura | 2 | Average Weekday | SCE | 1-in-10 | 2031 | 21 |  |  |  | 57.2356 | 1
| LCA | Big Creek/Ventura | 2 | Average Weekday | SCE | 1-in-10 | 2031 | 22 |  |  |  | 55.0794 | 1
| LCA | Big Creek/Ventura | 2 | Average Weekday | SCE | 1-in-10 | 2031 | 23 |  |  |  | 53.3956 | 1
| LCA | Big Creek/Ventura | 2 | Average Weekday | SCE | 1-in-10 | 2031 | 24 |  |  |  | 51.9445 | 1
| LCA | Big Creek/Ventura | 2 | Monthly System Peak Day | SCE | 1-in-10 | 2031 | 1 |  |  |  | 62.7979 | 1
| LCA | Big Creek/Ventura | 2 | Monthly System Peak Day | SCE | 1-in-10 | 2031 | 2 |  |  |  | 60.5921 | 1
| LCA | Big Creek/Ventura | 2 | Monthly System Peak Day | SCE | 1-in-10 | 2031 | 3 |  |  |  | 60.4593 | 1
| LCA | Big Creek/Ventura | 2 | Monthly System Peak Day | SCE | 1-in-10 | 2031 | 4 |  |  |  | 59.0757 | 1
| LCA | Big Creek/Ventura | 2 | Monthly System Peak Day | SCE | 1-in-10 | 2031 | 5 |  |  |  | 57.5821 | 1
| LCA | Big Creek/Ventura | 2 | Monthly System Peak Day | SCE | 1-in-10 | 2031 | 6 |  |  |  | 55.4229 | 1
| LCA | Big Creek/Ventura | 2 | Monthly System Peak Day | SCE | 1-in-10 | 2031 | 7 |  |  |  | 54.08 | 1
| LCA | Big Creek/Ventura | 2 | Monthly System Peak Day | SCE | 1-in-10 | 2031 | 8 |  |  |  | 52.9957 | 1
| LCA | Big Creek/Ventura | 2 | Monthly System Peak Day | SCE | 1-in-10 | 2031 | 9 |  |  |  | 54.8779 | 1
| LCA | Big Creek/Ventura | 2 | Monthly System Peak Day | SCE | 1-in-10 | 2031 | 10 |  |  |  | 60.7657 | 1
| LCA | Big Creek/Ventura | 2 | Monthly System Peak Day | SCE | 1-in-10 | 2031 | 11 |  |  |  | 66.5386 | 1
| LCA | Big Creek/Ventura | 2 | Monthly System Peak Day | SCE | 1-in-10 | 2031 | 12 |  |  |  | 71.4286 | 1
| LCA | Big Creek/Ventura | 2 | Monthly System Peak Day | SCE | 1-in-10 | 2031 | 13 |  |  |  | 75.2543 | 1
| LCA | Big Creek/Ventura | 2 | Monthly System Peak Day | SCE | 1-in-10 | 2031 | 14 |  |  |  | 77.06 | 1
| LCA | Big Creek/Ventura | 2 | Monthly System Peak Day | SCE | 1-in-10 | 2031 | 15 |  |  |  | 78.1643 | 1
| LCA | Big Creek/Ventura | 2 | Monthly System Peak Day | SCE | 1-in-10 | 2031 | 16 |  |  |  | 79.4286 | 1
| LCA | Big Creek/Ventura | 2 | Monthly System Peak Day | SCE | 1-in-10 | 2031 | 17 |  |  |  | 79.3286 | 1
| LCA | Big Creek/Ventura | 2 | Monthly System Peak Day | SCE | 1-in-10 | 2031 | 18 |  |  |  | 78.4 | 1
| LCA | Big Creek/Ventura | 2 | Monthly System Peak Day | SCE | 1-in-10 | 2031 | 19 |  |  |  | 74.6357 | 1
| LCA | Big Creek/Ventura | 2 | Monthly System Peak Day | SCE | 1-in-10 | 2031 | 20 |  |  |  | 69.9336 | 1
| LCA | Big Creek/Ventura | 2 | Monthly System Peak Day | SCE | 1-in-10 | 2031 | 21 |  |  |  | 65.4836 | 1
| LCA | Big Creek/Ventura | 2 | Monthly System Peak Day | SCE | 1-in-10 | 2031 | 22 |  |  |  | 61.9921 | 1
| LCA | Big Creek/Ventura | 2 | Monthly System Peak Day | SCE | 1-in-10 | 2031 | 23 |  |  |  | 60.215 | 1
| LCA | Big Creek/Ventura | 2 | Monthly System Peak Day | SCE | 1-in-10 | 2031 | 24 |  |  |  | 59.5486 | 1
| LCA | Big Creek/Ventura | 3 | Average Weekday | SCE | 1-in-10 | 2031 | 1 |  |  |  | 55.76 | 1
| LCA | Big Creek/Ventura | 3 | Average Weekday | SCE | 1-in-10 | 2031 | 2 |  |  |  | 54.6302 | 1
| LCA | Big Creek/Ventura | 3 | Average Weekday | SCE | 1-in-10 | 2031 | 3 |  |  |  | 53.6954 | 1
| LCA | Big Creek/Ventura | 3 | Average Weekday | SCE | 1-in-10 | 2031 | 4 |  |  |  | 52.8489 | 1
| LCA | Big Creek/Ventura | 3 | Average Weekday | SCE | 1-in-10 | 2031 | 5 |  |  |  | 51.8634 | 1
| LCA | Big Creek/Ventura | 3 | Average Weekday | SCE | 1-in-10 | 2031 | 6 |  |  |  | 51.0123 | 1
| LCA | Big Creek/Ventura | 3 | Average Weekday | SCE | 1-in-10 | 2031 | 7 |  |  |  | 50.3326 | 1
| LCA | Big Creek/Ventura | 3 | Average Weekday | SCE | 1-in-10 | 2031 | 8 |  |  |  | 49.9971 | 1
| LCA | Big Creek/Ventura | 3 | Average Weekday | SCE | 1-in-10 | 2031 | 9 |  |  |  | 51.0948 | 1
| LCA | Big Creek/Ventura | 3 | Average Weekday | SCE | 1-in-10 | 2031 | 10 |  |  |  | 54.9948 | 1
| LCA | Big Creek/Ventura | 3 | Average Weekday | SCE | 1-in-10 | 2031 | 11 |  |  |  | 59.737 | 1
| LCA | Big Creek/Ventura | 3 | Average Weekday | SCE | 1-in-10 | 2031 | 12 |  |  |  | 63.8311 | 1
| LCA | Big Creek/Ventura | 3 | Average Weekday | SCE | 1-in-10 | 2031 | 13 |  |  |  | 67.0932 | 1
| LCA | Big Creek/Ventura | 3 | Average Weekday | SCE | 1-in-10 | 2031 | 14 |  |  |  | 69.3943 | 1
| LCA | Big Creek/Ventura | 3 | Average Weekday | SCE | 1-in-10 | 2031 | 15 |  |  |  | 70.8584 | 1
| LCA | Big Creek/Ventura | 3 | Average Weekday | SCE | 1-in-10 | 2031 | 16 |  |  |  | 71.6505 | 1
| LCA | Big Creek/Ventura | 3 | Average Weekday | SCE | 1-in-10 | 2031 | 17 |  |  |  | 71.9429 | 1
| LCA | Big Creek/Ventura | 3 | Average Weekday | SCE | 1-in-10 | 2031 | 18 |  |  |  | 71.2563 | 1
| LCA | Big Creek/Ventura | 3 | Average Weekday | SCE | 1-in-10 | 2031 | 19 |  |  |  | 69.5572 | 1
| LCA | Big Creek/Ventura | 3 | Average Weekday | SCE | 1-in-10 | 2031 | 20 |  |  |  | 66.8135 | 1
| LCA | Big Creek/Ventura | 3 | Average Weekday | SCE | 1-in-10 | 2031 | 21 |  |  |  | 63.5231 | 1
| LCA | Big Creek/Ventura | 3 | Average Weekday | SCE | 1-in-10 | 2031 | 22 |  |  |  | 61.2592 | 1
| LCA | Big Creek/Ventura | 3 | Average Weekday | SCE | 1-in-10 | 2031 | 23 |  |  |  | 59.4613 | 1
| LCA | Big Creek/Ventura | 3 | Average Weekday | SCE | 1-in-10 | 2031 | 24 |  |  |  | 58.0116 | 1
| LCA | Big Creek/Ventura | 3 | Monthly System Peak Day | SCE | 1-in-10 | 2031 | 1 |  |  |  | 62.9286 | 1
| LCA | Big Creek/Ventura | 3 | Monthly System Peak Day | SCE | 1-in-10 | 2031 | 2 |  |  |  | 61.1979 | 1
| LCA | Big Creek/Ventura | 3 | Monthly System Peak Day | SCE | 1-in-10 | 2031 | 3 |  |  |  | 59.1257 | 1
| LCA | Big Creek/Ventura | 3 | Monthly System Peak Day | SCE | 1-in-10 | 2031 | 4 |  |  |  | 58.2714 | 1
| LCA | Big Creek/Ventura | 3 | Monthly System Peak Day | SCE | 1-in-10 | 2031 | 5 |  |  |  | 57.7179 | 1
| LCA | Big Creek/Ventura | 3 | Monthly System Peak Day | SCE | 1-in-10 | 2031 | 6 |  |  |  | 56.9114 | 1
| LCA | Big Creek/Ventura | 3 | Monthly System Peak Day | SCE | 1-in-10 | 2031 | 7 |  |  |  | 55.6436 | 1
| LCA | Big Creek/Ventura | 3 | Monthly System Peak Day | SCE | 1-in-10 | 2031 | 8 |  |  |  | 54.6729 | 1
| LCA | Big Creek/Ventura | 3 | Monthly System Peak Day | SCE | 1-in-10 | 2031 | 9 |  |  |  | 55.8821 | 1
| LCA | Big Creek/Ventura | 3 | Monthly System Peak Day | SCE | 1-in-10 | 2031 | 10 |  |  |  | 61.4086 | 1
| LCA | Big Creek/Ventura | 3 | Monthly System Peak Day | SCE | 1-in-10 | 2031 | 11 |  |  |  | 67.5364 | 1
| LCA | Big Creek/Ventura | 3 | Monthly System Peak Day | SCE | 1-in-10 | 2031 | 12 |  |  |  | 73.5307 | 1
| LCA | Big Creek/Ventura | 3 | Monthly System Peak Day | SCE | 1-in-10 | 2031 | 13 |  |  |  | 78.6286 | 1
| LCA | Big Creek/Ventura | 3 | Monthly System Peak Day | SCE | 1-in-10 | 2031 | 14 |  |  |  | 81.6357 | 1
| LCA | Big Creek/Ventura | 3 | Monthly System Peak Day | SCE | 1-in-10 | 2031 | 15 |  |  |  | 84.1429 | 1
| LCA | Big Creek/Ventura | 3 | Monthly System Peak Day | SCE | 1-in-10 | 2031 | 16 |  |  |  | 85.3286 | 1
| LCA | Big Creek/Ventura | 3 | Monthly System Peak Day | SCE | 1-in-10 | 2031 | 17 |  |  |  | 85.2429 | 1
| LCA | Big Creek/Ventura | 3 | Monthly System Peak Day | SCE | 1-in-10 | 2031 | 18 |  |  |  | 84.9286 | 1
| LCA | Big Creek/Ventura | 3 | Monthly System Peak Day | SCE | 1-in-10 | 2031 | 19 |  |  |  | 83.1136 | 1
| LCA | Big Creek/Ventura | 3 | Monthly System Peak Day | SCE | 1-in-10 | 2031 | 20 |  |  |  | 80.1564 | 1
| LCA | Big Creek/Ventura | 3 | Monthly System Peak Day | SCE | 1-in-10 | 2031 | 21 |  |  |  | 75.1193 | 1
| LCA | Big Creek/Ventura | 3 | Monthly System Peak Day | SCE | 1-in-10 | 2031 | 22 |  |  |  | 70.7171 | 1
| LCA | Big Creek/Ventura | 3 | Monthly System Peak Day | SCE | 1-in-10 | 2031 | 23 |  |  |  | 67.4014 | 1
| LCA | Big Creek/Ventura | 3 | Monthly System Peak Day | SCE | 1-in-10 | 2031 | 24 |  |  |  | 64.9371 | 1
| LCA | Big Creek/Ventura | 4 | Average Weekday | SCE | 1-in-10 | 2031 | 1 |  |  |  | 57.6326 | 1
| LCA | Big Creek/Ventura | 4 | Average Weekday | SCE | 1-in-10 | 2031 | 2 |  |  |  | 56.4057 | 1
| LCA | Big Creek/Ventura | 4 | Average Weekday | SCE | 1-in-10 | 2031 | 3 |  |  |  | 55.5479 | 1
| LCA | Big Creek/Ventura | 4 | Average Weekday | SCE | 1-in-10 | 2031 | 4 |  |  |  | 54.5992 | 1
| LCA | Big Creek/Ventura | 4 | Average Weekday | SCE | 1-in-10 | 2031 | 5 |  |  |  | 53.688 | 1
| LCA | Big Creek/Ventura | 4 | Average Weekday | SCE | 1-in-10 | 2031 | 6 |  |  |  | 53.0014 | 1
| LCA | Big Creek/Ventura | 4 | Average Weekday | SCE | 1-in-10 | 2031 | 7 |  |  |  | 52.3473 | 1
| LCA | Big Creek/Ventura | 4 | Average Weekday | SCE | 1-in-10 | 2031 | 8 |  |  |  | 52.0583 | 1
| LCA | Big Creek/Ventura | 4 | Average Weekday | SCE | 1-in-10 | 2031 | 9 |  |  |  | 53.8128 | 1
| LCA | Big Creek/Ventura | 4 | Average Weekday | SCE | 1-in-10 | 2031 | 10 |  |  |  | 57.9408 | 1
| LCA | Big Creek/Ventura | 4 | Average Weekday | SCE | 1-in-10 | 2031 | 11 |  |  |  | 61.8429 | 1
| LCA | Big Creek/Ventura | 4 | Average Weekday | SCE | 1-in-10 | 2031 | 12 |  |  |  | 65.2534 | 1
| LCA | Big Creek/Ventura | 4 | Average Weekday | SCE | 1-in-10 | 2031 | 13 |  |  |  | 67.9803 | 1
| LCA | Big Creek/Ventura | 4 | Average Weekday | SCE | 1-in-10 | 2031 | 14 |  |  |  | 69.9663 | 1
| LCA | Big Creek/Ventura | 4 | Average Weekday | SCE | 1-in-10 | 2031 | 15 |  |  |  | 71.2935 | 1
| LCA | Big Creek/Ventura | 4 | Average Weekday | SCE | 1-in-10 | 2031 | 16 |  |  |  | 71.9866 | 1
| LCA | Big Creek/Ventura | 4 | Average Weekday | SCE | 1-in-10 | 2031 | 17 |  |  |  | 72.0635 | 1
| LCA | Big Creek/Ventura | 4 | Average Weekday | SCE | 1-in-10 | 2031 | 18 |  |  |  | 71.4416 | 1
| LCA | Big Creek/Ventura | 4 | Average Weekday | SCE | 1-in-10 | 2031 | 19 |  |  |  | 69.9954 | 1
| LCA | Big Creek/Ventura | 4 | Average Weekday | SCE | 1-in-10 | 2031 | 20 |  |  |  | 67.8065 | 1
| LCA | Big Creek/Ventura | 4 | Average Weekday | SCE | 1-in-10 | 2031 | 21 |  |  |  | 64.8983 | 1
| LCA | Big Creek/Ventura | 4 | Average Weekday | SCE | 1-in-10 | 2031 | 22 |  |  |  | 62.5152 | 1
| LCA | Big Creek/Ventura | 4 | Average Weekday | SCE | 1-in-10 | 2031 | 23 |  |  |  | 60.6633 | 1
| LCA | Big Creek/Ventura | 4 | Average Weekday | SCE | 1-in-10 | 2031 | 24 |  |  |  | 59.0916 | 1
| LCA | Big Creek/Ventura | 4 | Monthly System Peak Day | SCE | 1-in-10 | 2031 | 1 |  |  |  | 67.3443 | 1
| LCA | Big Creek/Ventura | 4 | Monthly System Peak Day | SCE | 1-in-10 | 2031 | 2 |  |  |  | 65.9207 | 1
| LCA | Big Creek/Ventura | 4 | Monthly System Peak Day | SCE | 1-in-10 | 2031 | 3 |  |  |  | 65.0814 | 1
| LCA | Big Creek/Ventura | 4 | Monthly System Peak Day | SCE | 1-in-10 | 2031 | 4 |  |  |  | 63.8121 | 1
| LCA | Big Creek/Ventura | 4 | Monthly System Peak Day | SCE | 1-in-10 | 2031 | 5 |  |  |  | 62.6157 | 1
| LCA | Big Creek/Ventura | 4 | Monthly System Peak Day | SCE | 1-in-10 | 2031 | 6 |  |  |  | 61.2721 | 1
| LCA | Big Creek/Ventura | 4 | Monthly System Peak Day | SCE | 1-in-10 | 2031 | 7 |  |  |  | 60.1821 | 1
| LCA | Big Creek/Ventura | 4 | Monthly System Peak Day | SCE | 1-in-10 | 2031 | 8 |  |  |  | 59.4121 | 1
| LCA | Big Creek/Ventura | 4 | Monthly System Peak Day | SCE | 1-in-10 | 2031 | 9 |  |  |  | 62.43 | 1
| LCA | Big Creek/Ventura | 4 | Monthly System Peak Day | SCE | 1-in-10 | 2031 | 10 |  |  |  | 68.1557 | 1
| LCA | Big Creek/Ventura | 4 | Monthly System Peak Day | SCE | 1-in-10 | 2031 | 11 |  |  |  | 74.0407 | 1
| LCA | Big Creek/Ventura | 4 | Monthly System Peak Day | SCE | 1-in-10 | 2031 | 12 |  |  |  | 79.2636 | 1
| LCA | Big Creek/Ventura | 4 | Monthly System Peak Day | SCE | 1-in-10 | 2031 | 13 |  |  |  | 83.0279 | 1
| LCA | Big Creek/Ventura | 4 | Monthly System Peak Day | SCE | 1-in-10 | 2031 | 14 |  |  |  | 86.0857 | 1
| LCA | Big Creek/Ventura | 4 | Monthly System Peak Day | SCE | 1-in-10 | 2031 | 15 |  |  |  | 87.2643 | 1
| LCA | Big Creek/Ventura | 4 | Monthly System Peak Day | SCE | 1-in-10 | 2031 | 16 |  |  |  | 87.4643 | 1
| LCA | Big Creek/Ventura | 4 | Monthly System Peak Day | SCE | 1-in-10 | 2031 | 17 |  |  |  | 86.4571 | 1
| LCA | Big Creek/Ventura | 4 | Monthly System Peak Day | SCE | 1-in-10 | 2031 | 18 |  |  |  | 85.5857 | 1
| LCA | Big Creek/Ventura | 4 | Monthly System Peak Day | SCE | 1-in-10 | 2031 | 19 |  |  |  | 83.6843 | 1
| LCA | Big Creek/Ventura | 4 | Monthly System Peak Day | SCE | 1-in-10 | 2031 | 20 |  |  |  | 80.7464 | 1
| LCA | Big Creek/Ventura | 4 | Monthly System Peak Day | SCE | 1-in-10 | 2031 | 21 |  |  |  | 76.3129 | 1
| LCA | Big Creek/Ventura | 4 | Monthly System Peak Day | SCE | 1-in-10 | 2031 | 22 |  |  |  | 72.2921 | 1
| LCA | Big Creek/Ventura | 4 | Monthly System Peak Day | SCE | 1-in-10 | 2031 | 23 |  |  |  | 70.0786 | 1
| LCA | Big Creek/Ventura | 4 | Monthly System Peak Day | SCE | 1-in-10 | 2031 | 24 |  |  |  | 68.7064 | 1
| LCA | Big Creek/Ventura | 5 | Average Weekday | SCE | 1-in-10 | 2031 | 1 |  |  |  | 62.5912 | 1
| LCA | Big Creek/Ventura | 5 | Average Weekday | SCE | 1-in-10 | 2031 | 2 |  |  |  | 61.3025 | 1
| LCA | Big Creek/Ventura | 5 | Average Weekday | SCE | 1-in-10 | 2031 | 3 |  |  |  | 60.0848 | 1
| LCA | Big Creek/Ventura | 5 | Average Weekday | SCE | 1-in-10 | 2031 | 4 |  |  |  | 58.8481 | 1
| LCA | Big Creek/Ventura | 5 | Average Weekday | SCE | 1-in-10 | 2031 | 5 |  |  |  | 58.0431 | 1
| LCA | Big Creek/Ventura | 5 | Average Weekday | SCE | 1-in-10 | 2031 | 6 |  |  |  | 57.2156 | 1
| LCA | Big Creek/Ventura | 5 | Average Weekday | SCE | 1-in-10 | 2031 | 7 |  |  |  | 56.479 | 1
| LCA | Big Creek/Ventura | 5 | Average Weekday | SCE | 1-in-10 | 2031 | 8 |  |  |  | 56.8888 | 1
| LCA | Big Creek/Ventura | 5 | Average Weekday | SCE | 1-in-10 | 2031 | 9 |  |  |  | 60.1908 | 1
| LCA | Big Creek/Ventura | 5 | Average Weekday | SCE | 1-in-10 | 2031 | 10 |  |  |  | 64.6334 | 1
| LCA | Big Creek/Ventura | 5 | Average Weekday | SCE | 1-in-10 | 2031 | 11 |  |  |  | 68.5848 | 1
| LCA | Big Creek/Ventura | 5 | Average Weekday | SCE | 1-in-10 | 2031 | 12 |  |  |  | 71.6441 | 1
| LCA | Big Creek/Ventura | 5 | Average Weekday | SCE | 1-in-10 | 2031 | 13 |  |  |  | 74.0241 | 1
| LCA | Big Creek/Ventura | 5 | Average Weekday | SCE | 1-in-10 | 2031 | 14 |  |  |  | 75.6921 | 1
| LCA | Big Creek/Ventura | 5 | Average Weekday | SCE | 1-in-10 | 2031 | 15 |  |  |  | 76.7916 | 1
| LCA | Big Creek/Ventura | 5 | Average Weekday | SCE | 1-in-10 | 2031 | 16 |  |  |  | 77.2805 | 1
| LCA | Big Creek/Ventura | 5 | Average Weekday | SCE | 1-in-10 | 2031 | 17 |  |  |  | 77.2165 | 1
| LCA | Big Creek/Ventura | 5 | Average Weekday | SCE | 1-in-10 | 2031 | 18 |  |  |  | 76.5896 | 1
| LCA | Big Creek/Ventura | 5 | Average Weekday | SCE | 1-in-10 | 2031 | 19 |  |  |  | 75.461 | 1
| LCA | Big Creek/Ventura | 5 | Average Weekday | SCE | 1-in-10 | 2031 | 20 |  |  |  | 73.5426 | 1
| LCA | Big Creek/Ventura | 5 | Average Weekday | SCE | 1-in-10 | 2031 | 21 |  |  |  | 70.8603 | 1
| LCA | Big Creek/Ventura | 5 | Average Weekday | SCE | 1-in-10 | 2031 | 22 |  |  |  | 68.0311 | 1
| LCA | Big Creek/Ventura | 5 | Average Weekday | SCE | 1-in-10 | 2031 | 23 |  |  |  | 66.0109 | 1
| LCA | Big Creek/Ventura | 5 | Average Weekday | SCE | 1-in-10 | 2031 | 24 |  |  |  | 64.0741 | 1
| LCA | Big Creek/Ventura | 5 | Monthly System Peak Day | SCE | 1-in-10 | 2031 | 1 |  |  |  | 73.7593 | 1
| LCA | Big Creek/Ventura | 5 | Monthly System Peak Day | SCE | 1-in-10 | 2031 | 2 |  |  |  | 71.6129 | 1
| LCA | Big Creek/Ventura | 5 | Monthly System Peak Day | SCE | 1-in-10 | 2031 | 3 |  |  |  | 69.8557 | 1
| LCA | Big Creek/Ventura | 5 | Monthly System Peak Day | SCE | 1-in-10 | 2031 | 4 |  |  |  | 68.0679 | 1
| LCA | Big Creek/Ventura | 5 | Monthly System Peak Day | SCE | 1-in-10 | 2031 | 5 |  |  |  | 65.8314 | 1
| LCA | Big Creek/Ventura | 5 | Monthly System Peak Day | SCE | 1-in-10 | 2031 | 6 |  |  |  | 64.9371 | 1
| LCA | Big Creek/Ventura | 5 | Monthly System Peak Day | SCE | 1-in-10 | 2031 | 7 |  |  |  | 64.2586 | 1
| LCA | Big Creek/Ventura | 5 | Monthly System Peak Day | SCE | 1-in-10 | 2031 | 8 |  |  |  | 64.3064 | 1
| LCA | Big Creek/Ventura | 5 | Monthly System Peak Day | SCE | 1-in-10 | 2031 | 9 |  |  |  | 68.5121 | 1
| LCA | Big Creek/Ventura | 5 | Monthly System Peak Day | SCE | 1-in-10 | 2031 | 10 |  |  |  | 74.5079 | 1
| LCA | Big Creek/Ventura | 5 | Monthly System Peak Day | SCE | 1-in-10 | 2031 | 11 |  |  |  | 80.8571 | 1
| LCA | Big Creek/Ventura | 5 | Monthly System Peak Day | SCE | 1-in-10 | 2031 | 12 |  |  |  | 85.8971 | 1
| LCA | Big Creek/Ventura | 5 | Monthly System Peak Day | SCE | 1-in-10 | 2031 | 13 |  |  |  | 89.2071 | 1
| LCA | Big Creek/Ventura | 5 | Monthly System Peak Day | SCE | 1-in-10 | 2031 | 14 |  |  |  | 91.3857 | 1
| LCA | Big Creek/Ventura | 5 | Monthly System Peak Day | SCE | 1-in-10 | 2031 | 15 |  |  |  | 92.3 | 1
| LCA | Big Creek/Ventura | 5 | Monthly System Peak Day | SCE | 1-in-10 | 2031 | 16 |  |  |  | 92.5643 | 1
| LCA | Big Creek/Ventura | 5 | Monthly System Peak Day | SCE | 1-in-10 | 2031 | 17 |  |  |  | 92.3714 | 1
| LCA | Big Creek/Ventura | 5 | Monthly System Peak Day | SCE | 1-in-10 | 2031 | 18 |  |  |  | 91.9429 | 1
| LCA | Big Creek/Ventura | 5 | Monthly System Peak Day | SCE | 1-in-10 | 2031 | 19 |  |  |  | 90.6 | 1
| LCA | Big Creek/Ventura | 5 | Monthly System Peak Day | SCE | 1-in-10 | 2031 | 20 |  |  |  | 87.835 | 1
| LCA | Big Creek/Ventura | 5 | Monthly System Peak Day | SCE | 1-in-10 | 2031 | 21 |  |  |  | 83.1979 | 1
| LCA | Big Creek/Ventura | 5 | Monthly System Peak Day | SCE | 1-in-10 | 2031 | 22 |  |  |  | 79.3571 | 1
| LCA | Big Creek/Ventura | 5 | Monthly System Peak Day | SCE | 1-in-10 | 2031 | 23 |  |  |  | 76.5479 | 1
| LCA | Big Creek/Ventura | 5 | Monthly System Peak Day | SCE | 1-in-10 | 2031 | 24 |  |  |  | 73.7157 | 1
| LCA | Big Creek/Ventura | 6 | Average Weekday | SCE | 1-in-10 | 2031 | 1 |  |  |  | 67.5979 | 1
| LCA | Big Creek/Ventura | 6 | Average Weekday | SCE | 1-in-10 | 2031 | 2 |  |  |  | 66.7173 | 1
| LCA | Big Creek/Ventura | 6 | Average Weekday | SCE | 1-in-10 | 2031 | 3 |  |  |  | 65.8067 | 1
| LCA | Big Creek/Ventura | 6 | Average Weekday | SCE | 1-in-10 | 2031 | 4 |  |  |  | 64.7835 | 1
| LCA | Big Creek/Ventura | 6 | Average Weekday | SCE | 1-in-10 | 2031 | 5 |  |  |  | 63.8893 | 1
| LCA | Big Creek/Ventura | 6 | Average Weekday | SCE | 1-in-10 | 2031 | 6 |  |  |  | 63.1691 | 1
| LCA | Big Creek/Ventura | 6 | Average Weekday | SCE | 1-in-10 | 2031 | 7 |  |  |  | 62.6661 | 1
| LCA | Big Creek/Ventura | 6 | Average Weekday | SCE | 1-in-10 | 2031 | 8 |  |  |  | 63.2141 | 1
| LCA | Big Creek/Ventura | 6 | Average Weekday | SCE | 1-in-10 | 2031 | 9 |  |  |  | 66.1776 | 1
| LCA | Big Creek/Ventura | 6 | Average Weekday | SCE | 1-in-10 | 2031 | 10 |  |  |  | 70.0818 | 1
| LCA | Big Creek/Ventura | 6 | Average Weekday | SCE | 1-in-10 | 2031 | 11 |  |  |  | 73.9836 | 1
| LCA | Big Creek/Ventura | 6 | Average Weekday | SCE | 1-in-10 | 2031 | 12 |  |  |  | 77.4319 | 1
| LCA | Big Creek/Ventura | 6 | Average Weekday | SCE | 1-in-10 | 2031 | 13 |  |  |  | 80.1443 | 1
| LCA | Big Creek/Ventura | 6 | Average Weekday | SCE | 1-in-10 | 2031 | 14 |  |  |  | 82.1737 | 1
| LCA | Big Creek/Ventura | 6 | Average Weekday | SCE | 1-in-10 | 2031 | 15 |  |  |  | 83.3627 | 1
| LCA | Big Creek/Ventura | 6 | Average Weekday | SCE | 1-in-10 | 2031 | 16 |  |  |  | 83.8567 | 1
| LCA | Big Creek/Ventura | 6 | Average Weekday | SCE | 1-in-10 | 2031 | 17 |  |  |  | 83.6788 | 1
| LCA | Big Creek/Ventura | 6 | Average Weekday | SCE | 1-in-10 | 2031 | 18 |  |  |  | 82.6209 | 1
| LCA | Big Creek/Ventura | 6 | Average Weekday | SCE | 1-in-10 | 2031 | 19 |  |  |  | 80.9659 | 1
| LCA | Big Creek/Ventura | 6 | Average Weekday | SCE | 1-in-10 | 2031 | 20 |  |  |  | 78.9063 | 1
| LCA | Big Creek/Ventura | 6 | Average Weekday | SCE | 1-in-10 | 2031 | 21 |  |  |  | 76.1141 | 1
| LCA | Big Creek/Ventura | 6 | Average Weekday | SCE | 1-in-10 | 2031 | 22 |  |  |  | 72.8496 | 1
| LCA | Big Creek/Ventura | 6 | Average Weekday | SCE | 1-in-10 | 2031 | 23 |  |  |  | 70.6066 | 1
| LCA | Big Creek/Ventura | 6 | Average Weekday | SCE | 1-in-10 | 2031 | 24 |  |  |  | 68.955 | 1
| LCA | Big Creek/Ventura | 6 | Monthly System Peak Day | SCE | 1-in-10 | 2031 | 1 |  |  |  | 76.6914 | 1
| LCA | Big Creek/Ventura | 6 | Monthly System Peak Day | SCE | 1-in-10 | 2031 | 2 |  |  |  | 75.515 | 1
| LCA | Big Creek/Ventura | 6 | Monthly System Peak Day | SCE | 1-in-10 | 2031 | 3 |  |  |  | 74.4379 | 1
| LCA | Big Creek/Ventura | 6 | Monthly System Peak Day | SCE | 1-in-10 | 2031 | 4 |  |  |  | 73.645 | 1
| LCA | Big Creek/Ventura | 6 | Monthly System Peak Day | SCE | 1-in-10 | 2031 | 5 |  |  |  | 71.9007 | 1
| LCA | Big Creek/Ventura | 6 | Monthly System Peak Day | SCE | 1-in-10 | 2031 | 6 |  |  |  | 70.5579 | 1
| LCA | Big Creek/Ventura | 6 | Monthly System Peak Day | SCE | 1-in-10 | 2031 | 7 |  |  |  | 69.8057 | 1
| LCA | Big Creek/Ventura | 6 | Monthly System Peak Day | SCE | 1-in-10 | 2031 | 8 |  |  |  | 70.8229 | 1
| LCA | Big Creek/Ventura | 6 | Monthly System Peak Day | SCE | 1-in-10 | 2031 | 9 |  |  |  | 75.2807 | 1
| LCA | Big Creek/Ventura | 6 | Monthly System Peak Day | SCE | 1-in-10 | 2031 | 10 |  |  |  | 80.9114 | 1
| LCA | Big Creek/Ventura | 6 | Monthly System Peak Day | SCE | 1-in-10 | 2031 | 11 |  |  |  | 85.5807 | 1
| LCA | Big Creek/Ventura | 6 | Monthly System Peak Day | SCE | 1-in-10 | 2031 | 12 |  |  |  | 90.1036 | 1
| LCA | Big Creek/Ventura | 6 | Monthly System Peak Day | SCE | 1-in-10 | 2031 | 13 |  |  |  | 93.5643 | 1
| LCA | Big Creek/Ventura | 6 | Monthly System Peak Day | SCE | 1-in-10 | 2031 | 14 |  |  |  | 95.8857 | 1
| LCA | Big Creek/Ventura | 6 | Monthly System Peak Day | SCE | 1-in-10 | 2031 | 15 |  |  |  | 96.8643 | 1
| LCA | Big Creek/Ventura | 6 | Monthly System Peak Day | SCE | 1-in-10 | 2031 | 16 |  |  |  | 97.5786 | 1
| LCA | Big Creek/Ventura | 6 | Monthly System Peak Day | SCE | 1-in-10 | 2031 | 17 |  |  |  | 97.25 | 1
| LCA | Big Creek/Ventura | 6 | Monthly System Peak Day | SCE | 1-in-10 | 2031 | 18 |  |  |  | 96.6714 | 1
| LCA | Big Creek/Ventura | 6 | Monthly System Peak Day | SCE | 1-in-10 | 2031 | 19 |  |  |  | 94.1429 | 1
| LCA | Big Creek/Ventura | 6 | Monthly System Peak Day | SCE | 1-in-10 | 2031 | 20 |  |  |  | 91.7464 | 1
| LCA | Big Creek/Ventura | 6 | Monthly System Peak Day | SCE | 1-in-10 | 2031 | 21 |  |  |  | 88.6107 | 1
| LCA | Big Creek/Ventura | 6 | Monthly System Peak Day | SCE | 1-in-10 | 2031 | 22 |  |  |  | 84.5 | 1
| LCA | Big Creek/Ventura | 6 | Monthly System Peak Day | SCE | 1-in-10 | 2031 | 23 |  |  |  | 80.9521 | 1
| LCA | Big Creek/Ventura | 6 | Monthly System Peak Day | SCE | 1-in-10 | 2031 | 24 |  |  |  | 78.8607 | 1
| LCA | Big Creek/Ventura | 7 | Average Weekday | SCE | 1-in-10 | 2031 | 1 |  |  |  | 73.7504 | 1
| LCA | Big Creek/Ventura | 7 | Average Weekday | SCE | 1-in-10 | 2031 | 2 |  |  |  | 72.6444 | 1
| LCA | Big Creek/Ventura | 7 | Average Weekday | SCE | 1-in-10 | 2031 | 3 |  |  |  | 71.7965 | 1
| LCA | Big Creek/Ventura | 7 | Average Weekday | SCE | 1-in-10 | 2031 | 4 |  |  |  | 70.8986 | 1
| LCA | Big Creek/Ventura | 7 | Average Weekday | SCE | 1-in-10 | 2031 | 5 |  |  |  | 70.1004 | 1
| LCA | Big Creek/Ventura | 7 | Average Weekday | SCE | 1-in-10 | 2031 | 6 |  |  |  | 69.3371 | 1
| LCA | Big Creek/Ventura | 7 | Average Weekday | SCE | 1-in-10 | 2031 | 7 |  |  |  | 68.9791 | 1
| LCA | Big Creek/Ventura | 7 | Average Weekday | SCE | 1-in-10 | 2031 | 8 |  |  |  | 69.3313 | 1
| LCA | Big Creek/Ventura | 7 | Average Weekday | SCE | 1-in-10 | 2031 | 9 |  |  |  | 72.2421 | 1
| LCA | Big Creek/Ventura | 7 | Average Weekday | SCE | 1-in-10 | 2031 | 10 |  |  |  | 76.3167 | 1
| LCA | Big Creek/Ventura | 7 | Average Weekday | SCE | 1-in-10 | 2031 | 11 |  |  |  | 80.6703 | 1
| LCA | Big Creek/Ventura | 7 | Average Weekday | SCE | 1-in-10 | 2031 | 12 |  |  |  | 84.4912 | 1
| LCA | Big Creek/Ventura | 7 | Average Weekday | SCE | 1-in-10 | 2031 | 13 |  |  |  | 87.3622 | 1
| LCA | Big Creek/Ventura | 7 | Average Weekday | SCE | 1-in-10 | 2031 | 14 |  |  |  | 89.604 | 1
| LCA | Big Creek/Ventura | 7 | Average Weekday | SCE | 1-in-10 | 2031 | 15 |  |  |  | 91.1072 | 1
| LCA | Big Creek/Ventura | 7 | Average Weekday | SCE | 1-in-10 | 2031 | 16 |  |  |  | 91.7086 | 1
| LCA | Big Creek/Ventura | 7 | Average Weekday | SCE | 1-in-10 | 2031 | 17 |  |  |  | 91.4436 | 1
| LCA | Big Creek/Ventura | 7 | Average Weekday | SCE | 1-in-10 | 2031 | 18 |  |  |  | 90.5951 | 1
| LCA | Big Creek/Ventura | 7 | Average Weekday | SCE | 1-in-10 | 2031 | 19 |  |  |  | 88.7186 | 1
| LCA | Big Creek/Ventura | 7 | Average Weekday | SCE | 1-in-10 | 2031 | 20 |  |  |  | 85.9757 | 1
| LCA | Big Creek/Ventura | 7 | Average Weekday | SCE | 1-in-10 | 2031 | 21 |  |  |  | 82.4525 | 1
| LCA | Big Creek/Ventura | 7 | Average Weekday | SCE | 1-in-10 | 2031 | 22 |  |  |  | 78.9574 | 1
| LCA | Big Creek/Ventura | 7 | Average Weekday | SCE | 1-in-10 | 2031 | 23 |  |  |  | 76.8646 | 1
| LCA | Big Creek/Ventura | 7 | Average Weekday | SCE | 1-in-10 | 2031 | 24 |  |  |  | 75.4968 | 1
| LCA | Big Creek/Ventura | 7 | Monthly System Peak Day | SCE | 1-in-10 | 2031 | 1 |  |  |  | 79.6921 | 1
| LCA | Big Creek/Ventura | 7 | Monthly System Peak Day | SCE | 1-in-10 | 2031 | 2 |  |  |  | 77.0121 | 1
| LCA | Big Creek/Ventura | 7 | Monthly System Peak Day | SCE | 1-in-10 | 2031 | 3 |  |  |  | 75.1236 | 1
| LCA | Big Creek/Ventura | 7 | Monthly System Peak Day | SCE | 1-in-10 | 2031 | 4 |  |  |  | 73.7421 | 1
| LCA | Big Creek/Ventura | 7 | Monthly System Peak Day | SCE | 1-in-10 | 2031 | 5 |  |  |  | 71.6914 | 1
| LCA | Big Creek/Ventura | 7 | Monthly System Peak Day | SCE | 1-in-10 | 2031 | 6 |  |  |  | 70.2086 | 1
| LCA | Big Creek/Ventura | 7 | Monthly System Peak Day | SCE | 1-in-10 | 2031 | 7 |  |  |  | 69.2164 | 1
| LCA | Big Creek/Ventura | 7 | Monthly System Peak Day | SCE | 1-in-10 | 2031 | 8 |  |  |  | 70.2036 | 1
| LCA | Big Creek/Ventura | 7 | Monthly System Peak Day | SCE | 1-in-10 | 2031 | 9 |  |  |  | 74.6314 | 1
| LCA | Big Creek/Ventura | 7 | Monthly System Peak Day | SCE | 1-in-10 | 2031 | 10 |  |  |  | 81.2857 | 1
| LCA | Big Creek/Ventura | 7 | Monthly System Peak Day | SCE | 1-in-10 | 2031 | 11 |  |  |  | 88.2643 | 1
| LCA | Big Creek/Ventura | 7 | Monthly System Peak Day | SCE | 1-in-10 | 2031 | 12 |  |  |  | 93.0214 | 1
| LCA | Big Creek/Ventura | 7 | Monthly System Peak Day | SCE | 1-in-10 | 2031 | 13 |  |  |  | 96.9286 | 1
| LCA | Big Creek/Ventura | 7 | Monthly System Peak Day | SCE | 1-in-10 | 2031 | 14 |  |  |  | 99.9 | 1
| LCA | Big Creek/Ventura | 7 | Monthly System Peak Day | SCE | 1-in-10 | 2031 | 15 |  |  |  | 101.8071 | 1
| LCA | Big Creek/Ventura | 7 | Monthly System Peak Day | SCE | 1-in-10 | 2031 | 16 |  |  |  | 101.5143 | 1
| LCA | Big Creek/Ventura | 7 | Monthly System Peak Day | SCE | 1-in-10 | 2031 | 17 |  |  |  | 102.0714 | 1
| LCA | Big Creek/Ventura | 7 | Monthly System Peak Day | SCE | 1-in-10 | 2031 | 18 |  |  |  | 101.0286 | 1
| LCA | Big Creek/Ventura | 7 | Monthly System Peak Day | SCE | 1-in-10 | 2031 | 19 |  |  |  | 97.4429 | 1
| LCA | Big Creek/Ventura | 7 | Monthly System Peak Day | SCE | 1-in-10 | 2031 | 20 |  |  |  | 95.3429 | 1
| LCA | Big Creek/Ventura | 7 | Monthly System Peak Day | SCE | 1-in-10 | 2031 | 21 |  |  |  | 92.6571 | 1
| LCA | Big Creek/Ventura | 7 | Monthly System Peak Day | SCE | 1-in-10 | 2031 | 22 |  |  |  | 90.3671 | 1
| LCA | Big Creek/Ventura | 7 | Monthly System Peak Day | SCE | 1-in-10 | 2031 | 23 |  |  |  | 89.5886 | 1
| LCA | Big Creek/Ventura | 7 | Monthly System Peak Day | SCE | 1-in-10 | 2031 | 24 |  |  |  | 88.9329 | 1
| LCA | Big Creek/Ventura | 8 | Average Weekday | SCE | 1-in-10 | 2031 | 1 |  |  |  | 72.617 | 1
| LCA | Big Creek/Ventura | 8 | Average Weekday | SCE | 1-in-10 | 2031 | 2 |  |  |  | 71.5829 | 1
| LCA | Big Creek/Ventura | 8 | Average Weekday | SCE | 1-in-10 | 2031 | 3 |  |  |  | 70.6675 | 1
| LCA | Big Creek/Ventura | 8 | Average Weekday | SCE | 1-in-10 | 2031 | 4 |  |  |  | 69.7504 | 1
| LCA | Big Creek/Ventura | 8 | Average Weekday | SCE | 1-in-10 | 2031 | 5 |  |  |  | 68.8575 | 1
| LCA | Big Creek/Ventura | 8 | Average Weekday | SCE | 1-in-10 | 2031 | 6 |  |  |  | 68.1166 | 1
| LCA | Big Creek/Ventura | 8 | Average Weekday | SCE | 1-in-10 | 2031 | 7 |  |  |  | 67.4787 | 1
| LCA | Big Creek/Ventura | 8 | Average Weekday | SCE | 1-in-10 | 2031 | 8 |  |  |  | 67.1623 | 1
| LCA | Big Creek/Ventura | 8 | Average Weekday | SCE | 1-in-10 | 2031 | 9 |  |  |  | 69.3921 | 1
| LCA | Big Creek/Ventura | 8 | Average Weekday | SCE | 1-in-10 | 2031 | 10 |  |  |  | 73.7514 | 1
| LCA | Big Creek/Ventura | 8 | Average Weekday | SCE | 1-in-10 | 2031 | 11 |  |  |  | 78.361 | 1
| LCA | Big Creek/Ventura | 8 | Average Weekday | SCE | 1-in-10 | 2031 | 12 |  |  |  | 82.5195 | 1
| LCA | Big Creek/Ventura | 8 | Average Weekday | SCE | 1-in-10 | 2031 | 13 |  |  |  | 85.7826 | 1
| LCA | Big Creek/Ventura | 8 | Average Weekday | SCE | 1-in-10 | 2031 | 14 |  |  |  | 88.0277 | 1
| LCA | Big Creek/Ventura | 8 | Average Weekday | SCE | 1-in-10 | 2031 | 15 |  |  |  | 89.5388 | 1
| LCA | Big Creek/Ventura | 8 | Average Weekday | SCE | 1-in-10 | 2031 | 16 |  |  |  | 90.0297 | 1
| LCA | Big Creek/Ventura | 8 | Average Weekday | SCE | 1-in-10 | 2031 | 17 |  |  |  | 89.689 | 1
| LCA | Big Creek/Ventura | 8 | Average Weekday | SCE | 1-in-10 | 2031 | 18 |  |  |  | 88.4673 | 1
| LCA | Big Creek/Ventura | 8 | Average Weekday | SCE | 1-in-10 | 2031 | 19 |  |  |  | 86.572 | 1
| LCA | Big Creek/Ventura | 8 | Average Weekday | SCE | 1-in-10 | 2031 | 20 |  |  |  | 83.8523 | 1
| LCA | Big Creek/Ventura | 8 | Average Weekday | SCE | 1-in-10 | 2031 | 21 |  |  |  | 80.2474 | 1
| LCA | Big Creek/Ventura | 8 | Average Weekday | SCE | 1-in-10 | 2031 | 22 |  |  |  | 77.3183 | 1
| LCA | Big Creek/Ventura | 8 | Average Weekday | SCE | 1-in-10 | 2031 | 23 |  |  |  | 75.3625 | 1
| LCA | Big Creek/Ventura | 8 | Average Weekday | SCE | 1-in-10 | 2031 | 24 |  |  |  | 73.8133 | 1
| LCA | Big Creek/Ventura | 8 | Monthly System Peak Day | SCE | 1-in-10 | 2031 | 1 |  |  |  | 80.1 | 1
| LCA | Big Creek/Ventura | 8 | Monthly System Peak Day | SCE | 1-in-10 | 2031 | 2 |  |  |  | 78.5121 | 1
| LCA | Big Creek/Ventura | 8 | Monthly System Peak Day | SCE | 1-in-10 | 2031 | 3 |  |  |  | 77.2293 | 1
| LCA | Big Creek/Ventura | 8 | Monthly System Peak Day | SCE | 1-in-10 | 2031 | 4 |  |  |  | 75.3614 | 1
| LCA | Big Creek/Ventura | 8 | Monthly System Peak Day | SCE | 1-in-10 | 2031 | 5 |  |  |  | 73.9521 | 1
| LCA | Big Creek/Ventura | 8 | Monthly System Peak Day | SCE | 1-in-10 | 2031 | 6 |  |  |  | 72.6943 | 1
| LCA | Big Creek/Ventura | 8 | Monthly System Peak Day | SCE | 1-in-10 | 2031 | 7 |  |  |  | 70.8336 | 1
| LCA | Big Creek/Ventura | 8 | Monthly System Peak Day | SCE | 1-in-10 | 2031 | 8 |  |  |  | 70.2743 | 1
| LCA | Big Creek/Ventura | 8 | Monthly System Peak Day | SCE | 1-in-10 | 2031 | 9 |  |  |  | 73.2929 | 1
| LCA | Big Creek/Ventura | 8 | Monthly System Peak Day | SCE | 1-in-10 | 2031 | 10 |  |  |  | 79.2857 | 1
| LCA | Big Creek/Ventura | 8 | Monthly System Peak Day | SCE | 1-in-10 | 2031 | 11 |  |  |  | 85.0214 | 1
| LCA | Big Creek/Ventura | 8 | Monthly System Peak Day | SCE | 1-in-10 | 2031 | 12 |  |  |  | 89.7071 | 1
| LCA | Big Creek/Ventura | 8 | Monthly System Peak Day | SCE | 1-in-10 | 2031 | 13 |  |  |  | 93.3071 | 1
| LCA | Big Creek/Ventura | 8 | Monthly System Peak Day | SCE | 1-in-10 | 2031 | 14 |  |  |  | 95.6786 | 1
| LCA | Big Creek/Ventura | 8 | Monthly System Peak Day | SCE | 1-in-10 | 2031 | 15 |  |  |  | 97.45 | 1
| LCA | Big Creek/Ventura | 8 | Monthly System Peak Day | SCE | 1-in-10 | 2031 | 16 |  |  |  | 97.5786 | 1
| LCA | Big Creek/Ventura | 8 | Monthly System Peak Day | SCE | 1-in-10 | 2031 | 17 |  |  |  | 96.85 | 1
| LCA | Big Creek/Ventura | 8 | Monthly System Peak Day | SCE | 1-in-10 | 2031 | 18 |  |  |  | 95.75 | 1
| LCA | Big Creek/Ventura | 8 | Monthly System Peak Day | SCE | 1-in-10 | 2031 | 19 |  |  |  | 94.3071 | 1
| LCA | Big Creek/Ventura | 8 | Monthly System Peak Day | SCE | 1-in-10 | 2031 | 20 |  |  |  | 91.8214 | 1
| LCA | Big Creek/Ventura | 8 | Monthly System Peak Day | SCE | 1-in-10 | 2031 | 21 |  |  |  | 88.2821 | 1
| LCA | Big Creek/Ventura | 8 | Monthly System Peak Day | SCE | 1-in-10 | 2031 | 22 |  |  |  | 85.0971 | 1
| LCA | Big Creek/Ventura | 8 | Monthly System Peak Day | SCE | 1-in-10 | 2031 | 23 |  |  |  | 82.7607 | 1
| LCA | Big Creek/Ventura | 8 | Monthly System Peak Day | SCE | 1-in-10 | 2031 | 24 |  |  |  | 82.1864 | 1
| LCA | Big Creek/Ventura | 8 | Typical Event Day | SCE | 1-in-10 | 2031 | 1 |  |  |  | 78.268 | 1
| LCA | Big Creek/Ventura | 8 | Typical Event Day | SCE | 1-in-10 | 2031 | 2 |  |  |  | 76.5686 | 1
| LCA | Big Creek/Ventura | 8 | Typical Event Day | SCE | 1-in-10 | 2031 | 3 |  |  |  | 75.1691 | 1
| LCA | Big Creek/Ventura | 8 | Typical Event Day | SCE | 1-in-10 | 2031 | 4 |  |  |  | 74.1738 | 1
| LCA | Big Creek/Ventura | 8 | Typical Event Day | SCE | 1-in-10 | 2031 | 5 |  |  |  | 72.9584 | 1
| LCA | Big Creek/Ventura | 8 | Typical Event Day | SCE | 1-in-10 | 2031 | 6 |  |  |  | 71.5312 | 1
| LCA | Big Creek/Ventura | 8 | Typical Event Day | SCE | 1-in-10 | 2031 | 7 |  |  |  | 70.6979 | 1
| LCA | Big Creek/Ventura | 8 | Typical Event Day | SCE | 1-in-10 | 2031 | 8 |  |  |  | 71.0314 | 1
| LCA | Big Creek/Ventura | 8 | Typical Event Day | SCE | 1-in-10 | 2031 | 9 |  |  |  | 74.3273 | 1
| LCA | Big Creek/Ventura | 8 | Typical Event Day | SCE | 1-in-10 | 2031 | 10 |  |  |  | 79.9921 | 1
| LCA | Big Creek/Ventura | 8 | Typical Event Day | SCE | 1-in-10 | 2031 | 11 |  |  |  | 85.5666 | 1
| LCA | Big Creek/Ventura | 8 | Typical Event Day | SCE | 1-in-10 | 2031 | 12 |  |  |  | 90.1973 | 1
| LCA | Big Creek/Ventura | 8 | Typical Event Day | SCE | 1-in-10 | 2031 | 13 |  |  |  | 93.6804 | 1
| LCA | Big Creek/Ventura | 8 | Typical Event Day | SCE | 1-in-10 | 2031 | 14 |  |  |  | 96.2429 | 1
| LCA | Big Creek/Ventura | 8 | Typical Event Day | SCE | 1-in-10 | 2031 | 15 |  |  |  | 97.8 | 1
| LCA | Big Creek/Ventura | 8 | Typical Event Day | SCE | 1-in-10 | 2031 | 16 |  |  |  | 98.2786 | 1
| LCA | Big Creek/Ventura | 8 | Typical Event Day | SCE | 1-in-10 | 2031 | 17 |  |  |  | 98.3393 | 1
| LCA | Big Creek/Ventura | 8 | Typical Event Day | SCE | 1-in-10 | 2031 | 18 |  |  |  | 97.4571 | 1
| LCA | Big Creek/Ventura | 8 | Typical Event Day | SCE | 1-in-10 | 2031 | 19 |  |  |  | 94.9071 | 1
| LCA | Big Creek/Ventura | 8 | Typical Event Day | SCE | 1-in-10 | 2031 | 20 |  |  |  | 92.492 | 1
| LCA | Big Creek/Ventura | 8 | Typical Event Day | SCE | 1-in-10 | 2031 | 21 |  |  |  | 89.4821 | 1
| LCA | Big Creek/Ventura | 8 | Typical Event Day | SCE | 1-in-10 | 2031 | 22 |  |  |  | 86.4482 | 1
| LCA | Big Creek/Ventura | 8 | Typical Event Day | SCE | 1-in-10 | 2031 | 23 |  |  |  | 84.3057 | 1
| LCA | Big Creek/Ventura | 8 | Typical Event Day | SCE | 1-in-10 | 2031 | 24 |  |  |  | 83.0146 | 1
| LCA | Big Creek/Ventura | 9 | Average Weekday | SCE | 1-in-10 | 2031 | 1 |  |  |  | 70.2028 | 1
| LCA | Big Creek/Ventura | 9 | Average Weekday | SCE | 1-in-10 | 2031 | 2 |  |  |  | 69.1836 | 1
| LCA | Big Creek/Ventura | 9 | Average Weekday | SCE | 1-in-10 | 2031 | 3 |  |  |  | 68.2518 | 1
| LCA | Big Creek/Ventura | 9 | Average Weekday | SCE | 1-in-10 | 2031 | 4 |  |  |  | 67.4618 | 1
| LCA | Big Creek/Ventura | 9 | Average Weekday | SCE | 1-in-10 | 2031 | 5 |  |  |  | 66.5713 | 1
| LCA | Big Creek/Ventura | 9 | Average Weekday | SCE | 1-in-10 | 2031 | 6 |  |  |  | 65.7951 | 1
| LCA | Big Creek/Ventura | 9 | Average Weekday | SCE | 1-in-10 | 2031 | 7 |  |  |  | 65.2006 | 1
| LCA | Big Creek/Ventura | 9 | Average Weekday | SCE | 1-in-10 | 2031 | 8 |  |  |  | 64.7186 | 1
| LCA | Big Creek/Ventura | 9 | Average Weekday | SCE | 1-in-10 | 2031 | 9 |  |  |  | 65.7455 | 1
| LCA | Big Creek/Ventura | 9 | Average Weekday | SCE | 1-in-10 | 2031 | 10 |  |  |  | 69.433 | 1
| LCA | Big Creek/Ventura | 9 | Average Weekday | SCE | 1-in-10 | 2031 | 11 |  |  |  | 73.8913 | 1
| LCA | Big Creek/Ventura | 9 | Average Weekday | SCE | 1-in-10 | 2031 | 12 |  |  |  | 78.089 | 1
| LCA | Big Creek/Ventura | 9 | Average Weekday | SCE | 1-in-10 | 2031 | 13 |  |  |  | 81.4035 | 1
| LCA | Big Creek/Ventura | 9 | Average Weekday | SCE | 1-in-10 | 2031 | 14 |  |  |  | 83.8146 | 1
| LCA | Big Creek/Ventura | 9 | Average Weekday | SCE | 1-in-10 | 2031 | 15 |  |  |  | 85.4224 | 1
| LCA | Big Creek/Ventura | 9 | Average Weekday | SCE | 1-in-10 | 2031 | 16 |  |  |  | 86.0571 | 1
| LCA | Big Creek/Ventura | 9 | Average Weekday | SCE | 1-in-10 | 2031 | 17 |  |  |  | 85.7889 | 1
| LCA | Big Creek/Ventura | 9 | Average Weekday | SCE | 1-in-10 | 2031 | 18 |  |  |  | 84.8251 | 1
| LCA | Big Creek/Ventura | 9 | Average Weekday | SCE | 1-in-10 | 2031 | 19 |  |  |  | 82.9592 | 1
| LCA | Big Creek/Ventura | 9 | Average Weekday | SCE | 1-in-10 | 2031 | 20 |  |  |  | 79.8824 | 1
| LCA | Big Creek/Ventura | 9 | Average Weekday | SCE | 1-in-10 | 2031 | 21 |  |  |  | 76.5321 | 1
| LCA | Big Creek/Ventura | 9 | Average Weekday | SCE | 1-in-10 | 2031 | 22 |  |  |  | 74.4318 | 1
| LCA | Big Creek/Ventura | 9 | Average Weekday | SCE | 1-in-10 | 2031 | 23 |  |  |  | 72.679 | 1
| LCA | Big Creek/Ventura | 9 | Average Weekday | SCE | 1-in-10 | 2031 | 24 |  |  |  | 71.1678 | 1
| LCA | Big Creek/Ventura | 9 | Monthly System Peak Day | SCE | 1-in-10 | 2031 | 1 |  |  |  | 76.5886 | 1
| LCA | Big Creek/Ventura | 9 | Monthly System Peak Day | SCE | 1-in-10 | 2031 | 2 |  |  |  | 75.235 | 1
| LCA | Big Creek/Ventura | 9 | Monthly System Peak Day | SCE | 1-in-10 | 2031 | 3 |  |  |  | 73.8857 | 1
| LCA | Big Creek/Ventura | 9 | Monthly System Peak Day | SCE | 1-in-10 | 2031 | 4 |  |  |  | 73.9464 | 1
| LCA | Big Creek/Ventura | 9 | Monthly System Peak Day | SCE | 1-in-10 | 2031 | 5 |  |  |  | 74.2893 | 1
| LCA | Big Creek/Ventura | 9 | Monthly System Peak Day | SCE | 1-in-10 | 2031 | 6 |  |  |  | 72.6643 | 1
| LCA | Big Creek/Ventura | 9 | Monthly System Peak Day | SCE | 1-in-10 | 2031 | 7 |  |  |  | 72.9357 | 1
| LCA | Big Creek/Ventura | 9 | Monthly System Peak Day | SCE | 1-in-10 | 2031 | 8 |  |  |  | 72.825 | 1
| LCA | Big Creek/Ventura | 9 | Monthly System Peak Day | SCE | 1-in-10 | 2031 | 9 |  |  |  | 74.1043 | 1
| LCA | Big Creek/Ventura | 9 | Monthly System Peak Day | SCE | 1-in-10 | 2031 | 10 |  |  |  | 78.4857 | 1
| LCA | Big Creek/Ventura | 9 | Monthly System Peak Day | SCE | 1-in-10 | 2031 | 11 |  |  |  | 83.4 | 1
| LCA | Big Creek/Ventura | 9 | Monthly System Peak Day | SCE | 1-in-10 | 2031 | 12 |  |  |  | 87.9571 | 1
| LCA | Big Creek/Ventura | 9 | Monthly System Peak Day | SCE | 1-in-10 | 2031 | 13 |  |  |  | 90.9214 | 1
| LCA | Big Creek/Ventura | 9 | Monthly System Peak Day | SCE | 1-in-10 | 2031 | 14 |  |  |  | 93.5071 | 1
| LCA | Big Creek/Ventura | 9 | Monthly System Peak Day | SCE | 1-in-10 | 2031 | 15 |  |  |  | 95.0786 | 1
| LCA | Big Creek/Ventura | 9 | Monthly System Peak Day | SCE | 1-in-10 | 2031 | 16 |  |  |  | 96.4429 | 1
| LCA | Big Creek/Ventura | 9 | Monthly System Peak Day | SCE | 1-in-10 | 2031 | 17 |  |  |  | 97.1857 | 1
| LCA | Big Creek/Ventura | 9 | Monthly System Peak Day | SCE | 1-in-10 | 2031 | 18 |  |  |  | 96.3786 | 1
| LCA | Big Creek/Ventura | 9 | Monthly System Peak Day | SCE | 1-in-10 | 2031 | 19 |  |  |  | 93.7357 | 1
| LCA | Big Creek/Ventura | 9 | Monthly System Peak Day | SCE | 1-in-10 | 2031 | 20 |  |  |  | 91.0571 | 1
| LCA | Big Creek/Ventura | 9 | Monthly System Peak Day | SCE | 1-in-10 | 2031 | 21 |  |  |  | 88.3786 | 1
| LCA | Big Creek/Ventura | 9 | Monthly System Peak Day | SCE | 1-in-10 | 2031 | 22 |  |  |  | 85.8286 | 1
| LCA | Big Creek/Ventura | 9 | Monthly System Peak Day | SCE | 1-in-10 | 2031 | 23 |  |  |  | 83.9214 | 1
| LCA | Big Creek/Ventura | 9 | Monthly System Peak Day | SCE | 1-in-10 | 2031 | 24 |  |  |  | 82.0786 | 1
| LCA | Big Creek/Ventura | 10 | Average Weekday | SCE | 1-in-10 | 2031 | 1 |  |  |  | 64.6574 | 1
| LCA | Big Creek/Ventura | 10 | Average Weekday | SCE | 1-in-10 | 2031 | 2 |  |  |  | 63.6685 | 1
| LCA | Big Creek/Ventura | 10 | Average Weekday | SCE | 1-in-10 | 2031 | 3 |  |  |  | 62.8361 | 1
| LCA | Big Creek/Ventura | 10 | Average Weekday | SCE | 1-in-10 | 2031 | 4 |  |  |  | 61.9542 | 1
| LCA | Big Creek/Ventura | 10 | Average Weekday | SCE | 1-in-10 | 2031 | 5 |  |  |  | 61.1331 | 1
| LCA | Big Creek/Ventura | 10 | Average Weekday | SCE | 1-in-10 | 2031 | 6 |  |  |  | 60.6957 | 1
| LCA | Big Creek/Ventura | 10 | Average Weekday | SCE | 1-in-10 | 2031 | 7 |  |  |  | 60.0795 | 1
| LCA | Big Creek/Ventura | 10 | Average Weekday | SCE | 1-in-10 | 2031 | 8 |  |  |  | 59.6208 | 1
| LCA | Big Creek/Ventura | 10 | Average Weekday | SCE | 1-in-10 | 2031 | 9 |  |  |  | 60.0076 | 1
| LCA | Big Creek/Ventura | 10 | Average Weekday | SCE | 1-in-10 | 2031 | 10 |  |  |  | 63.1345 | 1
| LCA | Big Creek/Ventura | 10 | Average Weekday | SCE | 1-in-10 | 2031 | 11 |  |  |  | 67.9007 | 1
| LCA | Big Creek/Ventura | 10 | Average Weekday | SCE | 1-in-10 | 2031 | 12 |  |  |  | 72.4013 | 1
| LCA | Big Creek/Ventura | 10 | Average Weekday | SCE | 1-in-10 | 2031 | 13 |  |  |  | 75.8279 | 1
| LCA | Big Creek/Ventura | 10 | Average Weekday | SCE | 1-in-10 | 2031 | 14 |  |  |  | 78.2119 | 1
| LCA | Big Creek/Ventura | 10 | Average Weekday | SCE | 1-in-10 | 2031 | 15 |  |  |  | 79.6814 | 1
| LCA | Big Creek/Ventura | 10 | Average Weekday | SCE | 1-in-10 | 2031 | 16 |  |  |  | 80.4072 | 1
| LCA | Big Creek/Ventura | 10 | Average Weekday | SCE | 1-in-10 | 2031 | 17 |  |  |  | 80.5515 | 1
| LCA | Big Creek/Ventura | 10 | Average Weekday | SCE | 1-in-10 | 2031 | 18 |  |  |  | 79.6518 | 1
| LCA | Big Creek/Ventura | 10 | Average Weekday | SCE | 1-in-10 | 2031 | 19 |  |  |  | 77.5644 | 1
| LCA | Big Creek/Ventura | 10 | Average Weekday | SCE | 1-in-10 | 2031 | 20 |  |  |  | 74.3088 | 1
| LCA | Big Creek/Ventura | 10 | Average Weekday | SCE | 1-in-10 | 2031 | 21 |  |  |  | 71.652 | 1
| LCA | Big Creek/Ventura | 10 | Average Weekday | SCE | 1-in-10 | 2031 | 22 |  |  |  | 69.4339 | 1
| LCA | Big Creek/Ventura | 10 | Average Weekday | SCE | 1-in-10 | 2031 | 23 |  |  |  | 67.5514 | 1
| LCA | Big Creek/Ventura | 10 | Average Weekday | SCE | 1-in-10 | 2031 | 24 |  |  |  | 65.7874 | 1
| LCA | Big Creek/Ventura | 10 | Monthly System Peak Day | SCE | 1-in-10 | 2031 | 1 |  |  |  | 72.9114 | 1
| LCA | Big Creek/Ventura | 10 | Monthly System Peak Day | SCE | 1-in-10 | 2031 | 2 |  |  |  | 73.1943 | 1
| LCA | Big Creek/Ventura | 10 | Monthly System Peak Day | SCE | 1-in-10 | 2031 | 3 |  |  |  | 75.1807 | 1
| LCA | Big Creek/Ventura | 10 | Monthly System Peak Day | SCE | 1-in-10 | 2031 | 4 |  |  |  | 74.4336 | 1
| LCA | Big Creek/Ventura | 10 | Monthly System Peak Day | SCE | 1-in-10 | 2031 | 5 |  |  |  | 73.5214 | 1
| LCA | Big Creek/Ventura | 10 | Monthly System Peak Day | SCE | 1-in-10 | 2031 | 6 |  |  |  | 72.8371 | 1
| LCA | Big Creek/Ventura | 10 | Monthly System Peak Day | SCE | 1-in-10 | 2031 | 7 |  |  |  | 71.7614 | 1
| LCA | Big Creek/Ventura | 10 | Monthly System Peak Day | SCE | 1-in-10 | 2031 | 8 |  |  |  | 71.4336 | 1
| LCA | Big Creek/Ventura | 10 | Monthly System Peak Day | SCE | 1-in-10 | 2031 | 9 |  |  |  | 71.4886 | 1
| LCA | Big Creek/Ventura | 10 | Monthly System Peak Day | SCE | 1-in-10 | 2031 | 10 |  |  |  | 75.3786 | 1
| LCA | Big Creek/Ventura | 10 | Monthly System Peak Day | SCE | 1-in-10 | 2031 | 11 |  |  |  | 80.3886 | 1
| LCA | Big Creek/Ventura | 10 | Monthly System Peak Day | SCE | 1-in-10 | 2031 | 12 |  |  |  | 86.0643 | 1
| LCA | Big Creek/Ventura | 10 | Monthly System Peak Day | SCE | 1-in-10 | 2031 | 13 |  |  |  | 89.9 | 1
| LCA | Big Creek/Ventura | 10 | Monthly System Peak Day | SCE | 1-in-10 | 2031 | 14 |  |  |  | 91.2286 | 1
| LCA | Big Creek/Ventura | 10 | Monthly System Peak Day | SCE | 1-in-10 | 2031 | 15 |  |  |  | 92.8571 | 1
| LCA | Big Creek/Ventura | 10 | Monthly System Peak Day | SCE | 1-in-10 | 2031 | 16 |  |  |  | 93.7643 | 1
| LCA | Big Creek/Ventura | 10 | Monthly System Peak Day | SCE | 1-in-10 | 2031 | 17 |  |  |  | 94.8 | 1
| LCA | Big Creek/Ventura | 10 | Monthly System Peak Day | SCE | 1-in-10 | 2031 | 18 |  |  |  | 94.3429 | 1
| LCA | Big Creek/Ventura | 10 | Monthly System Peak Day | SCE | 1-in-10 | 2031 | 19 |  |  |  | 92.5071 | 1
| LCA | Big Creek/Ventura | 10 | Monthly System Peak Day | SCE | 1-in-10 | 2031 | 20 |  |  |  | 88.0714 | 1
| LCA | Big Creek/Ventura | 10 | Monthly System Peak Day | SCE | 1-in-10 | 2031 | 21 |  |  |  | 84.25 | 1
| LCA | Big Creek/Ventura | 10 | Monthly System Peak Day | SCE | 1-in-10 | 2031 | 22 |  |  |  | 80.5929 | 1
| LCA | Big Creek/Ventura | 10 | Monthly System Peak Day | SCE | 1-in-10 | 2031 | 23 |  |  |  | 78.5843 | 1
| LCA | Big Creek/Ventura | 10 | Monthly System Peak Day | SCE | 1-in-10 | 2031 | 24 |  |  |  | 76.1214 | 1
| LCA | Big Creek/Ventura | 11 | Average Weekday | SCE | 1-in-10 | 2031 | 1 |  |  |  | 53.2581 | 1
| LCA | Big Creek/Ventura | 11 | Average Weekday | SCE | 1-in-10 | 2031 | 2 |  |  |  | 52.2332 | 1
| LCA | Big Creek/Ventura | 11 | Average Weekday | SCE | 1-in-10 | 2031 | 3 |  |  |  | 51.3054 | 1
| LCA | Big Creek/Ventura | 11 | Average Weekday | SCE | 1-in-10 | 2031 | 4 |  |  |  | 50.3869 | 1
| LCA | Big Creek/Ventura | 11 | Average Weekday | SCE | 1-in-10 | 2031 | 5 |  |  |  | 49.5653 | 1
| LCA | Big Creek/Ventura | 11 | Average Weekday | SCE | 1-in-10 | 2031 | 6 |  |  |  | 48.9192 | 1
| LCA | Big Creek/Ventura | 11 | Average Weekday | SCE | 1-in-10 | 2031 | 7 |  |  |  | 48.5108 | 1
| LCA | Big Creek/Ventura | 11 | Average Weekday | SCE | 1-in-10 | 2031 | 8 |  |  |  | 48.19 | 1
| LCA | Big Creek/Ventura | 11 | Average Weekday | SCE | 1-in-10 | 2031 | 9 |  |  |  | 49.6874 | 1
| LCA | Big Creek/Ventura | 11 | Average Weekday | SCE | 1-in-10 | 2031 | 10 |  |  |  | 53.9557 | 1
| LCA | Big Creek/Ventura | 11 | Average Weekday | SCE | 1-in-10 | 2031 | 11 |  |  |  | 58.7942 | 1
| LCA | Big Creek/Ventura | 11 | Average Weekday | SCE | 1-in-10 | 2031 | 12 |  |  |  | 63.0026 | 1
| LCA | Big Creek/Ventura | 11 | Average Weekday | SCE | 1-in-10 | 2031 | 13 |  |  |  | 65.857 | 1
| LCA | Big Creek/Ventura | 11 | Average Weekday | SCE | 1-in-10 | 2031 | 14 |  |  |  | 67.6396 | 1
| LCA | Big Creek/Ventura | 11 | Average Weekday | SCE | 1-in-10 | 2031 | 15 |  |  |  | 68.5811 | 1
| LCA | Big Creek/Ventura | 11 | Average Weekday | SCE | 1-in-10 | 2031 | 16 |  |  |  | 68.8531 | 1
| LCA | Big Creek/Ventura | 11 | Average Weekday | SCE | 1-in-10 | 2031 | 17 |  |  |  | 68.3015 | 1
| LCA | Big Creek/Ventura | 11 | Average Weekday | SCE | 1-in-10 | 2031 | 18 |  |  |  | 66.4193 | 1
| LCA | Big Creek/Ventura | 11 | Average Weekday | SCE | 1-in-10 | 2031 | 19 |  |  |  | 63.5043 | 1
| LCA | Big Creek/Ventura | 11 | Average Weekday | SCE | 1-in-10 | 2031 | 20 |  |  |  | 60.7171 | 1
| LCA | Big Creek/Ventura | 11 | Average Weekday | SCE | 1-in-10 | 2031 | 21 |  |  |  | 58.3538 | 1
| LCA | Big Creek/Ventura | 11 | Average Weekday | SCE | 1-in-10 | 2031 | 22 |  |  |  | 56.4636 | 1
| LCA | Big Creek/Ventura | 11 | Average Weekday | SCE | 1-in-10 | 2031 | 23 |  |  |  | 55.1132 | 1
| LCA | Big Creek/Ventura | 11 | Average Weekday | SCE | 1-in-10 | 2031 | 24 |  |  |  | 54.0951 | 1
| LCA | Big Creek/Ventura | 11 | Monthly System Peak Day | SCE | 1-in-10 | 2031 | 1 |  |  |  | 64.8557 | 1
| LCA | Big Creek/Ventura | 11 | Monthly System Peak Day | SCE | 1-in-10 | 2031 | 2 |  |  |  | 63.4 | 1
| LCA | Big Creek/Ventura | 11 | Monthly System Peak Day | SCE | 1-in-10 | 2031 | 3 |  |  |  | 62.575 | 1
| LCA | Big Creek/Ventura | 11 | Monthly System Peak Day | SCE | 1-in-10 | 2031 | 4 |  |  |  | 60.9329 | 1
| LCA | Big Creek/Ventura | 11 | Monthly System Peak Day | SCE | 1-in-10 | 2031 | 5 |  |  |  | 60.2993 | 1
| LCA | Big Creek/Ventura | 11 | Monthly System Peak Day | SCE | 1-in-10 | 2031 | 6 |  |  |  | 58.755 | 1
| LCA | Big Creek/Ventura | 11 | Monthly System Peak Day | SCE | 1-in-10 | 2031 | 7 |  |  |  | 58.1757 | 1
| LCA | Big Creek/Ventura | 11 | Monthly System Peak Day | SCE | 1-in-10 | 2031 | 8 |  |  |  | 58.4971 | 1
| LCA | Big Creek/Ventura | 11 | Monthly System Peak Day | SCE | 1-in-10 | 2031 | 9 |  |  |  | 59.5321 | 1
| LCA | Big Creek/Ventura | 11 | Monthly System Peak Day | SCE | 1-in-10 | 2031 | 10 |  |  |  | 63.5629 | 1
| LCA | Big Creek/Ventura | 11 | Monthly System Peak Day | SCE | 1-in-10 | 2031 | 11 |  |  |  | 70.165 | 1
| LCA | Big Creek/Ventura | 11 | Monthly System Peak Day | SCE | 1-in-10 | 2031 | 12 |  |  |  | 76.7329 | 1
| LCA | Big Creek/Ventura | 11 | Monthly System Peak Day | SCE | 1-in-10 | 2031 | 13 |  |  |  | 80.7714 | 1
| LCA | Big Creek/Ventura | 11 | Monthly System Peak Day | SCE | 1-in-10 | 2031 | 14 |  |  |  | 83.5714 | 1
| LCA | Big Creek/Ventura | 11 | Monthly System Peak Day | SCE | 1-in-10 | 2031 | 15 |  |  |  | 84.6071 | 1
| LCA | Big Creek/Ventura | 11 | Monthly System Peak Day | SCE | 1-in-10 | 2031 | 16 |  |  |  | 85.3286 | 1
| LCA | Big Creek/Ventura | 11 | Monthly System Peak Day | SCE | 1-in-10 | 2031 | 17 |  |  |  | 85.3643 | 1
| LCA | Big Creek/Ventura | 11 | Monthly System Peak Day | SCE | 1-in-10 | 2031 | 18 |  |  |  | 84.1 | 1
| LCA | Big Creek/Ventura | 11 | Monthly System Peak Day | SCE | 1-in-10 | 2031 | 19 |  |  |  | 80.6929 | 1
| LCA | Big Creek/Ventura | 11 | Monthly System Peak Day | SCE | 1-in-10 | 2031 | 20 |  |  |  | 75.6357 | 1
| LCA | Big Creek/Ventura | 11 | Monthly System Peak Day | SCE | 1-in-10 | 2031 | 21 |  |  |  | 70.7864 | 1
| LCA | Big Creek/Ventura | 11 | Monthly System Peak Day | SCE | 1-in-10 | 2031 | 22 |  |  |  | 68.4421 | 1
| LCA | Big Creek/Ventura | 11 | Monthly System Peak Day | SCE | 1-in-10 | 2031 | 23 |  |  |  | 66.3479 | 1
| LCA | Big Creek/Ventura | 11 | Monthly System Peak Day | SCE | 1-in-10 | 2031 | 24 |  |  |  | 64.7529 | 1
| LCA | Big Creek/Ventura | 12 | Average Weekday | SCE | 1-in-10 | 2031 | 1 |  |  |  | 45.6414 | 1
| LCA | Big Creek/Ventura | 12 | Average Weekday | SCE | 1-in-10 | 2031 | 2 |  |  |  | 44.8109 | 1
| LCA | Big Creek/Ventura | 12 | Average Weekday | SCE | 1-in-10 | 2031 | 3 |  |  |  | 44.1837 | 1
| LCA | Big Creek/Ventura | 12 | Average Weekday | SCE | 1-in-10 | 2031 | 4 |  |  |  | 43.3696 | 1
| LCA | Big Creek/Ventura | 12 | Average Weekday | SCE | 1-in-10 | 2031 | 5 |  |  |  | 43.0515 | 1
| LCA | Big Creek/Ventura | 12 | Average Weekday | SCE | 1-in-10 | 2031 | 6 |  |  |  | 42.5648 | 1
| LCA | Big Creek/Ventura | 12 | Average Weekday | SCE | 1-in-10 | 2031 | 7 |  |  |  | 42.0354 | 1
| LCA | Big Creek/Ventura | 12 | Average Weekday | SCE | 1-in-10 | 2031 | 8 |  |  |  | 41.8085 | 1
| LCA | Big Creek/Ventura | 12 | Average Weekday | SCE | 1-in-10 | 2031 | 9 |  |  |  | 42.653 | 1
| LCA | Big Creek/Ventura | 12 | Average Weekday | SCE | 1-in-10 | 2031 | 10 |  |  |  | 46.058 | 1
| LCA | Big Creek/Ventura | 12 | Average Weekday | SCE | 1-in-10 | 2031 | 11 |  |  |  | 50.2263 | 1
| LCA | Big Creek/Ventura | 12 | Average Weekday | SCE | 1-in-10 | 2031 | 12 |  |  |  | 53.7152 | 1
| LCA | Big Creek/Ventura | 12 | Average Weekday | SCE | 1-in-10 | 2031 | 13 |  |  |  | 56.193 | 1
| LCA | Big Creek/Ventura | 12 | Average Weekday | SCE | 1-in-10 | 2031 | 14 |  |  |  | 57.7961 | 1
| LCA | Big Creek/Ventura | 12 | Average Weekday | SCE | 1-in-10 | 2031 | 15 |  |  |  | 58.6323 | 1
| LCA | Big Creek/Ventura | 12 | Average Weekday | SCE | 1-in-10 | 2031 | 16 |  |  |  | 58.9669 | 1
| LCA | Big Creek/Ventura | 12 | Average Weekday | SCE | 1-in-10 | 2031 | 17 |  |  |  | 58.4308 | 1
| LCA | Big Creek/Ventura | 12 | Average Weekday | SCE | 1-in-10 | 2031 | 18 |  |  |  | 56.5897 | 1
| LCA | Big Creek/Ventura | 12 | Average Weekday | SCE | 1-in-10 | 2031 | 19 |  |  |  | 54.0908 | 1
| LCA | Big Creek/Ventura | 12 | Average Weekday | SCE | 1-in-10 | 2031 | 20 |  |  |  | 51.9845 | 1
| LCA | Big Creek/Ventura | 12 | Average Weekday | SCE | 1-in-10 | 2031 | 21 |  |  |  | 50.3591 | 1
| LCA | Big Creek/Ventura | 12 | Average Weekday | SCE | 1-in-10 | 2031 | 22 |  |  |  | 49.0661 | 1
| LCA | Big Creek/Ventura | 12 | Average Weekday | SCE | 1-in-10 | 2031 | 23 |  |  |  | 47.7964 | 1
| LCA | Big Creek/Ventura | 12 | Average Weekday | SCE | 1-in-10 | 2031 | 24 |  |  |  | 46.9954 | 1
| LCA | Big Creek/Ventura | 12 | Monthly System Peak Day | SCE | 1-in-10 | 2031 | 1 |  |  |  | 40.7736 | 1
| LCA | Big Creek/Ventura | 12 | Monthly System Peak Day | SCE | 1-in-10 | 2031 | 2 |  |  |  | 40.2071 | 1
| LCA | Big Creek/Ventura | 12 | Monthly System Peak Day | SCE | 1-in-10 | 2031 | 3 |  |  |  | 38.9471 | 1
| LCA | Big Creek/Ventura | 12 | Monthly System Peak Day | SCE | 1-in-10 | 2031 | 4 |  |  |  | 37.6914 | 1
| LCA | Big Creek/Ventura | 12 | Monthly System Peak Day | SCE | 1-in-10 | 2031 | 5 |  |  |  | 37.0429 | 1
| LCA | Big Creek/Ventura | 12 | Monthly System Peak Day | SCE | 1-in-10 | 2031 | 6 |  |  |  | 35.6071 | 1
| LCA | Big Creek/Ventura | 12 | Monthly System Peak Day | SCE | 1-in-10 | 2031 | 7 |  |  |  | 34.0793 | 1
| LCA | Big Creek/Ventura | 12 | Monthly System Peak Day | SCE | 1-in-10 | 2031 | 8 |  |  |  | 33.665 | 1
| LCA | Big Creek/Ventura | 12 | Monthly System Peak Day | SCE | 1-in-10 | 2031 | 9 |  |  |  | 35.5443 | 1
| LCA | Big Creek/Ventura | 12 | Monthly System Peak Day | SCE | 1-in-10 | 2031 | 10 |  |  |  | 39.2764 | 1
| LCA | Big Creek/Ventura | 12 | Monthly System Peak Day | SCE | 1-in-10 | 2031 | 11 |  |  |  | 42.9014 | 1
| LCA | Big Creek/Ventura | 12 | Monthly System Peak Day | SCE | 1-in-10 | 2031 | 12 |  |  |  | 46.0714 | 1
| LCA | Big Creek/Ventura | 12 | Monthly System Peak Day | SCE | 1-in-10 | 2031 | 13 |  |  |  | 47.7536 | 1
| LCA | Big Creek/Ventura | 12 | Monthly System Peak Day | SCE | 1-in-10 | 2031 | 14 |  |  |  | 49.1129 | 1
| LCA | Big Creek/Ventura | 12 | Monthly System Peak Day | SCE | 1-in-10 | 2031 | 15 |  |  |  | 50.4914 | 1
| LCA | Big Creek/Ventura | 12 | Monthly System Peak Day | SCE | 1-in-10 | 2031 | 16 |  |  |  | 51.1093 | 1
| LCA | Big Creek/Ventura | 12 | Monthly System Peak Day | SCE | 1-in-10 | 2031 | 17 |  |  |  | 50.6336 | 1
| LCA | Big Creek/Ventura | 12 | Monthly System Peak Day | SCE | 1-in-10 | 2031 | 18 |  |  |  | 49.1286 | 1
| LCA | Big Creek/Ventura | 12 | Monthly System Peak Day | SCE | 1-in-10 | 2031 | 19 |  |  |  | 46.04 | 1
| LCA | Big Creek/Ventura | 12 | Monthly System Peak Day | SCE | 1-in-10 | 2031 | 20 |  |  |  | 43.6421 | 1
| LCA | Big Creek/Ventura | 12 | Monthly System Peak Day | SCE | 1-in-10 | 2031 | 21 |  |  |  | 41.805 | 1
| LCA | Big Creek/Ventura | 12 | Monthly System Peak Day | SCE | 1-in-10 | 2031 | 22 |  |  |  | 40.2143 | 1
| LCA | Big Creek/Ventura | 12 | Monthly System Peak Day | SCE | 1-in-10 | 2031 | 23 |  |  |  | 39.0786 | 1
| LCA | Big Creek/Ventura | 12 | Monthly System Peak Day | SCE | 1-in-10 | 2031 | 24 |  |  |  | 38.1714 | 1
| LCA | Big Creek/Ventura | 1 | Average Weekday | SCE | 1-in-2 | 2021 | 1 |  |  |  | 49.1969 | 1
| LCA | Big Creek/Ventura | 1 | Average Weekday | SCE | 1-in-2 | 2021 | 2 |  |  |  | 48.2757 | 1
| LCA | Big Creek/Ventura | 1 | Average Weekday | SCE | 1-in-2 | 2021 | 3 |  |  |  | 47.5076 | 1
| LCA | Big Creek/Ventura | 1 | Average Weekday | SCE | 1-in-2 | 2021 | 4 |  |  |  | 46.8141 | 1
| LCA | Big Creek/Ventura | 1 | Average Weekday | SCE | 1-in-2 | 2021 | 5 |  |  |  | 46.1101 | 1
| LCA | Big Creek/Ventura | 1 | Average Weekday | SCE | 1-in-2 | 2021 | 6 |  |  |  | 45.3732 | 1
| LCA | Big Creek/Ventura | 1 | Average Weekday | SCE | 1-in-2 | 2021 | 7 |  |  |  | 44.7871 | 1
| LCA | Big Creek/Ventura | 1 | Average Weekday | SCE | 1-in-2 | 2021 | 8 |  |  |  | 44.7504 | 1
| LCA | Big Creek/Ventura | 1 | Average Weekday | SCE | 1-in-2 | 2021 | 9 |  |  |  | 45.2981 | 1
| LCA | Big Creek/Ventura | 1 | Average Weekday | SCE | 1-in-2 | 2021 | 10 |  |  |  | 49.3299 | 1
| LCA | Big Creek/Ventura | 1 | Average Weekday | SCE | 1-in-2 | 2021 | 11 |  |  |  | 54.2413 | 1
| LCA | Big Creek/Ventura | 1 | Average Weekday | SCE | 1-in-2 | 2021 | 12 |  |  |  | 58.3319 | 1
| LCA | Big Creek/Ventura | 1 | Average Weekday | SCE | 1-in-2 | 2021 | 13 |  |  |  | 61.3009 | 1
| LCA | Big Creek/Ventura | 1 | Average Weekday | SCE | 1-in-2 | 2021 | 14 |  |  |  | 63.1875 | 1
| LCA | Big Creek/Ventura | 1 | Average Weekday | SCE | 1-in-2 | 2021 | 15 |  |  |  | 64.3795 | 1
| LCA | Big Creek/Ventura | 1 | Average Weekday | SCE | 1-in-2 | 2021 | 16 |  |  |  | 64.8751 | 1
| LCA | Big Creek/Ventura | 1 | Average Weekday | SCE | 1-in-2 | 2021 | 17 |  |  |  | 64.3426 | 1
| LCA | Big Creek/Ventura | 1 | Average Weekday | SCE | 1-in-2 | 2021 | 18 |  |  |  | 62.5618 | 1
| LCA | Big Creek/Ventura | 1 | Average Weekday | SCE | 1-in-2 | 2021 | 19 |  |  |  | 59.5326 | 1
| LCA | Big Creek/Ventura | 1 | Average Weekday | SCE | 1-in-2 | 2021 | 20 |  |  |  | 56.9613 | 1
| LCA | Big Creek/Ventura | 1 | Average Weekday | SCE | 1-in-2 | 2021 | 21 |  |  |  | 54.9257 | 1
| LCA | Big Creek/Ventura | 1 | Average Weekday | SCE | 1-in-2 | 2021 | 22 |  |  |  | 53.2111 | 1
| LCA | Big Creek/Ventura | 1 | Average Weekday | SCE | 1-in-2 | 2021 | 23 |  |  |  | 51.841 | 1
| LCA | Big Creek/Ventura | 1 | Average Weekday | SCE | 1-in-2 | 2021 | 24 |  |  |  | 50.8538 | 1
| LCA | Big Creek/Ventura | 1 | Monthly System Peak Day | SCE | 1-in-2 | 2021 | 1 |  |  |  | 43.1152 | 1
| LCA | Big Creek/Ventura | 1 | Monthly System Peak Day | SCE | 1-in-2 | 2021 | 2 |  |  |  | 42.75 | 1
| LCA | Big Creek/Ventura | 1 | Monthly System Peak Day | SCE | 1-in-2 | 2021 | 3 |  |  |  | 41.8114 | 1
| LCA | Big Creek/Ventura | 1 | Monthly System Peak Day | SCE | 1-in-2 | 2021 | 4 |  |  |  | 40.7267 | 1
| LCA | Big Creek/Ventura | 1 | Monthly System Peak Day | SCE | 1-in-2 | 2021 | 5 |  |  |  | 39.2443 | 1
| LCA | Big Creek/Ventura | 1 | Monthly System Peak Day | SCE | 1-in-2 | 2021 | 6 |  |  |  | 38.76 | 1
| LCA | Big Creek/Ventura | 1 | Monthly System Peak Day | SCE | 1-in-2 | 2021 | 7 |  |  |  | 38.649 | 1
| LCA | Big Creek/Ventura | 1 | Monthly System Peak Day | SCE | 1-in-2 | 2021 | 8 |  |  |  | 38.91 | 1
| LCA | Big Creek/Ventura | 1 | Monthly System Peak Day | SCE | 1-in-2 | 2021 | 9 |  |  |  | 39.621 | 1
| LCA | Big Creek/Ventura | 1 | Monthly System Peak Day | SCE | 1-in-2 | 2021 | 10 |  |  |  | 42.7724 | 1
| LCA | Big Creek/Ventura | 1 | Monthly System Peak Day | SCE | 1-in-2 | 2021 | 11 |  |  |  | 45.9386 | 1
| LCA | Big Creek/Ventura | 1 | Monthly System Peak Day | SCE | 1-in-2 | 2021 | 12 |  |  |  | 48.2324 | 1
| LCA | Big Creek/Ventura | 1 | Monthly System Peak Day | SCE | 1-in-2 | 2021 | 13 |  |  |  | 49.9552 | 1
| LCA | Big Creek/Ventura | 1 | Monthly System Peak Day | SCE | 1-in-2 | 2021 | 14 |  |  |  | 51.1795 | 1
| LCA | Big Creek/Ventura | 1 | Monthly System Peak Day | SCE | 1-in-2 | 2021 | 15 |  |  |  | 51.9338 | 1
| LCA | Big Creek/Ventura | 1 | Monthly System Peak Day | SCE | 1-in-2 | 2021 | 16 |  |  |  | 52.5329 | 1
| LCA | Big Creek/Ventura | 1 | Monthly System Peak Day | SCE | 1-in-2 | 2021 | 17 |  |  |  | 52.7424 | 1
| LCA | Big Creek/Ventura | 1 | Monthly System Peak Day | SCE | 1-in-2 | 2021 | 18 |  |  |  | 51.91 | 1
| LCA | Big Creek/Ventura | 1 | Monthly System Peak Day | SCE | 1-in-2 | 2021 | 19 |  |  |  | 49.6876 | 1
| LCA | Big Creek/Ventura | 1 | Monthly System Peak Day | SCE | 1-in-2 | 2021 | 20 |  |  |  | 48.3543 | 1
| LCA | Big Creek/Ventura | 1 | Monthly System Peak Day | SCE | 1-in-2 | 2021 | 21 |  |  |  | 46.7295 | 1
| LCA | Big Creek/Ventura | 1 | Monthly System Peak Day | SCE | 1-in-2 | 2021 | 22 |  |  |  | 45.329 | 1
| LCA | Big Creek/Ventura | 1 | Monthly System Peak Day | SCE | 1-in-2 | 2021 | 23 |  |  |  | 43.6052 | 1
| LCA | Big Creek/Ventura | 1 | Monthly System Peak Day | SCE | 1-in-2 | 2021 | 24 |  |  |  | 42.4095 | 1
| LCA | Big Creek/Ventura | 2 | Average Weekday | SCE | 1-in-2 | 2021 | 1 |  |  |  | 49.2053 | 1
| LCA | Big Creek/Ventura | 2 | Average Weekday | SCE | 1-in-2 | 2021 | 2 |  |  |  | 48.2407 | 1
| LCA | Big Creek/Ventura | 2 | Average Weekday | SCE | 1-in-2 | 2021 | 3 |  |  |  | 47.2688 | 1
| LCA | Big Creek/Ventura | 2 | Average Weekday | SCE | 1-in-2 | 2021 | 4 |  |  |  | 46.3972 | 1
| LCA | Big Creek/Ventura | 2 | Average Weekday | SCE | 1-in-2 | 2021 | 5 |  |  |  | 45.7571 | 1
| LCA | Big Creek/Ventura | 2 | Average Weekday | SCE | 1-in-2 | 2021 | 6 |  |  |  | 45.0032 | 1
| LCA | Big Creek/Ventura | 2 | Average Weekday | SCE | 1-in-2 | 2021 | 7 |  |  |  | 44.6126 | 1
| LCA | Big Creek/Ventura | 2 | Average Weekday | SCE | 1-in-2 | 2021 | 8 |  |  |  | 44.4062 | 1
| LCA | Big Creek/Ventura | 2 | Average Weekday | SCE | 1-in-2 | 2021 | 9 |  |  |  | 45.7423 | 1
| LCA | Big Creek/Ventura | 2 | Average Weekday | SCE | 1-in-2 | 2021 | 10 |  |  |  | 49.8466 | 1
| LCA | Big Creek/Ventura | 2 | Average Weekday | SCE | 1-in-2 | 2021 | 11 |  |  |  | 54.3638 | 1
| LCA | Big Creek/Ventura | 2 | Average Weekday | SCE | 1-in-2 | 2021 | 12 |  |  |  | 58.0203 | 1
| LCA | Big Creek/Ventura | 2 | Average Weekday | SCE | 1-in-2 | 2021 | 13 |  |  |  | 60.717 | 1
| LCA | Big Creek/Ventura | 2 | Average Weekday | SCE | 1-in-2 | 2021 | 14 |  |  |  | 62.4777 | 1
| LCA | Big Creek/Ventura | 2 | Average Weekday | SCE | 1-in-2 | 2021 | 15 |  |  |  | 63.5056 | 1
| LCA | Big Creek/Ventura | 2 | Average Weekday | SCE | 1-in-2 | 2021 | 16 |  |  |  | 64.0437 | 1
| LCA | Big Creek/Ventura | 2 | Average Weekday | SCE | 1-in-2 | 2021 | 17 |  |  |  | 63.7273 | 1
| LCA | Big Creek/Ventura | 2 | Average Weekday | SCE | 1-in-2 | 2021 | 18 |  |  |  | 62.4272 | 1
| LCA | Big Creek/Ventura | 2 | Average Weekday | SCE | 1-in-2 | 2021 | 19 |  |  |  | 59.6754 | 1
| LCA | Big Creek/Ventura | 2 | Average Weekday | SCE | 1-in-2 | 2021 | 20 |  |  |  | 56.7044 | 1
| LCA | Big Creek/Ventura | 2 | Average Weekday | SCE | 1-in-2 | 2021 | 21 |  |  |  | 54.5686 | 1
| LCA | Big Creek/Ventura | 2 | Average Weekday | SCE | 1-in-2 | 2021 | 22 |  |  |  | 52.9939 | 1
| LCA | Big Creek/Ventura | 2 | Average Weekday | SCE | 1-in-2 | 2021 | 23 |  |  |  | 51.6964 | 1
| LCA | Big Creek/Ventura | 2 | Average Weekday | SCE | 1-in-2 | 2021 | 24 |  |  |  | 50.7309 | 1
| LCA | Big Creek/Ventura | 2 | Monthly System Peak Day | SCE | 1-in-2 | 2021 | 1 |  |  |  | 40.4005 | 1
| LCA | Big Creek/Ventura | 2 | Monthly System Peak Day | SCE | 1-in-2 | 2021 | 2 |  |  |  | 39.7419 | 1
| LCA | Big Creek/Ventura | 2 | Monthly System Peak Day | SCE | 1-in-2 | 2021 | 3 |  |  |  | 38.8505 | 1
| LCA | Big Creek/Ventura | 2 | Monthly System Peak Day | SCE | 1-in-2 | 2021 | 4 |  |  |  | 37.9643 | 1
| LCA | Big Creek/Ventura | 2 | Monthly System Peak Day | SCE | 1-in-2 | 2021 | 5 |  |  |  | 37.3381 | 1
| LCA | Big Creek/Ventura | 2 | Monthly System Peak Day | SCE | 1-in-2 | 2021 | 6 |  |  |  | 37.171 | 1
| LCA | Big Creek/Ventura | 2 | Monthly System Peak Day | SCE | 1-in-2 | 2021 | 7 |  |  |  | 37.5448 | 1
| LCA | Big Creek/Ventura | 2 | Monthly System Peak Day | SCE | 1-in-2 | 2021 | 8 |  |  |  | 38.9748 | 1
| LCA | Big Creek/Ventura | 2 | Monthly System Peak Day | SCE | 1-in-2 | 2021 | 9 |  |  |  | 40.9176 | 1
| LCA | Big Creek/Ventura | 2 | Monthly System Peak Day | SCE | 1-in-2 | 2021 | 10 |  |  |  | 43.481 | 1
| LCA | Big Creek/Ventura | 2 | Monthly System Peak Day | SCE | 1-in-2 | 2021 | 11 |  |  |  | 46.531 | 1
| LCA | Big Creek/Ventura | 2 | Monthly System Peak Day | SCE | 1-in-2 | 2021 | 12 |  |  |  | 48.9738 | 1
| LCA | Big Creek/Ventura | 2 | Monthly System Peak Day | SCE | 1-in-2 | 2021 | 13 |  |  |  | 51.3448 | 1
| LCA | Big Creek/Ventura | 2 | Monthly System Peak Day | SCE | 1-in-2 | 2021 | 14 |  |  |  | 53.14 | 1
| LCA | Big Creek/Ventura | 2 | Monthly System Peak Day | SCE | 1-in-2 | 2021 | 15 |  |  |  | 54.4452 | 1
| LCA | Big Creek/Ventura | 2 | Monthly System Peak Day | SCE | 1-in-2 | 2021 | 16 |  |  |  | 55.2262 | 1
| LCA | Big Creek/Ventura | 2 | Monthly System Peak Day | SCE | 1-in-2 | 2021 | 17 |  |  |  | 55.1676 | 1
| LCA | Big Creek/Ventura | 2 | Monthly System Peak Day | SCE | 1-in-2 | 2021 | 18 |  |  |  | 53.7229 | 1
| LCA | Big Creek/Ventura | 2 | Monthly System Peak Day | SCE | 1-in-2 | 2021 | 19 |  |  |  | 50.9062 | 1
| LCA | Big Creek/Ventura | 2 | Monthly System Peak Day | SCE | 1-in-2 | 2021 | 20 |  |  |  | 48.6162 | 1
| LCA | Big Creek/Ventura | 2 | Monthly System Peak Day | SCE | 1-in-2 | 2021 | 21 |  |  |  | 47.2352 | 1
| LCA | Big Creek/Ventura | 2 | Monthly System Peak Day | SCE | 1-in-2 | 2021 | 22 |  |  |  | 46.1538 | 1
| LCA | Big Creek/Ventura | 2 | Monthly System Peak Day | SCE | 1-in-2 | 2021 | 23 |  |  |  | 45.2914 | 1
| LCA | Big Creek/Ventura | 2 | Monthly System Peak Day | SCE | 1-in-2 | 2021 | 24 |  |  |  | 44.1919 | 1
| LCA | Big Creek/Ventura | 3 | Average Weekday | SCE | 1-in-2 | 2021 | 1 |  |  |  | 53.0931 | 1
| LCA | Big Creek/Ventura | 3 | Average Weekday | SCE | 1-in-2 | 2021 | 2 |  |  |  | 52.1518 | 1
| LCA | Big Creek/Ventura | 3 | Average Weekday | SCE | 1-in-2 | 2021 | 3 |  |  |  | 51.4361 | 1
| LCA | Big Creek/Ventura | 3 | Average Weekday | SCE | 1-in-2 | 2021 | 4 |  |  |  | 50.6088 | 1
| LCA | Big Creek/Ventura | 3 | Average Weekday | SCE | 1-in-2 | 2021 | 5 |  |  |  | 49.8264 | 1
| LCA | Big Creek/Ventura | 3 | Average Weekday | SCE | 1-in-2 | 2021 | 6 |  |  |  | 49.1144 | 1
| LCA | Big Creek/Ventura | 3 | Average Weekday | SCE | 1-in-2 | 2021 | 7 |  |  |  | 48.7286 | 1
| LCA | Big Creek/Ventura | 3 | Average Weekday | SCE | 1-in-2 | 2021 | 8 |  |  |  | 48.556 | 1
| LCA | Big Creek/Ventura | 3 | Average Weekday | SCE | 1-in-2 | 2021 | 9 |  |  |  | 49.6354 | 1
| LCA | Big Creek/Ventura | 3 | Average Weekday | SCE | 1-in-2 | 2021 | 10 |  |  |  | 52.7959 | 1
| LCA | Big Creek/Ventura | 3 | Average Weekday | SCE | 1-in-2 | 2021 | 11 |  |  |  | 56.5618 | 1
| LCA | Big Creek/Ventura | 3 | Average Weekday | SCE | 1-in-2 | 2021 | 12 |  |  |  | 59.7162 | 1
| LCA | Big Creek/Ventura | 3 | Average Weekday | SCE | 1-in-2 | 2021 | 13 |  |  |  | 62.131 | 1
| LCA | Big Creek/Ventura | 3 | Average Weekday | SCE | 1-in-2 | 2021 | 14 |  |  |  | 64.0488 | 1
| LCA | Big Creek/Ventura | 3 | Average Weekday | SCE | 1-in-2 | 2021 | 15 |  |  |  | 65.2261 | 1
| LCA | Big Creek/Ventura | 3 | Average Weekday | SCE | 1-in-2 | 2021 | 16 |  |  |  | 65.8385 | 1
| LCA | Big Creek/Ventura | 3 | Average Weekday | SCE | 1-in-2 | 2021 | 17 |  |  |  | 65.8408 | 1
| LCA | Big Creek/Ventura | 3 | Average Weekday | SCE | 1-in-2 | 2021 | 18 |  |  |  | 64.9116 | 1
| LCA | Big Creek/Ventura | 3 | Average Weekday | SCE | 1-in-2 | 2021 | 19 |  |  |  | 63.2278 | 1
| LCA | Big Creek/Ventura | 3 | Average Weekday | SCE | 1-in-2 | 2021 | 20 |  |  |  | 60.8901 | 1
| LCA | Big Creek/Ventura | 3 | Average Weekday | SCE | 1-in-2 | 2021 | 21 |  |  |  | 58.5405 | 1
| LCA | Big Creek/Ventura | 3 | Average Weekday | SCE | 1-in-2 | 2021 | 22 |  |  |  | 56.9835 | 1
| LCA | Big Creek/Ventura | 3 | Average Weekday | SCE | 1-in-2 | 2021 | 23 |  |  |  | 55.836 | 1
| LCA | Big Creek/Ventura | 3 | Average Weekday | SCE | 1-in-2 | 2021 | 24 |  |  |  | 54.7761 | 1
| LCA | Big Creek/Ventura | 3 | Monthly System Peak Day | SCE | 1-in-2 | 2021 | 1 |  |  |  | 52.1348 | 1
| LCA | Big Creek/Ventura | 3 | Monthly System Peak Day | SCE | 1-in-2 | 2021 | 2 |  |  |  | 51.1195 | 1
| LCA | Big Creek/Ventura | 3 | Monthly System Peak Day | SCE | 1-in-2 | 2021 | 3 |  |  |  | 49.7057 | 1
| LCA | Big Creek/Ventura | 3 | Monthly System Peak Day | SCE | 1-in-2 | 2021 | 4 |  |  |  | 49.4448 | 1
| LCA | Big Creek/Ventura | 3 | Monthly System Peak Day | SCE | 1-in-2 | 2021 | 5 |  |  |  | 48.8652 | 1
| LCA | Big Creek/Ventura | 3 | Monthly System Peak Day | SCE | 1-in-2 | 2021 | 6 |  |  |  | 47.5152 | 1
| LCA | Big Creek/Ventura | 3 | Monthly System Peak Day | SCE | 1-in-2 | 2021 | 7 |  |  |  | 47.2652 | 1
| LCA | Big Creek/Ventura | 3 | Monthly System Peak Day | SCE | 1-in-2 | 2021 | 8 |  |  |  | 46.5395 | 1
| LCA | Big Creek/Ventura | 3 | Monthly System Peak Day | SCE | 1-in-2 | 2021 | 9 |  |  |  | 46.9857 | 1
| LCA | Big Creek/Ventura | 3 | Monthly System Peak Day | SCE | 1-in-2 | 2021 | 10 |  |  |  | 50.7852 | 1
| LCA | Big Creek/Ventura | 3 | Monthly System Peak Day | SCE | 1-in-2 | 2021 | 11 |  |  |  | 55.9019 | 1
| LCA | Big Creek/Ventura | 3 | Monthly System Peak Day | SCE | 1-in-2 | 2021 | 12 |  |  |  | 60.2786 | 1
| LCA | Big Creek/Ventura | 3 | Monthly System Peak Day | SCE | 1-in-2 | 2021 | 13 |  |  |  | 63.6662 | 1
| LCA | Big Creek/Ventura | 3 | Monthly System Peak Day | SCE | 1-in-2 | 2021 | 14 |  |  |  | 65.9067 | 1
| LCA | Big Creek/Ventura | 3 | Monthly System Peak Day | SCE | 1-in-2 | 2021 | 15 |  |  |  | 67.1209 | 1
| LCA | Big Creek/Ventura | 3 | Monthly System Peak Day | SCE | 1-in-2 | 2021 | 16 |  |  |  | 68.249 | 1
| LCA | Big Creek/Ventura | 3 | Monthly System Peak Day | SCE | 1-in-2 | 2021 | 17 |  |  |  | 68.78 | 1
| LCA | Big Creek/Ventura | 3 | Monthly System Peak Day | SCE | 1-in-2 | 2021 | 18 |  |  |  | 68.3967 | 1
| LCA | Big Creek/Ventura | 3 | Monthly System Peak Day | SCE | 1-in-2 | 2021 | 19 |  |  |  | 67.0748 | 1
| LCA | Big Creek/Ventura | 3 | Monthly System Peak Day | SCE | 1-in-2 | 2021 | 20 |  |  |  | 64.8043 | 1
| LCA | Big Creek/Ventura | 3 | Monthly System Peak Day | SCE | 1-in-2 | 2021 | 21 |  |  |  | 61.4724 | 1
| LCA | Big Creek/Ventura | 3 | Monthly System Peak Day | SCE | 1-in-2 | 2021 | 22 |  |  |  | 59.0271 | 1
| LCA | Big Creek/Ventura | 3 | Monthly System Peak Day | SCE | 1-in-2 | 2021 | 23 |  |  |  | 57.2024 | 1
| LCA | Big Creek/Ventura | 3 | Monthly System Peak Day | SCE | 1-in-2 | 2021 | 24 |  |  |  | 56.16 | 1
| LCA | Big Creek/Ventura | 4 | Average Weekday | SCE | 1-in-2 | 2021 | 1 |  |  |  | 55.7977 | 1
| LCA | Big Creek/Ventura | 4 | Average Weekday | SCE | 1-in-2 | 2021 | 2 |  |  |  | 54.7457 | 1
| LCA | Big Creek/Ventura | 4 | Average Weekday | SCE | 1-in-2 | 2021 | 3 |  |  |  | 53.7439 | 1
| LCA | Big Creek/Ventura | 4 | Average Weekday | SCE | 1-in-2 | 2021 | 4 |  |  |  | 52.8991 | 1
| LCA | Big Creek/Ventura | 4 | Average Weekday | SCE | 1-in-2 | 2021 | 5 |  |  |  | 51.9919 | 1
| LCA | Big Creek/Ventura | 4 | Average Weekday | SCE | 1-in-2 | 2021 | 6 |  |  |  | 51.2931 | 1
| LCA | Big Creek/Ventura | 4 | Average Weekday | SCE | 1-in-2 | 2021 | 7 |  |  |  | 50.696 | 1
| LCA | Big Creek/Ventura | 4 | Average Weekday | SCE | 1-in-2 | 2021 | 8 |  |  |  | 50.4624 | 1
| LCA | Big Creek/Ventura | 4 | Average Weekday | SCE | 1-in-2 | 2021 | 9 |  |  |  | 52.1757 | 1
| LCA | Big Creek/Ventura | 4 | Average Weekday | SCE | 1-in-2 | 2021 | 10 |  |  |  | 55.7532 | 1
| LCA | Big Creek/Ventura | 4 | Average Weekday | SCE | 1-in-2 | 2021 | 11 |  |  |  | 59.4615 | 1
| LCA | Big Creek/Ventura | 4 | Average Weekday | SCE | 1-in-2 | 2021 | 12 |  |  |  | 62.6796 | 1
| LCA | Big Creek/Ventura | 4 | Average Weekday | SCE | 1-in-2 | 2021 | 13 |  |  |  | 65.204 | 1
| LCA | Big Creek/Ventura | 4 | Average Weekday | SCE | 1-in-2 | 2021 | 14 |  |  |  | 67.214 | 1
| LCA | Big Creek/Ventura | 4 | Average Weekday | SCE | 1-in-2 | 2021 | 15 |  |  |  | 68.4754 | 1
| LCA | Big Creek/Ventura | 4 | Average Weekday | SCE | 1-in-2 | 2021 | 16 |  |  |  | 69.0086 | 1
| LCA | Big Creek/Ventura | 4 | Average Weekday | SCE | 1-in-2 | 2021 | 17 |  |  |  | 68.995 | 1
| LCA | Big Creek/Ventura | 4 | Average Weekday | SCE | 1-in-2 | 2021 | 18 |  |  |  | 68.1884 | 1
| LCA | Big Creek/Ventura | 4 | Average Weekday | SCE | 1-in-2 | 2021 | 19 |  |  |  | 66.6823 | 1
| LCA | Big Creek/Ventura | 4 | Average Weekday | SCE | 1-in-2 | 2021 | 20 |  |  |  | 64.4104 | 1
| LCA | Big Creek/Ventura | 4 | Average Weekday | SCE | 1-in-2 | 2021 | 21 |  |  |  | 61.4054 | 1
| LCA | Big Creek/Ventura | 4 | Average Weekday | SCE | 1-in-2 | 2021 | 22 |  |  |  | 59.3045 | 1
| LCA | Big Creek/Ventura | 4 | Average Weekday | SCE | 1-in-2 | 2021 | 23 |  |  |  | 57.9252 | 1
| LCA | Big Creek/Ventura | 4 | Average Weekday | SCE | 1-in-2 | 2021 | 24 |  |  |  | 56.7051 | 1
| LCA | Big Creek/Ventura | 4 | Monthly System Peak Day | SCE | 1-in-2 | 2021 | 1 |  |  |  | 64.1605 | 1
| LCA | Big Creek/Ventura | 4 | Monthly System Peak Day | SCE | 1-in-2 | 2021 | 2 |  |  |  | 62.6005 | 1
| LCA | Big Creek/Ventura | 4 | Monthly System Peak Day | SCE | 1-in-2 | 2021 | 3 |  |  |  | 60.9767 | 1
| LCA | Big Creek/Ventura | 4 | Monthly System Peak Day | SCE | 1-in-2 | 2021 | 4 |  |  |  | 59.5152 | 1
| LCA | Big Creek/Ventura | 4 | Monthly System Peak Day | SCE | 1-in-2 | 2021 | 5 |  |  |  | 58.6233 | 1
| LCA | Big Creek/Ventura | 4 | Monthly System Peak Day | SCE | 1-in-2 | 2021 | 6 |  |  |  | 57.4505 | 1
| LCA | Big Creek/Ventura | 4 | Monthly System Peak Day | SCE | 1-in-2 | 2021 | 7 |  |  |  | 55.9357 | 1
| LCA | Big Creek/Ventura | 4 | Monthly System Peak Day | SCE | 1-in-2 | 2021 | 8 |  |  |  | 54.9186 | 1
| LCA | Big Creek/Ventura | 4 | Monthly System Peak Day | SCE | 1-in-2 | 2021 | 9 |  |  |  | 56.7148 | 1
| LCA | Big Creek/Ventura | 4 | Monthly System Peak Day | SCE | 1-in-2 | 2021 | 10 |  |  |  | 62.02 | 1
| LCA | Big Creek/Ventura | 4 | Monthly System Peak Day | SCE | 1-in-2 | 2021 | 11 |  |  |  | 68.0505 | 1
| LCA | Big Creek/Ventura | 4 | Monthly System Peak Day | SCE | 1-in-2 | 2021 | 12 |  |  |  | 73.0229 | 1
| LCA | Big Creek/Ventura | 4 | Monthly System Peak Day | SCE | 1-in-2 | 2021 | 13 |  |  |  | 77.369 | 1
| LCA | Big Creek/Ventura | 4 | Monthly System Peak Day | SCE | 1-in-2 | 2021 | 14 |  |  |  | 80.7048 | 1
| LCA | Big Creek/Ventura | 4 | Monthly System Peak Day | SCE | 1-in-2 | 2021 | 15 |  |  |  | 82.5714 | 1
| LCA | Big Creek/Ventura | 4 | Monthly System Peak Day | SCE | 1-in-2 | 2021 | 16 |  |  |  | 83.4857 | 1
| LCA | Big Creek/Ventura | 4 | Monthly System Peak Day | SCE | 1-in-2 | 2021 | 17 |  |  |  | 83.8905 | 1
| LCA | Big Creek/Ventura | 4 | Monthly System Peak Day | SCE | 1-in-2 | 2021 | 18 |  |  |  | 83.3762 | 1
| LCA | Big Creek/Ventura | 4 | Monthly System Peak Day | SCE | 1-in-2 | 2021 | 19 |  |  |  | 81.5748 | 1
| LCA | Big Creek/Ventura | 4 | Monthly System Peak Day | SCE | 1-in-2 | 2021 | 20 |  |  |  | 78.3414 | 1
| LCA | Big Creek/Ventura | 4 | Monthly System Peak Day | SCE | 1-in-2 | 2021 | 21 |  |  |  | 73.3995 | 1
| LCA | Big Creek/Ventura | 4 | Monthly System Peak Day | SCE | 1-in-2 | 2021 | 22 |  |  |  | 69.8876 | 1
| LCA | Big Creek/Ventura | 4 | Monthly System Peak Day | SCE | 1-in-2 | 2021 | 23 |  |  |  | 67.2867 | 1
| LCA | Big Creek/Ventura | 4 | Monthly System Peak Day | SCE | 1-in-2 | 2021 | 24 |  |  |  | 65.421 | 1
| LCA | Big Creek/Ventura | 5 | Average Weekday | SCE | 1-in-2 | 2021 | 1 |  |  |  | 59.9923 | 1
| LCA | Big Creek/Ventura | 5 | Average Weekday | SCE | 1-in-2 | 2021 | 2 |  |  |  | 58.9604 | 1
| LCA | Big Creek/Ventura | 5 | Average Weekday | SCE | 1-in-2 | 2021 | 3 |  |  |  | 58.0285 | 1
| LCA | Big Creek/Ventura | 5 | Average Weekday | SCE | 1-in-2 | 2021 | 4 |  |  |  | 57.1772 | 1
| LCA | Big Creek/Ventura | 5 | Average Weekday | SCE | 1-in-2 | 2021 | 5 |  |  |  | 56.5246 | 1
| LCA | Big Creek/Ventura | 5 | Average Weekday | SCE | 1-in-2 | 2021 | 6 |  |  |  | 55.8549 | 1
| LCA | Big Creek/Ventura | 5 | Average Weekday | SCE | 1-in-2 | 2021 | 7 |  |  |  | 55.2307 | 1
| LCA | Big Creek/Ventura | 5 | Average Weekday | SCE | 1-in-2 | 2021 | 8 |  |  |  | 55.5515 | 1
| LCA | Big Creek/Ventura | 5 | Average Weekday | SCE | 1-in-2 | 2021 | 9 |  |  |  | 58.2705 | 1
| LCA | Big Creek/Ventura | 5 | Average Weekday | SCE | 1-in-2 | 2021 | 10 |  |  |  | 61.5484 | 1
| LCA | Big Creek/Ventura | 5 | Average Weekday | SCE | 1-in-2 | 2021 | 11 |  |  |  | 64.8911 | 1
| LCA | Big Creek/Ventura | 5 | Average Weekday | SCE | 1-in-2 | 2021 | 12 |  |  |  | 67.8559 | 1
| LCA | Big Creek/Ventura | 5 | Average Weekday | SCE | 1-in-2 | 2021 | 13 |  |  |  | 70.274 | 1
| LCA | Big Creek/Ventura | 5 | Average Weekday | SCE | 1-in-2 | 2021 | 14 |  |  |  | 72.0602 | 1
| LCA | Big Creek/Ventura | 5 | Average Weekday | SCE | 1-in-2 | 2021 | 15 |  |  |  | 73.1902 | 1
| LCA | Big Creek/Ventura | 5 | Average Weekday | SCE | 1-in-2 | 2021 | 16 |  |  |  | 73.6664 | 1
| LCA | Big Creek/Ventura | 5 | Average Weekday | SCE | 1-in-2 | 2021 | 17 |  |  |  | 73.4822 | 1
| LCA | Big Creek/Ventura | 5 | Average Weekday | SCE | 1-in-2 | 2021 | 18 |  |  |  | 72.7404 | 1
| LCA | Big Creek/Ventura | 5 | Average Weekday | SCE | 1-in-2 | 2021 | 19 |  |  |  | 71.3964 | 1
| LCA | Big Creek/Ventura | 5 | Average Weekday | SCE | 1-in-2 | 2021 | 20 |  |  |  | 69.2439 | 1
| LCA | Big Creek/Ventura | 5 | Average Weekday | SCE | 1-in-2 | 2021 | 21 |  |  |  | 66.4425 | 1
| LCA | Big Creek/Ventura | 5 | Average Weekday | SCE | 1-in-2 | 2021 | 22 |  |  |  | 63.8796 | 1
| LCA | Big Creek/Ventura | 5 | Average Weekday | SCE | 1-in-2 | 2021 | 23 |  |  |  | 62.223 | 1
| LCA | Big Creek/Ventura | 5 | Average Weekday | SCE | 1-in-2 | 2021 | 24 |  |  |  | 60.8978 | 1
| LCA | Big Creek/Ventura | 5 | Monthly System Peak Day | SCE | 1-in-2 | 2021 | 1 |  |  |  | 66.7243 | 1
| LCA | Big Creek/Ventura | 5 | Monthly System Peak Day | SCE | 1-in-2 | 2021 | 2 |  |  |  | 65.2852 | 1
| LCA | Big Creek/Ventura | 5 | Monthly System Peak Day | SCE | 1-in-2 | 2021 | 3 |  |  |  | 64.0095 | 1
| LCA | Big Creek/Ventura | 5 | Monthly System Peak Day | SCE | 1-in-2 | 2021 | 4 |  |  |  | 62.2362 | 1
| LCA | Big Creek/Ventura | 5 | Monthly System Peak Day | SCE | 1-in-2 | 2021 | 5 |  |  |  | 60.7495 | 1
| LCA | Big Creek/Ventura | 5 | Monthly System Peak Day | SCE | 1-in-2 | 2021 | 6 |  |  |  | 59.761 | 1
| LCA | Big Creek/Ventura | 5 | Monthly System Peak Day | SCE | 1-in-2 | 2021 | 7 |  |  |  | 58.6738 | 1
| LCA | Big Creek/Ventura | 5 | Monthly System Peak Day | SCE | 1-in-2 | 2021 | 8 |  |  |  | 59.0181 | 1
| LCA | Big Creek/Ventura | 5 | Monthly System Peak Day | SCE | 1-in-2 | 2021 | 9 |  |  |  | 62.8176 | 1
| LCA | Big Creek/Ventura | 5 | Monthly System Peak Day | SCE | 1-in-2 | 2021 | 10 |  |  |  | 67.7938 | 1
| LCA | Big Creek/Ventura | 5 | Monthly System Peak Day | SCE | 1-in-2 | 2021 | 11 |  |  |  | 72.7814 | 1
| LCA | Big Creek/Ventura | 5 | Monthly System Peak Day | SCE | 1-in-2 | 2021 | 12 |  |  |  | 77.2243 | 1
| LCA | Big Creek/Ventura | 5 | Monthly System Peak Day | SCE | 1-in-2 | 2021 | 13 |  |  |  | 80.7552 | 1
| LCA | Big Creek/Ventura | 5 | Monthly System Peak Day | SCE | 1-in-2 | 2021 | 14 |  |  |  | 83.3238 | 1
| LCA | Big Creek/Ventura | 5 | Monthly System Peak Day | SCE | 1-in-2 | 2021 | 15 |  |  |  | 85.0205 | 1
| LCA | Big Creek/Ventura | 5 | Monthly System Peak Day | SCE | 1-in-2 | 2021 | 16 |  |  |  | 86.031 | 1
| LCA | Big Creek/Ventura | 5 | Monthly System Peak Day | SCE | 1-in-2 | 2021 | 17 |  |  |  | 85.3443 | 1
| LCA | Big Creek/Ventura | 5 | Monthly System Peak Day | SCE | 1-in-2 | 2021 | 18 |  |  |  | 83.8443 | 1
| LCA | Big Creek/Ventura | 5 | Monthly System Peak Day | SCE | 1-in-2 | 2021 | 19 |  |  |  | 81.5962 | 1
| LCA | Big Creek/Ventura | 5 | Monthly System Peak Day | SCE | 1-in-2 | 2021 | 20 |  |  |  | 78.9724 | 1
| LCA | Big Creek/Ventura | 5 | Monthly System Peak Day | SCE | 1-in-2 | 2021 | 21 |  |  |  | 74.9781 | 1
| LCA | Big Creek/Ventura | 5 | Monthly System Peak Day | SCE | 1-in-2 | 2021 | 22 |  |  |  | 71.9014 | 1
| LCA | Big Creek/Ventura | 5 | Monthly System Peak Day | SCE | 1-in-2 | 2021 | 23 |  |  |  | 70.5533 | 1
| LCA | Big Creek/Ventura | 5 | Monthly System Peak Day | SCE | 1-in-2 | 2021 | 24 |  |  |  | 69.5681 | 1
| LCA | Big Creek/Ventura | 6 | Average Weekday | SCE | 1-in-2 | 2021 | 1 |  |  |  | 64.4446 | 1
| LCA | Big Creek/Ventura | 6 | Average Weekday | SCE | 1-in-2 | 2021 | 2 |  |  |  | 63.2767 | 1
| LCA | Big Creek/Ventura | 6 | Average Weekday | SCE | 1-in-2 | 2021 | 3 |  |  |  | 62.2793 | 1
| LCA | Big Creek/Ventura | 6 | Average Weekday | SCE | 1-in-2 | 2021 | 4 |  |  |  | 61.464 | 1
| LCA | Big Creek/Ventura | 6 | Average Weekday | SCE | 1-in-2 | 2021 | 5 |  |  |  | 60.9021 | 1
| LCA | Big Creek/Ventura | 6 | Average Weekday | SCE | 1-in-2 | 2021 | 6 |  |  |  | 60.1695 | 1
| LCA | Big Creek/Ventura | 6 | Average Weekday | SCE | 1-in-2 | 2021 | 7 |  |  |  | 59.5618 | 1
| LCA | Big Creek/Ventura | 6 | Average Weekday | SCE | 1-in-2 | 2021 | 8 |  |  |  | 60.0648 | 1
| LCA | Big Creek/Ventura | 6 | Average Weekday | SCE | 1-in-2 | 2021 | 9 |  |  |  | 63.0612 | 1
| LCA | Big Creek/Ventura | 6 | Average Weekday | SCE | 1-in-2 | 2021 | 10 |  |  |  | 66.8253 | 1
| LCA | Big Creek/Ventura | 6 | Average Weekday | SCE | 1-in-2 | 2021 | 11 |  |  |  | 70.5864 | 1
| LCA | Big Creek/Ventura | 6 | Average Weekday | SCE | 1-in-2 | 2021 | 12 |  |  |  | 74.0185 | 1
| LCA | Big Creek/Ventura | 6 | Average Weekday | SCE | 1-in-2 | 2021 | 13 |  |  |  | 76.855 | 1
| LCA | Big Creek/Ventura | 6 | Average Weekday | SCE | 1-in-2 | 2021 | 14 |  |  |  | 79.0359 | 1
| LCA | Big Creek/Ventura | 6 | Average Weekday | SCE | 1-in-2 | 2021 | 15 |  |  |  | 80.4934 | 1
| LCA | Big Creek/Ventura | 6 | Average Weekday | SCE | 1-in-2 | 2021 | 16 |  |  |  | 81.064 | 1
| LCA | Big Creek/Ventura | 6 | Average Weekday | SCE | 1-in-2 | 2021 | 17 |  |  |  | 80.9841 | 1
| LCA | Big Creek/Ventura | 6 | Average Weekday | SCE | 1-in-2 | 2021 | 18 |  |  |  | 80.1426 | 1
| LCA | Big Creek/Ventura | 6 | Average Weekday | SCE | 1-in-2 | 2021 | 19 |  |  |  | 78.6553 | 1
| LCA | Big Creek/Ventura | 6 | Average Weekday | SCE | 1-in-2 | 2021 | 20 |  |  |  | 76.5709 | 1
| LCA | Big Creek/Ventura | 6 | Average Weekday | SCE | 1-in-2 | 2021 | 21 |  |  |  | 73.5264 | 1
| LCA | Big Creek/Ventura | 6 | Average Weekday | SCE | 1-in-2 | 2021 | 22 |  |  |  | 69.9663 | 1
| LCA | Big Creek/Ventura | 6 | Average Weekday | SCE | 1-in-2 | 2021 | 23 |  |  |  | 67.6652 | 1
| LCA | Big Creek/Ventura | 6 | Average Weekday | SCE | 1-in-2 | 2021 | 24 |  |  |  | 66.0613 | 1
| LCA | Big Creek/Ventura | 6 | Monthly System Peak Day | SCE | 1-in-2 | 2021 | 1 |  |  |  | 69.3795 | 1
| LCA | Big Creek/Ventura | 6 | Monthly System Peak Day | SCE | 1-in-2 | 2021 | 2 |  |  |  | 68.0986 | 1
| LCA | Big Creek/Ventura | 6 | Monthly System Peak Day | SCE | 1-in-2 | 2021 | 3 |  |  |  | 67.389 | 1
| LCA | Big Creek/Ventura | 6 | Monthly System Peak Day | SCE | 1-in-2 | 2021 | 4 |  |  |  | 66.4067 | 1
| LCA | Big Creek/Ventura | 6 | Monthly System Peak Day | SCE | 1-in-2 | 2021 | 5 |  |  |  | 65.8 | 1
| LCA | Big Creek/Ventura | 6 | Monthly System Peak Day | SCE | 1-in-2 | 2021 | 6 |  |  |  | 65.1929 | 1
| LCA | Big Creek/Ventura | 6 | Monthly System Peak Day | SCE | 1-in-2 | 2021 | 7 |  |  |  | 64.4767 | 1
| LCA | Big Creek/Ventura | 6 | Monthly System Peak Day | SCE | 1-in-2 | 2021 | 8 |  |  |  | 64.8881 | 1
| LCA | Big Creek/Ventura | 6 | Monthly System Peak Day | SCE | 1-in-2 | 2021 | 9 |  |  |  | 68.4833 | 1
| LCA | Big Creek/Ventura | 6 | Monthly System Peak Day | SCE | 1-in-2 | 2021 | 10 |  |  |  | 72.7905 | 1
| LCA | Big Creek/Ventura | 6 | Monthly System Peak Day | SCE | 1-in-2 | 2021 | 11 |  |  |  | 77.211 | 1
| LCA | Big Creek/Ventura | 6 | Monthly System Peak Day | SCE | 1-in-2 | 2021 | 12 |  |  |  | 80.7938 | 1
| LCA | Big Creek/Ventura | 6 | Monthly System Peak Day | SCE | 1-in-2 | 2021 | 13 |  |  |  | 82.7448 | 1
| LCA | Big Creek/Ventura | 6 | Monthly System Peak Day | SCE | 1-in-2 | 2021 | 14 |  |  |  | 84.38 | 1
| LCA | Big Creek/Ventura | 6 | Monthly System Peak Day | SCE | 1-in-2 | 2021 | 15 |  |  |  | 84.7967 | 1
| LCA | Big Creek/Ventura | 6 | Monthly System Peak Day | SCE | 1-in-2 | 2021 | 16 |  |  |  | 84.7538 | 1
| LCA | Big Creek/Ventura | 6 | Monthly System Peak Day | SCE | 1-in-2 | 2021 | 17 |  |  |  | 84.39 | 1
| LCA | Big Creek/Ventura | 6 | Monthly System Peak Day | SCE | 1-in-2 | 2021 | 18 |  |  |  | 84.1114 | 1
| LCA | Big Creek/Ventura | 6 | Monthly System Peak Day | SCE | 1-in-2 | 2021 | 19 |  |  |  | 83.2814 | 1
| LCA | Big Creek/Ventura | 6 | Monthly System Peak Day | SCE | 1-in-2 | 2021 | 20 |  |  |  | 81.3067 | 1
| LCA | Big Creek/Ventura | 6 | Monthly System Peak Day | SCE | 1-in-2 | 2021 | 21 |  |  |  | 77.8095 | 1
| LCA | Big Creek/Ventura | 6 | Monthly System Peak Day | SCE | 1-in-2 | 2021 | 22 |  |  |  | 73.9586 | 1
| LCA | Big Creek/Ventura | 6 | Monthly System Peak Day | SCE | 1-in-2 | 2021 | 23 |  |  |  | 71.219 | 1
| LCA | Big Creek/Ventura | 6 | Monthly System Peak Day | SCE | 1-in-2 | 2021 | 24 |  |  |  | 69.6 | 1
| LCA | Big Creek/Ventura | 7 | Average Weekday | SCE | 1-in-2 | 2021 | 1 |  |  |  | 69.4643 | 1
| LCA | Big Creek/Ventura | 7 | Average Weekday | SCE | 1-in-2 | 2021 | 2 |  |  |  | 68.4978 | 1
| LCA | Big Creek/Ventura | 7 | Average Weekday | SCE | 1-in-2 | 2021 | 3 |  |  |  | 67.7258 | 1
| LCA | Big Creek/Ventura | 7 | Average Weekday | SCE | 1-in-2 | 2021 | 4 |  |  |  | 67.0793 | 1
| LCA | Big Creek/Ventura | 7 | Average Weekday | SCE | 1-in-2 | 2021 | 5 |  |  |  | 66.3097 | 1
| LCA | Big Creek/Ventura | 7 | Average Weekday | SCE | 1-in-2 | 2021 | 6 |  |  |  | 65.6954 | 1
| LCA | Big Creek/Ventura | 7 | Average Weekday | SCE | 1-in-2 | 2021 | 7 |  |  |  | 65.1253 | 1
| LCA | Big Creek/Ventura | 7 | Average Weekday | SCE | 1-in-2 | 2021 | 8 |  |  |  | 65.3233 | 1
| LCA | Big Creek/Ventura | 7 | Average Weekday | SCE | 1-in-2 | 2021 | 9 |  |  |  | 67.873 | 1
| LCA | Big Creek/Ventura | 7 | Average Weekday | SCE | 1-in-2 | 2021 | 10 |  |  |  | 71.393 | 1
| LCA | Big Creek/Ventura | 7 | Average Weekday | SCE | 1-in-2 | 2021 | 11 |  |  |  | 75.2097 | 1
| LCA | Big Creek/Ventura | 7 | Average Weekday | SCE | 1-in-2 | 2021 | 12 |  |  |  | 78.9288 | 1
| LCA | Big Creek/Ventura | 7 | Average Weekday | SCE | 1-in-2 | 2021 | 13 |  |  |  | 81.7619 | 1
| LCA | Big Creek/Ventura | 7 | Average Weekday | SCE | 1-in-2 | 2021 | 14 |  |  |  | 83.9094 | 1
| LCA | Big Creek/Ventura | 7 | Average Weekday | SCE | 1-in-2 | 2021 | 15 |  |  |  | 85.285 | 1
| LCA | Big Creek/Ventura | 7 | Average Weekday | SCE | 1-in-2 | 2021 | 16 |  |  |  | 85.8065 | 1
| LCA | Big Creek/Ventura | 7 | Average Weekday | SCE | 1-in-2 | 2021 | 17 |  |  |  | 85.5142 | 1
| LCA | Big Creek/Ventura | 7 | Average Weekday | SCE | 1-in-2 | 2021 | 18 |  |  |  | 84.6145 | 1
| LCA | Big Creek/Ventura | 7 | Average Weekday | SCE | 1-in-2 | 2021 | 19 |  |  |  | 83.0359 | 1
| LCA | Big Creek/Ventura | 7 | Average Weekday | SCE | 1-in-2 | 2021 | 20 |  |  |  | 80.7123 | 1
| LCA | Big Creek/Ventura | 7 | Average Weekday | SCE | 1-in-2 | 2021 | 21 |  |  |  | 77.5898 | 1
| LCA | Big Creek/Ventura | 7 | Average Weekday | SCE | 1-in-2 | 2021 | 22 |  |  |  | 74.1539 | 1
| LCA | Big Creek/Ventura | 7 | Average Weekday | SCE | 1-in-2 | 2021 | 23 |  |  |  | 71.9988 | 1
| LCA | Big Creek/Ventura | 7 | Average Weekday | SCE | 1-in-2 | 2021 | 24 |  |  |  | 70.3567 | 1
| LCA | Big Creek/Ventura | 7 | Monthly System Peak Day | SCE | 1-in-2 | 2021 | 1 |  |  |  | 75.5571 | 1
| LCA | Big Creek/Ventura | 7 | Monthly System Peak Day | SCE | 1-in-2 | 2021 | 2 |  |  |  | 74.3481 | 1
| LCA | Big Creek/Ventura | 7 | Monthly System Peak Day | SCE | 1-in-2 | 2021 | 3 |  |  |  | 73.4614 | 1
| LCA | Big Creek/Ventura | 7 | Monthly System Peak Day | SCE | 1-in-2 | 2021 | 4 |  |  |  | 72.4367 | 1
| LCA | Big Creek/Ventura | 7 | Monthly System Peak Day | SCE | 1-in-2 | 2021 | 5 |  |  |  | 71.8838 | 1
| LCA | Big Creek/Ventura | 7 | Monthly System Peak Day | SCE | 1-in-2 | 2021 | 6 |  |  |  | 71.1448 | 1
| LCA | Big Creek/Ventura | 7 | Monthly System Peak Day | SCE | 1-in-2 | 2021 | 7 |  |  |  | 70.5248 | 1
| LCA | Big Creek/Ventura | 7 | Monthly System Peak Day | SCE | 1-in-2 | 2021 | 8 |  |  |  | 70.579 | 1
| LCA | Big Creek/Ventura | 7 | Monthly System Peak Day | SCE | 1-in-2 | 2021 | 9 |  |  |  | 73.89 | 1
| LCA | Big Creek/Ventura | 7 | Monthly System Peak Day | SCE | 1-in-2 | 2021 | 10 |  |  |  | 77.7652 | 1
| LCA | Big Creek/Ventura | 7 | Monthly System Peak Day | SCE | 1-in-2 | 2021 | 11 |  |  |  | 81.6867 | 1
| LCA | Big Creek/Ventura | 7 | Monthly System Peak Day | SCE | 1-in-2 | 2021 | 12 |  |  |  | 85.619 | 1
| LCA | Big Creek/Ventura | 7 | Monthly System Peak Day | SCE | 1-in-2 | 2021 | 13 |  |  |  | 89.7414 | 1
| LCA | Big Creek/Ventura | 7 | Monthly System Peak Day | SCE | 1-in-2 | 2021 | 14 |  |  |  | 91.7286 | 1
| LCA | Big Creek/Ventura | 7 | Monthly System Peak Day | SCE | 1-in-2 | 2021 | 15 |  |  |  | 93.2667 | 1
| LCA | Big Creek/Ventura | 7 | Monthly System Peak Day | SCE | 1-in-2 | 2021 | 16 |  |  |  | 93.6048 | 1
| LCA | Big Creek/Ventura | 7 | Monthly System Peak Day | SCE | 1-in-2 | 2021 | 17 |  |  |  | 93.1524 | 1
| LCA | Big Creek/Ventura | 7 | Monthly System Peak Day | SCE | 1-in-2 | 2021 | 18 |  |  |  | 92.9095 | 1
| LCA | Big Creek/Ventura | 7 | Monthly System Peak Day | SCE | 1-in-2 | 2021 | 19 |  |  |  | 91.5429 | 1
| LCA | Big Creek/Ventura | 7 | Monthly System Peak Day | SCE | 1-in-2 | 2021 | 20 |  |  |  | 88.79 | 1
| LCA | Big Creek/Ventura | 7 | Monthly System Peak Day | SCE | 1-in-2 | 2021 | 21 |  |  |  | 85.6629 | 1
| LCA | Big Creek/Ventura | 7 | Monthly System Peak Day | SCE | 1-in-2 | 2021 | 22 |  |  |  | 81.3624 | 1
| LCA | Big Creek/Ventura | 7 | Monthly System Peak Day | SCE | 1-in-2 | 2021 | 23 |  |  |  | 78.6919 | 1
| LCA | Big Creek/Ventura | 7 | Monthly System Peak Day | SCE | 1-in-2 | 2021 | 24 |  |  |  | 76.5924 | 1
| LCA | Big Creek/Ventura | 8 | Average Weekday | SCE | 1-in-2 | 2021 | 1 |  |  |  | 68.5607 | 1
| LCA | Big Creek/Ventura | 8 | Average Weekday | SCE | 1-in-2 | 2021 | 2 |  |  |  | 67.4839 | 1
| LCA | Big Creek/Ventura | 8 | Average Weekday | SCE | 1-in-2 | 2021 | 3 |  |  |  | 66.611 | 1
| LCA | Big Creek/Ventura | 8 | Average Weekday | SCE | 1-in-2 | 2021 | 4 |  |  |  | 65.9349 | 1
| LCA | Big Creek/Ventura | 8 | Average Weekday | SCE | 1-in-2 | 2021 | 5 |  |  |  | 65.135 | 1
| LCA | Big Creek/Ventura | 8 | Average Weekday | SCE | 1-in-2 | 2021 | 6 |  |  |  | 64.4324 | 1
| LCA | Big Creek/Ventura | 8 | Average Weekday | SCE | 1-in-2 | 2021 | 7 |  |  |  | 63.728 | 1
| LCA | Big Creek/Ventura | 8 | Average Weekday | SCE | 1-in-2 | 2021 | 8 |  |  |  | 63.4395 | 1
| LCA | Big Creek/Ventura | 8 | Average Weekday | SCE | 1-in-2 | 2021 | 9 |  |  |  | 65.4503 | 1
| LCA | Big Creek/Ventura | 8 | Average Weekday | SCE | 1-in-2 | 2021 | 10 |  |  |  | 69.565 | 1
| LCA | Big Creek/Ventura | 8 | Average Weekday | SCE | 1-in-2 | 2021 | 11 |  |  |  | 74.1577 | 1
| LCA | Big Creek/Ventura | 8 | Average Weekday | SCE | 1-in-2 | 2021 | 12 |  |  |  | 78.4984 | 1
| LCA | Big Creek/Ventura | 8 | Average Weekday | SCE | 1-in-2 | 2021 | 13 |  |  |  | 82.0149 | 1
| LCA | Big Creek/Ventura | 8 | Average Weekday | SCE | 1-in-2 | 2021 | 14 |  |  |  | 84.482 | 1
| LCA | Big Creek/Ventura | 8 | Average Weekday | SCE | 1-in-2 | 2021 | 15 |  |  |  | 86.0614 | 1
| LCA | Big Creek/Ventura | 8 | Average Weekday | SCE | 1-in-2 | 2021 | 16 |  |  |  | 86.7089 | 1
| LCA | Big Creek/Ventura | 8 | Average Weekday | SCE | 1-in-2 | 2021 | 17 |  |  |  | 86.5178 | 1
| LCA | Big Creek/Ventura | 8 | Average Weekday | SCE | 1-in-2 | 2021 | 18 |  |  |  | 85.4085 | 1
| LCA | Big Creek/Ventura | 8 | Average Weekday | SCE | 1-in-2 | 2021 | 19 |  |  |  | 83.4928 | 1
| LCA | Big Creek/Ventura | 8 | Average Weekday | SCE | 1-in-2 | 2021 | 20 |  |  |  | 80.6841 | 1
| LCA | Big Creek/Ventura | 8 | Average Weekday | SCE | 1-in-2 | 2021 | 21 |  |  |  | 77.0404 | 1
| LCA | Big Creek/Ventura | 8 | Average Weekday | SCE | 1-in-2 | 2021 | 22 |  |  |  | 73.9348 | 1
| LCA | Big Creek/Ventura | 8 | Average Weekday | SCE | 1-in-2 | 2021 | 23 |  |  |  | 71.6836 | 1
| LCA | Big Creek/Ventura | 8 | Average Weekday | SCE | 1-in-2 | 2021 | 24 |  |  |  | 69.9212 | 1
| LCA | Big Creek/Ventura | 8 | Monthly System Peak Day | SCE | 1-in-2 | 2021 | 1 |  |  |  | 76.0643 | 1
| LCA | Big Creek/Ventura | 8 | Monthly System Peak Day | SCE | 1-in-2 | 2021 | 2 |  |  |  | 74.5886 | 1
| LCA | Big Creek/Ventura | 8 | Monthly System Peak Day | SCE | 1-in-2 | 2021 | 3 |  |  |  | 73.6067 | 1
| LCA | Big Creek/Ventura | 8 | Monthly System Peak Day | SCE | 1-in-2 | 2021 | 4 |  |  |  | 72.8143 | 1
| LCA | Big Creek/Ventura | 8 | Monthly System Peak Day | SCE | 1-in-2 | 2021 | 5 |  |  |  | 71.9676 | 1
| LCA | Big Creek/Ventura | 8 | Monthly System Peak Day | SCE | 1-in-2 | 2021 | 6 |  |  |  | 71.21 | 1
| LCA | Big Creek/Ventura | 8 | Monthly System Peak Day | SCE | 1-in-2 | 2021 | 7 |  |  |  | 70.3867 | 1
| LCA | Big Creek/Ventura | 8 | Monthly System Peak Day | SCE | 1-in-2 | 2021 | 8 |  |  |  | 70.091 | 1
| LCA | Big Creek/Ventura | 8 | Monthly System Peak Day | SCE | 1-in-2 | 2021 | 9 |  |  |  | 72.1948 | 1
| LCA | Big Creek/Ventura | 8 | Monthly System Peak Day | SCE | 1-in-2 | 2021 | 10 |  |  |  | 76.5376 | 1
| LCA | Big Creek/Ventura | 8 | Monthly System Peak Day | SCE | 1-in-2 | 2021 | 11 |  |  |  | 81.8024 | 1
| LCA | Big Creek/Ventura | 8 | Monthly System Peak Day | SCE | 1-in-2 | 2021 | 12 |  |  |  | 86.4 | 1
| LCA | Big Creek/Ventura | 8 | Monthly System Peak Day | SCE | 1-in-2 | 2021 | 13 |  |  |  | 89.8429 | 1
| LCA | Big Creek/Ventura | 8 | Monthly System Peak Day | SCE | 1-in-2 | 2021 | 14 |  |  |  | 92.3667 | 1
| LCA | Big Creek/Ventura | 8 | Monthly System Peak Day | SCE | 1-in-2 | 2021 | 15 |  |  |  | 93.4571 | 1
| LCA | Big Creek/Ventura | 8 | Monthly System Peak Day | SCE | 1-in-2 | 2021 | 16 |  |  |  | 93.5143 | 1
| LCA | Big Creek/Ventura | 8 | Monthly System Peak Day | SCE | 1-in-2 | 2021 | 17 |  |  |  | 93.119 | 1
| LCA | Big Creek/Ventura | 8 | Monthly System Peak Day | SCE | 1-in-2 | 2021 | 18 |  |  |  | 91.8667 | 1
| LCA | Big Creek/Ventura | 8 | Monthly System Peak Day | SCE | 1-in-2 | 2021 | 19 |  |  |  | 90.169 | 1
| LCA | Big Creek/Ventura | 8 | Monthly System Peak Day | SCE | 1-in-2 | 2021 | 20 |  |  |  | 87.5733 | 1
| LCA | Big Creek/Ventura | 8 | Monthly System Peak Day | SCE | 1-in-2 | 2021 | 21 |  |  |  | 83.7948 | 1
| LCA | Big Creek/Ventura | 8 | Monthly System Peak Day | SCE | 1-in-2 | 2021 | 22 |  |  |  | 80.6219 | 1
| LCA | Big Creek/Ventura | 8 | Monthly System Peak Day | SCE | 1-in-2 | 2021 | 23 |  |  |  | 78.4271 | 1
| LCA | Big Creek/Ventura | 8 | Monthly System Peak Day | SCE | 1-in-2 | 2021 | 24 |  |  |  | 76.6548 | 1
| LCA | Big Creek/Ventura | 8 | Typical Event Day | SCE | 1-in-2 | 2021 | 1 |  |  |  | 73.6035 | 1
| LCA | Big Creek/Ventura | 8 | Typical Event Day | SCE | 1-in-2 | 2021 | 2 |  |  |  | 72.2619 | 1
| LCA | Big Creek/Ventura | 8 | Typical Event Day | SCE | 1-in-2 | 2021 | 3 |  |  |  | 71.4416 | 1
| LCA | Big Creek/Ventura | 8 | Typical Event Day | SCE | 1-in-2 | 2021 | 4 |  |  |  | 70.3174 | 1
| LCA | Big Creek/Ventura | 8 | Typical Event Day | SCE | 1-in-2 | 2021 | 5 |  |  |  | 69.4426 | 1
| LCA | Big Creek/Ventura | 8 | Typical Event Day | SCE | 1-in-2 | 2021 | 6 |  |  |  | 68.651 | 1
| LCA | Big Creek/Ventura | 8 | Typical Event Day | SCE | 1-in-2 | 2021 | 7 |  |  |  | 67.9617 | 1
| LCA | Big Creek/Ventura | 8 | Typical Event Day | SCE | 1-in-2 | 2021 | 8 |  |  |  | 67.9639 | 1
| LCA | Big Creek/Ventura | 8 | Typical Event Day | SCE | 1-in-2 | 2021 | 9 |  |  |  | 70.8694 | 1
| LCA | Big Creek/Ventura | 8 | Typical Event Day | SCE | 1-in-2 | 2021 | 10 |  |  |  | 75.26 | 1
| LCA | Big Creek/Ventura | 8 | Typical Event Day | SCE | 1-in-2 | 2021 | 11 |  |  |  | 80.0881 | 1
| LCA | Big Creek/Ventura | 8 | Typical Event Day | SCE | 1-in-2 | 2021 | 12 |  |  |  | 84.5068 | 1
| LCA | Big Creek/Ventura | 8 | Typical Event Day | SCE | 1-in-2 | 2021 | 13 |  |  |  | 87.9739 | 1
| LCA | Big Creek/Ventura | 8 | Typical Event Day | SCE | 1-in-2 | 2021 | 14 |  |  |  | 90.1355 | 1
| LCA | Big Creek/Ventura | 8 | Typical Event Day | SCE | 1-in-2 | 2021 | 15 |  |  |  | 91.2908 | 1
| LCA | Big Creek/Ventura | 8 | Typical Event Day | SCE | 1-in-2 | 2021 | 16 |  |  |  | 91.6587 | 1
| LCA | Big Creek/Ventura | 8 | Typical Event Day | SCE | 1-in-2 | 2021 | 17 |  |  |  | 91.3118 | 1
| LCA | Big Creek/Ventura | 8 | Typical Event Day | SCE | 1-in-2 | 2021 | 18 |  |  |  | 90.416 | 1
| LCA | Big Creek/Ventura | 8 | Typical Event Day | SCE | 1-in-2 | 2021 | 19 |  |  |  | 89.0079 | 1
| LCA | Big Creek/Ventura | 8 | Typical Event Day | SCE | 1-in-2 | 2021 | 20 |  |  |  | 86.3365 | 1
| LCA | Big Creek/Ventura | 8 | Typical Event Day | SCE | 1-in-2 | 2021 | 21 |  |  |  | 82.6415 | 1
| LCA | Big Creek/Ventura | 8 | Typical Event Day | SCE | 1-in-2 | 2021 | 22 |  |  |  | 79.0488 | 1
| LCA | Big Creek/Ventura | 8 | Typical Event Day | SCE | 1-in-2 | 2021 | 23 |  |  |  | 76.5554 | 1
| LCA | Big Creek/Ventura | 8 | Typical Event Day | SCE | 1-in-2 | 2021 | 24 |  |  |  | 74.7407 | 1
| LCA | Big Creek/Ventura | 9 | Average Weekday | SCE | 1-in-2 | 2021 | 1 |  |  |  | 67.0945 | 1
| LCA | Big Creek/Ventura | 9 | Average Weekday | SCE | 1-in-2 | 2021 | 2 |  |  |  | 66.0083 | 1
| LCA | Big Creek/Ventura | 9 | Average Weekday | SCE | 1-in-2 | 2021 | 3 |  |  |  | 65.0978 | 1
| LCA | Big Creek/Ventura | 9 | Average Weekday | SCE | 1-in-2 | 2021 | 4 |  |  |  | 64.2175 | 1
| LCA | Big Creek/Ventura | 9 | Average Weekday | SCE | 1-in-2 | 2021 | 5 |  |  |  | 63.36 | 1
| LCA | Big Creek/Ventura | 9 | Average Weekday | SCE | 1-in-2 | 2021 | 6 |  |  |  | 62.5899 | 1
| LCA | Big Creek/Ventura | 9 | Average Weekday | SCE | 1-in-2 | 2021 | 7 |  |  |  | 61.9902 | 1
| LCA | Big Creek/Ventura | 9 | Average Weekday | SCE | 1-in-2 | 2021 | 8 |  |  |  | 61.5601 | 1
| LCA | Big Creek/Ventura | 9 | Average Weekday | SCE | 1-in-2 | 2021 | 9 |  |  |  | 62.5275 | 1
| LCA | Big Creek/Ventura | 9 | Average Weekday | SCE | 1-in-2 | 2021 | 10 |  |  |  | 66.1297 | 1
| LCA | Big Creek/Ventura | 9 | Average Weekday | SCE | 1-in-2 | 2021 | 11 |  |  |  | 70.6571 | 1
| LCA | Big Creek/Ventura | 9 | Average Weekday | SCE | 1-in-2 | 2021 | 12 |  |  |  | 75.2291 | 1
| LCA | Big Creek/Ventura | 9 | Average Weekday | SCE | 1-in-2 | 2021 | 13 |  |  |  | 78.6246 | 1
| LCA | Big Creek/Ventura | 9 | Average Weekday | SCE | 1-in-2 | 2021 | 14 |  |  |  | 80.9918 | 1
| LCA | Big Creek/Ventura | 9 | Average Weekday | SCE | 1-in-2 | 2021 | 15 |  |  |  | 82.4881 | 1
| LCA | Big Creek/Ventura | 9 | Average Weekday | SCE | 1-in-2 | 2021 | 16 |  |  |  | 83.0949 | 1
| LCA | Big Creek/Ventura | 9 | Average Weekday | SCE | 1-in-2 | 2021 | 17 |  |  |  | 82.998 | 1
| LCA | Big Creek/Ventura | 9 | Average Weekday | SCE | 1-in-2 | 2021 | 18 |  |  |  | 81.9583 | 1
| LCA | Big Creek/Ventura | 9 | Average Weekday | SCE | 1-in-2 | 2021 | 19 |  |  |  | 80.0278 | 1
| LCA | Big Creek/Ventura | 9 | Average Weekday | SCE | 1-in-2 | 2021 | 20 |  |  |  | 77.0612 | 1
| LCA | Big Creek/Ventura | 9 | Average Weekday | SCE | 1-in-2 | 2021 | 21 |  |  |  | 73.5739 | 1
| LCA | Big Creek/Ventura | 9 | Average Weekday | SCE | 1-in-2 | 2021 | 22 |  |  |  | 71.3144 | 1
| LCA | Big Creek/Ventura | 9 | Average Weekday | SCE | 1-in-2 | 2021 | 23 |  |  |  | 69.4372 | 1
| LCA | Big Creek/Ventura | 9 | Average Weekday | SCE | 1-in-2 | 2021 | 24 |  |  |  | 67.9627 | 1
| LCA | Big Creek/Ventura | 9 | Monthly System Peak Day | SCE | 1-in-2 | 2021 | 1 |  |  |  | 73.4129 | 1
| LCA | Big Creek/Ventura | 9 | Monthly System Peak Day | SCE | 1-in-2 | 2021 | 2 |  |  |  | 72.0124 | 1
| LCA | Big Creek/Ventura | 9 | Monthly System Peak Day | SCE | 1-in-2 | 2021 | 3 |  |  |  | 71.3091 | 1
| LCA | Big Creek/Ventura | 9 | Monthly System Peak Day | SCE | 1-in-2 | 2021 | 4 |  |  |  | 69.6119 | 1
| LCA | Big Creek/Ventura | 9 | Monthly System Peak Day | SCE | 1-in-2 | 2021 | 5 |  |  |  | 68.119 | 1
| LCA | Big Creek/Ventura | 9 | Monthly System Peak Day | SCE | 1-in-2 | 2021 | 6 |  |  |  | 67.0562 | 1
| LCA | Big Creek/Ventura | 9 | Monthly System Peak Day | SCE | 1-in-2 | 2021 | 7 |  |  |  | 66.4586 | 1
| LCA | Big Creek/Ventura | 9 | Monthly System Peak Day | SCE | 1-in-2 | 2021 | 8 |  |  |  | 66.2976 | 1
| LCA | Big Creek/Ventura | 9 | Monthly System Peak Day | SCE | 1-in-2 | 2021 | 9 |  |  |  | 68.9095 | 1
| LCA | Big Creek/Ventura | 9 | Monthly System Peak Day | SCE | 1-in-2 | 2021 | 10 |  |  |  | 73.9467 | 1
| LCA | Big Creek/Ventura | 9 | Monthly System Peak Day | SCE | 1-in-2 | 2021 | 11 |  |  |  | 79.6524 | 1
| LCA | Big Creek/Ventura | 9 | Monthly System Peak Day | SCE | 1-in-2 | 2021 | 12 |  |  |  | 85.2143 | 1
| LCA | Big Creek/Ventura | 9 | Monthly System Peak Day | SCE | 1-in-2 | 2021 | 13 |  |  |  | 89.5667 | 1
| LCA | Big Creek/Ventura | 9 | Monthly System Peak Day | SCE | 1-in-2 | 2021 | 14 |  |  |  | 92.0667 | 1
| LCA | Big Creek/Ventura | 9 | Monthly System Peak Day | SCE | 1-in-2 | 2021 | 15 |  |  |  | 93.6429 | 1
| LCA | Big Creek/Ventura | 9 | Monthly System Peak Day | SCE | 1-in-2 | 2021 | 16 |  |  |  | 94.7619 | 1
| LCA | Big Creek/Ventura | 9 | Monthly System Peak Day | SCE | 1-in-2 | 2021 | 17 |  |  |  | 94.5857 | 1
| LCA | Big Creek/Ventura | 9 | Monthly System Peak Day | SCE | 1-in-2 | 2021 | 18 |  |  |  | 92.7762 | 1
| LCA | Big Creek/Ventura | 9 | Monthly System Peak Day | SCE | 1-in-2 | 2021 | 19 |  |  |  | 91.0381 | 1
| LCA | Big Creek/Ventura | 9 | Monthly System Peak Day | SCE | 1-in-2 | 2021 | 20 |  |  |  | 87.6762 | 1
| LCA | Big Creek/Ventura | 9 | Monthly System Peak Day | SCE | 1-in-2 | 2021 | 21 |  |  |  | 83.299 | 1
| LCA | Big Creek/Ventura | 9 | Monthly System Peak Day | SCE | 1-in-2 | 2021 | 22 |  |  |  | 80.2524 | 1
| LCA | Big Creek/Ventura | 9 | Monthly System Peak Day | SCE | 1-in-2 | 2021 | 23 |  |  |  | 77.8833 | 1
| LCA | Big Creek/Ventura | 9 | Monthly System Peak Day | SCE | 1-in-2 | 2021 | 24 |  |  |  | 76.1157 | 1
| LCA | Big Creek/Ventura | 10 | Average Weekday | SCE | 1-in-2 | 2021 | 1 |  |  |  | 60.8434 | 1
| LCA | Big Creek/Ventura | 10 | Average Weekday | SCE | 1-in-2 | 2021 | 2 |  |  |  | 59.8375 | 1
| LCA | Big Creek/Ventura | 10 | Average Weekday | SCE | 1-in-2 | 2021 | 3 |  |  |  | 59.0909 | 1
| LCA | Big Creek/Ventura | 10 | Average Weekday | SCE | 1-in-2 | 2021 | 4 |  |  |  | 58.2942 | 1
| LCA | Big Creek/Ventura | 10 | Average Weekday | SCE | 1-in-2 | 2021 | 5 |  |  |  | 57.419 | 1
| LCA | Big Creek/Ventura | 10 | Average Weekday | SCE | 1-in-2 | 2021 | 6 |  |  |  | 56.6993 | 1
| LCA | Big Creek/Ventura | 10 | Average Weekday | SCE | 1-in-2 | 2021 | 7 |  |  |  | 56.1217 | 1
| LCA | Big Creek/Ventura | 10 | Average Weekday | SCE | 1-in-2 | 2021 | 8 |  |  |  | 55.5776 | 1
| LCA | Big Creek/Ventura | 10 | Average Weekday | SCE | 1-in-2 | 2021 | 9 |  |  |  | 55.8193 | 1
| LCA | Big Creek/Ventura | 10 | Average Weekday | SCE | 1-in-2 | 2021 | 10 |  |  |  | 58.9899 | 1
| LCA | Big Creek/Ventura | 10 | Average Weekday | SCE | 1-in-2 | 2021 | 11 |  |  |  | 63.5706 | 1
| LCA | Big Creek/Ventura | 10 | Average Weekday | SCE | 1-in-2 | 2021 | 12 |  |  |  | 67.8169 | 1
| LCA | Big Creek/Ventura | 10 | Average Weekday | SCE | 1-in-2 | 2021 | 13 |  |  |  | 71.2654 | 1
| LCA | Big Creek/Ventura | 10 | Average Weekday | SCE | 1-in-2 | 2021 | 14 |  |  |  | 73.6774 | 1
| LCA | Big Creek/Ventura | 10 | Average Weekday | SCE | 1-in-2 | 2021 | 15 |  |  |  | 75.1392 | 1
| LCA | Big Creek/Ventura | 10 | Average Weekday | SCE | 1-in-2 | 2021 | 16 |  |  |  | 75.9602 | 1
| LCA | Big Creek/Ventura | 10 | Average Weekday | SCE | 1-in-2 | 2021 | 17 |  |  |  | 75.9954 | 1
| LCA | Big Creek/Ventura | 10 | Average Weekday | SCE | 1-in-2 | 2021 | 18 |  |  |  | 75.0633 | 1
| LCA | Big Creek/Ventura | 10 | Average Weekday | SCE | 1-in-2 | 2021 | 19 |  |  |  | 72.8882 | 1
| LCA | Big Creek/Ventura | 10 | Average Weekday | SCE | 1-in-2 | 2021 | 20 |  |  |  | 69.5432 | 1
| LCA | Big Creek/Ventura | 10 | Average Weekday | SCE | 1-in-2 | 2021 | 21 |  |  |  | 66.7562 | 1
| LCA | Big Creek/Ventura | 10 | Average Weekday | SCE | 1-in-2 | 2021 | 22 |  |  |  | 64.6155 | 1
| LCA | Big Creek/Ventura | 10 | Average Weekday | SCE | 1-in-2 | 2021 | 23 |  |  |  | 63.02 | 1
| LCA | Big Creek/Ventura | 10 | Average Weekday | SCE | 1-in-2 | 2021 | 24 |  |  |  | 61.6595 | 1
| LCA | Big Creek/Ventura | 10 | Monthly System Peak Day | SCE | 1-in-2 | 2021 | 1 |  |  |  | 67.0029 | 1
| LCA | Big Creek/Ventura | 10 | Monthly System Peak Day | SCE | 1-in-2 | 2021 | 2 |  |  |  | 65.6514 | 1
| LCA | Big Creek/Ventura | 10 | Monthly System Peak Day | SCE | 1-in-2 | 2021 | 3 |  |  |  | 65.2557 | 1
| LCA | Big Creek/Ventura | 10 | Monthly System Peak Day | SCE | 1-in-2 | 2021 | 4 |  |  |  | 64.9109 | 1
| LCA | Big Creek/Ventura | 10 | Monthly System Peak Day | SCE | 1-in-2 | 2021 | 5 |  |  |  | 64.531 | 1
| LCA | Big Creek/Ventura | 10 | Monthly System Peak Day | SCE | 1-in-2 | 2021 | 6 |  |  |  | 63.6452 | 1
| LCA | Big Creek/Ventura | 10 | Monthly System Peak Day | SCE | 1-in-2 | 2021 | 7 |  |  |  | 63.0557 | 1
| LCA | Big Creek/Ventura | 10 | Monthly System Peak Day | SCE | 1-in-2 | 2021 | 8 |  |  |  | 62.5152 | 1
| LCA | Big Creek/Ventura | 10 | Monthly System Peak Day | SCE | 1-in-2 | 2021 | 9 |  |  |  | 63.0662 | 1
| LCA | Big Creek/Ventura | 10 | Monthly System Peak Day | SCE | 1-in-2 | 2021 | 10 |  |  |  | 67.219 | 1
| LCA | Big Creek/Ventura | 10 | Monthly System Peak Day | SCE | 1-in-2 | 2021 | 11 |  |  |  | 73.3805 | 1
| LCA | Big Creek/Ventura | 10 | Monthly System Peak Day | SCE | 1-in-2 | 2021 | 12 |  |  |  | 78.8267 | 1
| LCA | Big Creek/Ventura | 10 | Monthly System Peak Day | SCE | 1-in-2 | 2021 | 13 |  |  |  | 82.4095 | 1
| LCA | Big Creek/Ventura | 10 | Monthly System Peak Day | SCE | 1-in-2 | 2021 | 14 |  |  |  | 84.5381 | 1
| LCA | Big Creek/Ventura | 10 | Monthly System Peak Day | SCE | 1-in-2 | 2021 | 15 |  |  |  | 86.2333 | 1
| LCA | Big Creek/Ventura | 10 | Monthly System Peak Day | SCE | 1-in-2 | 2021 | 16 |  |  |  | 87.4714 | 1
| LCA | Big Creek/Ventura | 10 | Monthly System Peak Day | SCE | 1-in-2 | 2021 | 17 |  |  |  | 88.1 | 1
| LCA | Big Creek/Ventura | 10 | Monthly System Peak Day | SCE | 1-in-2 | 2021 | 18 |  |  |  | 87.5619 | 1
| LCA | Big Creek/Ventura | 10 | Monthly System Peak Day | SCE | 1-in-2 | 2021 | 19 |  |  |  | 85.5571 | 1
| LCA | Big Creek/Ventura | 10 | Monthly System Peak Day | SCE | 1-in-2 | 2021 | 20 |  |  |  | 82.3776 | 1
| LCA | Big Creek/Ventura | 10 | Monthly System Peak Day | SCE | 1-in-2 | 2021 | 21 |  |  |  | 78.021 | 1
| LCA | Big Creek/Ventura | 10 | Monthly System Peak Day | SCE | 1-in-2 | 2021 | 22 |  |  |  | 74.4905 | 1
| LCA | Big Creek/Ventura | 10 | Monthly System Peak Day | SCE | 1-in-2 | 2021 | 23 |  |  |  | 71.9529 | 1
| LCA | Big Creek/Ventura | 10 | Monthly System Peak Day | SCE | 1-in-2 | 2021 | 24 |  |  |  | 70.4114 | 1
| LCA | Big Creek/Ventura | 11 | Average Weekday | SCE | 1-in-2 | 2021 | 1 |  |  |  | 53.9175 | 1
| LCA | Big Creek/Ventura | 11 | Average Weekday | SCE | 1-in-2 | 2021 | 2 |  |  |  | 52.9654 | 1
| LCA | Big Creek/Ventura | 11 | Average Weekday | SCE | 1-in-2 | 2021 | 3 |  |  |  | 52.119 | 1
| LCA | Big Creek/Ventura | 11 | Average Weekday | SCE | 1-in-2 | 2021 | 4 |  |  |  | 51.4859 | 1
| LCA | Big Creek/Ventura | 11 | Average Weekday | SCE | 1-in-2 | 2021 | 5 |  |  |  | 50.8619 | 1
| LCA | Big Creek/Ventura | 11 | Average Weekday | SCE | 1-in-2 | 2021 | 6 |  |  |  | 50.4477 | 1
| LCA | Big Creek/Ventura | 11 | Average Weekday | SCE | 1-in-2 | 2021 | 7 |  |  |  | 50.092 | 1
| LCA | Big Creek/Ventura | 11 | Average Weekday | SCE | 1-in-2 | 2021 | 8 |  |  |  | 49.9303 | 1
| LCA | Big Creek/Ventura | 11 | Average Weekday | SCE | 1-in-2 | 2021 | 9 |  |  |  | 51.3878 | 1
| LCA | Big Creek/Ventura | 11 | Average Weekday | SCE | 1-in-2 | 2021 | 10 |  |  |  | 55.3817 | 1
| LCA | Big Creek/Ventura | 11 | Average Weekday | SCE | 1-in-2 | 2021 | 11 |  |  |  | 59.8263 | 1
| LCA | Big Creek/Ventura | 11 | Average Weekday | SCE | 1-in-2 | 2021 | 12 |  |  |  | 63.6033 | 1
| LCA | Big Creek/Ventura | 11 | Average Weekday | SCE | 1-in-2 | 2021 | 13 |  |  |  | 66.1561 | 1
| LCA | Big Creek/Ventura | 11 | Average Weekday | SCE | 1-in-2 | 2021 | 14 |  |  |  | 67.744 | 1
| LCA | Big Creek/Ventura | 11 | Average Weekday | SCE | 1-in-2 | 2021 | 15 |  |  |  | 68.5688 | 1
| LCA | Big Creek/Ventura | 11 | Average Weekday | SCE | 1-in-2 | 2021 | 16 |  |  |  | 68.6934 | 1
| LCA | Big Creek/Ventura | 11 | Average Weekday | SCE | 1-in-2 | 2021 | 17 |  |  |  | 67.8531 | 1
| LCA | Big Creek/Ventura | 11 | Average Weekday | SCE | 1-in-2 | 2021 | 18 |  |  |  | 65.8777 | 1
| LCA | Big Creek/Ventura | 11 | Average Weekday | SCE | 1-in-2 | 2021 | 19 |  |  |  | 63.1399 | 1
| LCA | Big Creek/Ventura | 11 | Average Weekday | SCE | 1-in-2 | 2021 | 20 |  |  |  | 60.7551 | 1
| LCA | Big Creek/Ventura | 11 | Average Weekday | SCE | 1-in-2 | 2021 | 21 |  |  |  | 58.9363 | 1
| LCA | Big Creek/Ventura | 11 | Average Weekday | SCE | 1-in-2 | 2021 | 22 |  |  |  | 57.3429 | 1
| LCA | Big Creek/Ventura | 11 | Average Weekday | SCE | 1-in-2 | 2021 | 23 |  |  |  | 56.0838 | 1
| LCA | Big Creek/Ventura | 11 | Average Weekday | SCE | 1-in-2 | 2021 | 24 |  |  |  | 54.9755 | 1
| LCA | Big Creek/Ventura | 11 | Monthly System Peak Day | SCE | 1-in-2 | 2021 | 1 |  |  |  | 60.2319 | 1
| LCA | Big Creek/Ventura | 11 | Monthly System Peak Day | SCE | 1-in-2 | 2021 | 2 |  |  |  | 58.8138 | 1
| LCA | Big Creek/Ventura | 11 | Monthly System Peak Day | SCE | 1-in-2 | 2021 | 3 |  |  |  | 57.6 | 1
| LCA | Big Creek/Ventura | 11 | Monthly System Peak Day | SCE | 1-in-2 | 2021 | 4 |  |  |  | 57.1962 | 1
| LCA | Big Creek/Ventura | 11 | Monthly System Peak Day | SCE | 1-in-2 | 2021 | 5 |  |  |  | 56.0871 | 1
| LCA | Big Creek/Ventura | 11 | Monthly System Peak Day | SCE | 1-in-2 | 2021 | 6 |  |  |  | 54.9276 | 1
| LCA | Big Creek/Ventura | 11 | Monthly System Peak Day | SCE | 1-in-2 | 2021 | 7 |  |  |  | 54.0776 | 1
| LCA | Big Creek/Ventura | 11 | Monthly System Peak Day | SCE | 1-in-2 | 2021 | 8 |  |  |  | 53.8714 | 1
| LCA | Big Creek/Ventura | 11 | Monthly System Peak Day | SCE | 1-in-2 | 2021 | 9 |  |  |  | 55.2029 | 1
| LCA | Big Creek/Ventura | 11 | Monthly System Peak Day | SCE | 1-in-2 | 2021 | 10 |  |  |  | 61.1876 | 1
| LCA | Big Creek/Ventura | 11 | Monthly System Peak Day | SCE | 1-in-2 | 2021 | 11 |  |  |  | 68.3971 | 1
| LCA | Big Creek/Ventura | 11 | Monthly System Peak Day | SCE | 1-in-2 | 2021 | 12 |  |  |  | 74.5733 | 1
| LCA | Big Creek/Ventura | 11 | Monthly System Peak Day | SCE | 1-in-2 | 2021 | 13 |  |  |  | 78.44 | 1
| LCA | Big Creek/Ventura | 11 | Monthly System Peak Day | SCE | 1-in-2 | 2021 | 14 |  |  |  | 80.5714 | 1
| LCA | Big Creek/Ventura | 11 | Monthly System Peak Day | SCE | 1-in-2 | 2021 | 15 |  |  |  | 81.7524 | 1
| LCA | Big Creek/Ventura | 11 | Monthly System Peak Day | SCE | 1-in-2 | 2021 | 16 |  |  |  | 82.7476 | 1
| LCA | Big Creek/Ventura | 11 | Monthly System Peak Day | SCE | 1-in-2 | 2021 | 17 |  |  |  | 82.2381 | 1
| LCA | Big Creek/Ventura | 11 | Monthly System Peak Day | SCE | 1-in-2 | 2021 | 18 |  |  |  | 80.4829 | 1
| LCA | Big Creek/Ventura | 11 | Monthly System Peak Day | SCE | 1-in-2 | 2021 | 19 |  |  |  | 76.0557 | 1
| LCA | Big Creek/Ventura | 11 | Monthly System Peak Day | SCE | 1-in-2 | 2021 | 20 |  |  |  | 72.5062 | 1
| LCA | Big Creek/Ventura | 11 | Monthly System Peak Day | SCE | 1-in-2 | 2021 | 21 |  |  |  | 70.5219 | 1
| LCA | Big Creek/Ventura | 11 | Monthly System Peak Day | SCE | 1-in-2 | 2021 | 22 |  |  |  | 68.2462 | 1
| LCA | Big Creek/Ventura | 11 | Monthly System Peak Day | SCE | 1-in-2 | 2021 | 23 |  |  |  | 66.1267 | 1
| LCA | Big Creek/Ventura | 11 | Monthly System Peak Day | SCE | 1-in-2 | 2021 | 24 |  |  |  | 63.4557 | 1
| LCA | Big Creek/Ventura | 12 | Average Weekday | SCE | 1-in-2 | 2021 | 1 |  |  |  | 48.835 | 1
| LCA | Big Creek/Ventura | 12 | Average Weekday | SCE | 1-in-2 | 2021 | 2 |  |  |  | 48.1578 | 1
| LCA | Big Creek/Ventura | 12 | Average Weekday | SCE | 1-in-2 | 2021 | 3 |  |  |  | 47.5095 | 1
| LCA | Big Creek/Ventura | 12 | Average Weekday | SCE | 1-in-2 | 2021 | 4 |  |  |  | 47.0862 | 1
| LCA | Big Creek/Ventura | 12 | Average Weekday | SCE | 1-in-2 | 2021 | 5 |  |  |  | 46.5986 | 1
| LCA | Big Creek/Ventura | 12 | Average Weekday | SCE | 1-in-2 | 2021 | 6 |  |  |  | 46.1012 | 1
| LCA | Big Creek/Ventura | 12 | Average Weekday | SCE | 1-in-2 | 2021 | 7 |  |  |  | 45.7346 | 1
| LCA | Big Creek/Ventura | 12 | Average Weekday | SCE | 1-in-2 | 2021 | 8 |  |  |  | 45.516 | 1
| LCA | Big Creek/Ventura | 12 | Average Weekday | SCE | 1-in-2 | 2021 | 9 |  |  |  | 45.8981 | 1
| LCA | Big Creek/Ventura | 12 | Average Weekday | SCE | 1-in-2 | 2021 | 10 |  |  |  | 48.6449 | 1
| LCA | Big Creek/Ventura | 12 | Average Weekday | SCE | 1-in-2 | 2021 | 11 |  |  |  | 52.1651 | 1
| LCA | Big Creek/Ventura | 12 | Average Weekday | SCE | 1-in-2 | 2021 | 12 |  |  |  | 55.1199 | 1
| LCA | Big Creek/Ventura | 12 | Average Weekday | SCE | 1-in-2 | 2021 | 13 |  |  |  | 57.2949 | 1
| LCA | Big Creek/Ventura | 12 | Average Weekday | SCE | 1-in-2 | 2021 | 14 |  |  |  | 58.6188 | 1
| LCA | Big Creek/Ventura | 12 | Average Weekday | SCE | 1-in-2 | 2021 | 15 |  |  |  | 59.3146 | 1
| LCA | Big Creek/Ventura | 12 | Average Weekday | SCE | 1-in-2 | 2021 | 16 |  |  |  | 59.5146 | 1
| LCA | Big Creek/Ventura | 12 | Average Weekday | SCE | 1-in-2 | 2021 | 17 |  |  |  | 58.892 | 1
| LCA | Big Creek/Ventura | 12 | Average Weekday | SCE | 1-in-2 | 2021 | 18 |  |  |  | 57.1246 | 1
| LCA | Big Creek/Ventura | 12 | Average Weekday | SCE | 1-in-2 | 2021 | 19 |  |  |  | 54.8365 | 1
| LCA | Big Creek/Ventura | 12 | Average Weekday | SCE | 1-in-2 | 2021 | 20 |  |  |  | 53.0495 | 1
| LCA | Big Creek/Ventura | 12 | Average Weekday | SCE | 1-in-2 | 2021 | 21 |  |  |  | 51.5506 | 1
| LCA | Big Creek/Ventura | 12 | Average Weekday | SCE | 1-in-2 | 2021 | 22 |  |  |  | 50.4554 | 1
| LCA | Big Creek/Ventura | 12 | Average Weekday | SCE | 1-in-2 | 2021 | 23 |  |  |  | 49.5695 | 1
| LCA | Big Creek/Ventura | 12 | Average Weekday | SCE | 1-in-2 | 2021 | 24 |  |  |  | 48.7673 | 1
| LCA | Big Creek/Ventura | 12 | Monthly System Peak Day | SCE | 1-in-2 | 2021 | 1 |  |  |  | 41.5686 | 1
| LCA | Big Creek/Ventura | 12 | Monthly System Peak Day | SCE | 1-in-2 | 2021 | 2 |  |  |  | 40.4686 | 1
| LCA | Big Creek/Ventura | 12 | Monthly System Peak Day | SCE | 1-in-2 | 2021 | 3 |  |  |  | 39.6105 | 1
| LCA | Big Creek/Ventura | 12 | Monthly System Peak Day | SCE | 1-in-2 | 2021 | 4 |  |  |  | 38.6324 | 1
| LCA | Big Creek/Ventura | 12 | Monthly System Peak Day | SCE | 1-in-2 | 2021 | 5 |  |  |  | 38.0786 | 1
| LCA | Big Creek/Ventura | 12 | Monthly System Peak Day | SCE | 1-in-2 | 2021 | 6 |  |  |  | 37.5305 | 1
| LCA | Big Creek/Ventura | 12 | Monthly System Peak Day | SCE | 1-in-2 | 2021 | 7 |  |  |  | 37.1495 | 1
| LCA | Big Creek/Ventura | 12 | Monthly System Peak Day | SCE | 1-in-2 | 2021 | 8 |  |  |  | 37.141 | 1
| LCA | Big Creek/Ventura | 12 | Monthly System Peak Day | SCE | 1-in-2 | 2021 | 9 |  |  |  | 37.4405 | 1
| LCA | Big Creek/Ventura | 12 | Monthly System Peak Day | SCE | 1-in-2 | 2021 | 10 |  |  |  | 40.6867 | 1
| LCA | Big Creek/Ventura | 12 | Monthly System Peak Day | SCE | 1-in-2 | 2021 | 11 |  |  |  | 45.259 | 1
| LCA | Big Creek/Ventura | 12 | Monthly System Peak Day | SCE | 1-in-2 | 2021 | 12 |  |  |  | 48.8629 | 1
| LCA | Big Creek/Ventura | 12 | Monthly System Peak Day | SCE | 1-in-2 | 2021 | 13 |  |  |  | 50.551 | 1
| LCA | Big Creek/Ventura | 12 | Monthly System Peak Day | SCE | 1-in-2 | 2021 | 14 |  |  |  | 51.9633 | 1
| LCA | Big Creek/Ventura | 12 | Monthly System Peak Day | SCE | 1-in-2 | 2021 | 15 |  |  |  | 52.9886 | 1
| LCA | Big Creek/Ventura | 12 | Monthly System Peak Day | SCE | 1-in-2 | 2021 | 16 |  |  |  | 53.4748 | 1
| LCA | Big Creek/Ventura | 12 | Monthly System Peak Day | SCE | 1-in-2 | 2021 | 17 |  |  |  | 53.1986 | 1
| LCA | Big Creek/Ventura | 12 | Monthly System Peak Day | SCE | 1-in-2 | 2021 | 18 |  |  |  | 51.6167 | 1
| LCA | Big Creek/Ventura | 12 | Monthly System Peak Day | SCE | 1-in-2 | 2021 | 19 |  |  |  | 49.0557 | 1
| LCA | Big Creek/Ventura | 12 | Monthly System Peak Day | SCE | 1-in-2 | 2021 | 20 |  |  |  | 46.3252 | 1
| LCA | Big Creek/Ventura | 12 | Monthly System Peak Day | SCE | 1-in-2 | 2021 | 21 |  |  |  | 44.9024 | 1
| LCA | Big Creek/Ventura | 12 | Monthly System Peak Day | SCE | 1-in-2 | 2021 | 22 |  |  |  | 43.6133 | 1
| LCA | Big Creek/Ventura | 12 | Monthly System Peak Day | SCE | 1-in-2 | 2021 | 23 |  |  |  | 42.4038 | 1
| LCA | Big Creek/Ventura | 12 | Monthly System Peak Day | SCE | 1-in-2 | 2021 | 24 |  |  |  | 41.019 | 1
| LCA | Big Creek/Ventura | 1 | Average Weekday | SCE | 1-in-2 | 2022 | 1 |  |  |  | 49.1969 | 1
| LCA | Big Creek/Ventura | 1 | Average Weekday | SCE | 1-in-2 | 2022 | 2 |  |  |  | 48.2757 | 1
| LCA | Big Creek/Ventura | 1 | Average Weekday | SCE | 1-in-2 | 2022 | 3 |  |  |  | 47.5076 | 1
| LCA | Big Creek/Ventura | 1 | Average Weekday | SCE | 1-in-2 | 2022 | 4 |  |  |  | 46.8141 | 1
| LCA | Big Creek/Ventura | 1 | Average Weekday | SCE | 1-in-2 | 2022 | 5 |  |  |  | 46.1101 | 1
| LCA | Big Creek/Ventura | 1 | Average Weekday | SCE | 1-in-2 | 2022 | 6 |  |  |  | 45.3732 | 1
| LCA | Big Creek/Ventura | 1 | Average Weekday | SCE | 1-in-2 | 2022 | 7 |  |  |  | 44.7871 | 1
| LCA | Big Creek/Ventura | 1 | Average Weekday | SCE | 1-in-2 | 2022 | 8 |  |  |  | 44.7504 | 1
| LCA | Big Creek/Ventura | 1 | Average Weekday | SCE | 1-in-2 | 2022 | 9 |  |  |  | 45.2981 | 1
| LCA | Big Creek/Ventura | 1 | Average Weekday | SCE | 1-in-2 | 2022 | 10 |  |  |  | 49.3299 | 1
| LCA | Big Creek/Ventura | 1 | Average Weekday | SCE | 1-in-2 | 2022 | 11 |  |  |  | 54.2413 | 1
| LCA | Big Creek/Ventura | 1 | Average Weekday | SCE | 1-in-2 | 2022 | 12 |  |  |  | 58.3319 | 1
| LCA | Big Creek/Ventura | 1 | Average Weekday | SCE | 1-in-2 | 2022 | 13 |  |  |  | 61.3009 | 1
| LCA | Big Creek/Ventura | 1 | Average Weekday | SCE | 1-in-2 | 2022 | 14 |  |  |  | 63.1875 | 1
| LCA | Big Creek/Ventura | 1 | Average Weekday | SCE | 1-in-2 | 2022 | 15 |  |  |  | 64.3795 | 1
| LCA | Big Creek/Ventura | 1 | Average Weekday | SCE | 1-in-2 | 2022 | 16 |  |  |  | 64.8751 | 1
| LCA | Big Creek/Ventura | 1 | Average Weekday | SCE | 1-in-2 | 2022 | 17 |  |  |  | 64.3426 | 1
| LCA | Big Creek/Ventura | 1 | Average Weekday | SCE | 1-in-2 | 2022 | 18 |  |  |  | 62.5618 | 1
| LCA | Big Creek/Ventura | 1 | Average Weekday | SCE | 1-in-2 | 2022 | 19 |  |  |  | 59.5326 | 1
| LCA | Big Creek/Ventura | 1 | Average Weekday | SCE | 1-in-2 | 2022 | 20 |  |  |  | 56.9613 | 1
| LCA | Big Creek/Ventura | 1 | Average Weekday | SCE | 1-in-2 | 2022 | 21 |  |  |  | 54.9257 | 1
| LCA | Big Creek/Ventura | 1 | Average Weekday | SCE | 1-in-2 | 2022 | 22 |  |  |  | 53.2111 | 1
| LCA | Big Creek/Ventura | 1 | Average Weekday | SCE | 1-in-2 | 2022 | 23 |  |  |  | 51.841 | 1
| LCA | Big Creek/Ventura | 1 | Average Weekday | SCE | 1-in-2 | 2022 | 24 |  |  |  | 50.8538 | 1
| LCA | Big Creek/Ventura | 1 | Monthly System Peak Day | SCE | 1-in-2 | 2022 | 1 |  |  |  | 43.1152 | 1
| LCA | Big Creek/Ventura | 1 | Monthly System Peak Day | SCE | 1-in-2 | 2022 | 2 |  |  |  | 42.75 | 1
| LCA | Big Creek/Ventura | 1 | Monthly System Peak Day | SCE | 1-in-2 | 2022 | 3 |  |  |  | 41.8114 | 1
| LCA | Big Creek/Ventura | 1 | Monthly System Peak Day | SCE | 1-in-2 | 2022 | 4 |  |  |  | 40.7267 | 1
| LCA | Big Creek/Ventura | 1 | Monthly System Peak Day | SCE | 1-in-2 | 2022 | 5 |  |  |  | 39.2443 | 1
| LCA | Big Creek/Ventura | 1 | Monthly System Peak Day | SCE | 1-in-2 | 2022 | 6 |  |  |  | 38.76 | 1
| LCA | Big Creek/Ventura | 1 | Monthly System Peak Day | SCE | 1-in-2 | 2022 | 7 |  |  |  | 38.649 | 1
| LCA | Big Creek/Ventura | 1 | Monthly System Peak Day | SCE | 1-in-2 | 2022 | 8 |  |  |  | 38.91 | 1
| LCA | Big Creek/Ventura | 1 | Monthly System Peak Day | SCE | 1-in-2 | 2022 | 9 |  |  |  | 39.621 | 1
| LCA | Big Creek/Ventura | 1 | Monthly System Peak Day | SCE | 1-in-2 | 2022 | 10 |  |  |  | 42.7724 | 1
| LCA | Big Creek/Ventura | 1 | Monthly System Peak Day | SCE | 1-in-2 | 2022 | 11 |  |  |  | 45.9386 | 1
| LCA | Big Creek/Ventura | 1 | Monthly System Peak Day | SCE | 1-in-2 | 2022 | 12 |  |  |  | 48.2324 | 1
| LCA | Big Creek/Ventura | 1 | Monthly System Peak Day | SCE | 1-in-2 | 2022 | 13 |  |  |  | 49.9552 | 1
| LCA | Big Creek/Ventura | 1 | Monthly System Peak Day | SCE | 1-in-2 | 2022 | 14 |  |  |  | 51.1795 | 1
| LCA | Big Creek/Ventura | 1 | Monthly System Peak Day | SCE | 1-in-2 | 2022 | 15 |  |  |  | 51.9338 | 1
| LCA | Big Creek/Ventura | 1 | Monthly System Peak Day | SCE | 1-in-2 | 2022 | 16 |  |  |  | 52.5329 | 1
| LCA | Big Creek/Ventura | 1 | Monthly System Peak Day | SCE | 1-in-2 | 2022 | 17 |  |  |  | 52.7424 | 1
| LCA | Big Creek/Ventura | 1 | Monthly System Peak Day | SCE | 1-in-2 | 2022 | 18 |  |  |  | 51.91 | 1
| LCA | Big Creek/Ventura | 1 | Monthly System Peak Day | SCE | 1-in-2 | 2022 | 19 |  |  |  | 49.6876 | 1
| LCA | Big Creek/Ventura | 1 | Monthly System Peak Day | SCE | 1-in-2 | 2022 | 20 |  |  |  | 48.3543 | 1
| LCA | Big Creek/Ventura | 1 | Monthly System Peak Day | SCE | 1-in-2 | 2022 | 21 |  |  |  | 46.7295 | 1
| LCA | Big Creek/Ventura | 1 | Monthly System Peak Day | SCE | 1-in-2 | 2022 | 22 |  |  |  | 45.329 | 1
| LCA | Big Creek/Ventura | 1 | Monthly System Peak Day | SCE | 1-in-2 | 2022 | 23 |  |  |  | 43.6052 | 1
| LCA | Big Creek/Ventura | 1 | Monthly System Peak Day | SCE | 1-in-2 | 2022 | 24 |  |  |  | 42.4095 | 1
| LCA | Big Creek/Ventura | 2 | Average Weekday | SCE | 1-in-2 | 2022 | 1 |  |  |  | 49.2053 | 1
| LCA | Big Creek/Ventura | 2 | Average Weekday | SCE | 1-in-2 | 2022 | 2 |  |  |  | 48.2407 | 1
| LCA | Big Creek/Ventura | 2 | Average Weekday | SCE | 1-in-2 | 2022 | 3 |  |  |  | 47.2688 | 1
| LCA | Big Creek/Ventura | 2 | Average Weekday | SCE | 1-in-2 | 2022 | 4 |  |  |  | 46.3972 | 1
| LCA | Big Creek/Ventura | 2 | Average Weekday | SCE | 1-in-2 | 2022 | 5 |  |  |  | 45.7571 | 1
| LCA | Big Creek/Ventura | 2 | Average Weekday | SCE | 1-in-2 | 2022 | 6 |  |  |  | 45.0032 | 1
| LCA | Big Creek/Ventura | 2 | Average Weekday | SCE | 1-in-2 | 2022 | 7 |  |  |  | 44.6126 | 1
| LCA | Big Creek/Ventura | 2 | Average Weekday | SCE | 1-in-2 | 2022 | 8 |  |  |  | 44.4062 | 1
| LCA | Big Creek/Ventura | 2 | Average Weekday | SCE | 1-in-2 | 2022 | 9 |  |  |  | 45.7423 | 1
| LCA | Big Creek/Ventura | 2 | Average Weekday | SCE | 1-in-2 | 2022 | 10 |  |  |  | 49.8466 | 1
| LCA | Big Creek/Ventura | 2 | Average Weekday | SCE | 1-in-2 | 2022 | 11 |  |  |  | 54.3638 | 1
| LCA | Big Creek/Ventura | 2 | Average Weekday | SCE | 1-in-2 | 2022 | 12 |  |  |  | 58.0203 | 1
| LCA | Big Creek/Ventura | 2 | Average Weekday | SCE | 1-in-2 | 2022 | 13 |  |  |  | 60.717 | 1
| LCA | Big Creek/Ventura | 2 | Average Weekday | SCE | 1-in-2 | 2022 | 14 |  |  |  | 62.4777 | 1
| LCA | Big Creek/Ventura | 2 | Average Weekday | SCE | 1-in-2 | 2022 | 15 |  |  |  | 63.5056 | 1
| LCA | Big Creek/Ventura | 2 | Average Weekday | SCE | 1-in-2 | 2022 | 16 |  |  |  | 64.0437 | 1
| LCA | Big Creek/Ventura | 2 | Average Weekday | SCE | 1-in-2 | 2022 | 17 |  |  |  | 63.7273 | 1
| LCA | Big Creek/Ventura | 2 | Average Weekday | SCE | 1-in-2 | 2022 | 18 |  |  |  | 62.4272 | 1
| LCA | Big Creek/Ventura | 2 | Average Weekday | SCE | 1-in-2 | 2022 | 19 |  |  |  | 59.6754 | 1
| LCA | Big Creek/Ventura | 2 | Average Weekday | SCE | 1-in-2 | 2022 | 20 |  |  |  | 56.7044 | 1
| LCA | Big Creek/Ventura | 2 | Average Weekday | SCE | 1-in-2 | 2022 | 21 |  |  |  | 54.5686 | 1
| LCA | Big Creek/Ventura | 2 | Average Weekday | SCE | 1-in-2 | 2022 | 22 |  |  |  | 52.9939 | 1
| LCA | Big Creek/Ventura | 2 | Average Weekday | SCE | 1-in-2 | 2022 | 23 |  |  |  | 51.6964 | 1
| LCA | Big Creek/Ventura | 2 | Average Weekday | SCE | 1-in-2 | 2022 | 24 |  |  |  | 50.7309 | 1
| LCA | Big Creek/Ventura | 2 | Monthly System Peak Day | SCE | 1-in-2 | 2022 | 1 |  |  |  | 40.4005 | 1
| LCA | Big Creek/Ventura | 2 | Monthly System Peak Day | SCE | 1-in-2 | 2022 | 2 |  |  |  | 39.7419 | 1
| LCA | Big Creek/Ventura | 2 | Monthly System Peak Day | SCE | 1-in-2 | 2022 | 3 |  |  |  | 38.8505 | 1
| LCA | Big Creek/Ventura | 2 | Monthly System Peak Day | SCE | 1-in-2 | 2022 | 4 |  |  |  | 37.9643 | 1
| LCA | Big Creek/Ventura | 2 | Monthly System Peak Day | SCE | 1-in-2 | 2022 | 5 |  |  |  | 37.3381 | 1
| LCA | Big Creek/Ventura | 2 | Monthly System Peak Day | SCE | 1-in-2 | 2022 | 6 |  |  |  | 37.171 | 1
| LCA | Big Creek/Ventura | 2 | Monthly System Peak Day | SCE | 1-in-2 | 2022 | 7 |  |  |  | 37.5448 | 1
| LCA | Big Creek/Ventura | 2 | Monthly System Peak Day | SCE | 1-in-2 | 2022 | 8 |  |  |  | 38.9748 | 1
| LCA | Big Creek/Ventura | 2 | Monthly System Peak Day | SCE | 1-in-2 | 2022 | 9 |  |  |  | 40.9176 | 1
| LCA | Big Creek/Ventura | 2 | Monthly System Peak Day | SCE | 1-in-2 | 2022 | 10 |  |  |  | 43.481 | 1
| LCA | Big Creek/Ventura | 2 | Monthly System Peak Day | SCE | 1-in-2 | 2022 | 11 |  |  |  | 46.531 | 1
| LCA | Big Creek/Ventura | 2 | Monthly System Peak Day | SCE | 1-in-2 | 2022 | 12 |  |  |  | 48.9738 | 1
| LCA | Big Creek/Ventura | 2 | Monthly System Peak Day | SCE | 1-in-2 | 2022 | 13 |  |  |  | 51.3448 | 1
| LCA | Big Creek/Ventura | 2 | Monthly System Peak Day | SCE | 1-in-2 | 2022 | 14 |  |  |  | 53.14 | 1
| LCA | Big Creek/Ventura | 2 | Monthly System Peak Day | SCE | 1-in-2 | 2022 | 15 |  |  |  | 54.4452 | 1
| LCA | Big Creek/Ventura | 2 | Monthly System Peak Day | SCE | 1-in-2 | 2022 | 16 |  |  |  | 55.2262 | 1
| LCA | Big Creek/Ventura | 2 | Monthly System Peak Day | SCE | 1-in-2 | 2022 | 17 |  |  |  | 55.1676 | 1
| LCA | Big Creek/Ventura | 2 | Monthly System Peak Day | SCE | 1-in-2 | 2022 | 18 |  |  |  | 53.7229 | 1
| LCA | Big Creek/Ventura | 2 | Monthly System Peak Day | SCE | 1-in-2 | 2022 | 19 |  |  |  | 50.9062 | 1
| LCA | Big Creek/Ventura | 2 | Monthly System Peak Day | SCE | 1-in-2 | 2022 | 20 |  |  |  | 48.6162 | 1
| LCA | Big Creek/Ventura | 2 | Monthly System Peak Day | SCE | 1-in-2 | 2022 | 21 |  |  |  | 47.2352 | 1
| LCA | Big Creek/Ventura | 2 | Monthly System Peak Day | SCE | 1-in-2 | 2022 | 22 |  |  |  | 46.1538 | 1
| LCA | Big Creek/Ventura | 2 | Monthly System Peak Day | SCE | 1-in-2 | 2022 | 23 |  |  |  | 45.2914 | 1
| LCA | Big Creek/Ventura | 2 | Monthly System Peak Day | SCE | 1-in-2 | 2022 | 24 |  |  |  | 44.1919 | 1
| LCA | Big Creek/Ventura | 3 | Average Weekday | SCE | 1-in-2 | 2022 | 1 |  |  |  | 53.0931 | 1
| LCA | Big Creek/Ventura | 3 | Average Weekday | SCE | 1-in-2 | 2022 | 2 |  |  |  | 52.1518 | 1
| LCA | Big Creek/Ventura | 3 | Average Weekday | SCE | 1-in-2 | 2022 | 3 |  |  |  | 51.4361 | 1
| LCA | Big Creek/Ventura | 3 | Average Weekday | SCE | 1-in-2 | 2022 | 4 |  |  |  | 50.6088 | 1
| LCA | Big Creek/Ventura | 3 | Average Weekday | SCE | 1-in-2 | 2022 | 5 |  |  |  | 49.8264 | 1
| LCA | Big Creek/Ventura | 3 | Average Weekday | SCE | 1-in-2 | 2022 | 6 |  |  |  | 49.1144 | 1
| LCA | Big Creek/Ventura | 3 | Average Weekday | SCE | 1-in-2 | 2022 | 7 |  |  |  | 48.7286 | 1
| LCA | Big Creek/Ventura | 3 | Average Weekday | SCE | 1-in-2 | 2022 | 8 |  |  |  | 48.556 | 1
| LCA | Big Creek/Ventura | 3 | Average Weekday | SCE | 1-in-2 | 2022 | 9 |  |  |  | 49.6354 | 1
| LCA | Big Creek/Ventura | 3 | Average Weekday | SCE | 1-in-2 | 2022 | 10 |  |  |  | 52.7959 | 1
| LCA | Big Creek/Ventura | 3 | Average Weekday | SCE | 1-in-2 | 2022 | 11 |  |  |  | 56.5618 | 1
| LCA | Big Creek/Ventura | 3 | Average Weekday | SCE | 1-in-2 | 2022 | 12 |  |  |  | 59.7162 | 1
| LCA | Big Creek/Ventura | 3 | Average Weekday | SCE | 1-in-2 | 2022 | 13 |  |  |  | 62.131 | 1
| LCA | Big Creek/Ventura | 3 | Average Weekday | SCE | 1-in-2 | 2022 | 14 |  |  |  | 64.0488 | 1
| LCA | Big Creek/Ventura | 3 | Average Weekday | SCE | 1-in-2 | 2022 | 15 |  |  |  | 65.2261 | 1
| LCA | Big Creek/Ventura | 3 | Average Weekday | SCE | 1-in-2 | 2022 | 16 |  |  |  | 65.8385 | 1
| LCA | Big Creek/Ventura | 3 | Average Weekday | SCE | 1-in-2 | 2022 | 17 |  |  |  | 65.8408 | 1
| LCA | Big Creek/Ventura | 3 | Average Weekday | SCE | 1-in-2 | 2022 | 18 |  |  |  | 64.9116 | 1
| LCA | Big Creek/Ventura | 3 | Average Weekday | SCE | 1-in-2 | 2022 | 19 |  |  |  | 63.2278 | 1
| LCA | Big Creek/Ventura | 3 | Average Weekday | SCE | 1-in-2 | 2022 | 20 |  |  |  | 60.8901 | 1
| LCA | Big Creek/Ventura | 3 | Average Weekday | SCE | 1-in-2 | 2022 | 21 |  |  |  | 58.5405 | 1
| LCA | Big Creek/Ventura | 3 | Average Weekday | SCE | 1-in-2 | 2022 | 22 |  |  |  | 56.9835 | 1
| LCA | Big Creek/Ventura | 3 | Average Weekday | SCE | 1-in-2 | 2022 | 23 |  |  |  | 55.836 | 1
| LCA | Big Creek/Ventura | 3 | Average Weekday | SCE | 1-in-2 | 2022 | 24 |  |  |  | 54.7761 | 1
| LCA | Big Creek/Ventura | 3 | Monthly System Peak Day | SCE | 1-in-2 | 2022 | 1 |  |  |  | 52.1348 | 1
| LCA | Big Creek/Ventura | 3 | Monthly System Peak Day | SCE | 1-in-2 | 2022 | 2 |  |  |  | 51.1195 | 1
| LCA | Big Creek/Ventura | 3 | Monthly System Peak Day | SCE | 1-in-2 | 2022 | 3 |  |  |  | 49.7057 | 1
| LCA | Big Creek/Ventura | 3 | Monthly System Peak Day | SCE | 1-in-2 | 2022 | 4 |  |  |  | 49.4448 | 1
| LCA | Big Creek/Ventura | 3 | Monthly System Peak Day | SCE | 1-in-2 | 2022 | 5 |  |  |  | 48.8652 | 1
| LCA | Big Creek/Ventura | 3 | Monthly System Peak Day | SCE | 1-in-2 | 2022 | 6 |  |  |  | 47.5152 | 1
| LCA | Big Creek/Ventura | 3 | Monthly System Peak Day | SCE | 1-in-2 | 2022 | 7 |  |  |  | 47.2652 | 1
| LCA | Big Creek/Ventura | 3 | Monthly System Peak Day | SCE | 1-in-2 | 2022 | 8 |  |  |  | 46.5395 | 1
| LCA | Big Creek/Ventura | 3 | Monthly System Peak Day | SCE | 1-in-2 | 2022 | 9 |  |  |  | 46.9857 | 1
| LCA | Big Creek/Ventura | 3 | Monthly System Peak Day | SCE | 1-in-2 | 2022 | 10 |  |  |  | 50.7852 | 1
| LCA | Big Creek/Ventura | 3 | Monthly System Peak Day | SCE | 1-in-2 | 2022 | 11 |  |  |  | 55.9019 | 1
| LCA | Big Creek/Ventura | 3 | Monthly System Peak Day | SCE | 1-in-2 | 2022 | 12 |  |  |  | 60.2786 | 1
| LCA | Big Creek/Ventura | 3 | Monthly System Peak Day | SCE | 1-in-2 | 2022 | 13 |  |  |  | 63.6662 | 1
| LCA | Big Creek/Ventura | 3 | Monthly System Peak Day | SCE | 1-in-2 | 2022 | 14 |  |  |  | 65.9067 | 1
| LCA | Big Creek/Ventura | 3 | Monthly System Peak Day | SCE | 1-in-2 | 2022 | 15 |  |  |  | 67.1209 | 1
| LCA | Big Creek/Ventura | 3 | Monthly System Peak Day | SCE | 1-in-2 | 2022 | 16 |  |  |  | 68.249 | 1
| LCA | Big Creek/Ventura | 3 | Monthly System Peak Day | SCE | 1-in-2 | 2022 | 17 |  |  |  | 68.78 | 1
| LCA | Big Creek/Ventura | 3 | Monthly System Peak Day | SCE | 1-in-2 | 2022 | 18 |  |  |  | 68.3967 | 1
| LCA | Big Creek/Ventura | 3 | Monthly System Peak Day | SCE | 1-in-2 | 2022 | 19 |  |  |  | 67.0748 | 1
| LCA | Big Creek/Ventura | 3 | Monthly System Peak Day | SCE | 1-in-2 | 2022 | 20 |  |  |  | 64.8043 | 1
| LCA | Big Creek/Ventura | 3 | Monthly System Peak Day | SCE | 1-in-2 | 2022 | 21 |  |  |  | 61.4724 | 1
| LCA | Big Creek/Ventura | 3 | Monthly System Peak Day | SCE | 1-in-2 | 2022 | 22 |  |  |  | 59.0271 | 1
| LCA | Big Creek/Ventura | 3 | Monthly System Peak Day | SCE | 1-in-2 | 2022 | 23 |  |  |  | 57.2024 | 1
| LCA | Big Creek/Ventura | 3 | Monthly System Peak Day | SCE | 1-in-2 | 2022 | 24 |  |  |  | 56.16 | 1
| LCA | Big Creek/Ventura | 4 | Average Weekday | SCE | 1-in-2 | 2022 | 1 |  |  |  | 55.7977 | 1
| LCA | Big Creek/Ventura | 4 | Average Weekday | SCE | 1-in-2 | 2022 | 2 |  |  |  | 54.7457 | 1
| LCA | Big Creek/Ventura | 4 | Average Weekday | SCE | 1-in-2 | 2022 | 3 |  |  |  | 53.7439 | 1
| LCA | Big Creek/Ventura | 4 | Average Weekday | SCE | 1-in-2 | 2022 | 4 |  |  |  | 52.8991 | 1
| LCA | Big Creek/Ventura | 4 | Average Weekday | SCE | 1-in-2 | 2022 | 5 |  |  |  | 51.9919 | 1
| LCA | Big Creek/Ventura | 4 | Average Weekday | SCE | 1-in-2 | 2022 | 6 |  |  |  | 51.2931 | 1
| LCA | Big Creek/Ventura | 4 | Average Weekday | SCE | 1-in-2 | 2022 | 7 |  |  |  | 50.696 | 1
| LCA | Big Creek/Ventura | 4 | Average Weekday | SCE | 1-in-2 | 2022 | 8 |  |  |  | 50.4624 | 1
| LCA | Big Creek/Ventura | 4 | Average Weekday | SCE | 1-in-2 | 2022 | 9 |  |  |  | 52.1757 | 1
| LCA | Big Creek/Ventura | 4 | Average Weekday | SCE | 1-in-2 | 2022 | 10 |  |  |  | 55.7532 | 1
| LCA | Big Creek/Ventura | 4 | Average Weekday | SCE | 1-in-2 | 2022 | 11 |  |  |  | 59.4615 | 1
| LCA | Big Creek/Ventura | 4 | Average Weekday | SCE | 1-in-2 | 2022 | 12 |  |  |  | 62.6796 | 1
| LCA | Big Creek/Ventura | 4 | Average Weekday | SCE | 1-in-2 | 2022 | 13 |  |  |  | 65.204 | 1
| LCA | Big Creek/Ventura | 4 | Average Weekday | SCE | 1-in-2 | 2022 | 14 |  |  |  | 67.214 | 1
| LCA | Big Creek/Ventura | 4 | Average Weekday | SCE | 1-in-2 | 2022 | 15 |  |  |  | 68.4754 | 1
| LCA | Big Creek/Ventura | 4 | Average Weekday | SCE | 1-in-2 | 2022 | 16 |  |  |  | 69.0086 | 1
| LCA | Big Creek/Ventura | 4 | Average Weekday | SCE | 1-in-2 | 2022 | 17 |  |  |  | 68.995 | 1
| LCA | Big Creek/Ventura | 4 | Average Weekday | SCE | 1-in-2 | 2022 | 18 |  |  |  | 68.1884 | 1
| LCA | Big Creek/Ventura | 4 | Average Weekday | SCE | 1-in-2 | 2022 | 19 |  |  |  | 66.6823 | 1
| LCA | Big Creek/Ventura | 4 | Average Weekday | SCE | 1-in-2 | 2022 | 20 |  |  |  | 64.4104 | 1
| LCA | Big Creek/Ventura | 4 | Average Weekday | SCE | 1-in-2 | 2022 | 21 |  |  |  | 61.4054 | 1
| LCA | Big Creek/Ventura | 4 | Average Weekday | SCE | 1-in-2 | 2022 | 22 |  |  |  | 59.3045 | 1
| LCA | Big Creek/Ventura | 4 | Average Weekday | SCE | 1-in-2 | 2022 | 23 |  |  |  | 57.9252 | 1
| LCA | Big Creek/Ventura | 4 | Average Weekday | SCE | 1-in-2 | 2022 | 24 |  |  |  | 56.7051 | 1
| LCA | Big Creek/Ventura | 4 | Monthly System Peak Day | SCE | 1-in-2 | 2022 | 1 |  |  |  | 64.1605 | 1
| LCA | Big Creek/Ventura | 4 | Monthly System Peak Day | SCE | 1-in-2 | 2022 | 2 |  |  |  | 62.6005 | 1
| LCA | Big Creek/Ventura | 4 | Monthly System Peak Day | SCE | 1-in-2 | 2022 | 3 |  |  |  | 60.9767 | 1
| LCA | Big Creek/Ventura | 4 | Monthly System Peak Day | SCE | 1-in-2 | 2022 | 4 |  |  |  | 59.5152 | 1
| LCA | Big Creek/Ventura | 4 | Monthly System Peak Day | SCE | 1-in-2 | 2022 | 5 |  |  |  | 58.6233 | 1
| LCA | Big Creek/Ventura | 4 | Monthly System Peak Day | SCE | 1-in-2 | 2022 | 6 |  |  |  | 57.4505 | 1
| LCA | Big Creek/Ventura | 4 | Monthly System Peak Day | SCE | 1-in-2 | 2022 | 7 |  |  |  | 55.9357 | 1
| LCA | Big Creek/Ventura | 4 | Monthly System Peak Day | SCE | 1-in-2 | 2022 | 8 |  |  |  | 54.9186 | 1
| LCA | Big Creek/Ventura | 4 | Monthly System Peak Day | SCE | 1-in-2 | 2022 | 9 |  |  |  | 56.7148 | 1
| LCA | Big Creek/Ventura | 4 | Monthly System Peak Day | SCE | 1-in-2 | 2022 | 10 |  |  |  | 62.02 | 1
| LCA | Big Creek/Ventura | 4 | Monthly System Peak Day | SCE | 1-in-2 | 2022 | 11 |  |  |  | 68.0505 | 1
| LCA | Big Creek/Ventura | 4 | Monthly System Peak Day | SCE | 1-in-2 | 2022 | 12 |  |  |  | 73.0229 | 1
| LCA | Big Creek/Ventura | 4 | Monthly System Peak Day | SCE | 1-in-2 | 2022 | 13 |  |  |  | 77.369 | 1
| LCA | Big Creek/Ventura | 4 | Monthly System Peak Day | SCE | 1-in-2 | 2022 | 14 |  |  |  | 80.7048 | 1
| LCA | Big Creek/Ventura | 4 | Monthly System Peak Day | SCE | 1-in-2 | 2022 | 15 |  |  |  | 82.5714 | 1
| LCA | Big Creek/Ventura | 4 | Monthly System Peak Day | SCE | 1-in-2 | 2022 | 16 |  |  |  | 83.4857 | 1
| LCA | Big Creek/Ventura | 4 | Monthly System Peak Day | SCE | 1-in-2 | 2022 | 17 |  |  |  | 83.8905 | 1
| LCA | Big Creek/Ventura | 4 | Monthly System Peak Day | SCE | 1-in-2 | 2022 | 18 |  |  |  | 83.3762 | 1
| LCA | Big Creek/Ventura | 4 | Monthly System Peak Day | SCE | 1-in-2 | 2022 | 19 |  |  |  | 81.5748 | 1
| LCA | Big Creek/Ventura | 4 | Monthly System Peak Day | SCE | 1-in-2 | 2022 | 20 |  |  |  | 78.3414 | 1
| LCA | Big Creek/Ventura | 4 | Monthly System Peak Day | SCE | 1-in-2 | 2022 | 21 |  |  |  | 73.3995 | 1
| LCA | Big Creek/Ventura | 4 | Monthly System Peak Day | SCE | 1-in-2 | 2022 | 22 |  |  |  | 69.8876 | 1
| LCA | Big Creek/Ventura | 4 | Monthly System Peak Day | SCE | 1-in-2 | 2022 | 23 |  |  |  | 67.2867 | 1
| LCA | Big Creek/Ventura | 4 | Monthly System Peak Day | SCE | 1-in-2 | 2022 | 24 |  |  |  | 65.421 | 1
| LCA | Big Creek/Ventura | 5 | Average Weekday | SCE | 1-in-2 | 2022 | 1 |  |  |  | 59.9923 | 1
| LCA | Big Creek/Ventura | 5 | Average Weekday | SCE | 1-in-2 | 2022 | 2 |  |  |  | 58.9604 | 1
| LCA | Big Creek/Ventura | 5 | Average Weekday | SCE | 1-in-2 | 2022 | 3 |  |  |  | 58.0285 | 1
| LCA | Big Creek/Ventura | 5 | Average Weekday | SCE | 1-in-2 | 2022 | 4 |  |  |  | 57.1772 | 1
| LCA | Big Creek/Ventura | 5 | Average Weekday | SCE | 1-in-2 | 2022 | 5 |  |  |  | 56.5246 | 1
| LCA | Big Creek/Ventura | 5 | Average Weekday | SCE | 1-in-2 | 2022 | 6 |  |  |  | 55.8549 | 1
| LCA | Big Creek/Ventura | 5 | Average Weekday | SCE | 1-in-2 | 2022 | 7 |  |  |  | 55.2307 | 1
| LCA | Big Creek/Ventura | 5 | Average Weekday | SCE | 1-in-2 | 2022 | 8 |  |  |  | 55.5515 | 1
| LCA | Big Creek/Ventura | 5 | Average Weekday | SCE | 1-in-2 | 2022 | 9 |  |  |  | 58.2705 | 1
| LCA | Big Creek/Ventura | 5 | Average Weekday | SCE | 1-in-2 | 2022 | 10 |  |  |  | 61.5484 | 1
| LCA | Big Creek/Ventura | 5 | Average Weekday | SCE | 1-in-2 | 2022 | 11 |  |  |  | 64.8911 | 1
| LCA | Big Creek/Ventura | 5 | Average Weekday | SCE | 1-in-2 | 2022 | 12 |  |  |  | 67.8559 | 1
| LCA | Big Creek/Ventura | 5 | Average Weekday | SCE | 1-in-2 | 2022 | 13 |  |  |  | 70.274 | 1
| LCA | Big Creek/Ventura | 5 | Average Weekday | SCE | 1-in-2 | 2022 | 14 |  |  |  | 72.0602 | 1
| LCA | Big Creek/Ventura | 5 | Average Weekday | SCE | 1-in-2 | 2022 | 15 |  |  |  | 73.1902 | 1
| LCA | Big Creek/Ventura | 5 | Average Weekday | SCE | 1-in-2 | 2022 | 16 |  |  |  | 73.6664 | 1
| LCA | Big Creek/Ventura | 5 | Average Weekday | SCE | 1-in-2 | 2022 | 17 |  |  |  | 73.4822 | 1
| LCA | Big Creek/Ventura | 5 | Average Weekday | SCE | 1-in-2 | 2022 | 18 |  |  |  | 72.7404 | 1
| LCA | Big Creek/Ventura | 5 | Average Weekday | SCE | 1-in-2 | 2022 | 19 |  |  |  | 71.3964 | 1
| LCA | Big Creek/Ventura | 5 | Average Weekday | SCE | 1-in-2 | 2022 | 20 |  |  |  | 69.2439 | 1
| LCA | Big Creek/Ventura | 5 | Average Weekday | SCE | 1-in-2 | 2022 | 21 |  |  |  | 66.4425 | 1
| LCA | Big Creek/Ventura | 5 | Average Weekday | SCE | 1-in-2 | 2022 | 22 |  |  |  | 63.8796 | 1
| LCA | Big Creek/Ventura | 5 | Average Weekday | SCE | 1-in-2 | 2022 | 23 |  |  |  | 62.223 | 1
| LCA | Big Creek/Ventura | 5 | Average Weekday | SCE | 1-in-2 | 2022 | 24 |  |  |  | 60.8978 | 1
| LCA | Big Creek/Ventura | 5 | Monthly System Peak Day | SCE | 1-in-2 | 2022 | 1 |  |  |  | 66.7243 | 1
| LCA | Big Creek/Ventura | 5 | Monthly System Peak Day | SCE | 1-in-2 | 2022 | 2 |  |  |  | 65.2852 | 1
| LCA | Big Creek/Ventura | 5 | Monthly System Peak Day | SCE | 1-in-2 | 2022 | 3 |  |  |  | 64.0095 | 1
| LCA | Big Creek/Ventura | 5 | Monthly System Peak Day | SCE | 1-in-2 | 2022 | 4 |  |  |  | 62.2362 | 1
| LCA | Big Creek/Ventura | 5 | Monthly System Peak Day | SCE | 1-in-2 | 2022 | 5 |  |  |  | 60.7495 | 1
| LCA | Big Creek/Ventura | 5 | Monthly System Peak Day | SCE | 1-in-2 | 2022 | 6 |  |  |  | 59.761 | 1
| LCA | Big Creek/Ventura | 5 | Monthly System Peak Day | SCE | 1-in-2 | 2022 | 7 |  |  |  | 58.6738 | 1
| LCA | Big Creek/Ventura | 5 | Monthly System Peak Day | SCE | 1-in-2 | 2022 | 8 |  |  |  | 59.0181 | 1
| LCA | Big Creek/Ventura | 5 | Monthly System Peak Day | SCE | 1-in-2 | 2022 | 9 |  |  |  | 62.8176 | 1
| LCA | Big Creek/Ventura | 5 | Monthly System Peak Day | SCE | 1-in-2 | 2022 | 10 |  |  |  | 67.7938 | 1
| LCA | Big Creek/Ventura | 5 | Monthly System Peak Day | SCE | 1-in-2 | 2022 | 11 |  |  |  | 72.7814 | 1
| LCA | Big Creek/Ventura | 5 | Monthly System Peak Day | SCE | 1-in-2 | 2022 | 12 |  |  |  | 77.2243 | 1
| LCA | Big Creek/Ventura | 5 | Monthly System Peak Day | SCE | 1-in-2 | 2022 | 13 |  |  |  | 80.7552 | 1
| LCA | Big Creek/Ventura | 5 | Monthly System Peak Day | SCE | 1-in-2 | 2022 | 14 |  |  |  | 83.3238 | 1
| LCA | Big Creek/Ventura | 5 | Monthly System Peak Day | SCE | 1-in-2 | 2022 | 15 |  |  |  | 85.0205 | 1
| LCA | Big Creek/Ventura | 5 | Monthly System Peak Day | SCE | 1-in-2 | 2022 | 16 |  |  |  | 86.031 | 1
| LCA | Big Creek/Ventura | 5 | Monthly System Peak Day | SCE | 1-in-2 | 2022 | 17 |  |  |  | 85.3443 | 1
| LCA | Big Creek/Ventura | 5 | Monthly System Peak Day | SCE | 1-in-2 | 2022 | 18 |  |  |  | 83.8443 | 1
| LCA | Big Creek/Ventura | 5 | Monthly System Peak Day | SCE | 1-in-2 | 2022 | 19 |  |  |  | 81.5962 | 1
| LCA | Big Creek/Ventura | 5 | Monthly System Peak Day | SCE | 1-in-2 | 2022 | 20 |  |  |  | 78.9724 | 1
| LCA | Big Creek/Ventura | 5 | Monthly System Peak Day | SCE | 1-in-2 | 2022 | 21 |  |  |  | 74.9781 | 1
| LCA | Big Creek/Ventura | 5 | Monthly System Peak Day | SCE | 1-in-2 | 2022 | 22 |  |  |  | 71.9014 | 1
| LCA | Big Creek/Ventura | 5 | Monthly System Peak Day | SCE | 1-in-2 | 2022 | 23 |  |  |  | 70.5533 | 1
| LCA | Big Creek/Ventura | 5 | Monthly System Peak Day | SCE | 1-in-2 | 2022 | 24 |  |  |  | 69.5681 | 1
| LCA | Big Creek/Ventura | 6 | Average Weekday | SCE | 1-in-2 | 2022 | 1 |  |  |  | 64.4446 | 1
| LCA | Big Creek/Ventura | 6 | Average Weekday | SCE | 1-in-2 | 2022 | 2 |  |  |  | 63.2767 | 1
| LCA | Big Creek/Ventura | 6 | Average Weekday | SCE | 1-in-2 | 2022 | 3 |  |  |  | 62.2793 | 1
| LCA | Big Creek/Ventura | 6 | Average Weekday | SCE | 1-in-2 | 2022 | 4 |  |  |  | 61.464 | 1
| LCA | Big Creek/Ventura | 6 | Average Weekday | SCE | 1-in-2 | 2022 | 5 |  |  |  | 60.9021 | 1
| LCA | Big Creek/Ventura | 6 | Average Weekday | SCE | 1-in-2 | 2022 | 6 |  |  |  | 60.1695 | 1
| LCA | Big Creek/Ventura | 6 | Average Weekday | SCE | 1-in-2 | 2022 | 7 |  |  |  | 59.5618 | 1
| LCA | Big Creek/Ventura | 6 | Average Weekday | SCE | 1-in-2 | 2022 | 8 |  |  |  | 60.0648 | 1
| LCA | Big Creek/Ventura | 6 | Average Weekday | SCE | 1-in-2 | 2022 | 9 |  |  |  | 63.0612 | 1
| LCA | Big Creek/Ventura | 6 | Average Weekday | SCE | 1-in-2 | 2022 | 10 |  |  |  | 66.8253 | 1
| LCA | Big Creek/Ventura | 6 | Average Weekday | SCE | 1-in-2 | 2022 | 11 |  |  |  | 70.5864 | 1
| LCA | Big Creek/Ventura | 6 | Average Weekday | SCE | 1-in-2 | 2022 | 12 |  |  |  | 74.0185 | 1
| LCA | Big Creek/Ventura | 6 | Average Weekday | SCE | 1-in-2 | 2022 | 13 |  |  |  | 76.855 | 1
| LCA | Big Creek/Ventura | 6 | Average Weekday | SCE | 1-in-2 | 2022 | 14 |  |  |  | 79.0359 | 1
| LCA | Big Creek/Ventura | 6 | Average Weekday | SCE | 1-in-2 | 2022 | 15 |  |  |  | 80.4934 | 1
| LCA | Big Creek/Ventura | 6 | Average Weekday | SCE | 1-in-2 | 2022 | 16 |  |  |  | 81.064 | 1
| LCA | Big Creek/Ventura | 6 | Average Weekday | SCE | 1-in-2 | 2022 | 17 |  |  |  | 80.9841 | 1
| LCA | Big Creek/Ventura | 6 | Average Weekday | SCE | 1-in-2 | 2022 | 18 |  |  |  | 80.1426 | 1
| LCA | Big Creek/Ventura | 6 | Average Weekday | SCE | 1-in-2 | 2022 | 19 |  |  |  | 78.6553 | 1
| LCA | Big Creek/Ventura | 6 | Average Weekday | SCE | 1-in-2 | 2022 | 20 |  |  |  | 76.5709 | 1
| LCA | Big Creek/Ventura | 6 | Average Weekday | SCE | 1-in-2 | 2022 | 21 |  |  |  | 73.5264 | 1
| LCA | Big Creek/Ventura | 6 | Average Weekday | SCE | 1-in-2 | 2022 | 22 |  |  |  | 69.9663 | 1
| LCA | Big Creek/Ventura | 6 | Average Weekday | SCE | 1-in-2 | 2022 | 23 |  |  |  | 67.6652 | 1
| LCA | Big Creek/Ventura | 6 | Average Weekday | SCE | 1-in-2 | 2022 | 24 |  |  |  | 66.0613 | 1
| LCA | Big Creek/Ventura | 6 | Monthly System Peak Day | SCE | 1-in-2 | 2022 | 1 |  |  |  | 69.3795 | 1
| LCA | Big Creek/Ventura | 6 | Monthly System Peak Day | SCE | 1-in-2 | 2022 | 2 |  |  |  | 68.0986 | 1
| LCA | Big Creek/Ventura | 6 | Monthly System Peak Day | SCE | 1-in-2 | 2022 | 3 |  |  |  | 67.389 | 1
| LCA | Big Creek/Ventura | 6 | Monthly System Peak Day | SCE | 1-in-2 | 2022 | 4 |  |  |  | 66.4067 | 1
| LCA | Big Creek/Ventura | 6 | Monthly System Peak Day | SCE | 1-in-2 | 2022 | 5 |  |  |  | 65.8 | 1
| LCA | Big Creek/Ventura | 6 | Monthly System Peak Day | SCE | 1-in-2 | 2022 | 6 |  |  |  | 65.1929 | 1
| LCA | Big Creek/Ventura | 6 | Monthly System Peak Day | SCE | 1-in-2 | 2022 | 7 |  |  |  | 64.4767 | 1
| LCA | Big Creek/Ventura | 6 | Monthly System Peak Day | SCE | 1-in-2 | 2022 | 8 |  |  |  | 64.8881 | 1
| LCA | Big Creek/Ventura | 6 | Monthly System Peak Day | SCE | 1-in-2 | 2022 | 9 |  |  |  | 68.4833 | 1
| LCA | Big Creek/Ventura | 6 | Monthly System Peak Day | SCE | 1-in-2 | 2022 | 10 |  |  |  | 72.7905 | 1
| LCA | Big Creek/Ventura | 6 | Monthly System Peak Day | SCE | 1-in-2 | 2022 | 11 |  |  |  | 77.211 | 1
| LCA | Big Creek/Ventura | 6 | Monthly System Peak Day | SCE | 1-in-2 | 2022 | 12 |  |  |  | 80.7938 | 1
| LCA | Big Creek/Ventura | 6 | Monthly System Peak Day | SCE | 1-in-2 | 2022 | 13 |  |  |  | 82.7448 | 1
| LCA | Big Creek/Ventura | 6 | Monthly System Peak Day | SCE | 1-in-2 | 2022 | 14 |  |  |  | 84.38 | 1
| LCA | Big Creek/Ventura | 6 | Monthly System Peak Day | SCE | 1-in-2 | 2022 | 15 |  |  |  | 84.7967 | 1
| LCA | Big Creek/Ventura | 6 | Monthly System Peak Day | SCE | 1-in-2 | 2022 | 16 |  |  |  | 84.7538 | 1
| LCA | Big Creek/Ventura | 6 | Monthly System Peak Day | SCE | 1-in-2 | 2022 | 17 |  |  |  | 84.39 | 1
| LCA | Big Creek/Ventura | 6 | Monthly System Peak Day | SCE | 1-in-2 | 2022 | 18 |  |  |  | 84.1114 | 1
| LCA | Big Creek/Ventura | 6 | Monthly System Peak Day | SCE | 1-in-2 | 2022 | 19 |  |  |  | 83.2814 | 1
| LCA | Big Creek/Ventura | 6 | Monthly System Peak Day | SCE | 1-in-2 | 2022 | 20 |  |  |  | 81.3067 | 1
| LCA | Big Creek/Ventura | 6 | Monthly System Peak Day | SCE | 1-in-2 | 2022 | 21 |  |  |  | 77.8095 | 1
| LCA | Big Creek/Ventura | 6 | Monthly System Peak Day | SCE | 1-in-2 | 2022 | 22 |  |  |  | 73.9586 | 1
| LCA | Big Creek/Ventura | 6 | Monthly System Peak Day | SCE | 1-in-2 | 2022 | 23 |  |  |  | 71.219 | 1
| LCA | Big Creek/Ventura | 6 | Monthly System Peak Day | SCE | 1-in-2 | 2022 | 24 |  |  |  | 69.6 | 1
| LCA | Big Creek/Ventura | 7 | Average Weekday | SCE | 1-in-2 | 2022 | 1 |  |  |  | 69.4643 | 1
| LCA | Big Creek/Ventura | 7 | Average Weekday | SCE | 1-in-2 | 2022 | 2 |  |  |  | 68.4978 | 1
| LCA | Big Creek/Ventura | 7 | Average Weekday | SCE | 1-in-2 | 2022 | 3 |  |  |  | 67.7258 | 1
| LCA | Big Creek/Ventura | 7 | Average Weekday | SCE | 1-in-2 | 2022 | 4 |  |  |  | 67.0793 | 1
| LCA | Big Creek/Ventura | 7 | Average Weekday | SCE | 1-in-2 | 2022 | 5 |  |  |  | 66.3097 | 1
| LCA | Big Creek/Ventura | 7 | Average Weekday | SCE | 1-in-2 | 2022 | 6 |  |  |  | 65.6954 | 1
| LCA | Big Creek/Ventura | 7 | Average Weekday | SCE | 1-in-2 | 2022 | 7 |  |  |  | 65.1253 | 1
| LCA | Big Creek/Ventura | 7 | Average Weekday | SCE | 1-in-2 | 2022 | 8 |  |  |  | 65.3233 | 1
| LCA | Big Creek/Ventura | 7 | Average Weekday | SCE | 1-in-2 | 2022 | 9 |  |  |  | 67.873 | 1
| LCA | Big Creek/Ventura | 7 | Average Weekday | SCE | 1-in-2 | 2022 | 10 |  |  |  | 71.393 | 1
| LCA | Big Creek/Ventura | 7 | Average Weekday | SCE | 1-in-2 | 2022 | 11 |  |  |  | 75.2097 | 1
| LCA | Big Creek/Ventura | 7 | Average Weekday | SCE | 1-in-2 | 2022 | 12 |  |  |  | 78.9288 | 1
| LCA | Big Creek/Ventura | 7 | Average Weekday | SCE | 1-in-2 | 2022 | 13 |  |  |  | 81.7619 | 1
| LCA | Big Creek/Ventura | 7 | Average Weekday | SCE | 1-in-2 | 2022 | 14 |  |  |  | 83.9094 | 1
| LCA | Big Creek/Ventura | 7 | Average Weekday | SCE | 1-in-2 | 2022 | 15 |  |  |  | 85.285 | 1
| LCA | Big Creek/Ventura | 7 | Average Weekday | SCE | 1-in-2 | 2022 | 16 |  |  |  | 85.8065 | 1
| LCA | Big Creek/Ventura | 7 | Average Weekday | SCE | 1-in-2 | 2022 | 17 |  |  |  | 85.5142 | 1
| LCA | Big Creek/Ventura | 7 | Average Weekday | SCE | 1-in-2 | 2022 | 18 |  |  |  | 84.6145 | 1
| LCA | Big Creek/Ventura | 7 | Average Weekday | SCE | 1-in-2 | 2022 | 19 |  |  |  | 83.0359 | 1
| LCA | Big Creek/Ventura | 7 | Average Weekday | SCE | 1-in-2 | 2022 | 20 |  |  |  | 80.7123 | 1
| LCA | Big Creek/Ventura | 7 | Average Weekday | SCE | 1-in-2 | 2022 | 21 |  |  |  | 77.5898 | 1
| LCA | Big Creek/Ventura | 7 | Average Weekday | SCE | 1-in-2 | 2022 | 22 |  |  |  | 74.1539 | 1
| LCA | Big Creek/Ventura | 7 | Average Weekday | SCE | 1-in-2 | 2022 | 23 |  |  |  | 71.9988 | 1
| LCA | Big Creek/Ventura | 7 | Average Weekday | SCE | 1-in-2 | 2022 | 24 |  |  |  | 70.3567 | 1
| LCA | Big Creek/Ventura | 7 | Monthly System Peak Day | SCE | 1-in-2 | 2022 | 1 |  |  |  | 75.5571 | 1
| LCA | Big Creek/Ventura | 7 | Monthly System Peak Day | SCE | 1-in-2 | 2022 | 2 |  |  |  | 74.3481 | 1
| LCA | Big Creek/Ventura | 7 | Monthly System Peak Day | SCE | 1-in-2 | 2022 | 3 |  |  |  | 73.4614 | 1
| LCA | Big Creek/Ventura | 7 | Monthly System Peak Day | SCE | 1-in-2 | 2022 | 4 |  |  |  | 72.4367 | 1
| LCA | Big Creek/Ventura | 7 | Monthly System Peak Day | SCE | 1-in-2 | 2022 | 5 |  |  |  | 71.8838 | 1
| LCA | Big Creek/Ventura | 7 | Monthly System Peak Day | SCE | 1-in-2 | 2022 | 6 |  |  |  | 71.1448 | 1
| LCA | Big Creek/Ventura | 7 | Monthly System Peak Day | SCE | 1-in-2 | 2022 | 7 |  |  |  | 70.5248 | 1
| LCA | Big Creek/Ventura | 7 | Monthly System Peak Day | SCE | 1-in-2 | 2022 | 8 |  |  |  | 70.579 | 1
| LCA | Big Creek/Ventura | 7 | Monthly System Peak Day | SCE | 1-in-2 | 2022 | 9 |  |  |  | 73.89 | 1
| LCA | Big Creek/Ventura | 7 | Monthly System Peak Day | SCE | 1-in-2 | 2022 | 10 |  |  |  | 77.7652 | 1
| LCA | Big Creek/Ventura | 7 | Monthly System Peak Day | SCE | 1-in-2 | 2022 | 11 |  |  |  | 81.6867 | 1
| LCA | Big Creek/Ventura | 7 | Monthly System Peak Day | SCE | 1-in-2 | 2022 | 12 |  |  |  | 85.619 | 1
| LCA | Big Creek/Ventura | 7 | Monthly System Peak Day | SCE | 1-in-2 | 2022 | 13 |  |  |  | 89.7414 | 1
| LCA | Big Creek/Ventura | 7 | Monthly System Peak Day | SCE | 1-in-2 | 2022 | 14 |  |  |  | 91.7286 | 1
| LCA | Big Creek/Ventura | 7 | Monthly System Peak Day | SCE | 1-in-2 | 2022 | 15 |  |  |  | 93.2667 | 1
| LCA | Big Creek/Ventura | 7 | Monthly System Peak Day | SCE | 1-in-2 | 2022 | 16 |  |  |  | 93.6048 | 1
| LCA | Big Creek/Ventura | 7 | Monthly System Peak Day | SCE | 1-in-2 | 2022 | 17 |  |  |  | 93.1524 | 1
| LCA | Big Creek/Ventura | 7 | Monthly System Peak Day | SCE | 1-in-2 | 2022 | 18 |  |  |  | 92.9095 | 1
| LCA | Big Creek/Ventura | 7 | Monthly System Peak Day | SCE | 1-in-2 | 2022 | 19 |  |  |  | 91.5429 | 1
| LCA | Big Creek/Ventura | 7 | Monthly System Peak Day | SCE | 1-in-2 | 2022 | 20 |  |  |  | 88.79 | 1
| LCA | Big Creek/Ventura | 7 | Monthly System Peak Day | SCE | 1-in-2 | 2022 | 21 |  |  |  | 85.6629 | 1
| LCA | Big Creek/Ventura | 7 | Monthly System Peak Day | SCE | 1-in-2 | 2022 | 22 |  |  |  | 81.3624 | 1
| LCA | Big Creek/Ventura | 7 | Monthly System Peak Day | SCE | 1-in-2 | 2022 | 23 |  |  |  | 78.6919 | 1
| LCA | Big Creek/Ventura | 7 | Monthly System Peak Day | SCE | 1-in-2 | 2022 | 24 |  |  |  | 76.5924 | 1
| LCA | Big Creek/Ventura | 8 | Average Weekday | SCE | 1-in-2 | 2022 | 1 |  |  |  | 68.5607 | 1
| LCA | Big Creek/Ventura | 8 | Average Weekday | SCE | 1-in-2 | 2022 | 2 |  |  |  | 67.4839 | 1
| LCA | Big Creek/Ventura | 8 | Average Weekday | SCE | 1-in-2 | 2022 | 3 |  |  |  | 66.611 | 1
| LCA | Big Creek/Ventura | 8 | Average Weekday | SCE | 1-in-2 | 2022 | 4 |  |  |  | 65.9349 | 1
| LCA | Big Creek/Ventura | 8 | Average Weekday | SCE | 1-in-2 | 2022 | 5 |  |  |  | 65.135 | 1
| LCA | Big Creek/Ventura | 8 | Average Weekday | SCE | 1-in-2 | 2022 | 6 |  |  |  | 64.4324 | 1
| LCA | Big Creek/Ventura | 8 | Average Weekday | SCE | 1-in-2 | 2022 | 7 |  |  |  | 63.728 | 1
| LCA | Big Creek/Ventura | 8 | Average Weekday | SCE | 1-in-2 | 2022 | 8 |  |  |  | 63.4395 | 1
| LCA | Big Creek/Ventura | 8 | Average Weekday | SCE | 1-in-2 | 2022 | 9 |  |  |  | 65.4503 | 1
| LCA | Big Creek/Ventura | 8 | Average Weekday | SCE | 1-in-2 | 2022 | 10 |  |  |  | 69.565 | 1
| LCA | Big Creek/Ventura | 8 | Average Weekday | SCE | 1-in-2 | 2022 | 11 |  |  |  | 74.1577 | 1
| LCA | Big Creek/Ventura | 8 | Average Weekday | SCE | 1-in-2 | 2022 | 12 |  |  |  | 78.4984 | 1
| LCA | Big Creek/Ventura | 8 | Average Weekday | SCE | 1-in-2 | 2022 | 13 |  |  |  | 82.0149 | 1
| LCA | Big Creek/Ventura | 8 | Average Weekday | SCE | 1-in-2 | 2022 | 14 |  |  |  | 84.482 | 1
| LCA | Big Creek/Ventura | 8 | Average Weekday | SCE | 1-in-2 | 2022 | 15 |  |  |  | 86.0614 | 1
| LCA | Big Creek/Ventura | 8 | Average Weekday | SCE | 1-in-2 | 2022 | 16 |  |  |  | 86.7089 | 1
| LCA | Big Creek/Ventura | 8 | Average Weekday | SCE | 1-in-2 | 2022 | 17 |  |  |  | 86.5178 | 1
| LCA | Big Creek/Ventura | 8 | Average Weekday | SCE | 1-in-2 | 2022 | 18 |  |  |  | 85.4085 | 1
| LCA | Big Creek/Ventura | 8 | Average Weekday | SCE | 1-in-2 | 2022 | 19 |  |  |  | 83.4928 | 1
| LCA | Big Creek/Ventura | 8 | Average Weekday | SCE | 1-in-2 | 2022 | 20 |  |  |  | 80.6841 | 1
| LCA | Big Creek/Ventura | 8 | Average Weekday | SCE | 1-in-2 | 2022 | 21 |  |  |  | 77.0404 | 1
| LCA | Big Creek/Ventura | 8 | Average Weekday | SCE | 1-in-2 | 2022 | 22 |  |  |  | 73.9348 | 1
| LCA | Big Creek/Ventura | 8 | Average Weekday | SCE | 1-in-2 | 2022 | 23 |  |  |  | 71.6836 | 1
| LCA | Big Creek/Ventura | 8 | Average Weekday | SCE | 1-in-2 | 2022 | 24 |  |  |  | 69.9212 | 1
| LCA | Big Creek/Ventura | 8 | Monthly System Peak Day | SCE | 1-in-2 | 2022 | 1 |  |  |  | 76.0643 | 1
| LCA | Big Creek/Ventura | 8 | Monthly System Peak Day | SCE | 1-in-2 | 2022 | 2 |  |  |  | 74.5886 | 1
| LCA | Big Creek/Ventura | 8 | Monthly System Peak Day | SCE | 1-in-2 | 2022 | 3 |  |  |  | 73.6067 | 1
| LCA | Big Creek/Ventura | 8 | Monthly System Peak Day | SCE | 1-in-2 | 2022 | 4 |  |  |  | 72.8143 | 1
| LCA | Big Creek/Ventura | 8 | Monthly System Peak Day | SCE | 1-in-2 | 2022 | 5 |  |  |  | 71.9676 | 1
| LCA | Big Creek/Ventura | 8 | Monthly System Peak Day | SCE | 1-in-2 | 2022 | 6 |  |  |  | 71.21 | 1
| LCA | Big Creek/Ventura | 8 | Monthly System Peak Day | SCE | 1-in-2 | 2022 | 7 |  |  |  | 70.3867 | 1
| LCA | Big Creek/Ventura | 8 | Monthly System Peak Day | SCE | 1-in-2 | 2022 | 8 |  |  |  | 70.091 | 1
| LCA | Big Creek/Ventura | 8 | Monthly System Peak Day | SCE | 1-in-2 | 2022 | 9 |  |  |  | 72.1948 | 1
| LCA | Big Creek/Ventura | 8 | Monthly System Peak Day | SCE | 1-in-2 | 2022 | 10 |  |  |  | 76.5376 | 1
| LCA | Big Creek/Ventura | 8 | Monthly System Peak Day | SCE | 1-in-2 | 2022 | 11 |  |  |  | 81.8024 | 1
| LCA | Big Creek/Ventura | 8 | Monthly System Peak Day | SCE | 1-in-2 | 2022 | 12 |  |  |  | 86.4 | 1
| LCA | Big Creek/Ventura | 8 | Monthly System Peak Day | SCE | 1-in-2 | 2022 | 13 |  |  |  | 89.8429 | 1
| LCA | Big Creek/Ventura | 8 | Monthly System Peak Day | SCE | 1-in-2 | 2022 | 14 |  |  |  | 92.3667 | 1
| LCA | Big Creek/Ventura | 8 | Monthly System Peak Day | SCE | 1-in-2 | 2022 | 15 |  |  |  | 93.4571 | 1
| LCA | Big Creek/Ventura | 8 | Monthly System Peak Day | SCE | 1-in-2 | 2022 | 16 |  |  |  | 93.5143 | 1
| LCA | Big Creek/Ventura | 8 | Monthly System Peak Day | SCE | 1-in-2 | 2022 | 17 |  |  |  | 93.119 | 1
| LCA | Big Creek/Ventura | 8 | Monthly System Peak Day | SCE | 1-in-2 | 2022 | 18 |  |  |  | 91.8667 | 1
| LCA | Big Creek/Ventura | 8 | Monthly System Peak Day | SCE | 1-in-2 | 2022 | 19 |  |  |  | 90.169 | 1
| LCA | Big Creek/Ventura | 8 | Monthly System Peak Day | SCE | 1-in-2 | 2022 | 20 |  |  |  | 87.5733 | 1
| LCA | Big Creek/Ventura | 8 | Monthly System Peak Day | SCE | 1-in-2 | 2022 | 21 |  |  |  | 83.7948 | 1
| LCA | Big Creek/Ventura | 8 | Monthly System Peak Day | SCE | 1-in-2 | 2022 | 22 |  |  |  | 80.6219 | 1
| LCA | Big Creek/Ventura | 8 | Monthly System Peak Day | SCE | 1-in-2 | 2022 | 23 |  |  |  | 78.4271 | 1
| LCA | Big Creek/Ventura | 8 | Monthly System Peak Day | SCE | 1-in-2 | 2022 | 24 |  |  |  | 76.6548 | 1
| LCA | Big Creek/Ventura | 8 | Typical Event Day | SCE | 1-in-2 | 2022 | 1 |  |  |  | 73.6035 | 1
| LCA | Big Creek/Ventura | 8 | Typical Event Day | SCE | 1-in-2 | 2022 | 2 |  |  |  | 72.2619 | 1
| LCA | Big Creek/Ventura | 8 | Typical Event Day | SCE | 1-in-2 | 2022 | 3 |  |  |  | 71.4416 | 1
| LCA | Big Creek/Ventura | 8 | Typical Event Day | SCE | 1-in-2 | 2022 | 4 |  |  |  | 70.3174 | 1
| LCA | Big Creek/Ventura | 8 | Typical Event Day | SCE | 1-in-2 | 2022 | 5 |  |  |  | 69.4426 | 1
| LCA | Big Creek/Ventura | 8 | Typical Event Day | SCE | 1-in-2 | 2022 | 6 |  |  |  | 68.651 | 1
| LCA | Big Creek/Ventura | 8 | Typical Event Day | SCE | 1-in-2 | 2022 | 7 |  |  |  | 67.9617 | 1
| LCA | Big Creek/Ventura | 8 | Typical Event Day | SCE | 1-in-2 | 2022 | 8 |  |  |  | 67.9639 | 1
| LCA | Big Creek/Ventura | 8 | Typical Event Day | SCE | 1-in-2 | 2022 | 9 |  |  |  | 70.8694 | 1
| LCA | Big Creek/Ventura | 8 | Typical Event Day | SCE | 1-in-2 | 2022 | 10 |  |  |  | 75.26 | 1
| LCA | Big Creek/Ventura | 8 | Typical Event Day | SCE | 1-in-2 | 2022 | 11 |  |  |  | 80.0881 | 1
| LCA | Big Creek/Ventura | 8 | Typical Event Day | SCE | 1-in-2 | 2022 | 12 |  |  |  | 84.5068 | 1
| LCA | Big Creek/Ventura | 8 | Typical Event Day | SCE | 1-in-2 | 2022 | 13 |  |  |  | 87.9739 | 1
| LCA | Big Creek/Ventura | 8 | Typical Event Day | SCE | 1-in-2 | 2022 | 14 |  |  |  | 90.1355 | 1
| LCA | Big Creek/Ventura | 8 | Typical Event Day | SCE | 1-in-2 | 2022 | 15 |  |  |  | 91.2908 | 1
| LCA | Big Creek/Ventura | 8 | Typical Event Day | SCE | 1-in-2 | 2022 | 16 |  |  |  | 91.6587 | 1
| LCA | Big Creek/Ventura | 8 | Typical Event Day | SCE | 1-in-2 | 2022 | 17 |  |  |  | 91.3118 | 1
| LCA | Big Creek/Ventura | 8 | Typical Event Day | SCE | 1-in-2 | 2022 | 18 |  |  |  | 90.416 | 1
| LCA | Big Creek/Ventura | 8 | Typical Event Day | SCE | 1-in-2 | 2022 | 19 |  |  |  | 89.0079 | 1
| LCA | Big Creek/Ventura | 8 | Typical Event Day | SCE | 1-in-2 | 2022 | 20 |  |  |  | 86.3365 | 1
| LCA | Big Creek/Ventura | 8 | Typical Event Day | SCE | 1-in-2 | 2022 | 21 |  |  |  | 82.6415 | 1
| LCA | Big Creek/Ventura | 8 | Typical Event Day | SCE | 1-in-2 | 2022 | 22 |  |  |  | 79.0488 | 1
| LCA | Big Creek/Ventura | 8 | Typical Event Day | SCE | 1-in-2 | 2022 | 23 |  |  |  | 76.5554 | 1
| LCA | Big Creek/Ventura | 8 | Typical Event Day | SCE | 1-in-2 | 2022 | 24 |  |  |  | 74.7407 | 1
| LCA | Big Creek/Ventura | 9 | Average Weekday | SCE | 1-in-2 | 2022 | 1 |  |  |  | 67.0945 | 1
| LCA | Big Creek/Ventura | 9 | Average Weekday | SCE | 1-in-2 | 2022 | 2 |  |  |  | 66.0083 | 1
| LCA | Big Creek/Ventura | 9 | Average Weekday | SCE | 1-in-2 | 2022 | 3 |  |  |  | 65.0978 | 1
| LCA | Big Creek/Ventura | 9 | Average Weekday | SCE | 1-in-2 | 2022 | 4 |  |  |  | 64.2175 | 1
| LCA | Big Creek/Ventura | 9 | Average Weekday | SCE | 1-in-2 | 2022 | 5 |  |  |  | 63.36 | 1
| LCA | Big Creek/Ventura | 9 | Average Weekday | SCE | 1-in-2 | 2022 | 6 |  |  |  | 62.5899 | 1
| LCA | Big Creek/Ventura | 9 | Average Weekday | SCE | 1-in-2 | 2022 | 7 |  |  |  | 61.9902 | 1
| LCA | Big Creek/Ventura | 9 | Average Weekday | SCE | 1-in-2 | 2022 | 8 |  |  |  | 61.5601 | 1
| LCA | Big Creek/Ventura | 9 | Average Weekday | SCE | 1-in-2 | 2022 | 9 |  |  |  | 62.5275 | 1
| LCA | Big Creek/Ventura | 9 | Average Weekday | SCE | 1-in-2 | 2022 | 10 |  |  |  | 66.1297 | 1
| LCA | Big Creek/Ventura | 9 | Average Weekday | SCE | 1-in-2 | 2022 | 11 |  |  |  | 70.6571 | 1
| LCA | Big Creek/Ventura | 9 | Average Weekday | SCE | 1-in-2 | 2022 | 12 |  |  |  | 75.2291 | 1
| LCA | Big Creek/Ventura | 9 | Average Weekday | SCE | 1-in-2 | 2022 | 13 |  |  |  | 78.6246 | 1
| LCA | Big Creek/Ventura | 9 | Average Weekday | SCE | 1-in-2 | 2022 | 14 |  |  |  | 80.9918 | 1
| LCA | Big Creek/Ventura | 9 | Average Weekday | SCE | 1-in-2 | 2022 | 15 |  |  |  | 82.4881 | 1
| LCA | Big Creek/Ventura | 9 | Average Weekday | SCE | 1-in-2 | 2022 | 16 |  |  |  | 83.0949 | 1
| LCA | Big Creek/Ventura | 9 | Average Weekday | SCE | 1-in-2 | 2022 | 17 |  |  |  | 82.998 | 1
| LCA | Big Creek/Ventura | 9 | Average Weekday | SCE | 1-in-2 | 2022 | 18 |  |  |  | 81.9583 | 1
| LCA | Big Creek/Ventura | 9 | Average Weekday | SCE | 1-in-2 | 2022 | 19 |  |  |  | 80.0278 | 1
| LCA | Big Creek/Ventura | 9 | Average Weekday | SCE | 1-in-2 | 2022 | 20 |  |  |  | 77.0612 | 1
| LCA | Big Creek/Ventura | 9 | Average Weekday | SCE | 1-in-2 | 2022 | 21 |  |  |  | 73.5739 | 1
| LCA | Big Creek/Ventura | 9 | Average Weekday | SCE | 1-in-2 | 2022 | 22 |  |  |  | 71.3144 | 1
| LCA | Big Creek/Ventura | 9 | Average Weekday | SCE | 1-in-2 | 2022 | 23 |  |  |  | 69.4372 | 1
| LCA | Big Creek/Ventura | 9 | Average Weekday | SCE | 1-in-2 | 2022 | 24 |  |  |  | 67.9627 | 1
| LCA | Big Creek/Ventura | 9 | Monthly System Peak Day | SCE | 1-in-2 | 2022 | 1 |  |  |  | 73.4129 | 1
| LCA | Big Creek/Ventura | 9 | Monthly System Peak Day | SCE | 1-in-2 | 2022 | 2 |  |  |  | 72.0124 | 1
| LCA | Big Creek/Ventura | 9 | Monthly System Peak Day | SCE | 1-in-2 | 2022 | 3 |  |  |  | 71.3091 | 1
| LCA | Big Creek/Ventura | 9 | Monthly System Peak Day | SCE | 1-in-2 | 2022 | 4 |  |  |  | 69.6119 | 1
| LCA | Big Creek/Ventura | 9 | Monthly System Peak Day | SCE | 1-in-2 | 2022 | 5 |  |  |  | 68.119 | 1
| LCA | Big Creek/Ventura | 9 | Monthly System Peak Day | SCE | 1-in-2 | 2022 | 6 |  |  |  | 67.0562 | 1
| LCA | Big Creek/Ventura | 9 | Monthly System Peak Day | SCE | 1-in-2 | 2022 | 7 |  |  |  | 66.4586 | 1
| LCA | Big Creek/Ventura | 9 | Monthly System Peak Day | SCE | 1-in-2 | 2022 | 8 |  |  |  | 66.2976 | 1
| LCA | Big Creek/Ventura | 9 | Monthly System Peak Day | SCE | 1-in-2 | 2022 | 9 |  |  |  | 68.9095 | 1
| LCA | Big Creek/Ventura | 9 | Monthly System Peak Day | SCE | 1-in-2 | 2022 | 10 |  |  |  | 73.9467 | 1
| LCA | Big Creek/Ventura | 9 | Monthly System Peak Day | SCE | 1-in-2 | 2022 | 11 |  |  |  | 79.6524 | 1
| LCA | Big Creek/Ventura | 9 | Monthly System Peak Day | SCE | 1-in-2 | 2022 | 12 |  |  |  | 85.2143 | 1
| LCA | Big Creek/Ventura | 9 | Monthly System Peak Day | SCE | 1-in-2 | 2022 | 13 |  |  |  | 89.5667 | 1
| LCA | Big Creek/Ventura | 9 | Monthly System Peak Day | SCE | 1-in-2 | 2022 | 14 |  |  |  | 92.0667 | 1
| LCA | Big Creek/Ventura | 9 | Monthly System Peak Day | SCE | 1-in-2 | 2022 | 15 |  |  |  | 93.6429 | 1
| LCA | Big Creek/Ventura | 9 | Monthly System Peak Day | SCE | 1-in-2 | 2022 | 16 |  |  |  | 94.7619 | 1
| LCA | Big Creek/Ventura | 9 | Monthly System Peak Day | SCE | 1-in-2 | 2022 | 17 |  |  |  | 94.5857 | 1
| LCA | Big Creek/Ventura | 9 | Monthly System Peak Day | SCE | 1-in-2 | 2022 | 18 |  |  |  | 92.7762 | 1
| LCA | Big Creek/Ventura | 9 | Monthly System Peak Day | SCE | 1-in-2 | 2022 | 19 |  |  |  | 91.0381 | 1
| LCA | Big Creek/Ventura | 9 | Monthly System Peak Day | SCE | 1-in-2 | 2022 | 20 |  |  |  | 87.6762 | 1
| LCA | Big Creek/Ventura | 9 | Monthly System Peak Day | SCE | 1-in-2 | 2022 | 21 |  |  |  | 83.299 | 1
| LCA | Big Creek/Ventura | 9 | Monthly System Peak Day | SCE | 1-in-2 | 2022 | 22 |  |  |  | 80.2524 | 1
| LCA | Big Creek/Ventura | 9 | Monthly System Peak Day | SCE | 1-in-2 | 2022 | 23 |  |  |  | 77.8833 | 1
| LCA | Big Creek/Ventura | 9 | Monthly System Peak Day | SCE | 1-in-2 | 2022 | 24 |  |  |  | 76.1157 | 1
| LCA | Big Creek/Ventura | 10 | Average Weekday | SCE | 1-in-2 | 2022 | 1 |  |  |  | 60.8434 | 1
| LCA | Big Creek/Ventura | 10 | Average Weekday | SCE | 1-in-2 | 2022 | 2 |  |  |  | 59.8375 | 1
| LCA | Big Creek/Ventura | 10 | Average Weekday | SCE | 1-in-2 | 2022 | 3 |  |  |  | 59.0909 | 1
| LCA | Big Creek/Ventura | 10 | Average Weekday | SCE | 1-in-2 | 2022 | 4 |  |  |  | 58.2942 | 1
| LCA | Big Creek/Ventura | 10 | Average Weekday | SCE | 1-in-2 | 2022 | 5 |  |  |  | 57.419 | 1
| LCA | Big Creek/Ventura | 10 | Average Weekday | SCE | 1-in-2 | 2022 | 6 |  |  |  | 56.6993 | 1
| LCA | Big Creek/Ventura | 10 | Average Weekday | SCE | 1-in-2 | 2022 | 7 |  |  |  | 56.1217 | 1
| LCA | Big Creek/Ventura | 10 | Average Weekday | SCE | 1-in-2 | 2022 | 8 |  |  |  | 55.5776 | 1
| LCA | Big Creek/Ventura | 10 | Average Weekday | SCE | 1-in-2 | 2022 | 9 |  |  |  | 55.8193 | 1
| LCA | Big Creek/Ventura | 10 | Average Weekday | SCE | 1-in-2 | 2022 | 10 |  |  |  | 58.9899 | 1
| LCA | Big Creek/Ventura | 10 | Average Weekday | SCE | 1-in-2 | 2022 | 11 |  |  |  | 63.5706 | 1
| LCA | Big Creek/Ventura | 10 | Average Weekday | SCE | 1-in-2 | 2022 | 12 |  |  |  | 67.8169 | 1
| LCA | Big Creek/Ventura | 10 | Average Weekday | SCE | 1-in-2 | 2022 | 13 |  |  |  | 71.2654 | 1
| LCA | Big Creek/Ventura | 10 | Average Weekday | SCE | 1-in-2 | 2022 | 14 |  |  |  | 73.6774 | 1
| LCA | Big Creek/Ventura | 10 | Average Weekday | SCE | 1-in-2 | 2022 | 15 |  |  |  | 75.1392 | 1
| LCA | Big Creek/Ventura | 10 | Average Weekday | SCE | 1-in-2 | 2022 | 16 |  |  |  | 75.9602 | 1
| LCA | Big Creek/Ventura | 10 | Average Weekday | SCE | 1-in-2 | 2022 | 17 |  |  |  | 75.9954 | 1
| LCA | Big Creek/Ventura | 10 | Average Weekday | SCE | 1-in-2 | 2022 | 18 |  |  |  | 75.0633 | 1
| LCA | Big Creek/Ventura | 10 | Average Weekday | SCE | 1-in-2 | 2022 | 19 |  |  |  | 72.8882 | 1
| LCA | Big Creek/Ventura | 10 | Average Weekday | SCE | 1-in-2 | 2022 | 20 |  |  |  | 69.5432 | 1
| LCA | Big Creek/Ventura | 10 | Average Weekday | SCE | 1-in-2 | 2022 | 21 |  |  |  | 66.7562 | 1
| LCA | Big Creek/Ventura | 10 | Average Weekday | SCE | 1-in-2 | 2022 | 22 |  |  |  | 64.6155 | 1
| LCA | Big Creek/Ventura | 10 | Average Weekday | SCE | 1-in-2 | 2022 | 23 |  |  |  | 63.02 | 1
| LCA | Big Creek/Ventura | 10 | Average Weekday | SCE | 1-in-2 | 2022 | 24 |  |  |  | 61.6595 | 1
| LCA | Big Creek/Ventura | 10 | Monthly System Peak Day | SCE | 1-in-2 | 2022 | 1 |  |  |  | 67.0029 | 1
| LCA | Big Creek/Ventura | 10 | Monthly System Peak Day | SCE | 1-in-2 | 2022 | 2 |  |  |  | 65.6514 | 1
| LCA | Big Creek/Ventura | 10 | Monthly System Peak Day | SCE | 1-in-2 | 2022 | 3 |  |  |  | 65.2557 | 1
| LCA | Big Creek/Ventura | 10 | Monthly System Peak Day | SCE | 1-in-2 | 2022 | 4 |  |  |  | 64.9109 | 1
| LCA | Big Creek/Ventura | 10 | Monthly System Peak Day | SCE | 1-in-2 | 2022 | 5 |  |  |  | 64.531 | 1
| LCA | Big Creek/Ventura | 10 | Monthly System Peak Day | SCE | 1-in-2 | 2022 | 6 |  |  |  | 63.6452 | 1
| LCA | Big Creek/Ventura | 10 | Monthly System Peak Day | SCE | 1-in-2 | 2022 | 7 |  |  |  | 63.0557 | 1
| LCA | Big Creek/Ventura | 10 | Monthly System Peak Day | SCE | 1-in-2 | 2022 | 8 |  |  |  | 62.5152 | 1
| LCA | Big Creek/Ventura | 10 | Monthly System Peak Day | SCE | 1-in-2 | 2022 | 9 |  |  |  | 63.0662 | 1
| LCA | Big Creek/Ventura | 10 | Monthly System Peak Day | SCE | 1-in-2 | 2022 | 10 |  |  |  | 67.219 | 1
| LCA | Big Creek/Ventura | 10 | Monthly System Peak Day | SCE | 1-in-2 | 2022 | 11 |  |  |  | 73.3805 | 1
| LCA | Big Creek/Ventura | 10 | Monthly System Peak Day | SCE | 1-in-2 | 2022 | 12 |  |  |  | 78.8267 | 1
| LCA | Big Creek/Ventura | 10 | Monthly System Peak Day | SCE | 1-in-2 | 2022 | 13 |  |  |  | 82.4095 | 1
| LCA | Big Creek/Ventura | 10 | Monthly System Peak Day | SCE | 1-in-2 | 2022 | 14 |  |  |  | 84.5381 | 1
| LCA | Big Creek/Ventura | 10 | Monthly System Peak Day | SCE | 1-in-2 | 2022 | 15 |  |  |  | 86.2333 | 1
| LCA | Big Creek/Ventura | 10 | Monthly System Peak Day | SCE | 1-in-2 | 2022 | 16 |  |  |  | 87.4714 | 1
| LCA | Big Creek/Ventura | 10 | Monthly System Peak Day | SCE | 1-in-2 | 2022 | 17 |  |  |  | 88.1 | 1
| LCA | Big Creek/Ventura | 10 | Monthly System Peak Day | SCE | 1-in-2 | 2022 | 18 |  |  |  | 87.5619 | 1
| LCA | Big Creek/Ventura | 10 | Monthly System Peak Day | SCE | 1-in-2 | 2022 | 19 |  |  |  | 85.5571 | 1
| LCA | Big Creek/Ventura | 10 | Monthly System Peak Day | SCE | 1-in-2 | 2022 | 20 |  |  |  | 82.3776 | 1
| LCA | Big Creek/Ventura | 10 | Monthly System Peak Day | SCE | 1-in-2 | 2022 | 21 |  |  |  | 78.021 | 1
| LCA | Big Creek/Ventura | 10 | Monthly System Peak Day | SCE | 1-in-2 | 2022 | 22 |  |  |  | 74.4905 | 1
| LCA | Big Creek/Ventura | 10 | Monthly System Peak Day | SCE | 1-in-2 | 2022 | 23 |  |  |  | 71.9529 | 1
| LCA | Big Creek/Ventura | 10 | Monthly System Peak Day | SCE | 1-in-2 | 2022 | 24 |  |  |  | 70.4114 | 1
| LCA | Big Creek/Ventura | 11 | Average Weekday | SCE | 1-in-2 | 2022 | 1 |  |  |  | 53.9175 | 1
| LCA | Big Creek/Ventura | 11 | Average Weekday | SCE | 1-in-2 | 2022 | 2 |  |  |  | 52.9654 | 1
| LCA | Big Creek/Ventura | 11 | Average Weekday | SCE | 1-in-2 | 2022 | 3 |  |  |  | 52.119 | 1
| LCA | Big Creek/Ventura | 11 | Average Weekday | SCE | 1-in-2 | 2022 | 4 |  |  |  | 51.4859 | 1
| LCA | Big Creek/Ventura | 11 | Average Weekday | SCE | 1-in-2 | 2022 | 5 |  |  |  | 50.8619 | 1
| LCA | Big Creek/Ventura | 11 | Average Weekday | SCE | 1-in-2 | 2022 | 6 |  |  |  | 50.4477 | 1
| LCA | Big Creek/Ventura | 11 | Average Weekday | SCE | 1-in-2 | 2022 | 7 |  |  |  | 50.092 | 1
| LCA | Big Creek/Ventura | 11 | Average Weekday | SCE | 1-in-2 | 2022 | 8 |  |  |  | 49.9303 | 1
| LCA | Big Creek/Ventura | 11 | Average Weekday | SCE | 1-in-2 | 2022 | 9 |  |  |  | 51.3878 | 1
| LCA | Big Creek/Ventura | 11 | Average Weekday | SCE | 1-in-2 | 2022 | 10 |  |  |  | 55.3817 | 1
| LCA | Big Creek/Ventura | 11 | Average Weekday | SCE | 1-in-2 | 2022 | 11 |  |  |  | 59.8263 | 1
| LCA | Big Creek/Ventura | 11 | Average Weekday | SCE | 1-in-2 | 2022 | 12 |  |  |  | 63.6033 | 1
| LCA | Big Creek/Ventura | 11 | Average Weekday | SCE | 1-in-2 | 2022 | 13 |  |  |  | 66.1561 | 1
| LCA | Big Creek/Ventura | 11 | Average Weekday | SCE | 1-in-2 | 2022 | 14 |  |  |  | 67.744 | 1
| LCA | Big Creek/Ventura | 11 | Average Weekday | SCE | 1-in-2 | 2022 | 15 |  |  |  | 68.5688 | 1
| LCA | Big Creek/Ventura | 11 | Average Weekday | SCE | 1-in-2 | 2022 | 16 |  |  |  | 68.6934 | 1
| LCA | Big Creek/Ventura | 11 | Average Weekday | SCE | 1-in-2 | 2022 | 17 |  |  |  | 67.8531 | 1
| LCA | Big Creek/Ventura | 11 | Average Weekday | SCE | 1-in-2 | 2022 | 18 |  |  |  | 65.8777 | 1
| LCA | Big Creek/Ventura | 11 | Average Weekday | SCE | 1-in-2 | 2022 | 19 |  |  |  | 63.1399 | 1
| LCA | Big Creek/Ventura | 11 | Average Weekday | SCE | 1-in-2 | 2022 | 20 |  |  |  | 60.7551 | 1
| LCA | Big Creek/Ventura | 11 | Average Weekday | SCE | 1-in-2 | 2022 | 21 |  |  |  | 58.9363 | 1
| LCA | Big Creek/Ventura | 11 | Average Weekday | SCE | 1-in-2 | 2022 | 22 |  |  |  | 57.3429 | 1
| LCA | Big Creek/Ventura | 11 | Average Weekday | SCE | 1-in-2 | 2022 | 23 |  |  |  | 56.0838 | 1
| LCA | Big Creek/Ventura | 11 | Average Weekday | SCE | 1-in-2 | 2022 | 24 |  |  |  | 54.9755 | 1
| LCA | Big Creek/Ventura | 11 | Monthly System Peak Day | SCE | 1-in-2 | 2022 | 1 |  |  |  | 60.2319 | 1
| LCA | Big Creek/Ventura | 11 | Monthly System Peak Day | SCE | 1-in-2 | 2022 | 2 |  |  |  | 58.8138 | 1
| LCA | Big Creek/Ventura | 11 | Monthly System Peak Day | SCE | 1-in-2 | 2022 | 3 |  |  |  | 57.6 | 1
| LCA | Big Creek/Ventura | 11 | Monthly System Peak Day | SCE | 1-in-2 | 2022 | 4 |  |  |  | 57.1962 | 1
| LCA | Big Creek/Ventura | 11 | Monthly System Peak Day | SCE | 1-in-2 | 2022 | 5 |  |  |  | 56.0871 | 1
| LCA | Big Creek/Ventura | 11 | Monthly System Peak Day | SCE | 1-in-2 | 2022 | 6 |  |  |  | 54.9276 | 1
| LCA | Big Creek/Ventura | 11 | Monthly System Peak Day | SCE | 1-in-2 | 2022 | 7 |  |  |  | 54.0776 | 1
| LCA | Big Creek/Ventura | 11 | Monthly System Peak Day | SCE | 1-in-2 | 2022 | 8 |  |  |  | 53.8714 | 1
| LCA | Big Creek/Ventura | 11 | Monthly System Peak Day | SCE | 1-in-2 | 2022 | 9 |  |  |  | 55.2029 | 1
| LCA | Big Creek/Ventura | 11 | Monthly System Peak Day | SCE | 1-in-2 | 2022 | 10 |  |  |  | 61.1876 | 1
| LCA | Big Creek/Ventura | 11 | Monthly System Peak Day | SCE | 1-in-2 | 2022 | 11 |  |  |  | 68.3971 | 1
| LCA | Big Creek/Ventura | 11 | Monthly System Peak Day | SCE | 1-in-2 | 2022 | 12 |  |  |  | 74.5733 | 1
| LCA | Big Creek/Ventura | 11 | Monthly System Peak Day | SCE | 1-in-2 | 2022 | 13 |  |  |  | 78.44 | 1
| LCA | Big Creek/Ventura | 11 | Monthly System Peak Day | SCE | 1-in-2 | 2022 | 14 |  |  |  | 80.5714 | 1
| LCA | Big Creek/Ventura | 11 | Monthly System Peak Day | SCE | 1-in-2 | 2022 | 15 |  |  |  | 81.7524 | 1
| LCA | Big Creek/Ventura | 11 | Monthly System Peak Day | SCE | 1-in-2 | 2022 | 16 |  |  |  | 82.7476 | 1
| LCA | Big Creek/Ventura | 11 | Monthly System Peak Day | SCE | 1-in-2 | 2022 | 17 |  |  |  | 82.2381 | 1
| LCA | Big Creek/Ventura | 11 | Monthly System Peak Day | SCE | 1-in-2 | 2022 | 18 |  |  |  | 80.4829 | 1
| LCA | Big Creek/Ventura | 11 | Monthly System Peak Day | SCE | 1-in-2 | 2022 | 19 |  |  |  | 76.0557 | 1
| LCA | Big Creek/Ventura | 11 | Monthly System Peak Day | SCE | 1-in-2 | 2022 | 20 |  |  |  | 72.5062 | 1
| LCA | Big Creek/Ventura | 11 | Monthly System Peak Day | SCE | 1-in-2 | 2022 | 21 |  |  |  | 70.5219 | 1
| LCA | Big Creek/Ventura | 11 | Monthly System Peak Day | SCE | 1-in-2 | 2022 | 22 |  |  |  | 68.2462 | 1
| LCA | Big Creek/Ventura | 11 | Monthly System Peak Day | SCE | 1-in-2 | 2022 | 23 |  |  |  | 66.1267 | 1
| LCA | Big Creek/Ventura | 11 | Monthly System Peak Day | SCE | 1-in-2 | 2022 | 24 |  |  |  | 63.4557 | 1
| LCA | Big Creek/Ventura | 12 | Average Weekday | SCE | 1-in-2 | 2022 | 1 |  |  |  | 48.835 | 1
| LCA | Big Creek/Ventura | 12 | Average Weekday | SCE | 1-in-2 | 2022 | 2 |  |  |  | 48.1578 | 1
| LCA | Big Creek/Ventura | 12 | Average Weekday | SCE | 1-in-2 | 2022 | 3 |  |  |  | 47.5095 | 1
| LCA | Big Creek/Ventura | 12 | Average Weekday | SCE | 1-in-2 | 2022 | 4 |  |  |  | 47.0862 | 1
| LCA | Big Creek/Ventura | 12 | Average Weekday | SCE | 1-in-2 | 2022 | 5 |  |  |  | 46.5986 | 1
| LCA | Big Creek/Ventura | 12 | Average Weekday | SCE | 1-in-2 | 2022 | 6 |  |  |  | 46.1012 | 1
| LCA | Big Creek/Ventura | 12 | Average Weekday | SCE | 1-in-2 | 2022 | 7 |  |  |  | 45.7346 | 1
| LCA | Big Creek/Ventura | 12 | Average Weekday | SCE | 1-in-2 | 2022 | 8 |  |  |  | 45.516 | 1
| LCA | Big Creek/Ventura | 12 | Average Weekday | SCE | 1-in-2 | 2022 | 9 |  |  |  | 45.8981 | 1
| LCA | Big Creek/Ventura | 12 | Average Weekday | SCE | 1-in-2 | 2022 | 10 |  |  |  | 48.6449 | 1
| LCA | Big Creek/Ventura | 12 | Average Weekday | SCE | 1-in-2 | 2022 | 11 |  |  |  | 52.1651 | 1
| LCA | Big Creek/Ventura | 12 | Average Weekday | SCE | 1-in-2 | 2022 | 12 |  |  |  | 55.1199 | 1
| LCA | Big Creek/Ventura | 12 | Average Weekday | SCE | 1-in-2 | 2022 | 13 |  |  |  | 57.2949 | 1
| LCA | Big Creek/Ventura | 12 | Average Weekday | SCE | 1-in-2 | 2022 | 14 |  |  |  | 58.6188 | 1
| LCA | Big Creek/Ventura | 12 | Average Weekday | SCE | 1-in-2 | 2022 | 15 |  |  |  | 59.3146 | 1
| LCA | Big Creek/Ventura | 12 | Average Weekday | SCE | 1-in-2 | 2022 | 16 |  |  |  | 59.5146 | 1
| LCA | Big Creek/Ventura | 12 | Average Weekday | SCE | 1-in-2 | 2022 | 17 |  |  |  | 58.892 | 1
| LCA | Big Creek/Ventura | 12 | Average Weekday | SCE | 1-in-2 | 2022 | 18 |  |  |  | 57.1246 | 1
| LCA | Big Creek/Ventura | 12 | Average Weekday | SCE | 1-in-2 | 2022 | 19 |  |  |  | 54.8365 | 1
| LCA | Big Creek/Ventura | 12 | Average Weekday | SCE | 1-in-2 | 2022 | 20 |  |  |  | 53.0495 | 1
| LCA | Big Creek/Ventura | 12 | Average Weekday | SCE | 1-in-2 | 2022 | 21 |  |  |  | 51.5506 | 1
| LCA | Big Creek/Ventura | 12 | Average Weekday | SCE | 1-in-2 | 2022 | 22 |  |  |  | 50.4554 | 1
| LCA | Big Creek/Ventura | 12 | Average Weekday | SCE | 1-in-2 | 2022 | 23 |  |  |  | 49.5695 | 1
| LCA | Big Creek/Ventura | 12 | Average Weekday | SCE | 1-in-2 | 2022 | 24 |  |  |  | 48.7673 | 1
| LCA | Big Creek/Ventura | 12 | Monthly System Peak Day | SCE | 1-in-2 | 2022 | 1 |  |  |  | 41.5686 | 1
| LCA | Big Creek/Ventura | 12 | Monthly System Peak Day | SCE | 1-in-2 | 2022 | 2 |  |  |  | 40.4686 | 1
| LCA | Big Creek/Ventura | 12 | Monthly System Peak Day | SCE | 1-in-2 | 2022 | 3 |  |  |  | 39.6105 | 1
| LCA | Big Creek/Ventura | 12 | Monthly System Peak Day | SCE | 1-in-2 | 2022 | 4 |  |  |  | 38.6324 | 1
| LCA | Big Creek/Ventura | 12 | Monthly System Peak Day | SCE | 1-in-2 | 2022 | 5 |  |  |  | 38.0786 | 1
| LCA | Big Creek/Ventura | 12 | Monthly System Peak Day | SCE | 1-in-2 | 2022 | 6 |  |  |  | 37.5305 | 1
| LCA | Big Creek/Ventura | 12 | Monthly System Peak Day | SCE | 1-in-2 | 2022 | 7 |  |  |  | 37.1495 | 1
| LCA | Big Creek/Ventura | 12 | Monthly System Peak Day | SCE | 1-in-2 | 2022 | 8 |  |  |  | 37.141 | 1
| LCA | Big Creek/Ventura | 12 | Monthly System Peak Day | SCE | 1-in-2 | 2022 | 9 |  |  |  | 37.4405 | 1
| LCA | Big Creek/Ventura | 12 | Monthly System Peak Day | SCE | 1-in-2 | 2022 | 10 |  |  |  | 40.6867 | 1
| LCA | Big Creek/Ventura | 12 | Monthly System Peak Day | SCE | 1-in-2 | 2022 | 11 |  |  |  | 45.259 | 1
| LCA | Big Creek/Ventura | 12 | Monthly System Peak Day | SCE | 1-in-2 | 2022 | 12 |  |  |  | 48.8629 | 1
| LCA | Big Creek/Ventura | 12 | Monthly System Peak Day | SCE | 1-in-2 | 2022 | 13 |  |  |  | 50.551 | 1
| LCA | Big Creek/Ventura | 12 | Monthly System Peak Day | SCE | 1-in-2 | 2022 | 14 |  |  |  | 51.9633 | 1
| LCA | Big Creek/Ventura | 12 | Monthly System Peak Day | SCE | 1-in-2 | 2022 | 15 |  |  |  | 52.9886 | 1
| LCA | Big Creek/Ventura | 12 | Monthly System Peak Day | SCE | 1-in-2 | 2022 | 16 |  |  |  | 53.4748 | 1
| LCA | Big Creek/Ventura | 12 | Monthly System Peak Day | SCE | 1-in-2 | 2022 | 17 |  |  |  | 53.1986 | 1
| LCA | Big Creek/Ventura | 12 | Monthly System Peak Day | SCE | 1-in-2 | 2022 | 18 |  |  |  | 51.6167 | 1
| LCA | Big Creek/Ventura | 12 | Monthly System Peak Day | SCE | 1-in-2 | 2022 | 19 |  |  |  | 49.0557 | 1
| LCA | Big Creek/Ventura | 12 | Monthly System Peak Day | SCE | 1-in-2 | 2022 | 20 |  |  |  | 46.3252 | 1
| LCA | Big Creek/Ventura | 12 | Monthly System Peak Day | SCE | 1-in-2 | 2022 | 21 |  |  |  | 44.9024 | 1
| LCA | Big Creek/Ventura | 12 | Monthly System Peak Day | SCE | 1-in-2 | 2022 | 22 |  |  |  | 43.6133 | 1
| LCA | Big Creek/Ventura | 12 | Monthly System Peak Day | SCE | 1-in-2 | 2022 | 23 |  |  |  | 42.4038 | 1
| LCA | Big Creek/Ventura | 12 | Monthly System Peak Day | SCE | 1-in-2 | 2022 | 24 |  |  |  | 41.019 | 1
| LCA | Big Creek/Ventura | 1 | Average Weekday | SCE | 1-in-2 | 2023 | 1 |  |  |  | 49.1969 | 1
| LCA | Big Creek/Ventura | 1 | Average Weekday | SCE | 1-in-2 | 2023 | 2 |  |  |  | 48.2757 | 1
| LCA | Big Creek/Ventura | 1 | Average Weekday | SCE | 1-in-2 | 2023 | 3 |  |  |  | 47.5076 | 1
| LCA | Big Creek/Ventura | 1 | Average Weekday | SCE | 1-in-2 | 2023 | 4 |  |  |  | 46.8141 | 1
| LCA | Big Creek/Ventura | 1 | Average Weekday | SCE | 1-in-2 | 2023 | 5 |  |  |  | 46.1101 | 1
| LCA | Big Creek/Ventura | 1 | Average Weekday | SCE | 1-in-2 | 2023 | 6 |  |  |  | 45.3732 | 1
| LCA | Big Creek/Ventura | 1 | Average Weekday | SCE | 1-in-2 | 2023 | 7 |  |  |  | 44.7871 | 1
| LCA | Big Creek/Ventura | 1 | Average Weekday | SCE | 1-in-2 | 2023 | 8 |  |  |  | 44.7504 | 1
| LCA | Big Creek/Ventura | 1 | Average Weekday | SCE | 1-in-2 | 2023 | 9 |  |  |  | 45.2981 | 1
| LCA | Big Creek/Ventura | 1 | Average Weekday | SCE | 1-in-2 | 2023 | 10 |  |  |  | 49.3299 | 1
| LCA | Big Creek/Ventura | 1 | Average Weekday | SCE | 1-in-2 | 2023 | 11 |  |  |  | 54.2413 | 1
| LCA | Big Creek/Ventura | 1 | Average Weekday | SCE | 1-in-2 | 2023 | 12 |  |  |  | 58.3319 | 1
| LCA | Big Creek/Ventura | 1 | Average Weekday | SCE | 1-in-2 | 2023 | 13 |  |  |  | 61.3009 | 1
| LCA | Big Creek/Ventura | 1 | Average Weekday | SCE | 1-in-2 | 2023 | 14 |  |  |  | 63.1875 | 1
| LCA | Big Creek/Ventura | 1 | Average Weekday | SCE | 1-in-2 | 2023 | 15 |  |  |  | 64.3795 | 1
| LCA | Big Creek/Ventura | 1 | Average Weekday | SCE | 1-in-2 | 2023 | 16 |  |  |  | 64.8751 | 1
| LCA | Big Creek/Ventura | 1 | Average Weekday | SCE | 1-in-2 | 2023 | 17 |  |  |  | 64.3426 | 1
| LCA | Big Creek/Ventura | 1 | Average Weekday | SCE | 1-in-2 | 2023 | 18 |  |  |  | 62.5618 | 1
| LCA | Big Creek/Ventura | 1 | Average Weekday | SCE | 1-in-2 | 2023 | 19 |  |  |  | 59.5326 | 1
| LCA | Big Creek/Ventura | 1 | Average Weekday | SCE | 1-in-2 | 2023 | 20 |  |  |  | 56.9613 | 1
| LCA | Big Creek/Ventura | 1 | Average Weekday | SCE | 1-in-2 | 2023 | 21 |  |  |  | 54.9257 | 1
| LCA | Big Creek/Ventura | 1 | Average Weekday | SCE | 1-in-2 | 2023 | 22 |  |  |  | 53.2111 | 1
| LCA | Big Creek/Ventura | 1 | Average Weekday | SCE | 1-in-2 | 2023 | 23 |  |  |  | 51.841 | 1
| LCA | Big Creek/Ventura | 1 | Average Weekday | SCE | 1-in-2 | 2023 | 24 |  |  |  | 50.8538 | 1
| LCA | Big Creek/Ventura | 1 | Monthly System Peak Day | SCE | 1-in-2 | 2023 | 1 |  |  |  | 43.1152 | 1
| LCA | Big Creek/Ventura | 1 | Monthly System Peak Day | SCE | 1-in-2 | 2023 | 2 |  |  |  | 42.75 | 1
| LCA | Big Creek/Ventura | 1 | Monthly System Peak Day | SCE | 1-in-2 | 2023 | 3 |  |  |  | 41.8114 | 1
| LCA | Big Creek/Ventura | 1 | Monthly System Peak Day | SCE | 1-in-2 | 2023 | 4 |  |  |  | 40.7267 | 1
| LCA | Big Creek/Ventura | 1 | Monthly System Peak Day | SCE | 1-in-2 | 2023 | 5 |  |  |  | 39.2443 | 1
| LCA | Big Creek/Ventura | 1 | Monthly System Peak Day | SCE | 1-in-2 | 2023 | 6 |  |  |  | 38.76 | 1
| LCA | Big Creek/Ventura | 1 | Monthly System Peak Day | SCE | 1-in-2 | 2023 | 7 |  |  |  | 38.649 | 1
| LCA | Big Creek/Ventura | 1 | Monthly System Peak Day | SCE | 1-in-2 | 2023 | 8 |  |  |  | 38.91 | 1
| LCA | Big Creek/Ventura | 1 | Monthly System Peak Day | SCE | 1-in-2 | 2023 | 9 |  |  |  | 39.621 | 1
| LCA | Big Creek/Ventura | 1 | Monthly System Peak Day | SCE | 1-in-2 | 2023 | 10 |  |  |  | 42.7724 | 1
| LCA | Big Creek/Ventura | 1 | Monthly System Peak Day | SCE | 1-in-2 | 2023 | 11 |  |  |  | 45.9386 | 1
| LCA | Big Creek/Ventura | 1 | Monthly System Peak Day | SCE | 1-in-2 | 2023 | 12 |  |  |  | 48.2324 | 1
| LCA | Big Creek/Ventura | 1 | Monthly System Peak Day | SCE | 1-in-2 | 2023 | 13 |  |  |  | 49.9552 | 1
| LCA | Big Creek/Ventura | 1 | Monthly System Peak Day | SCE | 1-in-2 | 2023 | 14 |  |  |  | 51.1795 | 1
| LCA | Big Creek/Ventura | 1 | Monthly System Peak Day | SCE | 1-in-2 | 2023 | 15 |  |  |  | 51.9338 | 1
| LCA | Big Creek/Ventura | 1 | Monthly System Peak Day | SCE | 1-in-2 | 2023 | 16 |  |  |  | 52.5329 | 1
| LCA | Big Creek/Ventura | 1 | Monthly System Peak Day | SCE | 1-in-2 | 2023 | 17 |  |  |  | 52.7424 | 1
| LCA | Big Creek/Ventura | 1 | Monthly System Peak Day | SCE | 1-in-2 | 2023 | 18 |  |  |  | 51.91 | 1
| LCA | Big Creek/Ventura | 1 | Monthly System Peak Day | SCE | 1-in-2 | 2023 | 19 |  |  |  | 49.6876 | 1
| LCA | Big Creek/Ventura | 1 | Monthly System Peak Day | SCE | 1-in-2 | 2023 | 20 |  |  |  | 48.3543 | 1
| LCA | Big Creek/Ventura | 1 | Monthly System Peak Day | SCE | 1-in-2 | 2023 | 21 |  |  |  | 46.7295 | 1
| LCA | Big Creek/Ventura | 1 | Monthly System Peak Day | SCE | 1-in-2 | 2023 | 22 |  |  |  | 45.329 | 1
| LCA | Big Creek/Ventura | 1 | Monthly System Peak Day | SCE | 1-in-2 | 2023 | 23 |  |  |  | 43.6052 | 1
| LCA | Big Creek/Ventura | 1 | Monthly System Peak Day | SCE | 1-in-2 | 2023 | 24 |  |  |  | 42.4095 | 1
| LCA | Big Creek/Ventura | 2 | Average Weekday | SCE | 1-in-2 | 2023 | 1 |  |  |  | 49.2053 | 1
| LCA | Big Creek/Ventura | 2 | Average Weekday | SCE | 1-in-2 | 2023 | 2 |  |  |  | 48.2407 | 1
| LCA | Big Creek/Ventura | 2 | Average Weekday | SCE | 1-in-2 | 2023 | 3 |  |  |  | 47.2688 | 1
| LCA | Big Creek/Ventura | 2 | Average Weekday | SCE | 1-in-2 | 2023 | 4 |  |  |  | 46.3972 | 1
| LCA | Big Creek/Ventura | 2 | Average Weekday | SCE | 1-in-2 | 2023 | 5 |  |  |  | 45.7571 | 1
| LCA | Big Creek/Ventura | 2 | Average Weekday | SCE | 1-in-2 | 2023 | 6 |  |  |  | 45.0032 | 1
| LCA | Big Creek/Ventura | 2 | Average Weekday | SCE | 1-in-2 | 2023 | 7 |  |  |  | 44.6126 | 1
| LCA | Big Creek/Ventura | 2 | Average Weekday | SCE | 1-in-2 | 2023 | 8 |  |  |  | 44.4062 | 1
| LCA | Big Creek/Ventura | 2 | Average Weekday | SCE | 1-in-2 | 2023 | 9 |  |  |  | 45.7423 | 1
| LCA | Big Creek/Ventura | 2 | Average Weekday | SCE | 1-in-2 | 2023 | 10 |  |  |  | 49.8466 | 1
| LCA | Big Creek/Ventura | 2 | Average Weekday | SCE | 1-in-2 | 2023 | 11 |  |  |  | 54.3638 | 1
| LCA | Big Creek/Ventura | 2 | Average Weekday | SCE | 1-in-2 | 2023 | 12 |  |  |  | 58.0203 | 1
| LCA | Big Creek/Ventura | 2 | Average Weekday | SCE | 1-in-2 | 2023 | 13 |  |  |  | 60.717 | 1
| LCA | Big Creek/Ventura | 2 | Average Weekday | SCE | 1-in-2 | 2023 | 14 |  |  |  | 62.4777 | 1
| LCA | Big Creek/Ventura | 2 | Average Weekday | SCE | 1-in-2 | 2023 | 15 |  |  |  | 63.5056 | 1
| LCA | Big Creek/Ventura | 2 | Average Weekday | SCE | 1-in-2 | 2023 | 16 |  |  |  | 64.0437 | 1
| LCA | Big Creek/Ventura | 2 | Average Weekday | SCE | 1-in-2 | 2023 | 17 |  |  |  | 63.7273 | 1
| LCA | Big Creek/Ventura | 2 | Average Weekday | SCE | 1-in-2 | 2023 | 18 |  |  |  | 62.4272 | 1
| LCA | Big Creek/Ventura | 2 | Average Weekday | SCE | 1-in-2 | 2023 | 19 |  |  |  | 59.6754 | 1
| LCA | Big Creek/Ventura | 2 | Average Weekday | SCE | 1-in-2 | 2023 | 20 |  |  |  | 56.7044 | 1
| LCA | Big Creek/Ventura | 2 | Average Weekday | SCE | 1-in-2 | 2023 | 21 |  |  |  | 54.5686 | 1
| LCA | Big Creek/Ventura | 2 | Average Weekday | SCE | 1-in-2 | 2023 | 22 |  |  |  | 52.9939 | 1
| LCA | Big Creek/Ventura | 2 | Average Weekday | SCE | 1-in-2 | 2023 | 23 |  |  |  | 51.6964 | 1
| LCA | Big Creek/Ventura | 2 | Average Weekday | SCE | 1-in-2 | 2023 | 24 |  |  |  | 50.7309 | 1
| LCA | Big Creek/Ventura | 2 | Monthly System Peak Day | SCE | 1-in-2 | 2023 | 1 |  |  |  | 40.4005 | 1
| LCA | Big Creek/Ventura | 2 | Monthly System Peak Day | SCE | 1-in-2 | 2023 | 2 |  |  |  | 39.7419 | 1
| LCA | Big Creek/Ventura | 2 | Monthly System Peak Day | SCE | 1-in-2 | 2023 | 3 |  |  |  | 38.8505 | 1
| LCA | Big Creek/Ventura | 2 | Monthly System Peak Day | SCE | 1-in-2 | 2023 | 4 |  |  |  | 37.9643 | 1
| LCA | Big Creek/Ventura | 2 | Monthly System Peak Day | SCE | 1-in-2 | 2023 | 5 |  |  |  | 37.3381 | 1
| LCA | Big Creek/Ventura | 2 | Monthly System Peak Day | SCE | 1-in-2 | 2023 | 6 |  |  |  | 37.171 | 1
| LCA | Big Creek/Ventura | 2 | Monthly System Peak Day | SCE | 1-in-2 | 2023 | 7 |  |  |  | 37.5448 | 1
| LCA | Big Creek/Ventura | 2 | Monthly System Peak Day | SCE | 1-in-2 | 2023 | 8 |  |  |  | 38.9748 | 1
| LCA | Big Creek/Ventura | 2 | Monthly System Peak Day | SCE | 1-in-2 | 2023 | 9 |  |  |  | 40.9176 | 1
| LCA | Big Creek/Ventura | 2 | Monthly System Peak Day | SCE | 1-in-2 | 2023 | 10 |  |  |  | 43.481 | 1
| LCA | Big Creek/Ventura | 2 | Monthly System Peak Day | SCE | 1-in-2 | 2023 | 11 |  |  |  | 46.531 | 1
| LCA | Big Creek/Ventura | 2 | Monthly System Peak Day | SCE | 1-in-2 | 2023 | 12 |  |  |  | 48.9738 | 1
| LCA | Big Creek/Ventura | 2 | Monthly System Peak Day | SCE | 1-in-2 | 2023 | 13 |  |  |  | 51.3448 | 1
| LCA | Big Creek/Ventura | 2 | Monthly System Peak Day | SCE | 1-in-2 | 2023 | 14 |  |  |  | 53.14 | 1
| LCA | Big Creek/Ventura | 2 | Monthly System Peak Day | SCE | 1-in-2 | 2023 | 15 |  |  |  | 54.4452 | 1
| LCA | Big Creek/Ventura | 2 | Monthly System Peak Day | SCE | 1-in-2 | 2023 | 16 |  |  |  | 55.2262 | 1
| LCA | Big Creek/Ventura | 2 | Monthly System Peak Day | SCE | 1-in-2 | 2023 | 17 |  |  |  | 55.1676 | 1
| LCA | Big Creek/Ventura | 2 | Monthly System Peak Day | SCE | 1-in-2 | 2023 | 18 |  |  |  | 53.7229 | 1
| LCA | Big Creek/Ventura | 2 | Monthly System Peak Day | SCE | 1-in-2 | 2023 | 19 |  |  |  | 50.9062 | 1
| LCA | Big Creek/Ventura | 2 | Monthly System Peak Day | SCE | 1-in-2 | 2023 | 20 |  |  |  | 48.6162 | 1
| LCA | Big Creek/Ventura | 2 | Monthly System Peak Day | SCE | 1-in-2 | 2023 | 21 |  |  |  | 47.2352 | 1
| LCA | Big Creek/Ventura | 2 | Monthly System Peak Day | SCE | 1-in-2 | 2023 | 22 |  |  |  | 46.1538 | 1
| LCA | Big Creek/Ventura | 2 | Monthly System Peak Day | SCE | 1-in-2 | 2023 | 23 |  |  |  | 45.2914 | 1
| LCA | Big Creek/Ventura | 2 | Monthly System Peak Day | SCE | 1-in-2 | 2023 | 24 |  |  |  | 44.1919 | 1
| LCA | Big Creek/Ventura | 3 | Average Weekday | SCE | 1-in-2 | 2023 | 1 |  |  |  | 53.0931 | 1
| LCA | Big Creek/Ventura | 3 | Average Weekday | SCE | 1-in-2 | 2023 | 2 |  |  |  | 52.1518 | 1
| LCA | Big Creek/Ventura | 3 | Average Weekday | SCE | 1-in-2 | 2023 | 3 |  |  |  | 51.4361 | 1
| LCA | Big Creek/Ventura | 3 | Average Weekday | SCE | 1-in-2 | 2023 | 4 |  |  |  | 50.6088 | 1
| LCA | Big Creek/Ventura | 3 | Average Weekday | SCE | 1-in-2 | 2023 | 5 |  |  |  | 49.8264 | 1
| LCA | Big Creek/Ventura | 3 | Average Weekday | SCE | 1-in-2 | 2023 | 6 |  |  |  | 49.1144 | 1
| LCA | Big Creek/Ventura | 3 | Average Weekday | SCE | 1-in-2 | 2023 | 7 |  |  |  | 48.7286 | 1
| LCA | Big Creek/Ventura | 3 | Average Weekday | SCE | 1-in-2 | 2023 | 8 |  |  |  | 48.556 | 1
| LCA | Big Creek/Ventura | 3 | Average Weekday | SCE | 1-in-2 | 2023 | 9 |  |  |  | 49.6354 | 1
| LCA | Big Creek/Ventura | 3 | Average Weekday | SCE | 1-in-2 | 2023 | 10 |  |  |  | 52.7959 | 1
| LCA | Big Creek/Ventura | 3 | Average Weekday | SCE | 1-in-2 | 2023 | 11 |  |  |  | 56.5618 | 1
| LCA | Big Creek/Ventura | 3 | Average Weekday | SCE | 1-in-2 | 2023 | 12 |  |  |  | 59.7162 | 1
| LCA | Big Creek/Ventura | 3 | Average Weekday | SCE | 1-in-2 | 2023 | 13 |  |  |  | 62.131 | 1
| LCA | Big Creek/Ventura | 3 | Average Weekday | SCE | 1-in-2 | 2023 | 14 |  |  |  | 64.0488 | 1
| LCA | Big Creek/Ventura | 3 | Average Weekday | SCE | 1-in-2 | 2023 | 15 |  |  |  | 65.2261 | 1
| LCA | Big Creek/Ventura | 3 | Average Weekday | SCE | 1-in-2 | 2023 | 16 |  |  |  | 65.8385 | 1
| LCA | Big Creek/Ventura | 3 | Average Weekday | SCE | 1-in-2 | 2023 | 17 |  |  |  | 65.8408 | 1
| LCA | Big Creek/Ventura | 3 | Average Weekday | SCE | 1-in-2 | 2023 | 18 |  |  |  | 64.9116 | 1
| LCA | Big Creek/Ventura | 3 | Average Weekday | SCE | 1-in-2 | 2023 | 19 |  |  |  | 63.2278 | 1
| LCA | Big Creek/Ventura | 3 | Average Weekday | SCE | 1-in-2 | 2023 | 20 |  |  |  | 60.8901 | 1
| LCA | Big Creek/Ventura | 3 | Average Weekday | SCE | 1-in-2 | 2023 | 21 |  |  |  | 58.5405 | 1
| LCA | Big Creek/Ventura | 3 | Average Weekday | SCE | 1-in-2 | 2023 | 22 |  |  |  | 56.9835 | 1
| LCA | Big Creek/Ventura | 3 | Average Weekday | SCE | 1-in-2 | 2023 | 23 |  |  |  | 55.836 | 1
| LCA | Big Creek/Ventura | 3 | Average Weekday | SCE | 1-in-2 | 2023 | 24 |  |  |  | 54.7761 | 1
| LCA | Big Creek/Ventura | 3 | Monthly System Peak Day | SCE | 1-in-2 | 2023 | 1 |  |  |  | 52.1348 | 1
| LCA | Big Creek/Ventura | 3 | Monthly System Peak Day | SCE | 1-in-2 | 2023 | 2 |  |  |  | 51.1195 | 1
| LCA | Big Creek/Ventura | 3 | Monthly System Peak Day | SCE | 1-in-2 | 2023 | 3 |  |  |  | 49.7057 | 1
| LCA | Big Creek/Ventura | 3 | Monthly System Peak Day | SCE | 1-in-2 | 2023 | 4 |  |  |  | 49.4448 | 1
| LCA | Big Creek/Ventura | 3 | Monthly System Peak Day | SCE | 1-in-2 | 2023 | 5 |  |  |  | 48.8652 | 1
| LCA | Big Creek/Ventura | 3 | Monthly System Peak Day | SCE | 1-in-2 | 2023 | 6 |  |  |  | 47.5152 | 1
| LCA | Big Creek/Ventura | 3 | Monthly System Peak Day | SCE | 1-in-2 | 2023 | 7 |  |  |  | 47.2652 | 1
| LCA | Big Creek/Ventura | 3 | Monthly System Peak Day | SCE | 1-in-2 | 2023 | 8 |  |  |  | 46.5395 | 1
| LCA | Big Creek/Ventura | 3 | Monthly System Peak Day | SCE | 1-in-2 | 2023 | 9 |  |  |  | 46.9857 | 1
| LCA | Big Creek/Ventura | 3 | Monthly System Peak Day | SCE | 1-in-2 | 2023 | 10 |  |  |  | 50.7852 | 1
| LCA | Big Creek/Ventura | 3 | Monthly System Peak Day | SCE | 1-in-2 | 2023 | 11 |  |  |  | 55.9019 | 1
| LCA | Big Creek/Ventura | 3 | Monthly System Peak Day | SCE | 1-in-2 | 2023 | 12 |  |  |  | 60.2786 | 1
| LCA | Big Creek/Ventura | 3 | Monthly System Peak Day | SCE | 1-in-2 | 2023 | 13 |  |  |  | 63.6662 | 1
| LCA | Big Creek/Ventura | 3 | Monthly System Peak Day | SCE | 1-in-2 | 2023 | 14 |  |  |  | 65.9067 | 1
| LCA | Big Creek/Ventura | 3 | Monthly System Peak Day | SCE | 1-in-2 | 2023 | 15 |  |  |  | 67.1209 | 1
| LCA | Big Creek/Ventura | 3 | Monthly System Peak Day | SCE | 1-in-2 | 2023 | 16 |  |  |  | 68.249 | 1
| LCA | Big Creek/Ventura | 3 | Monthly System Peak Day | SCE | 1-in-2 | 2023 | 17 |  |  |  | 68.78 | 1
| LCA | Big Creek/Ventura | 3 | Monthly System Peak Day | SCE | 1-in-2 | 2023 | 18 |  |  |  | 68.3967 | 1
| LCA | Big Creek/Ventura | 3 | Monthly System Peak Day | SCE | 1-in-2 | 2023 | 19 |  |  |  | 67.0748 | 1
| LCA | Big Creek/Ventura | 3 | Monthly System Peak Day | SCE | 1-in-2 | 2023 | 20 |  |  |  | 64.8043 | 1
| LCA | Big Creek/Ventura | 3 | Monthly System Peak Day | SCE | 1-in-2 | 2023 | 21 |  |  |  | 61.4724 | 1
| LCA | Big Creek/Ventura | 3 | Monthly System Peak Day | SCE | 1-in-2 | 2023 | 22 |  |  |  | 59.0271 | 1
| LCA | Big Creek/Ventura | 3 | Monthly System Peak Day | SCE | 1-in-2 | 2023 | 23 |  |  |  | 57.2024 | 1
| LCA | Big Creek/Ventura | 3 | Monthly System Peak Day | SCE | 1-in-2 | 2023 | 24 |  |  |  | 56.16 | 1
| LCA | Big Creek/Ventura | 4 | Average Weekday | SCE | 1-in-2 | 2023 | 1 |  |  |  | 55.7977 | 1
| LCA | Big Creek/Ventura | 4 | Average Weekday | SCE | 1-in-2 | 2023 | 2 |  |  |  | 54.7457 | 1
| LCA | Big Creek/Ventura | 4 | Average Weekday | SCE | 1-in-2 | 2023 | 3 |  |  |  | 53.7439 | 1
| LCA | Big Creek/Ventura | 4 | Average Weekday | SCE | 1-in-2 | 2023 | 4 |  |  |  | 52.8991 | 1
| LCA | Big Creek/Ventura | 4 | Average Weekday | SCE | 1-in-2 | 2023 | 5 |  |  |  | 51.9919 | 1
| LCA | Big Creek/Ventura | 4 | Average Weekday | SCE | 1-in-2 | 2023 | 6 |  |  |  | 51.2931 | 1
| LCA | Big Creek/Ventura | 4 | Average Weekday | SCE | 1-in-2 | 2023 | 7 |  |  |  | 50.696 | 1
| LCA | Big Creek/Ventura | 4 | Average Weekday | SCE | 1-in-2 | 2023 | 8 |  |  |  | 50.4624 | 1
| LCA | Big Creek/Ventura | 4 | Average Weekday | SCE | 1-in-2 | 2023 | 9 |  |  |  | 52.1757 | 1
| LCA | Big Creek/Ventura | 4 | Average Weekday | SCE | 1-in-2 | 2023 | 10 |  |  |  | 55.7532 | 1
| LCA | Big Creek/Ventura | 4 | Average Weekday | SCE | 1-in-2 | 2023 | 11 |  |  |  | 59.4615 | 1
| LCA | Big Creek/Ventura | 4 | Average Weekday | SCE | 1-in-2 | 2023 | 12 |  |  |  | 62.6796 | 1
| LCA | Big Creek/Ventura | 4 | Average Weekday | SCE | 1-in-2 | 2023 | 13 |  |  |  | 65.204 | 1
| LCA | Big Creek/Ventura | 4 | Average Weekday | SCE | 1-in-2 | 2023 | 14 |  |  |  | 67.214 | 1
| LCA | Big Creek/Ventura | 4 | Average Weekday | SCE | 1-in-2 | 2023 | 15 |  |  |  | 68.4754 | 1
| LCA | Big Creek/Ventura | 4 | Average Weekday | SCE | 1-in-2 | 2023 | 16 |  |  |  | 69.0086 | 1
| LCA | Big Creek/Ventura | 4 | Average Weekday | SCE | 1-in-2 | 2023 | 17 |  |  |  | 68.995 | 1
| LCA | Big Creek/Ventura | 4 | Average Weekday | SCE | 1-in-2 | 2023 | 18 |  |  |  | 68.1884 | 1
| LCA | Big Creek/Ventura | 4 | Average Weekday | SCE | 1-in-2 | 2023 | 19 |  |  |  | 66.6823 | 1
| LCA | Big Creek/Ventura | 4 | Average Weekday | SCE | 1-in-2 | 2023 | 20 |  |  |  | 64.4104 | 1
| LCA | Big Creek/Ventura | 4 | Average Weekday | SCE | 1-in-2 | 2023 | 21 |  |  |  | 61.4054 | 1
| LCA | Big Creek/Ventura | 4 | Average Weekday | SCE | 1-in-2 | 2023 | 22 |  |  |  | 59.3045 | 1
| LCA | Big Creek/Ventura | 4 | Average Weekday | SCE | 1-in-2 | 2023 | 23 |  |  |  | 57.9252 | 1
| LCA | Big Creek/Ventura | 4 | Average Weekday | SCE | 1-in-2 | 2023 | 24 |  |  |  | 56.7051 | 1
| LCA | Big Creek/Ventura | 4 | Monthly System Peak Day | SCE | 1-in-2 | 2023 | 1 |  |  |  | 64.1605 | 1
| LCA | Big Creek/Ventura | 4 | Monthly System Peak Day | SCE | 1-in-2 | 2023 | 2 |  |  |  | 62.6005 | 1
| LCA | Big Creek/Ventura | 4 | Monthly System Peak Day | SCE | 1-in-2 | 2023 | 3 |  |  |  | 60.9767 | 1
| LCA | Big Creek/Ventura | 4 | Monthly System Peak Day | SCE | 1-in-2 | 2023 | 4 |  |  |  | 59.5152 | 1
| LCA | Big Creek/Ventura | 4 | Monthly System Peak Day | SCE | 1-in-2 | 2023 | 5 |  |  |  | 58.6233 | 1
| LCA | Big Creek/Ventura | 4 | Monthly System Peak Day | SCE | 1-in-2 | 2023 | 6 |  |  |  | 57.4505 | 1
| LCA | Big Creek/Ventura | 4 | Monthly System Peak Day | SCE | 1-in-2 | 2023 | 7 |  |  |  | 55.9357 | 1
| LCA | Big Creek/Ventura | 4 | Monthly System Peak Day | SCE | 1-in-2 | 2023 | 8 |  |  |  | 54.9186 | 1
| LCA | Big Creek/Ventura | 4 | Monthly System Peak Day | SCE | 1-in-2 | 2023 | 9 |  |  |  | 56.7148 | 1
| LCA | Big Creek/Ventura | 4 | Monthly System Peak Day | SCE | 1-in-2 | 2023 | 10 |  |  |  | 62.02 | 1
| LCA | Big Creek/Ventura | 4 | Monthly System Peak Day | SCE | 1-in-2 | 2023 | 11 |  |  |  | 68.0505 | 1
| LCA | Big Creek/Ventura | 4 | Monthly System Peak Day | SCE | 1-in-2 | 2023 | 12 |  |  |  | 73.0229 | 1
| LCA | Big Creek/Ventura | 4 | Monthly System Peak Day | SCE | 1-in-2 | 2023 | 13 |  |  |  | 77.369 | 1
| LCA | Big Creek/Ventura | 4 | Monthly System Peak Day | SCE | 1-in-2 | 2023 | 14 |  |  |  | 80.7048 | 1
| LCA | Big Creek/Ventura | 4 | Monthly System Peak Day | SCE | 1-in-2 | 2023 | 15 |  |  |  | 82.5714 | 1
| LCA | Big Creek/Ventura | 4 | Monthly System Peak Day | SCE | 1-in-2 | 2023 | 16 |  |  |  | 83.4857 | 1
| LCA | Big Creek/Ventura | 4 | Monthly System Peak Day | SCE | 1-in-2 | 2023 | 17 |  |  |  | 83.8905 | 1
| LCA | Big Creek/Ventura | 4 | Monthly System Peak Day | SCE | 1-in-2 | 2023 | 18 |  |  |  | 83.3762 | 1
| LCA | Big Creek/Ventura | 4 | Monthly System Peak Day | SCE | 1-in-2 | 2023 | 19 |  |  |  | 81.5748 | 1
| LCA | Big Creek/Ventura | 4 | Monthly System Peak Day | SCE | 1-in-2 | 2023 | 20 |  |  |  | 78.3414 | 1
| LCA | Big Creek/Ventura | 4 | Monthly System Peak Day | SCE | 1-in-2 | 2023 | 21 |  |  |  | 73.3995 | 1
| LCA | Big Creek/Ventura | 4 | Monthly System Peak Day | SCE | 1-in-2 | 2023 | 22 |  |  |  | 69.8876 | 1
| LCA | Big Creek/Ventura | 4 | Monthly System Peak Day | SCE | 1-in-2 | 2023 | 23 |  |  |  | 67.2867 | 1
| LCA | Big Creek/Ventura | 4 | Monthly System Peak Day | SCE | 1-in-2 | 2023 | 24 |  |  |  | 65.421 | 1
| LCA | Big Creek/Ventura | 5 | Average Weekday | SCE | 1-in-2 | 2023 | 1 |  |  |  | 59.9923 | 1
| LCA | Big Creek/Ventura | 5 | Average Weekday | SCE | 1-in-2 | 2023 | 2 |  |  |  | 58.9604 | 1
| LCA | Big Creek/Ventura | 5 | Average Weekday | SCE | 1-in-2 | 2023 | 3 |  |  |  | 58.0285 | 1
| LCA | Big Creek/Ventura | 5 | Average Weekday | SCE | 1-in-2 | 2023 | 4 |  |  |  | 57.1772 | 1
| LCA | Big Creek/Ventura | 5 | Average Weekday | SCE | 1-in-2 | 2023 | 5 |  |  |  | 56.5246 | 1
| LCA | Big Creek/Ventura | 5 | Average Weekday | SCE | 1-in-2 | 2023 | 6 |  |  |  | 55.8549 | 1
| LCA | Big Creek/Ventura | 5 | Average Weekday | SCE | 1-in-2 | 2023 | 7 |  |  |  | 55.2307 | 1
| LCA | Big Creek/Ventura | 5 | Average Weekday | SCE | 1-in-2 | 2023 | 8 |  |  |  | 55.5515 | 1
| LCA | Big Creek/Ventura | 5 | Average Weekday | SCE | 1-in-2 | 2023 | 9 |  |  |  | 58.2705 | 1
| LCA | Big Creek/Ventura | 5 | Average Weekday | SCE | 1-in-2 | 2023 | 10 |  |  |  | 61.5484 | 1
| LCA | Big Creek/Ventura | 5 | Average Weekday | SCE | 1-in-2 | 2023 | 11 |  |  |  | 64.8911 | 1
| LCA | Big Creek/Ventura | 5 | Average Weekday | SCE | 1-in-2 | 2023 | 12 |  |  |  | 67.8559 | 1
| LCA | Big Creek/Ventura | 5 | Average Weekday | SCE | 1-in-2 | 2023 | 13 |  |  |  | 70.274 | 1
| LCA | Big Creek/Ventura | 5 | Average Weekday | SCE | 1-in-2 | 2023 | 14 |  |  |  | 72.0602 | 1
| LCA | Big Creek/Ventura | 5 | Average Weekday | SCE | 1-in-2 | 2023 | 15 |  |  |  | 73.1902 | 1
| LCA | Big Creek/Ventura | 5 | Average Weekday | SCE | 1-in-2 | 2023 | 16 |  |  |  | 73.6664 | 1
| LCA | Big Creek/Ventura | 5 | Average Weekday | SCE | 1-in-2 | 2023 | 17 |  |  |  | 73.4822 | 1
| LCA | Big Creek/Ventura | 5 | Average Weekday | SCE | 1-in-2 | 2023 | 18 |  |  |  | 72.7404 | 1
| LCA | Big Creek/Ventura | 5 | Average Weekday | SCE | 1-in-2 | 2023 | 19 |  |  |  | 71.3964 | 1
| LCA | Big Creek/Ventura | 5 | Average Weekday | SCE | 1-in-2 | 2023 | 20 |  |  |  | 69.2439 | 1
| LCA | Big Creek/Ventura | 5 | Average Weekday | SCE | 1-in-2 | 2023 | 21 |  |  |  | 66.4425 | 1
| LCA | Big Creek/Ventura | 5 | Average Weekday | SCE | 1-in-2 | 2023 | 22 |  |  |  | 63.8796 | 1
| LCA | Big Creek/Ventura | 5 | Average Weekday | SCE | 1-in-2 | 2023 | 23 |  |  |  | 62.223 | 1
| LCA | Big Creek/Ventura | 5 | Average Weekday | SCE | 1-in-2 | 2023 | 24 |  |  |  | 60.8978 | 1
| LCA | Big Creek/Ventura | 5 | Monthly System Peak Day | SCE | 1-in-2 | 2023 | 1 |  |  |  | 66.7243 | 1
| LCA | Big Creek/Ventura | 5 | Monthly System Peak Day | SCE | 1-in-2 | 2023 | 2 |  |  |  | 65.2852 | 1
| LCA | Big Creek/Ventura | 5 | Monthly System Peak Day | SCE | 1-in-2 | 2023 | 3 |  |  |  | 64.0095 | 1
| LCA | Big Creek/Ventura | 5 | Monthly System Peak Day | SCE | 1-in-2 | 2023 | 4 |  |  |  | 62.2362 | 1
| LCA | Big Creek/Ventura | 5 | Monthly System Peak Day | SCE | 1-in-2 | 2023 | 5 |  |  |  | 60.7495 | 1
| LCA | Big Creek/Ventura | 5 | Monthly System Peak Day | SCE | 1-in-2 | 2023 | 6 |  |  |  | 59.761 | 1
| LCA | Big Creek/Ventura | 5 | Monthly System Peak Day | SCE | 1-in-2 | 2023 | 7 |  |  |  | 58.6738 | 1
| LCA | Big Creek/Ventura | 5 | Monthly System Peak Day | SCE | 1-in-2 | 2023 | 8 |  |  |  | 59.0181 | 1
| LCA | Big Creek/Ventura | 5 | Monthly System Peak Day | SCE | 1-in-2 | 2023 | 9 |  |  |  | 62.8176 | 1
| LCA | Big Creek/Ventura | 5 | Monthly System Peak Day | SCE | 1-in-2 | 2023 | 10 |  |  |  | 67.7938 | 1
| LCA | Big Creek/Ventura | 5 | Monthly System Peak Day | SCE | 1-in-2 | 2023 | 11 |  |  |  | 72.7814 | 1
| LCA | Big Creek/Ventura | 5 | Monthly System Peak Day | SCE | 1-in-2 | 2023 | 12 |  |  |  | 77.2243 | 1
| LCA | Big Creek/Ventura | 5 | Monthly System Peak Day | SCE | 1-in-2 | 2023 | 13 |  |  |  | 80.7552 | 1
| LCA | Big Creek/Ventura | 5 | Monthly System Peak Day | SCE | 1-in-2 | 2023 | 14 |  |  |  | 83.3238 | 1
| LCA | Big Creek/Ventura | 5 | Monthly System Peak Day | SCE | 1-in-2 | 2023 | 15 |  |  |  | 85.0205 | 1
| LCA | Big Creek/Ventura | 5 | Monthly System Peak Day | SCE | 1-in-2 | 2023 | 16 |  |  |  | 86.031 | 1
| LCA | Big Creek/Ventura | 5 | Monthly System Peak Day | SCE | 1-in-2 | 2023 | 17 |  |  |  | 85.3443 | 1
| LCA | Big Creek/Ventura | 5 | Monthly System Peak Day | SCE | 1-in-2 | 2023 | 18 |  |  |  | 83.8443 | 1
| LCA | Big Creek/Ventura | 5 | Monthly System Peak Day | SCE | 1-in-2 | 2023 | 19 |  |  |  | 81.5962 | 1
| LCA | Big Creek/Ventura | 5 | Monthly System Peak Day | SCE | 1-in-2 | 2023 | 20 |  |  |  | 78.9724 | 1
| LCA | Big Creek/Ventura | 5 | Monthly System Peak Day | SCE | 1-in-2 | 2023 | 21 |  |  |  | 74.9781 | 1
| LCA | Big Creek/Ventura | 5 | Monthly System Peak Day | SCE | 1-in-2 | 2023 | 22 |  |  |  | 71.9014 | 1
| LCA | Big Creek/Ventura | 5 | Monthly System Peak Day | SCE | 1-in-2 | 2023 | 23 |  |  |  | 70.5533 | 1
| LCA | Big Creek/Ventura | 5 | Monthly System Peak Day | SCE | 1-in-2 | 2023 | 24 |  |  |  | 69.5681 | 1
| LCA | Big Creek/Ventura | 6 | Average Weekday | SCE | 1-in-2 | 2023 | 1 |  |  |  | 64.4446 | 1
| LCA | Big Creek/Ventura | 6 | Average Weekday | SCE | 1-in-2 | 2023 | 2 |  |  |  | 63.2767 | 1
| LCA | Big Creek/Ventura | 6 | Average Weekday | SCE | 1-in-2 | 2023 | 3 |  |  |  | 62.2793 | 1
| LCA | Big Creek/Ventura | 6 | Average Weekday | SCE | 1-in-2 | 2023 | 4 |  |  |  | 61.464 | 1
| LCA | Big Creek/Ventura | 6 | Average Weekday | SCE | 1-in-2 | 2023 | 5 |  |  |  | 60.9021 | 1
| LCA | Big Creek/Ventura | 6 | Average Weekday | SCE | 1-in-2 | 2023 | 6 |  |  |  | 60.1695 | 1
| LCA | Big Creek/Ventura | 6 | Average Weekday | SCE | 1-in-2 | 2023 | 7 |  |  |  | 59.5618 | 1
| LCA | Big Creek/Ventura | 6 | Average Weekday | SCE | 1-in-2 | 2023 | 8 |  |  |  | 60.0648 | 1
| LCA | Big Creek/Ventura | 6 | Average Weekday | SCE | 1-in-2 | 2023 | 9 |  |  |  | 63.0612 | 1
| LCA | Big Creek/Ventura | 6 | Average Weekday | SCE | 1-in-2 | 2023 | 10 |  |  |  | 66.8253 | 1
| LCA | Big Creek/Ventura | 6 | Average Weekday | SCE | 1-in-2 | 2023 | 11 |  |  |  | 70.5864 | 1
| LCA | Big Creek/Ventura | 6 | Average Weekday | SCE | 1-in-2 | 2023 | 12 |  |  |  | 74.0185 | 1
| LCA | Big Creek/Ventura | 6 | Average Weekday | SCE | 1-in-2 | 2023 | 13 |  |  |  | 76.855 | 1
| LCA | Big Creek/Ventura | 6 | Average Weekday | SCE | 1-in-2 | 2023 | 14 |  |  |  | 79.0359 | 1
| LCA | Big Creek/Ventura | 6 | Average Weekday | SCE | 1-in-2 | 2023 | 15 |  |  |  | 80.4934 | 1
| LCA | Big Creek/Ventura | 6 | Average Weekday | SCE | 1-in-2 | 2023 | 16 |  |  |  | 81.064 | 1
| LCA | Big Creek/Ventura | 6 | Average Weekday | SCE | 1-in-2 | 2023 | 17 |  |  |  | 80.9841 | 1
| LCA | Big Creek/Ventura | 6 | Average Weekday | SCE | 1-in-2 | 2023 | 18 |  |  |  | 80.1426 | 1
| LCA | Big Creek/Ventura | 6 | Average Weekday | SCE | 1-in-2 | 2023 | 19 |  |  |  | 78.6553 | 1
| LCA | Big Creek/Ventura | 6 | Average Weekday | SCE | 1-in-2 | 2023 | 20 |  |  |  | 76.5709 | 1
| LCA | Big Creek/Ventura | 6 | Average Weekday | SCE | 1-in-2 | 2023 | 21 |  |  |  | 73.5264 | 1
| LCA | Big Creek/Ventura | 6 | Average Weekday | SCE | 1-in-2 | 2023 | 22 |  |  |  | 69.9663 | 1
| LCA | Big Creek/Ventura | 6 | Average Weekday | SCE | 1-in-2 | 2023 | 23 |  |  |  | 67.6652 | 1
| LCA | Big Creek/Ventura | 6 | Average Weekday | SCE | 1-in-2 | 2023 | 24 |  |  |  | 66.0613 | 1
| LCA | Big Creek/Ventura | 6 | Monthly System Peak Day | SCE | 1-in-2 | 2023 | 1 |  |  |  | 69.3795 | 1
| LCA | Big Creek/Ventura | 6 | Monthly System Peak Day | SCE | 1-in-2 | 2023 | 2 |  |  |  | 68.0986 | 1
| LCA | Big Creek/Ventura | 6 | Monthly System Peak Day | SCE | 1-in-2 | 2023 | 3 |  |  |  | 67.389 | 1
| LCA | Big Creek/Ventura | 6 | Monthly System Peak Day | SCE | 1-in-2 | 2023 | 4 |  |  |  | 66.4067 | 1
| LCA | Big Creek/Ventura | 6 | Monthly System Peak Day | SCE | 1-in-2 | 2023 | 5 |  |  |  | 65.8 | 1
| LCA | Big Creek/Ventura | 6 | Monthly System Peak Day | SCE | 1-in-2 | 2023 | 6 |  |  |  | 65.1929 | 1
| LCA | Big Creek/Ventura | 6 | Monthly System Peak Day | SCE | 1-in-2 | 2023 | 7 |  |  |  | 64.4767 | 1
| LCA | Big Creek/Ventura | 6 | Monthly System Peak Day | SCE | 1-in-2 | 2023 | 8 |  |  |  | 64.8881 | 1
| LCA | Big Creek/Ventura | 6 | Monthly System Peak Day | SCE | 1-in-2 | 2023 | 9 |  |  |  | 68.4833 | 1
| LCA | Big Creek/Ventura | 6 | Monthly System Peak Day | SCE | 1-in-2 | 2023 | 10 |  |  |  | 72.7905 | 1
| LCA | Big Creek/Ventura | 6 | Monthly System Peak Day | SCE | 1-in-2 | 2023 | 11 |  |  |  | 77.211 | 1
| LCA | Big Creek/Ventura | 6 | Monthly System Peak Day | SCE | 1-in-2 | 2023 | 12 |  |  |  | 80.7938 | 1
| LCA | Big Creek/Ventura | 6 | Monthly System Peak Day | SCE | 1-in-2 | 2023 | 13 |  |  |  | 82.7448 | 1
| LCA | Big Creek/Ventura | 6 | Monthly System Peak Day | SCE | 1-in-2 | 2023 | 14 |  |  |  | 84.38 | 1
| LCA | Big Creek/Ventura | 6 | Monthly System Peak Day | SCE | 1-in-2 | 2023 | 15 |  |  |  | 84.7967 | 1
| LCA | Big Creek/Ventura | 6 | Monthly System Peak Day | SCE | 1-in-2 | 2023 | 16 |  |  |  | 84.7538 | 1
| LCA | Big Creek/Ventura | 6 | Monthly System Peak Day | SCE | 1-in-2 | 2023 | 17 |  |  |  | 84.39 | 1
| LCA | Big Creek/Ventura | 6 | Monthly System Peak Day | SCE | 1-in-2 | 2023 | 18 |  |  |  | 84.1114 | 1
| LCA | Big Creek/Ventura | 6 | Monthly System Peak Day | SCE | 1-in-2 | 2023 | 19 |  |  |  | 83.2814 | 1
| LCA | Big Creek/Ventura | 6 | Monthly System Peak Day | SCE | 1-in-2 | 2023 | 20 |  |  |  | 81.3067 | 1
| LCA | Big Creek/Ventura | 6 | Monthly System Peak Day | SCE | 1-in-2 | 2023 | 21 |  |  |  | 77.8095 | 1
| LCA | Big Creek/Ventura | 6 | Monthly System Peak Day | SCE | 1-in-2 | 2023 | 22 |  |  |  | 73.9586 | 1
| LCA | Big Creek/Ventura | 6 | Monthly System Peak Day | SCE | 1-in-2 | 2023 | 23 |  |  |  | 71.219 | 1
| LCA | Big Creek/Ventura | 6 | Monthly System Peak Day | SCE | 1-in-2 | 2023 | 24 |  |  |  | 69.6 | 1
| LCA | Big Creek/Ventura | 7 | Average Weekday | SCE | 1-in-2 | 2023 | 1 |  |  |  | 69.4643 | 1
| LCA | Big Creek/Ventura | 7 | Average Weekday | SCE | 1-in-2 | 2023 | 2 |  |  |  | 68.4978 | 1
| LCA | Big Creek/Ventura | 7 | Average Weekday | SCE | 1-in-2 | 2023 | 3 |  |  |  | 67.7258 | 1
| LCA | Big Creek/Ventura | 7 | Average Weekday | SCE | 1-in-2 | 2023 | 4 |  |  |  | 67.0793 | 1
| LCA | Big Creek/Ventura | 7 | Average Weekday | SCE | 1-in-2 | 2023 | 5 |  |  |  | 66.3097 | 1
| LCA | Big Creek/Ventura | 7 | Average Weekday | SCE | 1-in-2 | 2023 | 6 |  |  |  | 65.6954 | 1
| LCA | Big Creek/Ventura | 7 | Average Weekday | SCE | 1-in-2 | 2023 | 7 |  |  |  | 65.1253 | 1
| LCA | Big Creek/Ventura | 7 | Average Weekday | SCE | 1-in-2 | 2023 | 8 |  |  |  | 65.3233 | 1
| LCA | Big Creek/Ventura | 7 | Average Weekday | SCE | 1-in-2 | 2023 | 9 |  |  |  | 67.873 | 1
| LCA | Big Creek/Ventura | 7 | Average Weekday | SCE | 1-in-2 | 2023 | 10 |  |  |  | 71.393 | 1
| LCA | Big Creek/Ventura | 7 | Average Weekday | SCE | 1-in-2 | 2023 | 11 |  |  |  | 75.2097 | 1
| LCA | Big Creek/Ventura | 7 | Average Weekday | SCE | 1-in-2 | 2023 | 12 |  |  |  | 78.9288 | 1
| LCA | Big Creek/Ventura | 7 | Average Weekday | SCE | 1-in-2 | 2023 | 13 |  |  |  | 81.7619 | 1
| LCA | Big Creek/Ventura | 7 | Average Weekday | SCE | 1-in-2 | 2023 | 14 |  |  |  | 83.9094 | 1
| LCA | Big Creek/Ventura | 7 | Average Weekday | SCE | 1-in-2 | 2023 | 15 |  |  |  | 85.285 | 1
| LCA | Big Creek/Ventura | 7 | Average Weekday | SCE | 1-in-2 | 2023 | 16 |  |  |  | 85.8065 | 1
| LCA | Big Creek/Ventura | 7 | Average Weekday | SCE | 1-in-2 | 2023 | 17 |  |  |  | 85.5142 | 1
| LCA | Big Creek/Ventura | 7 | Average Weekday | SCE | 1-in-2 | 2023 | 18 |  |  |  | 84.6145 | 1
| LCA | Big Creek/Ventura | 7 | Average Weekday | SCE | 1-in-2 | 2023 | 19 |  |  |  | 83.0359 | 1
| LCA | Big Creek/Ventura | 7 | Average Weekday | SCE | 1-in-2 | 2023 | 20 |  |  |  | 80.7123 | 1
| LCA | Big Creek/Ventura | 7 | Average Weekday | SCE | 1-in-2 | 2023 | 21 |  |  |  | 77.5898 | 1
| LCA | Big Creek/Ventura | 7 | Average Weekday | SCE | 1-in-2 | 2023 | 22 |  |  |  | 74.1539 | 1
| LCA | Big Creek/Ventura | 7 | Average Weekday | SCE | 1-in-2 | 2023 | 23 |  |  |  | 71.9988 | 1
| LCA | Big Creek/Ventura | 7 | Average Weekday | SCE | 1-in-2 | 2023 | 24 |  |  |  | 70.3567 | 1
| LCA | Big Creek/Ventura | 7 | Monthly System Peak Day | SCE | 1-in-2 | 2023 | 1 |  |  |  | 75.5571 | 1
| LCA | Big Creek/Ventura | 7 | Monthly System Peak Day | SCE | 1-in-2 | 2023 | 2 |  |  |  | 74.3481 | 1
| LCA | Big Creek/Ventura | 7 | Monthly System Peak Day | SCE | 1-in-2 | 2023 | 3 |  |  |  | 73.4614 | 1
| LCA | Big Creek/Ventura | 7 | Monthly System Peak Day | SCE | 1-in-2 | 2023 | 4 |  |  |  | 72.4367 | 1
| LCA | Big Creek/Ventura | 7 | Monthly System Peak Day | SCE | 1-in-2 | 2023 | 5 |  |  |  | 71.8838 | 1
| LCA | Big Creek/Ventura | 7 | Monthly System Peak Day | SCE | 1-in-2 | 2023 | 6 |  |  |  | 71.1448 | 1
| LCA | Big Creek/Ventura | 7 | Monthly System Peak Day | SCE | 1-in-2 | 2023 | 7 |  |  |  | 70.5248 | 1
| LCA | Big Creek/Ventura | 7 | Monthly System Peak Day | SCE | 1-in-2 | 2023 | 8 |  |  |  | 70.579 | 1
| LCA | Big Creek/Ventura | 7 | Monthly System Peak Day | SCE | 1-in-2 | 2023 | 9 |  |  |  | 73.89 | 1
| LCA | Big Creek/Ventura | 7 | Monthly System Peak Day | SCE | 1-in-2 | 2023 | 10 |  |  |  | 77.7652 | 1
| LCA | Big Creek/Ventura | 7 | Monthly System Peak Day | SCE | 1-in-2 | 2023 | 11 |  |  |  | 81.6867 | 1
| LCA | Big Creek/Ventura | 7 | Monthly System Peak Day | SCE | 1-in-2 | 2023 | 12 |  |  |  | 85.619 | 1
| LCA | Big Creek/Ventura | 7 | Monthly System Peak Day | SCE | 1-in-2 | 2023 | 13 |  |  |  | 89.7414 | 1
| LCA | Big Creek/Ventura | 7 | Monthly System Peak Day | SCE | 1-in-2 | 2023 | 14 |  |  |  | 91.7286 | 1
| LCA | Big Creek/Ventura | 7 | Monthly System Peak Day | SCE | 1-in-2 | 2023 | 15 |  |  |  | 93.2667 | 1
| LCA | Big Creek/Ventura | 7 | Monthly System Peak Day | SCE | 1-in-2 | 2023 | 16 |  |  |  | 93.6048 | 1
| LCA | Big Creek/Ventura | 7 | Monthly System Peak Day | SCE | 1-in-2 | 2023 | 17 |  |  |  | 93.1524 | 1
| LCA | Big Creek/Ventura | 7 | Monthly System Peak Day | SCE | 1-in-2 | 2023 | 18 |  |  |  | 92.9095 | 1
| LCA | Big Creek/Ventura | 7 | Monthly System Peak Day | SCE | 1-in-2 | 2023 | 19 |  |  |  | 91.5429 | 1
| LCA | Big Creek/Ventura | 7 | Monthly System Peak Day | SCE | 1-in-2 | 2023 | 20 |  |  |  | 88.79 | 1
| LCA | Big Creek/Ventura | 7 | Monthly System Peak Day | SCE | 1-in-2 | 2023 | 21 |  |  |  | 85.6629 | 1
| LCA | Big Creek/Ventura | 7 | Monthly System Peak Day | SCE | 1-in-2 | 2023 | 22 |  |  |  | 81.3624 | 1
| LCA | Big Creek/Ventura | 7 | Monthly System Peak Day | SCE | 1-in-2 | 2023 | 23 |  |  |  | 78.6919 | 1
| LCA | Big Creek/Ventura | 7 | Monthly System Peak Day | SCE | 1-in-2 | 2023 | 24 |  |  |  | 76.5924 | 1
| LCA | Big Creek/Ventura | 8 | Average Weekday | SCE | 1-in-2 | 2023 | 1 |  |  |  | 68.5607 | 1
| LCA | Big Creek/Ventura | 8 | Average Weekday | SCE | 1-in-2 | 2023 | 2 |  |  |  | 67.4839 | 1
| LCA | Big Creek/Ventura | 8 | Average Weekday | SCE | 1-in-2 | 2023 | 3 |  |  |  | 66.611 | 1
| LCA | Big Creek/Ventura | 8 | Average Weekday | SCE | 1-in-2 | 2023 | 4 |  |  |  | 65.9349 | 1
| LCA | Big Creek/Ventura | 8 | Average Weekday | SCE | 1-in-2 | 2023 | 5 |  |  |  | 65.135 | 1
| LCA | Big Creek/Ventura | 8 | Average Weekday | SCE | 1-in-2 | 2023 | 6 |  |  |  | 64.4324 | 1
| LCA | Big Creek/Ventura | 8 | Average Weekday | SCE | 1-in-2 | 2023 | 7 |  |  |  | 63.728 | 1
| LCA | Big Creek/Ventura | 8 | Average Weekday | SCE | 1-in-2 | 2023 | 8 |  |  |  | 63.4395 | 1
| LCA | Big Creek/Ventura | 8 | Average Weekday | SCE | 1-in-2 | 2023 | 9 |  |  |  | 65.4503 | 1
| LCA | Big Creek/Ventura | 8 | Average Weekday | SCE | 1-in-2 | 2023 | 10 |  |  |  | 69.565 | 1
| LCA | Big Creek/Ventura | 8 | Average Weekday | SCE | 1-in-2 | 2023 | 11 |  |  |  | 74.1577 | 1
| LCA | Big Creek/Ventura | 8 | Average Weekday | SCE | 1-in-2 | 2023 | 12 |  |  |  | 78.4984 | 1
| LCA | Big Creek/Ventura | 8 | Average Weekday | SCE | 1-in-2 | 2023 | 13 |  |  |  | 82.0149 | 1
| LCA | Big Creek/Ventura | 8 | Average Weekday | SCE | 1-in-2 | 2023 | 14 |  |  |  | 84.482 | 1
| LCA | Big Creek/Ventura | 8 | Average Weekday | SCE | 1-in-2 | 2023 | 15 |  |  |  | 86.0614 | 1
| LCA | Big Creek/Ventura | 8 | Average Weekday | SCE | 1-in-2 | 2023 | 16 |  |  |  | 86.7089 | 1
| LCA | Big Creek/Ventura | 8 | Average Weekday | SCE | 1-in-2 | 2023 | 17 |  |  |  | 86.5178 | 1
| LCA | Big Creek/Ventura | 8 | Average Weekday | SCE | 1-in-2 | 2023 | 18 |  |  |  | 85.4085 | 1
| LCA | Big Creek/Ventura | 8 | Average Weekday | SCE | 1-in-2 | 2023 | 19 |  |  |  | 83.4928 | 1
| LCA | Big Creek/Ventura | 8 | Average Weekday | SCE | 1-in-2 | 2023 | 20 |  |  |  | 80.6841 | 1
| LCA | Big Creek/Ventura | 8 | Average Weekday | SCE | 1-in-2 | 2023 | 21 |  |  |  | 77.0404 | 1
| LCA | Big Creek/Ventura | 8 | Average Weekday | SCE | 1-in-2 | 2023 | 22 |  |  |  | 73.9348 | 1
| LCA | Big Creek/Ventura | 8 | Average Weekday | SCE | 1-in-2 | 2023 | 23 |  |  |  | 71.6836 | 1
| LCA | Big Creek/Ventura | 8 | Average Weekday | SCE | 1-in-2 | 2023 | 24 |  |  |  | 69.9212 | 1
| LCA | Big Creek/Ventura | 8 | Monthly System Peak Day | SCE | 1-in-2 | 2023 | 1 |  |  |  | 76.0643 | 1
| LCA | Big Creek/Ventura | 8 | Monthly System Peak Day | SCE | 1-in-2 | 2023 | 2 |  |  |  | 74.5886 | 1
| LCA | Big Creek/Ventura | 8 | Monthly System Peak Day | SCE | 1-in-2 | 2023 | 3 |  |  |  | 73.6067 | 1
| LCA | Big Creek/Ventura | 8 | Monthly System Peak Day | SCE | 1-in-2 | 2023 | 4 |  |  |  | 72.8143 | 1
| LCA | Big Creek/Ventura | 8 | Monthly System Peak Day | SCE | 1-in-2 | 2023 | 5 |  |  |  | 71.9676 | 1
| LCA | Big Creek/Ventura | 8 | Monthly System Peak Day | SCE | 1-in-2 | 2023 | 6 |  |  |  | 71.21 | 1
| LCA | Big Creek/Ventura | 8 | Monthly System Peak Day | SCE | 1-in-2 | 2023 | 7 |  |  |  | 70.3867 | 1
| LCA | Big Creek/Ventura | 8 | Monthly System Peak Day | SCE | 1-in-2 | 2023 | 8 |  |  |  | 70.091 | 1
| LCA | Big Creek/Ventura | 8 | Monthly System Peak Day | SCE | 1-in-2 | 2023 | 9 |  |  |  | 72.1948 | 1
| LCA | Big Creek/Ventura | 8 | Monthly System Peak Day | SCE | 1-in-2 | 2023 | 10 |  |  |  | 76.5376 | 1
| LCA | Big Creek/Ventura | 8 | Monthly System Peak Day | SCE | 1-in-2 | 2023 | 11 |  |  |  | 81.8024 | 1
| LCA | Big Creek/Ventura | 8 | Monthly System Peak Day | SCE | 1-in-2 | 2023 | 12 |  |  |  | 86.4 | 1
| LCA | Big Creek/Ventura | 8 | Monthly System Peak Day | SCE | 1-in-2 | 2023 | 13 |  |  |  | 89.8429 | 1
| LCA | Big Creek/Ventura | 8 | Monthly System Peak Day | SCE | 1-in-2 | 2023 | 14 |  |  |  | 92.3667 | 1
| LCA | Big Creek/Ventura | 8 | Monthly System Peak Day | SCE | 1-in-2 | 2023 | 15 |  |  |  | 93.4571 | 1
| LCA | Big Creek/Ventura | 8 | Monthly System Peak Day | SCE | 1-in-2 | 2023 | 16 |  |  |  | 93.5143 | 1
| LCA | Big Creek/Ventura | 8 | Monthly System Peak Day | SCE | 1-in-2 | 2023 | 17 |  |  |  | 93.119 | 1
| LCA | Big Creek/Ventura | 8 | Monthly System Peak Day | SCE | 1-in-2 | 2023 | 18 |  |  |  | 91.8667 | 1
| LCA | Big Creek/Ventura | 8 | Monthly System Peak Day | SCE | 1-in-2 | 2023 | 19 |  |  |  | 90.169 | 1
| LCA | Big Creek/Ventura | 8 | Monthly System Peak Day | SCE | 1-in-2 | 2023 | 20 |  |  |  | 87.5733 | 1
| LCA | Big Creek/Ventura | 8 | Monthly System Peak Day | SCE | 1-in-2 | 2023 | 21 |  |  |  | 83.7948 | 1
| LCA | Big Creek/Ventura | 8 | Monthly System Peak Day | SCE | 1-in-2 | 2023 | 22 |  |  |  | 80.6219 | 1
| LCA | Big Creek/Ventura | 8 | Monthly System Peak Day | SCE | 1-in-2 | 2023 | 23 |  |  |  | 78.4271 | 1
| LCA | Big Creek/Ventura | 8 | Monthly System Peak Day | SCE | 1-in-2 | 2023 | 24 |  |  |  | 76.6548 | 1
| LCA | Big Creek/Ventura | 8 | Typical Event Day | SCE | 1-in-2 | 2023 | 1 |  |  |  | 73.6035 | 1
| LCA | Big Creek/Ventura | 8 | Typical Event Day | SCE | 1-in-2 | 2023 | 2 |  |  |  | 72.2619 | 1
| LCA | Big Creek/Ventura | 8 | Typical Event Day | SCE | 1-in-2 | 2023 | 3 |  |  |  | 71.4416 | 1
| LCA | Big Creek/Ventura | 8 | Typical Event Day | SCE | 1-in-2 | 2023 | 4 |  |  |  | 70.3174 | 1
| LCA | Big Creek/Ventura | 8 | Typical Event Day | SCE | 1-in-2 | 2023 | 5 |  |  |  | 69.4426 | 1
| LCA | Big Creek/Ventura | 8 | Typical Event Day | SCE | 1-in-2 | 2023 | 6 |  |  |  | 68.651 | 1
| LCA | Big Creek/Ventura | 8 | Typical Event Day | SCE | 1-in-2 | 2023 | 7 |  |  |  | 67.9617 | 1
| LCA | Big Creek/Ventura | 8 | Typical Event Day | SCE | 1-in-2 | 2023 | 8 |  |  |  | 67.9639 | 1
| LCA | Big Creek/Ventura | 8 | Typical Event Day | SCE | 1-in-2 | 2023 | 9 |  |  |  | 70.8694 | 1
| LCA | Big Creek/Ventura | 8 | Typical Event Day | SCE | 1-in-2 | 2023 | 10 |  |  |  | 75.26 | 1
| LCA | Big Creek/Ventura | 8 | Typical Event Day | SCE | 1-in-2 | 2023 | 11 |  |  |  | 80.0881 | 1
| LCA | Big Creek/Ventura | 8 | Typical Event Day | SCE | 1-in-2 | 2023 | 12 |  |  |  | 84.5068 | 1
| LCA | Big Creek/Ventura | 8 | Typical Event Day | SCE | 1-in-2 | 2023 | 13 |  |  |  | 87.9739 | 1
| LCA | Big Creek/Ventura | 8 | Typical Event Day | SCE | 1-in-2 | 2023 | 14 |  |  |  | 90.1355 | 1
| LCA | Big Creek/Ventura | 8 | Typical Event Day | SCE | 1-in-2 | 2023 | 15 |  |  |  | 91.2908 | 1
| LCA | Big Creek/Ventura | 8 | Typical Event Day | SCE | 1-in-2 | 2023 | 16 |  |  |  | 91.6587 | 1
| LCA | Big Creek/Ventura | 8 | Typical Event Day | SCE | 1-in-2 | 2023 | 17 |  |  |  | 91.3118 | 1
| LCA | Big Creek/Ventura | 8 | Typical Event Day | SCE | 1-in-2 | 2023 | 18 |  |  |  | 90.416 | 1
| LCA | Big Creek/Ventura | 8 | Typical Event Day | SCE | 1-in-2 | 2023 | 19 |  |  |  | 89.0079 | 1
| LCA | Big Creek/Ventura | 8 | Typical Event Day | SCE | 1-in-2 | 2023 | 20 |  |  |  | 86.3365 | 1
| LCA | Big Creek/Ventura | 8 | Typical Event Day | SCE | 1-in-2 | 2023 | 21 |  |  |  | 82.6415 | 1
| LCA | Big Creek/Ventura | 8 | Typical Event Day | SCE | 1-in-2 | 2023 | 22 |  |  |  | 79.0488 | 1
| LCA | Big Creek/Ventura | 8 | Typical Event Day | SCE | 1-in-2 | 2023 | 23 |  |  |  | 76.5554 | 1
| LCA | Big Creek/Ventura | 8 | Typical Event Day | SCE | 1-in-2 | 2023 | 24 |  |  |  | 74.7407 | 1
| LCA | Big Creek/Ventura | 9 | Average Weekday | SCE | 1-in-2 | 2023 | 1 |  |  |  | 67.0945 | 1
| LCA | Big Creek/Ventura | 9 | Average Weekday | SCE | 1-in-2 | 2023 | 2 |  |  |  | 66.0083 | 1
| LCA | Big Creek/Ventura | 9 | Average Weekday | SCE | 1-in-2 | 2023 | 3 |  |  |  | 65.0978 | 1
| LCA | Big Creek/Ventura | 9 | Average Weekday | SCE | 1-in-2 | 2023 | 4 |  |  |  | 64.2175 | 1
| LCA | Big Creek/Ventura | 9 | Average Weekday | SCE | 1-in-2 | 2023 | 5 |  |  |  | 63.36 | 1
| LCA | Big Creek/Ventura | 9 | Average Weekday | SCE | 1-in-2 | 2023 | 6 |  |  |  | 62.5899 | 1
| LCA | Big Creek/Ventura | 9 | Average Weekday | SCE | 1-in-2 | 2023 | 7 |  |  |  | 61.9902 | 1
| LCA | Big Creek/Ventura | 9 | Average Weekday | SCE | 1-in-2 | 2023 | 8 |  |  |  | 61.5601 | 1
| LCA | Big Creek/Ventura | 9 | Average Weekday | SCE | 1-in-2 | 2023 | 9 |  |  |  | 62.5275 | 1
| LCA | Big Creek/Ventura | 9 | Average Weekday | SCE | 1-in-2 | 2023 | 10 |  |  |  | 66.1297 | 1
| LCA | Big Creek/Ventura | 9 | Average Weekday | SCE | 1-in-2 | 2023 | 11 |  |  |  | 70.6571 | 1
| LCA | Big Creek/Ventura | 9 | Average Weekday | SCE | 1-in-2 | 2023 | 12 |  |  |  | 75.2291 | 1
| LCA | Big Creek/Ventura | 9 | Average Weekday | SCE | 1-in-2 | 2023 | 13 |  |  |  | 78.6246 | 1
| LCA | Big Creek/Ventura | 9 | Average Weekday | SCE | 1-in-2 | 2023 | 14 |  |  |  | 80.9918 | 1
| LCA | Big Creek/Ventura | 9 | Average Weekday | SCE | 1-in-2 | 2023 | 15 |  |  |  | 82.4881 | 1
| LCA | Big Creek/Ventura | 9 | Average Weekday | SCE | 1-in-2 | 2023 | 16 |  |  |  | 83.0949 | 1
| LCA | Big Creek/Ventura | 9 | Average Weekday | SCE | 1-in-2 | 2023 | 17 |  |  |  | 82.998 | 1
| LCA | Big Creek/Ventura | 9 | Average Weekday | SCE | 1-in-2 | 2023 | 18 |  |  |  | 81.9583 | 1
| LCA | Big Creek/Ventura | 9 | Average Weekday | SCE | 1-in-2 | 2023 | 19 |  |  |  | 80.0278 | 1
| LCA | Big Creek/Ventura | 9 | Average Weekday | SCE | 1-in-2 | 2023 | 20 |  |  |  | 77.0612 | 1
| LCA | Big Creek/Ventura | 9 | Average Weekday | SCE | 1-in-2 | 2023 | 21 |  |  |  | 73.5739 | 1
| LCA | Big Creek/Ventura | 9 | Average Weekday | SCE | 1-in-2 | 2023 | 22 |  |  |  | 71.3144 | 1
| LCA | Big Creek/Ventura | 9 | Average Weekday | SCE | 1-in-2 | 2023 | 23 |  |  |  | 69.4372 | 1
| LCA | Big Creek/Ventura | 9 | Average Weekday | SCE | 1-in-2 | 2023 | 24 |  |  |  | 67.9627 | 1
| LCA | Big Creek/Ventura | 9 | Monthly System Peak Day | SCE | 1-in-2 | 2023 | 1 |  |  |  | 73.4129 | 1
| LCA | Big Creek/Ventura | 9 | Monthly System Peak Day | SCE | 1-in-2 | 2023 | 2 |  |  |  | 72.0124 | 1
| LCA | Big Creek/Ventura | 9 | Monthly System Peak Day | SCE | 1-in-2 | 2023 | 3 |  |  |  | 71.3091 | 1
| LCA | Big Creek/Ventura | 9 | Monthly System Peak Day | SCE | 1-in-2 | 2023 | 4 |  |  |  | 69.6119 | 1
| LCA | Big Creek/Ventura | 9 | Monthly System Peak Day | SCE | 1-in-2 | 2023 | 5 |  |  |  | 68.119 | 1
| LCA | Big Creek/Ventura | 9 | Monthly System Peak Day | SCE | 1-in-2 | 2023 | 6 |  |  |  | 67.0562 | 1
| LCA | Big Creek/Ventura | 9 | Monthly System Peak Day | SCE | 1-in-2 | 2023 | 7 |  |  |  | 66.4586 | 1
| LCA | Big Creek/Ventura | 9 | Monthly System Peak Day | SCE | 1-in-2 | 2023 | 8 |  |  |  | 66.2976 | 1
| LCA | Big Creek/Ventura | 9 | Monthly System Peak Day | SCE | 1-in-2 | 2023 | 9 |  |  |  | 68.9095 | 1
| LCA | Big Creek/Ventura | 9 | Monthly System Peak Day | SCE | 1-in-2 | 2023 | 10 |  |  |  | 73.9467 | 1
| LCA | Big Creek/Ventura | 9 | Monthly System Peak Day | SCE | 1-in-2 | 2023 | 11 |  |  |  | 79.6524 | 1
| LCA | Big Creek/Ventura | 9 | Monthly System Peak Day | SCE | 1-in-2 | 2023 | 12 |  |  |  | 85.2143 | 1
| LCA | Big Creek/Ventura | 9 | Monthly System Peak Day | SCE | 1-in-2 | 2023 | 13 |  |  |  | 89.5667 | 1
| LCA | Big Creek/Ventura | 9 | Monthly System Peak Day | SCE | 1-in-2 | 2023 | 14 |  |  |  | 92.0667 | 1
| LCA | Big Creek/Ventura | 9 | Monthly System Peak Day | SCE | 1-in-2 | 2023 | 15 |  |  |  | 93.6429 | 1
| LCA | Big Creek/Ventura | 9 | Monthly System Peak Day | SCE | 1-in-2 | 2023 | 16 |  |  |  | 94.7619 | 1
| LCA | Big Creek/Ventura | 9 | Monthly System Peak Day | SCE | 1-in-2 | 2023 | 17 |  |  |  | 94.5857 | 1
| LCA | Big Creek/Ventura | 9 | Monthly System Peak Day | SCE | 1-in-2 | 2023 | 18 |  |  |  | 92.7762 | 1
| LCA | Big Creek/Ventura | 9 | Monthly System Peak Day | SCE | 1-in-2 | 2023 | 19 |  |  |  | 91.0381 | 1
| LCA | Big Creek/Ventura | 9 | Monthly System Peak Day | SCE | 1-in-2 | 2023 | 20 |  |  |  | 87.6762 | 1
| LCA | Big Creek/Ventura | 9 | Monthly System Peak Day | SCE | 1-in-2 | 2023 | 21 |  |  |  | 83.299 | 1
| LCA | Big Creek/Ventura | 9 | Monthly System Peak Day | SCE | 1-in-2 | 2023 | 22 |  |  |  | 80.2524 | 1
| LCA | Big Creek/Ventura | 9 | Monthly System Peak Day | SCE | 1-in-2 | 2023 | 23 |  |  |  | 77.8833 | 1
| LCA | Big Creek/Ventura | 9 | Monthly System Peak Day | SCE | 1-in-2 | 2023 | 24 |  |  |  | 76.1157 | 1
| LCA | Big Creek/Ventura | 10 | Average Weekday | SCE | 1-in-2 | 2023 | 1 |  |  |  | 60.8434 | 1
| LCA | Big Creek/Ventura | 10 | Average Weekday | SCE | 1-in-2 | 2023 | 2 |  |  |  | 59.8375 | 1
| LCA | Big Creek/Ventura | 10 | Average Weekday | SCE | 1-in-2 | 2023 | 3 |  |  |  | 59.0909 | 1
| LCA | Big Creek/Ventura | 10 | Average Weekday | SCE | 1-in-2 | 2023 | 4 |  |  |  | 58.2942 | 1
| LCA | Big Creek/Ventura | 10 | Average Weekday | SCE | 1-in-2 | 2023 | 5 |  |  |  | 57.419 | 1
| LCA | Big Creek/Ventura | 10 | Average Weekday | SCE | 1-in-2 | 2023 | 6 |  |  |  | 56.6993 | 1
| LCA | Big Creek/Ventura | 10 | Average Weekday | SCE | 1-in-2 | 2023 | 7 |  |  |  | 56.1217 | 1
| LCA | Big Creek/Ventura | 10 | Average Weekday | SCE | 1-in-2 | 2023 | 8 |  |  |  | 55.5776 | 1
| LCA | Big Creek/Ventura | 10 | Average Weekday | SCE | 1-in-2 | 2023 | 9 |  |  |  | 55.8193 | 1
| LCA | Big Creek/Ventura | 10 | Average Weekday | SCE | 1-in-2 | 2023 | 10 |  |  |  | 58.9899 | 1
| LCA | Big Creek/Ventura | 10 | Average Weekday | SCE | 1-in-2 | 2023 | 11 |  |  |  | 63.5706 | 1
| LCA | Big Creek/Ventura | 10 | Average Weekday | SCE | 1-in-2 | 2023 | 12 |  |  |  | 67.8169 | 1
| LCA | Big Creek/Ventura | 10 | Average Weekday | SCE | 1-in-2 | 2023 | 13 |  |  |  | 71.2654 | 1
| LCA | Big Creek/Ventura | 10 | Average Weekday | SCE | 1-in-2 | 2023 | 14 |  |  |  | 73.6774 | 1
| LCA | Big Creek/Ventura | 10 | Average Weekday | SCE | 1-in-2 | 2023 | 15 |  |  |  | 75.1392 | 1
| LCA | Big Creek/Ventura | 10 | Average Weekday | SCE | 1-in-2 | 2023 | 16 |  |  |  | 75.9602 | 1
| LCA | Big Creek/Ventura | 10 | Average Weekday | SCE | 1-in-2 | 2023 | 17 |  |  |  | 75.9954 | 1
| LCA | Big Creek/Ventura | 10 | Average Weekday | SCE | 1-in-2 | 2023 | 18 |  |  |  | 75.0633 | 1
| LCA | Big Creek/Ventura | 10 | Average Weekday | SCE | 1-in-2 | 2023 | 19 |  |  |  | 72.8882 | 1
| LCA | Big Creek/Ventura | 10 | Average Weekday | SCE | 1-in-2 | 2023 | 20 |  |  |  | 69.5432 | 1
| LCA | Big Creek/Ventura | 10 | Average Weekday | SCE | 1-in-2 | 2023 | 21 |  |  |  | 66.7562 | 1
| LCA | Big Creek/Ventura | 10 | Average Weekday | SCE | 1-in-2 | 2023 | 22 |  |  |  | 64.6155 | 1
| LCA | Big Creek/Ventura | 10 | Average Weekday | SCE | 1-in-2 | 2023 | 23 |  |  |  | 63.02 | 1
| LCA | Big Creek/Ventura | 10 | Average Weekday | SCE | 1-in-2 | 2023 | 24 |  |  |  | 61.6595 | 1
| LCA | Big Creek/Ventura | 10 | Monthly System Peak Day | SCE | 1-in-2 | 2023 | 1 |  |  |  | 67.0029 | 1
| LCA | Big Creek/Ventura | 10 | Monthly System Peak Day | SCE | 1-in-2 | 2023 | 2 |  |  |  | 65.6514 | 1
| LCA | Big Creek/Ventura | 10 | Monthly System Peak Day | SCE | 1-in-2 | 2023 | 3 |  |  |  | 65.2557 | 1
| LCA | Big Creek/Ventura | 10 | Monthly System Peak Day | SCE | 1-in-2 | 2023 | 4 |  |  |  | 64.9109 | 1
| LCA | Big Creek/Ventura | 10 | Monthly System Peak Day | SCE | 1-in-2 | 2023 | 5 |  |  |  | 64.531 | 1
| LCA | Big Creek/Ventura | 10 | Monthly System Peak Day | SCE | 1-in-2 | 2023 | 6 |  |  |  | 63.6452 | 1
| LCA | Big Creek/Ventura | 10 | Monthly System Peak Day | SCE | 1-in-2 | 2023 | 7 |  |  |  | 63.0557 | 1
| LCA | Big Creek/Ventura | 10 | Monthly System Peak Day | SCE | 1-in-2 | 2023 | 8 |  |  |  | 62.5152 | 1
| LCA | Big Creek/Ventura | 10 | Monthly System Peak Day | SCE | 1-in-2 | 2023 | 9 |  |  |  | 63.0662 | 1
| LCA | Big Creek/Ventura | 10 | Monthly System Peak Day | SCE | 1-in-2 | 2023 | 10 |  |  |  | 67.219 | 1
| LCA | Big Creek/Ventura | 10 | Monthly System Peak Day | SCE | 1-in-2 | 2023 | 11 |  |  |  | 73.3805 | 1
| LCA | Big Creek/Ventura | 10 | Monthly System Peak Day | SCE | 1-in-2 | 2023 | 12 |  |  |  | 78.8267 | 1
| LCA | Big Creek/Ventura | 10 | Monthly System Peak Day | SCE | 1-in-2 | 2023 | 13 |  |  |  | 82.4095 | 1
| LCA | Big Creek/Ventura | 10 | Monthly System Peak Day | SCE | 1-in-2 | 2023 | 14 |  |  |  | 84.5381 | 1
| LCA | Big Creek/Ventura | 10 | Monthly System Peak Day | SCE | 1-in-2 | 2023 | 15 |  |  |  | 86.2333 | 1
| LCA | Big Creek/Ventura | 10 | Monthly System Peak Day | SCE | 1-in-2 | 2023 | 16 |  |  |  | 87.4714 | 1
| LCA | Big Creek/Ventura | 10 | Monthly System Peak Day | SCE | 1-in-2 | 2023 | 17 |  |  |  | 88.1 | 1
| LCA | Big Creek/Ventura | 10 | Monthly System Peak Day | SCE | 1-in-2 | 2023 | 18 |  |  |  | 87.5619 | 1
| LCA | Big Creek/Ventura | 10 | Monthly System Peak Day | SCE | 1-in-2 | 2023 | 19 |  |  |  | 85.5571 | 1
| LCA | Big Creek/Ventura | 10 | Monthly System Peak Day | SCE | 1-in-2 | 2023 | 20 |  |  |  | 82.3776 | 1
| LCA | Big Creek/Ventura | 10 | Monthly System Peak Day | SCE | 1-in-2 | 2023 | 21 |  |  |  | 78.021 | 1
| LCA | Big Creek/Ventura | 10 | Monthly System Peak Day | SCE | 1-in-2 | 2023 | 22 |  |  |  | 74.4905 | 1
| LCA | Big Creek/Ventura | 10 | Monthly System Peak Day | SCE | 1-in-2 | 2023 | 23 |  |  |  | 71.9529 | 1
| LCA | Big Creek/Ventura | 10 | Monthly System Peak Day | SCE | 1-in-2 | 2023 | 24 |  |  |  | 70.4114 | 1
| LCA | Big Creek/Ventura | 11 | Average Weekday | SCE | 1-in-2 | 2023 | 1 |  |  |  | 53.9175 | 1
| LCA | Big Creek/Ventura | 11 | Average Weekday | SCE | 1-in-2 | 2023 | 2 |  |  |  | 52.9654 | 1
| LCA | Big Creek/Ventura | 11 | Average Weekday | SCE | 1-in-2 | 2023 | 3 |  |  |  | 52.119 | 1
| LCA | Big Creek/Ventura | 11 | Average Weekday | SCE | 1-in-2 | 2023 | 4 |  |  |  | 51.4859 | 1
| LCA | Big Creek/Ventura | 11 | Average Weekday | SCE | 1-in-2 | 2023 | 5 |  |  |  | 50.8619 | 1
| LCA | Big Creek/Ventura | 11 | Average Weekday | SCE | 1-in-2 | 2023 | 6 |  |  |  | 50.4477 | 1
| LCA | Big Creek/Ventura | 11 | Average Weekday | SCE | 1-in-2 | 2023 | 7 |  |  |  | 50.092 | 1
| LCA | Big Creek/Ventura | 11 | Average Weekday | SCE | 1-in-2 | 2023 | 8 |  |  |  | 49.9303 | 1
| LCA | Big Creek/Ventura | 11 | Average Weekday | SCE | 1-in-2 | 2023 | 9 |  |  |  | 51.3878 | 1
| LCA | Big Creek/Ventura | 11 | Average Weekday | SCE | 1-in-2 | 2023 | 10 |  |  |  | 55.3817 | 1
| LCA | Big Creek/Ventura | 11 | Average Weekday | SCE | 1-in-2 | 2023 | 11 |  |  |  | 59.8263 | 1
| LCA | Big Creek/Ventura | 11 | Average Weekday | SCE | 1-in-2 | 2023 | 12 |  |  |  | 63.6033 | 1
| LCA | Big Creek/Ventura | 11 | Average Weekday | SCE | 1-in-2 | 2023 | 13 |  |  |  | 66.1561 | 1
| LCA | Big Creek/Ventura | 11 | Average Weekday | SCE | 1-in-2 | 2023 | 14 |  |  |  | 67.744 | 1
| LCA | Big Creek/Ventura | 11 | Average Weekday | SCE | 1-in-2 | 2023 | 15 |  |  |  | 68.5688 | 1
| LCA | Big Creek/Ventura | 11 | Average Weekday | SCE | 1-in-2 | 2023 | 16 |  |  |  | 68.6934 | 1
| LCA | Big Creek/Ventura | 11 | Average Weekday | SCE | 1-in-2 | 2023 | 17 |  |  |  | 67.8531 | 1
| LCA | Big Creek/Ventura | 11 | Average Weekday | SCE | 1-in-2 | 2023 | 18 |  |  |  | 65.8777 | 1
| LCA | Big Creek/Ventura | 11 | Average Weekday | SCE | 1-in-2 | 2023 | 19 |  |  |  | 63.1399 | 1
| LCA | Big Creek/Ventura | 11 | Average Weekday | SCE | 1-in-2 | 2023 | 20 |  |  |  | 60.7551 | 1
| LCA | Big Creek/Ventura | 11 | Average Weekday | SCE | 1-in-2 | 2023 | 21 |  |  |  | 58.9363 | 1
| LCA | Big Creek/Ventura | 11 | Average Weekday | SCE | 1-in-2 | 2023 | 22 |  |  |  | 57.3429 | 1
| LCA | Big Creek/Ventura | 11 | Average Weekday | SCE | 1-in-2 | 2023 | 23 |  |  |  | 56.0838 | 1
| LCA | Big Creek/Ventura | 11 | Average Weekday | SCE | 1-in-2 | 2023 | 24 |  |  |  | 54.9755 | 1
| LCA | Big Creek/Ventura | 11 | Monthly System Peak Day | SCE | 1-in-2 | 2023 | 1 |  |  |  | 60.2319 | 1
| LCA | Big Creek/Ventura | 11 | Monthly System Peak Day | SCE | 1-in-2 | 2023 | 2 |  |  |  | 58.8138 | 1
| LCA | Big Creek/Ventura | 11 | Monthly System Peak Day | SCE | 1-in-2 | 2023 | 3 |  |  |  | 57.6 | 1
| LCA | Big Creek/Ventura | 11 | Monthly System Peak Day | SCE | 1-in-2 | 2023 | 4 |  |  |  | 57.1962 | 1
| LCA | Big Creek/Ventura | 11 | Monthly System Peak Day | SCE | 1-in-2 | 2023 | 5 |  |  |  | 56.0871 | 1
| LCA | Big Creek/Ventura | 11 | Monthly System Peak Day | SCE | 1-in-2 | 2023 | 6 |  |  |  | 54.9276 | 1
| LCA | Big Creek/Ventura | 11 | Monthly System Peak Day | SCE | 1-in-2 | 2023 | 7 |  |  |  | 54.0776 | 1
| LCA | Big Creek/Ventura | 11 | Monthly System Peak Day | SCE | 1-in-2 | 2023 | 8 |  |  |  | 53.8714 | 1
| LCA | Big Creek/Ventura | 11 | Monthly System Peak Day | SCE | 1-in-2 | 2023 | 9 |  |  |  | 55.2029 | 1
| LCA | Big Creek/Ventura | 11 | Monthly System Peak Day | SCE | 1-in-2 | 2023 | 10 |  |  |  | 61.1876 | 1
| LCA | Big Creek/Ventura | 11 | Monthly System Peak Day | SCE | 1-in-2 | 2023 | 11 |  |  |  | 68.3971 | 1
| LCA | Big Creek/Ventura | 11 | Monthly System Peak Day | SCE | 1-in-2 | 2023 | 12 |  |  |  | 74.5733 | 1
| LCA | Big Creek/Ventura | 11 | Monthly System Peak Day | SCE | 1-in-2 | 2023 | 13 |  |  |  | 78.44 | 1
| LCA | Big Creek/Ventura | 11 | Monthly System Peak Day | SCE | 1-in-2 | 2023 | 14 |  |  |  | 80.5714 | 1
| LCA | Big Creek/Ventura | 11 | Monthly System Peak Day | SCE | 1-in-2 | 2023 | 15 |  |  |  | 81.7524 | 1
| LCA | Big Creek/Ventura | 11 | Monthly System Peak Day | SCE | 1-in-2 | 2023 | 16 |  |  |  | 82.7476 | 1
| LCA | Big Creek/Ventura | 11 | Monthly System Peak Day | SCE | 1-in-2 | 2023 | 17 |  |  |  | 82.2381 | 1
| LCA | Big Creek/Ventura | 11 | Monthly System Peak Day | SCE | 1-in-2 | 2023 | 18 |  |  |  | 80.4829 | 1
| LCA | Big Creek/Ventura | 11 | Monthly System Peak Day | SCE | 1-in-2 | 2023 | 19 |  |  |  | 76.0557 | 1
| LCA | Big Creek/Ventura | 11 | Monthly System Peak Day | SCE | 1-in-2 | 2023 | 20 |  |  |  | 72.5062 | 1
| LCA | Big Creek/Ventura | 11 | Monthly System Peak Day | SCE | 1-in-2 | 2023 | 21 |  |  |  | 70.5219 | 1
| LCA | Big Creek/Ventura | 11 | Monthly System Peak Day | SCE | 1-in-2 | 2023 | 22 |  |  |  | 68.2462 | 1
| LCA | Big Creek/Ventura | 11 | Monthly System Peak Day | SCE | 1-in-2 | 2023 | 23 |  |  |  | 66.1267 | 1
| LCA | Big Creek/Ventura | 11 | Monthly System Peak Day | SCE | 1-in-2 | 2023 | 24 |  |  |  | 63.4557 | 1
| LCA | Big Creek/Ventura | 12 | Average Weekday | SCE | 1-in-2 | 2023 | 1 |  |  |  | 48.835 | 1
| LCA | Big Creek/Ventura | 12 | Average Weekday | SCE | 1-in-2 | 2023 | 2 |  |  |  | 48.1578 | 1
| LCA | Big Creek/Ventura | 12 | Average Weekday | SCE | 1-in-2 | 2023 | 3 |  |  |  | 47.5095 | 1
| LCA | Big Creek/Ventura | 12 | Average Weekday | SCE | 1-in-2 | 2023 | 4 |  |  |  | 47.0862 | 1
| LCA | Big Creek/Ventura | 12 | Average Weekday | SCE | 1-in-2 | 2023 | 5 |  |  |  | 46.5986 | 1
| LCA | Big Creek/Ventura | 12 | Average Weekday | SCE | 1-in-2 | 2023 | 6 |  |  |  | 46.1012 | 1
| LCA | Big Creek/Ventura | 12 | Average Weekday | SCE | 1-in-2 | 2023 | 7 |  |  |  | 45.7346 | 1
| LCA | Big Creek/Ventura | 12 | Average Weekday | SCE | 1-in-2 | 2023 | 8 |  |  |  | 45.516 | 1
| LCA | Big Creek/Ventura | 12 | Average Weekday | SCE | 1-in-2 | 2023 | 9 |  |  |  | 45.8981 | 1
| LCA | Big Creek/Ventura | 12 | Average Weekday | SCE | 1-in-2 | 2023 | 10 |  |  |  | 48.6449 | 1
| LCA | Big Creek/Ventura | 12 | Average Weekday | SCE | 1-in-2 | 2023 | 11 |  |  |  | 52.1651 | 1
| LCA | Big Creek/Ventura | 12 | Average Weekday | SCE | 1-in-2 | 2023 | 12 |  |  |  | 55.1199 | 1
| LCA | Big Creek/Ventura | 12 | Average Weekday | SCE | 1-in-2 | 2023 | 13 |  |  |  | 57.2949 | 1
| LCA | Big Creek/Ventura | 12 | Average Weekday | SCE | 1-in-2 | 2023 | 14 |  |  |  | 58.6188 | 1
| LCA | Big Creek/Ventura | 12 | Average Weekday | SCE | 1-in-2 | 2023 | 15 |  |  |  | 59.3146 | 1
| LCA | Big Creek/Ventura | 12 | Average Weekday | SCE | 1-in-2 | 2023 | 16 |  |  |  | 59.5146 | 1
| LCA | Big Creek/Ventura | 12 | Average Weekday | SCE | 1-in-2 | 2023 | 17 |  |  |  | 58.892 | 1
| LCA | Big Creek/Ventura | 12 | Average Weekday | SCE | 1-in-2 | 2023 | 18 |  |  |  | 57.1246 | 1
| LCA | Big Creek/Ventura | 12 | Average Weekday | SCE | 1-in-2 | 2023 | 19 |  |  |  | 54.8365 | 1
| LCA | Big Creek/Ventura | 12 | Average Weekday | SCE | 1-in-2 | 2023 | 20 |  |  |  | 53.0495 | 1
| LCA | Big Creek/Ventura | 12 | Average Weekday | SCE | 1-in-2 | 2023 | 21 |  |  |  | 51.5506 | 1
| LCA | Big Creek/Ventura | 12 | Average Weekday | SCE | 1-in-2 | 2023 | 22 |  |  |  | 50.4554 | 1
| LCA | Big Creek/Ventura | 12 | Average Weekday | SCE | 1-in-2 | 2023 | 23 |  |  |  | 49.5695 | 1
| LCA | Big Creek/Ventura | 12 | Average Weekday | SCE | 1-in-2 | 2023 | 24 |  |  |  | 48.7673 | 1
| LCA | Big Creek/Ventura | 12 | Monthly System Peak Day | SCE | 1-in-2 | 2023 | 1 |  |  |  | 41.5686 | 1
| LCA | Big Creek/Ventura | 12 | Monthly System Peak Day | SCE | 1-in-2 | 2023 | 2 |  |  |  | 40.4686 | 1
| LCA | Big Creek/Ventura | 12 | Monthly System Peak Day | SCE | 1-in-2 | 2023 | 3 |  |  |  | 39.6105 | 1
| LCA | Big Creek/Ventura | 12 | Monthly System Peak Day | SCE | 1-in-2 | 2023 | 4 |  |  |  | 38.6324 | 1
| LCA | Big Creek/Ventura | 12 | Monthly System Peak Day | SCE | 1-in-2 | 2023 | 5 |  |  |  | 38.0786 | 1
| LCA | Big Creek/Ventura | 12 | Monthly System Peak Day | SCE | 1-in-2 | 2023 | 6 |  |  |  | 37.5305 | 1
| LCA | Big Creek/Ventura | 12 | Monthly System Peak Day | SCE | 1-in-2 | 2023 | 7 |  |  |  | 37.1495 | 1
| LCA | Big Creek/Ventura | 12 | Monthly System Peak Day | SCE | 1-in-2 | 2023 | 8 |  |  |  | 37.141 | 1
| LCA | Big Creek/Ventura | 12 | Monthly System Peak Day | SCE | 1-in-2 | 2023 | 9 |  |  |  | 37.4405 | 1
| LCA | Big Creek/Ventura | 12 | Monthly System Peak Day | SCE | 1-in-2 | 2023 | 10 |  |  |  | 40.6867 | 1
| LCA | Big Creek/Ventura | 12 | Monthly System Peak Day | SCE | 1-in-2 | 2023 | 11 |  |  |  | 45.259 | 1
| LCA | Big Creek/Ventura | 12 | Monthly System Peak Day | SCE | 1-in-2 | 2023 | 12 |  |  |  | 48.8629 | 1
| LCA | Big Creek/Ventura | 12 | Monthly System Peak Day | SCE | 1-in-2 | 2023 | 13 |  |  |  | 50.551 | 1
| LCA | Big Creek/Ventura | 12 | Monthly System Peak Day | SCE | 1-in-2 | 2023 | 14 |  |  |  | 51.9633 | 1
| LCA | Big Creek/Ventura | 12 | Monthly System Peak Day | SCE | 1-in-2 | 2023 | 15 |  |  |  | 52.9886 | 1
| LCA | Big Creek/Ventura | 12 | Monthly System Peak Day | SCE | 1-in-2 | 2023 | 16 |  |  |  | 53.4748 | 1
| LCA | Big Creek/Ventura | 12 | Monthly System Peak Day | SCE | 1-in-2 | 2023 | 17 |  |  |  | 53.1986 | 1
| LCA | Big Creek/Ventura | 12 | Monthly System Peak Day | SCE | 1-in-2 | 2023 | 18 |  |  |  | 51.6167 | 1
| LCA | Big Creek/Ventura | 12 | Monthly System Peak Day | SCE | 1-in-2 | 2023 | 19 |  |  |  | 49.0557 | 1
| LCA | Big Creek/Ventura | 12 | Monthly System Peak Day | SCE | 1-in-2 | 2023 | 20 |  |  |  | 46.3252 | 1
| LCA | Big Creek/Ventura | 12 | Monthly System Peak Day | SCE | 1-in-2 | 2023 | 21 |  |  |  | 44.9024 | 1
| LCA | Big Creek/Ventura | 12 | Monthly System Peak Day | SCE | 1-in-2 | 2023 | 22 |  |  |  | 43.6133 | 1
| LCA | Big Creek/Ventura | 12 | Monthly System Peak Day | SCE | 1-in-2 | 2023 | 23 |  |  |  | 42.4038 | 1
| LCA | Big Creek/Ventura | 12 | Monthly System Peak Day | SCE | 1-in-2 | 2023 | 24 |  |  |  | 41.019 | 1
| LCA | Big Creek/Ventura | 1 | Average Weekday | SCE | 1-in-2 | 2024 | 1 |  |  |  | 49.1969 | 1
| LCA | Big Creek/Ventura | 1 | Average Weekday | SCE | 1-in-2 | 2024 | 2 |  |  |  | 48.2757 | 1
| LCA | Big Creek/Ventura | 1 | Average Weekday | SCE | 1-in-2 | 2024 | 3 |  |  |  | 47.5076 | 1
| LCA | Big Creek/Ventura | 1 | Average Weekday | SCE | 1-in-2 | 2024 | 4 |  |  |  | 46.8141 | 1
| LCA | Big Creek/Ventura | 1 | Average Weekday | SCE | 1-in-2 | 2024 | 5 |  |  |  | 46.1101 | 1
| LCA | Big Creek/Ventura | 1 | Average Weekday | SCE | 1-in-2 | 2024 | 6 |  |  |  | 45.3732 | 1
| LCA | Big Creek/Ventura | 1 | Average Weekday | SCE | 1-in-2 | 2024 | 7 |  |  |  | 44.7871 | 1
| LCA | Big Creek/Ventura | 1 | Average Weekday | SCE | 1-in-2 | 2024 | 8 |  |  |  | 44.7504 | 1
| LCA | Big Creek/Ventura | 1 | Average Weekday | SCE | 1-in-2 | 2024 | 9 |  |  |  | 45.2981 | 1
| LCA | Big Creek/Ventura | 1 | Average Weekday | SCE | 1-in-2 | 2024 | 10 |  |  |  | 49.3299 | 1
| LCA | Big Creek/Ventura | 1 | Average Weekday | SCE | 1-in-2 | 2024 | 11 |  |  |  | 54.2413 | 1
| LCA | Big Creek/Ventura | 1 | Average Weekday | SCE | 1-in-2 | 2024 | 12 |  |  |  | 58.3319 | 1
| LCA | Big Creek/Ventura | 1 | Average Weekday | SCE | 1-in-2 | 2024 | 13 |  |  |  | 61.3009 | 1
| LCA | Big Creek/Ventura | 1 | Average Weekday | SCE | 1-in-2 | 2024 | 14 |  |  |  | 63.1875 | 1
| LCA | Big Creek/Ventura | 1 | Average Weekday | SCE | 1-in-2 | 2024 | 15 |  |  |  | 64.3795 | 1
| LCA | Big Creek/Ventura | 1 | Average Weekday | SCE | 1-in-2 | 2024 | 16 |  |  |  | 64.8751 | 1
| LCA | Big Creek/Ventura | 1 | Average Weekday | SCE | 1-in-2 | 2024 | 17 |  |  |  | 64.3426 | 1
| LCA | Big Creek/Ventura | 1 | Average Weekday | SCE | 1-in-2 | 2024 | 18 |  |  |  | 62.5618 | 1
| LCA | Big Creek/Ventura | 1 | Average Weekday | SCE | 1-in-2 | 2024 | 19 |  |  |  | 59.5326 | 1
| LCA | Big Creek/Ventura | 1 | Average Weekday | SCE | 1-in-2 | 2024 | 20 |  |  |  | 56.9613 | 1
| LCA | Big Creek/Ventura | 1 | Average Weekday | SCE | 1-in-2 | 2024 | 21 |  |  |  | 54.9257 | 1
| LCA | Big Creek/Ventura | 1 | Average Weekday | SCE | 1-in-2 | 2024 | 22 |  |  |  | 53.2111 | 1
| LCA | Big Creek/Ventura | 1 | Average Weekday | SCE | 1-in-2 | 2024 | 23 |  |  |  | 51.841 | 1
| LCA | Big Creek/Ventura | 1 | Average Weekday | SCE | 1-in-2 | 2024 | 24 |  |  |  | 50.8538 | 1
| LCA | Big Creek/Ventura | 1 | Monthly System Peak Day | SCE | 1-in-2 | 2024 | 1 |  |  |  | 43.1152 | 1
| LCA | Big Creek/Ventura | 1 | Monthly System Peak Day | SCE | 1-in-2 | 2024 | 2 |  |  |  | 42.75 | 1
| LCA | Big Creek/Ventura | 1 | Monthly System Peak Day | SCE | 1-in-2 | 2024 | 3 |  |  |  | 41.8114 | 1
| LCA | Big Creek/Ventura | 1 | Monthly System Peak Day | SCE | 1-in-2 | 2024 | 4 |  |  |  | 40.7267 | 1
| LCA | Big Creek/Ventura | 1 | Monthly System Peak Day | SCE | 1-in-2 | 2024 | 5 |  |  |  | 39.2443 | 1
| LCA | Big Creek/Ventura | 1 | Monthly System Peak Day | SCE | 1-in-2 | 2024 | 6 |  |  |  | 38.76 | 1
| LCA | Big Creek/Ventura | 1 | Monthly System Peak Day | SCE | 1-in-2 | 2024 | 7 |  |  |  | 38.649 | 1
| LCA | Big Creek/Ventura | 1 | Monthly System Peak Day | SCE | 1-in-2 | 2024 | 8 |  |  |  | 38.91 | 1
| LCA | Big Creek/Ventura | 1 | Monthly System Peak Day | SCE | 1-in-2 | 2024 | 9 |  |  |  | 39.621 | 1
| LCA | Big Creek/Ventura | 1 | Monthly System Peak Day | SCE | 1-in-2 | 2024 | 10 |  |  |  | 42.7724 | 1
| LCA | Big Creek/Ventura | 1 | Monthly System Peak Day | SCE | 1-in-2 | 2024 | 11 |  |  |  | 45.9386 | 1
| LCA | Big Creek/Ventura | 1 | Monthly System Peak Day | SCE | 1-in-2 | 2024 | 12 |  |  |  | 48.2324 | 1
| LCA | Big Creek/Ventura | 1 | Monthly System Peak Day | SCE | 1-in-2 | 2024 | 13 |  |  |  | 49.9552 | 1
| LCA | Big Creek/Ventura | 1 | Monthly System Peak Day | SCE | 1-in-2 | 2024 | 14 |  |  |  | 51.1795 | 1
| LCA | Big Creek/Ventura | 1 | Monthly System Peak Day | SCE | 1-in-2 | 2024 | 15 |  |  |  | 51.9338 | 1
| LCA | Big Creek/Ventura | 1 | Monthly System Peak Day | SCE | 1-in-2 | 2024 | 16 |  |  |  | 52.5329 | 1
| LCA | Big Creek/Ventura | 1 | Monthly System Peak Day | SCE | 1-in-2 | 2024 | 17 |  |  |  | 52.7424 | 1
| LCA | Big Creek/Ventura | 1 | Monthly System Peak Day | SCE | 1-in-2 | 2024 | 18 |  |  |  | 51.91 | 1
| LCA | Big Creek/Ventura | 1 | Monthly System Peak Day | SCE | 1-in-2 | 2024 | 19 |  |  |  | 49.6876 | 1
| LCA | Big Creek/Ventura | 1 | Monthly System Peak Day | SCE | 1-in-2 | 2024 | 20 |  |  |  | 48.3543 | 1
| LCA | Big Creek/Ventura | 1 | Monthly System Peak Day | SCE | 1-in-2 | 2024 | 21 |  |  |  | 46.7295 | 1
| LCA | Big Creek/Ventura | 1 | Monthly System Peak Day | SCE | 1-in-2 | 2024 | 22 |  |  |  | 45.329 | 1
| LCA | Big Creek/Ventura | 1 | Monthly System Peak Day | SCE | 1-in-2 | 2024 | 23 |  |  |  | 43.6052 | 1
| LCA | Big Creek/Ventura | 1 | Monthly System Peak Day | SCE | 1-in-2 | 2024 | 24 |  |  |  | 42.4095 | 1
| LCA | Big Creek/Ventura | 2 | Average Weekday | SCE | 1-in-2 | 2024 | 1 |  |  |  | 49.2053 | 1
| LCA | Big Creek/Ventura | 2 | Average Weekday | SCE | 1-in-2 | 2024 | 2 |  |  |  | 48.2407 | 1
| LCA | Big Creek/Ventura | 2 | Average Weekday | SCE | 1-in-2 | 2024 | 3 |  |  |  | 47.2688 | 1
| LCA | Big Creek/Ventura | 2 | Average Weekday | SCE | 1-in-2 | 2024 | 4 |  |  |  | 46.3972 | 1
| LCA | Big Creek/Ventura | 2 | Average Weekday | SCE | 1-in-2 | 2024 | 5 |  |  |  | 45.7571 | 1
| LCA | Big Creek/Ventura | 2 | Average Weekday | SCE | 1-in-2 | 2024 | 6 |  |  |  | 45.0032 | 1
| LCA | Big Creek/Ventura | 2 | Average Weekday | SCE | 1-in-2 | 2024 | 7 |  |  |  | 44.6126 | 1
| LCA | Big Creek/Ventura | 2 | Average Weekday | SCE | 1-in-2 | 2024 | 8 |  |  |  | 44.4062 | 1
| LCA | Big Creek/Ventura | 2 | Average Weekday | SCE | 1-in-2 | 2024 | 9 |  |  |  | 45.7423 | 1
| LCA | Big Creek/Ventura | 2 | Average Weekday | SCE | 1-in-2 | 2024 | 10 |  |  |  | 49.8466 | 1
| LCA | Big Creek/Ventura | 2 | Average Weekday | SCE | 1-in-2 | 2024 | 11 |  |  |  | 54.3638 | 1
| LCA | Big Creek/Ventura | 2 | Average Weekday | SCE | 1-in-2 | 2024 | 12 |  |  |  | 58.0203 | 1
| LCA | Big Creek/Ventura | 2 | Average Weekday | SCE | 1-in-2 | 2024 | 13 |  |  |  | 60.717 | 1
| LCA | Big Creek/Ventura | 2 | Average Weekday | SCE | 1-in-2 | 2024 | 14 |  |  |  | 62.4777 | 1
| LCA | Big Creek/Ventura | 2 | Average Weekday | SCE | 1-in-2 | 2024 | 15 |  |  |  | 63.5056 | 1
| LCA | Big Creek/Ventura | 2 | Average Weekday | SCE | 1-in-2 | 2024 | 16 |  |  |  | 64.0437 | 1
| LCA | Big Creek/Ventura | 2 | Average Weekday | SCE | 1-in-2 | 2024 | 17 |  |  |  | 63.7273 | 1
| LCA | Big Creek/Ventura | 2 | Average Weekday | SCE | 1-in-2 | 2024 | 18 |  |  |  | 62.4272 | 1
| LCA | Big Creek/Ventura | 2 | Average Weekday | SCE | 1-in-2 | 2024 | 19 |  |  |  | 59.6754 | 1
| LCA | Big Creek/Ventura | 2 | Average Weekday | SCE | 1-in-2 | 2024 | 20 |  |  |  | 56.7044 | 1
| LCA | Big Creek/Ventura | 2 | Average Weekday | SCE | 1-in-2 | 2024 | 21 |  |  |  | 54.5686 | 1
| LCA | Big Creek/Ventura | 2 | Average Weekday | SCE | 1-in-2 | 2024 | 22 |  |  |  | 52.9939 | 1
| LCA | Big Creek/Ventura | 2 | Average Weekday | SCE | 1-in-2 | 2024 | 23 |  |  |  | 51.6964 | 1
| LCA | Big Creek/Ventura | 2 | Average Weekday | SCE | 1-in-2 | 2024 | 24 |  |  |  | 50.7309 | 1
| LCA | Big Creek/Ventura | 2 | Monthly System Peak Day | SCE | 1-in-2 | 2024 | 1 |  |  |  | 40.4005 | 1
| LCA | Big Creek/Ventura | 2 | Monthly System Peak Day | SCE | 1-in-2 | 2024 | 2 |  |  |  | 39.7419 | 1
| LCA | Big Creek/Ventura | 2 | Monthly System Peak Day | SCE | 1-in-2 | 2024 | 3 |  |  |  | 38.8505 | 1
| LCA | Big Creek/Ventura | 2 | Monthly System Peak Day | SCE | 1-in-2 | 2024 | 4 |  |  |  | 37.9643 | 1
| LCA | Big Creek/Ventura | 2 | Monthly System Peak Day | SCE | 1-in-2 | 2024 | 5 |  |  |  | 37.3381 | 1
| LCA | Big Creek/Ventura | 2 | Monthly System Peak Day | SCE | 1-in-2 | 2024 | 6 |  |  |  | 37.171 | 1
| LCA | Big Creek/Ventura | 2 | Monthly System Peak Day | SCE | 1-in-2 | 2024 | 7 |  |  |  | 37.5448 | 1
| LCA | Big Creek/Ventura | 2 | Monthly System Peak Day | SCE | 1-in-2 | 2024 | 8 |  |  |  | 38.9748 | 1
| LCA | Big Creek/Ventura | 2 | Monthly System Peak Day | SCE | 1-in-2 | 2024 | 9 |  |  |  | 40.9176 | 1
| LCA | Big Creek/Ventura | 2 | Monthly System Peak Day | SCE | 1-in-2 | 2024 | 10 |  |  |  | 43.481 | 1
| LCA | Big Creek/Ventura | 2 | Monthly System Peak Day | SCE | 1-in-2 | 2024 | 11 |  |  |  | 46.531 | 1
| LCA | Big Creek/Ventura | 2 | Monthly System Peak Day | SCE | 1-in-2 | 2024 | 12 |  |  |  | 48.9738 | 1
| LCA | Big Creek/Ventura | 2 | Monthly System Peak Day | SCE | 1-in-2 | 2024 | 13 |  |  |  | 51.3448 | 1
| LCA | Big Creek/Ventura | 2 | Monthly System Peak Day | SCE | 1-in-2 | 2024 | 14 |  |  |  | 53.14 | 1
| LCA | Big Creek/Ventura | 2 | Monthly System Peak Day | SCE | 1-in-2 | 2024 | 15 |  |  |  | 54.4452 | 1
| LCA | Big Creek/Ventura | 2 | Monthly System Peak Day | SCE | 1-in-2 | 2024 | 16 |  |  |  | 55.2262 | 1
| LCA | Big Creek/Ventura | 2 | Monthly System Peak Day | SCE | 1-in-2 | 2024 | 17 |  |  |  | 55.1676 | 1
| LCA | Big Creek/Ventura | 2 | Monthly System Peak Day | SCE | 1-in-2 | 2024 | 18 |  |  |  | 53.7229 | 1
| LCA | Big Creek/Ventura | 2 | Monthly System Peak Day | SCE | 1-in-2 | 2024 | 19 |  |  |  | 50.9062 | 1
| LCA | Big Creek/Ventura | 2 | Monthly System Peak Day | SCE | 1-in-2 | 2024 | 20 |  |  |  | 48.6162 | 1
| LCA | Big Creek/Ventura | 2 | Monthly System Peak Day | SCE | 1-in-2 | 2024 | 21 |  |  |  | 47.2352 | 1
| LCA | Big Creek/Ventura | 2 | Monthly System Peak Day | SCE | 1-in-2 | 2024 | 22 |  |  |  | 46.1538 | 1
| LCA | Big Creek/Ventura | 2 | Monthly System Peak Day | SCE | 1-in-2 | 2024 | 23 |  |  |  | 45.2914 | 1
| LCA | Big Creek/Ventura | 2 | Monthly System Peak Day | SCE | 1-in-2 | 2024 | 24 |  |  |  | 44.1919 | 1
| LCA | Big Creek/Ventura | 3 | Average Weekday | SCE | 1-in-2 | 2024 | 1 |  |  |  | 53.0931 | 1
| LCA | Big Creek/Ventura | 3 | Average Weekday | SCE | 1-in-2 | 2024 | 2 |  |  |  | 52.1518 | 1
| LCA | Big Creek/Ventura | 3 | Average Weekday | SCE | 1-in-2 | 2024 | 3 |  |  |  | 51.4361 | 1
| LCA | Big Creek/Ventura | 3 | Average Weekday | SCE | 1-in-2 | 2024 | 4 |  |  |  | 50.6088 | 1
| LCA | Big Creek/Ventura | 3 | Average Weekday | SCE | 1-in-2 | 2024 | 5 |  |  |  | 49.8264 | 1
| LCA | Big Creek/Ventura | 3 | Average Weekday | SCE | 1-in-2 | 2024 | 6 |  |  |  | 49.1144 | 1
| LCA | Big Creek/Ventura | 3 | Average Weekday | SCE | 1-in-2 | 2024 | 7 |  |  |  | 48.7286 | 1
| LCA | Big Creek/Ventura | 3 | Average Weekday | SCE | 1-in-2 | 2024 | 8 |  |  |  | 48.556 | 1
| LCA | Big Creek/Ventura | 3 | Average Weekday | SCE | 1-in-2 | 2024 | 9 |  |  |  | 49.6354 | 1
| LCA | Big Creek/Ventura | 3 | Average Weekday | SCE | 1-in-2 | 2024 | 10 |  |  |  | 52.7959 | 1
| LCA | Big Creek/Ventura | 3 | Average Weekday | SCE | 1-in-2 | 2024 | 11 |  |  |  | 56.5618 | 1
| LCA | Big Creek/Ventura | 3 | Average Weekday | SCE | 1-in-2 | 2024 | 12 |  |  |  | 59.7162 | 1
| LCA | Big Creek/Ventura | 3 | Average Weekday | SCE | 1-in-2 | 2024 | 13 |  |  |  | 62.131 | 1
| LCA | Big Creek/Ventura | 3 | Average Weekday | SCE | 1-in-2 | 2024 | 14 |  |  |  | 64.0488 | 1
| LCA | Big Creek/Ventura | 3 | Average Weekday | SCE | 1-in-2 | 2024 | 15 |  |  |  | 65.2261 | 1
| LCA | Big Creek/Ventura | 3 | Average Weekday | SCE | 1-in-2 | 2024 | 16 |  |  |  | 65.8385 | 1
| LCA | Big Creek/Ventura | 3 | Average Weekday | SCE | 1-in-2 | 2024 | 17 |  |  |  | 65.8408 | 1
| LCA | Big Creek/Ventura | 3 | Average Weekday | SCE | 1-in-2 | 2024 | 18 |  |  |  | 64.9116 | 1
| LCA | Big Creek/Ventura | 3 | Average Weekday | SCE | 1-in-2 | 2024 | 19 |  |  |  | 63.2278 | 1
| LCA | Big Creek/Ventura | 3 | Average Weekday | SCE | 1-in-2 | 2024 | 20 |  |  |  | 60.8901 | 1
| LCA | Big Creek/Ventura | 3 | Average Weekday | SCE | 1-in-2 | 2024 | 21 |  |  |  | 58.5405 | 1
| LCA | Big Creek/Ventura | 3 | Average Weekday | SCE | 1-in-2 | 2024 | 22 |  |  |  | 56.9835 | 1
| LCA | Big Creek/Ventura | 3 | Average Weekday | SCE | 1-in-2 | 2024 | 23 |  |  |  | 55.836 | 1
| LCA | Big Creek/Ventura | 3 | Average Weekday | SCE | 1-in-2 | 2024 | 24 |  |  |  | 54.7761 | 1
| LCA | Big Creek/Ventura | 3 | Monthly System Peak Day | SCE | 1-in-2 | 2024 | 1 |  |  |  | 52.1348 | 1
| LCA | Big Creek/Ventura | 3 | Monthly System Peak Day | SCE | 1-in-2 | 2024 | 2 |  |  |  | 51.1195 | 1
| LCA | Big Creek/Ventura | 3 | Monthly System Peak Day | SCE | 1-in-2 | 2024 | 3 |  |  |  | 49.7057 | 1
| LCA | Big Creek/Ventura | 3 | Monthly System Peak Day | SCE | 1-in-2 | 2024 | 4 |  |  |  | 49.4448 | 1
| LCA | Big Creek/Ventura | 3 | Monthly System Peak Day | SCE | 1-in-2 | 2024 | 5 |  |  |  | 48.8652 | 1
| LCA | Big Creek/Ventura | 3 | Monthly System Peak Day | SCE | 1-in-2 | 2024 | 6 |  |  |  | 47.5152 | 1
| LCA | Big Creek/Ventura | 3 | Monthly System Peak Day | SCE | 1-in-2 | 2024 | 7 |  |  |  | 47.2652 | 1
| LCA | Big Creek/Ventura | 3 | Monthly System Peak Day | SCE | 1-in-2 | 2024 | 8 |  |  |  | 46.5395 | 1
| LCA | Big Creek/Ventura | 3 | Monthly System Peak Day | SCE | 1-in-2 | 2024 | 9 |  |  |  | 46.9857 | 1
| LCA | Big Creek/Ventura | 3 | Monthly System Peak Day | SCE | 1-in-2 | 2024 | 10 |  |  |  | 50.7852 | 1
| LCA | Big Creek/Ventura | 3 | Monthly System Peak Day | SCE | 1-in-2 | 2024 | 11 |  |  |  | 55.9019 | 1
| LCA | Big Creek/Ventura | 3 | Monthly System Peak Day | SCE | 1-in-2 | 2024 | 12 |  |  |  | 60.2786 | 1
| LCA | Big Creek/Ventura | 3 | Monthly System Peak Day | SCE | 1-in-2 | 2024 | 13 |  |  |  | 63.6662 | 1
| LCA | Big Creek/Ventura | 3 | Monthly System Peak Day | SCE | 1-in-2 | 2024 | 14 |  |  |  | 65.9067 | 1
| LCA | Big Creek/Ventura | 3 | Monthly System Peak Day | SCE | 1-in-2 | 2024 | 15 |  |  |  | 67.1209 | 1
| LCA | Big Creek/Ventura | 3 | Monthly System Peak Day | SCE | 1-in-2 | 2024 | 16 |  |  |  | 68.249 | 1
| LCA | Big Creek/Ventura | 3 | Monthly System Peak Day | SCE | 1-in-2 | 2024 | 17 |  |  |  | 68.78 | 1
| LCA | Big Creek/Ventura | 3 | Monthly System Peak Day | SCE | 1-in-2 | 2024 | 18 |  |  |  | 68.3967 | 1
| LCA | Big Creek/Ventura | 3 | Monthly System Peak Day | SCE | 1-in-2 | 2024 | 19 |  |  |  | 67.0748 | 1
| LCA | Big Creek/Ventura | 3 | Monthly System Peak Day | SCE | 1-in-2 | 2024 | 20 |  |  |  | 64.8043 | 1
| LCA | Big Creek/Ventura | 3 | Monthly System Peak Day | SCE | 1-in-2 | 2024 | 21 |  |  |  | 61.4724 | 1
| LCA | Big Creek/Ventura | 3 | Monthly System Peak Day | SCE | 1-in-2 | 2024 | 22 |  |  |  | 59.0271 | 1
| LCA | Big Creek/Ventura | 3 | Monthly System Peak Day | SCE | 1-in-2 | 2024 | 23 |  |  |  | 57.2024 | 1
| LCA | Big Creek/Ventura | 3 | Monthly System Peak Day | SCE | 1-in-2 | 2024 | 24 |  |  |  | 56.16 | 1
| LCA | Big Creek/Ventura | 4 | Average Weekday | SCE | 1-in-2 | 2024 | 1 |  |  |  | 55.7977 | 1
| LCA | Big Creek/Ventura | 4 | Average Weekday | SCE | 1-in-2 | 2024 | 2 |  |  |  | 54.7457 | 1
| LCA | Big Creek/Ventura | 4 | Average Weekday | SCE | 1-in-2 | 2024 | 3 |  |  |  | 53.7439 | 1
| LCA | Big Creek/Ventura | 4 | Average Weekday | SCE | 1-in-2 | 2024 | 4 |  |  |  | 52.8991 | 1
| LCA | Big Creek/Ventura | 4 | Average Weekday | SCE | 1-in-2 | 2024 | 5 |  |  |  | 51.9919 | 1
| LCA | Big Creek/Ventura | 4 | Average Weekday | SCE | 1-in-2 | 2024 | 6 |  |  |  | 51.2931 | 1
| LCA | Big Creek/Ventura | 4 | Average Weekday | SCE | 1-in-2 | 2024 | 7 |  |  |  | 50.696 | 1
| LCA | Big Creek/Ventura | 4 | Average Weekday | SCE | 1-in-2 | 2024 | 8 |  |  |  | 50.4624 | 1
| LCA | Big Creek/Ventura | 4 | Average Weekday | SCE | 1-in-2 | 2024 | 9 |  |  |  | 52.1757 | 1
| LCA | Big Creek/Ventura | 4 | Average Weekday | SCE | 1-in-2 | 2024 | 10 |  |  |  | 55.7532 | 1
| LCA | Big Creek/Ventura | 4 | Average Weekday | SCE | 1-in-2 | 2024 | 11 |  |  |  | 59.4615 | 1
| LCA | Big Creek/Ventura | 4 | Average Weekday | SCE | 1-in-2 | 2024 | 12 |  |  |  | 62.6796 | 1
| LCA | Big Creek/Ventura | 4 | Average Weekday | SCE | 1-in-2 | 2024 | 13 |  |  |  | 65.204 | 1
| LCA | Big Creek/Ventura | 4 | Average Weekday | SCE | 1-in-2 | 2024 | 14 |  |  |  | 67.214 | 1
| LCA | Big Creek/Ventura | 4 | Average Weekday | SCE | 1-in-2 | 2024 | 15 |  |  |  | 68.4754 | 1
| LCA | Big Creek/Ventura | 4 | Average Weekday | SCE | 1-in-2 | 2024 | 16 |  |  |  | 69.0086 | 1
| LCA | Big Creek/Ventura | 4 | Average Weekday | SCE | 1-in-2 | 2024 | 17 |  |  |  | 68.995 | 1
| LCA | Big Creek/Ventura | 4 | Average Weekday | SCE | 1-in-2 | 2024 | 18 |  |  |  | 68.1884 | 1
| LCA | Big Creek/Ventura | 4 | Average Weekday | SCE | 1-in-2 | 2024 | 19 |  |  |  | 66.6823 | 1
| LCA | Big Creek/Ventura | 4 | Average Weekday | SCE | 1-in-2 | 2024 | 20 |  |  |  | 64.4104 | 1
| LCA | Big Creek/Ventura | 4 | Average Weekday | SCE | 1-in-2 | 2024 | 21 |  |  |  | 61.4054 | 1
| LCA | Big Creek/Ventura | 4 | Average Weekday | SCE | 1-in-2 | 2024 | 22 |  |  |  | 59.3045 | 1
| LCA | Big Creek/Ventura | 4 | Average Weekday | SCE | 1-in-2 | 2024 | 23 |  |  |  | 57.9252 | 1
| LCA | Big Creek/Ventura | 4 | Average Weekday | SCE | 1-in-2 | 2024 | 24 |  |  |  | 56.7051 | 1
| LCA | Big Creek/Ventura | 4 | Monthly System Peak Day | SCE | 1-in-2 | 2024 | 1 |  |  |  | 64.1605 | 1
| LCA | Big Creek/Ventura | 4 | Monthly System Peak Day | SCE | 1-in-2 | 2024 | 2 |  |  |  | 62.6005 | 1
| LCA | Big Creek/Ventura | 4 | Monthly System Peak Day | SCE | 1-in-2 | 2024 | 3 |  |  |  | 60.9767 | 1
| LCA | Big Creek/Ventura | 4 | Monthly System Peak Day | SCE | 1-in-2 | 2024 | 4 |  |  |  | 59.5152 | 1
| LCA | Big Creek/Ventura | 4 | Monthly System Peak Day | SCE | 1-in-2 | 2024 | 5 |  |  |  | 58.6233 | 1
| LCA | Big Creek/Ventura | 4 | Monthly System Peak Day | SCE | 1-in-2 | 2024 | 6 |  |  |  | 57.4505 | 1
| LCA | Big Creek/Ventura | 4 | Monthly System Peak Day | SCE | 1-in-2 | 2024 | 7 |  |  |  | 55.9357 | 1
| LCA | Big Creek/Ventura | 4 | Monthly System Peak Day | SCE | 1-in-2 | 2024 | 8 |  |  |  | 54.9186 | 1
| LCA | Big Creek/Ventura | 4 | Monthly System Peak Day | SCE | 1-in-2 | 2024 | 9 |  |  |  | 56.7148 | 1
| LCA | Big Creek/Ventura | 4 | Monthly System Peak Day | SCE | 1-in-2 | 2024 | 10 |  |  |  | 62.02 | 1
| LCA | Big Creek/Ventura | 4 | Monthly System Peak Day | SCE | 1-in-2 | 2024 | 11 |  |  |  | 68.0505 | 1
| LCA | Big Creek/Ventura | 4 | Monthly System Peak Day | SCE | 1-in-2 | 2024 | 12 |  |  |  | 73.0229 | 1
| LCA | Big Creek/Ventura | 4 | Monthly System Peak Day | SCE | 1-in-2 | 2024 | 13 |  |  |  | 77.369 | 1
| LCA | Big Creek/Ventura | 4 | Monthly System Peak Day | SCE | 1-in-2 | 2024 | 14 |  |  |  | 80.7048 | 1
| LCA | Big Creek/Ventura | 4 | Monthly System Peak Day | SCE | 1-in-2 | 2024 | 15 |  |  |  | 82.5714 | 1
| LCA | Big Creek/Ventura | 4 | Monthly System Peak Day | SCE | 1-in-2 | 2024 | 16 |  |  |  | 83.4857 | 1
| LCA | Big Creek/Ventura | 4 | Monthly System Peak Day | SCE | 1-in-2 | 2024 | 17 |  |  |  | 83.8905 | 1
| LCA | Big Creek/Ventura | 4 | Monthly System Peak Day | SCE | 1-in-2 | 2024 | 18 |  |  |  | 83.3762 | 1
| LCA | Big Creek/Ventura | 4 | Monthly System Peak Day | SCE | 1-in-2 | 2024 | 19 |  |  |  | 81.5748 | 1
| LCA | Big Creek/Ventura | 4 | Monthly System Peak Day | SCE | 1-in-2 | 2024 | 20 |  |  |  | 78.3414 | 1
| LCA | Big Creek/Ventura | 4 | Monthly System Peak Day | SCE | 1-in-2 | 2024 | 21 |  |  |  | 73.3995 | 1
| LCA | Big Creek/Ventura | 4 | Monthly System Peak Day | SCE | 1-in-2 | 2024 | 22 |  |  |  | 69.8876 | 1
| LCA | Big Creek/Ventura | 4 | Monthly System Peak Day | SCE | 1-in-2 | 2024 | 23 |  |  |  | 67.2867 | 1
| LCA | Big Creek/Ventura | 4 | Monthly System Peak Day | SCE | 1-in-2 | 2024 | 24 |  |  |  | 65.421 | 1
| LCA | Big Creek/Ventura | 5 | Average Weekday | SCE | 1-in-2 | 2024 | 1 |  |  |  | 59.9923 | 1
| LCA | Big Creek/Ventura | 5 | Average Weekday | SCE | 1-in-2 | 2024 | 2 |  |  |  | 58.9604 | 1
| LCA | Big Creek/Ventura | 5 | Average Weekday | SCE | 1-in-2 | 2024 | 3 |  |  |  | 58.0285 | 1
| LCA | Big Creek/Ventura | 5 | Average Weekday | SCE | 1-in-2 | 2024 | 4 |  |  |  | 57.1772 | 1
| LCA | Big Creek/Ventura | 5 | Average Weekday | SCE | 1-in-2 | 2024 | 5 |  |  |  | 56.5246 | 1
| LCA | Big Creek/Ventura | 5 | Average Weekday | SCE | 1-in-2 | 2024 | 6 |  |  |  | 55.8549 | 1
| LCA | Big Creek/Ventura | 5 | Average Weekday | SCE | 1-in-2 | 2024 | 7 |  |  |  | 55.2307 | 1
| LCA | Big Creek/Ventura | 5 | Average Weekday | SCE | 1-in-2 | 2024 | 8 |  |  |  | 55.5515 | 1
| LCA | Big Creek/Ventura | 5 | Average Weekday | SCE | 1-in-2 | 2024 | 9 |  |  |  | 58.2705 | 1
| LCA | Big Creek/Ventura | 5 | Average Weekday | SCE | 1-in-2 | 2024 | 10 |  |  |  | 61.5484 | 1
| LCA | Big Creek/Ventura | 5 | Average Weekday | SCE | 1-in-2 | 2024 | 11 |  |  |  | 64.8911 | 1
| LCA | Big Creek/Ventura | 5 | Average Weekday | SCE | 1-in-2 | 2024 | 12 |  |  |  | 67.8559 | 1
| LCA | Big Creek/Ventura | 5 | Average Weekday | SCE | 1-in-2 | 2024 | 13 |  |  |  | 70.274 | 1
| LCA | Big Creek/Ventura | 5 | Average Weekday | SCE | 1-in-2 | 2024 | 14 |  |  |  | 72.0602 | 1
| LCA | Big Creek/Ventura | 5 | Average Weekday | SCE | 1-in-2 | 2024 | 15 |  |  |  | 73.1902 | 1
| LCA | Big Creek/Ventura | 5 | Average Weekday | SCE | 1-in-2 | 2024 | 16 |  |  |  | 73.6664 | 1
| LCA | Big Creek/Ventura | 5 | Average Weekday | SCE | 1-in-2 | 2024 | 17 |  |  |  | 73.4822 | 1
| LCA | Big Creek/Ventura | 5 | Average Weekday | SCE | 1-in-2 | 2024 | 18 |  |  |  | 72.7404 | 1
| LCA | Big Creek/Ventura | 5 | Average Weekday | SCE | 1-in-2 | 2024 | 19 |  |  |  | 71.3964 | 1
| LCA | Big Creek/Ventura | 5 | Average Weekday | SCE | 1-in-2 | 2024 | 20 |  |  |  | 69.2439 | 1
| LCA | Big Creek/Ventura | 5 | Average Weekday | SCE | 1-in-2 | 2024 | 21 |  |  |  | 66.4425 | 1
| LCA | Big Creek/Ventura | 5 | Average Weekday | SCE | 1-in-2 | 2024 | 22 |  |  |  | 63.8796 | 1
| LCA | Big Creek/Ventura | 5 | Average Weekday | SCE | 1-in-2 | 2024 | 23 |  |  |  | 62.223 | 1
| LCA | Big Creek/Ventura | 5 | Average Weekday | SCE | 1-in-2 | 2024 | 24 |  |  |  | 60.8978 | 1
| LCA | Big Creek/Ventura | 5 | Monthly System Peak Day | SCE | 1-in-2 | 2024 | 1 |  |  |  | 66.7243 | 1
| LCA | Big Creek/Ventura | 5 | Monthly System Peak Day | SCE | 1-in-2 | 2024 | 2 |  |  |  | 65.2852 | 1
| LCA | Big Creek/Ventura | 5 | Monthly System Peak Day | SCE | 1-in-2 | 2024 | 3 |  |  |  | 64.0095 | 1
| LCA | Big Creek/Ventura | 5 | Monthly System Peak Day | SCE | 1-in-2 | 2024 | 4 |  |  |  | 62.2362 | 1
| LCA | Big Creek/Ventura | 5 | Monthly System Peak Day | SCE | 1-in-2 | 2024 | 5 |  |  |  | 60.7495 | 1
| LCA | Big Creek/Ventura | 5 | Monthly System Peak Day | SCE | 1-in-2 | 2024 | 6 |  |  |  | 59.761 | 1
| LCA | Big Creek/Ventura | 5 | Monthly System Peak Day | SCE | 1-in-2 | 2024 | 7 |  |  |  | 58.6738 | 1
| LCA | Big Creek/Ventura | 5 | Monthly System Peak Day | SCE | 1-in-2 | 2024 | 8 |  |  |  | 59.0181 | 1
| LCA | Big Creek/Ventura | 5 | Monthly System Peak Day | SCE | 1-in-2 | 2024 | 9 |  |  |  | 62.8176 | 1
| LCA | Big Creek/Ventura | 5 | Monthly System Peak Day | SCE | 1-in-2 | 2024 | 10 |  |  |  | 67.7938 | 1
| LCA | Big Creek/Ventura | 5 | Monthly System Peak Day | SCE | 1-in-2 | 2024 | 11 |  |  |  | 72.7814 | 1
| LCA | Big Creek/Ventura | 5 | Monthly System Peak Day | SCE | 1-in-2 | 2024 | 12 |  |  |  | 77.2243 | 1
| LCA | Big Creek/Ventura | 5 | Monthly System Peak Day | SCE | 1-in-2 | 2024 | 13 |  |  |  | 80.7552 | 1
| LCA | Big Creek/Ventura | 5 | Monthly System Peak Day | SCE | 1-in-2 | 2024 | 14 |  |  |  | 83.3238 | 1
| LCA | Big Creek/Ventura | 5 | Monthly System Peak Day | SCE | 1-in-2 | 2024 | 15 |  |  |  | 85.0205 | 1
| LCA | Big Creek/Ventura | 5 | Monthly System Peak Day | SCE | 1-in-2 | 2024 | 16 |  |  |  | 86.031 | 1
| LCA | Big Creek/Ventura | 5 | Monthly System Peak Day | SCE | 1-in-2 | 2024 | 17 |  |  |  | 85.3443 | 1
| LCA | Big Creek/Ventura | 5 | Monthly System Peak Day | SCE | 1-in-2 | 2024 | 18 |  |  |  | 83.8443 | 1
| LCA | Big Creek/Ventura | 5 | Monthly System Peak Day | SCE | 1-in-2 | 2024 | 19 |  |  |  | 81.5962 | 1
| LCA | Big Creek/Ventura | 5 | Monthly System Peak Day | SCE | 1-in-2 | 2024 | 20 |  |  |  | 78.9724 | 1
| LCA | Big Creek/Ventura | 5 | Monthly System Peak Day | SCE | 1-in-2 | 2024 | 21 |  |  |  | 74.9781 | 1
| LCA | Big Creek/Ventura | 5 | Monthly System Peak Day | SCE | 1-in-2 | 2024 | 22 |  |  |  | 71.9014 | 1
| LCA | Big Creek/Ventura | 5 | Monthly System Peak Day | SCE | 1-in-2 | 2024 | 23 |  |  |  | 70.5533 | 1
| LCA | Big Creek/Ventura | 5 | Monthly System Peak Day | SCE | 1-in-2 | 2024 | 24 |  |  |  | 69.5681 | 1
| LCA | Big Creek/Ventura | 6 | Average Weekday | SCE | 1-in-2 | 2024 | 1 |  |  |  | 64.4446 | 1
| LCA | Big Creek/Ventura | 6 | Average Weekday | SCE | 1-in-2 | 2024 | 2 |  |  |  | 63.2767 | 1
| LCA | Big Creek/Ventura | 6 | Average Weekday | SCE | 1-in-2 | 2024 | 3 |  |  |  | 62.2793 | 1
| LCA | Big Creek/Ventura | 6 | Average Weekday | SCE | 1-in-2 | 2024 | 4 |  |  |  | 61.464 | 1
| LCA | Big Creek/Ventura | 6 | Average Weekday | SCE | 1-in-2 | 2024 | 5 |  |  |  | 60.9021 | 1
| LCA | Big Creek/Ventura | 6 | Average Weekday | SCE | 1-in-2 | 2024 | 6 |  |  |  | 60.1695 | 1
| LCA | Big Creek/Ventura | 6 | Average Weekday | SCE | 1-in-2 | 2024 | 7 |  |  |  | 59.5618 | 1
| LCA | Big Creek/Ventura | 6 | Average Weekday | SCE | 1-in-2 | 2024 | 8 |  |  |  | 60.0648 | 1
| LCA | Big Creek/Ventura | 6 | Average Weekday | SCE | 1-in-2 | 2024 | 9 |  |  |  | 63.0612 | 1
| LCA | Big Creek/Ventura | 6 | Average Weekday | SCE | 1-in-2 | 2024 | 10 |  |  |  | 66.8253 | 1
| LCA | Big Creek/Ventura | 6 | Average Weekday | SCE | 1-in-2 | 2024 | 11 |  |  |  | 70.5864 | 1
| LCA | Big Creek/Ventura | 6 | Average Weekday | SCE | 1-in-2 | 2024 | 12 |  |  |  | 74.0185 | 1
| LCA | Big Creek/Ventura | 6 | Average Weekday | SCE | 1-in-2 | 2024 | 13 |  |  |  | 76.855 | 1
| LCA | Big Creek/Ventura | 6 | Average Weekday | SCE | 1-in-2 | 2024 | 14 |  |  |  | 79.0359 | 1
| LCA | Big Creek/Ventura | 6 | Average Weekday | SCE | 1-in-2 | 2024 | 15 |  |  |  | 80.4934 | 1
| LCA | Big Creek/Ventura | 6 | Average Weekday | SCE | 1-in-2 | 2024 | 16 |  |  |  | 81.064 | 1
| LCA | Big Creek/Ventura | 6 | Average Weekday | SCE | 1-in-2 | 2024 | 17 |  |  |  | 80.9841 | 1
| LCA | Big Creek/Ventura | 6 | Average Weekday | SCE | 1-in-2 | 2024 | 18 |  |  |  | 80.1426 | 1
| LCA | Big Creek/Ventura | 6 | Average Weekday | SCE | 1-in-2 | 2024 | 19 |  |  |  | 78.6553 | 1
| LCA | Big Creek/Ventura | 6 | Average Weekday | SCE | 1-in-2 | 2024 | 20 |  |  |  | 76.5709 | 1
| LCA | Big Creek/Ventura | 6 | Average Weekday | SCE | 1-in-2 | 2024 | 21 |  |  |  | 73.5264 | 1
| LCA | Big Creek/Ventura | 6 | Average Weekday | SCE | 1-in-2 | 2024 | 22 |  |  |  | 69.9663 | 1
| LCA | Big Creek/Ventura | 6 | Average Weekday | SCE | 1-in-2 | 2024 | 23 |  |  |  | 67.6652 | 1
| LCA | Big Creek/Ventura | 6 | Average Weekday | SCE | 1-in-2 | 2024 | 24 |  |  |  | 66.0613 | 1
| LCA | Big Creek/Ventura | 6 | Monthly System Peak Day | SCE | 1-in-2 | 2024 | 1 |  |  |  | 69.3795 | 1
| LCA | Big Creek/Ventura | 6 | Monthly System Peak Day | SCE | 1-in-2 | 2024 | 2 |  |  |  | 68.0986 | 1
| LCA | Big Creek/Ventura | 6 | Monthly System Peak Day | SCE | 1-in-2 | 2024 | 3 |  |  |  | 67.389 | 1
| LCA | Big Creek/Ventura | 6 | Monthly System Peak Day | SCE | 1-in-2 | 2024 | 4 |  |  |  | 66.4067 | 1
| LCA | Big Creek/Ventura | 6 | Monthly System Peak Day | SCE | 1-in-2 | 2024 | 5 |  |  |  | 65.8 | 1
| LCA | Big Creek/Ventura | 6 | Monthly System Peak Day | SCE | 1-in-2 | 2024 | 6 |  |  |  | 65.1929 | 1
| LCA | Big Creek/Ventura | 6 | Monthly System Peak Day | SCE | 1-in-2 | 2024 | 7 |  |  |  | 64.4767 | 1
| LCA | Big Creek/Ventura | 6 | Monthly System Peak Day | SCE | 1-in-2 | 2024 | 8 |  |  |  | 64.8881 | 1
| LCA | Big Creek/Ventura | 6 | Monthly System Peak Day | SCE | 1-in-2 | 2024 | 9 |  |  |  | 68.4833 | 1
| LCA | Big Creek/Ventura | 6 | Monthly System Peak Day | SCE | 1-in-2 | 2024 | 10 |  |  |  | 72.7905 | 1
| LCA | Big Creek/Ventura | 6 | Monthly System Peak Day | SCE | 1-in-2 | 2024 | 11 |  |  |  | 77.211 | 1
| LCA | Big Creek/Ventura | 6 | Monthly System Peak Day | SCE | 1-in-2 | 2024 | 12 |  |  |  | 80.7938 | 1
| LCA | Big Creek/Ventura | 6 | Monthly System Peak Day | SCE | 1-in-2 | 2024 | 13 |  |  |  | 82.7448 | 1
| LCA | Big Creek/Ventura | 6 | Monthly System Peak Day | SCE | 1-in-2 | 2024 | 14 |  |  |  | 84.38 | 1
| LCA | Big Creek/Ventura | 6 | Monthly System Peak Day | SCE | 1-in-2 | 2024 | 15 |  |  |  | 84.7967 | 1
| LCA | Big Creek/Ventura | 6 | Monthly System Peak Day | SCE | 1-in-2 | 2024 | 16 |  |  |  | 84.7538 | 1
| LCA | Big Creek/Ventura | 6 | Monthly System Peak Day | SCE | 1-in-2 | 2024 | 17 |  |  |  | 84.39 | 1
| LCA | Big Creek/Ventura | 6 | Monthly System Peak Day | SCE | 1-in-2 | 2024 | 18 |  |  |  | 84.1114 | 1
| LCA | Big Creek/Ventura | 6 | Monthly System Peak Day | SCE | 1-in-2 | 2024 | 19 |  |  |  | 83.2814 | 1
| LCA | Big Creek/Ventura | 6 | Monthly System Peak Day | SCE | 1-in-2 | 2024 | 20 |  |  |  | 81.3067 | 1
| LCA | Big Creek/Ventura | 6 | Monthly System Peak Day | SCE | 1-in-2 | 2024 | 21 |  |  |  | 77.8095 | 1
| LCA | Big Creek/Ventura | 6 | Monthly System Peak Day | SCE | 1-in-2 | 2024 | 22 |  |  |  | 73.9586 | 1
| LCA | Big Creek/Ventura | 6 | Monthly System Peak Day | SCE | 1-in-2 | 2024 | 23 |  |  |  | 71.219 | 1
| LCA | Big Creek/Ventura | 6 | Monthly System Peak Day | SCE | 1-in-2 | 2024 | 24 |  |  |  | 69.6 | 1
| LCA | Big Creek/Ventura | 7 | Average Weekday | SCE | 1-in-2 | 2024 | 1 |  |  |  | 69.4643 | 1
| LCA | Big Creek/Ventura | 7 | Average Weekday | SCE | 1-in-2 | 2024 | 2 |  |  |  | 68.4978 | 1
| LCA | Big Creek/Ventura | 7 | Average Weekday | SCE | 1-in-2 | 2024 | 3 |  |  |  | 67.7258 | 1
| LCA | Big Creek/Ventura | 7 | Average Weekday | SCE | 1-in-2 | 2024 | 4 |  |  |  | 67.0793 | 1
| LCA | Big Creek/Ventura | 7 | Average Weekday | SCE | 1-in-2 | 2024 | 5 |  |  |  | 66.3097 | 1
| LCA | Big Creek/Ventura | 7 | Average Weekday | SCE | 1-in-2 | 2024 | 6 |  |  |  | 65.6954 | 1
| LCA | Big Creek/Ventura | 7 | Average Weekday | SCE | 1-in-2 | 2024 | 7 |  |  |  | 65.1253 | 1
| LCA | Big Creek/Ventura | 7 | Average Weekday | SCE | 1-in-2 | 2024 | 8 |  |  |  | 65.3233 | 1
| LCA | Big Creek/Ventura | 7 | Average Weekday | SCE | 1-in-2 | 2024 | 9 |  |  |  | 67.873 | 1
| LCA | Big Creek/Ventura | 7 | Average Weekday | SCE | 1-in-2 | 2024 | 10 |  |  |  | 71.393 | 1
| LCA | Big Creek/Ventura | 7 | Average Weekday | SCE | 1-in-2 | 2024 | 11 |  |  |  | 75.2097 | 1
| LCA | Big Creek/Ventura | 7 | Average Weekday | SCE | 1-in-2 | 2024 | 12 |  |  |  | 78.9288 | 1
| LCA | Big Creek/Ventura | 7 | Average Weekday | SCE | 1-in-2 | 2024 | 13 |  |  |  | 81.7619 | 1
| LCA | Big Creek/Ventura | 7 | Average Weekday | SCE | 1-in-2 | 2024 | 14 |  |  |  | 83.9094 | 1
| LCA | Big Creek/Ventura | 7 | Average Weekday | SCE | 1-in-2 | 2024 | 15 |  |  |  | 85.285 | 1
| LCA | Big Creek/Ventura | 7 | Average Weekday | SCE | 1-in-2 | 2024 | 16 |  |  |  | 85.8065 | 1
| LCA | Big Creek/Ventura | 7 | Average Weekday | SCE | 1-in-2 | 2024 | 17 |  |  |  | 85.5142 | 1
| LCA | Big Creek/Ventura | 7 | Average Weekday | SCE | 1-in-2 | 2024 | 18 |  |  |  | 84.6145 | 1
| LCA | Big Creek/Ventura | 7 | Average Weekday | SCE | 1-in-2 | 2024 | 19 |  |  |  | 83.0359 | 1
| LCA | Big Creek/Ventura | 7 | Average Weekday | SCE | 1-in-2 | 2024 | 20 |  |  |  | 80.7123 | 1
| LCA | Big Creek/Ventura | 7 | Average Weekday | SCE | 1-in-2 | 2024 | 21 |  |  |  | 77.5898 | 1
| LCA | Big Creek/Ventura | 7 | Average Weekday | SCE | 1-in-2 | 2024 | 22 |  |  |  | 74.1539 | 1
| LCA | Big Creek/Ventura | 7 | Average Weekday | SCE | 1-in-2 | 2024 | 23 |  |  |  | 71.9988 | 1
| LCA | Big Creek/Ventura | 7 | Average Weekday | SCE | 1-in-2 | 2024 | 24 |  |  |  | 70.3567 | 1
| LCA | Big Creek/Ventura | 7 | Monthly System Peak Day | SCE | 1-in-2 | 2024 | 1 |  |  |  | 75.5571 | 1
| LCA | Big Creek/Ventura | 7 | Monthly System Peak Day | SCE | 1-in-2 | 2024 | 2 |  |  |  | 74.3481 | 1
| LCA | Big Creek/Ventura | 7 | Monthly System Peak Day | SCE | 1-in-2 | 2024 | 3 |  |  |  | 73.4614 | 1
| LCA | Big Creek/Ventura | 7 | Monthly System Peak Day | SCE | 1-in-2 | 2024 | 4 |  |  |  | 72.4367 | 1
| LCA | Big Creek/Ventura | 7 | Monthly System Peak Day | SCE | 1-in-2 | 2024 | 5 |  |  |  | 71.8838 | 1
| LCA | Big Creek/Ventura | 7 | Monthly System Peak Day | SCE | 1-in-2 | 2024 | 6 |  |  |  | 71.1448 | 1
| LCA | Big Creek/Ventura | 7 | Monthly System Peak Day | SCE | 1-in-2 | 2024 | 7 |  |  |  | 70.5248 | 1
| LCA | Big Creek/Ventura | 7 | Monthly System Peak Day | SCE | 1-in-2 | 2024 | 8 |  |  |  | 70.579 | 1
| LCA | Big Creek/Ventura | 7 | Monthly System Peak Day | SCE | 1-in-2 | 2024 | 9 |  |  |  | 73.89 | 1
| LCA | Big Creek/Ventura | 7 | Monthly System Peak Day | SCE | 1-in-2 | 2024 | 10 |  |  |  | 77.7652 | 1
| LCA | Big Creek/Ventura | 7 | Monthly System Peak Day | SCE | 1-in-2 | 2024 | 11 |  |  |  | 81.6867 | 1
| LCA | Big Creek/Ventura | 7 | Monthly System Peak Day | SCE | 1-in-2 | 2024 | 12 |  |  |  | 85.619 | 1
| LCA | Big Creek/Ventura | 7 | Monthly System Peak Day | SCE | 1-in-2 | 2024 | 13 |  |  |  | 89.7414 | 1
| LCA | Big Creek/Ventura | 7 | Monthly System Peak Day | SCE | 1-in-2 | 2024 | 14 |  |  |  | 91.7286 | 1
| LCA | Big Creek/Ventura | 7 | Monthly System Peak Day | SCE | 1-in-2 | 2024 | 15 |  |  |  | 93.2667 | 1
| LCA | Big Creek/Ventura | 7 | Monthly System Peak Day | SCE | 1-in-2 | 2024 | 16 |  |  |  | 93.6048 | 1
| LCA | Big Creek/Ventura | 7 | Monthly System Peak Day | SCE | 1-in-2 | 2024 | 17 |  |  |  | 93.1524 | 1
| LCA | Big Creek/Ventura | 7 | Monthly System Peak Day | SCE | 1-in-2 | 2024 | 18 |  |  |  | 92.9095 | 1
| LCA | Big Creek/Ventura | 7 | Monthly System Peak Day | SCE | 1-in-2 | 2024 | 19 |  |  |  | 91.5429 | 1
| LCA | Big Creek/Ventura | 7 | Monthly System Peak Day | SCE | 1-in-2 | 2024 | 20 |  |  |  | 88.79 | 1
| LCA | Big Creek/Ventura | 7 | Monthly System Peak Day | SCE | 1-in-2 | 2024 | 21 |  |  |  | 85.6629 | 1
| LCA | Big Creek/Ventura | 7 | Monthly System Peak Day | SCE | 1-in-2 | 2024 | 22 |  |  |  | 81.3624 | 1
| LCA | Big Creek/Ventura | 7 | Monthly System Peak Day | SCE | 1-in-2 | 2024 | 23 |  |  |  | 78.6919 | 1
| LCA | Big Creek/Ventura | 7 | Monthly System Peak Day | SCE | 1-in-2 | 2024 | 24 |  |  |  | 76.5924 | 1
| LCA | Big Creek/Ventura | 8 | Average Weekday | SCE | 1-in-2 | 2024 | 1 |  |  |  | 68.5607 | 1
| LCA | Big Creek/Ventura | 8 | Average Weekday | SCE | 1-in-2 | 2024 | 2 |  |  |  | 67.4839 | 1
| LCA | Big Creek/Ventura | 8 | Average Weekday | SCE | 1-in-2 | 2024 | 3 |  |  |  | 66.611 | 1
| LCA | Big Creek/Ventura | 8 | Average Weekday | SCE | 1-in-2 | 2024 | 4 |  |  |  | 65.9349 | 1
| LCA | Big Creek/Ventura | 8 | Average Weekday | SCE | 1-in-2 | 2024 | 5 |  |  |  | 65.135 | 1
| LCA | Big Creek/Ventura | 8 | Average Weekday | SCE | 1-in-2 | 2024 | 6 |  |  |  | 64.4324 | 1
| LCA | Big Creek/Ventura | 8 | Average Weekday | SCE | 1-in-2 | 2024 | 7 |  |  |  | 63.728 | 1
| LCA | Big Creek/Ventura | 8 | Average Weekday | SCE | 1-in-2 | 2024 | 8 |  |  |  | 63.4395 | 1
| LCA | Big Creek/Ventura | 8 | Average Weekday | SCE | 1-in-2 | 2024 | 9 |  |  |  | 65.4503 | 1
| LCA | Big Creek/Ventura | 8 | Average Weekday | SCE | 1-in-2 | 2024 | 10 |  |  |  | 69.565 | 1
| LCA | Big Creek/Ventura | 8 | Average Weekday | SCE | 1-in-2 | 2024 | 11 |  |  |  | 74.1577 | 1
| LCA | Big Creek/Ventura | 8 | Average Weekday | SCE | 1-in-2 | 2024 | 12 |  |  |  | 78.4984 | 1
| LCA | Big Creek/Ventura | 8 | Average Weekday | SCE | 1-in-2 | 2024 | 13 |  |  |  | 82.0149 | 1
| LCA | Big Creek/Ventura | 8 | Average Weekday | SCE | 1-in-2 | 2024 | 14 |  |  |  | 84.482 | 1
| LCA | Big Creek/Ventura | 8 | Average Weekday | SCE | 1-in-2 | 2024 | 15 |  |  |  | 86.0614 | 1
| LCA | Big Creek/Ventura | 8 | Average Weekday | SCE | 1-in-2 | 2024 | 16 |  |  |  | 86.7089 | 1
| LCA | Big Creek/Ventura | 8 | Average Weekday | SCE | 1-in-2 | 2024 | 17 |  |  |  | 86.5178 | 1
| LCA | Big Creek/Ventura | 8 | Average Weekday | SCE | 1-in-2 | 2024 | 18 |  |  |  | 85.4085 | 1
| LCA | Big Creek/Ventura | 8 | Average Weekday | SCE | 1-in-2 | 2024 | 19 |  |  |  | 83.4928 | 1
| LCA | Big Creek/Ventura | 8 | Average Weekday | SCE | 1-in-2 | 2024 | 20 |  |  |  | 80.6841 | 1
| LCA | Big Creek/Ventura | 8 | Average Weekday | SCE | 1-in-2 | 2024 | 21 |  |  |  | 77.0404 | 1
| LCA | Big Creek/Ventura | 8 | Average Weekday | SCE | 1-in-2 | 2024 | 22 |  |  |  | 73.9348 | 1
| LCA | Big Creek/Ventura | 8 | Average Weekday | SCE | 1-in-2 | 2024 | 23 |  |  |  | 71.6836 | 1
| LCA | Big Creek/Ventura | 8 | Average Weekday | SCE | 1-in-2 | 2024 | 24 |  |  |  | 69.9212 | 1
| LCA | Big Creek/Ventura | 8 | Monthly System Peak Day | SCE | 1-in-2 | 2024 | 1 |  |  |  | 76.0643 | 1
| LCA | Big Creek/Ventura | 8 | Monthly System Peak Day | SCE | 1-in-2 | 2024 | 2 |  |  |  | 74.5886 | 1
| LCA | Big Creek/Ventura | 8 | Monthly System Peak Day | SCE | 1-in-2 | 2024 | 3 |  |  |  | 73.6067 | 1
| LCA | Big Creek/Ventura | 8 | Monthly System Peak Day | SCE | 1-in-2 | 2024 | 4 |  |  |  | 72.8143 | 1
| LCA | Big Creek/Ventura | 8 | Monthly System Peak Day | SCE | 1-in-2 | 2024 | 5 |  |  |  | 71.9676 | 1
| LCA | Big Creek/Ventura | 8 | Monthly System Peak Day | SCE | 1-in-2 | 2024 | 6 |  |  |  | 71.21 | 1
| LCA | Big Creek/Ventura | 8 | Monthly System Peak Day | SCE | 1-in-2 | 2024 | 7 |  |  |  | 70.3867 | 1
| LCA | Big Creek/Ventura | 8 | Monthly System Peak Day | SCE | 1-in-2 | 2024 | 8 |  |  |  | 70.091 | 1
| LCA | Big Creek/Ventura | 8 | Monthly System Peak Day | SCE | 1-in-2 | 2024 | 9 |  |  |  | 72.1948 | 1
| LCA | Big Creek/Ventura | 8 | Monthly System Peak Day | SCE | 1-in-2 | 2024 | 10 |  |  |  | 76.5376 | 1
| LCA | Big Creek/Ventura | 8 | Monthly System Peak Day | SCE | 1-in-2 | 2024 | 11 |  |  |  | 81.8024 | 1
| LCA | Big Creek/Ventura | 8 | Monthly System Peak Day | SCE | 1-in-2 | 2024 | 12 |  |  |  | 86.4 | 1
| LCA | Big Creek/Ventura | 8 | Monthly System Peak Day | SCE | 1-in-2 | 2024 | 13 |  |  |  | 89.8429 | 1
| LCA | Big Creek/Ventura | 8 | Monthly System Peak Day | SCE | 1-in-2 | 2024 | 14 |  |  |  | 92.3667 | 1
| LCA | Big Creek/Ventura | 8 | Monthly System Peak Day | SCE | 1-in-2 | 2024 | 15 |  |  |  | 93.4571 | 1
| LCA | Big Creek/Ventura | 8 | Monthly System Peak Day | SCE | 1-in-2 | 2024 | 16 |  |  |  | 93.5143 | 1
| LCA | Big Creek/Ventura | 8 | Monthly System Peak Day | SCE | 1-in-2 | 2024 | 17 |  |  |  | 93.119 | 1
| LCA | Big Creek/Ventura | 8 | Monthly System Peak Day | SCE | 1-in-2 | 2024 | 18 |  |  |  | 91.8667 | 1
| LCA | Big Creek/Ventura | 8 | Monthly System Peak Day | SCE | 1-in-2 | 2024 | 19 |  |  |  | 90.169 | 1
| LCA | Big Creek/Ventura | 8 | Monthly System Peak Day | SCE | 1-in-2 | 2024 | 20 |  |  |  | 87.5733 | 1
| LCA | Big Creek/Ventura | 8 | Monthly System Peak Day | SCE | 1-in-2 | 2024 | 21 |  |  |  | 83.7948 | 1
| LCA | Big Creek/Ventura | 8 | Monthly System Peak Day | SCE | 1-in-2 | 2024 | 22 |  |  |  | 80.6219 | 1
| LCA | Big Creek/Ventura | 8 | Monthly System Peak Day | SCE | 1-in-2 | 2024 | 23 |  |  |  | 78.4271 | 1
| LCA | Big Creek/Ventura | 8 | Monthly System Peak Day | SCE | 1-in-2 | 2024 | 24 |  |  |  | 76.6548 | 1
| LCA | Big Creek/Ventura | 8 | Typical Event Day | SCE | 1-in-2 | 2024 | 1 |  |  |  | 73.6035 | 1
| LCA | Big Creek/Ventura | 8 | Typical Event Day | SCE | 1-in-2 | 2024 | 2 |  |  |  | 72.2619 | 1
| LCA | Big Creek/Ventura | 8 | Typical Event Day | SCE | 1-in-2 | 2024 | 3 |  |  |  | 71.4416 | 1
| LCA | Big Creek/Ventura | 8 | Typical Event Day | SCE | 1-in-2 | 2024 | 4 |  |  |  | 70.3174 | 1
| LCA | Big Creek/Ventura | 8 | Typical Event Day | SCE | 1-in-2 | 2024 | 5 |  |  |  | 69.4426 | 1
| LCA | Big Creek/Ventura | 8 | Typical Event Day | SCE | 1-in-2 | 2024 | 6 |  |  |  | 68.651 | 1
| LCA | Big Creek/Ventura | 8 | Typical Event Day | SCE | 1-in-2 | 2024 | 7 |  |  |  | 67.9617 | 1
| LCA | Big Creek/Ventura | 8 | Typical Event Day | SCE | 1-in-2 | 2024 | 8 |  |  |  | 67.9639 | 1
| LCA | Big Creek/Ventura | 8 | Typical Event Day | SCE | 1-in-2 | 2024 | 9 |  |  |  | 70.8694 | 1
| LCA | Big Creek/Ventura | 8 | Typical Event Day | SCE | 1-in-2 | 2024 | 10 |  |  |  | 75.26 | 1
| LCA | Big Creek/Ventura | 8 | Typical Event Day | SCE | 1-in-2 | 2024 | 11 |  |  |  | 80.0881 | 1
| LCA | Big Creek/Ventura | 8 | Typical Event Day | SCE | 1-in-2 | 2024 | 12 |  |  |  | 84.5068 | 1
| LCA | Big Creek/Ventura | 8 | Typical Event Day | SCE | 1-in-2 | 2024 | 13 |  |  |  | 87.9739 | 1
| LCA | Big Creek/Ventura | 8 | Typical Event Day | SCE | 1-in-2 | 2024 | 14 |  |  |  | 90.1355 | 1
| LCA | Big Creek/Ventura | 8 | Typical Event Day | SCE | 1-in-2 | 2024 | 15 |  |  |  | 91.2908 | 1
| LCA | Big Creek/Ventura | 8 | Typical Event Day | SCE | 1-in-2 | 2024 | 16 |  |  |  | 91.6587 | 1
| LCA | Big Creek/Ventura | 8 | Typical Event Day | SCE | 1-in-2 | 2024 | 17 |  |  |  | 91.3118 | 1
| LCA | Big Creek/Ventura | 8 | Typical Event Day | SCE | 1-in-2 | 2024 | 18 |  |  |  | 90.416 | 1
| LCA | Big Creek/Ventura | 8 | Typical Event Day | SCE | 1-in-2 | 2024 | 19 |  |  |  | 89.0079 | 1
| LCA | Big Creek/Ventura | 8 | Typical Event Day | SCE | 1-in-2 | 2024 | 20 |  |  |  | 86.3365 | 1
| LCA | Big Creek/Ventura | 8 | Typical Event Day | SCE | 1-in-2 | 2024 | 21 |  |  |  | 82.6415 | 1
| LCA | Big Creek/Ventura | 8 | Typical Event Day | SCE | 1-in-2 | 2024 | 22 |  |  |  | 79.0488 | 1
| LCA | Big Creek/Ventura | 8 | Typical Event Day | SCE | 1-in-2 | 2024 | 23 |  |  |  | 76.5554 | 1
| LCA | Big Creek/Ventura | 8 | Typical Event Day | SCE | 1-in-2 | 2024 | 24 |  |  |  | 74.7407 | 1
| LCA | Big Creek/Ventura | 9 | Average Weekday | SCE | 1-in-2 | 2024 | 1 |  |  |  | 67.0945 | 1
| LCA | Big Creek/Ventura | 9 | Average Weekday | SCE | 1-in-2 | 2024 | 2 |  |  |  | 66.0083 | 1
| LCA | Big Creek/Ventura | 9 | Average Weekday | SCE | 1-in-2 | 2024 | 3 |  |  |  | 65.0978 | 1
| LCA | Big Creek/Ventura | 9 | Average Weekday | SCE | 1-in-2 | 2024 | 4 |  |  |  | 64.2175 | 1
| LCA | Big Creek/Ventura | 9 | Average Weekday | SCE | 1-in-2 | 2024 | 5 |  |  |  | 63.36 | 1
| LCA | Big Creek/Ventura | 9 | Average Weekday | SCE | 1-in-2 | 2024 | 6 |  |  |  | 62.5899 | 1
| LCA | Big Creek/Ventura | 9 | Average Weekday | SCE | 1-in-2 | 2024 | 7 |  |  |  | 61.9902 | 1
| LCA | Big Creek/Ventura | 9 | Average Weekday | SCE | 1-in-2 | 2024 | 8 |  |  |  | 61.5601 | 1
| LCA | Big Creek/Ventura | 9 | Average Weekday | SCE | 1-in-2 | 2024 | 9 |  |  |  | 62.5275 | 1
| LCA | Big Creek/Ventura | 9 | Average Weekday | SCE | 1-in-2 | 2024 | 10 |  |  |  | 66.1297 | 1
| LCA | Big Creek/Ventura | 9 | Average Weekday | SCE | 1-in-2 | 2024 | 11 |  |  |  | 70.6571 | 1
| LCA | Big Creek/Ventura | 9 | Average Weekday | SCE | 1-in-2 | 2024 | 12 |  |  |  | 75.2291 | 1
| LCA | Big Creek/Ventura | 9 | Average Weekday | SCE | 1-in-2 | 2024 | 13 |  |  |  | 78.6246 | 1
| LCA | Big Creek/Ventura | 9 | Average Weekday | SCE | 1-in-2 | 2024 | 14 |  |  |  | 80.9918 | 1
| LCA | Big Creek/Ventura | 9 | Average Weekday | SCE | 1-in-2 | 2024 | 15 |  |  |  | 82.4881 | 1
| LCA | Big Creek/Ventura | 9 | Average Weekday | SCE | 1-in-2 | 2024 | 16 |  |  |  | 83.0949 | 1
| LCA | Big Creek/Ventura | 9 | Average Weekday | SCE | 1-in-2 | 2024 | 17 |  |  |  | 82.998 | 1
| LCA | Big Creek/Ventura | 9 | Average Weekday | SCE | 1-in-2 | 2024 | 18 |  |  |  | 81.9583 | 1
| LCA | Big Creek/Ventura | 9 | Average Weekday | SCE | 1-in-2 | 2024 | 19 |  |  |  | 80.0278 | 1
| LCA | Big Creek/Ventura | 9 | Average Weekday | SCE | 1-in-2 | 2024 | 20 |  |  |  | 77.0612 | 1
| LCA | Big Creek/Ventura | 9 | Average Weekday | SCE | 1-in-2 | 2024 | 21 |  |  |  | 73.5739 | 1
| LCA | Big Creek/Ventura | 9 | Average Weekday | SCE | 1-in-2 | 2024 | 22 |  |  |  | 71.3144 | 1
| LCA | Big Creek/Ventura | 9 | Average Weekday | SCE | 1-in-2 | 2024 | 23 |  |  |  | 69.4372 | 1
| LCA | Big Creek/Ventura | 9 | Average Weekday | SCE | 1-in-2 | 2024 | 24 |  |  |  | 67.9627 | 1
| LCA | Big Creek/Ventura | 9 | Monthly System Peak Day | SCE | 1-in-2 | 2024 | 1 |  |  |  | 73.4129 | 1
| LCA | Big Creek/Ventura | 9 | Monthly System Peak Day | SCE | 1-in-2 | 2024 | 2 |  |  |  | 72.0124 | 1
| LCA | Big Creek/Ventura | 9 | Monthly System Peak Day | SCE | 1-in-2 | 2024 | 3 |  |  |  | 71.3091 | 1
| LCA | Big Creek/Ventura | 9 | Monthly System Peak Day | SCE | 1-in-2 | 2024 | 4 |  |  |  | 69.6119 | 1
| LCA | Big Creek/Ventura | 9 | Monthly System Peak Day | SCE | 1-in-2 | 2024 | 5 |  |  |  | 68.119 | 1
| LCA | Big Creek/Ventura | 9 | Monthly System Peak Day | SCE | 1-in-2 | 2024 | 6 |  |  |  | 67.0562 | 1
| LCA | Big Creek/Ventura | 9 | Monthly System Peak Day | SCE | 1-in-2 | 2024 | 7 |  |  |  | 66.4586 | 1
| LCA | Big Creek/Ventura | 9 | Monthly System Peak Day | SCE | 1-in-2 | 2024 | 8 |  |  |  | 66.2976 | 1
| LCA | Big Creek/Ventura | 9 | Monthly System Peak Day | SCE | 1-in-2 | 2024 | 9 |  |  |  | 68.9095 | 1
| LCA | Big Creek/Ventura | 9 | Monthly System Peak Day | SCE | 1-in-2 | 2024 | 10 |  |  |  | 73.9467 | 1
| LCA | Big Creek/Ventura | 9 | Monthly System Peak Day | SCE | 1-in-2 | 2024 | 11 |  |  |  | 79.6524 | 1
| LCA | Big Creek/Ventura | 9 | Monthly System Peak Day | SCE | 1-in-2 | 2024 | 12 |  |  |  | 85.2143 | 1
| LCA | Big Creek/Ventura | 9 | Monthly System Peak Day | SCE | 1-in-2 | 2024 | 13 |  |  |  | 89.5667 | 1
| LCA | Big Creek/Ventura | 9 | Monthly System Peak Day | SCE | 1-in-2 | 2024 | 14 |  |  |  | 92.0667 | 1
| LCA | Big Creek/Ventura | 9 | Monthly System Peak Day | SCE | 1-in-2 | 2024 | 15 |  |  |  | 93.6429 | 1
| LCA | Big Creek/Ventura | 9 | Monthly System Peak Day | SCE | 1-in-2 | 2024 | 16 |  |  |  | 94.7619 | 1
| LCA | Big Creek/Ventura | 9 | Monthly System Peak Day | SCE | 1-in-2 | 2024 | 17 |  |  |  | 94.5857 | 1
| LCA | Big Creek/Ventura | 9 | Monthly System Peak Day | SCE | 1-in-2 | 2024 | 18 |  |  |  | 92.7762 | 1
| LCA | Big Creek/Ventura | 9 | Monthly System Peak Day | SCE | 1-in-2 | 2024 | 19 |  |  |  | 91.0381 | 1
| LCA | Big Creek/Ventura | 9 | Monthly System Peak Day | SCE | 1-in-2 | 2024 | 20 |  |  |  | 87.6762 | 1
| LCA | Big Creek/Ventura | 9 | Monthly System Peak Day | SCE | 1-in-2 | 2024 | 21 |  |  |  | 83.299 | 1
| LCA | Big Creek/Ventura | 9 | Monthly System Peak Day | SCE | 1-in-2 | 2024 | 22 |  |  |  | 80.2524 | 1
| LCA | Big Creek/Ventura | 9 | Monthly System Peak Day | SCE | 1-in-2 | 2024 | 23 |  |  |  | 77.8833 | 1
| LCA | Big Creek/Ventura | 9 | Monthly System Peak Day | SCE | 1-in-2 | 2024 | 24 |  |  |  | 76.1157 | 1
| LCA | Big Creek/Ventura | 10 | Average Weekday | SCE | 1-in-2 | 2024 | 1 |  |  |  | 60.8434 | 1
| LCA | Big Creek/Ventura | 10 | Average Weekday | SCE | 1-in-2 | 2024 | 2 |  |  |  | 59.8375 | 1
| LCA | Big Creek/Ventura | 10 | Average Weekday | SCE | 1-in-2 | 2024 | 3 |  |  |  | 59.0909 | 1
| LCA | Big Creek/Ventura | 10 | Average Weekday | SCE | 1-in-2 | 2024 | 4 |  |  |  | 58.2942 | 1
| LCA | Big Creek/Ventura | 10 | Average Weekday | SCE | 1-in-2 | 2024 | 5 |  |  |  | 57.419 | 1
| LCA | Big Creek/Ventura | 10 | Average Weekday | SCE | 1-in-2 | 2024 | 6 |  |  |  | 56.6993 | 1
| LCA | Big Creek/Ventura | 10 | Average Weekday | SCE | 1-in-2 | 2024 | 7 |  |  |  | 56.1217 | 1
| LCA | Big Creek/Ventura | 10 | Average Weekday | SCE | 1-in-2 | 2024 | 8 |  |  |  | 55.5776 | 1
| LCA | Big Creek/Ventura | 10 | Average Weekday | SCE | 1-in-2 | 2024 | 9 |  |  |  | 55.8193 | 1
| LCA | Big Creek/Ventura | 10 | Average Weekday | SCE | 1-in-2 | 2024 | 10 |  |  |  | 58.9899 | 1
| LCA | Big Creek/Ventura | 10 | Average Weekday | SCE | 1-in-2 | 2024 | 11 |  |  |  | 63.5706 | 1
| LCA | Big Creek/Ventura | 10 | Average Weekday | SCE | 1-in-2 | 2024 | 12 |  |  |  | 67.8169 | 1
| LCA | Big Creek/Ventura | 10 | Average Weekday | SCE | 1-in-2 | 2024 | 13 |  |  |  | 71.2654 | 1
| LCA | Big Creek/Ventura | 10 | Average Weekday | SCE | 1-in-2 | 2024 | 14 |  |  |  | 73.6774 | 1
| LCA | Big Creek/Ventura | 10 | Average Weekday | SCE | 1-in-2 | 2024 | 15 |  |  |  | 75.1392 | 1
| LCA | Big Creek/Ventura | 10 | Average Weekday | SCE | 1-in-2 | 2024 | 16 |  |  |  | 75.9602 | 1
| LCA | Big Creek/Ventura | 10 | Average Weekday | SCE | 1-in-2 | 2024 | 17 |  |  |  | 75.9954 | 1
| LCA | Big Creek/Ventura | 10 | Average Weekday | SCE | 1-in-2 | 2024 | 18 |  |  |  | 75.0633 | 1
| LCA | Big Creek/Ventura | 10 | Average Weekday | SCE | 1-in-2 | 2024 | 19 |  |  |  | 72.8882 | 1
| LCA | Big Creek/Ventura | 10 | Average Weekday | SCE | 1-in-2 | 2024 | 20 |  |  |  | 69.5432 | 1
| LCA | Big Creek/Ventura | 10 | Average Weekday | SCE | 1-in-2 | 2024 | 21 |  |  |  | 66.7562 | 1
| LCA | Big Creek/Ventura | 10 | Average Weekday | SCE | 1-in-2 | 2024 | 22 |  |  |  | 64.6155 | 1
| LCA | Big Creek/Ventura | 10 | Average Weekday | SCE | 1-in-2 | 2024 | 23 |  |  |  | 63.02 | 1
| LCA | Big Creek/Ventura | 10 | Average Weekday | SCE | 1-in-2 | 2024 | 24 |  |  |  | 61.6595 | 1
| LCA | Big Creek/Ventura | 10 | Monthly System Peak Day | SCE | 1-in-2 | 2024 | 1 |  |  |  | 67.0029 | 1
| LCA | Big Creek/Ventura | 10 | Monthly System Peak Day | SCE | 1-in-2 | 2024 | 2 |  |  |  | 65.6514 | 1
| LCA | Big Creek/Ventura | 10 | Monthly System Peak Day | SCE | 1-in-2 | 2024 | 3 |  |  |  | 65.2557 | 1
| LCA | Big Creek/Ventura | 10 | Monthly System Peak Day | SCE | 1-in-2 | 2024 | 4 |  |  |  | 64.9109 | 1
| LCA | Big Creek/Ventura | 10 | Monthly System Peak Day | SCE | 1-in-2 | 2024 | 5 |  |  |  | 64.531 | 1
| LCA | Big Creek/Ventura | 10 | Monthly System Peak Day | SCE | 1-in-2 | 2024 | 6 |  |  |  | 63.6452 | 1
| LCA | Big Creek/Ventura | 10 | Monthly System Peak Day | SCE | 1-in-2 | 2024 | 7 |  |  |  | 63.0557 | 1
| LCA | Big Creek/Ventura | 10 | Monthly System Peak Day | SCE | 1-in-2 | 2024 | 8 |  |  |  | 62.5152 | 1
| LCA | Big Creek/Ventura | 10 | Monthly System Peak Day | SCE | 1-in-2 | 2024 | 9 |  |  |  | 63.0662 | 1
| LCA | Big Creek/Ventura | 10 | Monthly System Peak Day | SCE | 1-in-2 | 2024 | 10 |  |  |  | 67.219 | 1
| LCA | Big Creek/Ventura | 10 | Monthly System Peak Day | SCE | 1-in-2 | 2024 | 11 |  |  |  | 73.3805 | 1
| LCA | Big Creek/Ventura | 10 | Monthly System Peak Day | SCE | 1-in-2 | 2024 | 12 |  |  |  | 78.8267 | 1
| LCA | Big Creek/Ventura | 10 | Monthly System Peak Day | SCE | 1-in-2 | 2024 | 13 |  |  |  | 82.4095 | 1
| LCA | Big Creek/Ventura | 10 | Monthly System Peak Day | SCE | 1-in-2 | 2024 | 14 |  |  |  | 84.5381 | 1
| LCA | Big Creek/Ventura | 10 | Monthly System Peak Day | SCE | 1-in-2 | 2024 | 15 |  |  |  | 86.2333 | 1
| LCA | Big Creek/Ventura | 10 | Monthly System Peak Day | SCE | 1-in-2 | 2024 | 16 |  |  |  | 87.4714 | 1
| LCA | Big Creek/Ventura | 10 | Monthly System Peak Day | SCE | 1-in-2 | 2024 | 17 |  |  |  | 88.1 | 1
| LCA | Big Creek/Ventura | 10 | Monthly System Peak Day | SCE | 1-in-2 | 2024 | 18 |  |  |  | 87.5619 | 1
| LCA | Big Creek/Ventura | 10 | Monthly System Peak Day | SCE | 1-in-2 | 2024 | 19 |  |  |  | 85.5571 | 1
| LCA | Big Creek/Ventura | 10 | Monthly System Peak Day | SCE | 1-in-2 | 2024 | 20 |  |  |  | 82.3776 | 1
| LCA | Big Creek/Ventura | 10 | Monthly System Peak Day | SCE | 1-in-2 | 2024 | 21 |  |  |  | 78.021 | 1
| LCA | Big Creek/Ventura | 10 | Monthly System Peak Day | SCE | 1-in-2 | 2024 | 22 |  |  |  | 74.4905 | 1
| LCA | Big Creek/Ventura | 10 | Monthly System Peak Day | SCE | 1-in-2 | 2024 | 23 |  |  |  | 71.9529 | 1
| LCA | Big Creek/Ventura | 10 | Monthly System Peak Day | SCE | 1-in-2 | 2024 | 24 |  |  |  | 70.4114 | 1
| LCA | Big Creek/Ventura | 11 | Average Weekday | SCE | 1-in-2 | 2024 | 1 |  |  |  | 53.9175 | 1
| LCA | Big Creek/Ventura | 11 | Average Weekday | SCE | 1-in-2 | 2024 | 2 |  |  |  | 52.9654 | 1
| LCA | Big Creek/Ventura | 11 | Average Weekday | SCE | 1-in-2 | 2024 | 3 |  |  |  | 52.119 | 1
| LCA | Big Creek/Ventura | 11 | Average Weekday | SCE | 1-in-2 | 2024 | 4 |  |  |  | 51.4859 | 1
| LCA | Big Creek/Ventura | 11 | Average Weekday | SCE | 1-in-2 | 2024 | 5 |  |  |  | 50.8619 | 1
| LCA | Big Creek/Ventura | 11 | Average Weekday | SCE | 1-in-2 | 2024 | 6 |  |  |  | 50.4477 | 1
| LCA | Big Creek/Ventura | 11 | Average Weekday | SCE | 1-in-2 | 2024 | 7 |  |  |  | 50.092 | 1
| LCA | Big Creek/Ventura | 11 | Average Weekday | SCE | 1-in-2 | 2024 | 8 |  |  |  | 49.9303 | 1
| LCA | Big Creek/Ventura | 11 | Average Weekday | SCE | 1-in-2 | 2024 | 9 |  |  |  | 51.3878 | 1
| LCA | Big Creek/Ventura | 11 | Average Weekday | SCE | 1-in-2 | 2024 | 10 |  |  |  | 55.3817 | 1
| LCA | Big Creek/Ventura | 11 | Average Weekday | SCE | 1-in-2 | 2024 | 11 |  |  |  | 59.8263 | 1
| LCA | Big Creek/Ventura | 11 | Average Weekday | SCE | 1-in-2 | 2024 | 12 |  |  |  | 63.6033 | 1
| LCA | Big Creek/Ventura | 11 | Average Weekday | SCE | 1-in-2 | 2024 | 13 |  |  |  | 66.1561 | 1
| LCA | Big Creek/Ventura | 11 | Average Weekday | SCE | 1-in-2 | 2024 | 14 |  |  |  | 67.744 | 1
| LCA | Big Creek/Ventura | 11 | Average Weekday | SCE | 1-in-2 | 2024 | 15 |  |  |  | 68.5688 | 1
| LCA | Big Creek/Ventura | 11 | Average Weekday | SCE | 1-in-2 | 2024 | 16 |  |  |  | 68.6934 | 1
| LCA | Big Creek/Ventura | 11 | Average Weekday | SCE | 1-in-2 | 2024 | 17 |  |  |  | 67.8531 | 1
| LCA | Big Creek/Ventura | 11 | Average Weekday | SCE | 1-in-2 | 2024 | 18 |  |  |  | 65.8777 | 1
| LCA | Big Creek/Ventura | 11 | Average Weekday | SCE | 1-in-2 | 2024 | 19 |  |  |  | 63.1399 | 1
| LCA | Big Creek/Ventura | 11 | Average Weekday | SCE | 1-in-2 | 2024 | 20 |  |  |  | 60.7551 | 1
| LCA | Big Creek/Ventura | 11 | Average Weekday | SCE | 1-in-2 | 2024 | 21 |  |  |  | 58.9363 | 1
| LCA | Big Creek/Ventura | 11 | Average Weekday | SCE | 1-in-2 | 2024 | 22 |  |  |  | 57.3429 | 1
| LCA | Big Creek/Ventura | 11 | Average Weekday | SCE | 1-in-2 | 2024 | 23 |  |  |  | 56.0838 | 1
| LCA | Big Creek/Ventura | 11 | Average Weekday | SCE | 1-in-2 | 2024 | 24 |  |  |  | 54.9755 | 1
| LCA | Big Creek/Ventura | 11 | Monthly System Peak Day | SCE | 1-in-2 | 2024 | 1 |  |  |  | 60.2319 | 1
| LCA | Big Creek/Ventura | 11 | Monthly System Peak Day | SCE | 1-in-2 | 2024 | 2 |  |  |  | 58.8138 | 1
| LCA | Big Creek/Ventura | 11 | Monthly System Peak Day | SCE | 1-in-2 | 2024 | 3 |  |  |  | 57.6 | 1
| LCA | Big Creek/Ventura | 11 | Monthly System Peak Day | SCE | 1-in-2 | 2024 | 4 |  |  |  | 57.1962 | 1
| LCA | Big Creek/Ventura | 11 | Monthly System Peak Day | SCE | 1-in-2 | 2024 | 5 |  |  |  | 56.0871 | 1
| LCA | Big Creek/Ventura | 11 | Monthly System Peak Day | SCE | 1-in-2 | 2024 | 6 |  |  |  | 54.9276 | 1
| LCA | Big Creek/Ventura | 11 | Monthly System Peak Day | SCE | 1-in-2 | 2024 | 7 |  |  |  | 54.0776 | 1
| LCA | Big Creek/Ventura | 11 | Monthly System Peak Day | SCE | 1-in-2 | 2024 | 8 |  |  |  | 53.8714 | 1
| LCA | Big Creek/Ventura | 11 | Monthly System Peak Day | SCE | 1-in-2 | 2024 | 9 |  |  |  | 55.2029 | 1
| LCA | Big Creek/Ventura | 11 | Monthly System Peak Day | SCE | 1-in-2 | 2024 | 10 |  |  |  | 61.1876 | 1
| LCA | Big Creek/Ventura | 11 | Monthly System Peak Day | SCE | 1-in-2 | 2024 | 11 |  |  |  | 68.3971 | 1
| LCA | Big Creek/Ventura | 11 | Monthly System Peak Day | SCE | 1-in-2 | 2024 | 12 |  |  |  | 74.5733 | 1
| LCA | Big Creek/Ventura | 11 | Monthly System Peak Day | SCE | 1-in-2 | 2024 | 13 |  |  |  | 78.44 | 1
| LCA | Big Creek/Ventura | 11 | Monthly System Peak Day | SCE | 1-in-2 | 2024 | 14 |  |  |  | 80.5714 | 1
| LCA | Big Creek/Ventura | 11 | Monthly System Peak Day | SCE | 1-in-2 | 2024 | 15 |  |  |  | 81.7524 | 1
| LCA | Big Creek/Ventura | 11 | Monthly System Peak Day | SCE | 1-in-2 | 2024 | 16 |  |  |  | 82.7476 | 1
| LCA | Big Creek/Ventura | 11 | Monthly System Peak Day | SCE | 1-in-2 | 2024 | 17 |  |  |  | 82.2381 | 1
| LCA | Big Creek/Ventura | 11 | Monthly System Peak Day | SCE | 1-in-2 | 2024 | 18 |  |  |  | 80.4829 | 1
| LCA | Big Creek/Ventura | 11 | Monthly System Peak Day | SCE | 1-in-2 | 2024 | 19 |  |  |  | 76.0557 | 1
| LCA | Big Creek/Ventura | 11 | Monthly System Peak Day | SCE | 1-in-2 | 2024 | 20 |  |  |  | 72.5062 | 1
| LCA | Big Creek/Ventura | 11 | Monthly System Peak Day | SCE | 1-in-2 | 2024 | 21 |  |  |  | 70.5219 | 1
| LCA | Big Creek/Ventura | 11 | Monthly System Peak Day | SCE | 1-in-2 | 2024 | 22 |  |  |  | 68.2462 | 1
| LCA | Big Creek/Ventura | 11 | Monthly System Peak Day | SCE | 1-in-2 | 2024 | 23 |  |  |  | 66.1267 | 1
| LCA | Big Creek/Ventura | 11 | Monthly System Peak Day | SCE | 1-in-2 | 2024 | 24 |  |  |  | 63.4557 | 1
| LCA | Big Creek/Ventura | 12 | Average Weekday | SCE | 1-in-2 | 2024 | 1 |  |  |  | 48.835 | 1
| LCA | Big Creek/Ventura | 12 | Average Weekday | SCE | 1-in-2 | 2024 | 2 |  |  |  | 48.1578 | 1
| LCA | Big Creek/Ventura | 12 | Average Weekday | SCE | 1-in-2 | 2024 | 3 |  |  |  | 47.5095 | 1
| LCA | Big Creek/Ventura | 12 | Average Weekday | SCE | 1-in-2 | 2024 | 4 |  |  |  | 47.0862 | 1
| LCA | Big Creek/Ventura | 12 | Average Weekday | SCE | 1-in-2 | 2024 | 5 |  |  |  | 46.5986 | 1
| LCA | Big Creek/Ventura | 12 | Average Weekday | SCE | 1-in-2 | 2024 | 6 |  |  |  | 46.1012 | 1
| LCA | Big Creek/Ventura | 12 | Average Weekday | SCE | 1-in-2 | 2024 | 7 |  |  |  | 45.7346 | 1
| LCA | Big Creek/Ventura | 12 | Average Weekday | SCE | 1-in-2 | 2024 | 8 |  |  |  | 45.516 | 1
| LCA | Big Creek/Ventura | 12 | Average Weekday | SCE | 1-in-2 | 2024 | 9 |  |  |  | 45.8981 | 1
| LCA | Big Creek/Ventura | 12 | Average Weekday | SCE | 1-in-2 | 2024 | 10 |  |  |  | 48.6449 | 1
| LCA | Big Creek/Ventura | 12 | Average Weekday | SCE | 1-in-2 | 2024 | 11 |  |  |  | 52.1651 | 1
| LCA | Big Creek/Ventura | 12 | Average Weekday | SCE | 1-in-2 | 2024 | 12 |  |  |  | 55.1199 | 1
| LCA | Big Creek/Ventura | 12 | Average Weekday | SCE | 1-in-2 | 2024 | 13 |  |  |  | 57.2949 | 1
| LCA | Big Creek/Ventura | 12 | Average Weekday | SCE | 1-in-2 | 2024 | 14 |  |  |  | 58.6188 | 1
| LCA | Big Creek/Ventura | 12 | Average Weekday | SCE | 1-in-2 | 2024 | 15 |  |  |  | 59.3146 | 1
| LCA | Big Creek/Ventura | 12 | Average Weekday | SCE | 1-in-2 | 2024 | 16 |  |  |  | 59.5146 | 1
| LCA | Big Creek/Ventura | 12 | Average Weekday | SCE | 1-in-2 | 2024 | 17 |  |  |  | 58.892 | 1
| LCA | Big Creek/Ventura | 12 | Average Weekday | SCE | 1-in-2 | 2024 | 18 |  |  |  | 57.1246 | 1
| LCA | Big Creek/Ventura | 12 | Average Weekday | SCE | 1-in-2 | 2024 | 19 |  |  |  | 54.8365 | 1
| LCA | Big Creek/Ventura | 12 | Average Weekday | SCE | 1-in-2 | 2024 | 20 |  |  |  | 53.0495 | 1
| LCA | Big Creek/Ventura | 12 | Average Weekday | SCE | 1-in-2 | 2024 | 21 |  |  |  | 51.5506 | 1
| LCA | Big Creek/Ventura | 12 | Average Weekday | SCE | 1-in-2 | 2024 | 22 |  |  |  | 50.4554 | 1
| LCA | Big Creek/Ventura | 12 | Average Weekday | SCE | 1-in-2 | 2024 | 23 |  |  |  | 49.5695 | 1
| LCA | Big Creek/Ventura | 12 | Average Weekday | SCE | 1-in-2 | 2024 | 24 |  |  |  | 48.7673 | 1
| LCA | Big Creek/Ventura | 12 | Monthly System Peak Day | SCE | 1-in-2 | 2024 | 1 |  |  |  | 41.5686 | 1
| LCA | Big Creek/Ventura | 12 | Monthly System Peak Day | SCE | 1-in-2 | 2024 | 2 |  |  |  | 40.4686 | 1
| LCA | Big Creek/Ventura | 12 | Monthly System Peak Day | SCE | 1-in-2 | 2024 | 3 |  |  |  | 39.6105 | 1
| LCA | Big Creek/Ventura | 12 | Monthly System Peak Day | SCE | 1-in-2 | 2024 | 4 |  |  |  | 38.6324 | 1
| LCA | Big Creek/Ventura | 12 | Monthly System Peak Day | SCE | 1-in-2 | 2024 | 5 |  |  |  | 38.0786 | 1
| LCA | Big Creek/Ventura | 12 | Monthly System Peak Day | SCE | 1-in-2 | 2024 | 6 |  |  |  | 37.5305 | 1
| LCA | Big Creek/Ventura | 12 | Monthly System Peak Day | SCE | 1-in-2 | 2024 | 7 |  |  |  | 37.1495 | 1
| LCA | Big Creek/Ventura | 12 | Monthly System Peak Day | SCE | 1-in-2 | 2024 | 8 |  |  |  | 37.141 | 1
| LCA | Big Creek/Ventura | 12 | Monthly System Peak Day | SCE | 1-in-2 | 2024 | 9 |  |  |  | 37.4405 | 1
| LCA | Big Creek/Ventura | 12 | Monthly System Peak Day | SCE | 1-in-2 | 2024 | 10 |  |  |  | 40.6867 | 1
| LCA | Big Creek/Ventura | 12 | Monthly System Peak Day | SCE | 1-in-2 | 2024 | 11 |  |  |  | 45.259 | 1
| LCA | Big Creek/Ventura | 12 | Monthly System Peak Day | SCE | 1-in-2 | 2024 | 12 |  |  |  | 48.8629 | 1
| LCA | Big Creek/Ventura | 12 | Monthly System Peak Day | SCE | 1-in-2 | 2024 | 13 |  |  |  | 50.551 | 1
| LCA | Big Creek/Ventura | 12 | Monthly System Peak Day | SCE | 1-in-2 | 2024 | 14 |  |  |  | 51.9633 | 1
| LCA | Big Creek/Ventura | 12 | Monthly System Peak Day | SCE | 1-in-2 | 2024 | 15 |  |  |  | 52.9886 | 1
| LCA | Big Creek/Ventura | 12 | Monthly System Peak Day | SCE | 1-in-2 | 2024 | 16 |  |  |  | 53.4748 | 1
| LCA | Big Creek/Ventura | 12 | Monthly System Peak Day | SCE | 1-in-2 | 2024 | 17 |  |  |  | 53.1986 | 1
| LCA | Big Creek/Ventura | 12 | Monthly System Peak Day | SCE | 1-in-2 | 2024 | 18 |  |  |  | 51.6167 | 1
| LCA | Big Creek/Ventura | 12 | Monthly System Peak Day | SCE | 1-in-2 | 2024 | 19 |  |  |  | 49.0557 | 1
| LCA | Big Creek/Ventura | 12 | Monthly System Peak Day | SCE | 1-in-2 | 2024 | 20 |  |  |  | 46.3252 | 1
| LCA | Big Creek/Ventura | 12 | Monthly System Peak Day | SCE | 1-in-2 | 2024 | 21 |  |  |  | 44.9024 | 1
| LCA | Big Creek/Ventura | 12 | Monthly System Peak Day | SCE | 1-in-2 | 2024 | 22 |  |  |  | 43.6133 | 1
| LCA | Big Creek/Ventura | 12 | Monthly System Peak Day | SCE | 1-in-2 | 2024 | 23 |  |  |  | 42.4038 | 1
| LCA | Big Creek/Ventura | 12 | Monthly System Peak Day | SCE | 1-in-2 | 2024 | 24 |  |  |  | 41.019 | 1
| LCA | Big Creek/Ventura | 1 | Average Weekday | SCE | 1-in-2 | 2025 | 1 |  |  |  | 49.1969 | 1
| LCA | Big Creek/Ventura | 1 | Average Weekday | SCE | 1-in-2 | 2025 | 2 |  |  |  | 48.2757 | 1
| LCA | Big Creek/Ventura | 1 | Average Weekday | SCE | 1-in-2 | 2025 | 3 |  |  |  | 47.5076 | 1
| LCA | Big Creek/Ventura | 1 | Average Weekday | SCE | 1-in-2 | 2025 | 4 |  |  |  | 46.8141 | 1
| LCA | Big Creek/Ventura | 1 | Average Weekday | SCE | 1-in-2 | 2025 | 5 |  |  |  | 46.1101 | 1
| LCA | Big Creek/Ventura | 1 | Average Weekday | SCE | 1-in-2 | 2025 | 6 |  |  |  | 45.3732 | 1
| LCA | Big Creek/Ventura | 1 | Average Weekday | SCE | 1-in-2 | 2025 | 7 |  |  |  | 44.7871 | 1
| LCA | Big Creek/Ventura | 1 | Average Weekday | SCE | 1-in-2 | 2025 | 8 |  |  |  | 44.7504 | 1
| LCA | Big Creek/Ventura | 1 | Average Weekday | SCE | 1-in-2 | 2025 | 9 |  |  |  | 45.2981 | 1
| LCA | Big Creek/Ventura | 1 | Average Weekday | SCE | 1-in-2 | 2025 | 10 |  |  |  | 49.3299 | 1
| LCA | Big Creek/Ventura | 1 | Average Weekday | SCE | 1-in-2 | 2025 | 11 |  |  |  | 54.2413 | 1
| LCA | Big Creek/Ventura | 1 | Average Weekday | SCE | 1-in-2 | 2025 | 12 |  |  |  | 58.3319 | 1
| LCA | Big Creek/Ventura | 1 | Average Weekday | SCE | 1-in-2 | 2025 | 13 |  |  |  | 61.3009 | 1
| LCA | Big Creek/Ventura | 1 | Average Weekday | SCE | 1-in-2 | 2025 | 14 |  |  |  | 63.1875 | 1
| LCA | Big Creek/Ventura | 1 | Average Weekday | SCE | 1-in-2 | 2025 | 15 |  |  |  | 64.3795 | 1
| LCA | Big Creek/Ventura | 1 | Average Weekday | SCE | 1-in-2 | 2025 | 16 |  |  |  | 64.8751 | 1
| LCA | Big Creek/Ventura | 1 | Average Weekday | SCE | 1-in-2 | 2025 | 17 |  |  |  | 64.3426 | 1
| LCA | Big Creek/Ventura | 1 | Average Weekday | SCE | 1-in-2 | 2025 | 18 |  |  |  | 62.5618 | 1
| LCA | Big Creek/Ventura | 1 | Average Weekday | SCE | 1-in-2 | 2025 | 19 |  |  |  | 59.5326 | 1
| LCA | Big Creek/Ventura | 1 | Average Weekday | SCE | 1-in-2 | 2025 | 20 |  |  |  | 56.9613 | 1
| LCA | Big Creek/Ventura | 1 | Average Weekday | SCE | 1-in-2 | 2025 | 21 |  |  |  | 54.9257 | 1
| LCA | Big Creek/Ventura | 1 | Average Weekday | SCE | 1-in-2 | 2025 | 22 |  |  |  | 53.2111 | 1
| LCA | Big Creek/Ventura | 1 | Average Weekday | SCE | 1-in-2 | 2025 | 23 |  |  |  | 51.841 | 1
| LCA | Big Creek/Ventura | 1 | Average Weekday | SCE | 1-in-2 | 2025 | 24 |  |  |  | 50.8538 | 1
| LCA | Big Creek/Ventura | 1 | Monthly System Peak Day | SCE | 1-in-2 | 2025 | 1 |  |  |  | 43.1152 | 1
| LCA | Big Creek/Ventura | 1 | Monthly System Peak Day | SCE | 1-in-2 | 2025 | 2 |  |  |  | 42.75 | 1
| LCA | Big Creek/Ventura | 1 | Monthly System Peak Day | SCE | 1-in-2 | 2025 | 3 |  |  |  | 41.8114 | 1
| LCA | Big Creek/Ventura | 1 | Monthly System Peak Day | SCE | 1-in-2 | 2025 | 4 |  |  |  | 40.7267 | 1
| LCA | Big Creek/Ventura | 1 | Monthly System Peak Day | SCE | 1-in-2 | 2025 | 5 |  |  |  | 39.2443 | 1
| LCA | Big Creek/Ventura | 1 | Monthly System Peak Day | SCE | 1-in-2 | 2025 | 6 |  |  |  | 38.76 | 1
| LCA | Big Creek/Ventura | 1 | Monthly System Peak Day | SCE | 1-in-2 | 2025 | 7 |  |  |  | 38.649 | 1
| LCA | Big Creek/Ventura | 1 | Monthly System Peak Day | SCE | 1-in-2 | 2025 | 8 |  |  |  | 38.91 | 1
| LCA | Big Creek/Ventura | 1 | Monthly System Peak Day | SCE | 1-in-2 | 2025 | 9 |  |  |  | 39.621 | 1
| LCA | Big Creek/Ventura | 1 | Monthly System Peak Day | SCE | 1-in-2 | 2025 | 10 |  |  |  | 42.7724 | 1
| LCA | Big Creek/Ventura | 1 | Monthly System Peak Day | SCE | 1-in-2 | 2025 | 11 |  |  |  | 45.9386 | 1
| LCA | Big Creek/Ventura | 1 | Monthly System Peak Day | SCE | 1-in-2 | 2025 | 12 |  |  |  | 48.2324 | 1
| LCA | Big Creek/Ventura | 1 | Monthly System Peak Day | SCE | 1-in-2 | 2025 | 13 |  |  |  | 49.9552 | 1
| LCA | Big Creek/Ventura | 1 | Monthly System Peak Day | SCE | 1-in-2 | 2025 | 14 |  |  |  | 51.1795 | 1
| LCA | Big Creek/Ventura | 1 | Monthly System Peak Day | SCE | 1-in-2 | 2025 | 15 |  |  |  | 51.9338 | 1
| LCA | Big Creek/Ventura | 1 | Monthly System Peak Day | SCE | 1-in-2 | 2025 | 16 |  |  |  | 52.5329 | 1
| LCA | Big Creek/Ventura | 1 | Monthly System Peak Day | SCE | 1-in-2 | 2025 | 17 |  |  |  | 52.7424 | 1
| LCA | Big Creek/Ventura | 1 | Monthly System Peak Day | SCE | 1-in-2 | 2025 | 18 |  |  |  | 51.91 | 1
| LCA | Big Creek/Ventura | 1 | Monthly System Peak Day | SCE | 1-in-2 | 2025 | 19 |  |  |  | 49.6876 | 1
| LCA | Big Creek/Ventura | 1 | Monthly System Peak Day | SCE | 1-in-2 | 2025 | 20 |  |  |  | 48.3543 | 1
| LCA | Big Creek/Ventura | 1 | Monthly System Peak Day | SCE | 1-in-2 | 2025 | 21 |  |  |  | 46.7295 | 1
| LCA | Big Creek/Ventura | 1 | Monthly System Peak Day | SCE | 1-in-2 | 2025 | 22 |  |  |  | 45.329 | 1
| LCA | Big Creek/Ventura | 1 | Monthly System Peak Day | SCE | 1-in-2 | 2025 | 23 |  |  |  | 43.6052 | 1
| LCA | Big Creek/Ventura | 1 | Monthly System Peak Day | SCE | 1-in-2 | 2025 | 24 |  |  |  | 42.4095 | 1
| LCA | Big Creek/Ventura | 2 | Average Weekday | SCE | 1-in-2 | 2025 | 1 |  |  |  | 49.2053 | 1
| LCA | Big Creek/Ventura | 2 | Average Weekday | SCE | 1-in-2 | 2025 | 2 |  |  |  | 48.2407 | 1
| LCA | Big Creek/Ventura | 2 | Average Weekday | SCE | 1-in-2 | 2025 | 3 |  |  |  | 47.2688 | 1
| LCA | Big Creek/Ventura | 2 | Average Weekday | SCE | 1-in-2 | 2025 | 4 |  |  |  | 46.3972 | 1
| LCA | Big Creek/Ventura | 2 | Average Weekday | SCE | 1-in-2 | 2025 | 5 |  |  |  | 45.7571 | 1
| LCA | Big Creek/Ventura | 2 | Average Weekday | SCE | 1-in-2 | 2025 | 6 |  |  |  | 45.0032 | 1
| LCA | Big Creek/Ventura | 2 | Average Weekday | SCE | 1-in-2 | 2025 | 7 |  |  |  | 44.6126 | 1
| LCA | Big Creek/Ventura | 2 | Average Weekday | SCE | 1-in-2 | 2025 | 8 |  |  |  | 44.4062 | 1
| LCA | Big Creek/Ventura | 2 | Average Weekday | SCE | 1-in-2 | 2025 | 9 |  |  |  | 45.7423 | 1
| LCA | Big Creek/Ventura | 2 | Average Weekday | SCE | 1-in-2 | 2025 | 10 |  |  |  | 49.8466 | 1
| LCA | Big Creek/Ventura | 2 | Average Weekday | SCE | 1-in-2 | 2025 | 11 |  |  |  | 54.3638 | 1
| LCA | Big Creek/Ventura | 2 | Average Weekday | SCE | 1-in-2 | 2025 | 12 |  |  |  | 58.0203 | 1
| LCA | Big Creek/Ventura | 2 | Average Weekday | SCE | 1-in-2 | 2025 | 13 |  |  |  | 60.717 | 1
| LCA | Big Creek/Ventura | 2 | Average Weekday | SCE | 1-in-2 | 2025 | 14 |  |  |  | 62.4777 | 1
| LCA | Big Creek/Ventura | 2 | Average Weekday | SCE | 1-in-2 | 2025 | 15 |  |  |  | 63.5056 | 1
| LCA | Big Creek/Ventura | 2 | Average Weekday | SCE | 1-in-2 | 2025 | 16 |  |  |  | 64.0437 | 1
| LCA | Big Creek/Ventura | 2 | Average Weekday | SCE | 1-in-2 | 2025 | 17 |  |  |  | 63.7273 | 1
| LCA | Big Creek/Ventura | 2 | Average Weekday | SCE | 1-in-2 | 2025 | 18 |  |  |  | 62.4272 | 1
| LCA | Big Creek/Ventura | 2 | Average Weekday | SCE | 1-in-2 | 2025 | 19 |  |  |  | 59.6754 | 1
| LCA | Big Creek/Ventura | 2 | Average Weekday | SCE | 1-in-2 | 2025 | 20 |  |  |  | 56.7044 | 1
| LCA | Big Creek/Ventura | 2 | Average Weekday | SCE | 1-in-2 | 2025 | 21 |  |  |  | 54.5686 | 1
| LCA | Big Creek/Ventura | 2 | Average Weekday | SCE | 1-in-2 | 2025 | 22 |  |  |  | 52.9939 | 1
| LCA | Big Creek/Ventura | 2 | Average Weekday | SCE | 1-in-2 | 2025 | 23 |  |  |  | 51.6964 | 1
| LCA | Big Creek/Ventura | 2 | Average Weekday | SCE | 1-in-2 | 2025 | 24 |  |  |  | 50.7309 | 1
| LCA | Big Creek/Ventura | 2 | Monthly System Peak Day | SCE | 1-in-2 | 2025 | 1 |  |  |  | 40.4005 | 1
| LCA | Big Creek/Ventura | 2 | Monthly System Peak Day | SCE | 1-in-2 | 2025 | 2 |  |  |  | 39.7419 | 1
| LCA | Big Creek/Ventura | 2 | Monthly System Peak Day | SCE | 1-in-2 | 2025 | 3 |  |  |  | 38.8505 | 1
| LCA | Big Creek/Ventura | 2 | Monthly System Peak Day | SCE | 1-in-2 | 2025 | 4 |  |  |  | 37.9643 | 1
| LCA | Big Creek/Ventura | 2 | Monthly System Peak Day | SCE | 1-in-2 | 2025 | 5 |  |  |  | 37.3381 | 1
| LCA | Big Creek/Ventura | 2 | Monthly System Peak Day | SCE | 1-in-2 | 2025 | 6 |  |  |  | 37.171 | 1
| LCA | Big Creek/Ventura | 2 | Monthly System Peak Day | SCE | 1-in-2 | 2025 | 7 |  |  |  | 37.5448 | 1
| LCA | Big Creek/Ventura | 2 | Monthly System Peak Day | SCE | 1-in-2 | 2025 | 8 |  |  |  | 38.9748 | 1
| LCA | Big Creek/Ventura | 2 | Monthly System Peak Day | SCE | 1-in-2 | 2025 | 9 |  |  |  | 40.9176 | 1
| LCA | Big Creek/Ventura | 2 | Monthly System Peak Day | SCE | 1-in-2 | 2025 | 10 |  |  |  | 43.481 | 1
| LCA | Big Creek/Ventura | 2 | Monthly System Peak Day | SCE | 1-in-2 | 2025 | 11 |  |  |  | 46.531 | 1
| LCA | Big Creek/Ventura | 2 | Monthly System Peak Day | SCE | 1-in-2 | 2025 | 12 |  |  |  | 48.9738 | 1
| LCA | Big Creek/Ventura | 2 | Monthly System Peak Day | SCE | 1-in-2 | 2025 | 13 |  |  |  | 51.3448 | 1
| LCA | Big Creek/Ventura | 2 | Monthly System Peak Day | SCE | 1-in-2 | 2025 | 14 |  |  |  | 53.14 | 1
| LCA | Big Creek/Ventura | 2 | Monthly System Peak Day | SCE | 1-in-2 | 2025 | 15 |  |  |  | 54.4452 | 1
| LCA | Big Creek/Ventura | 2 | Monthly System Peak Day | SCE | 1-in-2 | 2025 | 16 |  |  |  | 55.2262 | 1
| LCA | Big Creek/Ventura | 2 | Monthly System Peak Day | SCE | 1-in-2 | 2025 | 17 |  |  |  | 55.1676 | 1
| LCA | Big Creek/Ventura | 2 | Monthly System Peak Day | SCE | 1-in-2 | 2025 | 18 |  |  |  | 53.7229 | 1
| LCA | Big Creek/Ventura | 2 | Monthly System Peak Day | SCE | 1-in-2 | 2025 | 19 |  |  |  | 50.9062 | 1
| LCA | Big Creek/Ventura | 2 | Monthly System Peak Day | SCE | 1-in-2 | 2025 | 20 |  |  |  | 48.6162 | 1
| LCA | Big Creek/Ventura | 2 | Monthly System Peak Day | SCE | 1-in-2 | 2025 | 21 |  |  |  | 47.2352 | 1
| LCA | Big Creek/Ventura | 2 | Monthly System Peak Day | SCE | 1-in-2 | 2025 | 22 |  |  |  | 46.1538 | 1
| LCA | Big Creek/Ventura | 2 | Monthly System Peak Day | SCE | 1-in-2 | 2025 | 23 |  |  |  | 45.2914 | 1
| LCA | Big Creek/Ventura | 2 | Monthly System Peak Day | SCE | 1-in-2 | 2025 | 24 |  |  |  | 44.1919 | 1
| LCA | Big Creek/Ventura | 3 | Average Weekday | SCE | 1-in-2 | 2025 | 1 |  |  |  | 53.0931 | 1
| LCA | Big Creek/Ventura | 3 | Average Weekday | SCE | 1-in-2 | 2025 | 2 |  |  |  | 52.1518 | 1
| LCA | Big Creek/Ventura | 3 | Average Weekday | SCE | 1-in-2 | 2025 | 3 |  |  |  | 51.4361 | 1
| LCA | Big Creek/Ventura | 3 | Average Weekday | SCE | 1-in-2 | 2025 | 4 |  |  |  | 50.6088 | 1
| LCA | Big Creek/Ventura | 3 | Average Weekday | SCE | 1-in-2 | 2025 | 5 |  |  |  | 49.8264 | 1
| LCA | Big Creek/Ventura | 3 | Average Weekday | SCE | 1-in-2 | 2025 | 6 |  |  |  | 49.1144 | 1
| LCA | Big Creek/Ventura | 3 | Average Weekday | SCE | 1-in-2 | 2025 | 7 |  |  |  | 48.7286 | 1
| LCA | Big Creek/Ventura | 3 | Average Weekday | SCE | 1-in-2 | 2025 | 8 |  |  |  | 48.556 | 1
| LCA | Big Creek/Ventura | 3 | Average Weekday | SCE | 1-in-2 | 2025 | 9 |  |  |  | 49.6354 | 1
| LCA | Big Creek/Ventura | 3 | Average Weekday | SCE | 1-in-2 | 2025 | 10 |  |  |  | 52.7959 | 1
| LCA | Big Creek/Ventura | 3 | Average Weekday | SCE | 1-in-2 | 2025 | 11 |  |  |  | 56.5618 | 1
| LCA | Big Creek/Ventura | 3 | Average Weekday | SCE | 1-in-2 | 2025 | 12 |  |  |  | 59.7162 | 1
| LCA | Big Creek/Ventura | 3 | Average Weekday | SCE | 1-in-2 | 2025 | 13 |  |  |  | 62.131 | 1
| LCA | Big Creek/Ventura | 3 | Average Weekday | SCE | 1-in-2 | 2025 | 14 |  |  |  | 64.0488 | 1
| LCA | Big Creek/Ventura | 3 | Average Weekday | SCE | 1-in-2 | 2025 | 15 |  |  |  | 65.2261 | 1
| LCA | Big Creek/Ventura | 3 | Average Weekday | SCE | 1-in-2 | 2025 | 16 |  |  |  | 65.8385 | 1
| LCA | Big Creek/Ventura | 3 | Average Weekday | SCE | 1-in-2 | 2025 | 17 |  |  |  | 65.8408 | 1
| LCA | Big Creek/Ventura | 3 | Average Weekday | SCE | 1-in-2 | 2025 | 18 |  |  |  | 64.9116 | 1
| LCA | Big Creek/Ventura | 3 | Average Weekday | SCE | 1-in-2 | 2025 | 19 |  |  |  | 63.2278 | 1
| LCA | Big Creek/Ventura | 3 | Average Weekday | SCE | 1-in-2 | 2025 | 20 |  |  |  | 60.8901 | 1
| LCA | Big Creek/Ventura | 3 | Average Weekday | SCE | 1-in-2 | 2025 | 21 |  |  |  | 58.5405 | 1
| LCA | Big Creek/Ventura | 3 | Average Weekday | SCE | 1-in-2 | 2025 | 22 |  |  |  | 56.9835 | 1
| LCA | Big Creek/Ventura | 3 | Average Weekday | SCE | 1-in-2 | 2025 | 23 |  |  |  | 55.836 | 1
| LCA | Big Creek/Ventura | 3 | Average Weekday | SCE | 1-in-2 | 2025 | 24 |  |  |  | 54.7761 | 1
| LCA | Big Creek/Ventura | 3 | Monthly System Peak Day | SCE | 1-in-2 | 2025 | 1 |  |  |  | 52.1348 | 1
| LCA | Big Creek/Ventura | 3 | Monthly System Peak Day | SCE | 1-in-2 | 2025 | 2 |  |  |  | 51.1195 | 1
| LCA | Big Creek/Ventura | 3 | Monthly System Peak Day | SCE | 1-in-2 | 2025 | 3 |  |  |  | 49.7057 | 1
| LCA | Big Creek/Ventura | 3 | Monthly System Peak Day | SCE | 1-in-2 | 2025 | 4 |  |  |  | 49.4448 | 1
| LCA | Big Creek/Ventura | 3 | Monthly System Peak Day | SCE | 1-in-2 | 2025 | 5 |  |  |  | 48.8652 | 1
| LCA | Big Creek/Ventura | 3 | Monthly System Peak Day | SCE | 1-in-2 | 2025 | 6 |  |  |  | 47.5152 | 1
| LCA | Big Creek/Ventura | 3 | Monthly System Peak Day | SCE | 1-in-2 | 2025 | 7 |  |  |  | 47.2652 | 1
| LCA | Big Creek/Ventura | 3 | Monthly System Peak Day | SCE | 1-in-2 | 2025 | 8 |  |  |  | 46.5395 | 1
| LCA | Big Creek/Ventura | 3 | Monthly System Peak Day | SCE | 1-in-2 | 2025 | 9 |  |  |  | 46.9857 | 1
| LCA | Big Creek/Ventura | 3 | Monthly System Peak Day | SCE | 1-in-2 | 2025 | 10 |  |  |  | 50.7852 | 1
| LCA | Big Creek/Ventura | 3 | Monthly System Peak Day | SCE | 1-in-2 | 2025 | 11 |  |  |  | 55.9019 | 1
| LCA | Big Creek/Ventura | 3 | Monthly System Peak Day | SCE | 1-in-2 | 2025 | 12 |  |  |  | 60.2786 | 1
| LCA | Big Creek/Ventura | 3 | Monthly System Peak Day | SCE | 1-in-2 | 2025 | 13 |  |  |  | 63.6662 | 1
| LCA | Big Creek/Ventura | 3 | Monthly System Peak Day | SCE | 1-in-2 | 2025 | 14 |  |  |  | 65.9067 | 1
| LCA | Big Creek/Ventura | 3 | Monthly System Peak Day | SCE | 1-in-2 | 2025 | 15 |  |  |  | 67.1209 | 1
| LCA | Big Creek/Ventura | 3 | Monthly System Peak Day | SCE | 1-in-2 | 2025 | 16 |  |  |  | 68.249 | 1
| LCA | Big Creek/Ventura | 3 | Monthly System Peak Day | SCE | 1-in-2 | 2025 | 17 |  |  |  | 68.78 | 1
| LCA | Big Creek/Ventura | 3 | Monthly System Peak Day | SCE | 1-in-2 | 2025 | 18 |  |  |  | 68.3967 | 1
| LCA | Big Creek/Ventura | 3 | Monthly System Peak Day | SCE | 1-in-2 | 2025 | 19 |  |  |  | 67.0748 | 1
| LCA | Big Creek/Ventura | 3 | Monthly System Peak Day | SCE | 1-in-2 | 2025 | 20 |  |  |  | 64.8043 | 1
| LCA | Big Creek/Ventura | 3 | Monthly System Peak Day | SCE | 1-in-2 | 2025 | 21 |  |  |  | 61.4724 | 1
| LCA | Big Creek/Ventura | 3 | Monthly System Peak Day | SCE | 1-in-2 | 2025 | 22 |  |  |  | 59.0271 | 1
| LCA | Big Creek/Ventura | 3 | Monthly System Peak Day | SCE | 1-in-2 | 2025 | 23 |  |  |  | 57.2024 | 1
| LCA | Big Creek/Ventura | 3 | Monthly System Peak Day | SCE | 1-in-2 | 2025 | 24 |  |  |  | 56.16 | 1
| LCA | Big Creek/Ventura | 4 | Average Weekday | SCE | 1-in-2 | 2025 | 1 |  |  |  | 55.7977 | 1
| LCA | Big Creek/Ventura | 4 | Average Weekday | SCE | 1-in-2 | 2025 | 2 |  |  |  | 54.7457 | 1
| LCA | Big Creek/Ventura | 4 | Average Weekday | SCE | 1-in-2 | 2025 | 3 |  |  |  | 53.7439 | 1
| LCA | Big Creek/Ventura | 4 | Average Weekday | SCE | 1-in-2 | 2025 | 4 |  |  |  | 52.8991 | 1
| LCA | Big Creek/Ventura | 4 | Average Weekday | SCE | 1-in-2 | 2025 | 5 |  |  |  | 51.9919 | 1
| LCA | Big Creek/Ventura | 4 | Average Weekday | SCE | 1-in-2 | 2025 | 6 |  |  |  | 51.2931 | 1
| LCA | Big Creek/Ventura | 4 | Average Weekday | SCE | 1-in-2 | 2025 | 7 |  |  |  | 50.696 | 1
| LCA | Big Creek/Ventura | 4 | Average Weekday | SCE | 1-in-2 | 2025 | 8 |  |  |  | 50.4624 | 1
| LCA | Big Creek/Ventura | 4 | Average Weekday | SCE | 1-in-2 | 2025 | 9 |  |  |  | 52.1757 | 1
| LCA | Big Creek/Ventura | 4 | Average Weekday | SCE | 1-in-2 | 2025 | 10 |  |  |  | 55.7532 | 1
| LCA | Big Creek/Ventura | 4 | Average Weekday | SCE | 1-in-2 | 2025 | 11 |  |  |  | 59.4615 | 1
| LCA | Big Creek/Ventura | 4 | Average Weekday | SCE | 1-in-2 | 2025 | 12 |  |  |  | 62.6796 | 1
| LCA | Big Creek/Ventura | 4 | Average Weekday | SCE | 1-in-2 | 2025 | 13 |  |  |  | 65.204 | 1
| LCA | Big Creek/Ventura | 4 | Average Weekday | SCE | 1-in-2 | 2025 | 14 |  |  |  | 67.214 | 1
| LCA | Big Creek/Ventura | 4 | Average Weekday | SCE | 1-in-2 | 2025 | 15 |  |  |  | 68.4754 | 1
| LCA | Big Creek/Ventura | 4 | Average Weekday | SCE | 1-in-2 | 2025 | 16 |  |  |  | 69.0086 | 1
| LCA | Big Creek/Ventura | 4 | Average Weekday | SCE | 1-in-2 | 2025 | 17 |  |  |  | 68.995 | 1
| LCA | Big Creek/Ventura | 4 | Average Weekday | SCE | 1-in-2 | 2025 | 18 |  |  |  | 68.1884 | 1
| LCA | Big Creek/Ventura | 4 | Average Weekday | SCE | 1-in-2 | 2025 | 19 |  |  |  | 66.6823 | 1
| LCA | Big Creek/Ventura | 4 | Average Weekday | SCE | 1-in-2 | 2025 | 20 |  |  |  | 64.4104 | 1
| LCA | Big Creek/Ventura | 4 | Average Weekday | SCE | 1-in-2 | 2025 | 21 |  |  |  | 61.4054 | 1
| LCA | Big Creek/Ventura | 4 | Average Weekday | SCE | 1-in-2 | 2025 | 22 |  |  |  | 59.3045 | 1
| LCA | Big Creek/Ventura | 4 | Average Weekday | SCE | 1-in-2 | 2025 | 23 |  |  |  | 57.9252 | 1
| LCA | Big Creek/Ventura | 4 | Average Weekday | SCE | 1-in-2 | 2025 | 24 |  |  |  | 56.7051 | 1
| LCA | Big Creek/Ventura | 4 | Monthly System Peak Day | SCE | 1-in-2 | 2025 | 1 |  |  |  | 64.1605 | 1
| LCA | Big Creek/Ventura | 4 | Monthly System Peak Day | SCE | 1-in-2 | 2025 | 2 |  |  |  | 62.6005 | 1
| LCA | Big Creek/Ventura | 4 | Monthly System Peak Day | SCE | 1-in-2 | 2025 | 3 |  |  |  | 60.9767 | 1
| LCA | Big Creek/Ventura | 4 | Monthly System Peak Day | SCE | 1-in-2 | 2025 | 4 |  |  |  | 59.5152 | 1
| LCA | Big Creek/Ventura | 4 | Monthly System Peak Day | SCE | 1-in-2 | 2025 | 5 |  |  |  | 58.6233 | 1
| LCA | Big Creek/Ventura | 4 | Monthly System Peak Day | SCE | 1-in-2 | 2025 | 6 |  |  |  | 57.4505 | 1
| LCA | Big Creek/Ventura | 4 | Monthly System Peak Day | SCE | 1-in-2 | 2025 | 7 |  |  |  | 55.9357 | 1
| LCA | Big Creek/Ventura | 4 | Monthly System Peak Day | SCE | 1-in-2 | 2025 | 8 |  |  |  | 54.9186 | 1
| LCA | Big Creek/Ventura | 4 | Monthly System Peak Day | SCE | 1-in-2 | 2025 | 9 |  |  |  | 56.7148 | 1
| LCA | Big Creek/Ventura | 4 | Monthly System Peak Day | SCE | 1-in-2 | 2025 | 10 |  |  |  | 62.02 | 1
| LCA | Big Creek/Ventura | 4 | Monthly System Peak Day | SCE | 1-in-2 | 2025 | 11 |  |  |  | 68.0505 | 1
| LCA | Big Creek/Ventura | 4 | Monthly System Peak Day | SCE | 1-in-2 | 2025 | 12 |  |  |  | 73.0229 | 1
| LCA | Big Creek/Ventura | 4 | Monthly System Peak Day | SCE | 1-in-2 | 2025 | 13 |  |  |  | 77.369 | 1
| LCA | Big Creek/Ventura | 4 | Monthly System Peak Day | SCE | 1-in-2 | 2025 | 14 |  |  |  | 80.7048 | 1
| LCA | Big Creek/Ventura | 4 | Monthly System Peak Day | SCE | 1-in-2 | 2025 | 15 |  |  |  | 82.5714 | 1
| LCA | Big Creek/Ventura | 4 | Monthly System Peak Day | SCE | 1-in-2 | 2025 | 16 |  |  |  | 83.4857 | 1
| LCA | Big Creek/Ventura | 4 | Monthly System Peak Day | SCE | 1-in-2 | 2025 | 17 |  |  |  | 83.8905 | 1
| LCA | Big Creek/Ventura | 4 | Monthly System Peak Day | SCE | 1-in-2 | 2025 | 18 |  |  |  | 83.3762 | 1
| LCA | Big Creek/Ventura | 4 | Monthly System Peak Day | SCE | 1-in-2 | 2025 | 19 |  |  |  | 81.5748 | 1
| LCA | Big Creek/Ventura | 4 | Monthly System Peak Day | SCE | 1-in-2 | 2025 | 20 |  |  |  | 78.3414 | 1
| LCA | Big Creek/Ventura | 4 | Monthly System Peak Day | SCE | 1-in-2 | 2025 | 21 |  |  |  | 73.3995 | 1
| LCA | Big Creek/Ventura | 4 | Monthly System Peak Day | SCE | 1-in-2 | 2025 | 22 |  |  |  | 69.8876 | 1
| LCA | Big Creek/Ventura | 4 | Monthly System Peak Day | SCE | 1-in-2 | 2025 | 23 |  |  |  | 67.2867 | 1
| LCA | Big Creek/Ventura | 4 | Monthly System Peak Day | SCE | 1-in-2 | 2025 | 24 |  |  |  | 65.421 | 1
| LCA | Big Creek/Ventura | 5 | Average Weekday | SCE | 1-in-2 | 2025 | 1 |  |  |  | 59.9923 | 1
| LCA | Big Creek/Ventura | 5 | Average Weekday | SCE | 1-in-2 | 2025 | 2 |  |  |  | 58.9604 | 1
| LCA | Big Creek/Ventura | 5 | Average Weekday | SCE | 1-in-2 | 2025 | 3 |  |  |  | 58.0285 | 1
| LCA | Big Creek/Ventura | 5 | Average Weekday | SCE | 1-in-2 | 2025 | 4 |  |  |  | 57.1772 | 1
| LCA | Big Creek/Ventura | 5 | Average Weekday | SCE | 1-in-2 | 2025 | 5 |  |  |  | 56.5246 | 1
| LCA | Big Creek/Ventura | 5 | Average Weekday | SCE | 1-in-2 | 2025 | 6 |  |  |  | 55.8549 | 1
| LCA | Big Creek/Ventura | 5 | Average Weekday | SCE | 1-in-2 | 2025 | 7 |  |  |  | 55.2307 | 1
| LCA | Big Creek/Ventura | 5 | Average Weekday | SCE | 1-in-2 | 2025 | 8 |  |  |  | 55.5515 | 1
| LCA | Big Creek/Ventura | 5 | Average Weekday | SCE | 1-in-2 | 2025 | 9 |  |  |  | 58.2705 | 1
| LCA | Big Creek/Ventura | 5 | Average Weekday | SCE | 1-in-2 | 2025 | 10 |  |  |  | 61.5484 | 1
| LCA | Big Creek/Ventura | 5 | Average Weekday | SCE | 1-in-2 | 2025 | 11 |  |  |  | 64.8911 | 1
| LCA | Big Creek/Ventura | 5 | Average Weekday | SCE | 1-in-2 | 2025 | 12 |  |  |  | 67.8559 | 1
| LCA | Big Creek/Ventura | 5 | Average Weekday | SCE | 1-in-2 | 2025 | 13 |  |  |  | 70.274 | 1
| LCA | Big Creek/Ventura | 5 | Average Weekday | SCE | 1-in-2 | 2025 | 14 |  |  |  | 72.0602 | 1
| LCA | Big Creek/Ventura | 5 | Average Weekday | SCE | 1-in-2 | 2025 | 15 |  |  |  | 73.1902 | 1
| LCA | Big Creek/Ventura | 5 | Average Weekday | SCE | 1-in-2 | 2025 | 16 |  |  |  | 73.6664 | 1
| LCA | Big Creek/Ventura | 5 | Average Weekday | SCE | 1-in-2 | 2025 | 17 |  |  |  | 73.4822 | 1
| LCA | Big Creek/Ventura | 5 | Average Weekday | SCE | 1-in-2 | 2025 | 18 |  |  |  | 72.7404 | 1
| LCA | Big Creek/Ventura | 5 | Average Weekday | SCE | 1-in-2 | 2025 | 19 |  |  |  | 71.3964 | 1
| LCA | Big Creek/Ventura | 5 | Average Weekday | SCE | 1-in-2 | 2025 | 20 |  |  |  | 69.2439 | 1
| LCA | Big Creek/Ventura | 5 | Average Weekday | SCE | 1-in-2 | 2025 | 21 |  |  |  | 66.4425 | 1
| LCA | Big Creek/Ventura | 5 | Average Weekday | SCE | 1-in-2 | 2025 | 22 |  |  |  | 63.8796 | 1
| LCA | Big Creek/Ventura | 5 | Average Weekday | SCE | 1-in-2 | 2025 | 23 |  |  |  | 62.223 | 1
| LCA | Big Creek/Ventura | 5 | Average Weekday | SCE | 1-in-2 | 2025 | 24 |  |  |  | 60.8978 | 1
| LCA | Big Creek/Ventura | 5 | Monthly System Peak Day | SCE | 1-in-2 | 2025 | 1 |  |  |  | 66.7243 | 1
| LCA | Big Creek/Ventura | 5 | Monthly System Peak Day | SCE | 1-in-2 | 2025 | 2 |  |  |  | 65.2852 | 1
| LCA | Big Creek/Ventura | 5 | Monthly System Peak Day | SCE | 1-in-2 | 2025 | 3 |  |  |  | 64.0095 | 1
| LCA | Big Creek/Ventura | 5 | Monthly System Peak Day | SCE | 1-in-2 | 2025 | 4 |  |  |  | 62.2362 | 1
| LCA | Big Creek/Ventura | 5 | Monthly System Peak Day | SCE | 1-in-2 | 2025 | 5 |  |  |  | 60.7495 | 1
| LCA | Big Creek/Ventura | 5 | Monthly System Peak Day | SCE | 1-in-2 | 2025 | 6 |  |  |  | 59.761 | 1
| LCA | Big Creek/Ventura | 5 | Monthly System Peak Day | SCE | 1-in-2 | 2025 | 7 |  |  |  | 58.6738 | 1
| LCA | Big Creek/Ventura | 5 | Monthly System Peak Day | SCE | 1-in-2 | 2025 | 8 |  |  |  | 59.0181 | 1
| LCA | Big Creek/Ventura | 5 | Monthly System Peak Day | SCE | 1-in-2 | 2025 | 9 |  |  |  | 62.8176 | 1
| LCA | Big Creek/Ventura | 5 | Monthly System Peak Day | SCE | 1-in-2 | 2025 | 10 |  |  |  | 67.7938 | 1
| LCA | Big Creek/Ventura | 5 | Monthly System Peak Day | SCE | 1-in-2 | 2025 | 11 |  |  |  | 72.7814 | 1
| LCA | Big Creek/Ventura | 5 | Monthly System Peak Day | SCE | 1-in-2 | 2025 | 12 |  |  |  | 77.2243 | 1
| LCA | Big Creek/Ventura | 5 | Monthly System Peak Day | SCE | 1-in-2 | 2025 | 13 |  |  |  | 80.7552 | 1
| LCA | Big Creek/Ventura | 5 | Monthly System Peak Day | SCE | 1-in-2 | 2025 | 14 |  |  |  | 83.3238 | 1
| LCA | Big Creek/Ventura | 5 | Monthly System Peak Day | SCE | 1-in-2 | 2025 | 15 |  |  |  | 85.0205 | 1
| LCA | Big Creek/Ventura | 5 | Monthly System Peak Day | SCE | 1-in-2 | 2025 | 16 |  |  |  | 86.031 | 1
| LCA | Big Creek/Ventura | 5 | Monthly System Peak Day | SCE | 1-in-2 | 2025 | 17 |  |  |  | 85.3443 | 1
| LCA | Big Creek/Ventura | 5 | Monthly System Peak Day | SCE | 1-in-2 | 2025 | 18 |  |  |  | 83.8443 | 1
| LCA | Big Creek/Ventura | 5 | Monthly System Peak Day | SCE | 1-in-2 | 2025 | 19 |  |  |  | 81.5962 | 1
| LCA | Big Creek/Ventura | 5 | Monthly System Peak Day | SCE | 1-in-2 | 2025 | 20 |  |  |  | 78.9724 | 1
| LCA | Big Creek/Ventura | 5 | Monthly System Peak Day | SCE | 1-in-2 | 2025 | 21 |  |  |  | 74.9781 | 1
| LCA | Big Creek/Ventura | 5 | Monthly System Peak Day | SCE | 1-in-2 | 2025 | 22 |  |  |  | 71.9014 | 1
| LCA | Big Creek/Ventura | 5 | Monthly System Peak Day | SCE | 1-in-2 | 2025 | 23 |  |  |  | 70.5533 | 1
| LCA | Big Creek/Ventura | 5 | Monthly System Peak Day | SCE | 1-in-2 | 2025 | 24 |  |  |  | 69.5681 | 1
| LCA | Big Creek/Ventura | 6 | Average Weekday | SCE | 1-in-2 | 2025 | 1 |  |  |  | 64.4446 | 1
| LCA | Big Creek/Ventura | 6 | Average Weekday | SCE | 1-in-2 | 2025 | 2 |  |  |  | 63.2767 | 1
| LCA | Big Creek/Ventura | 6 | Average Weekday | SCE | 1-in-2 | 2025 | 3 |  |  |  | 62.2793 | 1
| LCA | Big Creek/Ventura | 6 | Average Weekday | SCE | 1-in-2 | 2025 | 4 |  |  |  | 61.464 | 1
| LCA | Big Creek/Ventura | 6 | Average Weekday | SCE | 1-in-2 | 2025 | 5 |  |  |  | 60.9021 | 1
| LCA | Big Creek/Ventura | 6 | Average Weekday | SCE | 1-in-2 | 2025 | 6 |  |  |  | 60.1695 | 1
| LCA | Big Creek/Ventura | 6 | Average Weekday | SCE | 1-in-2 | 2025 | 7 |  |  |  | 59.5618 | 1
| LCA | Big Creek/Ventura | 6 | Average Weekday | SCE | 1-in-2 | 2025 | 8 |  |  |  | 60.0648 | 1
| LCA | Big Creek/Ventura | 6 | Average Weekday | SCE | 1-in-2 | 2025 | 9 |  |  |  | 63.0612 | 1
| LCA | Big Creek/Ventura | 6 | Average Weekday | SCE | 1-in-2 | 2025 | 10 |  |  |  | 66.8253 | 1
| LCA | Big Creek/Ventura | 6 | Average Weekday | SCE | 1-in-2 | 2025 | 11 |  |  |  | 70.5864 | 1
| LCA | Big Creek/Ventura | 6 | Average Weekday | SCE | 1-in-2 | 2025 | 12 |  |  |  | 74.0185 | 1
| LCA | Big Creek/Ventura | 6 | Average Weekday | SCE | 1-in-2 | 2025 | 13 |  |  |  | 76.855 | 1
| LCA | Big Creek/Ventura | 6 | Average Weekday | SCE | 1-in-2 | 2025 | 14 |  |  |  | 79.0359 | 1
| LCA | Big Creek/Ventura | 6 | Average Weekday | SCE | 1-in-2 | 2025 | 15 |  |  |  | 80.4934 | 1
| LCA | Big Creek/Ventura | 6 | Average Weekday | SCE | 1-in-2 | 2025 | 16 |  |  |  | 81.064 | 1
| LCA | Big Creek/Ventura | 6 | Average Weekday | SCE | 1-in-2 | 2025 | 17 |  |  |  | 80.9841 | 1
| LCA | Big Creek/Ventura | 6 | Average Weekday | SCE | 1-in-2 | 2025 | 18 |  |  |  | 80.1426 | 1
| LCA | Big Creek/Ventura | 6 | Average Weekday | SCE | 1-in-2 | 2025 | 19 |  |  |  | 78.6553 | 1
| LCA | Big Creek/Ventura | 6 | Average Weekday | SCE | 1-in-2 | 2025 | 20 |  |  |  | 76.5709 | 1
| LCA | Big Creek/Ventura | 6 | Average Weekday | SCE | 1-in-2 | 2025 | 21 |  |  |  | 73.5264 | 1
| LCA | Big Creek/Ventura | 6 | Average Weekday | SCE | 1-in-2 | 2025 | 22 |  |  |  | 69.9663 | 1
| LCA | Big Creek/Ventura | 6 | Average Weekday | SCE | 1-in-2 | 2025 | 23 |  |  |  | 67.6652 | 1
| LCA | Big Creek/Ventura | 6 | Average Weekday | SCE | 1-in-2 | 2025 | 24 |  |  |  | 66.0613 | 1
| LCA | Big Creek/Ventura | 6 | Monthly System Peak Day | SCE | 1-in-2 | 2025 | 1 |  |  |  | 69.3795 | 1
| LCA | Big Creek/Ventura | 6 | Monthly System Peak Day | SCE | 1-in-2 | 2025 | 2 |  |  |  | 68.0986 | 1
| LCA | Big Creek/Ventura | 6 | Monthly System Peak Day | SCE | 1-in-2 | 2025 | 3 |  |  |  | 67.389 | 1
| LCA | Big Creek/Ventura | 6 | Monthly System Peak Day | SCE | 1-in-2 | 2025 | 4 |  |  |  | 66.4067 | 1
| LCA | Big Creek/Ventura | 6 | Monthly System Peak Day | SCE | 1-in-2 | 2025 | 5 |  |  |  | 65.8 | 1
| LCA | Big Creek/Ventura | 6 | Monthly System Peak Day | SCE | 1-in-2 | 2025 | 6 |  |  |  | 65.1929 | 1
| LCA | Big Creek/Ventura | 6 | Monthly System Peak Day | SCE | 1-in-2 | 2025 | 7 |  |  |  | 64.4767 | 1
| LCA | Big Creek/Ventura | 6 | Monthly System Peak Day | SCE | 1-in-2 | 2025 | 8 |  |  |  | 64.8881 | 1
| LCA | Big Creek/Ventura | 6 | Monthly System Peak Day | SCE | 1-in-2 | 2025 | 9 |  |  |  | 68.4833 | 1
| LCA | Big Creek/Ventura | 6 | Monthly System Peak Day | SCE | 1-in-2 | 2025 | 10 |  |  |  | 72.7905 | 1
| LCA | Big Creek/Ventura | 6 | Monthly System Peak Day | SCE | 1-in-2 | 2025 | 11 |  |  |  | 77.211 | 1
| LCA | Big Creek/Ventura | 6 | Monthly System Peak Day | SCE | 1-in-2 | 2025 | 12 |  |  |  | 80.7938 | 1
| LCA | Big Creek/Ventura | 6 | Monthly System Peak Day | SCE | 1-in-2 | 2025 | 13 |  |  |  | 82.7448 | 1
| LCA | Big Creek/Ventura | 6 | Monthly System Peak Day | SCE | 1-in-2 | 2025 | 14 |  |  |  | 84.38 | 1
| LCA | Big Creek/Ventura | 6 | Monthly System Peak Day | SCE | 1-in-2 | 2025 | 15 |  |  |  | 84.7967 | 1
| LCA | Big Creek/Ventura | 6 | Monthly System Peak Day | SCE | 1-in-2 | 2025 | 16 |  |  |  | 84.7538 | 1
| LCA | Big Creek/Ventura | 6 | Monthly System Peak Day | SCE | 1-in-2 | 2025 | 17 |  |  |  | 84.39 | 1
| LCA | Big Creek/Ventura | 6 | Monthly System Peak Day | SCE | 1-in-2 | 2025 | 18 |  |  |  | 84.1114 | 1
| LCA | Big Creek/Ventura | 6 | Monthly System Peak Day | SCE | 1-in-2 | 2025 | 19 |  |  |  | 83.2814 | 1
| LCA | Big Creek/Ventura | 6 | Monthly System Peak Day | SCE | 1-in-2 | 2025 | 20 |  |  |  | 81.3067 | 1
| LCA | Big Creek/Ventura | 6 | Monthly System Peak Day | SCE | 1-in-2 | 2025 | 21 |  |  |  | 77.8095 | 1
| LCA | Big Creek/Ventura | 6 | Monthly System Peak Day | SCE | 1-in-2 | 2025 | 22 |  |  |  | 73.9586 | 1
| LCA | Big Creek/Ventura | 6 | Monthly System Peak Day | SCE | 1-in-2 | 2025 | 23 |  |  |  | 71.219 | 1
| LCA | Big Creek/Ventura | 6 | Monthly System Peak Day | SCE | 1-in-2 | 2025 | 24 |  |  |  | 69.6 | 1
| LCA | Big Creek/Ventura | 7 | Average Weekday | SCE | 1-in-2 | 2025 | 1 |  |  |  | 69.4643 | 1
| LCA | Big Creek/Ventura | 7 | Average Weekday | SCE | 1-in-2 | 2025 | 2 |  |  |  | 68.4978 | 1
| LCA | Big Creek/Ventura | 7 | Average Weekday | SCE | 1-in-2 | 2025 | 3 |  |  |  | 67.7258 | 1
| LCA | Big Creek/Ventura | 7 | Average Weekday | SCE | 1-in-2 | 2025 | 4 |  |  |  | 67.0793 | 1
| LCA | Big Creek/Ventura | 7 | Average Weekday | SCE | 1-in-2 | 2025 | 5 |  |  |  | 66.3097 | 1
| LCA | Big Creek/Ventura | 7 | Average Weekday | SCE | 1-in-2 | 2025 | 6 |  |  |  | 65.6954 | 1
| LCA | Big Creek/Ventura | 7 | Average Weekday | SCE | 1-in-2 | 2025 | 7 |  |  |  | 65.1253 | 1
| LCA | Big Creek/Ventura | 7 | Average Weekday | SCE | 1-in-2 | 2025 | 8 |  |  |  | 65.3233 | 1
| LCA | Big Creek/Ventura | 7 | Average Weekday | SCE | 1-in-2 | 2025 | 9 |  |  |  | 67.873 | 1
| LCA | Big Creek/Ventura | 7 | Average Weekday | SCE | 1-in-2 | 2025 | 10 |  |  |  | 71.393 | 1
| LCA | Big Creek/Ventura | 7 | Average Weekday | SCE | 1-in-2 | 2025 | 11 |  |  |  | 75.2097 | 1
| LCA | Big Creek/Ventura | 7 | Average Weekday | SCE | 1-in-2 | 2025 | 12 |  |  |  | 78.9288 | 1
| LCA | Big Creek/Ventura | 7 | Average Weekday | SCE | 1-in-2 | 2025 | 13 |  |  |  | 81.7619 | 1
| LCA | Big Creek/Ventura | 7 | Average Weekday | SCE | 1-in-2 | 2025 | 14 |  |  |  | 83.9094 | 1
| LCA | Big Creek/Ventura | 7 | Average Weekday | SCE | 1-in-2 | 2025 | 15 |  |  |  | 85.285 | 1
| LCA | Big Creek/Ventura | 7 | Average Weekday | SCE | 1-in-2 | 2025 | 16 |  |  |  | 85.8065 | 1
| LCA | Big Creek/Ventura | 7 | Average Weekday | SCE | 1-in-2 | 2025 | 17 |  |  |  | 85.5142 | 1
| LCA | Big Creek/Ventura | 7 | Average Weekday | SCE | 1-in-2 | 2025 | 18 |  |  |  | 84.6145 | 1
| LCA | Big Creek/Ventura | 7 | Average Weekday | SCE | 1-in-2 | 2025 | 19 |  |  |  | 83.0359 | 1
| LCA | Big Creek/Ventura | 7 | Average Weekday | SCE | 1-in-2 | 2025 | 20 |  |  |  | 80.7123 | 1
| LCA | Big Creek/Ventura | 7 | Average Weekday | SCE | 1-in-2 | 2025 | 21 |  |  |  | 77.5898 | 1
| LCA | Big Creek/Ventura | 7 | Average Weekday | SCE | 1-in-2 | 2025 | 22 |  |  |  | 74.1539 | 1
| LCA | Big Creek/Ventura | 7 | Average Weekday | SCE | 1-in-2 | 2025 | 23 |  |  |  | 71.9988 | 1
| LCA | Big Creek/Ventura | 7 | Average Weekday | SCE | 1-in-2 | 2025 | 24 |  |  |  | 70.3567 | 1
| LCA | Big Creek/Ventura | 7 | Monthly System Peak Day | SCE | 1-in-2 | 2025 | 1 |  |  |  | 75.5571 | 1
| LCA | Big Creek/Ventura | 7 | Monthly System Peak Day | SCE | 1-in-2 | 2025 | 2 |  |  |  | 74.3481 | 1
| LCA | Big Creek/Ventura | 7 | Monthly System Peak Day | SCE | 1-in-2 | 2025 | 3 |  |  |  | 73.4614 | 1
| LCA | Big Creek/Ventura | 7 | Monthly System Peak Day | SCE | 1-in-2 | 2025 | 4 |  |  |  | 72.4367 | 1
| LCA | Big Creek/Ventura | 7 | Monthly System Peak Day | SCE | 1-in-2 | 2025 | 5 |  |  |  | 71.8838 | 1
| LCA | Big Creek/Ventura | 7 | Monthly System Peak Day | SCE | 1-in-2 | 2025 | 6 |  |  |  | 71.1448 | 1
| LCA | Big Creek/Ventura | 7 | Monthly System Peak Day | SCE | 1-in-2 | 2025 | 7 |  |  |  | 70.5248 | 1
| LCA | Big Creek/Ventura | 7 | Monthly System Peak Day | SCE | 1-in-2 | 2025 | 8 |  |  |  | 70.579 | 1
| LCA | Big Creek/Ventura | 7 | Monthly System Peak Day | SCE | 1-in-2 | 2025 | 9 |  |  |  | 73.89 | 1
| LCA | Big Creek/Ventura | 7 | Monthly System Peak Day | SCE | 1-in-2 | 2025 | 10 |  |  |  | 77.7652 | 1
| LCA | Big Creek/Ventura | 7 | Monthly System Peak Day | SCE | 1-in-2 | 2025 | 11 |  |  |  | 81.6867 | 1
| LCA | Big Creek/Ventura | 7 | Monthly System Peak Day | SCE | 1-in-2 | 2025 | 12 |  |  |  | 85.619 | 1
| LCA | Big Creek/Ventura | 7 | Monthly System Peak Day | SCE | 1-in-2 | 2025 | 13 |  |  |  | 89.7414 | 1
| LCA | Big Creek/Ventura | 7 | Monthly System Peak Day | SCE | 1-in-2 | 2025 | 14 |  |  |  | 91.7286 | 1
| LCA | Big Creek/Ventura | 7 | Monthly System Peak Day | SCE | 1-in-2 | 2025 | 15 |  |  |  | 93.2667 | 1
| LCA | Big Creek/Ventura | 7 | Monthly System Peak Day | SCE | 1-in-2 | 2025 | 16 |  |  |  | 93.6048 | 1
| LCA | Big Creek/Ventura | 7 | Monthly System Peak Day | SCE | 1-in-2 | 2025 | 17 |  |  |  | 93.1524 | 1
| LCA | Big Creek/Ventura | 7 | Monthly System Peak Day | SCE | 1-in-2 | 2025 | 18 |  |  |  | 92.9095 | 1
| LCA | Big Creek/Ventura | 7 | Monthly System Peak Day | SCE | 1-in-2 | 2025 | 19 |  |  |  | 91.5429 | 1
| LCA | Big Creek/Ventura | 7 | Monthly System Peak Day | SCE | 1-in-2 | 2025 | 20 |  |  |  | 88.79 | 1
| LCA | Big Creek/Ventura | 7 | Monthly System Peak Day | SCE | 1-in-2 | 2025 | 21 |  |  |  | 85.6629 | 1
| LCA | Big Creek/Ventura | 7 | Monthly System Peak Day | SCE | 1-in-2 | 2025 | 22 |  |  |  | 81.3624 | 1
| LCA | Big Creek/Ventura | 7 | Monthly System Peak Day | SCE | 1-in-2 | 2025 | 23 |  |  |  | 78.6919 | 1
| LCA | Big Creek/Ventura | 7 | Monthly System Peak Day | SCE | 1-in-2 | 2025 | 24 |  |  |  | 76.5924 | 1
| LCA | Big Creek/Ventura | 8 | Average Weekday | SCE | 1-in-2 | 2025 | 1 |  |  |  | 68.5607 | 1
| LCA | Big Creek/Ventura | 8 | Average Weekday | SCE | 1-in-2 | 2025 | 2 |  |  |  | 67.4839 | 1
| LCA | Big Creek/Ventura | 8 | Average Weekday | SCE | 1-in-2 | 2025 | 3 |  |  |  | 66.611 | 1
| LCA | Big Creek/Ventura | 8 | Average Weekday | SCE | 1-in-2 | 2025 | 4 |  |  |  | 65.9349 | 1
| LCA | Big Creek/Ventura | 8 | Average Weekday | SCE | 1-in-2 | 2025 | 5 |  |  |  | 65.135 | 1
| LCA | Big Creek/Ventura | 8 | Average Weekday | SCE | 1-in-2 | 2025 | 6 |  |  |  | 64.4324 | 1
| LCA | Big Creek/Ventura | 8 | Average Weekday | SCE | 1-in-2 | 2025 | 7 |  |  |  | 63.728 | 1
| LCA | Big Creek/Ventura | 8 | Average Weekday | SCE | 1-in-2 | 2025 | 8 |  |  |  | 63.4395 | 1
| LCA | Big Creek/Ventura | 8 | Average Weekday | SCE | 1-in-2 | 2025 | 9 |  |  |  | 65.4503 | 1
| LCA | Big Creek/Ventura | 8 | Average Weekday | SCE | 1-in-2 | 2025 | 10 |  |  |  | 69.565 | 1
| LCA | Big Creek/Ventura | 8 | Average Weekday | SCE | 1-in-2 | 2025 | 11 |  |  |  | 74.1577 | 1
| LCA | Big Creek/Ventura | 8 | Average Weekday | SCE | 1-in-2 | 2025 | 12 |  |  |  | 78.4984 | 1
| LCA | Big Creek/Ventura | 8 | Average Weekday | SCE | 1-in-2 | 2025 | 13 |  |  |  | 82.0149 | 1
| LCA | Big Creek/Ventura | 8 | Average Weekday | SCE | 1-in-2 | 2025 | 14 |  |  |  | 84.482 | 1
| LCA | Big Creek/Ventura | 8 | Average Weekday | SCE | 1-in-2 | 2025 | 15 |  |  |  | 86.0614 | 1
| LCA | Big Creek/Ventura | 8 | Average Weekday | SCE | 1-in-2 | 2025 | 16 |  |  |  | 86.7089 | 1
| LCA | Big Creek/Ventura | 8 | Average Weekday | SCE | 1-in-2 | 2025 | 17 |  |  |  | 86.5178 | 1
| LCA | Big Creek/Ventura | 8 | Average Weekday | SCE | 1-in-2 | 2025 | 18 |  |  |  | 85.4085 | 1
| LCA | Big Creek/Ventura | 8 | Average Weekday | SCE | 1-in-2 | 2025 | 19 |  |  |  | 83.4928 | 1
| LCA | Big Creek/Ventura | 8 | Average Weekday | SCE | 1-in-2 | 2025 | 20 |  |  |  | 80.6841 | 1
| LCA | Big Creek/Ventura | 8 | Average Weekday | SCE | 1-in-2 | 2025 | 21 |  |  |  | 77.0404 | 1
| LCA | Big Creek/Ventura | 8 | Average Weekday | SCE | 1-in-2 | 2025 | 22 |  |  |  | 73.9348 | 1
| LCA | Big Creek/Ventura | 8 | Average Weekday | SCE | 1-in-2 | 2025 | 23 |  |  |  | 71.6836 | 1
| LCA | Big Creek/Ventura | 8 | Average Weekday | SCE | 1-in-2 | 2025 | 24 |  |  |  | 69.9212 | 1
| LCA | Big Creek/Ventura | 8 | Monthly System Peak Day | SCE | 1-in-2 | 2025 | 1 |  |  |  | 76.0643 | 1
| LCA | Big Creek/Ventura | 8 | Monthly System Peak Day | SCE | 1-in-2 | 2025 | 2 |  |  |  | 74.5886 | 1
| LCA | Big Creek/Ventura | 8 | Monthly System Peak Day | SCE | 1-in-2 | 2025 | 3 |  |  |  | 73.6067 | 1
| LCA | Big Creek/Ventura | 8 | Monthly System Peak Day | SCE | 1-in-2 | 2025 | 4 |  |  |  | 72.8143 | 1
| LCA | Big Creek/Ventura | 8 | Monthly System Peak Day | SCE | 1-in-2 | 2025 | 5 |  |  |  | 71.9676 | 1
| LCA | Big Creek/Ventura | 8 | Monthly System Peak Day | SCE | 1-in-2 | 2025 | 6 |  |  |  | 71.21 | 1
| LCA | Big Creek/Ventura | 8 | Monthly System Peak Day | SCE | 1-in-2 | 2025 | 7 |  |  |  | 70.3867 | 1
| LCA | Big Creek/Ventura | 8 | Monthly System Peak Day | SCE | 1-in-2 | 2025 | 8 |  |  |  | 70.091 | 1
| LCA | Big Creek/Ventura | 8 | Monthly System Peak Day | SCE | 1-in-2 | 2025 | 9 |  |  |  | 72.1948 | 1
| LCA | Big Creek/Ventura | 8 | Monthly System Peak Day | SCE | 1-in-2 | 2025 | 10 |  |  |  | 76.5376 | 1
| LCA | Big Creek/Ventura | 8 | Monthly System Peak Day | SCE | 1-in-2 | 2025 | 11 |  |  |  | 81.8024 | 1
| LCA | Big Creek/Ventura | 8 | Monthly System Peak Day | SCE | 1-in-2 | 2025 | 12 |  |  |  | 86.4 | 1
| LCA | Big Creek/Ventura | 8 | Monthly System Peak Day | SCE | 1-in-2 | 2025 | 13 |  |  |  | 89.8429 | 1
| LCA | Big Creek/Ventura | 8 | Monthly System Peak Day | SCE | 1-in-2 | 2025 | 14 |  |  |  | 92.3667 | 1
| LCA | Big Creek/Ventura | 8 | Monthly System Peak Day | SCE | 1-in-2 | 2025 | 15 |  |  |  | 93.4571 | 1
| LCA | Big Creek/Ventura | 8 | Monthly System Peak Day | SCE | 1-in-2 | 2025 | 16 |  |  |  | 93.5143 | 1
| LCA | Big Creek/Ventura | 8 | Monthly System Peak Day | SCE | 1-in-2 | 2025 | 17 |  |  |  | 93.119 | 1
| LCA | Big Creek/Ventura | 8 | Monthly System Peak Day | SCE | 1-in-2 | 2025 | 18 |  |  |  | 91.8667 | 1
| LCA | Big Creek/Ventura | 8 | Monthly System Peak Day | SCE | 1-in-2 | 2025 | 19 |  |  |  | 90.169 | 1
| LCA | Big Creek/Ventura | 8 | Monthly System Peak Day | SCE | 1-in-2 | 2025 | 20 |  |  |  | 87.5733 | 1
| LCA | Big Creek/Ventura | 8 | Monthly System Peak Day | SCE | 1-in-2 | 2025 | 21 |  |  |  | 83.7948 | 1
| LCA | Big Creek/Ventura | 8 | Monthly System Peak Day | SCE | 1-in-2 | 2025 | 22 |  |  |  | 80.6219 | 1
| LCA | Big Creek/Ventura | 8 | Monthly System Peak Day | SCE | 1-in-2 | 2025 | 23 |  |  |  | 78.4271 | 1
| LCA | Big Creek/Ventura | 8 | Monthly System Peak Day | SCE | 1-in-2 | 2025 | 24 |  |  |  | 76.6548 | 1
| LCA | Big Creek/Ventura | 8 | Typical Event Day | SCE | 1-in-2 | 2025 | 1 |  |  |  | 73.6035 | 1
| LCA | Big Creek/Ventura | 8 | Typical Event Day | SCE | 1-in-2 | 2025 | 2 |  |  |  | 72.2619 | 1
| LCA | Big Creek/Ventura | 8 | Typical Event Day | SCE | 1-in-2 | 2025 | 3 |  |  |  | 71.4416 | 1
| LCA | Big Creek/Ventura | 8 | Typical Event Day | SCE | 1-in-2 | 2025 | 4 |  |  |  | 70.3174 | 1
| LCA | Big Creek/Ventura | 8 | Typical Event Day | SCE | 1-in-2 | 2025 | 5 |  |  |  | 69.4426 | 1
| LCA | Big Creek/Ventura | 8 | Typical Event Day | SCE | 1-in-2 | 2025 | 6 |  |  |  | 68.651 | 1
| LCA | Big Creek/Ventura | 8 | Typical Event Day | SCE | 1-in-2 | 2025 | 7 |  |  |  | 67.9617 | 1
| LCA | Big Creek/Ventura | 8 | Typical Event Day | SCE | 1-in-2 | 2025 | 8 |  |  |  | 67.9639 | 1
| LCA | Big Creek/Ventura | 8 | Typical Event Day | SCE | 1-in-2 | 2025 | 9 |  |  |  | 70.8694 | 1
| LCA | Big Creek/Ventura | 8 | Typical Event Day | SCE | 1-in-2 | 2025 | 10 |  |  |  | 75.26 | 1
| LCA | Big Creek/Ventura | 8 | Typical Event Day | SCE | 1-in-2 | 2025 | 11 |  |  |  | 80.0881 | 1
| LCA | Big Creek/Ventura | 8 | Typical Event Day | SCE | 1-in-2 | 2025 | 12 |  |  |  | 84.5068 | 1
| LCA | Big Creek/Ventura | 8 | Typical Event Day | SCE | 1-in-2 | 2025 | 13 |  |  |  | 87.9739 | 1
| LCA | Big Creek/Ventura | 8 | Typical Event Day | SCE | 1-in-2 | 2025 | 14 |  |  |  | 90.1355 | 1
| LCA | Big Creek/Ventura | 8 | Typical Event Day | SCE | 1-in-2 | 2025 | 15 |  |  |  | 91.2908 | 1
| LCA | Big Creek/Ventura | 8 | Typical Event Day | SCE | 1-in-2 | 2025 | 16 |  |  |  | 91.6587 | 1
| LCA | Big Creek/Ventura | 8 | Typical Event Day | SCE | 1-in-2 | 2025 | 17 |  |  |  | 91.3118 | 1
| LCA | Big Creek/Ventura | 8 | Typical Event Day | SCE | 1-in-2 | 2025 | 18 |  |  |  | 90.416 | 1
| LCA | Big Creek/Ventura | 8 | Typical Event Day | SCE | 1-in-2 | 2025 | 19 |  |  |  | 89.0079 | 1
| LCA | Big Creek/Ventura | 8 | Typical Event Day | SCE | 1-in-2 | 2025 | 20 |  |  |  | 86.3365 | 1
| LCA | Big Creek/Ventura | 8 | Typical Event Day | SCE | 1-in-2 | 2025 | 21 |  |  |  | 82.6415 | 1
| LCA | Big Creek/Ventura | 8 | Typical Event Day | SCE | 1-in-2 | 2025 | 22 |  |  |  | 79.0488 | 1
| LCA | Big Creek/Ventura | 8 | Typical Event Day | SCE | 1-in-2 | 2025 | 23 |  |  |  | 76.5554 | 1
| LCA | Big Creek/Ventura | 8 | Typical Event Day | SCE | 1-in-2 | 2025 | 24 |  |  |  | 74.7407 | 1
| LCA | Big Creek/Ventura | 9 | Average Weekday | SCE | 1-in-2 | 2025 | 1 |  |  |  | 67.0945 | 1
| LCA | Big Creek/Ventura | 9 | Average Weekday | SCE | 1-in-2 | 2025 | 2 |  |  |  | 66.0083 | 1
| LCA | Big Creek/Ventura | 9 | Average Weekday | SCE | 1-in-2 | 2025 | 3 |  |  |  | 65.0978 | 1
| LCA | Big Creek/Ventura | 9 | Average Weekday | SCE | 1-in-2 | 2025 | 4 |  |  |  | 64.2175 | 1
| LCA | Big Creek/Ventura | 9 | Average Weekday | SCE | 1-in-2 | 2025 | 5 |  |  |  | 63.36 | 1
| LCA | Big Creek/Ventura | 9 | Average Weekday | SCE | 1-in-2 | 2025 | 6 |  |  |  | 62.5899 | 1
| LCA | Big Creek/Ventura | 9 | Average Weekday | SCE | 1-in-2 | 2025 | 7 |  |  |  | 61.9902 | 1
| LCA | Big Creek/Ventura | 9 | Average Weekday | SCE | 1-in-2 | 2025 | 8 |  |  |  | 61.5601 | 1
| LCA | Big Creek/Ventura | 9 | Average Weekday | SCE | 1-in-2 | 2025 | 9 |  |  |  | 62.5275 | 1
| LCA | Big Creek/Ventura | 9 | Average Weekday | SCE | 1-in-2 | 2025 | 10 |  |  |  | 66.1297 | 1
| LCA | Big Creek/Ventura | 9 | Average Weekday | SCE | 1-in-2 | 2025 | 11 |  |  |  | 70.6571 | 1
| LCA | Big Creek/Ventura | 9 | Average Weekday | SCE | 1-in-2 | 2025 | 12 |  |  |  | 75.2291 | 1
| LCA | Big Creek/Ventura | 9 | Average Weekday | SCE | 1-in-2 | 2025 | 13 |  |  |  | 78.6246 | 1
| LCA | Big Creek/Ventura | 9 | Average Weekday | SCE | 1-in-2 | 2025 | 14 |  |  |  | 80.9918 | 1
| LCA | Big Creek/Ventura | 9 | Average Weekday | SCE | 1-in-2 | 2025 | 15 |  |  |  | 82.4881 | 1
| LCA | Big Creek/Ventura | 9 | Average Weekday | SCE | 1-in-2 | 2025 | 16 |  |  |  | 83.0949 | 1
| LCA | Big Creek/Ventura | 9 | Average Weekday | SCE | 1-in-2 | 2025 | 17 |  |  |  | 82.998 | 1
| LCA | Big Creek/Ventura | 9 | Average Weekday | SCE | 1-in-2 | 2025 | 18 |  |  |  | 81.9583 | 1
| LCA | Big Creek/Ventura | 9 | Average Weekday | SCE | 1-in-2 | 2025 | 19 |  |  |  | 80.0278 | 1
| LCA | Big Creek/Ventura | 9 | Average Weekday | SCE | 1-in-2 | 2025 | 20 |  |  |  | 77.0612 | 1
| LCA | Big Creek/Ventura | 9 | Average Weekday | SCE | 1-in-2 | 2025 | 21 |  |  |  | 73.5739 | 1
| LCA | Big Creek/Ventura | 9 | Average Weekday | SCE | 1-in-2 | 2025 | 22 |  |  |  | 71.3144 | 1
| LCA | Big Creek/Ventura | 9 | Average Weekday | SCE | 1-in-2 | 2025 | 23 |  |  |  | 69.4372 | 1
| LCA | Big Creek/Ventura | 9 | Average Weekday | SCE | 1-in-2 | 2025 | 24 |  |  |  | 67.9627 | 1
| LCA | Big Creek/Ventura | 9 | Monthly System Peak Day | SCE | 1-in-2 | 2025 | 1 |  |  |  | 73.4129 | 1
| LCA | Big Creek/Ventura | 9 | Monthly System Peak Day | SCE | 1-in-2 | 2025 | 2 |  |  |  | 72.0124 | 1
| LCA | Big Creek/Ventura | 9 | Monthly System Peak Day | SCE | 1-in-2 | 2025 | 3 |  |  |  | 71.3091 | 1
| LCA | Big Creek/Ventura | 9 | Monthly System Peak Day | SCE | 1-in-2 | 2025 | 4 |  |  |  | 69.6119 | 1
| LCA | Big Creek/Ventura | 9 | Monthly System Peak Day | SCE | 1-in-2 | 2025 | 5 |  |  |  | 68.119 | 1
| LCA | Big Creek/Ventura | 9 | Monthly System Peak Day | SCE | 1-in-2 | 2025 | 6 |  |  |  | 67.0562 | 1
| LCA | Big Creek/Ventura | 9 | Monthly System Peak Day | SCE | 1-in-2 | 2025 | 7 |  |  |  | 66.4586 | 1
| LCA | Big Creek/Ventura | 9 | Monthly System Peak Day | SCE | 1-in-2 | 2025 | 8 |  |  |  | 66.2976 | 1
| LCA | Big Creek/Ventura | 9 | Monthly System Peak Day | SCE | 1-in-2 | 2025 | 9 |  |  |  | 68.9095 | 1
| LCA | Big Creek/Ventura | 9 | Monthly System Peak Day | SCE | 1-in-2 | 2025 | 10 |  |  |  | 73.9467 | 1
| LCA | Big Creek/Ventura | 9 | Monthly System Peak Day | SCE | 1-in-2 | 2025 | 11 |  |  |  | 79.6524 | 1
| LCA | Big Creek/Ventura | 9 | Monthly System Peak Day | SCE | 1-in-2 | 2025 | 12 |  |  |  | 85.2143 | 1
| LCA | Big Creek/Ventura | 9 | Monthly System Peak Day | SCE | 1-in-2 | 2025 | 13 |  |  |  | 89.5667 | 1
| LCA | Big Creek/Ventura | 9 | Monthly System Peak Day | SCE | 1-in-2 | 2025 | 14 |  |  |  | 92.0667 | 1
| LCA | Big Creek/Ventura | 9 | Monthly System Peak Day | SCE | 1-in-2 | 2025 | 15 |  |  |  | 93.6429 | 1
| LCA | Big Creek/Ventura | 9 | Monthly System Peak Day | SCE | 1-in-2 | 2025 | 16 |  |  |  | 94.7619 | 1
| LCA | Big Creek/Ventura | 9 | Monthly System Peak Day | SCE | 1-in-2 | 2025 | 17 |  |  |  | 94.5857 | 1
| LCA | Big Creek/Ventura | 9 | Monthly System Peak Day | SCE | 1-in-2 | 2025 | 18 |  |  |  | 92.7762 | 1
| LCA | Big Creek/Ventura | 9 | Monthly System Peak Day | SCE | 1-in-2 | 2025 | 19 |  |  |  | 91.0381 | 1
| LCA | Big Creek/Ventura | 9 | Monthly System Peak Day | SCE | 1-in-2 | 2025 | 20 |  |  |  | 87.6762 | 1
| LCA | Big Creek/Ventura | 9 | Monthly System Peak Day | SCE | 1-in-2 | 2025 | 21 |  |  |  | 83.299 | 1
| LCA | Big Creek/Ventura | 9 | Monthly System Peak Day | SCE | 1-in-2 | 2025 | 22 |  |  |  | 80.2524 | 1
| LCA | Big Creek/Ventura | 9 | Monthly System Peak Day | SCE | 1-in-2 | 2025 | 23 |  |  |  | 77.8833 | 1
| LCA | Big Creek/Ventura | 9 | Monthly System Peak Day | SCE | 1-in-2 | 2025 | 24 |  |  |  | 76.1157 | 1
| LCA | Big Creek/Ventura | 10 | Average Weekday | SCE | 1-in-2 | 2025 | 1 |  |  |  | 60.8434 | 1
| LCA | Big Creek/Ventura | 10 | Average Weekday | SCE | 1-in-2 | 2025 | 2 |  |  |  | 59.8375 | 1
| LCA | Big Creek/Ventura | 10 | Average Weekday | SCE | 1-in-2 | 2025 | 3 |  |  |  | 59.0909 | 1
| LCA | Big Creek/Ventura | 10 | Average Weekday | SCE | 1-in-2 | 2025 | 4 |  |  |  | 58.2942 | 1
| LCA | Big Creek/Ventura | 10 | Average Weekday | SCE | 1-in-2 | 2025 | 5 |  |  |  | 57.419 | 1
| LCA | Big Creek/Ventura | 10 | Average Weekday | SCE | 1-in-2 | 2025 | 6 |  |  |  | 56.6993 | 1
| LCA | Big Creek/Ventura | 10 | Average Weekday | SCE | 1-in-2 | 2025 | 7 |  |  |  | 56.1217 | 1
| LCA | Big Creek/Ventura | 10 | Average Weekday | SCE | 1-in-2 | 2025 | 8 |  |  |  | 55.5776 | 1
| LCA | Big Creek/Ventura | 10 | Average Weekday | SCE | 1-in-2 | 2025 | 9 |  |  |  | 55.8193 | 1
| LCA | Big Creek/Ventura | 10 | Average Weekday | SCE | 1-in-2 | 2025 | 10 |  |  |  | 58.9899 | 1
| LCA | Big Creek/Ventura | 10 | Average Weekday | SCE | 1-in-2 | 2025 | 11 |  |  |  | 63.5706 | 1
| LCA | Big Creek/Ventura | 10 | Average Weekday | SCE | 1-in-2 | 2025 | 12 |  |  |  | 67.8169 | 1
| LCA | Big Creek/Ventura | 10 | Average Weekday | SCE | 1-in-2 | 2025 | 13 |  |  |  | 71.2654 | 1
| LCA | Big Creek/Ventura | 10 | Average Weekday | SCE | 1-in-2 | 2025 | 14 |  |  |  | 73.6774 | 1
| LCA | Big Creek/Ventura | 10 | Average Weekday | SCE | 1-in-2 | 2025 | 15 |  |  |  | 75.1392 | 1
| LCA | Big Creek/Ventura | 10 | Average Weekday | SCE | 1-in-2 | 2025 | 16 |  |  |  | 75.9602 | 1
| LCA | Big Creek/Ventura | 10 | Average Weekday | SCE | 1-in-2 | 2025 | 17 |  |  |  | 75.9954 | 1
| LCA | Big Creek/Ventura | 10 | Average Weekday | SCE | 1-in-2 | 2025 | 18 |  |  |  | 75.0633 | 1
| LCA | Big Creek/Ventura | 10 | Average Weekday | SCE | 1-in-2 | 2025 | 19 |  |  |  | 72.8882 | 1
| LCA | Big Creek/Ventura | 10 | Average Weekday | SCE | 1-in-2 | 2025 | 20 |  |  |  | 69.5432 | 1
| LCA | Big Creek/Ventura | 10 | Average Weekday | SCE | 1-in-2 | 2025 | 21 |  |  |  | 66.7562 | 1
| LCA | Big Creek/Ventura | 10 | Average Weekday | SCE | 1-in-2 | 2025 | 22 |  |  |  | 64.6155 | 1
| LCA | Big Creek/Ventura | 10 | Average Weekday | SCE | 1-in-2 | 2025 | 23 |  |  |  | 63.02 | 1
| LCA | Big Creek/Ventura | 10 | Average Weekday | SCE | 1-in-2 | 2025 | 24 |  |  |  | 61.6595 | 1
| LCA | Big Creek/Ventura | 10 | Monthly System Peak Day | SCE | 1-in-2 | 2025 | 1 |  |  |  | 67.0029 | 1
| LCA | Big Creek/Ventura | 10 | Monthly System Peak Day | SCE | 1-in-2 | 2025 | 2 |  |  |  | 65.6514 | 1
| LCA | Big Creek/Ventura | 10 | Monthly System Peak Day | SCE | 1-in-2 | 2025 | 3 |  |  |  | 65.2557 | 1
| LCA | Big Creek/Ventura | 10 | Monthly System Peak Day | SCE | 1-in-2 | 2025 | 4 |  |  |  | 64.9109 | 1
| LCA | Big Creek/Ventura | 10 | Monthly System Peak Day | SCE | 1-in-2 | 2025 | 5 |  |  |  | 64.531 | 1
| LCA | Big Creek/Ventura | 10 | Monthly System Peak Day | SCE | 1-in-2 | 2025 | 6 |  |  |  | 63.6452 | 1
| LCA | Big Creek/Ventura | 10 | Monthly System Peak Day | SCE | 1-in-2 | 2025 | 7 |  |  |  | 63.0557 | 1
| LCA | Big Creek/Ventura | 10 | Monthly System Peak Day | SCE | 1-in-2 | 2025 | 8 |  |  |  | 62.5152 | 1
| LCA | Big Creek/Ventura | 10 | Monthly System Peak Day | SCE | 1-in-2 | 2025 | 9 |  |  |  | 63.0662 | 1
| LCA | Big Creek/Ventura | 10 | Monthly System Peak Day | SCE | 1-in-2 | 2025 | 10 |  |  |  | 67.219 | 1
| LCA | Big Creek/Ventura | 10 | Monthly System Peak Day | SCE | 1-in-2 | 2025 | 11 |  |  |  | 73.3805 | 1
| LCA | Big Creek/Ventura | 10 | Monthly System Peak Day | SCE | 1-in-2 | 2025 | 12 |  |  |  | 78.8267 | 1
| LCA | Big Creek/Ventura | 10 | Monthly System Peak Day | SCE | 1-in-2 | 2025 | 13 |  |  |  | 82.4095 | 1
| LCA | Big Creek/Ventura | 10 | Monthly System Peak Day | SCE | 1-in-2 | 2025 | 14 |  |  |  | 84.5381 | 1
| LCA | Big Creek/Ventura | 10 | Monthly System Peak Day | SCE | 1-in-2 | 2025 | 15 |  |  |  | 86.2333 | 1
| LCA | Big Creek/Ventura | 10 | Monthly System Peak Day | SCE | 1-in-2 | 2025 | 16 |  |  |  | 87.4714 | 1
| LCA | Big Creek/Ventura | 10 | Monthly System Peak Day | SCE | 1-in-2 | 2025 | 17 |  |  |  | 88.1 | 1
| LCA | Big Creek/Ventura | 10 | Monthly System Peak Day | SCE | 1-in-2 | 2025 | 18 |  |  |  | 87.5619 | 1
| LCA | Big Creek/Ventura | 10 | Monthly System Peak Day | SCE | 1-in-2 | 2025 | 19 |  |  |  | 85.5571 | 1
| LCA | Big Creek/Ventura | 10 | Monthly System Peak Day | SCE | 1-in-2 | 2025 | 20 |  |  |  | 82.3776 | 1
| LCA | Big Creek/Ventura | 10 | Monthly System Peak Day | SCE | 1-in-2 | 2025 | 21 |  |  |  | 78.021 | 1
| LCA | Big Creek/Ventura | 10 | Monthly System Peak Day | SCE | 1-in-2 | 2025 | 22 |  |  |  | 74.4905 | 1
| LCA | Big Creek/Ventura | 10 | Monthly System Peak Day | SCE | 1-in-2 | 2025 | 23 |  |  |  | 71.9529 | 1
| LCA | Big Creek/Ventura | 10 | Monthly System Peak Day | SCE | 1-in-2 | 2025 | 24 |  |  |  | 70.4114 | 1
| LCA | Big Creek/Ventura | 11 | Average Weekday | SCE | 1-in-2 | 2025 | 1 |  |  |  | 53.9175 | 1
| LCA | Big Creek/Ventura | 11 | Average Weekday | SCE | 1-in-2 | 2025 | 2 |  |  |  | 52.9654 | 1
| LCA | Big Creek/Ventura | 11 | Average Weekday | SCE | 1-in-2 | 2025 | 3 |  |  |  | 52.119 | 1
| LCA | Big Creek/Ventura | 11 | Average Weekday | SCE | 1-in-2 | 2025 | 4 |  |  |  | 51.4859 | 1
| LCA | Big Creek/Ventura | 11 | Average Weekday | SCE | 1-in-2 | 2025 | 5 |  |  |  | 50.8619 | 1
| LCA | Big Creek/Ventura | 11 | Average Weekday | SCE | 1-in-2 | 2025 | 6 |  |  |  | 50.4477 | 1
| LCA | Big Creek/Ventura | 11 | Average Weekday | SCE | 1-in-2 | 2025 | 7 |  |  |  | 50.092 | 1
| LCA | Big Creek/Ventura | 11 | Average Weekday | SCE | 1-in-2 | 2025 | 8 |  |  |  | 49.9303 | 1
| LCA | Big Creek/Ventura | 11 | Average Weekday | SCE | 1-in-2 | 2025 | 9 |  |  |  | 51.3878 | 1
| LCA | Big Creek/Ventura | 11 | Average Weekday | SCE | 1-in-2 | 2025 | 10 |  |  |  | 55.3817 | 1
| LCA | Big Creek/Ventura | 11 | Average Weekday | SCE | 1-in-2 | 2025 | 11 |  |  |  | 59.8263 | 1
| LCA | Big Creek/Ventura | 11 | Average Weekday | SCE | 1-in-2 | 2025 | 12 |  |  |  | 63.6033 | 1
| LCA | Big Creek/Ventura | 11 | Average Weekday | SCE | 1-in-2 | 2025 | 13 |  |  |  | 66.1561 | 1
| LCA | Big Creek/Ventura | 11 | Average Weekday | SCE | 1-in-2 | 2025 | 14 |  |  |  | 67.744 | 1
| LCA | Big Creek/Ventura | 11 | Average Weekday | SCE | 1-in-2 | 2025 | 15 |  |  |  | 68.5688 | 1
| LCA | Big Creek/Ventura | 11 | Average Weekday | SCE | 1-in-2 | 2025 | 16 |  |  |  | 68.6934 | 1
| LCA | Big Creek/Ventura | 11 | Average Weekday | SCE | 1-in-2 | 2025 | 17 |  |  |  | 67.8531 | 1
| LCA | Big Creek/Ventura | 11 | Average Weekday | SCE | 1-in-2 | 2025 | 18 |  |  |  | 65.8777 | 1
| LCA | Big Creek/Ventura | 11 | Average Weekday | SCE | 1-in-2 | 2025 | 19 |  |  |  | 63.1399 | 1
| LCA | Big Creek/Ventura | 11 | Average Weekday | SCE | 1-in-2 | 2025 | 20 |  |  |  | 60.7551 | 1
| LCA | Big Creek/Ventura | 11 | Average Weekday | SCE | 1-in-2 | 2025 | 21 |  |  |  | 58.9363 | 1
| LCA | Big Creek/Ventura | 11 | Average Weekday | SCE | 1-in-2 | 2025 | 22 |  |  |  | 57.3429 | 1
| LCA | Big Creek/Ventura | 11 | Average Weekday | SCE | 1-in-2 | 2025 | 23 |  |  |  | 56.0838 | 1
| LCA | Big Creek/Ventura | 11 | Average Weekday | SCE | 1-in-2 | 2025 | 24 |  |  |  | 54.9755 | 1
| LCA | Big Creek/Ventura | 11 | Monthly System Peak Day | SCE | 1-in-2 | 2025 | 1 |  |  |  | 60.2319 | 1
| LCA | Big Creek/Ventura | 11 | Monthly System Peak Day | SCE | 1-in-2 | 2025 | 2 |  |  |  | 58.8138 | 1
| LCA | Big Creek/Ventura | 11 | Monthly System Peak Day | SCE | 1-in-2 | 2025 | 3 |  |  |  | 57.6 | 1
| LCA | Big Creek/Ventura | 11 | Monthly System Peak Day | SCE | 1-in-2 | 2025 | 4 |  |  |  | 57.1962 | 1
| LCA | Big Creek/Ventura | 11 | Monthly System Peak Day | SCE | 1-in-2 | 2025 | 5 |  |  |  | 56.0871 | 1
| LCA | Big Creek/Ventura | 11 | Monthly System Peak Day | SCE | 1-in-2 | 2025 | 6 |  |  |  | 54.9276 | 1
| LCA | Big Creek/Ventura | 11 | Monthly System Peak Day | SCE | 1-in-2 | 2025 | 7 |  |  |  | 54.0776 | 1
| LCA | Big Creek/Ventura | 11 | Monthly System Peak Day | SCE | 1-in-2 | 2025 | 8 |  |  |  | 53.8714 | 1
| LCA | Big Creek/Ventura | 11 | Monthly System Peak Day | SCE | 1-in-2 | 2025 | 9 |  |  |  | 55.2029 | 1
| LCA | Big Creek/Ventura | 11 | Monthly System Peak Day | SCE | 1-in-2 | 2025 | 10 |  |  |  | 61.1876 | 1
| LCA | Big Creek/Ventura | 11 | Monthly System Peak Day | SCE | 1-in-2 | 2025 | 11 |  |  |  | 68.3971 | 1
| LCA | Big Creek/Ventura | 11 | Monthly System Peak Day | SCE | 1-in-2 | 2025 | 12 |  |  |  | 74.5733 | 1
| LCA | Big Creek/Ventura | 11 | Monthly System Peak Day | SCE | 1-in-2 | 2025 | 13 |  |  |  | 78.44 | 1
| LCA | Big Creek/Ventura | 11 | Monthly System Peak Day | SCE | 1-in-2 | 2025 | 14 |  |  |  | 80.5714 | 1
| LCA | Big Creek/Ventura | 11 | Monthly System Peak Day | SCE | 1-in-2 | 2025 | 15 |  |  |  | 81.7524 | 1
| LCA | Big Creek/Ventura | 11 | Monthly System Peak Day | SCE | 1-in-2 | 2025 | 16 |  |  |  | 82.7476 | 1
| LCA | Big Creek/Ventura | 11 | Monthly System Peak Day | SCE | 1-in-2 | 2025 | 17 |  |  |  | 82.2381 | 1
| LCA | Big Creek/Ventura | 11 | Monthly System Peak Day | SCE | 1-in-2 | 2025 | 18 |  |  |  | 80.4829 | 1
| LCA | Big Creek/Ventura | 11 | Monthly System Peak Day | SCE | 1-in-2 | 2025 | 19 |  |  |  | 76.0557 | 1
| LCA | Big Creek/Ventura | 11 | Monthly System Peak Day | SCE | 1-in-2 | 2025 | 20 |  |  |  | 72.5062 | 1
| LCA | Big Creek/Ventura | 11 | Monthly System Peak Day | SCE | 1-in-2 | 2025 | 21 |  |  |  | 70.5219 | 1
| LCA | Big Creek/Ventura | 11 | Monthly System Peak Day | SCE | 1-in-2 | 2025 | 22 |  |  |  | 68.2462 | 1
| LCA | Big Creek/Ventura | 11 | Monthly System Peak Day | SCE | 1-in-2 | 2025 | 23 |  |  |  | 66.1267 | 1
| LCA | Big Creek/Ventura | 11 | Monthly System Peak Day | SCE | 1-in-2 | 2025 | 24 |  |  |  | 63.4557 | 1
| LCA | Big Creek/Ventura | 12 | Average Weekday | SCE | 1-in-2 | 2025 | 1 |  |  |  | 48.835 | 1
| LCA | Big Creek/Ventura | 12 | Average Weekday | SCE | 1-in-2 | 2025 | 2 |  |  |  | 48.1578 | 1
| LCA | Big Creek/Ventura | 12 | Average Weekday | SCE | 1-in-2 | 2025 | 3 |  |  |  | 47.5095 | 1
| LCA | Big Creek/Ventura | 12 | Average Weekday | SCE | 1-in-2 | 2025 | 4 |  |  |  | 47.0862 | 1
| LCA | Big Creek/Ventura | 12 | Average Weekday | SCE | 1-in-2 | 2025 | 5 |  |  |  | 46.5986 | 1
| LCA | Big Creek/Ventura | 12 | Average Weekday | SCE | 1-in-2 | 2025 | 6 |  |  |  | 46.1012 | 1
| LCA | Big Creek/Ventura | 12 | Average Weekday | SCE | 1-in-2 | 2025 | 7 |  |  |  | 45.7346 | 1
| LCA | Big Creek/Ventura | 12 | Average Weekday | SCE | 1-in-2 | 2025 | 8 |  |  |  | 45.516 | 1
| LCA | Big Creek/Ventura | 12 | Average Weekday | SCE | 1-in-2 | 2025 | 9 |  |  |  | 45.8981 | 1
| LCA | Big Creek/Ventura | 12 | Average Weekday | SCE | 1-in-2 | 2025 | 10 |  |  |  | 48.6449 | 1
| LCA | Big Creek/Ventura | 12 | Average Weekday | SCE | 1-in-2 | 2025 | 11 |  |  |  | 52.1651 | 1
| LCA | Big Creek/Ventura | 12 | Average Weekday | SCE | 1-in-2 | 2025 | 12 |  |  |  | 55.1199 | 1
| LCA | Big Creek/Ventura | 12 | Average Weekday | SCE | 1-in-2 | 2025 | 13 |  |  |  | 57.2949 | 1
| LCA | Big Creek/Ventura | 12 | Average Weekday | SCE | 1-in-2 | 2025 | 14 |  |  |  | 58.6188 | 1
| LCA | Big Creek/Ventura | 12 | Average Weekday | SCE | 1-in-2 | 2025 | 15 |  |  |  | 59.3146 | 1
| LCA | Big Creek/Ventura | 12 | Average Weekday | SCE | 1-in-2 | 2025 | 16 |  |  |  | 59.5146 | 1
| LCA | Big Creek/Ventura | 12 | Average Weekday | SCE | 1-in-2 | 2025 | 17 |  |  |  | 58.892 | 1
| LCA | Big Creek/Ventura | 12 | Average Weekday | SCE | 1-in-2 | 2025 | 18 |  |  |  | 57.1246 | 1
| LCA | Big Creek/Ventura | 12 | Average Weekday | SCE | 1-in-2 | 2025 | 19 |  |  |  | 54.8365 | 1
| LCA | Big Creek/Ventura | 12 | Average Weekday | SCE | 1-in-2 | 2025 | 20 |  |  |  | 53.0495 | 1
| LCA | Big Creek/Ventura | 12 | Average Weekday | SCE | 1-in-2 | 2025 | 21 |  |  |  | 51.5506 | 1
| LCA | Big Creek/Ventura | 12 | Average Weekday | SCE | 1-in-2 | 2025 | 22 |  |  |  | 50.4554 | 1
| LCA | Big Creek/Ventura | 12 | Average Weekday | SCE | 1-in-2 | 2025 | 23 |  |  |  | 49.5695 | 1
| LCA | Big Creek/Ventura | 12 | Average Weekday | SCE | 1-in-2 | 2025 | 24 |  |  |  | 48.7673 | 1
| LCA | Big Creek/Ventura | 12 | Monthly System Peak Day | SCE | 1-in-2 | 2025 | 1 |  |  |  | 41.5686 | 1
| LCA | Big Creek/Ventura | 12 | Monthly System Peak Day | SCE | 1-in-2 | 2025 | 2 |  |  |  | 40.4686 | 1
| LCA | Big Creek/Ventura | 12 | Monthly System Peak Day | SCE | 1-in-2 | 2025 | 3 |  |  |  | 39.6105 | 1
| LCA | Big Creek/Ventura | 12 | Monthly System Peak Day | SCE | 1-in-2 | 2025 | 4 |  |  |  | 38.6324 | 1
| LCA | Big Creek/Ventura | 12 | Monthly System Peak Day | SCE | 1-in-2 | 2025 | 5 |  |  |  | 38.0786 | 1
| LCA | Big Creek/Ventura | 12 | Monthly System Peak Day | SCE | 1-in-2 | 2025 | 6 |  |  |  | 37.5305 | 1
| LCA | Big Creek/Ventura | 12 | Monthly System Peak Day | SCE | 1-in-2 | 2025 | 7 |  |  |  | 37.1495 | 1
| LCA | Big Creek/Ventura | 12 | Monthly System Peak Day | SCE | 1-in-2 | 2025 | 8 |  |  |  | 37.141 | 1
| LCA | Big Creek/Ventura | 12 | Monthly System Peak Day | SCE | 1-in-2 | 2025 | 9 |  |  |  | 37.4405 | 1
| LCA | Big Creek/Ventura | 12 | Monthly System Peak Day | SCE | 1-in-2 | 2025 | 10 |  |  |  | 40.6867 | 1
| LCA | Big Creek/Ventura | 12 | Monthly System Peak Day | SCE | 1-in-2 | 2025 | 11 |  |  |  | 45.259 | 1
| LCA | Big Creek/Ventura | 12 | Monthly System Peak Day | SCE | 1-in-2 | 2025 | 12 |  |  |  | 48.8629 | 1
| LCA | Big Creek/Ventura | 12 | Monthly System Peak Day | SCE | 1-in-2 | 2025 | 13 |  |  |  | 50.551 | 1
| LCA | Big Creek/Ventura | 12 | Monthly System Peak Day | SCE | 1-in-2 | 2025 | 14 |  |  |  | 51.9633 | 1
| LCA | Big Creek/Ventura | 12 | Monthly System Peak Day | SCE | 1-in-2 | 2025 | 15 |  |  |  | 52.9886 | 1
| LCA | Big Creek/Ventura | 12 | Monthly System Peak Day | SCE | 1-in-2 | 2025 | 16 |  |  |  | 53.4748 | 1
| LCA | Big Creek/Ventura | 12 | Monthly System Peak Day | SCE | 1-in-2 | 2025 | 17 |  |  |  | 53.1986 | 1
| LCA | Big Creek/Ventura | 12 | Monthly System Peak Day | SCE | 1-in-2 | 2025 | 18 |  |  |  | 51.6167 | 1
| LCA | Big Creek/Ventura | 12 | Monthly System Peak Day | SCE | 1-in-2 | 2025 | 19 |  |  |  | 49.0557 | 1
| LCA | Big Creek/Ventura | 12 | Monthly System Peak Day | SCE | 1-in-2 | 2025 | 20 |  |  |  | 46.3252 | 1
| LCA | Big Creek/Ventura | 12 | Monthly System Peak Day | SCE | 1-in-2 | 2025 | 21 |  |  |  | 44.9024 | 1
| LCA | Big Creek/Ventura | 12 | Monthly System Peak Day | SCE | 1-in-2 | 2025 | 22 |  |  |  | 43.6133 | 1
| LCA | Big Creek/Ventura | 12 | Monthly System Peak Day | SCE | 1-in-2 | 2025 | 23 |  |  |  | 42.4038 | 1
| LCA | Big Creek/Ventura | 12 | Monthly System Peak Day | SCE | 1-in-2 | 2025 | 24 |  |  |  | 41.019 | 1
| LCA | Big Creek/Ventura | 1 | Average Weekday | SCE | 1-in-2 | 2026 | 1 |  |  |  | 49.1969 | 1
| LCA | Big Creek/Ventura | 1 | Average Weekday | SCE | 1-in-2 | 2026 | 2 |  |  |  | 48.2757 | 1
| LCA | Big Creek/Ventura | 1 | Average Weekday | SCE | 1-in-2 | 2026 | 3 |  |  |  | 47.5076 | 1
| LCA | Big Creek/Ventura | 1 | Average Weekday | SCE | 1-in-2 | 2026 | 4 |  |  |  | 46.8141 | 1
| LCA | Big Creek/Ventura | 1 | Average Weekday | SCE | 1-in-2 | 2026 | 5 |  |  |  | 46.1101 | 1
| LCA | Big Creek/Ventura | 1 | Average Weekday | SCE | 1-in-2 | 2026 | 6 |  |  |  | 45.3732 | 1
| LCA | Big Creek/Ventura | 1 | Average Weekday | SCE | 1-in-2 | 2026 | 7 |  |  |  | 44.7871 | 1
| LCA | Big Creek/Ventura | 1 | Average Weekday | SCE | 1-in-2 | 2026 | 8 |  |  |  | 44.7504 | 1
| LCA | Big Creek/Ventura | 1 | Average Weekday | SCE | 1-in-2 | 2026 | 9 |  |  |  | 45.2981 | 1
| LCA | Big Creek/Ventura | 1 | Average Weekday | SCE | 1-in-2 | 2026 | 10 |  |  |  | 49.3299 | 1
| LCA | Big Creek/Ventura | 1 | Average Weekday | SCE | 1-in-2 | 2026 | 11 |  |  |  | 54.2413 | 1
| LCA | Big Creek/Ventura | 1 | Average Weekday | SCE | 1-in-2 | 2026 | 12 |  |  |  | 58.3319 | 1
| LCA | Big Creek/Ventura | 1 | Average Weekday | SCE | 1-in-2 | 2026 | 13 |  |  |  | 61.3009 | 1
| LCA | Big Creek/Ventura | 1 | Average Weekday | SCE | 1-in-2 | 2026 | 14 |  |  |  | 63.1875 | 1
| LCA | Big Creek/Ventura | 1 | Average Weekday | SCE | 1-in-2 | 2026 | 15 |  |  |  | 64.3795 | 1
| LCA | Big Creek/Ventura | 1 | Average Weekday | SCE | 1-in-2 | 2026 | 16 |  |  |  | 64.8751 | 1
| LCA | Big Creek/Ventura | 1 | Average Weekday | SCE | 1-in-2 | 2026 | 17 |  |  |  | 64.3426 | 1
| LCA | Big Creek/Ventura | 1 | Average Weekday | SCE | 1-in-2 | 2026 | 18 |  |  |  | 62.5618 | 1
| LCA | Big Creek/Ventura | 1 | Average Weekday | SCE | 1-in-2 | 2026 | 19 |  |  |  | 59.5326 | 1
| LCA | Big Creek/Ventura | 1 | Average Weekday | SCE | 1-in-2 | 2026 | 20 |  |  |  | 56.9613 | 1
| LCA | Big Creek/Ventura | 1 | Average Weekday | SCE | 1-in-2 | 2026 | 21 |  |  |  | 54.9257 | 1
| LCA | Big Creek/Ventura | 1 | Average Weekday | SCE | 1-in-2 | 2026 | 22 |  |  |  | 53.2111 | 1
| LCA | Big Creek/Ventura | 1 | Average Weekday | SCE | 1-in-2 | 2026 | 23 |  |  |  | 51.841 | 1
| LCA | Big Creek/Ventura | 1 | Average Weekday | SCE | 1-in-2 | 2026 | 24 |  |  |  | 50.8538 | 1
| LCA | Big Creek/Ventura | 1 | Monthly System Peak Day | SCE | 1-in-2 | 2026 | 1 |  |  |  | 43.1152 | 1
| LCA | Big Creek/Ventura | 1 | Monthly System Peak Day | SCE | 1-in-2 | 2026 | 2 |  |  |  | 42.75 | 1
| LCA | Big Creek/Ventura | 1 | Monthly System Peak Day | SCE | 1-in-2 | 2026 | 3 |  |  |  | 41.8114 | 1
| LCA | Big Creek/Ventura | 1 | Monthly System Peak Day | SCE | 1-in-2 | 2026 | 4 |  |  |  | 40.7267 | 1
| LCA | Big Creek/Ventura | 1 | Monthly System Peak Day | SCE | 1-in-2 | 2026 | 5 |  |  |  | 39.2443 | 1
| LCA | Big Creek/Ventura | 1 | Monthly System Peak Day | SCE | 1-in-2 | 2026 | 6 |  |  |  | 38.76 | 1
| LCA | Big Creek/Ventura | 1 | Monthly System Peak Day | SCE | 1-in-2 | 2026 | 7 |  |  |  | 38.649 | 1
| LCA | Big Creek/Ventura | 1 | Monthly System Peak Day | SCE | 1-in-2 | 2026 | 8 |  |  |  | 38.91 | 1
| LCA | Big Creek/Ventura | 1 | Monthly System Peak Day | SCE | 1-in-2 | 2026 | 9 |  |  |  | 39.621 | 1
| LCA | Big Creek/Ventura | 1 | Monthly System Peak Day | SCE | 1-in-2 | 2026 | 10 |  |  |  | 42.7724 | 1
| LCA | Big Creek/Ventura | 1 | Monthly System Peak Day | SCE | 1-in-2 | 2026 | 11 |  |  |  | 45.9386 | 1
| LCA | Big Creek/Ventura | 1 | Monthly System Peak Day | SCE | 1-in-2 | 2026 | 12 |  |  |  | 48.2324 | 1
| LCA | Big Creek/Ventura | 1 | Monthly System Peak Day | SCE | 1-in-2 | 2026 | 13 |  |  |  | 49.9552 | 1
| LCA | Big Creek/Ventura | 1 | Monthly System Peak Day | SCE | 1-in-2 | 2026 | 14 |  |  |  | 51.1795 | 1
| LCA | Big Creek/Ventura | 1 | Monthly System Peak Day | SCE | 1-in-2 | 2026 | 15 |  |  |  | 51.9338 | 1
| LCA | Big Creek/Ventura | 1 | Monthly System Peak Day | SCE | 1-in-2 | 2026 | 16 |  |  |  | 52.5329 | 1
| LCA | Big Creek/Ventura | 1 | Monthly System Peak Day | SCE | 1-in-2 | 2026 | 17 |  |  |  | 52.7424 | 1
| LCA | Big Creek/Ventura | 1 | Monthly System Peak Day | SCE | 1-in-2 | 2026 | 18 |  |  |  | 51.91 | 1
| LCA | Big Creek/Ventura | 1 | Monthly System Peak Day | SCE | 1-in-2 | 2026 | 19 |  |  |  | 49.6876 | 1
| LCA | Big Creek/Ventura | 1 | Monthly System Peak Day | SCE | 1-in-2 | 2026 | 20 |  |  |  | 48.3543 | 1
| LCA | Big Creek/Ventura | 1 | Monthly System Peak Day | SCE | 1-in-2 | 2026 | 21 |  |  |  | 46.7295 | 1
| LCA | Big Creek/Ventura | 1 | Monthly System Peak Day | SCE | 1-in-2 | 2026 | 22 |  |  |  | 45.329 | 1
| LCA | Big Creek/Ventura | 1 | Monthly System Peak Day | SCE | 1-in-2 | 2026 | 23 |  |  |  | 43.6052 | 1
| LCA | Big Creek/Ventura | 1 | Monthly System Peak Day | SCE | 1-in-2 | 2026 | 24 |  |  |  | 42.4095 | 1
| LCA | Big Creek/Ventura | 2 | Average Weekday | SCE | 1-in-2 | 2026 | 1 |  |  |  | 49.2053 | 1
| LCA | Big Creek/Ventura | 2 | Average Weekday | SCE | 1-in-2 | 2026 | 2 |  |  |  | 48.2407 | 1
| LCA | Big Creek/Ventura | 2 | Average Weekday | SCE | 1-in-2 | 2026 | 3 |  |  |  | 47.2688 | 1
| LCA | Big Creek/Ventura | 2 | Average Weekday | SCE | 1-in-2 | 2026 | 4 |  |  |  | 46.3972 | 1
| LCA | Big Creek/Ventura | 2 | Average Weekday | SCE | 1-in-2 | 2026 | 5 |  |  |  | 45.7571 | 1
| LCA | Big Creek/Ventura | 2 | Average Weekday | SCE | 1-in-2 | 2026 | 6 |  |  |  | 45.0032 | 1
| LCA | Big Creek/Ventura | 2 | Average Weekday | SCE | 1-in-2 | 2026 | 7 |  |  |  | 44.6126 | 1
| LCA | Big Creek/Ventura | 2 | Average Weekday | SCE | 1-in-2 | 2026 | 8 |  |  |  | 44.4062 | 1
| LCA | Big Creek/Ventura | 2 | Average Weekday | SCE | 1-in-2 | 2026 | 9 |  |  |  | 45.7423 | 1
| LCA | Big Creek/Ventura | 2 | Average Weekday | SCE | 1-in-2 | 2026 | 10 |  |  |  | 49.8466 | 1
| LCA | Big Creek/Ventura | 2 | Average Weekday | SCE | 1-in-2 | 2026 | 11 |  |  |  | 54.3638 | 1
| LCA | Big Creek/Ventura | 2 | Average Weekday | SCE | 1-in-2 | 2026 | 12 |  |  |  | 58.0203 | 1
| LCA | Big Creek/Ventura | 2 | Average Weekday | SCE | 1-in-2 | 2026 | 13 |  |  |  | 60.717 | 1
| LCA | Big Creek/Ventura | 2 | Average Weekday | SCE | 1-in-2 | 2026 | 14 |  |  |  | 62.4777 | 1
| LCA | Big Creek/Ventura | 2 | Average Weekday | SCE | 1-in-2 | 2026 | 15 |  |  |  | 63.5056 | 1
| LCA | Big Creek/Ventura | 2 | Average Weekday | SCE | 1-in-2 | 2026 | 16 |  |  |  | 64.0437 | 1
| LCA | Big Creek/Ventura | 2 | Average Weekday | SCE | 1-in-2 | 2026 | 17 |  |  |  | 63.7273 | 1
| LCA | Big Creek/Ventura | 2 | Average Weekday | SCE | 1-in-2 | 2026 | 18 |  |  |  | 62.4272 | 1
| LCA | Big Creek/Ventura | 2 | Average Weekday | SCE | 1-in-2 | 2026 | 19 |  |  |  | 59.6754 | 1
| LCA | Big Creek/Ventura | 2 | Average Weekday | SCE | 1-in-2 | 2026 | 20 |  |  |  | 56.7044 | 1
| LCA | Big Creek/Ventura | 2 | Average Weekday | SCE | 1-in-2 | 2026 | 21 |  |  |  | 54.5686 | 1
| LCA | Big Creek/Ventura | 2 | Average Weekday | SCE | 1-in-2 | 2026 | 22 |  |  |  | 52.9939 | 1
| LCA | Big Creek/Ventura | 2 | Average Weekday | SCE | 1-in-2 | 2026 | 23 |  |  |  | 51.6964 | 1
| LCA | Big Creek/Ventura | 2 | Average Weekday | SCE | 1-in-2 | 2026 | 24 |  |  |  | 50.7309 | 1
| LCA | Big Creek/Ventura | 2 | Monthly System Peak Day | SCE | 1-in-2 | 2026 | 1 |  |  |  | 40.4005 | 1
| LCA | Big Creek/Ventura | 2 | Monthly System Peak Day | SCE | 1-in-2 | 2026 | 2 |  |  |  | 39.7419 | 1
| LCA | Big Creek/Ventura | 2 | Monthly System Peak Day | SCE | 1-in-2 | 2026 | 3 |  |  |  | 38.8505 | 1
| LCA | Big Creek/Ventura | 2 | Monthly System Peak Day | SCE | 1-in-2 | 2026 | 4 |  |  |  | 37.9643 | 1
| LCA | Big Creek/Ventura | 2 | Monthly System Peak Day | SCE | 1-in-2 | 2026 | 5 |  |  |  | 37.3381 | 1
| LCA | Big Creek/Ventura | 2 | Monthly System Peak Day | SCE | 1-in-2 | 2026 | 6 |  |  |  | 37.171 | 1
| LCA | Big Creek/Ventura | 2 | Monthly System Peak Day | SCE | 1-in-2 | 2026 | 7 |  |  |  | 37.5448 | 1
| LCA | Big Creek/Ventura | 2 | Monthly System Peak Day | SCE | 1-in-2 | 2026 | 8 |  |  |  | 38.9748 | 1
| LCA | Big Creek/Ventura | 2 | Monthly System Peak Day | SCE | 1-in-2 | 2026 | 9 |  |  |  | 40.9176 | 1
| LCA | Big Creek/Ventura | 2 | Monthly System Peak Day | SCE | 1-in-2 | 2026 | 10 |  |  |  | 43.481 | 1
| LCA | Big Creek/Ventura | 2 | Monthly System Peak Day | SCE | 1-in-2 | 2026 | 11 |  |  |  | 46.531 | 1
| LCA | Big Creek/Ventura | 2 | Monthly System Peak Day | SCE | 1-in-2 | 2026 | 12 |  |  |  | 48.9738 | 1
| LCA | Big Creek/Ventura | 2 | Monthly System Peak Day | SCE | 1-in-2 | 2026 | 13 |  |  |  | 51.3448 | 1
| LCA | Big Creek/Ventura | 2 | Monthly System Peak Day | SCE | 1-in-2 | 2026 | 14 |  |  |  | 53.14 | 1
| LCA | Big Creek/Ventura | 2 | Monthly System Peak Day | SCE | 1-in-2 | 2026 | 15 |  |  |  | 54.4452 | 1
| LCA | Big Creek/Ventura | 2 | Monthly System Peak Day | SCE | 1-in-2 | 2026 | 16 |  |  |  | 55.2262 | 1
| LCA | Big Creek/Ventura | 2 | Monthly System Peak Day | SCE | 1-in-2 | 2026 | 17 |  |  |  | 55.1676 | 1
| LCA | Big Creek/Ventura | 2 | Monthly System Peak Day | SCE | 1-in-2 | 2026 | 18 |  |  |  | 53.7229 | 1
| LCA | Big Creek/Ventura | 2 | Monthly System Peak Day | SCE | 1-in-2 | 2026 | 19 |  |  |  | 50.9062 | 1
| LCA | Big Creek/Ventura | 2 | Monthly System Peak Day | SCE | 1-in-2 | 2026 | 20 |  |  |  | 48.6162 | 1
| LCA | Big Creek/Ventura | 2 | Monthly System Peak Day | SCE | 1-in-2 | 2026 | 21 |  |  |  | 47.2352 | 1
| LCA | Big Creek/Ventura | 2 | Monthly System Peak Day | SCE | 1-in-2 | 2026 | 22 |  |  |  | 46.1538 | 1
| LCA | Big Creek/Ventura | 2 | Monthly System Peak Day | SCE | 1-in-2 | 2026 | 23 |  |  |  | 45.2914 | 1
| LCA | Big Creek/Ventura | 2 | Monthly System Peak Day | SCE | 1-in-2 | 2026 | 24 |  |  |  | 44.1919 | 1
| LCA | Big Creek/Ventura | 3 | Average Weekday | SCE | 1-in-2 | 2026 | 1 |  |  |  | 53.0931 | 1
| LCA | Big Creek/Ventura | 3 | Average Weekday | SCE | 1-in-2 | 2026 | 2 |  |  |  | 52.1518 | 1
| LCA | Big Creek/Ventura | 3 | Average Weekday | SCE | 1-in-2 | 2026 | 3 |  |  |  | 51.4361 | 1
| LCA | Big Creek/Ventura | 3 | Average Weekday | SCE | 1-in-2 | 2026 | 4 |  |  |  | 50.6088 | 1
| LCA | Big Creek/Ventura | 3 | Average Weekday | SCE | 1-in-2 | 2026 | 5 |  |  |  | 49.8264 | 1
| LCA | Big Creek/Ventura | 3 | Average Weekday | SCE | 1-in-2 | 2026 | 6 |  |  |  | 49.1144 | 1
| LCA | Big Creek/Ventura | 3 | Average Weekday | SCE | 1-in-2 | 2026 | 7 |  |  |  | 48.7286 | 1
| LCA | Big Creek/Ventura | 3 | Average Weekday | SCE | 1-in-2 | 2026 | 8 |  |  |  | 48.556 | 1
| LCA | Big Creek/Ventura | 3 | Average Weekday | SCE | 1-in-2 | 2026 | 9 |  |  |  | 49.6354 | 1
| LCA | Big Creek/Ventura | 3 | Average Weekday | SCE | 1-in-2 | 2026 | 10 |  |  |  | 52.7959 | 1
| LCA | Big Creek/Ventura | 3 | Average Weekday | SCE | 1-in-2 | 2026 | 11 |  |  |  | 56.5618 | 1
| LCA | Big Creek/Ventura | 3 | Average Weekday | SCE | 1-in-2 | 2026 | 12 |  |  |  | 59.7162 | 1
| LCA | Big Creek/Ventura | 3 | Average Weekday | SCE | 1-in-2 | 2026 | 13 |  |  |  | 62.131 | 1
| LCA | Big Creek/Ventura | 3 | Average Weekday | SCE | 1-in-2 | 2026 | 14 |  |  |  | 64.0488 | 1
| LCA | Big Creek/Ventura | 3 | Average Weekday | SCE | 1-in-2 | 2026 | 15 |  |  |  | 65.2261 | 1
| LCA | Big Creek/Ventura | 3 | Average Weekday | SCE | 1-in-2 | 2026 | 16 |  |  |  | 65.8385 | 1
| LCA | Big Creek/Ventura | 3 | Average Weekday | SCE | 1-in-2 | 2026 | 17 |  |  |  | 65.8408 | 1
| LCA | Big Creek/Ventura | 3 | Average Weekday | SCE | 1-in-2 | 2026 | 18 |  |  |  | 64.9116 | 1
| LCA | Big Creek/Ventura | 3 | Average Weekday | SCE | 1-in-2 | 2026 | 19 |  |  |  | 63.2278 | 1
| LCA | Big Creek/Ventura | 3 | Average Weekday | SCE | 1-in-2 | 2026 | 20 |  |  |  | 60.8901 | 1
| LCA | Big Creek/Ventura | 3 | Average Weekday | SCE | 1-in-2 | 2026 | 21 |  |  |  | 58.5405 | 1
| LCA | Big Creek/Ventura | 3 | Average Weekday | SCE | 1-in-2 | 2026 | 22 |  |  |  | 56.9835 | 1
| LCA | Big Creek/Ventura | 3 | Average Weekday | SCE | 1-in-2 | 2026 | 23 |  |  |  | 55.836 | 1
| LCA | Big Creek/Ventura | 3 | Average Weekday | SCE | 1-in-2 | 2026 | 24 |  |  |  | 54.7761 | 1
| LCA | Big Creek/Ventura | 3 | Monthly System Peak Day | SCE | 1-in-2 | 2026 | 1 |  |  |  | 52.1348 | 1
| LCA | Big Creek/Ventura | 3 | Monthly System Peak Day | SCE | 1-in-2 | 2026 | 2 |  |  |  | 51.1195 | 1
| LCA | Big Creek/Ventura | 3 | Monthly System Peak Day | SCE | 1-in-2 | 2026 | 3 |  |  |  | 49.7057 | 1
| LCA | Big Creek/Ventura | 3 | Monthly System Peak Day | SCE | 1-in-2 | 2026 | 4 |  |  |  | 49.4448 | 1
| LCA | Big Creek/Ventura | 3 | Monthly System Peak Day | SCE | 1-in-2 | 2026 | 5 |  |  |  | 48.8652 | 1
| LCA | Big Creek/Ventura | 3 | Monthly System Peak Day | SCE | 1-in-2 | 2026 | 6 |  |  |  | 47.5152 | 1
| LCA | Big Creek/Ventura | 3 | Monthly System Peak Day | SCE | 1-in-2 | 2026 | 7 |  |  |  | 47.2652 | 1
| LCA | Big Creek/Ventura | 3 | Monthly System Peak Day | SCE | 1-in-2 | 2026 | 8 |  |  |  | 46.5395 | 1
| LCA | Big Creek/Ventura | 3 | Monthly System Peak Day | SCE | 1-in-2 | 2026 | 9 |  |  |  | 46.9857 | 1
| LCA | Big Creek/Ventura | 3 | Monthly System Peak Day | SCE | 1-in-2 | 2026 | 10 |  |  |  | 50.7852 | 1
| LCA | Big Creek/Ventura | 3 | Monthly System Peak Day | SCE | 1-in-2 | 2026 | 11 |  |  |  | 55.9019 | 1
| LCA | Big Creek/Ventura | 3 | Monthly System Peak Day | SCE | 1-in-2 | 2026 | 12 |  |  |  | 60.2786 | 1
| LCA | Big Creek/Ventura | 3 | Monthly System Peak Day | SCE | 1-in-2 | 2026 | 13 |  |  |  | 63.6662 | 1
| LCA | Big Creek/Ventura | 3 | Monthly System Peak Day | SCE | 1-in-2 | 2026 | 14 |  |  |  | 65.9067 | 1
| LCA | Big Creek/Ventura | 3 | Monthly System Peak Day | SCE | 1-in-2 | 2026 | 15 |  |  |  | 67.1209 | 1
| LCA | Big Creek/Ventura | 3 | Monthly System Peak Day | SCE | 1-in-2 | 2026 | 16 |  |  |  | 68.249 | 1
| LCA | Big Creek/Ventura | 3 | Monthly System Peak Day | SCE | 1-in-2 | 2026 | 17 |  |  |  | 68.78 | 1
| LCA | Big Creek/Ventura | 3 | Monthly System Peak Day | SCE | 1-in-2 | 2026 | 18 |  |  |  | 68.3967 | 1
| LCA | Big Creek/Ventura | 3 | Monthly System Peak Day | SCE | 1-in-2 | 2026 | 19 |  |  |  | 67.0748 | 1
| LCA | Big Creek/Ventura | 3 | Monthly System Peak Day | SCE | 1-in-2 | 2026 | 20 |  |  |  | 64.8043 | 1
| LCA | Big Creek/Ventura | 3 | Monthly System Peak Day | SCE | 1-in-2 | 2026 | 21 |  |  |  | 61.4724 | 1
| LCA | Big Creek/Ventura | 3 | Monthly System Peak Day | SCE | 1-in-2 | 2026 | 22 |  |  |  | 59.0271 | 1
| LCA | Big Creek/Ventura | 3 | Monthly System Peak Day | SCE | 1-in-2 | 2026 | 23 |  |  |  | 57.2024 | 1
| LCA | Big Creek/Ventura | 3 | Monthly System Peak Day | SCE | 1-in-2 | 2026 | 24 |  |  |  | 56.16 | 1
| LCA | Big Creek/Ventura | 4 | Average Weekday | SCE | 1-in-2 | 2026 | 1 |  |  |  | 55.7977 | 1
| LCA | Big Creek/Ventura | 4 | Average Weekday | SCE | 1-in-2 | 2026 | 2 |  |  |  | 54.7457 | 1
| LCA | Big Creek/Ventura | 4 | Average Weekday | SCE | 1-in-2 | 2026 | 3 |  |  |  | 53.7439 | 1
| LCA | Big Creek/Ventura | 4 | Average Weekday | SCE | 1-in-2 | 2026 | 4 |  |  |  | 52.8991 | 1
| LCA | Big Creek/Ventura | 4 | Average Weekday | SCE | 1-in-2 | 2026 | 5 |  |  |  | 51.9919 | 1
| LCA | Big Creek/Ventura | 4 | Average Weekday | SCE | 1-in-2 | 2026 | 6 |  |  |  | 51.2931 | 1
| LCA | Big Creek/Ventura | 4 | Average Weekday | SCE | 1-in-2 | 2026 | 7 |  |  |  | 50.696 | 1
| LCA | Big Creek/Ventura | 4 | Average Weekday | SCE | 1-in-2 | 2026 | 8 |  |  |  | 50.4624 | 1
| LCA | Big Creek/Ventura | 4 | Average Weekday | SCE | 1-in-2 | 2026 | 9 |  |  |  | 52.1757 | 1
| LCA | Big Creek/Ventura | 4 | Average Weekday | SCE | 1-in-2 | 2026 | 10 |  |  |  | 55.7532 | 1
| LCA | Big Creek/Ventura | 4 | Average Weekday | SCE | 1-in-2 | 2026 | 11 |  |  |  | 59.4615 | 1
| LCA | Big Creek/Ventura | 4 | Average Weekday | SCE | 1-in-2 | 2026 | 12 |  |  |  | 62.6796 | 1
| LCA | Big Creek/Ventura | 4 | Average Weekday | SCE | 1-in-2 | 2026 | 13 |  |  |  | 65.204 | 1
| LCA | Big Creek/Ventura | 4 | Average Weekday | SCE | 1-in-2 | 2026 | 14 |  |  |  | 67.214 | 1
| LCA | Big Creek/Ventura | 4 | Average Weekday | SCE | 1-in-2 | 2026 | 15 |  |  |  | 68.4754 | 1
| LCA | Big Creek/Ventura | 4 | Average Weekday | SCE | 1-in-2 | 2026 | 16 |  |  |  | 69.0086 | 1
| LCA | Big Creek/Ventura | 4 | Average Weekday | SCE | 1-in-2 | 2026 | 17 |  |  |  | 68.995 | 1
| LCA | Big Creek/Ventura | 4 | Average Weekday | SCE | 1-in-2 | 2026 | 18 |  |  |  | 68.1884 | 1
| LCA | Big Creek/Ventura | 4 | Average Weekday | SCE | 1-in-2 | 2026 | 19 |  |  |  | 66.6823 | 1
| LCA | Big Creek/Ventura | 4 | Average Weekday | SCE | 1-in-2 | 2026 | 20 |  |  |  | 64.4104 | 1
| LCA | Big Creek/Ventura | 4 | Average Weekday | SCE | 1-in-2 | 2026 | 21 |  |  |  | 61.4054 | 1
| LCA | Big Creek/Ventura | 4 | Average Weekday | SCE | 1-in-2 | 2026 | 22 |  |  |  | 59.3045 | 1
| LCA | Big Creek/Ventura | 4 | Average Weekday | SCE | 1-in-2 | 2026 | 23 |  |  |  | 57.9252 | 1
| LCA | Big Creek/Ventura | 4 | Average Weekday | SCE | 1-in-2 | 2026 | 24 |  |  |  | 56.7051 | 1
| LCA | Big Creek/Ventura | 4 | Monthly System Peak Day | SCE | 1-in-2 | 2026 | 1 |  |  |  | 64.1605 | 1
| LCA | Big Creek/Ventura | 4 | Monthly System Peak Day | SCE | 1-in-2 | 2026 | 2 |  |  |  | 62.6005 | 1
| LCA | Big Creek/Ventura | 4 | Monthly System Peak Day | SCE | 1-in-2 | 2026 | 3 |  |  |  | 60.9767 | 1
| LCA | Big Creek/Ventura | 4 | Monthly System Peak Day | SCE | 1-in-2 | 2026 | 4 |  |  |  | 59.5152 | 1
| LCA | Big Creek/Ventura | 4 | Monthly System Peak Day | SCE | 1-in-2 | 2026 | 5 |  |  |  | 58.6233 | 1
| LCA | Big Creek/Ventura | 4 | Monthly System Peak Day | SCE | 1-in-2 | 2026 | 6 |  |  |  | 57.4505 | 1
| LCA | Big Creek/Ventura | 4 | Monthly System Peak Day | SCE | 1-in-2 | 2026 | 7 |  |  |  | 55.9357 | 1
| LCA | Big Creek/Ventura | 4 | Monthly System Peak Day | SCE | 1-in-2 | 2026 | 8 |  |  |  | 54.9186 | 1
| LCA | Big Creek/Ventura | 4 | Monthly System Peak Day | SCE | 1-in-2 | 2026 | 9 |  |  |  | 56.7148 | 1
| LCA | Big Creek/Ventura | 4 | Monthly System Peak Day | SCE | 1-in-2 | 2026 | 10 |  |  |  | 62.02 | 1
| LCA | Big Creek/Ventura | 4 | Monthly System Peak Day | SCE | 1-in-2 | 2026 | 11 |  |  |  | 68.0505 | 1
| LCA | Big Creek/Ventura | 4 | Monthly System Peak Day | SCE | 1-in-2 | 2026 | 12 |  |  |  | 73.0229 | 1
| LCA | Big Creek/Ventura | 4 | Monthly System Peak Day | SCE | 1-in-2 | 2026 | 13 |  |  |  | 77.369 | 1
| LCA | Big Creek/Ventura | 4 | Monthly System Peak Day | SCE | 1-in-2 | 2026 | 14 |  |  |  | 80.7048 | 1
| LCA | Big Creek/Ventura | 4 | Monthly System Peak Day | SCE | 1-in-2 | 2026 | 15 |  |  |  | 82.5714 | 1
| LCA | Big Creek/Ventura | 4 | Monthly System Peak Day | SCE | 1-in-2 | 2026 | 16 |  |  |  | 83.4857 | 1
| LCA | Big Creek/Ventura | 4 | Monthly System Peak Day | SCE | 1-in-2 | 2026 | 17 |  |  |  | 83.8905 | 1
| LCA | Big Creek/Ventura | 4 | Monthly System Peak Day | SCE | 1-in-2 | 2026 | 18 |  |  |  | 83.3762 | 1
| LCA | Big Creek/Ventura | 4 | Monthly System Peak Day | SCE | 1-in-2 | 2026 | 19 |  |  |  | 81.5748 | 1
| LCA | Big Creek/Ventura | 4 | Monthly System Peak Day | SCE | 1-in-2 | 2026 | 20 |  |  |  | 78.3414 | 1
| LCA | Big Creek/Ventura | 4 | Monthly System Peak Day | SCE | 1-in-2 | 2026 | 21 |  |  |  | 73.3995 | 1
| LCA | Big Creek/Ventura | 4 | Monthly System Peak Day | SCE | 1-in-2 | 2026 | 22 |  |  |  | 69.8876 | 1
| LCA | Big Creek/Ventura | 4 | Monthly System Peak Day | SCE | 1-in-2 | 2026 | 23 |  |  |  | 67.2867 | 1
| LCA | Big Creek/Ventura | 4 | Monthly System Peak Day | SCE | 1-in-2 | 2026 | 24 |  |  |  | 65.421 | 1
| LCA | Big Creek/Ventura | 5 | Average Weekday | SCE | 1-in-2 | 2026 | 1 |  |  |  | 59.9923 | 1
| LCA | Big Creek/Ventura | 5 | Average Weekday | SCE | 1-in-2 | 2026 | 2 |  |  |  | 58.9604 | 1
| LCA | Big Creek/Ventura | 5 | Average Weekday | SCE | 1-in-2 | 2026 | 3 |  |  |  | 58.0285 | 1
| LCA | Big Creek/Ventura | 5 | Average Weekday | SCE | 1-in-2 | 2026 | 4 |  |  |  | 57.1772 | 1
| LCA | Big Creek/Ventura | 5 | Average Weekday | SCE | 1-in-2 | 2026 | 5 |  |  |  | 56.5246 | 1
| LCA | Big Creek/Ventura | 5 | Average Weekday | SCE | 1-in-2 | 2026 | 6 |  |  |  | 55.8549 | 1
| LCA | Big Creek/Ventura | 5 | Average Weekday | SCE | 1-in-2 | 2026 | 7 |  |  |  | 55.2307 | 1
| LCA | Big Creek/Ventura | 5 | Average Weekday | SCE | 1-in-2 | 2026 | 8 |  |  |  | 55.5515 | 1
| LCA | Big Creek/Ventura | 5 | Average Weekday | SCE | 1-in-2 | 2026 | 9 |  |  |  | 58.2705 | 1
| LCA | Big Creek/Ventura | 5 | Average Weekday | SCE | 1-in-2 | 2026 | 10 |  |  |  | 61.5484 | 1
| LCA | Big Creek/Ventura | 5 | Average Weekday | SCE | 1-in-2 | 2026 | 11 |  |  |  | 64.8911 | 1
| LCA | Big Creek/Ventura | 5 | Average Weekday | SCE | 1-in-2 | 2026 | 12 |  |  |  | 67.8559 | 1
| LCA | Big Creek/Ventura | 5 | Average Weekday | SCE | 1-in-2 | 2026 | 13 |  |  |  | 70.274 | 1
| LCA | Big Creek/Ventura | 5 | Average Weekday | SCE | 1-in-2 | 2026 | 14 |  |  |  | 72.0602 | 1
| LCA | Big Creek/Ventura | 5 | Average Weekday | SCE | 1-in-2 | 2026 | 15 |  |  |  | 73.1902 | 1
| LCA | Big Creek/Ventura | 5 | Average Weekday | SCE | 1-in-2 | 2026 | 16 |  |  |  | 73.6664 | 1
| LCA | Big Creek/Ventura | 5 | Average Weekday | SCE | 1-in-2 | 2026 | 17 |  |  |  | 73.4822 | 1
| LCA | Big Creek/Ventura | 5 | Average Weekday | SCE | 1-in-2 | 2026 | 18 |  |  |  | 72.7404 | 1
| LCA | Big Creek/Ventura | 5 | Average Weekday | SCE | 1-in-2 | 2026 | 19 |  |  |  | 71.3964 | 1
| LCA | Big Creek/Ventura | 5 | Average Weekday | SCE | 1-in-2 | 2026 | 20 |  |  |  | 69.2439 | 1
| LCA | Big Creek/Ventura | 5 | Average Weekday | SCE | 1-in-2 | 2026 | 21 |  |  |  | 66.4425 | 1
| LCA | Big Creek/Ventura | 5 | Average Weekday | SCE | 1-in-2 | 2026 | 22 |  |  |  | 63.8796 | 1
| LCA | Big Creek/Ventura | 5 | Average Weekday | SCE | 1-in-2 | 2026 | 23 |  |  |  | 62.223 | 1
| LCA | Big Creek/Ventura | 5 | Average Weekday | SCE | 1-in-2 | 2026 | 24 |  |  |  | 60.8978 | 1
| LCA | Big Creek/Ventura | 5 | Monthly System Peak Day | SCE | 1-in-2 | 2026 | 1 |  |  |  | 66.7243 | 1
| LCA | Big Creek/Ventura | 5 | Monthly System Peak Day | SCE | 1-in-2 | 2026 | 2 |  |  |  | 65.2852 | 1
| LCA | Big Creek/Ventura | 5 | Monthly System Peak Day | SCE | 1-in-2 | 2026 | 3 |  |  |  | 64.0095 | 1
| LCA | Big Creek/Ventura | 5 | Monthly System Peak Day | SCE | 1-in-2 | 2026 | 4 |  |  |  | 62.2362 | 1
| LCA | Big Creek/Ventura | 5 | Monthly System Peak Day | SCE | 1-in-2 | 2026 | 5 |  |  |  | 60.7495 | 1
| LCA | Big Creek/Ventura | 5 | Monthly System Peak Day | SCE | 1-in-2 | 2026 | 6 |  |  |  | 59.761 | 1
| LCA | Big Creek/Ventura | 5 | Monthly System Peak Day | SCE | 1-in-2 | 2026 | 7 |  |  |  | 58.6738 | 1
| LCA | Big Creek/Ventura | 5 | Monthly System Peak Day | SCE | 1-in-2 | 2026 | 8 |  |  |  | 59.0181 | 1
| LCA | Big Creek/Ventura | 5 | Monthly System Peak Day | SCE | 1-in-2 | 2026 | 9 |  |  |  | 62.8176 | 1
| LCA | Big Creek/Ventura | 5 | Monthly System Peak Day | SCE | 1-in-2 | 2026 | 10 |  |  |  | 67.7938 | 1
| LCA | Big Creek/Ventura | 5 | Monthly System Peak Day | SCE | 1-in-2 | 2026 | 11 |  |  |  | 72.7814 | 1
| LCA | Big Creek/Ventura | 5 | Monthly System Peak Day | SCE | 1-in-2 | 2026 | 12 |  |  |  | 77.2243 | 1
| LCA | Big Creek/Ventura | 5 | Monthly System Peak Day | SCE | 1-in-2 | 2026 | 13 |  |  |  | 80.7552 | 1
| LCA | Big Creek/Ventura | 5 | Monthly System Peak Day | SCE | 1-in-2 | 2026 | 14 |  |  |  | 83.3238 | 1
| LCA | Big Creek/Ventura | 5 | Monthly System Peak Day | SCE | 1-in-2 | 2026 | 15 |  |  |  | 85.0205 | 1
| LCA | Big Creek/Ventura | 5 | Monthly System Peak Day | SCE | 1-in-2 | 2026 | 16 |  |  |  | 86.031 | 1
| LCA | Big Creek/Ventura | 5 | Monthly System Peak Day | SCE | 1-in-2 | 2026 | 17 |  |  |  | 85.3443 | 1
| LCA | Big Creek/Ventura | 5 | Monthly System Peak Day | SCE | 1-in-2 | 2026 | 18 |  |  |  | 83.8443 | 1
| LCA | Big Creek/Ventura | 5 | Monthly System Peak Day | SCE | 1-in-2 | 2026 | 19 |  |  |  | 81.5962 | 1
| LCA | Big Creek/Ventura | 5 | Monthly System Peak Day | SCE | 1-in-2 | 2026 | 20 |  |  |  | 78.9724 | 1
| LCA | Big Creek/Ventura | 5 | Monthly System Peak Day | SCE | 1-in-2 | 2026 | 21 |  |  |  | 74.9781 | 1
| LCA | Big Creek/Ventura | 5 | Monthly System Peak Day | SCE | 1-in-2 | 2026 | 22 |  |  |  | 71.9014 | 1
| LCA | Big Creek/Ventura | 5 | Monthly System Peak Day | SCE | 1-in-2 | 2026 | 23 |  |  |  | 70.5533 | 1
| LCA | Big Creek/Ventura | 5 | Monthly System Peak Day | SCE | 1-in-2 | 2026 | 24 |  |  |  | 69.5681 | 1
| LCA | Big Creek/Ventura | 6 | Average Weekday | SCE | 1-in-2 | 2026 | 1 |  |  |  | 64.4446 | 1
| LCA | Big Creek/Ventura | 6 | Average Weekday | SCE | 1-in-2 | 2026 | 2 |  |  |  | 63.2767 | 1
| LCA | Big Creek/Ventura | 6 | Average Weekday | SCE | 1-in-2 | 2026 | 3 |  |  |  | 62.2793 | 1
| LCA | Big Creek/Ventura | 6 | Average Weekday | SCE | 1-in-2 | 2026 | 4 |  |  |  | 61.464 | 1
| LCA | Big Creek/Ventura | 6 | Average Weekday | SCE | 1-in-2 | 2026 | 5 |  |  |  | 60.9021 | 1
| LCA | Big Creek/Ventura | 6 | Average Weekday | SCE | 1-in-2 | 2026 | 6 |  |  |  | 60.1695 | 1
| LCA | Big Creek/Ventura | 6 | Average Weekday | SCE | 1-in-2 | 2026 | 7 |  |  |  | 59.5618 | 1
| LCA | Big Creek/Ventura | 6 | Average Weekday | SCE | 1-in-2 | 2026 | 8 |  |  |  | 60.0648 | 1
| LCA | Big Creek/Ventura | 6 | Average Weekday | SCE | 1-in-2 | 2026 | 9 |  |  |  | 63.0612 | 1
| LCA | Big Creek/Ventura | 6 | Average Weekday | SCE | 1-in-2 | 2026 | 10 |  |  |  | 66.8253 | 1
| LCA | Big Creek/Ventura | 6 | Average Weekday | SCE | 1-in-2 | 2026 | 11 |  |  |  | 70.5864 | 1
| LCA | Big Creek/Ventura | 6 | Average Weekday | SCE | 1-in-2 | 2026 | 12 |  |  |  | 74.0185 | 1
| LCA | Big Creek/Ventura | 6 | Average Weekday | SCE | 1-in-2 | 2026 | 13 |  |  |  | 76.855 | 1
| LCA | Big Creek/Ventura | 6 | Average Weekday | SCE | 1-in-2 | 2026 | 14 |  |  |  | 79.0359 | 1
| LCA | Big Creek/Ventura | 6 | Average Weekday | SCE | 1-in-2 | 2026 | 15 |  |  |  | 80.4934 | 1
| LCA | Big Creek/Ventura | 6 | Average Weekday | SCE | 1-in-2 | 2026 | 16 |  |  |  | 81.064 | 1
| LCA | Big Creek/Ventura | 6 | Average Weekday | SCE | 1-in-2 | 2026 | 17 |  |  |  | 80.9841 | 1
| LCA | Big Creek/Ventura | 6 | Average Weekday | SCE | 1-in-2 | 2026 | 18 |  |  |  | 80.1426 | 1
| LCA | Big Creek/Ventura | 6 | Average Weekday | SCE | 1-in-2 | 2026 | 19 |  |  |  | 78.6553 | 1
| LCA | Big Creek/Ventura | 6 | Average Weekday | SCE | 1-in-2 | 2026 | 20 |  |  |  | 76.5709 | 1
| LCA | Big Creek/Ventura | 6 | Average Weekday | SCE | 1-in-2 | 2026 | 21 |  |  |  | 73.5264 | 1
| LCA | Big Creek/Ventura | 6 | Average Weekday | SCE | 1-in-2 | 2026 | 22 |  |  |  | 69.9663 | 1
| LCA | Big Creek/Ventura | 6 | Average Weekday | SCE | 1-in-2 | 2026 | 23 |  |  |  | 67.6652 | 1
| LCA | Big Creek/Ventura | 6 | Average Weekday | SCE | 1-in-2 | 2026 | 24 |  |  |  | 66.0613 | 1
| LCA | Big Creek/Ventura | 6 | Monthly System Peak Day | SCE | 1-in-2 | 2026 | 1 |  |  |  | 69.3795 | 1
| LCA | Big Creek/Ventura | 6 | Monthly System Peak Day | SCE | 1-in-2 | 2026 | 2 |  |  |  | 68.0986 | 1
| LCA | Big Creek/Ventura | 6 | Monthly System Peak Day | SCE | 1-in-2 | 2026 | 3 |  |  |  | 67.389 | 1
| LCA | Big Creek/Ventura | 6 | Monthly System Peak Day | SCE | 1-in-2 | 2026 | 4 |  |  |  | 66.4067 | 1
| LCA | Big Creek/Ventura | 6 | Monthly System Peak Day | SCE | 1-in-2 | 2026 | 5 |  |  |  | 65.8 | 1
| LCA | Big Creek/Ventura | 6 | Monthly System Peak Day | SCE | 1-in-2 | 2026 | 6 |  |  |  | 65.1929 | 1
| LCA | Big Creek/Ventura | 6 | Monthly System Peak Day | SCE | 1-in-2 | 2026 | 7 |  |  |  | 64.4767 | 1
| LCA | Big Creek/Ventura | 6 | Monthly System Peak Day | SCE | 1-in-2 | 2026 | 8 |  |  |  | 64.8881 | 1
| LCA | Big Creek/Ventura | 6 | Monthly System Peak Day | SCE | 1-in-2 | 2026 | 9 |  |  |  | 68.4833 | 1
| LCA | Big Creek/Ventura | 6 | Monthly System Peak Day | SCE | 1-in-2 | 2026 | 10 |  |  |  | 72.7905 | 1
| LCA | Big Creek/Ventura | 6 | Monthly System Peak Day | SCE | 1-in-2 | 2026 | 11 |  |  |  | 77.211 | 1
| LCA | Big Creek/Ventura | 6 | Monthly System Peak Day | SCE | 1-in-2 | 2026 | 12 |  |  |  | 80.7938 | 1
| LCA | Big Creek/Ventura | 6 | Monthly System Peak Day | SCE | 1-in-2 | 2026 | 13 |  |  |  | 82.7448 | 1
| LCA | Big Creek/Ventura | 6 | Monthly System Peak Day | SCE | 1-in-2 | 2026 | 14 |  |  |  | 84.38 | 1
| LCA | Big Creek/Ventura | 6 | Monthly System Peak Day | SCE | 1-in-2 | 2026 | 15 |  |  |  | 84.7967 | 1
| LCA | Big Creek/Ventura | 6 | Monthly System Peak Day | SCE | 1-in-2 | 2026 | 16 |  |  |  | 84.7538 | 1
| LCA | Big Creek/Ventura | 6 | Monthly System Peak Day | SCE | 1-in-2 | 2026 | 17 |  |  |  | 84.39 | 1
| LCA | Big Creek/Ventura | 6 | Monthly System Peak Day | SCE | 1-in-2 | 2026 | 18 |  |  |  | 84.1114 | 1
| LCA | Big Creek/Ventura | 6 | Monthly System Peak Day | SCE | 1-in-2 | 2026 | 19 |  |  |  | 83.2814 | 1
| LCA | Big Creek/Ventura | 6 | Monthly System Peak Day | SCE | 1-in-2 | 2026 | 20 |  |  |  | 81.3067 | 1
| LCA | Big Creek/Ventura | 6 | Monthly System Peak Day | SCE | 1-in-2 | 2026 | 21 |  |  |  | 77.8095 | 1
| LCA | Big Creek/Ventura | 6 | Monthly System Peak Day | SCE | 1-in-2 | 2026 | 22 |  |  |  | 73.9586 | 1
| LCA | Big Creek/Ventura | 6 | Monthly System Peak Day | SCE | 1-in-2 | 2026 | 23 |  |  |  | 71.219 | 1
| LCA | Big Creek/Ventura | 6 | Monthly System Peak Day | SCE | 1-in-2 | 2026 | 24 |  |  |  | 69.6 | 1
| LCA | Big Creek/Ventura | 7 | Average Weekday | SCE | 1-in-2 | 2026 | 1 |  |  |  | 69.4643 | 1
| LCA | Big Creek/Ventura | 7 | Average Weekday | SCE | 1-in-2 | 2026 | 2 |  |  |  | 68.4978 | 1
| LCA | Big Creek/Ventura | 7 | Average Weekday | SCE | 1-in-2 | 2026 | 3 |  |  |  | 67.7258 | 1
| LCA | Big Creek/Ventura | 7 | Average Weekday | SCE | 1-in-2 | 2026 | 4 |  |  |  | 67.0793 | 1
| LCA | Big Creek/Ventura | 7 | Average Weekday | SCE | 1-in-2 | 2026 | 5 |  |  |  | 66.3097 | 1
| LCA | Big Creek/Ventura | 7 | Average Weekday | SCE | 1-in-2 | 2026 | 6 |  |  |  | 65.6954 | 1
| LCA | Big Creek/Ventura | 7 | Average Weekday | SCE | 1-in-2 | 2026 | 7 |  |  |  | 65.1253 | 1
| LCA | Big Creek/Ventura | 7 | Average Weekday | SCE | 1-in-2 | 2026 | 8 |  |  |  | 65.3233 | 1
| LCA | Big Creek/Ventura | 7 | Average Weekday | SCE | 1-in-2 | 2026 | 9 |  |  |  | 67.873 | 1
| LCA | Big Creek/Ventura | 7 | Average Weekday | SCE | 1-in-2 | 2026 | 10 |  |  |  | 71.393 | 1
| LCA | Big Creek/Ventura | 7 | Average Weekday | SCE | 1-in-2 | 2026 | 11 |  |  |  | 75.2097 | 1
| LCA | Big Creek/Ventura | 7 | Average Weekday | SCE | 1-in-2 | 2026 | 12 |  |  |  | 78.9288 | 1
| LCA | Big Creek/Ventura | 7 | Average Weekday | SCE | 1-in-2 | 2026 | 13 |  |  |  | 81.7619 | 1
| LCA | Big Creek/Ventura | 7 | Average Weekday | SCE | 1-in-2 | 2026 | 14 |  |  |  | 83.9094 | 1
| LCA | Big Creek/Ventura | 7 | Average Weekday | SCE | 1-in-2 | 2026 | 15 |  |  |  | 85.285 | 1
| LCA | Big Creek/Ventura | 7 | Average Weekday | SCE | 1-in-2 | 2026 | 16 |  |  |  | 85.8065 | 1
| LCA | Big Creek/Ventura | 7 | Average Weekday | SCE | 1-in-2 | 2026 | 17 |  |  |  | 85.5142 | 1
| LCA | Big Creek/Ventura | 7 | Average Weekday | SCE | 1-in-2 | 2026 | 18 |  |  |  | 84.6145 | 1
| LCA | Big Creek/Ventura | 7 | Average Weekday | SCE | 1-in-2 | 2026 | 19 |  |  |  | 83.0359 | 1
| LCA | Big Creek/Ventura | 7 | Average Weekday | SCE | 1-in-2 | 2026 | 20 |  |  |  | 80.7123 | 1
| LCA | Big Creek/Ventura | 7 | Average Weekday | SCE | 1-in-2 | 2026 | 21 |  |  |  | 77.5898 | 1
| LCA | Big Creek/Ventura | 7 | Average Weekday | SCE | 1-in-2 | 2026 | 22 |  |  |  | 74.1539 | 1
| LCA | Big Creek/Ventura | 7 | Average Weekday | SCE | 1-in-2 | 2026 | 23 |  |  |  | 71.9988 | 1
| LCA | Big Creek/Ventura | 7 | Average Weekday | SCE | 1-in-2 | 2026 | 24 |  |  |  | 70.3567 | 1
| LCA | Big Creek/Ventura | 7 | Monthly System Peak Day | SCE | 1-in-2 | 2026 | 1 |  |  |  | 75.5571 | 1
| LCA | Big Creek/Ventura | 7 | Monthly System Peak Day | SCE | 1-in-2 | 2026 | 2 |  |  |  | 74.3481 | 1
| LCA | Big Creek/Ventura | 7 | Monthly System Peak Day | SCE | 1-in-2 | 2026 | 3 |  |  |  | 73.4614 | 1
| LCA | Big Creek/Ventura | 7 | Monthly System Peak Day | SCE | 1-in-2 | 2026 | 4 |  |  |  | 72.4367 | 1
| LCA | Big Creek/Ventura | 7 | Monthly System Peak Day | SCE | 1-in-2 | 2026 | 5 |  |  |  | 71.8838 | 1
| LCA | Big Creek/Ventura | 7 | Monthly System Peak Day | SCE | 1-in-2 | 2026 | 6 |  |  |  | 71.1448 | 1
| LCA | Big Creek/Ventura | 7 | Monthly System Peak Day | SCE | 1-in-2 | 2026 | 7 |  |  |  | 70.5248 | 1
| LCA | Big Creek/Ventura | 7 | Monthly System Peak Day | SCE | 1-in-2 | 2026 | 8 |  |  |  | 70.579 | 1
| LCA | Big Creek/Ventura | 7 | Monthly System Peak Day | SCE | 1-in-2 | 2026 | 9 |  |  |  | 73.89 | 1
| LCA | Big Creek/Ventura | 7 | Monthly System Peak Day | SCE | 1-in-2 | 2026 | 10 |  |  |  | 77.7652 | 1
| LCA | Big Creek/Ventura | 7 | Monthly System Peak Day | SCE | 1-in-2 | 2026 | 11 |  |  |  | 81.6867 | 1
| LCA | Big Creek/Ventura | 7 | Monthly System Peak Day | SCE | 1-in-2 | 2026 | 12 |  |  |  | 85.619 | 1
| LCA | Big Creek/Ventura | 7 | Monthly System Peak Day | SCE | 1-in-2 | 2026 | 13 |  |  |  | 89.7414 | 1
| LCA | Big Creek/Ventura | 7 | Monthly System Peak Day | SCE | 1-in-2 | 2026 | 14 |  |  |  | 91.7286 | 1
| LCA | Big Creek/Ventura | 7 | Monthly System Peak Day | SCE | 1-in-2 | 2026 | 15 |  |  |  | 93.2667 | 1
| LCA | Big Creek/Ventura | 7 | Monthly System Peak Day | SCE | 1-in-2 | 2026 | 16 |  |  |  | 93.6048 | 1
| LCA | Big Creek/Ventura | 7 | Monthly System Peak Day | SCE | 1-in-2 | 2026 | 17 |  |  |  | 93.1524 | 1
| LCA | Big Creek/Ventura | 7 | Monthly System Peak Day | SCE | 1-in-2 | 2026 | 18 |  |  |  | 92.9095 | 1
| LCA | Big Creek/Ventura | 7 | Monthly System Peak Day | SCE | 1-in-2 | 2026 | 19 |  |  |  | 91.5429 | 1
| LCA | Big Creek/Ventura | 7 | Monthly System Peak Day | SCE | 1-in-2 | 2026 | 20 |  |  |  | 88.79 | 1
| LCA | Big Creek/Ventura | 7 | Monthly System Peak Day | SCE | 1-in-2 | 2026 | 21 |  |  |  | 85.6629 | 1
| LCA | Big Creek/Ventura | 7 | Monthly System Peak Day | SCE | 1-in-2 | 2026 | 22 |  |  |  | 81.3624 | 1
| LCA | Big Creek/Ventura | 7 | Monthly System Peak Day | SCE | 1-in-2 | 2026 | 23 |  |  |  | 78.6919 | 1
| LCA | Big Creek/Ventura | 7 | Monthly System Peak Day | SCE | 1-in-2 | 2026 | 24 |  |  |  | 76.5924 | 1
| LCA | Big Creek/Ventura | 8 | Average Weekday | SCE | 1-in-2 | 2026 | 1 |  |  |  | 68.5607 | 1
| LCA | Big Creek/Ventura | 8 | Average Weekday | SCE | 1-in-2 | 2026 | 2 |  |  |  | 67.4839 | 1
| LCA | Big Creek/Ventura | 8 | Average Weekday | SCE | 1-in-2 | 2026 | 3 |  |  |  | 66.611 | 1
| LCA | Big Creek/Ventura | 8 | Average Weekday | SCE | 1-in-2 | 2026 | 4 |  |  |  | 65.9349 | 1
| LCA | Big Creek/Ventura | 8 | Average Weekday | SCE | 1-in-2 | 2026 | 5 |  |  |  | 65.135 | 1
| LCA | Big Creek/Ventura | 8 | Average Weekday | SCE | 1-in-2 | 2026 | 6 |  |  |  | 64.4324 | 1
| LCA | Big Creek/Ventura | 8 | Average Weekday | SCE | 1-in-2 | 2026 | 7 |  |  |  | 63.728 | 1
| LCA | Big Creek/Ventura | 8 | Average Weekday | SCE | 1-in-2 | 2026 | 8 |  |  |  | 63.4395 | 1
| LCA | Big Creek/Ventura | 8 | Average Weekday | SCE | 1-in-2 | 2026 | 9 |  |  |  | 65.4503 | 1
| LCA | Big Creek/Ventura | 8 | Average Weekday | SCE | 1-in-2 | 2026 | 10 |  |  |  | 69.565 | 1
| LCA | Big Creek/Ventura | 8 | Average Weekday | SCE | 1-in-2 | 2026 | 11 |  |  |  | 74.1577 | 1
| LCA | Big Creek/Ventura | 8 | Average Weekday | SCE | 1-in-2 | 2026 | 12 |  |  |  | 78.4984 | 1
| LCA | Big Creek/Ventura | 8 | Average Weekday | SCE | 1-in-2 | 2026 | 13 |  |  |  | 82.0149 | 1
| LCA | Big Creek/Ventura | 8 | Average Weekday | SCE | 1-in-2 | 2026 | 14 |  |  |  | 84.482 | 1
| LCA | Big Creek/Ventura | 8 | Average Weekday | SCE | 1-in-2 | 2026 | 15 |  |  |  | 86.0614 | 1
| LCA | Big Creek/Ventura | 8 | Average Weekday | SCE | 1-in-2 | 2026 | 16 |  |  |  | 86.7089 | 1
| LCA | Big Creek/Ventura | 8 | Average Weekday | SCE | 1-in-2 | 2026 | 17 |  |  |  | 86.5178 | 1
| LCA | Big Creek/Ventura | 8 | Average Weekday | SCE | 1-in-2 | 2026 | 18 |  |  |  | 85.4085 | 1
| LCA | Big Creek/Ventura | 8 | Average Weekday | SCE | 1-in-2 | 2026 | 19 |  |  |  | 83.4928 | 1
| LCA | Big Creek/Ventura | 8 | Average Weekday | SCE | 1-in-2 | 2026 | 20 |  |  |  | 80.6841 | 1
| LCA | Big Creek/Ventura | 8 | Average Weekday | SCE | 1-in-2 | 2026 | 21 |  |  |  | 77.0404 | 1
| LCA | Big Creek/Ventura | 8 | Average Weekday | SCE | 1-in-2 | 2026 | 22 |  |  |  | 73.9348 | 1
| LCA | Big Creek/Ventura | 8 | Average Weekday | SCE | 1-in-2 | 2026 | 23 |  |  |  | 71.6836 | 1
| LCA | Big Creek/Ventura | 8 | Average Weekday | SCE | 1-in-2 | 2026 | 24 |  |  |  | 69.9212 | 1
| LCA | Big Creek/Ventura | 8 | Monthly System Peak Day | SCE | 1-in-2 | 2026 | 1 |  |  |  | 76.0643 | 1
| LCA | Big Creek/Ventura | 8 | Monthly System Peak Day | SCE | 1-in-2 | 2026 | 2 |  |  |  | 74.5886 | 1
| LCA | Big Creek/Ventura | 8 | Monthly System Peak Day | SCE | 1-in-2 | 2026 | 3 |  |  |  | 73.6067 | 1
| LCA | Big Creek/Ventura | 8 | Monthly System Peak Day | SCE | 1-in-2 | 2026 | 4 |  |  |  | 72.8143 | 1
| LCA | Big Creek/Ventura | 8 | Monthly System Peak Day | SCE | 1-in-2 | 2026 | 5 |  |  |  | 71.9676 | 1
| LCA | Big Creek/Ventura | 8 | Monthly System Peak Day | SCE | 1-in-2 | 2026 | 6 |  |  |  | 71.21 | 1
| LCA | Big Creek/Ventura | 8 | Monthly System Peak Day | SCE | 1-in-2 | 2026 | 7 |  |  |  | 70.3867 | 1
| LCA | Big Creek/Ventura | 8 | Monthly System Peak Day | SCE | 1-in-2 | 2026 | 8 |  |  |  | 70.091 | 1
| LCA | Big Creek/Ventura | 8 | Monthly System Peak Day | SCE | 1-in-2 | 2026 | 9 |  |  |  | 72.1948 | 1
| LCA | Big Creek/Ventura | 8 | Monthly System Peak Day | SCE | 1-in-2 | 2026 | 10 |  |  |  | 76.5376 | 1
| LCA | Big Creek/Ventura | 8 | Monthly System Peak Day | SCE | 1-in-2 | 2026 | 11 |  |  |  | 81.8024 | 1
| LCA | Big Creek/Ventura | 8 | Monthly System Peak Day | SCE | 1-in-2 | 2026 | 12 |  |  |  | 86.4 | 1
| LCA | Big Creek/Ventura | 8 | Monthly System Peak Day | SCE | 1-in-2 | 2026 | 13 |  |  |  | 89.8429 | 1
| LCA | Big Creek/Ventura | 8 | Monthly System Peak Day | SCE | 1-in-2 | 2026 | 14 |  |  |  | 92.3667 | 1
| LCA | Big Creek/Ventura | 8 | Monthly System Peak Day | SCE | 1-in-2 | 2026 | 15 |  |  |  | 93.4571 | 1
| LCA | Big Creek/Ventura | 8 | Monthly System Peak Day | SCE | 1-in-2 | 2026 | 16 |  |  |  | 93.5143 | 1
| LCA | Big Creek/Ventura | 8 | Monthly System Peak Day | SCE | 1-in-2 | 2026 | 17 |  |  |  | 93.119 | 1
| LCA | Big Creek/Ventura | 8 | Monthly System Peak Day | SCE | 1-in-2 | 2026 | 18 |  |  |  | 91.8667 | 1
| LCA | Big Creek/Ventura | 8 | Monthly System Peak Day | SCE | 1-in-2 | 2026 | 19 |  |  |  | 90.169 | 1
| LCA | Big Creek/Ventura | 8 | Monthly System Peak Day | SCE | 1-in-2 | 2026 | 20 |  |  |  | 87.5733 | 1
| LCA | Big Creek/Ventura | 8 | Monthly System Peak Day | SCE | 1-in-2 | 2026 | 21 |  |  |  | 83.7948 | 1
| LCA | Big Creek/Ventura | 8 | Monthly System Peak Day | SCE | 1-in-2 | 2026 | 22 |  |  |  | 80.6219 | 1
| LCA | Big Creek/Ventura | 8 | Monthly System Peak Day | SCE | 1-in-2 | 2026 | 23 |  |  |  | 78.4271 | 1
| LCA | Big Creek/Ventura | 8 | Monthly System Peak Day | SCE | 1-in-2 | 2026 | 24 |  |  |  | 76.6548 | 1
| LCA | Big Creek/Ventura | 8 | Typical Event Day | SCE | 1-in-2 | 2026 | 1 |  |  |  | 73.6035 | 1
| LCA | Big Creek/Ventura | 8 | Typical Event Day | SCE | 1-in-2 | 2026 | 2 |  |  |  | 72.2619 | 1
| LCA | Big Creek/Ventura | 8 | Typical Event Day | SCE | 1-in-2 | 2026 | 3 |  |  |  | 71.4416 | 1
| LCA | Big Creek/Ventura | 8 | Typical Event Day | SCE | 1-in-2 | 2026 | 4 |  |  |  | 70.3174 | 1
| LCA | Big Creek/Ventura | 8 | Typical Event Day | SCE | 1-in-2 | 2026 | 5 |  |  |  | 69.4426 | 1
| LCA | Big Creek/Ventura | 8 | Typical Event Day | SCE | 1-in-2 | 2026 | 6 |  |  |  | 68.651 | 1
| LCA | Big Creek/Ventura | 8 | Typical Event Day | SCE | 1-in-2 | 2026 | 7 |  |  |  | 67.9617 | 1
| LCA | Big Creek/Ventura | 8 | Typical Event Day | SCE | 1-in-2 | 2026 | 8 |  |  |  | 67.9639 | 1
| LCA | Big Creek/Ventura | 8 | Typical Event Day | SCE | 1-in-2 | 2026 | 9 |  |  |  | 70.8694 | 1
| LCA | Big Creek/Ventura | 8 | Typical Event Day | SCE | 1-in-2 | 2026 | 10 |  |  |  | 75.26 | 1
| LCA | Big Creek/Ventura | 8 | Typical Event Day | SCE | 1-in-2 | 2026 | 11 |  |  |  | 80.0881 | 1
| LCA | Big Creek/Ventura | 8 | Typical Event Day | SCE | 1-in-2 | 2026 | 12 |  |  |  | 84.5068 | 1
| LCA | Big Creek/Ventura | 8 | Typical Event Day | SCE | 1-in-2 | 2026 | 13 |  |  |  | 87.9739 | 1
| LCA | Big Creek/Ventura | 8 | Typical Event Day | SCE | 1-in-2 | 2026 | 14 |  |  |  | 90.1355 | 1
| LCA | Big Creek/Ventura | 8 | Typical Event Day | SCE | 1-in-2 | 2026 | 15 |  |  |  | 91.2908 | 1
| LCA | Big Creek/Ventura | 8 | Typical Event Day | SCE | 1-in-2 | 2026 | 16 |  |  |  | 91.6587 | 1
| LCA | Big Creek/Ventura | 8 | Typical Event Day | SCE | 1-in-2 | 2026 | 17 |  |  |  | 91.3118 | 1
| LCA | Big Creek/Ventura | 8 | Typical Event Day | SCE | 1-in-2 | 2026 | 18 |  |  |  | 90.416 | 1
| LCA | Big Creek/Ventura | 8 | Typical Event Day | SCE | 1-in-2 | 2026 | 19 |  |  |  | 89.0079 | 1
| LCA | Big Creek/Ventura | 8 | Typical Event Day | SCE | 1-in-2 | 2026 | 20 |  |  |  | 86.3365 | 1
| LCA | Big Creek/Ventura | 8 | Typical Event Day | SCE | 1-in-2 | 2026 | 21 |  |  |  | 82.6415 | 1
| LCA | Big Creek/Ventura | 8 | Typical Event Day | SCE | 1-in-2 | 2026 | 22 |  |  |  | 79.0488 | 1
| LCA | Big Creek/Ventura | 8 | Typical Event Day | SCE | 1-in-2 | 2026 | 23 |  |  |  | 76.5554 | 1
| LCA | Big Creek/Ventura | 8 | Typical Event Day | SCE | 1-in-2 | 2026 | 24 |  |  |  | 74.7407 | 1
| LCA | Big Creek/Ventura | 9 | Average Weekday | SCE | 1-in-2 | 2026 | 1 |  |  |  | 67.0945 | 1
| LCA | Big Creek/Ventura | 9 | Average Weekday | SCE | 1-in-2 | 2026 | 2 |  |  |  | 66.0083 | 1
| LCA | Big Creek/Ventura | 9 | Average Weekday | SCE | 1-in-2 | 2026 | 3 |  |  |  | 65.0978 | 1
| LCA | Big Creek/Ventura | 9 | Average Weekday | SCE | 1-in-2 | 2026 | 4 |  |  |  | 64.2175 | 1
| LCA | Big Creek/Ventura | 9 | Average Weekday | SCE | 1-in-2 | 2026 | 5 |  |  |  | 63.36 | 1
| LCA | Big Creek/Ventura | 9 | Average Weekday | SCE | 1-in-2 | 2026 | 6 |  |  |  | 62.5899 | 1
| LCA | Big Creek/Ventura | 9 | Average Weekday | SCE | 1-in-2 | 2026 | 7 |  |  |  | 61.9902 | 1
| LCA | Big Creek/Ventura | 9 | Average Weekday | SCE | 1-in-2 | 2026 | 8 |  |  |  | 61.5601 | 1
| LCA | Big Creek/Ventura | 9 | Average Weekday | SCE | 1-in-2 | 2026 | 9 |  |  |  | 62.5275 | 1
| LCA | Big Creek/Ventura | 9 | Average Weekday | SCE | 1-in-2 | 2026 | 10 |  |  |  | 66.1297 | 1
| LCA | Big Creek/Ventura | 9 | Average Weekday | SCE | 1-in-2 | 2026 | 11 |  |  |  | 70.6571 | 1
| LCA | Big Creek/Ventura | 9 | Average Weekday | SCE | 1-in-2 | 2026 | 12 |  |  |  | 75.2291 | 1
| LCA | Big Creek/Ventura | 9 | Average Weekday | SCE | 1-in-2 | 2026 | 13 |  |  |  | 78.6246 | 1
| LCA | Big Creek/Ventura | 9 | Average Weekday | SCE | 1-in-2 | 2026 | 14 |  |  |  | 80.9918 | 1
| LCA | Big Creek/Ventura | 9 | Average Weekday | SCE | 1-in-2 | 2026 | 15 |  |  |  | 82.4881 | 1
| LCA | Big Creek/Ventura | 9 | Average Weekday | SCE | 1-in-2 | 2026 | 16 |  |  |  | 83.0949 | 1
| LCA | Big Creek/Ventura | 9 | Average Weekday | SCE | 1-in-2 | 2026 | 17 |  |  |  | 82.998 | 1
| LCA | Big Creek/Ventura | 9 | Average Weekday | SCE | 1-in-2 | 2026 | 18 |  |  |  | 81.9583 | 1
| LCA | Big Creek/Ventura | 9 | Average Weekday | SCE | 1-in-2 | 2026 | 19 |  |  |  | 80.0278 | 1
| LCA | Big Creek/Ventura | 9 | Average Weekday | SCE | 1-in-2 | 2026 | 20 |  |  |  | 77.0612 | 1
| LCA | Big Creek/Ventura | 9 | Average Weekday | SCE | 1-in-2 | 2026 | 21 |  |  |  | 73.5739 | 1
| LCA | Big Creek/Ventura | 9 | Average Weekday | SCE | 1-in-2 | 2026 | 22 |  |  |  | 71.3144 | 1
| LCA | Big Creek/Ventura | 9 | Average Weekday | SCE | 1-in-2 | 2026 | 23 |  |  |  | 69.4372 | 1
| LCA | Big Creek/Ventura | 9 | Average Weekday | SCE | 1-in-2 | 2026 | 24 |  |  |  | 67.9627 | 1
| LCA | Big Creek/Ventura | 9 | Monthly System Peak Day | SCE | 1-in-2 | 2026 | 1 |  |  |  | 73.4129 | 1
| LCA | Big Creek/Ventura | 9 | Monthly System Peak Day | SCE | 1-in-2 | 2026 | 2 |  |  |  | 72.0124 | 1
| LCA | Big Creek/Ventura | 9 | Monthly System Peak Day | SCE | 1-in-2 | 2026 | 3 |  |  |  | 71.3091 | 1
| LCA | Big Creek/Ventura | 9 | Monthly System Peak Day | SCE | 1-in-2 | 2026 | 4 |  |  |  | 69.6119 | 1
| LCA | Big Creek/Ventura | 9 | Monthly System Peak Day | SCE | 1-in-2 | 2026 | 5 |  |  |  | 68.119 | 1
| LCA | Big Creek/Ventura | 9 | Monthly System Peak Day | SCE | 1-in-2 | 2026 | 6 |  |  |  | 67.0562 | 1
| LCA | Big Creek/Ventura | 9 | Monthly System Peak Day | SCE | 1-in-2 | 2026 | 7 |  |  |  | 66.4586 | 1
| LCA | Big Creek/Ventura | 9 | Monthly System Peak Day | SCE | 1-in-2 | 2026 | 8 |  |  |  | 66.2976 | 1
| LCA | Big Creek/Ventura | 9 | Monthly System Peak Day | SCE | 1-in-2 | 2026 | 9 |  |  |  | 68.9095 | 1
| LCA | Big Creek/Ventura | 9 | Monthly System Peak Day | SCE | 1-in-2 | 2026 | 10 |  |  |  | 73.9467 | 1
| LCA | Big Creek/Ventura | 9 | Monthly System Peak Day | SCE | 1-in-2 | 2026 | 11 |  |  |  | 79.6524 | 1
| LCA | Big Creek/Ventura | 9 | Monthly System Peak Day | SCE | 1-in-2 | 2026 | 12 |  |  |  | 85.2143 | 1
| LCA | Big Creek/Ventura | 9 | Monthly System Peak Day | SCE | 1-in-2 | 2026 | 13 |  |  |  | 89.5667 | 1
| LCA | Big Creek/Ventura | 9 | Monthly System Peak Day | SCE | 1-in-2 | 2026 | 14 |  |  |  | 92.0667 | 1
| LCA | Big Creek/Ventura | 9 | Monthly System Peak Day | SCE | 1-in-2 | 2026 | 15 |  |  |  | 93.6429 | 1
| LCA | Big Creek/Ventura | 9 | Monthly System Peak Day | SCE | 1-in-2 | 2026 | 16 |  |  |  | 94.7619 | 1
| LCA | Big Creek/Ventura | 9 | Monthly System Peak Day | SCE | 1-in-2 | 2026 | 17 |  |  |  | 94.5857 | 1
| LCA | Big Creek/Ventura | 9 | Monthly System Peak Day | SCE | 1-in-2 | 2026 | 18 |  |  |  | 92.7762 | 1
| LCA | Big Creek/Ventura | 9 | Monthly System Peak Day | SCE | 1-in-2 | 2026 | 19 |  |  |  | 91.0381 | 1
| LCA | Big Creek/Ventura | 9 | Monthly System Peak Day | SCE | 1-in-2 | 2026 | 20 |  |  |  | 87.6762 | 1
| LCA | Big Creek/Ventura | 9 | Monthly System Peak Day | SCE | 1-in-2 | 2026 | 21 |  |  |  | 83.299 | 1
| LCA | Big Creek/Ventura | 9 | Monthly System Peak Day | SCE | 1-in-2 | 2026 | 22 |  |  |  | 80.2524 | 1
| LCA | Big Creek/Ventura | 9 | Monthly System Peak Day | SCE | 1-in-2 | 2026 | 23 |  |  |  | 77.8833 | 1
| LCA | Big Creek/Ventura | 9 | Monthly System Peak Day | SCE | 1-in-2 | 2026 | 24 |  |  |  | 76.1157 | 1
| LCA | Big Creek/Ventura | 10 | Average Weekday | SCE | 1-in-2 | 2026 | 1 |  |  |  | 60.8434 | 1
| LCA | Big Creek/Ventura | 10 | Average Weekday | SCE | 1-in-2 | 2026 | 2 |  |  |  | 59.8375 | 1
| LCA | Big Creek/Ventura | 10 | Average Weekday | SCE | 1-in-2 | 2026 | 3 |  |  |  | 59.0909 | 1
| LCA | Big Creek/Ventura | 10 | Average Weekday | SCE | 1-in-2 | 2026 | 4 |  |  |  | 58.2942 | 1
| LCA | Big Creek/Ventura | 10 | Average Weekday | SCE | 1-in-2 | 2026 | 5 |  |  |  | 57.419 | 1
| LCA | Big Creek/Ventura | 10 | Average Weekday | SCE | 1-in-2 | 2026 | 6 |  |  |  | 56.6993 | 1
| LCA | Big Creek/Ventura | 10 | Average Weekday | SCE | 1-in-2 | 2026 | 7 |  |  |  | 56.1217 | 1
| LCA | Big Creek/Ventura | 10 | Average Weekday | SCE | 1-in-2 | 2026 | 8 |  |  |  | 55.5776 | 1
| LCA | Big Creek/Ventura | 10 | Average Weekday | SCE | 1-in-2 | 2026 | 9 |  |  |  | 55.8193 | 1
| LCA | Big Creek/Ventura | 10 | Average Weekday | SCE | 1-in-2 | 2026 | 10 |  |  |  | 58.9899 | 1
| LCA | Big Creek/Ventura | 10 | Average Weekday | SCE | 1-in-2 | 2026 | 11 |  |  |  | 63.5706 | 1
| LCA | Big Creek/Ventura | 10 | Average Weekday | SCE | 1-in-2 | 2026 | 12 |  |  |  | 67.8169 | 1
| LCA | Big Creek/Ventura | 10 | Average Weekday | SCE | 1-in-2 | 2026 | 13 |  |  |  | 71.2654 | 1
| LCA | Big Creek/Ventura | 10 | Average Weekday | SCE | 1-in-2 | 2026 | 14 |  |  |  | 73.6774 | 1
| LCA | Big Creek/Ventura | 10 | Average Weekday | SCE | 1-in-2 | 2026 | 15 |  |  |  | 75.1392 | 1
| LCA | Big Creek/Ventura | 10 | Average Weekday | SCE | 1-in-2 | 2026 | 16 |  |  |  | 75.9602 | 1
| LCA | Big Creek/Ventura | 10 | Average Weekday | SCE | 1-in-2 | 2026 | 17 |  |  |  | 75.9954 | 1
| LCA | Big Creek/Ventura | 10 | Average Weekday | SCE | 1-in-2 | 2026 | 18 |  |  |  | 75.0633 | 1
| LCA | Big Creek/Ventura | 10 | Average Weekday | SCE | 1-in-2 | 2026 | 19 |  |  |  | 72.8882 | 1
| LCA | Big Creek/Ventura | 10 | Average Weekday | SCE | 1-in-2 | 2026 | 20 |  |  |  | 69.5432 | 1
| LCA | Big Creek/Ventura | 10 | Average Weekday | SCE | 1-in-2 | 2026 | 21 |  |  |  | 66.7562 | 1
| LCA | Big Creek/Ventura | 10 | Average Weekday | SCE | 1-in-2 | 2026 | 22 |  |  |  | 64.6155 | 1
| LCA | Big Creek/Ventura | 10 | Average Weekday | SCE | 1-in-2 | 2026 | 23 |  |  |  | 63.02 | 1
| LCA | Big Creek/Ventura | 10 | Average Weekday | SCE | 1-in-2 | 2026 | 24 |  |  |  | 61.6595 | 1
| LCA | Big Creek/Ventura | 10 | Monthly System Peak Day | SCE | 1-in-2 | 2026 | 1 |  |  |  | 67.0029 | 1
| LCA | Big Creek/Ventura | 10 | Monthly System Peak Day | SCE | 1-in-2 | 2026 | 2 |  |  |  | 65.6514 | 1
| LCA | Big Creek/Ventura | 10 | Monthly System Peak Day | SCE | 1-in-2 | 2026 | 3 |  |  |  | 65.2557 | 1
| LCA | Big Creek/Ventura | 10 | Monthly System Peak Day | SCE | 1-in-2 | 2026 | 4 |  |  |  | 64.9109 | 1
| LCA | Big Creek/Ventura | 10 | Monthly System Peak Day | SCE | 1-in-2 | 2026 | 5 |  |  |  | 64.531 | 1
| LCA | Big Creek/Ventura | 10 | Monthly System Peak Day | SCE | 1-in-2 | 2026 | 6 |  |  |  | 63.6452 | 1
| LCA | Big Creek/Ventura | 10 | Monthly System Peak Day | SCE | 1-in-2 | 2026 | 7 |  |  |  | 63.0557 | 1
| LCA | Big Creek/Ventura | 10 | Monthly System Peak Day | SCE | 1-in-2 | 2026 | 8 |  |  |  | 62.5152 | 1
| LCA | Big Creek/Ventura | 10 | Monthly System Peak Day | SCE | 1-in-2 | 2026 | 9 |  |  |  | 63.0662 | 1
| LCA | Big Creek/Ventura | 10 | Monthly System Peak Day | SCE | 1-in-2 | 2026 | 10 |  |  |  | 67.219 | 1
| LCA | Big Creek/Ventura | 10 | Monthly System Peak Day | SCE | 1-in-2 | 2026 | 11 |  |  |  | 73.3805 | 1
| LCA | Big Creek/Ventura | 10 | Monthly System Peak Day | SCE | 1-in-2 | 2026 | 12 |  |  |  | 78.8267 | 1
| LCA | Big Creek/Ventura | 10 | Monthly System Peak Day | SCE | 1-in-2 | 2026 | 13 |  |  |  | 82.4095 | 1
| LCA | Big Creek/Ventura | 10 | Monthly System Peak Day | SCE | 1-in-2 | 2026 | 14 |  |  |  | 84.5381 | 1
| LCA | Big Creek/Ventura | 10 | Monthly System Peak Day | SCE | 1-in-2 | 2026 | 15 |  |  |  | 86.2333 | 1
| LCA | Big Creek/Ventura | 10 | Monthly System Peak Day | SCE | 1-in-2 | 2026 | 16 |  |  |  | 87.4714 | 1
| LCA | Big Creek/Ventura | 10 | Monthly System Peak Day | SCE | 1-in-2 | 2026 | 17 |  |  |  | 88.1 | 1
| LCA | Big Creek/Ventura | 10 | Monthly System Peak Day | SCE | 1-in-2 | 2026 | 18 |  |  |  | 87.5619 | 1
| LCA | Big Creek/Ventura | 10 | Monthly System Peak Day | SCE | 1-in-2 | 2026 | 19 |  |  |  | 85.5571 | 1
| LCA | Big Creek/Ventura | 10 | Monthly System Peak Day | SCE | 1-in-2 | 2026 | 20 |  |  |  | 82.3776 | 1
| LCA | Big Creek/Ventura | 10 | Monthly System Peak Day | SCE | 1-in-2 | 2026 | 21 |  |  |  | 78.021 | 1
| LCA | Big Creek/Ventura | 10 | Monthly System Peak Day | SCE | 1-in-2 | 2026 | 22 |  |  |  | 74.4905 | 1
| LCA | Big Creek/Ventura | 10 | Monthly System Peak Day | SCE | 1-in-2 | 2026 | 23 |  |  |  | 71.9529 | 1
| LCA | Big Creek/Ventura | 10 | Monthly System Peak Day | SCE | 1-in-2 | 2026 | 24 |  |  |  | 70.4114 | 1
| LCA | Big Creek/Ventura | 11 | Average Weekday | SCE | 1-in-2 | 2026 | 1 |  |  |  | 53.9175 | 1
| LCA | Big Creek/Ventura | 11 | Average Weekday | SCE | 1-in-2 | 2026 | 2 |  |  |  | 52.9654 | 1
| LCA | Big Creek/Ventura | 11 | Average Weekday | SCE | 1-in-2 | 2026 | 3 |  |  |  | 52.119 | 1
| LCA | Big Creek/Ventura | 11 | Average Weekday | SCE | 1-in-2 | 2026 | 4 |  |  |  | 51.4859 | 1
| LCA | Big Creek/Ventura | 11 | Average Weekday | SCE | 1-in-2 | 2026 | 5 |  |  |  | 50.8619 | 1
| LCA | Big Creek/Ventura | 11 | Average Weekday | SCE | 1-in-2 | 2026 | 6 |  |  |  | 50.4477 | 1
| LCA | Big Creek/Ventura | 11 | Average Weekday | SCE | 1-in-2 | 2026 | 7 |  |  |  | 50.092 | 1
| LCA | Big Creek/Ventura | 11 | Average Weekday | SCE | 1-in-2 | 2026 | 8 |  |  |  | 49.9303 | 1
| LCA | Big Creek/Ventura | 11 | Average Weekday | SCE | 1-in-2 | 2026 | 9 |  |  |  | 51.3878 | 1
| LCA | Big Creek/Ventura | 11 | Average Weekday | SCE | 1-in-2 | 2026 | 10 |  |  |  | 55.3817 | 1
| LCA | Big Creek/Ventura | 11 | Average Weekday | SCE | 1-in-2 | 2026 | 11 |  |  |  | 59.8263 | 1
| LCA | Big Creek/Ventura | 11 | Average Weekday | SCE | 1-in-2 | 2026 | 12 |  |  |  | 63.6033 | 1
| LCA | Big Creek/Ventura | 11 | Average Weekday | SCE | 1-in-2 | 2026 | 13 |  |  |  | 66.1561 | 1
| LCA | Big Creek/Ventura | 11 | Average Weekday | SCE | 1-in-2 | 2026 | 14 |  |  |  | 67.744 | 1
| LCA | Big Creek/Ventura | 11 | Average Weekday | SCE | 1-in-2 | 2026 | 15 |  |  |  | 68.5688 | 1
| LCA | Big Creek/Ventura | 11 | Average Weekday | SCE | 1-in-2 | 2026 | 16 |  |  |  | 68.6934 | 1
| LCA | Big Creek/Ventura | 11 | Average Weekday | SCE | 1-in-2 | 2026 | 17 |  |  |  | 67.8531 | 1
| LCA | Big Creek/Ventura | 11 | Average Weekday | SCE | 1-in-2 | 2026 | 18 |  |  |  | 65.8777 | 1
| LCA | Big Creek/Ventura | 11 | Average Weekday | SCE | 1-in-2 | 2026 | 19 |  |  |  | 63.1399 | 1
| LCA | Big Creek/Ventura | 11 | Average Weekday | SCE | 1-in-2 | 2026 | 20 |  |  |  | 60.7551 | 1
| LCA | Big Creek/Ventura | 11 | Average Weekday | SCE | 1-in-2 | 2026 | 21 |  |  |  | 58.9363 | 1
| LCA | Big Creek/Ventura | 11 | Average Weekday | SCE | 1-in-2 | 2026 | 22 |  |  |  | 57.3429 | 1
| LCA | Big Creek/Ventura | 11 | Average Weekday | SCE | 1-in-2 | 2026 | 23 |  |  |  | 56.0838 | 1
| LCA | Big Creek/Ventura | 11 | Average Weekday | SCE | 1-in-2 | 2026 | 24 |  |  |  | 54.9755 | 1
| LCA | Big Creek/Ventura | 11 | Monthly System Peak Day | SCE | 1-in-2 | 2026 | 1 |  |  |  | 60.2319 | 1
| LCA | Big Creek/Ventura | 11 | Monthly System Peak Day | SCE | 1-in-2 | 2026 | 2 |  |  |  | 58.8138 | 1
| LCA | Big Creek/Ventura | 11 | Monthly System Peak Day | SCE | 1-in-2 | 2026 | 3 |  |  |  | 57.6 | 1
| LCA | Big Creek/Ventura | 11 | Monthly System Peak Day | SCE | 1-in-2 | 2026 | 4 |  |  |  | 57.1962 | 1
| LCA | Big Creek/Ventura | 11 | Monthly System Peak Day | SCE | 1-in-2 | 2026 | 5 |  |  |  | 56.0871 | 1
| LCA | Big Creek/Ventura | 11 | Monthly System Peak Day | SCE | 1-in-2 | 2026 | 6 |  |  |  | 54.9276 | 1
| LCA | Big Creek/Ventura | 11 | Monthly System Peak Day | SCE | 1-in-2 | 2026 | 7 |  |  |  | 54.0776 | 1
| LCA | Big Creek/Ventura | 11 | Monthly System Peak Day | SCE | 1-in-2 | 2026 | 8 |  |  |  | 53.8714 | 1
| LCA | Big Creek/Ventura | 11 | Monthly System Peak Day | SCE | 1-in-2 | 2026 | 9 |  |  |  | 55.2029 | 1
| LCA | Big Creek/Ventura | 11 | Monthly System Peak Day | SCE | 1-in-2 | 2026 | 10 |  |  |  | 61.1876 | 1
| LCA | Big Creek/Ventura | 11 | Monthly System Peak Day | SCE | 1-in-2 | 2026 | 11 |  |  |  | 68.3971 | 1
| LCA | Big Creek/Ventura | 11 | Monthly System Peak Day | SCE | 1-in-2 | 2026 | 12 |  |  |  | 74.5733 | 1
| LCA | Big Creek/Ventura | 11 | Monthly System Peak Day | SCE | 1-in-2 | 2026 | 13 |  |  |  | 78.44 | 1
| LCA | Big Creek/Ventura | 11 | Monthly System Peak Day | SCE | 1-in-2 | 2026 | 14 |  |  |  | 80.5714 | 1
| LCA | Big Creek/Ventura | 11 | Monthly System Peak Day | SCE | 1-in-2 | 2026 | 15 |  |  |  | 81.7524 | 1
| LCA | Big Creek/Ventura | 11 | Monthly System Peak Day | SCE | 1-in-2 | 2026 | 16 |  |  |  | 82.7476 | 1
| LCA | Big Creek/Ventura | 11 | Monthly System Peak Day | SCE | 1-in-2 | 2026 | 17 |  |  |  | 82.2381 | 1
| LCA | Big Creek/Ventura | 11 | Monthly System Peak Day | SCE | 1-in-2 | 2026 | 18 |  |  |  | 80.4829 | 1
| LCA | Big Creek/Ventura | 11 | Monthly System Peak Day | SCE | 1-in-2 | 2026 | 19 |  |  |  | 76.0557 | 1
| LCA | Big Creek/Ventura | 11 | Monthly System Peak Day | SCE | 1-in-2 | 2026 | 20 |  |  |  | 72.5062 | 1
| LCA | Big Creek/Ventura | 11 | Monthly System Peak Day | SCE | 1-in-2 | 2026 | 21 |  |  |  | 70.5219 | 1
| LCA | Big Creek/Ventura | 11 | Monthly System Peak Day | SCE | 1-in-2 | 2026 | 22 |  |  |  | 68.2462 | 1
| LCA | Big Creek/Ventura | 11 | Monthly System Peak Day | SCE | 1-in-2 | 2026 | 23 |  |  |  | 66.1267 | 1
| LCA | Big Creek/Ventura | 11 | Monthly System Peak Day | SCE | 1-in-2 | 2026 | 24 |  |  |  | 63.4557 | 1
| LCA | Big Creek/Ventura | 12 | Average Weekday | SCE | 1-in-2 | 2026 | 1 |  |  |  | 48.835 | 1
| LCA | Big Creek/Ventura | 12 | Average Weekday | SCE | 1-in-2 | 2026 | 2 |  |  |  | 48.1578 | 1
| LCA | Big Creek/Ventura | 12 | Average Weekday | SCE | 1-in-2 | 2026 | 3 |  |  |  | 47.5095 | 1
| LCA | Big Creek/Ventura | 12 | Average Weekday | SCE | 1-in-2 | 2026 | 4 |  |  |  | 47.0862 | 1
| LCA | Big Creek/Ventura | 12 | Average Weekday | SCE | 1-in-2 | 2026 | 5 |  |  |  | 46.5986 | 1
| LCA | Big Creek/Ventura | 12 | Average Weekday | SCE | 1-in-2 | 2026 | 6 |  |  |  | 46.1012 | 1
| LCA | Big Creek/Ventura | 12 | Average Weekday | SCE | 1-in-2 | 2026 | 7 |  |  |  | 45.7346 | 1
| LCA | Big Creek/Ventura | 12 | Average Weekday | SCE | 1-in-2 | 2026 | 8 |  |  |  | 45.516 | 1
| LCA | Big Creek/Ventura | 12 | Average Weekday | SCE | 1-in-2 | 2026 | 9 |  |  |  | 45.8981 | 1
| LCA | Big Creek/Ventura | 12 | Average Weekday | SCE | 1-in-2 | 2026 | 10 |  |  |  | 48.6449 | 1
| LCA | Big Creek/Ventura | 12 | Average Weekday | SCE | 1-in-2 | 2026 | 11 |  |  |  | 52.1651 | 1
| LCA | Big Creek/Ventura | 12 | Average Weekday | SCE | 1-in-2 | 2026 | 12 |  |  |  | 55.1199 | 1
| LCA | Big Creek/Ventura | 12 | Average Weekday | SCE | 1-in-2 | 2026 | 13 |  |  |  | 57.2949 | 1
| LCA | Big Creek/Ventura | 12 | Average Weekday | SCE | 1-in-2 | 2026 | 14 |  |  |  | 58.6188 | 1
| LCA | Big Creek/Ventura | 12 | Average Weekday | SCE | 1-in-2 | 2026 | 15 |  |  |  | 59.3146 | 1
| LCA | Big Creek/Ventura | 12 | Average Weekday | SCE | 1-in-2 | 2026 | 16 |  |  |  | 59.5146 | 1
| LCA | Big Creek/Ventura | 12 | Average Weekday | SCE | 1-in-2 | 2026 | 17 |  |  |  | 58.892 | 1
| LCA | Big Creek/Ventura | 12 | Average Weekday | SCE | 1-in-2 | 2026 | 18 |  |  |  | 57.1246 | 1
| LCA | Big Creek/Ventura | 12 | Average Weekday | SCE | 1-in-2 | 2026 | 19 |  |  |  | 54.8365 | 1
| LCA | Big Creek/Ventura | 12 | Average Weekday | SCE | 1-in-2 | 2026 | 20 |  |  |  | 53.0495 | 1
| LCA | Big Creek/Ventura | 12 | Average Weekday | SCE | 1-in-2 | 2026 | 21 |  |  |  | 51.5506 | 1
| LCA | Big Creek/Ventura | 12 | Average Weekday | SCE | 1-in-2 | 2026 | 22 |  |  |  | 50.4554 | 1
| LCA | Big Creek/Ventura | 12 | Average Weekday | SCE | 1-in-2 | 2026 | 23 |  |  |  | 49.5695 | 1
| LCA | Big Creek/Ventura | 12 | Average Weekday | SCE | 1-in-2 | 2026 | 24 |  |  |  | 48.7673 | 1
| LCA | Big Creek/Ventura | 12 | Monthly System Peak Day | SCE | 1-in-2 | 2026 | 1 |  |  |  | 41.5686 | 1
| LCA | Big Creek/Ventura | 12 | Monthly System Peak Day | SCE | 1-in-2 | 2026 | 2 |  |  |  | 40.4686 | 1
| LCA | Big Creek/Ventura | 12 | Monthly System Peak Day | SCE | 1-in-2 | 2026 | 3 |  |  |  | 39.6105 | 1
| LCA | Big Creek/Ventura | 12 | Monthly System Peak Day | SCE | 1-in-2 | 2026 | 4 |  |  |  | 38.6324 | 1
| LCA | Big Creek/Ventura | 12 | Monthly System Peak Day | SCE | 1-in-2 | 2026 | 5 |  |  |  | 38.0786 | 1
| LCA | Big Creek/Ventura | 12 | Monthly System Peak Day | SCE | 1-in-2 | 2026 | 6 |  |  |  | 37.5305 | 1
| LCA | Big Creek/Ventura | 12 | Monthly System Peak Day | SCE | 1-in-2 | 2026 | 7 |  |  |  | 37.1495 | 1
| LCA | Big Creek/Ventura | 12 | Monthly System Peak Day | SCE | 1-in-2 | 2026 | 8 |  |  |  | 37.141 | 1
| LCA | Big Creek/Ventura | 12 | Monthly System Peak Day | SCE | 1-in-2 | 2026 | 9 |  |  |  | 37.4405 | 1
| LCA | Big Creek/Ventura | 12 | Monthly System Peak Day | SCE | 1-in-2 | 2026 | 10 |  |  |  | 40.6867 | 1
| LCA | Big Creek/Ventura | 12 | Monthly System Peak Day | SCE | 1-in-2 | 2026 | 11 |  |  |  | 45.259 | 1
| LCA | Big Creek/Ventura | 12 | Monthly System Peak Day | SCE | 1-in-2 | 2026 | 12 |  |  |  | 48.8629 | 1
| LCA | Big Creek/Ventura | 12 | Monthly System Peak Day | SCE | 1-in-2 | 2026 | 13 |  |  |  | 50.551 | 1
| LCA | Big Creek/Ventura | 12 | Monthly System Peak Day | SCE | 1-in-2 | 2026 | 14 |  |  |  | 51.9633 | 1
| LCA | Big Creek/Ventura | 12 | Monthly System Peak Day | SCE | 1-in-2 | 2026 | 15 |  |  |  | 52.9886 | 1
| LCA | Big Creek/Ventura | 12 | Monthly System Peak Day | SCE | 1-in-2 | 2026 | 16 |  |  |  | 53.4748 | 1
| LCA | Big Creek/Ventura | 12 | Monthly System Peak Day | SCE | 1-in-2 | 2026 | 17 |  |  |  | 53.1986 | 1
| LCA | Big Creek/Ventura | 12 | Monthly System Peak Day | SCE | 1-in-2 | 2026 | 18 |  |  |  | 51.6167 | 1
| LCA | Big Creek/Ventura | 12 | Monthly System Peak Day | SCE | 1-in-2 | 2026 | 19 |  |  |  | 49.0557 | 1
| LCA | Big Creek/Ventura | 12 | Monthly System Peak Day | SCE | 1-in-2 | 2026 | 20 |  |  |  | 46.3252 | 1
| LCA | Big Creek/Ventura | 12 | Monthly System Peak Day | SCE | 1-in-2 | 2026 | 21 |  |  |  | 44.9024 | 1
| LCA | Big Creek/Ventura | 12 | Monthly System Peak Day | SCE | 1-in-2 | 2026 | 22 |  |  |  | 43.6133 | 1
| LCA | Big Creek/Ventura | 12 | Monthly System Peak Day | SCE | 1-in-2 | 2026 | 23 |  |  |  | 42.4038 | 1
| LCA | Big Creek/Ventura | 12 | Monthly System Peak Day | SCE | 1-in-2 | 2026 | 24 |  |  |  | 41.019 | 1
| LCA | Big Creek/Ventura | 1 | Average Weekday | SCE | 1-in-2 | 2027 | 1 |  |  |  | 49.1969 | 1
| LCA | Big Creek/Ventura | 1 | Average Weekday | SCE | 1-in-2 | 2027 | 2 |  |  |  | 48.2757 | 1
| LCA | Big Creek/Ventura | 1 | Average Weekday | SCE | 1-in-2 | 2027 | 3 |  |  |  | 47.5076 | 1
| LCA | Big Creek/Ventura | 1 | Average Weekday | SCE | 1-in-2 | 2027 | 4 |  |  |  | 46.8141 | 1
| LCA | Big Creek/Ventura | 1 | Average Weekday | SCE | 1-in-2 | 2027 | 5 |  |  |  | 46.1101 | 1
| LCA | Big Creek/Ventura | 1 | Average Weekday | SCE | 1-in-2 | 2027 | 6 |  |  |  | 45.3732 | 1
| LCA | Big Creek/Ventura | 1 | Average Weekday | SCE | 1-in-2 | 2027 | 7 |  |  |  | 44.7871 | 1
| LCA | Big Creek/Ventura | 1 | Average Weekday | SCE | 1-in-2 | 2027 | 8 |  |  |  | 44.7504 | 1
| LCA | Big Creek/Ventura | 1 | Average Weekday | SCE | 1-in-2 | 2027 | 9 |  |  |  | 45.2981 | 1
| LCA | Big Creek/Ventura | 1 | Average Weekday | SCE | 1-in-2 | 2027 | 10 |  |  |  | 49.3299 | 1
| LCA | Big Creek/Ventura | 1 | Average Weekday | SCE | 1-in-2 | 2027 | 11 |  |  |  | 54.2413 | 1
| LCA | Big Creek/Ventura | 1 | Average Weekday | SCE | 1-in-2 | 2027 | 12 |  |  |  | 58.3319 | 1
| LCA | Big Creek/Ventura | 1 | Average Weekday | SCE | 1-in-2 | 2027 | 13 |  |  |  | 61.3009 | 1
| LCA | Big Creek/Ventura | 1 | Average Weekday | SCE | 1-in-2 | 2027 | 14 |  |  |  | 63.1875 | 1
| LCA | Big Creek/Ventura | 1 | Average Weekday | SCE | 1-in-2 | 2027 | 15 |  |  |  | 64.3795 | 1
| LCA | Big Creek/Ventura | 1 | Average Weekday | SCE | 1-in-2 | 2027 | 16 |  |  |  | 64.8751 | 1
| LCA | Big Creek/Ventura | 1 | Average Weekday | SCE | 1-in-2 | 2027 | 17 |  |  |  | 64.3426 | 1
| LCA | Big Creek/Ventura | 1 | Average Weekday | SCE | 1-in-2 | 2027 | 18 |  |  |  | 62.5618 | 1
| LCA | Big Creek/Ventura | 1 | Average Weekday | SCE | 1-in-2 | 2027 | 19 |  |  |  | 59.5326 | 1
| LCA | Big Creek/Ventura | 1 | Average Weekday | SCE | 1-in-2 | 2027 | 20 |  |  |  | 56.9613 | 1
| LCA | Big Creek/Ventura | 1 | Average Weekday | SCE | 1-in-2 | 2027 | 21 |  |  |  | 54.9257 | 1
| LCA | Big Creek/Ventura | 1 | Average Weekday | SCE | 1-in-2 | 2027 | 22 |  |  |  | 53.2111 | 1
| LCA | Big Creek/Ventura | 1 | Average Weekday | SCE | 1-in-2 | 2027 | 23 |  |  |  | 51.841 | 1
| LCA | Big Creek/Ventura | 1 | Average Weekday | SCE | 1-in-2 | 2027 | 24 |  |  |  | 50.8538 | 1
| LCA | Big Creek/Ventura | 1 | Monthly System Peak Day | SCE | 1-in-2 | 2027 | 1 |  |  |  | 43.1152 | 1
| LCA | Big Creek/Ventura | 1 | Monthly System Peak Day | SCE | 1-in-2 | 2027 | 2 |  |  |  | 42.75 | 1
| LCA | Big Creek/Ventura | 1 | Monthly System Peak Day | SCE | 1-in-2 | 2027 | 3 |  |  |  | 41.8114 | 1
| LCA | Big Creek/Ventura | 1 | Monthly System Peak Day | SCE | 1-in-2 | 2027 | 4 |  |  |  | 40.7267 | 1
| LCA | Big Creek/Ventura | 1 | Monthly System Peak Day | SCE | 1-in-2 | 2027 | 5 |  |  |  | 39.2443 | 1
| LCA | Big Creek/Ventura | 1 | Monthly System Peak Day | SCE | 1-in-2 | 2027 | 6 |  |  |  | 38.76 | 1
| LCA | Big Creek/Ventura | 1 | Monthly System Peak Day | SCE | 1-in-2 | 2027 | 7 |  |  |  | 38.649 | 1
| LCA | Big Creek/Ventura | 1 | Monthly System Peak Day | SCE | 1-in-2 | 2027 | 8 |  |  |  | 38.91 | 1
| LCA | Big Creek/Ventura | 1 | Monthly System Peak Day | SCE | 1-in-2 | 2027 | 9 |  |  |  | 39.621 | 1
| LCA | Big Creek/Ventura | 1 | Monthly System Peak Day | SCE | 1-in-2 | 2027 | 10 |  |  |  | 42.7724 | 1
| LCA | Big Creek/Ventura | 1 | Monthly System Peak Day | SCE | 1-in-2 | 2027 | 11 |  |  |  | 45.9386 | 1
| LCA | Big Creek/Ventura | 1 | Monthly System Peak Day | SCE | 1-in-2 | 2027 | 12 |  |  |  | 48.2324 | 1
| LCA | Big Creek/Ventura | 1 | Monthly System Peak Day | SCE | 1-in-2 | 2027 | 13 |  |  |  | 49.9552 | 1
| LCA | Big Creek/Ventura | 1 | Monthly System Peak Day | SCE | 1-in-2 | 2027 | 14 |  |  |  | 51.1795 | 1
| LCA | Big Creek/Ventura | 1 | Monthly System Peak Day | SCE | 1-in-2 | 2027 | 15 |  |  |  | 51.9338 | 1
| LCA | Big Creek/Ventura | 1 | Monthly System Peak Day | SCE | 1-in-2 | 2027 | 16 |  |  |  | 52.5329 | 1
| LCA | Big Creek/Ventura | 1 | Monthly System Peak Day | SCE | 1-in-2 | 2027 | 17 |  |  |  | 52.7424 | 1
| LCA | Big Creek/Ventura | 1 | Monthly System Peak Day | SCE | 1-in-2 | 2027 | 18 |  |  |  | 51.91 | 1
| LCA | Big Creek/Ventura | 1 | Monthly System Peak Day | SCE | 1-in-2 | 2027 | 19 |  |  |  | 49.6876 | 1
| LCA | Big Creek/Ventura | 1 | Monthly System Peak Day | SCE | 1-in-2 | 2027 | 20 |  |  |  | 48.3543 | 1
| LCA | Big Creek/Ventura | 1 | Monthly System Peak Day | SCE | 1-in-2 | 2027 | 21 |  |  |  | 46.7295 | 1
| LCA | Big Creek/Ventura | 1 | Monthly System Peak Day | SCE | 1-in-2 | 2027 | 22 |  |  |  | 45.329 | 1
| LCA | Big Creek/Ventura | 1 | Monthly System Peak Day | SCE | 1-in-2 | 2027 | 23 |  |  |  | 43.6052 | 1
| LCA | Big Creek/Ventura | 1 | Monthly System Peak Day | SCE | 1-in-2 | 2027 | 24 |  |  |  | 42.4095 | 1
| LCA | Big Creek/Ventura | 2 | Average Weekday | SCE | 1-in-2 | 2027 | 1 |  |  |  | 49.2053 | 1
| LCA | Big Creek/Ventura | 2 | Average Weekday | SCE | 1-in-2 | 2027 | 2 |  |  |  | 48.2407 | 1
| LCA | Big Creek/Ventura | 2 | Average Weekday | SCE | 1-in-2 | 2027 | 3 |  |  |  | 47.2688 | 1
| LCA | Big Creek/Ventura | 2 | Average Weekday | SCE | 1-in-2 | 2027 | 4 |  |  |  | 46.3972 | 1
| LCA | Big Creek/Ventura | 2 | Average Weekday | SCE | 1-in-2 | 2027 | 5 |  |  |  | 45.7571 | 1
| LCA | Big Creek/Ventura | 2 | Average Weekday | SCE | 1-in-2 | 2027 | 6 |  |  |  | 45.0032 | 1
| LCA | Big Creek/Ventura | 2 | Average Weekday | SCE | 1-in-2 | 2027 | 7 |  |  |  | 44.6126 | 1
| LCA | Big Creek/Ventura | 2 | Average Weekday | SCE | 1-in-2 | 2027 | 8 |  |  |  | 44.4062 | 1
| LCA | Big Creek/Ventura | 2 | Average Weekday | SCE | 1-in-2 | 2027 | 9 |  |  |  | 45.7423 | 1
| LCA | Big Creek/Ventura | 2 | Average Weekday | SCE | 1-in-2 | 2027 | 10 |  |  |  | 49.8466 | 1
| LCA | Big Creek/Ventura | 2 | Average Weekday | SCE | 1-in-2 | 2027 | 11 |  |  |  | 54.3638 | 1
| LCA | Big Creek/Ventura | 2 | Average Weekday | SCE | 1-in-2 | 2027 | 12 |  |  |  | 58.0203 | 1
| LCA | Big Creek/Ventura | 2 | Average Weekday | SCE | 1-in-2 | 2027 | 13 |  |  |  | 60.717 | 1
| LCA | Big Creek/Ventura | 2 | Average Weekday | SCE | 1-in-2 | 2027 | 14 |  |  |  | 62.4777 | 1
| LCA | Big Creek/Ventura | 2 | Average Weekday | SCE | 1-in-2 | 2027 | 15 |  |  |  | 63.5056 | 1
| LCA | Big Creek/Ventura | 2 | Average Weekday | SCE | 1-in-2 | 2027 | 16 |  |  |  | 64.0437 | 1
| LCA | Big Creek/Ventura | 2 | Average Weekday | SCE | 1-in-2 | 2027 | 17 |  |  |  | 63.7273 | 1
| LCA | Big Creek/Ventura | 2 | Average Weekday | SCE | 1-in-2 | 2027 | 18 |  |  |  | 62.4272 | 1
| LCA | Big Creek/Ventura | 2 | Average Weekday | SCE | 1-in-2 | 2027 | 19 |  |  |  | 59.6754 | 1
| LCA | Big Creek/Ventura | 2 | Average Weekday | SCE | 1-in-2 | 2027 | 20 |  |  |  | 56.7044 | 1
| LCA | Big Creek/Ventura | 2 | Average Weekday | SCE | 1-in-2 | 2027 | 21 |  |  |  | 54.5686 | 1
| LCA | Big Creek/Ventura | 2 | Average Weekday | SCE | 1-in-2 | 2027 | 22 |  |  |  | 52.9939 | 1
| LCA | Big Creek/Ventura | 2 | Average Weekday | SCE | 1-in-2 | 2027 | 23 |  |  |  | 51.6964 | 1
| LCA | Big Creek/Ventura | 2 | Average Weekday | SCE | 1-in-2 | 2027 | 24 |  |  |  | 50.7309 | 1
| LCA | Big Creek/Ventura | 2 | Monthly System Peak Day | SCE | 1-in-2 | 2027 | 1 |  |  |  | 40.4005 | 1
| LCA | Big Creek/Ventura | 2 | Monthly System Peak Day | SCE | 1-in-2 | 2027 | 2 |  |  |  | 39.7419 | 1
| LCA | Big Creek/Ventura | 2 | Monthly System Peak Day | SCE | 1-in-2 | 2027 | 3 |  |  |  | 38.8505 | 1
| LCA | Big Creek/Ventura | 2 | Monthly System Peak Day | SCE | 1-in-2 | 2027 | 4 |  |  |  | 37.9643 | 1
| LCA | Big Creek/Ventura | 2 | Monthly System Peak Day | SCE | 1-in-2 | 2027 | 5 |  |  |  | 37.3381 | 1
| LCA | Big Creek/Ventura | 2 | Monthly System Peak Day | SCE | 1-in-2 | 2027 | 6 |  |  |  | 37.171 | 1
| LCA | Big Creek/Ventura | 2 | Monthly System Peak Day | SCE | 1-in-2 | 2027 | 7 |  |  |  | 37.5448 | 1
| LCA | Big Creek/Ventura | 2 | Monthly System Peak Day | SCE | 1-in-2 | 2027 | 8 |  |  |  | 38.9748 | 1
| LCA | Big Creek/Ventura | 2 | Monthly System Peak Day | SCE | 1-in-2 | 2027 | 9 |  |  |  | 40.9176 | 1
| LCA | Big Creek/Ventura | 2 | Monthly System Peak Day | SCE | 1-in-2 | 2027 | 10 |  |  |  | 43.481 | 1
| LCA | Big Creek/Ventura | 2 | Monthly System Peak Day | SCE | 1-in-2 | 2027 | 11 |  |  |  | 46.531 | 1
| LCA | Big Creek/Ventura | 2 | Monthly System Peak Day | SCE | 1-in-2 | 2027 | 12 |  |  |  | 48.9738 | 1
| LCA | Big Creek/Ventura | 2 | Monthly System Peak Day | SCE | 1-in-2 | 2027 | 13 |  |  |  | 51.3448 | 1
| LCA | Big Creek/Ventura | 2 | Monthly System Peak Day | SCE | 1-in-2 | 2027 | 14 |  |  |  | 53.14 | 1
| LCA | Big Creek/Ventura | 2 | Monthly System Peak Day | SCE | 1-in-2 | 2027 | 15 |  |  |  | 54.4452 | 1
| LCA | Big Creek/Ventura | 2 | Monthly System Peak Day | SCE | 1-in-2 | 2027 | 16 |  |  |  | 55.2262 | 1
| LCA | Big Creek/Ventura | 2 | Monthly System Peak Day | SCE | 1-in-2 | 2027 | 17 |  |  |  | 55.1676 | 1
| LCA | Big Creek/Ventura | 2 | Monthly System Peak Day | SCE | 1-in-2 | 2027 | 18 |  |  |  | 53.7229 | 1
| LCA | Big Creek/Ventura | 2 | Monthly System Peak Day | SCE | 1-in-2 | 2027 | 19 |  |  |  | 50.9062 | 1
| LCA | Big Creek/Ventura | 2 | Monthly System Peak Day | SCE | 1-in-2 | 2027 | 20 |  |  |  | 48.6162 | 1
| LCA | Big Creek/Ventura | 2 | Monthly System Peak Day | SCE | 1-in-2 | 2027 | 21 |  |  |  | 47.2352 | 1
| LCA | Big Creek/Ventura | 2 | Monthly System Peak Day | SCE | 1-in-2 | 2027 | 22 |  |  |  | 46.1538 | 1
| LCA | Big Creek/Ventura | 2 | Monthly System Peak Day | SCE | 1-in-2 | 2027 | 23 |  |  |  | 45.2914 | 1
| LCA | Big Creek/Ventura | 2 | Monthly System Peak Day | SCE | 1-in-2 | 2027 | 24 |  |  |  | 44.1919 | 1
| LCA | Big Creek/Ventura | 3 | Average Weekday | SCE | 1-in-2 | 2027 | 1 |  |  |  | 53.0931 | 1
| LCA | Big Creek/Ventura | 3 | Average Weekday | SCE | 1-in-2 | 2027 | 2 |  |  |  | 52.1518 | 1
| LCA | Big Creek/Ventura | 3 | Average Weekday | SCE | 1-in-2 | 2027 | 3 |  |  |  | 51.4361 | 1
| LCA | Big Creek/Ventura | 3 | Average Weekday | SCE | 1-in-2 | 2027 | 4 |  |  |  | 50.6088 | 1
| LCA | Big Creek/Ventura | 3 | Average Weekday | SCE | 1-in-2 | 2027 | 5 |  |  |  | 49.8264 | 1
| LCA | Big Creek/Ventura | 3 | Average Weekday | SCE | 1-in-2 | 2027 | 6 |  |  |  | 49.1144 | 1
| LCA | Big Creek/Ventura | 3 | Average Weekday | SCE | 1-in-2 | 2027 | 7 |  |  |  | 48.7286 | 1
| LCA | Big Creek/Ventura | 3 | Average Weekday | SCE | 1-in-2 | 2027 | 8 |  |  |  | 48.556 | 1
| LCA | Big Creek/Ventura | 3 | Average Weekday | SCE | 1-in-2 | 2027 | 9 |  |  |  | 49.6354 | 1
| LCA | Big Creek/Ventura | 3 | Average Weekday | SCE | 1-in-2 | 2027 | 10 |  |  |  | 52.7959 | 1
| LCA | Big Creek/Ventura | 3 | Average Weekday | SCE | 1-in-2 | 2027 | 11 |  |  |  | 56.5618 | 1
| LCA | Big Creek/Ventura | 3 | Average Weekday | SCE | 1-in-2 | 2027 | 12 |  |  |  | 59.7162 | 1
| LCA | Big Creek/Ventura | 3 | Average Weekday | SCE | 1-in-2 | 2027 | 13 |  |  |  | 62.131 | 1
| LCA | Big Creek/Ventura | 3 | Average Weekday | SCE | 1-in-2 | 2027 | 14 |  |  |  | 64.0488 | 1
| LCA | Big Creek/Ventura | 3 | Average Weekday | SCE | 1-in-2 | 2027 | 15 |  |  |  | 65.2261 | 1
| LCA | Big Creek/Ventura | 3 | Average Weekday | SCE | 1-in-2 | 2027 | 16 |  |  |  | 65.8385 | 1
| LCA | Big Creek/Ventura | 3 | Average Weekday | SCE | 1-in-2 | 2027 | 17 |  |  |  | 65.8408 | 1
| LCA | Big Creek/Ventura | 3 | Average Weekday | SCE | 1-in-2 | 2027 | 18 |  |  |  | 64.9116 | 1
| LCA | Big Creek/Ventura | 3 | Average Weekday | SCE | 1-in-2 | 2027 | 19 |  |  |  | 63.2278 | 1
| LCA | Big Creek/Ventura | 3 | Average Weekday | SCE | 1-in-2 | 2027 | 20 |  |  |  | 60.8901 | 1
| LCA | Big Creek/Ventura | 3 | Average Weekday | SCE | 1-in-2 | 2027 | 21 |  |  |  | 58.5405 | 1
| LCA | Big Creek/Ventura | 3 | Average Weekday | SCE | 1-in-2 | 2027 | 22 |  |  |  | 56.9835 | 1
| LCA | Big Creek/Ventura | 3 | Average Weekday | SCE | 1-in-2 | 2027 | 23 |  |  |  | 55.836 | 1
| LCA | Big Creek/Ventura | 3 | Average Weekday | SCE | 1-in-2 | 2027 | 24 |  |  |  | 54.7761 | 1
| LCA | Big Creek/Ventura | 3 | Monthly System Peak Day | SCE | 1-in-2 | 2027 | 1 |  |  |  | 52.1348 | 1
| LCA | Big Creek/Ventura | 3 | Monthly System Peak Day | SCE | 1-in-2 | 2027 | 2 |  |  |  | 51.1195 | 1
| LCA | Big Creek/Ventura | 3 | Monthly System Peak Day | SCE | 1-in-2 | 2027 | 3 |  |  |  | 49.7057 | 1
| LCA | Big Creek/Ventura | 3 | Monthly System Peak Day | SCE | 1-in-2 | 2027 | 4 |  |  |  | 49.4448 | 1
| LCA | Big Creek/Ventura | 3 | Monthly System Peak Day | SCE | 1-in-2 | 2027 | 5 |  |  |  | 48.8652 | 1
| LCA | Big Creek/Ventura | 3 | Monthly System Peak Day | SCE | 1-in-2 | 2027 | 6 |  |  |  | 47.5152 | 1
| LCA | Big Creek/Ventura | 3 | Monthly System Peak Day | SCE | 1-in-2 | 2027 | 7 |  |  |  | 47.2652 | 1
| LCA | Big Creek/Ventura | 3 | Monthly System Peak Day | SCE | 1-in-2 | 2027 | 8 |  |  |  | 46.5395 | 1
| LCA | Big Creek/Ventura | 3 | Monthly System Peak Day | SCE | 1-in-2 | 2027 | 9 |  |  |  | 46.9857 | 1
| LCA | Big Creek/Ventura | 3 | Monthly System Peak Day | SCE | 1-in-2 | 2027 | 10 |  |  |  | 50.7852 | 1
| LCA | Big Creek/Ventura | 3 | Monthly System Peak Day | SCE | 1-in-2 | 2027 | 11 |  |  |  | 55.9019 | 1
| LCA | Big Creek/Ventura | 3 | Monthly System Peak Day | SCE | 1-in-2 | 2027 | 12 |  |  |  | 60.2786 | 1
| LCA | Big Creek/Ventura | 3 | Monthly System Peak Day | SCE | 1-in-2 | 2027 | 13 |  |  |  | 63.6662 | 1
| LCA | Big Creek/Ventura | 3 | Monthly System Peak Day | SCE | 1-in-2 | 2027 | 14 |  |  |  | 65.9067 | 1
| LCA | Big Creek/Ventura | 3 | Monthly System Peak Day | SCE | 1-in-2 | 2027 | 15 |  |  |  | 67.1209 | 1
| LCA | Big Creek/Ventura | 3 | Monthly System Peak Day | SCE | 1-in-2 | 2027 | 16 |  |  |  | 68.249 | 1
| LCA | Big Creek/Ventura | 3 | Monthly System Peak Day | SCE | 1-in-2 | 2027 | 17 |  |  |  | 68.78 | 1
| LCA | Big Creek/Ventura | 3 | Monthly System Peak Day | SCE | 1-in-2 | 2027 | 18 |  |  |  | 68.3967 | 1
| LCA | Big Creek/Ventura | 3 | Monthly System Peak Day | SCE | 1-in-2 | 2027 | 19 |  |  |  | 67.0748 | 1
| LCA | Big Creek/Ventura | 3 | Monthly System Peak Day | SCE | 1-in-2 | 2027 | 20 |  |  |  | 64.8043 | 1
| LCA | Big Creek/Ventura | 3 | Monthly System Peak Day | SCE | 1-in-2 | 2027 | 21 |  |  |  | 61.4724 | 1
| LCA | Big Creek/Ventura | 3 | Monthly System Peak Day | SCE | 1-in-2 | 2027 | 22 |  |  |  | 59.0271 | 1
| LCA | Big Creek/Ventura | 3 | Monthly System Peak Day | SCE | 1-in-2 | 2027 | 23 |  |  |  | 57.2024 | 1
| LCA | Big Creek/Ventura | 3 | Monthly System Peak Day | SCE | 1-in-2 | 2027 | 24 |  |  |  | 56.16 | 1
| LCA | Big Creek/Ventura | 4 | Average Weekday | SCE | 1-in-2 | 2027 | 1 |  |  |  | 55.7977 | 1
| LCA | Big Creek/Ventura | 4 | Average Weekday | SCE | 1-in-2 | 2027 | 2 |  |  |  | 54.7457 | 1
| LCA | Big Creek/Ventura | 4 | Average Weekday | SCE | 1-in-2 | 2027 | 3 |  |  |  | 53.7439 | 1
| LCA | Big Creek/Ventura | 4 | Average Weekday | SCE | 1-in-2 | 2027 | 4 |  |  |  | 52.8991 | 1
| LCA | Big Creek/Ventura | 4 | Average Weekday | SCE | 1-in-2 | 2027 | 5 |  |  |  | 51.9919 | 1
| LCA | Big Creek/Ventura | 4 | Average Weekday | SCE | 1-in-2 | 2027 | 6 |  |  |  | 51.2931 | 1
| LCA | Big Creek/Ventura | 4 | Average Weekday | SCE | 1-in-2 | 2027 | 7 |  |  |  | 50.696 | 1
| LCA | Big Creek/Ventura | 4 | Average Weekday | SCE | 1-in-2 | 2027 | 8 |  |  |  | 50.4624 | 1
| LCA | Big Creek/Ventura | 4 | Average Weekday | SCE | 1-in-2 | 2027 | 9 |  |  |  | 52.1757 | 1
| LCA | Big Creek/Ventura | 4 | Average Weekday | SCE | 1-in-2 | 2027 | 10 |  |  |  | 55.7532 | 1
| LCA | Big Creek/Ventura | 4 | Average Weekday | SCE | 1-in-2 | 2027 | 11 |  |  |  | 59.4615 | 1
| LCA | Big Creek/Ventura | 4 | Average Weekday | SCE | 1-in-2 | 2027 | 12 |  |  |  | 62.6796 | 1
| LCA | Big Creek/Ventura | 4 | Average Weekday | SCE | 1-in-2 | 2027 | 13 |  |  |  | 65.204 | 1
| LCA | Big Creek/Ventura | 4 | Average Weekday | SCE | 1-in-2 | 2027 | 14 |  |  |  | 67.214 | 1
| LCA | Big Creek/Ventura | 4 | Average Weekday | SCE | 1-in-2 | 2027 | 15 |  |  |  | 68.4754 | 1
| LCA | Big Creek/Ventura | 4 | Average Weekday | SCE | 1-in-2 | 2027 | 16 |  |  |  | 69.0086 | 1
| LCA | Big Creek/Ventura | 4 | Average Weekday | SCE | 1-in-2 | 2027 | 17 |  |  |  | 68.995 | 1
| LCA | Big Creek/Ventura | 4 | Average Weekday | SCE | 1-in-2 | 2027 | 18 |  |  |  | 68.1884 | 1
| LCA | Big Creek/Ventura | 4 | Average Weekday | SCE | 1-in-2 | 2027 | 19 |  |  |  | 66.6823 | 1
| LCA | Big Creek/Ventura | 4 | Average Weekday | SCE | 1-in-2 | 2027 | 20 |  |  |  | 64.4104 | 1
| LCA | Big Creek/Ventura | 4 | Average Weekday | SCE | 1-in-2 | 2027 | 21 |  |  |  | 61.4054 | 1
| LCA | Big Creek/Ventura | 4 | Average Weekday | SCE | 1-in-2 | 2027 | 22 |  |  |  | 59.3045 | 1
| LCA | Big Creek/Ventura | 4 | Average Weekday | SCE | 1-in-2 | 2027 | 23 |  |  |  | 57.9252 | 1
| LCA | Big Creek/Ventura | 4 | Average Weekday | SCE | 1-in-2 | 2027 | 24 |  |  |  | 56.7051 | 1
| LCA | Big Creek/Ventura | 4 | Monthly System Peak Day | SCE | 1-in-2 | 2027 | 1 |  |  |  | 64.1605 | 1
| LCA | Big Creek/Ventura | 4 | Monthly System Peak Day | SCE | 1-in-2 | 2027 | 2 |  |  |  | 62.6005 | 1
| LCA | Big Creek/Ventura | 4 | Monthly System Peak Day | SCE | 1-in-2 | 2027 | 3 |  |  |  | 60.9767 | 1
| LCA | Big Creek/Ventura | 4 | Monthly System Peak Day | SCE | 1-in-2 | 2027 | 4 |  |  |  | 59.5152 | 1
| LCA | Big Creek/Ventura | 4 | Monthly System Peak Day | SCE | 1-in-2 | 2027 | 5 |  |  |  | 58.6233 | 1
| LCA | Big Creek/Ventura | 4 | Monthly System Peak Day | SCE | 1-in-2 | 2027 | 6 |  |  |  | 57.4505 | 1
| LCA | Big Creek/Ventura | 4 | Monthly System Peak Day | SCE | 1-in-2 | 2027 | 7 |  |  |  | 55.9357 | 1
| LCA | Big Creek/Ventura | 4 | Monthly System Peak Day | SCE | 1-in-2 | 2027 | 8 |  |  |  | 54.9186 | 1
| LCA | Big Creek/Ventura | 4 | Monthly System Peak Day | SCE | 1-in-2 | 2027 | 9 |  |  |  | 56.7148 | 1
| LCA | Big Creek/Ventura | 4 | Monthly System Peak Day | SCE | 1-in-2 | 2027 | 10 |  |  |  | 62.02 | 1
| LCA | Big Creek/Ventura | 4 | Monthly System Peak Day | SCE | 1-in-2 | 2027 | 11 |  |  |  | 68.0505 | 1
| LCA | Big Creek/Ventura | 4 | Monthly System Peak Day | SCE | 1-in-2 | 2027 | 12 |  |  |  | 73.0229 | 1
| LCA | Big Creek/Ventura | 4 | Monthly System Peak Day | SCE | 1-in-2 | 2027 | 13 |  |  |  | 77.369 | 1
| LCA | Big Creek/Ventura | 4 | Monthly System Peak Day | SCE | 1-in-2 | 2027 | 14 |  |  |  | 80.7048 | 1
| LCA | Big Creek/Ventura | 4 | Monthly System Peak Day | SCE | 1-in-2 | 2027 | 15 |  |  |  | 82.5714 | 1
| LCA | Big Creek/Ventura | 4 | Monthly System Peak Day | SCE | 1-in-2 | 2027 | 16 |  |  |  | 83.4857 | 1
| LCA | Big Creek/Ventura | 4 | Monthly System Peak Day | SCE | 1-in-2 | 2027 | 17 |  |  |  | 83.8905 | 1
| LCA | Big Creek/Ventura | 4 | Monthly System Peak Day | SCE | 1-in-2 | 2027 | 18 |  |  |  | 83.3762 | 1
| LCA | Big Creek/Ventura | 4 | Monthly System Peak Day | SCE | 1-in-2 | 2027 | 19 |  |  |  | 81.5748 | 1
| LCA | Big Creek/Ventura | 4 | Monthly System Peak Day | SCE | 1-in-2 | 2027 | 20 |  |  |  | 78.3414 | 1
| LCA | Big Creek/Ventura | 4 | Monthly System Peak Day | SCE | 1-in-2 | 2027 | 21 |  |  |  | 73.3995 | 1
| LCA | Big Creek/Ventura | 4 | Monthly System Peak Day | SCE | 1-in-2 | 2027 | 22 |  |  |  | 69.8876 | 1
| LCA | Big Creek/Ventura | 4 | Monthly System Peak Day | SCE | 1-in-2 | 2027 | 23 |  |  |  | 67.2867 | 1
| LCA | Big Creek/Ventura | 4 | Monthly System Peak Day | SCE | 1-in-2 | 2027 | 24 |  |  |  | 65.421 | 1
| LCA | Big Creek/Ventura | 5 | Average Weekday | SCE | 1-in-2 | 2027 | 1 |  |  |  | 59.9923 | 1
| LCA | Big Creek/Ventura | 5 | Average Weekday | SCE | 1-in-2 | 2027 | 2 |  |  |  | 58.9604 | 1
| LCA | Big Creek/Ventura | 5 | Average Weekday | SCE | 1-in-2 | 2027 | 3 |  |  |  | 58.0285 | 1
| LCA | Big Creek/Ventura | 5 | Average Weekday | SCE | 1-in-2 | 2027 | 4 |  |  |  | 57.1772 | 1
| LCA | Big Creek/Ventura | 5 | Average Weekday | SCE | 1-in-2 | 2027 | 5 |  |  |  | 56.5246 | 1
| LCA | Big Creek/Ventura | 5 | Average Weekday | SCE | 1-in-2 | 2027 | 6 |  |  |  | 55.8549 | 1
| LCA | Big Creek/Ventura | 5 | Average Weekday | SCE | 1-in-2 | 2027 | 7 |  |  |  | 55.2307 | 1
| LCA | Big Creek/Ventura | 5 | Average Weekday | SCE | 1-in-2 | 2027 | 8 |  |  |  | 55.5515 | 1
| LCA | Big Creek/Ventura | 5 | Average Weekday | SCE | 1-in-2 | 2027 | 9 |  |  |  | 58.2705 | 1
| LCA | Big Creek/Ventura | 5 | Average Weekday | SCE | 1-in-2 | 2027 | 10 |  |  |  | 61.5484 | 1
| LCA | Big Creek/Ventura | 5 | Average Weekday | SCE | 1-in-2 | 2027 | 11 |  |  |  | 64.8911 | 1
| LCA | Big Creek/Ventura | 5 | Average Weekday | SCE | 1-in-2 | 2027 | 12 |  |  |  | 67.8559 | 1
| LCA | Big Creek/Ventura | 5 | Average Weekday | SCE | 1-in-2 | 2027 | 13 |  |  |  | 70.274 | 1
| LCA | Big Creek/Ventura | 5 | Average Weekday | SCE | 1-in-2 | 2027 | 14 |  |  |  | 72.0602 | 1
| LCA | Big Creek/Ventura | 5 | Average Weekday | SCE | 1-in-2 | 2027 | 15 |  |  |  | 73.1902 | 1
| LCA | Big Creek/Ventura | 5 | Average Weekday | SCE | 1-in-2 | 2027 | 16 |  |  |  | 73.6664 | 1
| LCA | Big Creek/Ventura | 5 | Average Weekday | SCE | 1-in-2 | 2027 | 17 |  |  |  | 73.4822 | 1
| LCA | Big Creek/Ventura | 5 | Average Weekday | SCE | 1-in-2 | 2027 | 18 |  |  |  | 72.7404 | 1
| LCA | Big Creek/Ventura | 5 | Average Weekday | SCE | 1-in-2 | 2027 | 19 |  |  |  | 71.3964 | 1
| LCA | Big Creek/Ventura | 5 | Average Weekday | SCE | 1-in-2 | 2027 | 20 |  |  |  | 69.2439 | 1
| LCA | Big Creek/Ventura | 5 | Average Weekday | SCE | 1-in-2 | 2027 | 21 |  |  |  | 66.4425 | 1
| LCA | Big Creek/Ventura | 5 | Average Weekday | SCE | 1-in-2 | 2027 | 22 |  |  |  | 63.8796 | 1
| LCA | Big Creek/Ventura | 5 | Average Weekday | SCE | 1-in-2 | 2027 | 23 |  |  |  | 62.223 | 1
| LCA | Big Creek/Ventura | 5 | Average Weekday | SCE | 1-in-2 | 2027 | 24 |  |  |  | 60.8978 | 1
| LCA | Big Creek/Ventura | 5 | Monthly System Peak Day | SCE | 1-in-2 | 2027 | 1 |  |  |  | 66.7243 | 1
| LCA | Big Creek/Ventura | 5 | Monthly System Peak Day | SCE | 1-in-2 | 2027 | 2 |  |  |  | 65.2852 | 1
| LCA | Big Creek/Ventura | 5 | Monthly System Peak Day | SCE | 1-in-2 | 2027 | 3 |  |  |  | 64.0095 | 1
| LCA | Big Creek/Ventura | 5 | Monthly System Peak Day | SCE | 1-in-2 | 2027 | 4 |  |  |  | 62.2362 | 1
| LCA | Big Creek/Ventura | 5 | Monthly System Peak Day | SCE | 1-in-2 | 2027 | 5 |  |  |  | 60.7495 | 1
| LCA | Big Creek/Ventura | 5 | Monthly System Peak Day | SCE | 1-in-2 | 2027 | 6 |  |  |  | 59.761 | 1
| LCA | Big Creek/Ventura | 5 | Monthly System Peak Day | SCE | 1-in-2 | 2027 | 7 |  |  |  | 58.6738 | 1
| LCA | Big Creek/Ventura | 5 | Monthly System Peak Day | SCE | 1-in-2 | 2027 | 8 |  |  |  | 59.0181 | 1
| LCA | Big Creek/Ventura | 5 | Monthly System Peak Day | SCE | 1-in-2 | 2027 | 9 |  |  |  | 62.8176 | 1
| LCA | Big Creek/Ventura | 5 | Monthly System Peak Day | SCE | 1-in-2 | 2027 | 10 |  |  |  | 67.7938 | 1
| LCA | Big Creek/Ventura | 5 | Monthly System Peak Day | SCE | 1-in-2 | 2027 | 11 |  |  |  | 72.7814 | 1
| LCA | Big Creek/Ventura | 5 | Monthly System Peak Day | SCE | 1-in-2 | 2027 | 12 |  |  |  | 77.2243 | 1
| LCA | Big Creek/Ventura | 5 | Monthly System Peak Day | SCE | 1-in-2 | 2027 | 13 |  |  |  | 80.7552 | 1
| LCA | Big Creek/Ventura | 5 | Monthly System Peak Day | SCE | 1-in-2 | 2027 | 14 |  |  |  | 83.3238 | 1
| LCA | Big Creek/Ventura | 5 | Monthly System Peak Day | SCE | 1-in-2 | 2027 | 15 |  |  |  | 85.0205 | 1
| LCA | Big Creek/Ventura | 5 | Monthly System Peak Day | SCE | 1-in-2 | 2027 | 16 |  |  |  | 86.031 | 1
| LCA | Big Creek/Ventura | 5 | Monthly System Peak Day | SCE | 1-in-2 | 2027 | 17 |  |  |  | 85.3443 | 1
| LCA | Big Creek/Ventura | 5 | Monthly System Peak Day | SCE | 1-in-2 | 2027 | 18 |  |  |  | 83.8443 | 1
| LCA | Big Creek/Ventura | 5 | Monthly System Peak Day | SCE | 1-in-2 | 2027 | 19 |  |  |  | 81.5962 | 1
| LCA | Big Creek/Ventura | 5 | Monthly System Peak Day | SCE | 1-in-2 | 2027 | 20 |  |  |  | 78.9724 | 1
| LCA | Big Creek/Ventura | 5 | Monthly System Peak Day | SCE | 1-in-2 | 2027 | 21 |  |  |  | 74.9781 | 1
| LCA | Big Creek/Ventura | 5 | Monthly System Peak Day | SCE | 1-in-2 | 2027 | 22 |  |  |  | 71.9014 | 1
| LCA | Big Creek/Ventura | 5 | Monthly System Peak Day | SCE | 1-in-2 | 2027 | 23 |  |  |  | 70.5533 | 1
| LCA | Big Creek/Ventura | 5 | Monthly System Peak Day | SCE | 1-in-2 | 2027 | 24 |  |  |  | 69.5681 | 1
| LCA | Big Creek/Ventura | 6 | Average Weekday | SCE | 1-in-2 | 2027 | 1 |  |  |  | 64.4446 | 1
| LCA | Big Creek/Ventura | 6 | Average Weekday | SCE | 1-in-2 | 2027 | 2 |  |  |  | 63.2767 | 1
| LCA | Big Creek/Ventura | 6 | Average Weekday | SCE | 1-in-2 | 2027 | 3 |  |  |  | 62.2793 | 1
| LCA | Big Creek/Ventura | 6 | Average Weekday | SCE | 1-in-2 | 2027 | 4 |  |  |  | 61.464 | 1
| LCA | Big Creek/Ventura | 6 | Average Weekday | SCE | 1-in-2 | 2027 | 5 |  |  |  | 60.9021 | 1
| LCA | Big Creek/Ventura | 6 | Average Weekday | SCE | 1-in-2 | 2027 | 6 |  |  |  | 60.1695 | 1
| LCA | Big Creek/Ventura | 6 | Average Weekday | SCE | 1-in-2 | 2027 | 7 |  |  |  | 59.5618 | 1
| LCA | Big Creek/Ventura | 6 | Average Weekday | SCE | 1-in-2 | 2027 | 8 |  |  |  | 60.0648 | 1
| LCA | Big Creek/Ventura | 6 | Average Weekday | SCE | 1-in-2 | 2027 | 9 |  |  |  | 63.0612 | 1
| LCA | Big Creek/Ventura | 6 | Average Weekday | SCE | 1-in-2 | 2027 | 10 |  |  |  | 66.8253 | 1
| LCA | Big Creek/Ventura | 6 | Average Weekday | SCE | 1-in-2 | 2027 | 11 |  |  |  | 70.5864 | 1
| LCA | Big Creek/Ventura | 6 | Average Weekday | SCE | 1-in-2 | 2027 | 12 |  |  |  | 74.0185 | 1
| LCA | Big Creek/Ventura | 6 | Average Weekday | SCE | 1-in-2 | 2027 | 13 |  |  |  | 76.855 | 1
| LCA | Big Creek/Ventura | 6 | Average Weekday | SCE | 1-in-2 | 2027 | 14 |  |  |  | 79.0359 | 1
| LCA | Big Creek/Ventura | 6 | Average Weekday | SCE | 1-in-2 | 2027 | 15 |  |  |  | 80.4934 | 1
| LCA | Big Creek/Ventura | 6 | Average Weekday | SCE | 1-in-2 | 2027 | 16 |  |  |  | 81.064 | 1
| LCA | Big Creek/Ventura | 6 | Average Weekday | SCE | 1-in-2 | 2027 | 17 |  |  |  | 80.9841 | 1
| LCA | Big Creek/Ventura | 6 | Average Weekday | SCE | 1-in-2 | 2027 | 18 |  |  |  | 80.1426 | 1
| LCA | Big Creek/Ventura | 6 | Average Weekday | SCE | 1-in-2 | 2027 | 19 |  |  |  | 78.6553 | 1
| LCA | Big Creek/Ventura | 6 | Average Weekday | SCE | 1-in-2 | 2027 | 20 |  |  |  | 76.5709 | 1
| LCA | Big Creek/Ventura | 6 | Average Weekday | SCE | 1-in-2 | 2027 | 21 |  |  |  | 73.5264 | 1
| LCA | Big Creek/Ventura | 6 | Average Weekday | SCE | 1-in-2 | 2027 | 22 |  |  |  | 69.9663 | 1
| LCA | Big Creek/Ventura | 6 | Average Weekday | SCE | 1-in-2 | 2027 | 23 |  |  |  | 67.6652 | 1
| LCA | Big Creek/Ventura | 6 | Average Weekday | SCE | 1-in-2 | 2027 | 24 |  |  |  | 66.0613 | 1
| LCA | Big Creek/Ventura | 6 | Monthly System Peak Day | SCE | 1-in-2 | 2027 | 1 |  |  |  | 69.3795 | 1
| LCA | Big Creek/Ventura | 6 | Monthly System Peak Day | SCE | 1-in-2 | 2027 | 2 |  |  |  | 68.0986 | 1
| LCA | Big Creek/Ventura | 6 | Monthly System Peak Day | SCE | 1-in-2 | 2027 | 3 |  |  |  | 67.389 | 1
| LCA | Big Creek/Ventura | 6 | Monthly System Peak Day | SCE | 1-in-2 | 2027 | 4 |  |  |  | 66.4067 | 1
| LCA | Big Creek/Ventura | 6 | Monthly System Peak Day | SCE | 1-in-2 | 2027 | 5 |  |  |  | 65.8 | 1
| LCA | Big Creek/Ventura | 6 | Monthly System Peak Day | SCE | 1-in-2 | 2027 | 6 |  |  |  | 65.1929 | 1
| LCA | Big Creek/Ventura | 6 | Monthly System Peak Day | SCE | 1-in-2 | 2027 | 7 |  |  |  | 64.4767 | 1
| LCA | Big Creek/Ventura | 6 | Monthly System Peak Day | SCE | 1-in-2 | 2027 | 8 |  |  |  | 64.8881 | 1
| LCA | Big Creek/Ventura | 6 | Monthly System Peak Day | SCE | 1-in-2 | 2027 | 9 |  |  |  | 68.4833 | 1
| LCA | Big Creek/Ventura | 6 | Monthly System Peak Day | SCE | 1-in-2 | 2027 | 10 |  |  |  | 72.7905 | 1
| LCA | Big Creek/Ventura | 6 | Monthly System Peak Day | SCE | 1-in-2 | 2027 | 11 |  |  |  | 77.211 | 1
| LCA | Big Creek/Ventura | 6 | Monthly System Peak Day | SCE | 1-in-2 | 2027 | 12 |  |  |  | 80.7938 | 1
| LCA | Big Creek/Ventura | 6 | Monthly System Peak Day | SCE | 1-in-2 | 2027 | 13 |  |  |  | 82.7448 | 1
| LCA | Big Creek/Ventura | 6 | Monthly System Peak Day | SCE | 1-in-2 | 2027 | 14 |  |  |  | 84.38 | 1
| LCA | Big Creek/Ventura | 6 | Monthly System Peak Day | SCE | 1-in-2 | 2027 | 15 |  |  |  | 84.7967 | 1
| LCA | Big Creek/Ventura | 6 | Monthly System Peak Day | SCE | 1-in-2 | 2027 | 16 |  |  |  | 84.7538 | 1
| LCA | Big Creek/Ventura | 6 | Monthly System Peak Day | SCE | 1-in-2 | 2027 | 17 |  |  |  | 84.39 | 1
| LCA | Big Creek/Ventura | 6 | Monthly System Peak Day | SCE | 1-in-2 | 2027 | 18 |  |  |  | 84.1114 | 1
| LCA | Big Creek/Ventura | 6 | Monthly System Peak Day | SCE | 1-in-2 | 2027 | 19 |  |  |  | 83.2814 | 1
| LCA | Big Creek/Ventura | 6 | Monthly System Peak Day | SCE | 1-in-2 | 2027 | 20 |  |  |  | 81.3067 | 1
| LCA | Big Creek/Ventura | 6 | Monthly System Peak Day | SCE | 1-in-2 | 2027 | 21 |  |  |  | 77.8095 | 1
| LCA | Big Creek/Ventura | 6 | Monthly System Peak Day | SCE | 1-in-2 | 2027 | 22 |  |  |  | 73.9586 | 1
| LCA | Big Creek/Ventura | 6 | Monthly System Peak Day | SCE | 1-in-2 | 2027 | 23 |  |  |  | 71.219 | 1
| LCA | Big Creek/Ventura | 6 | Monthly System Peak Day | SCE | 1-in-2 | 2027 | 24 |  |  |  | 69.6 | 1
| LCA | Big Creek/Ventura | 7 | Average Weekday | SCE | 1-in-2 | 2027 | 1 |  |  |  | 69.4643 | 1
| LCA | Big Creek/Ventura | 7 | Average Weekday | SCE | 1-in-2 | 2027 | 2 |  |  |  | 68.4978 | 1
| LCA | Big Creek/Ventura | 7 | Average Weekday | SCE | 1-in-2 | 2027 | 3 |  |  |  | 67.7258 | 1
| LCA | Big Creek/Ventura | 7 | Average Weekday | SCE | 1-in-2 | 2027 | 4 |  |  |  | 67.0793 | 1
| LCA | Big Creek/Ventura | 7 | Average Weekday | SCE | 1-in-2 | 2027 | 5 |  |  |  | 66.3097 | 1
| LCA | Big Creek/Ventura | 7 | Average Weekday | SCE | 1-in-2 | 2027 | 6 |  |  |  | 65.6954 | 1
| LCA | Big Creek/Ventura | 7 | Average Weekday | SCE | 1-in-2 | 2027 | 7 |  |  |  | 65.1253 | 1
| LCA | Big Creek/Ventura | 7 | Average Weekday | SCE | 1-in-2 | 2027 | 8 |  |  |  | 65.3233 | 1
| LCA | Big Creek/Ventura | 7 | Average Weekday | SCE | 1-in-2 | 2027 | 9 |  |  |  | 67.873 | 1
| LCA | Big Creek/Ventura | 7 | Average Weekday | SCE | 1-in-2 | 2027 | 10 |  |  |  | 71.393 | 1
| LCA | Big Creek/Ventura | 7 | Average Weekday | SCE | 1-in-2 | 2027 | 11 |  |  |  | 75.2097 | 1
| LCA | Big Creek/Ventura | 7 | Average Weekday | SCE | 1-in-2 | 2027 | 12 |  |  |  | 78.9288 | 1
| LCA | Big Creek/Ventura | 7 | Average Weekday | SCE | 1-in-2 | 2027 | 13 |  |  |  | 81.7619 | 1
| LCA | Big Creek/Ventura | 7 | Average Weekday | SCE | 1-in-2 | 2027 | 14 |  |  |  | 83.9094 | 1
| LCA | Big Creek/Ventura | 7 | Average Weekday | SCE | 1-in-2 | 2027 | 15 |  |  |  | 85.285 | 1
| LCA | Big Creek/Ventura | 7 | Average Weekday | SCE | 1-in-2 | 2027 | 16 |  |  |  | 85.8065 | 1
| LCA | Big Creek/Ventura | 7 | Average Weekday | SCE | 1-in-2 | 2027 | 17 |  |  |  | 85.5142 | 1
| LCA | Big Creek/Ventura | 7 | Average Weekday | SCE | 1-in-2 | 2027 | 18 |  |  |  | 84.6145 | 1
| LCA | Big Creek/Ventura | 7 | Average Weekday | SCE | 1-in-2 | 2027 | 19 |  |  |  | 83.0359 | 1
| LCA | Big Creek/Ventura | 7 | Average Weekday | SCE | 1-in-2 | 2027 | 20 |  |  |  | 80.7123 | 1
| LCA | Big Creek/Ventura | 7 | Average Weekday | SCE | 1-in-2 | 2027 | 21 |  |  |  | 77.5898 | 1
| LCA | Big Creek/Ventura | 7 | Average Weekday | SCE | 1-in-2 | 2027 | 22 |  |  |  | 74.1539 | 1
| LCA | Big Creek/Ventura | 7 | Average Weekday | SCE | 1-in-2 | 2027 | 23 |  |  |  | 71.9988 | 1
| LCA | Big Creek/Ventura | 7 | Average Weekday | SCE | 1-in-2 | 2027 | 24 |  |  |  | 70.3567 | 1
| LCA | Big Creek/Ventura | 7 | Monthly System Peak Day | SCE | 1-in-2 | 2027 | 1 |  |  |  | 75.5571 | 1
| LCA | Big Creek/Ventura | 7 | Monthly System Peak Day | SCE | 1-in-2 | 2027 | 2 |  |  |  | 74.3481 | 1
| LCA | Big Creek/Ventura | 7 | Monthly System Peak Day | SCE | 1-in-2 | 2027 | 3 |  |  |  | 73.4614 | 1
| LCA | Big Creek/Ventura | 7 | Monthly System Peak Day | SCE | 1-in-2 | 2027 | 4 |  |  |  | 72.4367 | 1
| LCA | Big Creek/Ventura | 7 | Monthly System Peak Day | SCE | 1-in-2 | 2027 | 5 |  |  |  | 71.8838 | 1
| LCA | Big Creek/Ventura | 7 | Monthly System Peak Day | SCE | 1-in-2 | 2027 | 6 |  |  |  | 71.1448 | 1
| LCA | Big Creek/Ventura | 7 | Monthly System Peak Day | SCE | 1-in-2 | 2027 | 7 |  |  |  | 70.5248 | 1
| LCA | Big Creek/Ventura | 7 | Monthly System Peak Day | SCE | 1-in-2 | 2027 | 8 |  |  |  | 70.579 | 1
| LCA | Big Creek/Ventura | 7 | Monthly System Peak Day | SCE | 1-in-2 | 2027 | 9 |  |  |  | 73.89 | 1
| LCA | Big Creek/Ventura | 7 | Monthly System Peak Day | SCE | 1-in-2 | 2027 | 10 |  |  |  | 77.7652 | 1
| LCA | Big Creek/Ventura | 7 | Monthly System Peak Day | SCE | 1-in-2 | 2027 | 11 |  |  |  | 81.6867 | 1
| LCA | Big Creek/Ventura | 7 | Monthly System Peak Day | SCE | 1-in-2 | 2027 | 12 |  |  |  | 85.619 | 1
| LCA | Big Creek/Ventura | 7 | Monthly System Peak Day | SCE | 1-in-2 | 2027 | 13 |  |  |  | 89.7414 | 1
| LCA | Big Creek/Ventura | 7 | Monthly System Peak Day | SCE | 1-in-2 | 2027 | 14 |  |  |  | 91.7286 | 1
| LCA | Big Creek/Ventura | 7 | Monthly System Peak Day | SCE | 1-in-2 | 2027 | 15 |  |  |  | 93.2667 | 1
| LCA | Big Creek/Ventura | 7 | Monthly System Peak Day | SCE | 1-in-2 | 2027 | 16 |  |  |  | 93.6048 | 1
| LCA | Big Creek/Ventura | 7 | Monthly System Peak Day | SCE | 1-in-2 | 2027 | 17 |  |  |  | 93.1524 | 1
| LCA | Big Creek/Ventura | 7 | Monthly System Peak Day | SCE | 1-in-2 | 2027 | 18 |  |  |  | 92.9095 | 1
| LCA | Big Creek/Ventura | 7 | Monthly System Peak Day | SCE | 1-in-2 | 2027 | 19 |  |  |  | 91.5429 | 1
| LCA | Big Creek/Ventura | 7 | Monthly System Peak Day | SCE | 1-in-2 | 2027 | 20 |  |  |  | 88.79 | 1
| LCA | Big Creek/Ventura | 7 | Monthly System Peak Day | SCE | 1-in-2 | 2027 | 21 |  |  |  | 85.6629 | 1
| LCA | Big Creek/Ventura | 7 | Monthly System Peak Day | SCE | 1-in-2 | 2027 | 22 |  |  |  | 81.3624 | 1
| LCA | Big Creek/Ventura | 7 | Monthly System Peak Day | SCE | 1-in-2 | 2027 | 23 |  |  |  | 78.6919 | 1
| LCA | Big Creek/Ventura | 7 | Monthly System Peak Day | SCE | 1-in-2 | 2027 | 24 |  |  |  | 76.5924 | 1
| LCA | Big Creek/Ventura | 8 | Average Weekday | SCE | 1-in-2 | 2027 | 1 |  |  |  | 68.5607 | 1
| LCA | Big Creek/Ventura | 8 | Average Weekday | SCE | 1-in-2 | 2027 | 2 |  |  |  | 67.4839 | 1
| LCA | Big Creek/Ventura | 8 | Average Weekday | SCE | 1-in-2 | 2027 | 3 |  |  |  | 66.611 | 1
| LCA | Big Creek/Ventura | 8 | Average Weekday | SCE | 1-in-2 | 2027 | 4 |  |  |  | 65.9349 | 1
| LCA | Big Creek/Ventura | 8 | Average Weekday | SCE | 1-in-2 | 2027 | 5 |  |  |  | 65.135 | 1
| LCA | Big Creek/Ventura | 8 | Average Weekday | SCE | 1-in-2 | 2027 | 6 |  |  |  | 64.4324 | 1
| LCA | Big Creek/Ventura | 8 | Average Weekday | SCE | 1-in-2 | 2027 | 7 |  |  |  | 63.728 | 1
| LCA | Big Creek/Ventura | 8 | Average Weekday | SCE | 1-in-2 | 2027 | 8 |  |  |  | 63.4395 | 1
| LCA | Big Creek/Ventura | 8 | Average Weekday | SCE | 1-in-2 | 2027 | 9 |  |  |  | 65.4503 | 1
| LCA | Big Creek/Ventura | 8 | Average Weekday | SCE | 1-in-2 | 2027 | 10 |  |  |  | 69.565 | 1
| LCA | Big Creek/Ventura | 8 | Average Weekday | SCE | 1-in-2 | 2027 | 11 |  |  |  | 74.1577 | 1
| LCA | Big Creek/Ventura | 8 | Average Weekday | SCE | 1-in-2 | 2027 | 12 |  |  |  | 78.4984 | 1
| LCA | Big Creek/Ventura | 8 | Average Weekday | SCE | 1-in-2 | 2027 | 13 |  |  |  | 82.0149 | 1
| LCA | Big Creek/Ventura | 8 | Average Weekday | SCE | 1-in-2 | 2027 | 14 |  |  |  | 84.482 | 1
| LCA | Big Creek/Ventura | 8 | Average Weekday | SCE | 1-in-2 | 2027 | 15 |  |  |  | 86.0614 | 1
| LCA | Big Creek/Ventura | 8 | Average Weekday | SCE | 1-in-2 | 2027 | 16 |  |  |  | 86.7089 | 1
| LCA | Big Creek/Ventura | 8 | Average Weekday | SCE | 1-in-2 | 2027 | 17 |  |  |  | 86.5178 | 1
| LCA | Big Creek/Ventura | 8 | Average Weekday | SCE | 1-in-2 | 2027 | 18 |  |  |  | 85.4085 | 1
| LCA | Big Creek/Ventura | 8 | Average Weekday | SCE | 1-in-2 | 2027 | 19 |  |  |  | 83.4928 | 1
| LCA | Big Creek/Ventura | 8 | Average Weekday | SCE | 1-in-2 | 2027 | 20 |  |  |  | 80.6841 | 1
| LCA | Big Creek/Ventura | 8 | Average Weekday | SCE | 1-in-2 | 2027 | 21 |  |  |  | 77.0404 | 1
| LCA | Big Creek/Ventura | 8 | Average Weekday | SCE | 1-in-2 | 2027 | 22 |  |  |  | 73.9348 | 1
| LCA | Big Creek/Ventura | 8 | Average Weekday | SCE | 1-in-2 | 2027 | 23 |  |  |  | 71.6836 | 1
| LCA | Big Creek/Ventura | 8 | Average Weekday | SCE | 1-in-2 | 2027 | 24 |  |  |  | 69.9212 | 1
| LCA | Big Creek/Ventura | 8 | Monthly System Peak Day | SCE | 1-in-2 | 2027 | 1 |  |  |  | 76.0643 | 1
| LCA | Big Creek/Ventura | 8 | Monthly System Peak Day | SCE | 1-in-2 | 2027 | 2 |  |  |  | 74.5886 | 1
| LCA | Big Creek/Ventura | 8 | Monthly System Peak Day | SCE | 1-in-2 | 2027 | 3 |  |  |  | 73.6067 | 1
| LCA | Big Creek/Ventura | 8 | Monthly System Peak Day | SCE | 1-in-2 | 2027 | 4 |  |  |  | 72.8143 | 1
| LCA | Big Creek/Ventura | 8 | Monthly System Peak Day | SCE | 1-in-2 | 2027 | 5 |  |  |  | 71.9676 | 1
| LCA | Big Creek/Ventura | 8 | Monthly System Peak Day | SCE | 1-in-2 | 2027 | 6 |  |  |  | 71.21 | 1
| LCA | Big Creek/Ventura | 8 | Monthly System Peak Day | SCE | 1-in-2 | 2027 | 7 |  |  |  | 70.3867 | 1
| LCA | Big Creek/Ventura | 8 | Monthly System Peak Day | SCE | 1-in-2 | 2027 | 8 |  |  |  | 70.091 | 1
| LCA | Big Creek/Ventura | 8 | Monthly System Peak Day | SCE | 1-in-2 | 2027 | 9 |  |  |  | 72.1948 | 1
| LCA | Big Creek/Ventura | 8 | Monthly System Peak Day | SCE | 1-in-2 | 2027 | 10 |  |  |  | 76.5376 | 1
| LCA | Big Creek/Ventura | 8 | Monthly System Peak Day | SCE | 1-in-2 | 2027 | 11 |  |  |  | 81.8024 | 1
| LCA | Big Creek/Ventura | 8 | Monthly System Peak Day | SCE | 1-in-2 | 2027 | 12 |  |  |  | 86.4 | 1
| LCA | Big Creek/Ventura | 8 | Monthly System Peak Day | SCE | 1-in-2 | 2027 | 13 |  |  |  | 89.8429 | 1
| LCA | Big Creek/Ventura | 8 | Monthly System Peak Day | SCE | 1-in-2 | 2027 | 14 |  |  |  | 92.3667 | 1
| LCA | Big Creek/Ventura | 8 | Monthly System Peak Day | SCE | 1-in-2 | 2027 | 15 |  |  |  | 93.4571 | 1
| LCA | Big Creek/Ventura | 8 | Monthly System Peak Day | SCE | 1-in-2 | 2027 | 16 |  |  |  | 93.5143 | 1
| LCA | Big Creek/Ventura | 8 | Monthly System Peak Day | SCE | 1-in-2 | 2027 | 17 |  |  |  | 93.119 | 1
| LCA | Big Creek/Ventura | 8 | Monthly System Peak Day | SCE | 1-in-2 | 2027 | 18 |  |  |  | 91.8667 | 1
| LCA | Big Creek/Ventura | 8 | Monthly System Peak Day | SCE | 1-in-2 | 2027 | 19 |  |  |  | 90.169 | 1
| LCA | Big Creek/Ventura | 8 | Monthly System Peak Day | SCE | 1-in-2 | 2027 | 20 |  |  |  | 87.5733 | 1
| LCA | Big Creek/Ventura | 8 | Monthly System Peak Day | SCE | 1-in-2 | 2027 | 21 |  |  |  | 83.7948 | 1
| LCA | Big Creek/Ventura | 8 | Monthly System Peak Day | SCE | 1-in-2 | 2027 | 22 |  |  |  | 80.6219 | 1
| LCA | Big Creek/Ventura | 8 | Monthly System Peak Day | SCE | 1-in-2 | 2027 | 23 |  |  |  | 78.4271 | 1
| LCA | Big Creek/Ventura | 8 | Monthly System Peak Day | SCE | 1-in-2 | 2027 | 24 |  |  |  | 76.6548 | 1
| LCA | Big Creek/Ventura | 8 | Typical Event Day | SCE | 1-in-2 | 2027 | 1 |  |  |  | 73.6035 | 1
| LCA | Big Creek/Ventura | 8 | Typical Event Day | SCE | 1-in-2 | 2027 | 2 |  |  |  | 72.2619 | 1
| LCA | Big Creek/Ventura | 8 | Typical Event Day | SCE | 1-in-2 | 2027 | 3 |  |  |  | 71.4416 | 1
| LCA | Big Creek/Ventura | 8 | Typical Event Day | SCE | 1-in-2 | 2027 | 4 |  |  |  | 70.3174 | 1
| LCA | Big Creek/Ventura | 8 | Typical Event Day | SCE | 1-in-2 | 2027 | 5 |  |  |  | 69.4426 | 1
| LCA | Big Creek/Ventura | 8 | Typical Event Day | SCE | 1-in-2 | 2027 | 6 |  |  |  | 68.651 | 1
| LCA | Big Creek/Ventura | 8 | Typical Event Day | SCE | 1-in-2 | 2027 | 7 |  |  |  | 67.9617 | 1
| LCA | Big Creek/Ventura | 8 | Typical Event Day | SCE | 1-in-2 | 2027 | 8 |  |  |  | 67.9639 | 1
| LCA | Big Creek/Ventura | 8 | Typical Event Day | SCE | 1-in-2 | 2027 | 9 |  |  |  | 70.8694 | 1
| LCA | Big Creek/Ventura | 8 | Typical Event Day | SCE | 1-in-2 | 2027 | 10 |  |  |  | 75.26 | 1
| LCA | Big Creek/Ventura | 8 | Typical Event Day | SCE | 1-in-2 | 2027 | 11 |  |  |  | 80.0881 | 1
| LCA | Big Creek/Ventura | 8 | Typical Event Day | SCE | 1-in-2 | 2027 | 12 |  |  |  | 84.5068 | 1
| LCA | Big Creek/Ventura | 8 | Typical Event Day | SCE | 1-in-2 | 2027 | 13 |  |  |  | 87.9739 | 1
| LCA | Big Creek/Ventura | 8 | Typical Event Day | SCE | 1-in-2 | 2027 | 14 |  |  |  | 90.1355 | 1
| LCA | Big Creek/Ventura | 8 | Typical Event Day | SCE | 1-in-2 | 2027 | 15 |  |  |  | 91.2908 | 1
| LCA | Big Creek/Ventura | 8 | Typical Event Day | SCE | 1-in-2 | 2027 | 16 |  |  |  | 91.6587 | 1
| LCA | Big Creek/Ventura | 8 | Typical Event Day | SCE | 1-in-2 | 2027 | 17 |  |  |  | 91.3118 | 1
| LCA | Big Creek/Ventura | 8 | Typical Event Day | SCE | 1-in-2 | 2027 | 18 |  |  |  | 90.416 | 1
| LCA | Big Creek/Ventura | 8 | Typical Event Day | SCE | 1-in-2 | 2027 | 19 |  |  |  | 89.0079 | 1
| LCA | Big Creek/Ventura | 8 | Typical Event Day | SCE | 1-in-2 | 2027 | 20 |  |  |  | 86.3365 | 1
| LCA | Big Creek/Ventura | 8 | Typical Event Day | SCE | 1-in-2 | 2027 | 21 |  |  |  | 82.6415 | 1
| LCA | Big Creek/Ventura | 8 | Typical Event Day | SCE | 1-in-2 | 2027 | 22 |  |  |  | 79.0488 | 1
| LCA | Big Creek/Ventura | 8 | Typical Event Day | SCE | 1-in-2 | 2027 | 23 |  |  |  | 76.5554 | 1
| LCA | Big Creek/Ventura | 8 | Typical Event Day | SCE | 1-in-2 | 2027 | 24 |  |  |  | 74.7407 | 1
| LCA | Big Creek/Ventura | 9 | Average Weekday | SCE | 1-in-2 | 2027 | 1 |  |  |  | 67.0945 | 1
| LCA | Big Creek/Ventura | 9 | Average Weekday | SCE | 1-in-2 | 2027 | 2 |  |  |  | 66.0083 | 1
| LCA | Big Creek/Ventura | 9 | Average Weekday | SCE | 1-in-2 | 2027 | 3 |  |  |  | 65.0978 | 1
| LCA | Big Creek/Ventura | 9 | Average Weekday | SCE | 1-in-2 | 2027 | 4 |  |  |  | 64.2175 | 1
| LCA | Big Creek/Ventura | 9 | Average Weekday | SCE | 1-in-2 | 2027 | 5 |  |  |  | 63.36 | 1
| LCA | Big Creek/Ventura | 9 | Average Weekday | SCE | 1-in-2 | 2027 | 6 |  |  |  | 62.5899 | 1
| LCA | Big Creek/Ventura | 9 | Average Weekday | SCE | 1-in-2 | 2027 | 7 |  |  |  | 61.9902 | 1
| LCA | Big Creek/Ventura | 9 | Average Weekday | SCE | 1-in-2 | 2027 | 8 |  |  |  | 61.5601 | 1
| LCA | Big Creek/Ventura | 9 | Average Weekday | SCE | 1-in-2 | 2027 | 9 |  |  |  | 62.5275 | 1
| LCA | Big Creek/Ventura | 9 | Average Weekday | SCE | 1-in-2 | 2027 | 10 |  |  |  | 66.1297 | 1
| LCA | Big Creek/Ventura | 9 | Average Weekday | SCE | 1-in-2 | 2027 | 11 |  |  |  | 70.6571 | 1
| LCA | Big Creek/Ventura | 9 | Average Weekday | SCE | 1-in-2 | 2027 | 12 |  |  |  | 75.2291 | 1
| LCA | Big Creek/Ventura | 9 | Average Weekday | SCE | 1-in-2 | 2027 | 13 |  |  |  | 78.6246 | 1
| LCA | Big Creek/Ventura | 9 | Average Weekday | SCE | 1-in-2 | 2027 | 14 |  |  |  | 80.9918 | 1
| LCA | Big Creek/Ventura | 9 | Average Weekday | SCE | 1-in-2 | 2027 | 15 |  |  |  | 82.4881 | 1
| LCA | Big Creek/Ventura | 9 | Average Weekday | SCE | 1-in-2 | 2027 | 16 |  |  |  | 83.0949 | 1
| LCA | Big Creek/Ventura | 9 | Average Weekday | SCE | 1-in-2 | 2027 | 17 |  |  |  | 82.998 | 1
| LCA | Big Creek/Ventura | 9 | Average Weekday | SCE | 1-in-2 | 2027 | 18 |  |  |  | 81.9583 | 1
| LCA | Big Creek/Ventura | 9 | Average Weekday | SCE | 1-in-2 | 2027 | 19 |  |  |  | 80.0278 | 1
| LCA | Big Creek/Ventura | 9 | Average Weekday | SCE | 1-in-2 | 2027 | 20 |  |  |  | 77.0612 | 1
| LCA | Big Creek/Ventura | 9 | Average Weekday | SCE | 1-in-2 | 2027 | 21 |  |  |  | 73.5739 | 1
| LCA | Big Creek/Ventura | 9 | Average Weekday | SCE | 1-in-2 | 2027 | 22 |  |  |  | 71.3144 | 1
| LCA | Big Creek/Ventura | 9 | Average Weekday | SCE | 1-in-2 | 2027 | 23 |  |  |  | 69.4372 | 1
| LCA | Big Creek/Ventura | 9 | Average Weekday | SCE | 1-in-2 | 2027 | 24 |  |  |  | 67.9627 | 1
| LCA | Big Creek/Ventura | 9 | Monthly System Peak Day | SCE | 1-in-2 | 2027 | 1 |  |  |  | 73.4129 | 1
| LCA | Big Creek/Ventura | 9 | Monthly System Peak Day | SCE | 1-in-2 | 2027 | 2 |  |  |  | 72.0124 | 1
| LCA | Big Creek/Ventura | 9 | Monthly System Peak Day | SCE | 1-in-2 | 2027 | 3 |  |  |  | 71.3091 | 1
| LCA | Big Creek/Ventura | 9 | Monthly System Peak Day | SCE | 1-in-2 | 2027 | 4 |  |  |  | 69.6119 | 1
| LCA | Big Creek/Ventura | 9 | Monthly System Peak Day | SCE | 1-in-2 | 2027 | 5 |  |  |  | 68.119 | 1
| LCA | Big Creek/Ventura | 9 | Monthly System Peak Day | SCE | 1-in-2 | 2027 | 6 |  |  |  | 67.0562 | 1
| LCA | Big Creek/Ventura | 9 | Monthly System Peak Day | SCE | 1-in-2 | 2027 | 7 |  |  |  | 66.4586 | 1
| LCA | Big Creek/Ventura | 9 | Monthly System Peak Day | SCE | 1-in-2 | 2027 | 8 |  |  |  | 66.2976 | 1
| LCA | Big Creek/Ventura | 9 | Monthly System Peak Day | SCE | 1-in-2 | 2027 | 9 |  |  |  | 68.9095 | 1
| LCA | Big Creek/Ventura | 9 | Monthly System Peak Day | SCE | 1-in-2 | 2027 | 10 |  |  |  | 73.9467 | 1
| LCA | Big Creek/Ventura | 9 | Monthly System Peak Day | SCE | 1-in-2 | 2027 | 11 |  |  |  | 79.6524 | 1
| LCA | Big Creek/Ventura | 9 | Monthly System Peak Day | SCE | 1-in-2 | 2027 | 12 |  |  |  | 85.2143 | 1
| LCA | Big Creek/Ventura | 9 | Monthly System Peak Day | SCE | 1-in-2 | 2027 | 13 |  |  |  | 89.5667 | 1
| LCA | Big Creek/Ventura | 9 | Monthly System Peak Day | SCE | 1-in-2 | 2027 | 14 |  |  |  | 92.0667 | 1
| LCA | Big Creek/Ventura | 9 | Monthly System Peak Day | SCE | 1-in-2 | 2027 | 15 |  |  |  | 93.6429 | 1
| LCA | Big Creek/Ventura | 9 | Monthly System Peak Day | SCE | 1-in-2 | 2027 | 16 |  |  |  | 94.7619 | 1
| LCA | Big Creek/Ventura | 9 | Monthly System Peak Day | SCE | 1-in-2 | 2027 | 17 |  |  |  | 94.5857 | 1
| LCA | Big Creek/Ventura | 9 | Monthly System Peak Day | SCE | 1-in-2 | 2027 | 18 |  |  |  | 92.7762 | 1
| LCA | Big Creek/Ventura | 9 | Monthly System Peak Day | SCE | 1-in-2 | 2027 | 19 |  |  |  | 91.0381 | 1
| LCA | Big Creek/Ventura | 9 | Monthly System Peak Day | SCE | 1-in-2 | 2027 | 20 |  |  |  | 87.6762 | 1
| LCA | Big Creek/Ventura | 9 | Monthly System Peak Day | SCE | 1-in-2 | 2027 | 21 |  |  |  | 83.299 | 1
| LCA | Big Creek/Ventura | 9 | Monthly System Peak Day | SCE | 1-in-2 | 2027 | 22 |  |  |  | 80.2524 | 1
| LCA | Big Creek/Ventura | 9 | Monthly System Peak Day | SCE | 1-in-2 | 2027 | 23 |  |  |  | 77.8833 | 1
| LCA | Big Creek/Ventura | 9 | Monthly System Peak Day | SCE | 1-in-2 | 2027 | 24 |  |  |  | 76.1157 | 1
| LCA | Big Creek/Ventura | 10 | Average Weekday | SCE | 1-in-2 | 2027 | 1 |  |  |  | 60.8434 | 1
| LCA | Big Creek/Ventura | 10 | Average Weekday | SCE | 1-in-2 | 2027 | 2 |  |  |  | 59.8375 | 1
| LCA | Big Creek/Ventura | 10 | Average Weekday | SCE | 1-in-2 | 2027 | 3 |  |  |  | 59.0909 | 1
| LCA | Big Creek/Ventura | 10 | Average Weekday | SCE | 1-in-2 | 2027 | 4 |  |  |  | 58.2942 | 1
| LCA | Big Creek/Ventura | 10 | Average Weekday | SCE | 1-in-2 | 2027 | 5 |  |  |  | 57.419 | 1
| LCA | Big Creek/Ventura | 10 | Average Weekday | SCE | 1-in-2 | 2027 | 6 |  |  |  | 56.6993 | 1
| LCA | Big Creek/Ventura | 10 | Average Weekday | SCE | 1-in-2 | 2027 | 7 |  |  |  | 56.1217 | 1
| LCA | Big Creek/Ventura | 10 | Average Weekday | SCE | 1-in-2 | 2027 | 8 |  |  |  | 55.5776 | 1
| LCA | Big Creek/Ventura | 10 | Average Weekday | SCE | 1-in-2 | 2027 | 9 |  |  |  | 55.8193 | 1
| LCA | Big Creek/Ventura | 10 | Average Weekday | SCE | 1-in-2 | 2027 | 10 |  |  |  | 58.9899 | 1
| LCA | Big Creek/Ventura | 10 | Average Weekday | SCE | 1-in-2 | 2027 | 11 |  |  |  | 63.5706 | 1
| LCA | Big Creek/Ventura | 10 | Average Weekday | SCE | 1-in-2 | 2027 | 12 |  |  |  | 67.8169 | 1
| LCA | Big Creek/Ventura | 10 | Average Weekday | SCE | 1-in-2 | 2027 | 13 |  |  |  | 71.2654 | 1
| LCA | Big Creek/Ventura | 10 | Average Weekday | SCE | 1-in-2 | 2027 | 14 |  |  |  | 73.6774 | 1
| LCA | Big Creek/Ventura | 10 | Average Weekday | SCE | 1-in-2 | 2027 | 15 |  |  |  | 75.1392 | 1
| LCA | Big Creek/Ventura | 10 | Average Weekday | SCE | 1-in-2 | 2027 | 16 |  |  |  | 75.9602 | 1
| LCA | Big Creek/Ventura | 10 | Average Weekday | SCE | 1-in-2 | 2027 | 17 |  |  |  | 75.9954 | 1
| LCA | Big Creek/Ventura | 10 | Average Weekday | SCE | 1-in-2 | 2027 | 18 |  |  |  | 75.0633 | 1
| LCA | Big Creek/Ventura | 10 | Average Weekday | SCE | 1-in-2 | 2027 | 19 |  |  |  | 72.8882 | 1
| LCA | Big Creek/Ventura | 10 | Average Weekday | SCE | 1-in-2 | 2027 | 20 |  |  |  | 69.5432 | 1
| LCA | Big Creek/Ventura | 10 | Average Weekday | SCE | 1-in-2 | 2027 | 21 |  |  |  | 66.7562 | 1
| LCA | Big Creek/Ventura | 10 | Average Weekday | SCE | 1-in-2 | 2027 | 22 |  |  |  | 64.6155 | 1
| LCA | Big Creek/Ventura | 10 | Average Weekday | SCE | 1-in-2 | 2027 | 23 |  |  |  | 63.02 | 1
| LCA | Big Creek/Ventura | 10 | Average Weekday | SCE | 1-in-2 | 2027 | 24 |  |  |  | 61.6595 | 1
| LCA | Big Creek/Ventura | 10 | Monthly System Peak Day | SCE | 1-in-2 | 2027 | 1 |  |  |  | 67.0029 | 1
| LCA | Big Creek/Ventura | 10 | Monthly System Peak Day | SCE | 1-in-2 | 2027 | 2 |  |  |  | 65.6514 | 1
| LCA | Big Creek/Ventura | 10 | Monthly System Peak Day | SCE | 1-in-2 | 2027 | 3 |  |  |  | 65.2557 | 1
| LCA | Big Creek/Ventura | 10 | Monthly System Peak Day | SCE | 1-in-2 | 2027 | 4 |  |  |  | 64.9109 | 1
| LCA | Big Creek/Ventura | 10 | Monthly System Peak Day | SCE | 1-in-2 | 2027 | 5 |  |  |  | 64.531 | 1
| LCA | Big Creek/Ventura | 10 | Monthly System Peak Day | SCE | 1-in-2 | 2027 | 6 |  |  |  | 63.6452 | 1
| LCA | Big Creek/Ventura | 10 | Monthly System Peak Day | SCE | 1-in-2 | 2027 | 7 |  |  |  | 63.0557 | 1
| LCA | Big Creek/Ventura | 10 | Monthly System Peak Day | SCE | 1-in-2 | 2027 | 8 |  |  |  | 62.5152 | 1
| LCA | Big Creek/Ventura | 10 | Monthly System Peak Day | SCE | 1-in-2 | 2027 | 9 |  |  |  | 63.0662 | 1
| LCA | Big Creek/Ventura | 10 | Monthly System Peak Day | SCE | 1-in-2 | 2027 | 10 |  |  |  | 67.219 | 1
| LCA | Big Creek/Ventura | 10 | Monthly System Peak Day | SCE | 1-in-2 | 2027 | 11 |  |  |  | 73.3805 | 1
| LCA | Big Creek/Ventura | 10 | Monthly System Peak Day | SCE | 1-in-2 | 2027 | 12 |  |  |  | 78.8267 | 1
| LCA | Big Creek/Ventura | 10 | Monthly System Peak Day | SCE | 1-in-2 | 2027 | 13 |  |  |  | 82.4095 | 1
| LCA | Big Creek/Ventura | 10 | Monthly System Peak Day | SCE | 1-in-2 | 2027 | 14 |  |  |  | 84.5381 | 1
| LCA | Big Creek/Ventura | 10 | Monthly System Peak Day | SCE | 1-in-2 | 2027 | 15 |  |  |  | 86.2333 | 1
| LCA | Big Creek/Ventura | 10 | Monthly System Peak Day | SCE | 1-in-2 | 2027 | 16 |  |  |  | 87.4714 | 1
| LCA | Big Creek/Ventura | 10 | Monthly System Peak Day | SCE | 1-in-2 | 2027 | 17 |  |  |  | 88.1 | 1
| LCA | Big Creek/Ventura | 10 | Monthly System Peak Day | SCE | 1-in-2 | 2027 | 18 |  |  |  | 87.5619 | 1
| LCA | Big Creek/Ventura | 10 | Monthly System Peak Day | SCE | 1-in-2 | 2027 | 19 |  |  |  | 85.5571 | 1
| LCA | Big Creek/Ventura | 10 | Monthly System Peak Day | SCE | 1-in-2 | 2027 | 20 |  |  |  | 82.3776 | 1
| LCA | Big Creek/Ventura | 10 | Monthly System Peak Day | SCE | 1-in-2 | 2027 | 21 |  |  |  | 78.021 | 1
| LCA | Big Creek/Ventura | 10 | Monthly System Peak Day | SCE | 1-in-2 | 2027 | 22 |  |  |  | 74.4905 | 1
| LCA | Big Creek/Ventura | 10 | Monthly System Peak Day | SCE | 1-in-2 | 2027 | 23 |  |  |  | 71.9529 | 1
| LCA | Big Creek/Ventura | 10 | Monthly System Peak Day | SCE | 1-in-2 | 2027 | 24 |  |  |  | 70.4114 | 1
| LCA | Big Creek/Ventura | 11 | Average Weekday | SCE | 1-in-2 | 2027 | 1 |  |  |  | 53.9175 | 1
| LCA | Big Creek/Ventura | 11 | Average Weekday | SCE | 1-in-2 | 2027 | 2 |  |  |  | 52.9654 | 1
| LCA | Big Creek/Ventura | 11 | Average Weekday | SCE | 1-in-2 | 2027 | 3 |  |  |  | 52.119 | 1
| LCA | Big Creek/Ventura | 11 | Average Weekday | SCE | 1-in-2 | 2027 | 4 |  |  |  | 51.4859 | 1
| LCA | Big Creek/Ventura | 11 | Average Weekday | SCE | 1-in-2 | 2027 | 5 |  |  |  | 50.8619 | 1
| LCA | Big Creek/Ventura | 11 | Average Weekday | SCE | 1-in-2 | 2027 | 6 |  |  |  | 50.4477 | 1
| LCA | Big Creek/Ventura | 11 | Average Weekday | SCE | 1-in-2 | 2027 | 7 |  |  |  | 50.092 | 1
| LCA | Big Creek/Ventura | 11 | Average Weekday | SCE | 1-in-2 | 2027 | 8 |  |  |  | 49.9303 | 1
| LCA | Big Creek/Ventura | 11 | Average Weekday | SCE | 1-in-2 | 2027 | 9 |  |  |  | 51.3878 | 1
| LCA | Big Creek/Ventura | 11 | Average Weekday | SCE | 1-in-2 | 2027 | 10 |  |  |  | 55.3817 | 1
| LCA | Big Creek/Ventura | 11 | Average Weekday | SCE | 1-in-2 | 2027 | 11 |  |  |  | 59.8263 | 1
| LCA | Big Creek/Ventura | 11 | Average Weekday | SCE | 1-in-2 | 2027 | 12 |  |  |  | 63.6033 | 1
| LCA | Big Creek/Ventura | 11 | Average Weekday | SCE | 1-in-2 | 2027 | 13 |  |  |  | 66.1561 | 1
| LCA | Big Creek/Ventura | 11 | Average Weekday | SCE | 1-in-2 | 2027 | 14 |  |  |  | 67.744 | 1
| LCA | Big Creek/Ventura | 11 | Average Weekday | SCE | 1-in-2 | 2027 | 15 |  |  |  | 68.5688 | 1
| LCA | Big Creek/Ventura | 11 | Average Weekday | SCE | 1-in-2 | 2027 | 16 |  |  |  | 68.6934 | 1
| LCA | Big Creek/Ventura | 11 | Average Weekday | SCE | 1-in-2 | 2027 | 17 |  |  |  | 67.8531 | 1
| LCA | Big Creek/Ventura | 11 | Average Weekday | SCE | 1-in-2 | 2027 | 18 |  |  |  | 65.8777 | 1
| LCA | Big Creek/Ventura | 11 | Average Weekday | SCE | 1-in-2 | 2027 | 19 |  |  |  | 63.1399 | 1
| LCA | Big Creek/Ventura | 11 | Average Weekday | SCE | 1-in-2 | 2027 | 20 |  |  |  | 60.7551 | 1
| LCA | Big Creek/Ventura | 11 | Average Weekday | SCE | 1-in-2 | 2027 | 21 |  |  |  | 58.9363 | 1
| LCA | Big Creek/Ventura | 11 | Average Weekday | SCE | 1-in-2 | 2027 | 22 |  |  |  | 57.3429 | 1
| LCA | Big Creek/Ventura | 11 | Average Weekday | SCE | 1-in-2 | 2027 | 23 |  |  |  | 56.0838 | 1
| LCA | Big Creek/Ventura | 11 | Average Weekday | SCE | 1-in-2 | 2027 | 24 |  |  |  | 54.9755 | 1
| LCA | Big Creek/Ventura | 11 | Monthly System Peak Day | SCE | 1-in-2 | 2027 | 1 |  |  |  | 60.2319 | 1
| LCA | Big Creek/Ventura | 11 | Monthly System Peak Day | SCE | 1-in-2 | 2027 | 2 |  |  |  | 58.8138 | 1
| LCA | Big Creek/Ventura | 11 | Monthly System Peak Day | SCE | 1-in-2 | 2027 | 3 |  |  |  | 57.6 | 1
| LCA | Big Creek/Ventura | 11 | Monthly System Peak Day | SCE | 1-in-2 | 2027 | 4 |  |  |  | 57.1962 | 1
| LCA | Big Creek/Ventura | 11 | Monthly System Peak Day | SCE | 1-in-2 | 2027 | 5 |  |  |  | 56.0871 | 1
| LCA | Big Creek/Ventura | 11 | Monthly System Peak Day | SCE | 1-in-2 | 2027 | 6 |  |  |  | 54.9276 | 1
| LCA | Big Creek/Ventura | 11 | Monthly System Peak Day | SCE | 1-in-2 | 2027 | 7 |  |  |  | 54.0776 | 1
| LCA | Big Creek/Ventura | 11 | Monthly System Peak Day | SCE | 1-in-2 | 2027 | 8 |  |  |  | 53.8714 | 1
| LCA | Big Creek/Ventura | 11 | Monthly System Peak Day | SCE | 1-in-2 | 2027 | 9 |  |  |  | 55.2029 | 1
| LCA | Big Creek/Ventura | 11 | Monthly System Peak Day | SCE | 1-in-2 | 2027 | 10 |  |  |  | 61.1876 | 1
| LCA | Big Creek/Ventura | 11 | Monthly System Peak Day | SCE | 1-in-2 | 2027 | 11 |  |  |  | 68.3971 | 1
| LCA | Big Creek/Ventura | 11 | Monthly System Peak Day | SCE | 1-in-2 | 2027 | 12 |  |  |  | 74.5733 | 1
| LCA | Big Creek/Ventura | 11 | Monthly System Peak Day | SCE | 1-in-2 | 2027 | 13 |  |  |  | 78.44 | 1
| LCA | Big Creek/Ventura | 11 | Monthly System Peak Day | SCE | 1-in-2 | 2027 | 14 |  |  |  | 80.5714 | 1
| LCA | Big Creek/Ventura | 11 | Monthly System Peak Day | SCE | 1-in-2 | 2027 | 15 |  |  |  | 81.7524 | 1
| LCA | Big Creek/Ventura | 11 | Monthly System Peak Day | SCE | 1-in-2 | 2027 | 16 |  |  |  | 82.7476 | 1
| LCA | Big Creek/Ventura | 11 | Monthly System Peak Day | SCE | 1-in-2 | 2027 | 17 |  |  |  | 82.2381 | 1
| LCA | Big Creek/Ventura | 11 | Monthly System Peak Day | SCE | 1-in-2 | 2027 | 18 |  |  |  | 80.4829 | 1
| LCA | Big Creek/Ventura | 11 | Monthly System Peak Day | SCE | 1-in-2 | 2027 | 19 |  |  |  | 76.0557 | 1
| LCA | Big Creek/Ventura | 11 | Monthly System Peak Day | SCE | 1-in-2 | 2027 | 20 |  |  |  | 72.5062 | 1
| LCA | Big Creek/Ventura | 11 | Monthly System Peak Day | SCE | 1-in-2 | 2027 | 21 |  |  |  | 70.5219 | 1
| LCA | Big Creek/Ventura | 11 | Monthly System Peak Day | SCE | 1-in-2 | 2027 | 22 |  |  |  | 68.2462 | 1
| LCA | Big Creek/Ventura | 11 | Monthly System Peak Day | SCE | 1-in-2 | 2027 | 23 |  |  |  | 66.1267 | 1
| LCA | Big Creek/Ventura | 11 | Monthly System Peak Day | SCE | 1-in-2 | 2027 | 24 |  |  |  | 63.4557 | 1
| LCA | Big Creek/Ventura | 12 | Average Weekday | SCE | 1-in-2 | 2027 | 1 |  |  |  | 48.835 | 1
| LCA | Big Creek/Ventura | 12 | Average Weekday | SCE | 1-in-2 | 2027 | 2 |  |  |  | 48.1578 | 1
| LCA | Big Creek/Ventura | 12 | Average Weekday | SCE | 1-in-2 | 2027 | 3 |  |  |  | 47.5095 | 1
| LCA | Big Creek/Ventura | 12 | Average Weekday | SCE | 1-in-2 | 2027 | 4 |  |  |  | 47.0862 | 1
| LCA | Big Creek/Ventura | 12 | Average Weekday | SCE | 1-in-2 | 2027 | 5 |  |  |  | 46.5986 | 1
| LCA | Big Creek/Ventura | 12 | Average Weekday | SCE | 1-in-2 | 2027 | 6 |  |  |  | 46.1012 | 1
| LCA | Big Creek/Ventura | 12 | Average Weekday | SCE | 1-in-2 | 2027 | 7 |  |  |  | 45.7346 | 1
| LCA | Big Creek/Ventura | 12 | Average Weekday | SCE | 1-in-2 | 2027 | 8 |  |  |  | 45.516 | 1
| LCA | Big Creek/Ventura | 12 | Average Weekday | SCE | 1-in-2 | 2027 | 9 |  |  |  | 45.8981 | 1
| LCA | Big Creek/Ventura | 12 | Average Weekday | SCE | 1-in-2 | 2027 | 10 |  |  |  | 48.6449 | 1
| LCA | Big Creek/Ventura | 12 | Average Weekday | SCE | 1-in-2 | 2027 | 11 |  |  |  | 52.1651 | 1
| LCA | Big Creek/Ventura | 12 | Average Weekday | SCE | 1-in-2 | 2027 | 12 |  |  |  | 55.1199 | 1
| LCA | Big Creek/Ventura | 12 | Average Weekday | SCE | 1-in-2 | 2027 | 13 |  |  |  | 57.2949 | 1
| LCA | Big Creek/Ventura | 12 | Average Weekday | SCE | 1-in-2 | 2027 | 14 |  |  |  | 58.6188 | 1
| LCA | Big Creek/Ventura | 12 | Average Weekday | SCE | 1-in-2 | 2027 | 15 |  |  |  | 59.3146 | 1
| LCA | Big Creek/Ventura | 12 | Average Weekday | SCE | 1-in-2 | 2027 | 16 |  |  |  | 59.5146 | 1
| LCA | Big Creek/Ventura | 12 | Average Weekday | SCE | 1-in-2 | 2027 | 17 |  |  |  | 58.892 | 1
| LCA | Big Creek/Ventura | 12 | Average Weekday | SCE | 1-in-2 | 2027 | 18 |  |  |  | 57.1246 | 1
| LCA | Big Creek/Ventura | 12 | Average Weekday | SCE | 1-in-2 | 2027 | 19 |  |  |  | 54.8365 | 1
| LCA | Big Creek/Ventura | 12 | Average Weekday | SCE | 1-in-2 | 2027 | 20 |  |  |  | 53.0495 | 1
| LCA | Big Creek/Ventura | 12 | Average Weekday | SCE | 1-in-2 | 2027 | 21 |  |  |  | 51.5506 | 1
| LCA | Big Creek/Ventura | 12 | Average Weekday | SCE | 1-in-2 | 2027 | 22 |  |  |  | 50.4554 | 1
| LCA | Big Creek/Ventura | 12 | Average Weekday | SCE | 1-in-2 | 2027 | 23 |  |  |  | 49.5695 | 1
| LCA | Big Creek/Ventura | 12 | Average Weekday | SCE | 1-in-2 | 2027 | 24 |  |  |  | 48.7673 | 1
| LCA | Big Creek/Ventura | 12 | Monthly System Peak Day | SCE | 1-in-2 | 2027 | 1 |  |  |  | 41.5686 | 1
| LCA | Big Creek/Ventura | 12 | Monthly System Peak Day | SCE | 1-in-2 | 2027 | 2 |  |  |  | 40.4686 | 1
| LCA | Big Creek/Ventura | 12 | Monthly System Peak Day | SCE | 1-in-2 | 2027 | 3 |  |  |  | 39.6105 | 1
| LCA | Big Creek/Ventura | 12 | Monthly System Peak Day | SCE | 1-in-2 | 2027 | 4 |  |  |  | 38.6324 | 1
| LCA | Big Creek/Ventura | 12 | Monthly System Peak Day | SCE | 1-in-2 | 2027 | 5 |  |  |  | 38.0786 | 1
| LCA | Big Creek/Ventura | 12 | Monthly System Peak Day | SCE | 1-in-2 | 2027 | 6 |  |  |  | 37.5305 | 1
| LCA | Big Creek/Ventura | 12 | Monthly System Peak Day | SCE | 1-in-2 | 2027 | 7 |  |  |  | 37.1495 | 1
| LCA | Big Creek/Ventura | 12 | Monthly System Peak Day | SCE | 1-in-2 | 2027 | 8 |  |  |  | 37.141 | 1
| LCA | Big Creek/Ventura | 12 | Monthly System Peak Day | SCE | 1-in-2 | 2027 | 9 |  |  |  | 37.4405 | 1
| LCA | Big Creek/Ventura | 12 | Monthly System Peak Day | SCE | 1-in-2 | 2027 | 10 |  |  |  | 40.6867 | 1
| LCA | Big Creek/Ventura | 12 | Monthly System Peak Day | SCE | 1-in-2 | 2027 | 11 |  |  |  | 45.259 | 1
| LCA | Big Creek/Ventura | 12 | Monthly System Peak Day | SCE | 1-in-2 | 2027 | 12 |  |  |  | 48.8629 | 1
| LCA | Big Creek/Ventura | 12 | Monthly System Peak Day | SCE | 1-in-2 | 2027 | 13 |  |  |  | 50.551 | 1
| LCA | Big Creek/Ventura | 12 | Monthly System Peak Day | SCE | 1-in-2 | 2027 | 14 |  |  |  | 51.9633 | 1
| LCA | Big Creek/Ventura | 12 | Monthly System Peak Day | SCE | 1-in-2 | 2027 | 15 |  |  |  | 52.9886 | 1
| LCA | Big Creek/Ventura | 12 | Monthly System Peak Day | SCE | 1-in-2 | 2027 | 16 |  |  |  | 53.4748 | 1
| LCA | Big Creek/Ventura | 12 | Monthly System Peak Day | SCE | 1-in-2 | 2027 | 17 |  |  |  | 53.1986 | 1
| LCA | Big Creek/Ventura | 12 | Monthly System Peak Day | SCE | 1-in-2 | 2027 | 18 |  |  |  | 51.6167 | 1
| LCA | Big Creek/Ventura | 12 | Monthly System Peak Day | SCE | 1-in-2 | 2027 | 19 |  |  |  | 49.0557 | 1
| LCA | Big Creek/Ventura | 12 | Monthly System Peak Day | SCE | 1-in-2 | 2027 | 20 |  |  |  | 46.3252 | 1
| LCA | Big Creek/Ventura | 12 | Monthly System Peak Day | SCE | 1-in-2 | 2027 | 21 |  |  |  | 44.9024 | 1
| LCA | Big Creek/Ventura | 12 | Monthly System Peak Day | SCE | 1-in-2 | 2027 | 22 |  |  |  | 43.6133 | 1
| LCA | Big Creek/Ventura | 12 | Monthly System Peak Day | SCE | 1-in-2 | 2027 | 23 |  |  |  | 42.4038 | 1
| LCA | Big Creek/Ventura | 12 | Monthly System Peak Day | SCE | 1-in-2 | 2027 | 24 |  |  |  | 41.019 | 1
| LCA | Big Creek/Ventura | 1 | Average Weekday | SCE | 1-in-2 | 2028 | 1 |  |  |  | 49.1969 | 1
| LCA | Big Creek/Ventura | 1 | Average Weekday | SCE | 1-in-2 | 2028 | 2 |  |  |  | 48.2757 | 1
| LCA | Big Creek/Ventura | 1 | Average Weekday | SCE | 1-in-2 | 2028 | 3 |  |  |  | 47.5076 | 1
| LCA | Big Creek/Ventura | 1 | Average Weekday | SCE | 1-in-2 | 2028 | 4 |  |  |  | 46.8141 | 1
| LCA | Big Creek/Ventura | 1 | Average Weekday | SCE | 1-in-2 | 2028 | 5 |  |  |  | 46.1101 | 1
| LCA | Big Creek/Ventura | 1 | Average Weekday | SCE | 1-in-2 | 2028 | 6 |  |  |  | 45.3732 | 1
| LCA | Big Creek/Ventura | 1 | Average Weekday | SCE | 1-in-2 | 2028 | 7 |  |  |  | 44.7871 | 1
| LCA | Big Creek/Ventura | 1 | Average Weekday | SCE | 1-in-2 | 2028 | 8 |  |  |  | 44.7504 | 1
| LCA | Big Creek/Ventura | 1 | Average Weekday | SCE | 1-in-2 | 2028 | 9 |  |  |  | 45.2981 | 1
| LCA | Big Creek/Ventura | 1 | Average Weekday | SCE | 1-in-2 | 2028 | 10 |  |  |  | 49.3299 | 1
| LCA | Big Creek/Ventura | 1 | Average Weekday | SCE | 1-in-2 | 2028 | 11 |  |  |  | 54.2413 | 1
| LCA | Big Creek/Ventura | 1 | Average Weekday | SCE | 1-in-2 | 2028 | 12 |  |  |  | 58.3319 | 1
| LCA | Big Creek/Ventura | 1 | Average Weekday | SCE | 1-in-2 | 2028 | 13 |  |  |  | 61.3009 | 1
| LCA | Big Creek/Ventura | 1 | Average Weekday | SCE | 1-in-2 | 2028 | 14 |  |  |  | 63.1875 | 1
| LCA | Big Creek/Ventura | 1 | Average Weekday | SCE | 1-in-2 | 2028 | 15 |  |  |  | 64.3795 | 1
| LCA | Big Creek/Ventura | 1 | Average Weekday | SCE | 1-in-2 | 2028 | 16 |  |  |  | 64.8751 | 1
| LCA | Big Creek/Ventura | 1 | Average Weekday | SCE | 1-in-2 | 2028 | 17 |  |  |  | 64.3426 | 1
| LCA | Big Creek/Ventura | 1 | Average Weekday | SCE | 1-in-2 | 2028 | 18 |  |  |  | 62.5618 | 1
| LCA | Big Creek/Ventura | 1 | Average Weekday | SCE | 1-in-2 | 2028 | 19 |  |  |  | 59.5326 | 1
| LCA | Big Creek/Ventura | 1 | Average Weekday | SCE | 1-in-2 | 2028 | 20 |  |  |  | 56.9613 | 1
| LCA | Big Creek/Ventura | 1 | Average Weekday | SCE | 1-in-2 | 2028 | 21 |  |  |  | 54.9257 | 1
| LCA | Big Creek/Ventura | 1 | Average Weekday | SCE | 1-in-2 | 2028 | 22 |  |  |  | 53.2111 | 1
| LCA | Big Creek/Ventura | 1 | Average Weekday | SCE | 1-in-2 | 2028 | 23 |  |  |  | 51.841 | 1
| LCA | Big Creek/Ventura | 1 | Average Weekday | SCE | 1-in-2 | 2028 | 24 |  |  |  | 50.8538 | 1
| LCA | Big Creek/Ventura | 1 | Monthly System Peak Day | SCE | 1-in-2 | 2028 | 1 |  |  |  | 43.1152 | 1
| LCA | Big Creek/Ventura | 1 | Monthly System Peak Day | SCE | 1-in-2 | 2028 | 2 |  |  |  | 42.75 | 1
| LCA | Big Creek/Ventura | 1 | Monthly System Peak Day | SCE | 1-in-2 | 2028 | 3 |  |  |  | 41.8114 | 1
| LCA | Big Creek/Ventura | 1 | Monthly System Peak Day | SCE | 1-in-2 | 2028 | 4 |  |  |  | 40.7267 | 1
| LCA | Big Creek/Ventura | 1 | Monthly System Peak Day | SCE | 1-in-2 | 2028 | 5 |  |  |  | 39.2443 | 1
| LCA | Big Creek/Ventura | 1 | Monthly System Peak Day | SCE | 1-in-2 | 2028 | 6 |  |  |  | 38.76 | 1
| LCA | Big Creek/Ventura | 1 | Monthly System Peak Day | SCE | 1-in-2 | 2028 | 7 |  |  |  | 38.649 | 1
| LCA | Big Creek/Ventura | 1 | Monthly System Peak Day | SCE | 1-in-2 | 2028 | 8 |  |  |  | 38.91 | 1
| LCA | Big Creek/Ventura | 1 | Monthly System Peak Day | SCE | 1-in-2 | 2028 | 9 |  |  |  | 39.621 | 1
| LCA | Big Creek/Ventura | 1 | Monthly System Peak Day | SCE | 1-in-2 | 2028 | 10 |  |  |  | 42.7724 | 1
| LCA | Big Creek/Ventura | 1 | Monthly System Peak Day | SCE | 1-in-2 | 2028 | 11 |  |  |  | 45.9386 | 1
| LCA | Big Creek/Ventura | 1 | Monthly System Peak Day | SCE | 1-in-2 | 2028 | 12 |  |  |  | 48.2324 | 1
| LCA | Big Creek/Ventura | 1 | Monthly System Peak Day | SCE | 1-in-2 | 2028 | 13 |  |  |  | 49.9552 | 1
| LCA | Big Creek/Ventura | 1 | Monthly System Peak Day | SCE | 1-in-2 | 2028 | 14 |  |  |  | 51.1795 | 1
| LCA | Big Creek/Ventura | 1 | Monthly System Peak Day | SCE | 1-in-2 | 2028 | 15 |  |  |  | 51.9338 | 1
| LCA | Big Creek/Ventura | 1 | Monthly System Peak Day | SCE | 1-in-2 | 2028 | 16 |  |  |  | 52.5329 | 1
| LCA | Big Creek/Ventura | 1 | Monthly System Peak Day | SCE | 1-in-2 | 2028 | 17 |  |  |  | 52.7424 | 1
| LCA | Big Creek/Ventura | 1 | Monthly System Peak Day | SCE | 1-in-2 | 2028 | 18 |  |  |  | 51.91 | 1
| LCA | Big Creek/Ventura | 1 | Monthly System Peak Day | SCE | 1-in-2 | 2028 | 19 |  |  |  | 49.6876 | 1
| LCA | Big Creek/Ventura | 1 | Monthly System Peak Day | SCE | 1-in-2 | 2028 | 20 |  |  |  | 48.3543 | 1
| LCA | Big Creek/Ventura | 1 | Monthly System Peak Day | SCE | 1-in-2 | 2028 | 21 |  |  |  | 46.7295 | 1
| LCA | Big Creek/Ventura | 1 | Monthly System Peak Day | SCE | 1-in-2 | 2028 | 22 |  |  |  | 45.329 | 1
| LCA | Big Creek/Ventura | 1 | Monthly System Peak Day | SCE | 1-in-2 | 2028 | 23 |  |  |  | 43.6052 | 1
| LCA | Big Creek/Ventura | 1 | Monthly System Peak Day | SCE | 1-in-2 | 2028 | 24 |  |  |  | 42.4095 | 1
| LCA | Big Creek/Ventura | 2 | Average Weekday | SCE | 1-in-2 | 2028 | 1 |  |  |  | 49.2053 | 1
| LCA | Big Creek/Ventura | 2 | Average Weekday | SCE | 1-in-2 | 2028 | 2 |  |  |  | 48.2407 | 1
| LCA | Big Creek/Ventura | 2 | Average Weekday | SCE | 1-in-2 | 2028 | 3 |  |  |  | 47.2688 | 1
| LCA | Big Creek/Ventura | 2 | Average Weekday | SCE | 1-in-2 | 2028 | 4 |  |  |  | 46.3972 | 1
| LCA | Big Creek/Ventura | 2 | Average Weekday | SCE | 1-in-2 | 2028 | 5 |  |  |  | 45.7571 | 1
| LCA | Big Creek/Ventura | 2 | Average Weekday | SCE | 1-in-2 | 2028 | 6 |  |  |  | 45.0032 | 1
| LCA | Big Creek/Ventura | 2 | Average Weekday | SCE | 1-in-2 | 2028 | 7 |  |  |  | 44.6126 | 1
| LCA | Big Creek/Ventura | 2 | Average Weekday | SCE | 1-in-2 | 2028 | 8 |  |  |  | 44.4062 | 1
| LCA | Big Creek/Ventura | 2 | Average Weekday | SCE | 1-in-2 | 2028 | 9 |  |  |  | 45.7423 | 1
| LCA | Big Creek/Ventura | 2 | Average Weekday | SCE | 1-in-2 | 2028 | 10 |  |  |  | 49.8466 | 1
| LCA | Big Creek/Ventura | 2 | Average Weekday | SCE | 1-in-2 | 2028 | 11 |  |  |  | 54.3638 | 1
| LCA | Big Creek/Ventura | 2 | Average Weekday | SCE | 1-in-2 | 2028 | 12 |  |  |  | 58.0203 | 1
| LCA | Big Creek/Ventura | 2 | Average Weekday | SCE | 1-in-2 | 2028 | 13 |  |  |  | 60.717 | 1
| LCA | Big Creek/Ventura | 2 | Average Weekday | SCE | 1-in-2 | 2028 | 14 |  |  |  | 62.4777 | 1
| LCA | Big Creek/Ventura | 2 | Average Weekday | SCE | 1-in-2 | 2028 | 15 |  |  |  | 63.5056 | 1
| LCA | Big Creek/Ventura | 2 | Average Weekday | SCE | 1-in-2 | 2028 | 16 |  |  |  | 64.0437 | 1
| LCA | Big Creek/Ventura | 2 | Average Weekday | SCE | 1-in-2 | 2028 | 17 |  |  |  | 63.7273 | 1
| LCA | Big Creek/Ventura | 2 | Average Weekday | SCE | 1-in-2 | 2028 | 18 |  |  |  | 62.4272 | 1
| LCA | Big Creek/Ventura | 2 | Average Weekday | SCE | 1-in-2 | 2028 | 19 |  |  |  | 59.6754 | 1
| LCA | Big Creek/Ventura | 2 | Average Weekday | SCE | 1-in-2 | 2028 | 20 |  |  |  | 56.7044 | 1
| LCA | Big Creek/Ventura | 2 | Average Weekday | SCE | 1-in-2 | 2028 | 21 |  |  |  | 54.5686 | 1
| LCA | Big Creek/Ventura | 2 | Average Weekday | SCE | 1-in-2 | 2028 | 22 |  |  |  | 52.9939 | 1
| LCA | Big Creek/Ventura | 2 | Average Weekday | SCE | 1-in-2 | 2028 | 23 |  |  |  | 51.6964 | 1
| LCA | Big Creek/Ventura | 2 | Average Weekday | SCE | 1-in-2 | 2028 | 24 |  |  |  | 50.7309 | 1
| LCA | Big Creek/Ventura | 2 | Monthly System Peak Day | SCE | 1-in-2 | 2028 | 1 |  |  |  | 40.4005 | 1
| LCA | Big Creek/Ventura | 2 | Monthly System Peak Day | SCE | 1-in-2 | 2028 | 2 |  |  |  | 39.7419 | 1
| LCA | Big Creek/Ventura | 2 | Monthly System Peak Day | SCE | 1-in-2 | 2028 | 3 |  |  |  | 38.8505 | 1
| LCA | Big Creek/Ventura | 2 | Monthly System Peak Day | SCE | 1-in-2 | 2028 | 4 |  |  |  | 37.9643 | 1
| LCA | Big Creek/Ventura | 2 | Monthly System Peak Day | SCE | 1-in-2 | 2028 | 5 |  |  |  | 37.3381 | 1
| LCA | Big Creek/Ventura | 2 | Monthly System Peak Day | SCE | 1-in-2 | 2028 | 6 |  |  |  | 37.171 | 1
| LCA | Big Creek/Ventura | 2 | Monthly System Peak Day | SCE | 1-in-2 | 2028 | 7 |  |  |  | 37.5448 | 1
| LCA | Big Creek/Ventura | 2 | Monthly System Peak Day | SCE | 1-in-2 | 2028 | 8 |  |  |  | 38.9748 | 1
| LCA | Big Creek/Ventura | 2 | Monthly System Peak Day | SCE | 1-in-2 | 2028 | 9 |  |  |  | 40.9176 | 1
| LCA | Big Creek/Ventura | 2 | Monthly System Peak Day | SCE | 1-in-2 | 2028 | 10 |  |  |  | 43.481 | 1
| LCA | Big Creek/Ventura | 2 | Monthly System Peak Day | SCE | 1-in-2 | 2028 | 11 |  |  |  | 46.531 | 1
| LCA | Big Creek/Ventura | 2 | Monthly System Peak Day | SCE | 1-in-2 | 2028 | 12 |  |  |  | 48.9738 | 1
| LCA | Big Creek/Ventura | 2 | Monthly System Peak Day | SCE | 1-in-2 | 2028 | 13 |  |  |  | 51.3448 | 1
| LCA | Big Creek/Ventura | 2 | Monthly System Peak Day | SCE | 1-in-2 | 2028 | 14 |  |  |  | 53.14 | 1
| LCA | Big Creek/Ventura | 2 | Monthly System Peak Day | SCE | 1-in-2 | 2028 | 15 |  |  |  | 54.4452 | 1
| LCA | Big Creek/Ventura | 2 | Monthly System Peak Day | SCE | 1-in-2 | 2028 | 16 |  |  |  | 55.2262 | 1
| LCA | Big Creek/Ventura | 2 | Monthly System Peak Day | SCE | 1-in-2 | 2028 | 17 |  |  |  | 55.1676 | 1
| LCA | Big Creek/Ventura | 2 | Monthly System Peak Day | SCE | 1-in-2 | 2028 | 18 |  |  |  | 53.7229 | 1
| LCA | Big Creek/Ventura | 2 | Monthly System Peak Day | SCE | 1-in-2 | 2028 | 19 |  |  |  | 50.9062 | 1
| LCA | Big Creek/Ventura | 2 | Monthly System Peak Day | SCE | 1-in-2 | 2028 | 20 |  |  |  | 48.6162 | 1
| LCA | Big Creek/Ventura | 2 | Monthly System Peak Day | SCE | 1-in-2 | 2028 | 21 |  |  |  | 47.2352 | 1
| LCA | Big Creek/Ventura | 2 | Monthly System Peak Day | SCE | 1-in-2 | 2028 | 22 |  |  |  | 46.1538 | 1
| LCA | Big Creek/Ventura | 2 | Monthly System Peak Day | SCE | 1-in-2 | 2028 | 23 |  |  |  | 45.2914 | 1
| LCA | Big Creek/Ventura | 2 | Monthly System Peak Day | SCE | 1-in-2 | 2028 | 24 |  |  |  | 44.1919 | 1
| LCA | Big Creek/Ventura | 3 | Average Weekday | SCE | 1-in-2 | 2028 | 1 |  |  |  | 53.0931 | 1
| LCA | Big Creek/Ventura | 3 | Average Weekday | SCE | 1-in-2 | 2028 | 2 |  |  |  | 52.1518 | 1
| LCA | Big Creek/Ventura | 3 | Average Weekday | SCE | 1-in-2 | 2028 | 3 |  |  |  | 51.4361 | 1
| LCA | Big Creek/Ventura | 3 | Average Weekday | SCE | 1-in-2 | 2028 | 4 |  |  |  | 50.6088 | 1
| LCA | Big Creek/Ventura | 3 | Average Weekday | SCE | 1-in-2 | 2028 | 5 |  |  |  | 49.8264 | 1
| LCA | Big Creek/Ventura | 3 | Average Weekday | SCE | 1-in-2 | 2028 | 6 |  |  |  | 49.1144 | 1
| LCA | Big Creek/Ventura | 3 | Average Weekday | SCE | 1-in-2 | 2028 | 7 |  |  |  | 48.7286 | 1
| LCA | Big Creek/Ventura | 3 | Average Weekday | SCE | 1-in-2 | 2028 | 8 |  |  |  | 48.556 | 1
| LCA | Big Creek/Ventura | 3 | Average Weekday | SCE | 1-in-2 | 2028 | 9 |  |  |  | 49.6354 | 1
| LCA | Big Creek/Ventura | 3 | Average Weekday | SCE | 1-in-2 | 2028 | 10 |  |  |  | 52.7959 | 1
| LCA | Big Creek/Ventura | 3 | Average Weekday | SCE | 1-in-2 | 2028 | 11 |  |  |  | 56.5618 | 1
| LCA | Big Creek/Ventura | 3 | Average Weekday | SCE | 1-in-2 | 2028 | 12 |  |  |  | 59.7162 | 1
| LCA | Big Creek/Ventura | 3 | Average Weekday | SCE | 1-in-2 | 2028 | 13 |  |  |  | 62.131 | 1
| LCA | Big Creek/Ventura | 3 | Average Weekday | SCE | 1-in-2 | 2028 | 14 |  |  |  | 64.0488 | 1
| LCA | Big Creek/Ventura | 3 | Average Weekday | SCE | 1-in-2 | 2028 | 15 |  |  |  | 65.2261 | 1
| LCA | Big Creek/Ventura | 3 | Average Weekday | SCE | 1-in-2 | 2028 | 16 |  |  |  | 65.8385 | 1
| LCA | Big Creek/Ventura | 3 | Average Weekday | SCE | 1-in-2 | 2028 | 17 |  |  |  | 65.8408 | 1
| LCA | Big Creek/Ventura | 3 | Average Weekday | SCE | 1-in-2 | 2028 | 18 |  |  |  | 64.9116 | 1
| LCA | Big Creek/Ventura | 3 | Average Weekday | SCE | 1-in-2 | 2028 | 19 |  |  |  | 63.2278 | 1
| LCA | Big Creek/Ventura | 3 | Average Weekday | SCE | 1-in-2 | 2028 | 20 |  |  |  | 60.8901 | 1
| LCA | Big Creek/Ventura | 3 | Average Weekday | SCE | 1-in-2 | 2028 | 21 |  |  |  | 58.5405 | 1
| LCA | Big Creek/Ventura | 3 | Average Weekday | SCE | 1-in-2 | 2028 | 22 |  |  |  | 56.9835 | 1
| LCA | Big Creek/Ventura | 3 | Average Weekday | SCE | 1-in-2 | 2028 | 23 |  |  |  | 55.836 | 1
| LCA | Big Creek/Ventura | 3 | Average Weekday | SCE | 1-in-2 | 2028 | 24 |  |  |  | 54.7761 | 1
| LCA | Big Creek/Ventura | 3 | Monthly System Peak Day | SCE | 1-in-2 | 2028 | 1 |  |  |  | 52.1348 | 1
| LCA | Big Creek/Ventura | 3 | Monthly System Peak Day | SCE | 1-in-2 | 2028 | 2 |  |  |  | 51.1195 | 1
| LCA | Big Creek/Ventura | 3 | Monthly System Peak Day | SCE | 1-in-2 | 2028 | 3 |  |  |  | 49.7057 | 1
| LCA | Big Creek/Ventura | 3 | Monthly System Peak Day | SCE | 1-in-2 | 2028 | 4 |  |  |  | 49.4448 | 1
| LCA | Big Creek/Ventura | 3 | Monthly System Peak Day | SCE | 1-in-2 | 2028 | 5 |  |  |  | 48.8652 | 1
| LCA | Big Creek/Ventura | 3 | Monthly System Peak Day | SCE | 1-in-2 | 2028 | 6 |  |  |  | 47.5152 | 1
| LCA | Big Creek/Ventura | 3 | Monthly System Peak Day | SCE | 1-in-2 | 2028 | 7 |  |  |  | 47.2652 | 1
| LCA | Big Creek/Ventura | 3 | Monthly System Peak Day | SCE | 1-in-2 | 2028 | 8 |  |  |  | 46.5395 | 1
| LCA | Big Creek/Ventura | 3 | Monthly System Peak Day | SCE | 1-in-2 | 2028 | 9 |  |  |  | 46.9857 | 1
| LCA | Big Creek/Ventura | 3 | Monthly System Peak Day | SCE | 1-in-2 | 2028 | 10 |  |  |  | 50.7852 | 1
| LCA | Big Creek/Ventura | 3 | Monthly System Peak Day | SCE | 1-in-2 | 2028 | 11 |  |  |  | 55.9019 | 1
| LCA | Big Creek/Ventura | 3 | Monthly System Peak Day | SCE | 1-in-2 | 2028 | 12 |  |  |  | 60.2786 | 1
| LCA | Big Creek/Ventura | 3 | Monthly System Peak Day | SCE | 1-in-2 | 2028 | 13 |  |  |  | 63.6662 | 1
| LCA | Big Creek/Ventura | 3 | Monthly System Peak Day | SCE | 1-in-2 | 2028 | 14 |  |  |  | 65.9067 | 1
| LCA | Big Creek/Ventura | 3 | Monthly System Peak Day | SCE | 1-in-2 | 2028 | 15 |  |  |  | 67.1209 | 1
| LCA | Big Creek/Ventura | 3 | Monthly System Peak Day | SCE | 1-in-2 | 2028 | 16 |  |  |  | 68.249 | 1
| LCA | Big Creek/Ventura | 3 | Monthly System Peak Day | SCE | 1-in-2 | 2028 | 17 |  |  |  | 68.78 | 1
| LCA | Big Creek/Ventura | 3 | Monthly System Peak Day | SCE | 1-in-2 | 2028 | 18 |  |  |  | 68.3967 | 1
| LCA | Big Creek/Ventura | 3 | Monthly System Peak Day | SCE | 1-in-2 | 2028 | 19 |  |  |  | 67.0748 | 1
| LCA | Big Creek/Ventura | 3 | Monthly System Peak Day | SCE | 1-in-2 | 2028 | 20 |  |  |  | 64.8043 | 1
| LCA | Big Creek/Ventura | 3 | Monthly System Peak Day | SCE | 1-in-2 | 2028 | 21 |  |  |  | 61.4724 | 1
| LCA | Big Creek/Ventura | 3 | Monthly System Peak Day | SCE | 1-in-2 | 2028 | 22 |  |  |  | 59.0271 | 1
| LCA | Big Creek/Ventura | 3 | Monthly System Peak Day | SCE | 1-in-2 | 2028 | 23 |  |  |  | 57.2024 | 1
| LCA | Big Creek/Ventura | 3 | Monthly System Peak Day | SCE | 1-in-2 | 2028 | 24 |  |  |  | 56.16 | 1
| LCA | Big Creek/Ventura | 4 | Average Weekday | SCE | 1-in-2 | 2028 | 1 |  |  |  | 55.7977 | 1
| LCA | Big Creek/Ventura | 4 | Average Weekday | SCE | 1-in-2 | 2028 | 2 |  |  |  | 54.7457 | 1
| LCA | Big Creek/Ventura | 4 | Average Weekday | SCE | 1-in-2 | 2028 | 3 |  |  |  | 53.7439 | 1
| LCA | Big Creek/Ventura | 4 | Average Weekday | SCE | 1-in-2 | 2028 | 4 |  |  |  | 52.8991 | 1
| LCA | Big Creek/Ventura | 4 | Average Weekday | SCE | 1-in-2 | 2028 | 5 |  |  |  | 51.9919 | 1
| LCA | Big Creek/Ventura | 4 | Average Weekday | SCE | 1-in-2 | 2028 | 6 |  |  |  | 51.2931 | 1
| LCA | Big Creek/Ventura | 4 | Average Weekday | SCE | 1-in-2 | 2028 | 7 |  |  |  | 50.696 | 1
| LCA | Big Creek/Ventura | 4 | Average Weekday | SCE | 1-in-2 | 2028 | 8 |  |  |  | 50.4624 | 1
| LCA | Big Creek/Ventura | 4 | Average Weekday | SCE | 1-in-2 | 2028 | 9 |  |  |  | 52.1757 | 1
| LCA | Big Creek/Ventura | 4 | Average Weekday | SCE | 1-in-2 | 2028 | 10 |  |  |  | 55.7532 | 1
| LCA | Big Creek/Ventura | 4 | Average Weekday | SCE | 1-in-2 | 2028 | 11 |  |  |  | 59.4615 | 1
| LCA | Big Creek/Ventura | 4 | Average Weekday | SCE | 1-in-2 | 2028 | 12 |  |  |  | 62.6796 | 1
| LCA | Big Creek/Ventura | 4 | Average Weekday | SCE | 1-in-2 | 2028 | 13 |  |  |  | 65.204 | 1
| LCA | Big Creek/Ventura | 4 | Average Weekday | SCE | 1-in-2 | 2028 | 14 |  |  |  | 67.214 | 1
| LCA | Big Creek/Ventura | 4 | Average Weekday | SCE | 1-in-2 | 2028 | 15 |  |  |  | 68.4754 | 1
| LCA | Big Creek/Ventura | 4 | Average Weekday | SCE | 1-in-2 | 2028 | 16 |  |  |  | 69.0086 | 1
| LCA | Big Creek/Ventura | 4 | Average Weekday | SCE | 1-in-2 | 2028 | 17 |  |  |  | 68.995 | 1
| LCA | Big Creek/Ventura | 4 | Average Weekday | SCE | 1-in-2 | 2028 | 18 |  |  |  | 68.1884 | 1
| LCA | Big Creek/Ventura | 4 | Average Weekday | SCE | 1-in-2 | 2028 | 19 |  |  |  | 66.6823 | 1
| LCA | Big Creek/Ventura | 4 | Average Weekday | SCE | 1-in-2 | 2028 | 20 |  |  |  | 64.4104 | 1
| LCA | Big Creek/Ventura | 4 | Average Weekday | SCE | 1-in-2 | 2028 | 21 |  |  |  | 61.4054 | 1
| LCA | Big Creek/Ventura | 4 | Average Weekday | SCE | 1-in-2 | 2028 | 22 |  |  |  | 59.3045 | 1
| LCA | Big Creek/Ventura | 4 | Average Weekday | SCE | 1-in-2 | 2028 | 23 |  |  |  | 57.9252 | 1
| LCA | Big Creek/Ventura | 4 | Average Weekday | SCE | 1-in-2 | 2028 | 24 |  |  |  | 56.7051 | 1
| LCA | Big Creek/Ventura | 4 | Monthly System Peak Day | SCE | 1-in-2 | 2028 | 1 |  |  |  | 64.1605 | 1
| LCA | Big Creek/Ventura | 4 | Monthly System Peak Day | SCE | 1-in-2 | 2028 | 2 |  |  |  | 62.6005 | 1
| LCA | Big Creek/Ventura | 4 | Monthly System Peak Day | SCE | 1-in-2 | 2028 | 3 |  |  |  | 60.9767 | 1
| LCA | Big Creek/Ventura | 4 | Monthly System Peak Day | SCE | 1-in-2 | 2028 | 4 |  |  |  | 59.5152 | 1
| LCA | Big Creek/Ventura | 4 | Monthly System Peak Day | SCE | 1-in-2 | 2028 | 5 |  |  |  | 58.6233 | 1
| LCA | Big Creek/Ventura | 4 | Monthly System Peak Day | SCE | 1-in-2 | 2028 | 6 |  |  |  | 57.4505 | 1
| LCA | Big Creek/Ventura | 4 | Monthly System Peak Day | SCE | 1-in-2 | 2028 | 7 |  |  |  | 55.9357 | 1
| LCA | Big Creek/Ventura | 4 | Monthly System Peak Day | SCE | 1-in-2 | 2028 | 8 |  |  |  | 54.9186 | 1
| LCA | Big Creek/Ventura | 4 | Monthly System Peak Day | SCE | 1-in-2 | 2028 | 9 |  |  |  | 56.7148 | 1
| LCA | Big Creek/Ventura | 4 | Monthly System Peak Day | SCE | 1-in-2 | 2028 | 10 |  |  |  | 62.02 | 1
| LCA | Big Creek/Ventura | 4 | Monthly System Peak Day | SCE | 1-in-2 | 2028 | 11 |  |  |  | 68.0505 | 1
| LCA | Big Creek/Ventura | 4 | Monthly System Peak Day | SCE | 1-in-2 | 2028 | 12 |  |  |  | 73.0229 | 1
| LCA | Big Creek/Ventura | 4 | Monthly System Peak Day | SCE | 1-in-2 | 2028 | 13 |  |  |  | 77.369 | 1
| LCA | Big Creek/Ventura | 4 | Monthly System Peak Day | SCE | 1-in-2 | 2028 | 14 |  |  |  | 80.7048 | 1
| LCA | Big Creek/Ventura | 4 | Monthly System Peak Day | SCE | 1-in-2 | 2028 | 15 |  |  |  | 82.5714 | 1
| LCA | Big Creek/Ventura | 4 | Monthly System Peak Day | SCE | 1-in-2 | 2028 | 16 |  |  |  | 83.4857 | 1
| LCA | Big Creek/Ventura | 4 | Monthly System Peak Day | SCE | 1-in-2 | 2028 | 17 |  |  |  | 83.8905 | 1
| LCA | Big Creek/Ventura | 4 | Monthly System Peak Day | SCE | 1-in-2 | 2028 | 18 |  |  |  | 83.3762 | 1
| LCA | Big Creek/Ventura | 4 | Monthly System Peak Day | SCE | 1-in-2 | 2028 | 19 |  |  |  | 81.5748 | 1
| LCA | Big Creek/Ventura | 4 | Monthly System Peak Day | SCE | 1-in-2 | 2028 | 20 |  |  |  | 78.3414 | 1
| LCA | Big Creek/Ventura | 4 | Monthly System Peak Day | SCE | 1-in-2 | 2028 | 21 |  |  |  | 73.3995 | 1
| LCA | Big Creek/Ventura | 4 | Monthly System Peak Day | SCE | 1-in-2 | 2028 | 22 |  |  |  | 69.8876 | 1
| LCA | Big Creek/Ventura | 4 | Monthly System Peak Day | SCE | 1-in-2 | 2028 | 23 |  |  |  | 67.2867 | 1
| LCA | Big Creek/Ventura | 4 | Monthly System Peak Day | SCE | 1-in-2 | 2028 | 24 |  |  |  | 65.421 | 1
| LCA | Big Creek/Ventura | 5 | Average Weekday | SCE | 1-in-2 | 2028 | 1 |  |  |  | 59.9923 | 1
| LCA | Big Creek/Ventura | 5 | Average Weekday | SCE | 1-in-2 | 2028 | 2 |  |  |  | 58.9604 | 1
| LCA | Big Creek/Ventura | 5 | Average Weekday | SCE | 1-in-2 | 2028 | 3 |  |  |  | 58.0285 | 1
| LCA | Big Creek/Ventura | 5 | Average Weekday | SCE | 1-in-2 | 2028 | 4 |  |  |  | 57.1772 | 1
| LCA | Big Creek/Ventura | 5 | Average Weekday | SCE | 1-in-2 | 2028 | 5 |  |  |  | 56.5246 | 1
| LCA | Big Creek/Ventura | 5 | Average Weekday | SCE | 1-in-2 | 2028 | 6 |  |  |  | 55.8549 | 1
| LCA | Big Creek/Ventura | 5 | Average Weekday | SCE | 1-in-2 | 2028 | 7 |  |  |  | 55.2307 | 1
| LCA | Big Creek/Ventura | 5 | Average Weekday | SCE | 1-in-2 | 2028 | 8 |  |  |  | 55.5515 | 1
| LCA | Big Creek/Ventura | 5 | Average Weekday | SCE | 1-in-2 | 2028 | 9 |  |  |  | 58.2705 | 1
| LCA | Big Creek/Ventura | 5 | Average Weekday | SCE | 1-in-2 | 2028 | 10 |  |  |  | 61.5484 | 1
| LCA | Big Creek/Ventura | 5 | Average Weekday | SCE | 1-in-2 | 2028 | 11 |  |  |  | 64.8911 | 1
| LCA | Big Creek/Ventura | 5 | Average Weekday | SCE | 1-in-2 | 2028 | 12 |  |  |  | 67.8559 | 1
| LCA | Big Creek/Ventura | 5 | Average Weekday | SCE | 1-in-2 | 2028 | 13 |  |  |  | 70.274 | 1
| LCA | Big Creek/Ventura | 5 | Average Weekday | SCE | 1-in-2 | 2028 | 14 |  |  |  | 72.0602 | 1
| LCA | Big Creek/Ventura | 5 | Average Weekday | SCE | 1-in-2 | 2028 | 15 |  |  |  | 73.1902 | 1
| LCA | Big Creek/Ventura | 5 | Average Weekday | SCE | 1-in-2 | 2028 | 16 |  |  |  | 73.6664 | 1
| LCA | Big Creek/Ventura | 5 | Average Weekday | SCE | 1-in-2 | 2028 | 17 |  |  |  | 73.4822 | 1
| LCA | Big Creek/Ventura | 5 | Average Weekday | SCE | 1-in-2 | 2028 | 18 |  |  |  | 72.7404 | 1
| LCA | Big Creek/Ventura | 5 | Average Weekday | SCE | 1-in-2 | 2028 | 19 |  |  |  | 71.3964 | 1
| LCA | Big Creek/Ventura | 5 | Average Weekday | SCE | 1-in-2 | 2028 | 20 |  |  |  | 69.2439 | 1
| LCA | Big Creek/Ventura | 5 | Average Weekday | SCE | 1-in-2 | 2028 | 21 |  |  |  | 66.4425 | 1
| LCA | Big Creek/Ventura | 5 | Average Weekday | SCE | 1-in-2 | 2028 | 22 |  |  |  | 63.8796 | 1
| LCA | Big Creek/Ventura | 5 | Average Weekday | SCE | 1-in-2 | 2028 | 23 |  |  |  | 62.223 | 1
| LCA | Big Creek/Ventura | 5 | Average Weekday | SCE | 1-in-2 | 2028 | 24 |  |  |  | 60.8978 | 1
| LCA | Big Creek/Ventura | 5 | Monthly System Peak Day | SCE | 1-in-2 | 2028 | 1 |  |  |  | 66.7243 | 1
| LCA | Big Creek/Ventura | 5 | Monthly System Peak Day | SCE | 1-in-2 | 2028 | 2 |  |  |  | 65.2852 | 1
| LCA | Big Creek/Ventura | 5 | Monthly System Peak Day | SCE | 1-in-2 | 2028 | 3 |  |  |  | 64.0095 | 1
| LCA | Big Creek/Ventura | 5 | Monthly System Peak Day | SCE | 1-in-2 | 2028 | 4 |  |  |  | 62.2362 | 1
| LCA | Big Creek/Ventura | 5 | Monthly System Peak Day | SCE | 1-in-2 | 2028 | 5 |  |  |  | 60.7495 | 1
| LCA | Big Creek/Ventura | 5 | Monthly System Peak Day | SCE | 1-in-2 | 2028 | 6 |  |  |  | 59.761 | 1
| LCA | Big Creek/Ventura | 5 | Monthly System Peak Day | SCE | 1-in-2 | 2028 | 7 |  |  |  | 58.6738 | 1
| LCA | Big Creek/Ventura | 5 | Monthly System Peak Day | SCE | 1-in-2 | 2028 | 8 |  |  |  | 59.0181 | 1
| LCA | Big Creek/Ventura | 5 | Monthly System Peak Day | SCE | 1-in-2 | 2028 | 9 |  |  |  | 62.8176 | 1
| LCA | Big Creek/Ventura | 5 | Monthly System Peak Day | SCE | 1-in-2 | 2028 | 10 |  |  |  | 67.7938 | 1
| LCA | Big Creek/Ventura | 5 | Monthly System Peak Day | SCE | 1-in-2 | 2028 | 11 |  |  |  | 72.7814 | 1
| LCA | Big Creek/Ventura | 5 | Monthly System Peak Day | SCE | 1-in-2 | 2028 | 12 |  |  |  | 77.2243 | 1
| LCA | Big Creek/Ventura | 5 | Monthly System Peak Day | SCE | 1-in-2 | 2028 | 13 |  |  |  | 80.7552 | 1
| LCA | Big Creek/Ventura | 5 | Monthly System Peak Day | SCE | 1-in-2 | 2028 | 14 |  |  |  | 83.3238 | 1
| LCA | Big Creek/Ventura | 5 | Monthly System Peak Day | SCE | 1-in-2 | 2028 | 15 |  |  |  | 85.0205 | 1
| LCA | Big Creek/Ventura | 5 | Monthly System Peak Day | SCE | 1-in-2 | 2028 | 16 |  |  |  | 86.031 | 1
| LCA | Big Creek/Ventura | 5 | Monthly System Peak Day | SCE | 1-in-2 | 2028 | 17 |  |  |  | 85.3443 | 1
| LCA | Big Creek/Ventura | 5 | Monthly System Peak Day | SCE | 1-in-2 | 2028 | 18 |  |  |  | 83.8443 | 1
| LCA | Big Creek/Ventura | 5 | Monthly System Peak Day | SCE | 1-in-2 | 2028 | 19 |  |  |  | 81.5962 | 1
| LCA | Big Creek/Ventura | 5 | Monthly System Peak Day | SCE | 1-in-2 | 2028 | 20 |  |  |  | 78.9724 | 1
| LCA | Big Creek/Ventura | 5 | Monthly System Peak Day | SCE | 1-in-2 | 2028 | 21 |  |  |  | 74.9781 | 1
| LCA | Big Creek/Ventura | 5 | Monthly System Peak Day | SCE | 1-in-2 | 2028 | 22 |  |  |  | 71.9014 | 1
| LCA | Big Creek/Ventura | 5 | Monthly System Peak Day | SCE | 1-in-2 | 2028 | 23 |  |  |  | 70.5533 | 1
| LCA | Big Creek/Ventura | 5 | Monthly System Peak Day | SCE | 1-in-2 | 2028 | 24 |  |  |  | 69.5681 | 1
| LCA | Big Creek/Ventura | 6 | Average Weekday | SCE | 1-in-2 | 2028 | 1 |  |  |  | 64.4446 | 1
| LCA | Big Creek/Ventura | 6 | Average Weekday | SCE | 1-in-2 | 2028 | 2 |  |  |  | 63.2767 | 1
| LCA | Big Creek/Ventura | 6 | Average Weekday | SCE | 1-in-2 | 2028 | 3 |  |  |  | 62.2793 | 1
| LCA | Big Creek/Ventura | 6 | Average Weekday | SCE | 1-in-2 | 2028 | 4 |  |  |  | 61.464 | 1
| LCA | Big Creek/Ventura | 6 | Average Weekday | SCE | 1-in-2 | 2028 | 5 |  |  |  | 60.9021 | 1
| LCA | Big Creek/Ventura | 6 | Average Weekday | SCE | 1-in-2 | 2028 | 6 |  |  |  | 60.1695 | 1
| LCA | Big Creek/Ventura | 6 | Average Weekday | SCE | 1-in-2 | 2028 | 7 |  |  |  | 59.5618 | 1
| LCA | Big Creek/Ventura | 6 | Average Weekday | SCE | 1-in-2 | 2028 | 8 |  |  |  | 60.0648 | 1
| LCA | Big Creek/Ventura | 6 | Average Weekday | SCE | 1-in-2 | 2028 | 9 |  |  |  | 63.0612 | 1
| LCA | Big Creek/Ventura | 6 | Average Weekday | SCE | 1-in-2 | 2028 | 10 |  |  |  | 66.8253 | 1
| LCA | Big Creek/Ventura | 6 | Average Weekday | SCE | 1-in-2 | 2028 | 11 |  |  |  | 70.5864 | 1
| LCA | Big Creek/Ventura | 6 | Average Weekday | SCE | 1-in-2 | 2028 | 12 |  |  |  | 74.0185 | 1
| LCA | Big Creek/Ventura | 6 | Average Weekday | SCE | 1-in-2 | 2028 | 13 |  |  |  | 76.855 | 1
| LCA | Big Creek/Ventura | 6 | Average Weekday | SCE | 1-in-2 | 2028 | 14 |  |  |  | 79.0359 | 1
| LCA | Big Creek/Ventura | 6 | Average Weekday | SCE | 1-in-2 | 2028 | 15 |  |  |  | 80.4934 | 1
| LCA | Big Creek/Ventura | 6 | Average Weekday | SCE | 1-in-2 | 2028 | 16 |  |  |  | 81.064 | 1
| LCA | Big Creek/Ventura | 6 | Average Weekday | SCE | 1-in-2 | 2028 | 17 |  |  |  | 80.9841 | 1
| LCA | Big Creek/Ventura | 6 | Average Weekday | SCE | 1-in-2 | 2028 | 18 |  |  |  | 80.1426 | 1
| LCA | Big Creek/Ventura | 6 | Average Weekday | SCE | 1-in-2 | 2028 | 19 |  |  |  | 78.6553 | 1
| LCA | Big Creek/Ventura | 6 | Average Weekday | SCE | 1-in-2 | 2028 | 20 |  |  |  | 76.5709 | 1
| LCA | Big Creek/Ventura | 6 | Average Weekday | SCE | 1-in-2 | 2028 | 21 |  |  |  | 73.5264 | 1
| LCA | Big Creek/Ventura | 6 | Average Weekday | SCE | 1-in-2 | 2028 | 22 |  |  |  | 69.9663 | 1
| LCA | Big Creek/Ventura | 6 | Average Weekday | SCE | 1-in-2 | 2028 | 23 |  |  |  | 67.6652 | 1
| LCA | Big Creek/Ventura | 6 | Average Weekday | SCE | 1-in-2 | 2028 | 24 |  |  |  | 66.0613 | 1
| LCA | Big Creek/Ventura | 6 | Monthly System Peak Day | SCE | 1-in-2 | 2028 | 1 |  |  |  | 69.3795 | 1
| LCA | Big Creek/Ventura | 6 | Monthly System Peak Day | SCE | 1-in-2 | 2028 | 2 |  |  |  | 68.0986 | 1
| LCA | Big Creek/Ventura | 6 | Monthly System Peak Day | SCE | 1-in-2 | 2028 | 3 |  |  |  | 67.389 | 1
| LCA | Big Creek/Ventura | 6 | Monthly System Peak Day | SCE | 1-in-2 | 2028 | 4 |  |  |  | 66.4067 | 1
| LCA | Big Creek/Ventura | 6 | Monthly System Peak Day | SCE | 1-in-2 | 2028 | 5 |  |  |  | 65.8 | 1
| LCA | Big Creek/Ventura | 6 | Monthly System Peak Day | SCE | 1-in-2 | 2028 | 6 |  |  |  | 65.1929 | 1
| LCA | Big Creek/Ventura | 6 | Monthly System Peak Day | SCE | 1-in-2 | 2028 | 7 |  |  |  | 64.4767 | 1
| LCA | Big Creek/Ventura | 6 | Monthly System Peak Day | SCE | 1-in-2 | 2028 | 8 |  |  |  | 64.8881 | 1
| LCA | Big Creek/Ventura | 6 | Monthly System Peak Day | SCE | 1-in-2 | 2028 | 9 |  |  |  | 68.4833 | 1
| LCA | Big Creek/Ventura | 6 | Monthly System Peak Day | SCE | 1-in-2 | 2028 | 10 |  |  |  | 72.7905 | 1
| LCA | Big Creek/Ventura | 6 | Monthly System Peak Day | SCE | 1-in-2 | 2028 | 11 |  |  |  | 77.211 | 1
| LCA | Big Creek/Ventura | 6 | Monthly System Peak Day | SCE | 1-in-2 | 2028 | 12 |  |  |  | 80.7938 | 1
| LCA | Big Creek/Ventura | 6 | Monthly System Peak Day | SCE | 1-in-2 | 2028 | 13 |  |  |  | 82.7448 | 1
| LCA | Big Creek/Ventura | 6 | Monthly System Peak Day | SCE | 1-in-2 | 2028 | 14 |  |  |  | 84.38 | 1
| LCA | Big Creek/Ventura | 6 | Monthly System Peak Day | SCE | 1-in-2 | 2028 | 15 |  |  |  | 84.7967 | 1
| LCA | Big Creek/Ventura | 6 | Monthly System Peak Day | SCE | 1-in-2 | 2028 | 16 |  |  |  | 84.7538 | 1
| LCA | Big Creek/Ventura | 6 | Monthly System Peak Day | SCE | 1-in-2 | 2028 | 17 |  |  |  | 84.39 | 1
| LCA | Big Creek/Ventura | 6 | Monthly System Peak Day | SCE | 1-in-2 | 2028 | 18 |  |  |  | 84.1114 | 1
| LCA | Big Creek/Ventura | 6 | Monthly System Peak Day | SCE | 1-in-2 | 2028 | 19 |  |  |  | 83.2814 | 1
| LCA | Big Creek/Ventura | 6 | Monthly System Peak Day | SCE | 1-in-2 | 2028 | 20 |  |  |  | 81.3067 | 1
| LCA | Big Creek/Ventura | 6 | Monthly System Peak Day | SCE | 1-in-2 | 2028 | 21 |  |  |  | 77.8095 | 1
| LCA | Big Creek/Ventura | 6 | Monthly System Peak Day | SCE | 1-in-2 | 2028 | 22 |  |  |  | 73.9586 | 1
| LCA | Big Creek/Ventura | 6 | Monthly System Peak Day | SCE | 1-in-2 | 2028 | 23 |  |  |  | 71.219 | 1
| LCA | Big Creek/Ventura | 6 | Monthly System Peak Day | SCE | 1-in-2 | 2028 | 24 |  |  |  | 69.6 | 1
| LCA | Big Creek/Ventura | 7 | Average Weekday | SCE | 1-in-2 | 2028 | 1 |  |  |  | 69.4643 | 1
| LCA | Big Creek/Ventura | 7 | Average Weekday | SCE | 1-in-2 | 2028 | 2 |  |  |  | 68.4978 | 1
| LCA | Big Creek/Ventura | 7 | Average Weekday | SCE | 1-in-2 | 2028 | 3 |  |  |  | 67.7258 | 1
| LCA | Big Creek/Ventura | 7 | Average Weekday | SCE | 1-in-2 | 2028 | 4 |  |  |  | 67.0793 | 1
| LCA | Big Creek/Ventura | 7 | Average Weekday | SCE | 1-in-2 | 2028 | 5 |  |  |  | 66.3097 | 1
| LCA | Big Creek/Ventura | 7 | Average Weekday | SCE | 1-in-2 | 2028 | 6 |  |  |  | 65.6954 | 1
| LCA | Big Creek/Ventura | 7 | Average Weekday | SCE | 1-in-2 | 2028 | 7 |  |  |  | 65.1253 | 1
| LCA | Big Creek/Ventura | 7 | Average Weekday | SCE | 1-in-2 | 2028 | 8 |  |  |  | 65.3233 | 1
| LCA | Big Creek/Ventura | 7 | Average Weekday | SCE | 1-in-2 | 2028 | 9 |  |  |  | 67.873 | 1
| LCA | Big Creek/Ventura | 7 | Average Weekday | SCE | 1-in-2 | 2028 | 10 |  |  |  | 71.393 | 1
| LCA | Big Creek/Ventura | 7 | Average Weekday | SCE | 1-in-2 | 2028 | 11 |  |  |  | 75.2097 | 1
| LCA | Big Creek/Ventura | 7 | Average Weekday | SCE | 1-in-2 | 2028 | 12 |  |  |  | 78.9288 | 1
| LCA | Big Creek/Ventura | 7 | Average Weekday | SCE | 1-in-2 | 2028 | 13 |  |  |  | 81.7619 | 1
| LCA | Big Creek/Ventura | 7 | Average Weekday | SCE | 1-in-2 | 2028 | 14 |  |  |  | 83.9094 | 1
| LCA | Big Creek/Ventura | 7 | Average Weekday | SCE | 1-in-2 | 2028 | 15 |  |  |  | 85.285 | 1
| LCA | Big Creek/Ventura | 7 | Average Weekday | SCE | 1-in-2 | 2028 | 16 |  |  |  | 85.8065 | 1
| LCA | Big Creek/Ventura | 7 | Average Weekday | SCE | 1-in-2 | 2028 | 17 |  |  |  | 85.5142 | 1
| LCA | Big Creek/Ventura | 7 | Average Weekday | SCE | 1-in-2 | 2028 | 18 |  |  |  | 84.6145 | 1
| LCA | Big Creek/Ventura | 7 | Average Weekday | SCE | 1-in-2 | 2028 | 19 |  |  |  | 83.0359 | 1
| LCA | Big Creek/Ventura | 7 | Average Weekday | SCE | 1-in-2 | 2028 | 20 |  |  |  | 80.7123 | 1
| LCA | Big Creek/Ventura | 7 | Average Weekday | SCE | 1-in-2 | 2028 | 21 |  |  |  | 77.5898 | 1
| LCA | Big Creek/Ventura | 7 | Average Weekday | SCE | 1-in-2 | 2028 | 22 |  |  |  | 74.1539 | 1
| LCA | Big Creek/Ventura | 7 | Average Weekday | SCE | 1-in-2 | 2028 | 23 |  |  |  | 71.9988 | 1
| LCA | Big Creek/Ventura | 7 | Average Weekday | SCE | 1-in-2 | 2028 | 24 |  |  |  | 70.3567 | 1
| LCA | Big Creek/Ventura | 7 | Monthly System Peak Day | SCE | 1-in-2 | 2028 | 1 |  |  |  | 75.5571 | 1
| LCA | Big Creek/Ventura | 7 | Monthly System Peak Day | SCE | 1-in-2 | 2028 | 2 |  |  |  | 74.3481 | 1
| LCA | Big Creek/Ventura | 7 | Monthly System Peak Day | SCE | 1-in-2 | 2028 | 3 |  |  |  | 73.4614 | 1
| LCA | Big Creek/Ventura | 7 | Monthly System Peak Day | SCE | 1-in-2 | 2028 | 4 |  |  |  | 72.4367 | 1
| LCA | Big Creek/Ventura | 7 | Monthly System Peak Day | SCE | 1-in-2 | 2028 | 5 |  |  |  | 71.8838 | 1
| LCA | Big Creek/Ventura | 7 | Monthly System Peak Day | SCE | 1-in-2 | 2028 | 6 |  |  |  | 71.1448 | 1
| LCA | Big Creek/Ventura | 7 | Monthly System Peak Day | SCE | 1-in-2 | 2028 | 7 |  |  |  | 70.5248 | 1
| LCA | Big Creek/Ventura | 7 | Monthly System Peak Day | SCE | 1-in-2 | 2028 | 8 |  |  |  | 70.579 | 1
| LCA | Big Creek/Ventura | 7 | Monthly System Peak Day | SCE | 1-in-2 | 2028 | 9 |  |  |  | 73.89 | 1
| LCA | Big Creek/Ventura | 7 | Monthly System Peak Day | SCE | 1-in-2 | 2028 | 10 |  |  |  | 77.7652 | 1
| LCA | Big Creek/Ventura | 7 | Monthly System Peak Day | SCE | 1-in-2 | 2028 | 11 |  |  |  | 81.6867 | 1
| LCA | Big Creek/Ventura | 7 | Monthly System Peak Day | SCE | 1-in-2 | 2028 | 12 |  |  |  | 85.619 | 1
| LCA | Big Creek/Ventura | 7 | Monthly System Peak Day | SCE | 1-in-2 | 2028 | 13 |  |  |  | 89.7414 | 1
| LCA | Big Creek/Ventura | 7 | Monthly System Peak Day | SCE | 1-in-2 | 2028 | 14 |  |  |  | 91.7286 | 1
| LCA | Big Creek/Ventura | 7 | Monthly System Peak Day | SCE | 1-in-2 | 2028 | 15 |  |  |  | 93.2667 | 1
| LCA | Big Creek/Ventura | 7 | Monthly System Peak Day | SCE | 1-in-2 | 2028 | 16 |  |  |  | 93.6048 | 1
| LCA | Big Creek/Ventura | 7 | Monthly System Peak Day | SCE | 1-in-2 | 2028 | 17 |  |  |  | 93.1524 | 1
| LCA | Big Creek/Ventura | 7 | Monthly System Peak Day | SCE | 1-in-2 | 2028 | 18 |  |  |  | 92.9095 | 1
| LCA | Big Creek/Ventura | 7 | Monthly System Peak Day | SCE | 1-in-2 | 2028 | 19 |  |  |  | 91.5429 | 1
| LCA | Big Creek/Ventura | 7 | Monthly System Peak Day | SCE | 1-in-2 | 2028 | 20 |  |  |  | 88.79 | 1
| LCA | Big Creek/Ventura | 7 | Monthly System Peak Day | SCE | 1-in-2 | 2028 | 21 |  |  |  | 85.6629 | 1
| LCA | Big Creek/Ventura | 7 | Monthly System Peak Day | SCE | 1-in-2 | 2028 | 22 |  |  |  | 81.3624 | 1
| LCA | Big Creek/Ventura | 7 | Monthly System Peak Day | SCE | 1-in-2 | 2028 | 23 |  |  |  | 78.6919 | 1
| LCA | Big Creek/Ventura | 7 | Monthly System Peak Day | SCE | 1-in-2 | 2028 | 24 |  |  |  | 76.5924 | 1
| LCA | Big Creek/Ventura | 8 | Average Weekday | SCE | 1-in-2 | 2028 | 1 |  |  |  | 68.5607 | 1
| LCA | Big Creek/Ventura | 8 | Average Weekday | SCE | 1-in-2 | 2028 | 2 |  |  |  | 67.4839 | 1
| LCA | Big Creek/Ventura | 8 | Average Weekday | SCE | 1-in-2 | 2028 | 3 |  |  |  | 66.611 | 1
| LCA | Big Creek/Ventura | 8 | Average Weekday | SCE | 1-in-2 | 2028 | 4 |  |  |  | 65.9349 | 1
| LCA | Big Creek/Ventura | 8 | Average Weekday | SCE | 1-in-2 | 2028 | 5 |  |  |  | 65.135 | 1
| LCA | Big Creek/Ventura | 8 | Average Weekday | SCE | 1-in-2 | 2028 | 6 |  |  |  | 64.4324 | 1
| LCA | Big Creek/Ventura | 8 | Average Weekday | SCE | 1-in-2 | 2028 | 7 |  |  |  | 63.728 | 1
| LCA | Big Creek/Ventura | 8 | Average Weekday | SCE | 1-in-2 | 2028 | 8 |  |  |  | 63.4395 | 1
| LCA | Big Creek/Ventura | 8 | Average Weekday | SCE | 1-in-2 | 2028 | 9 |  |  |  | 65.4503 | 1
| LCA | Big Creek/Ventura | 8 | Average Weekday | SCE | 1-in-2 | 2028 | 10 |  |  |  | 69.565 | 1
| LCA | Big Creek/Ventura | 8 | Average Weekday | SCE | 1-in-2 | 2028 | 11 |  |  |  | 74.1577 | 1
| LCA | Big Creek/Ventura | 8 | Average Weekday | SCE | 1-in-2 | 2028 | 12 |  |  |  | 78.4984 | 1
| LCA | Big Creek/Ventura | 8 | Average Weekday | SCE | 1-in-2 | 2028 | 13 |  |  |  | 82.0149 | 1
| LCA | Big Creek/Ventura | 8 | Average Weekday | SCE | 1-in-2 | 2028 | 14 |  |  |  | 84.482 | 1
| LCA | Big Creek/Ventura | 8 | Average Weekday | SCE | 1-in-2 | 2028 | 15 |  |  |  | 86.0614 | 1
| LCA | Big Creek/Ventura | 8 | Average Weekday | SCE | 1-in-2 | 2028 | 16 |  |  |  | 86.7089 | 1
| LCA | Big Creek/Ventura | 8 | Average Weekday | SCE | 1-in-2 | 2028 | 17 |  |  |  | 86.5178 | 1
| LCA | Big Creek/Ventura | 8 | Average Weekday | SCE | 1-in-2 | 2028 | 18 |  |  |  | 85.4085 | 1
| LCA | Big Creek/Ventura | 8 | Average Weekday | SCE | 1-in-2 | 2028 | 19 |  |  |  | 83.4928 | 1
| LCA | Big Creek/Ventura | 8 | Average Weekday | SCE | 1-in-2 | 2028 | 20 |  |  |  | 80.6841 | 1
| LCA | Big Creek/Ventura | 8 | Average Weekday | SCE | 1-in-2 | 2028 | 21 |  |  |  | 77.0404 | 1
| LCA | Big Creek/Ventura | 8 | Average Weekday | SCE | 1-in-2 | 2028 | 22 |  |  |  | 73.9348 | 1
| LCA | Big Creek/Ventura | 8 | Average Weekday | SCE | 1-in-2 | 2028 | 23 |  |  |  | 71.6836 | 1
| LCA | Big Creek/Ventura | 8 | Average Weekday | SCE | 1-in-2 | 2028 | 24 |  |  |  | 69.9212 | 1
| LCA | Big Creek/Ventura | 8 | Monthly System Peak Day | SCE | 1-in-2 | 2028 | 1 |  |  |  | 76.0643 | 1
| LCA | Big Creek/Ventura | 8 | Monthly System Peak Day | SCE | 1-in-2 | 2028 | 2 |  |  |  | 74.5886 | 1
| LCA | Big Creek/Ventura | 8 | Monthly System Peak Day | SCE | 1-in-2 | 2028 | 3 |  |  |  | 73.6067 | 1
| LCA | Big Creek/Ventura | 8 | Monthly System Peak Day | SCE | 1-in-2 | 2028 | 4 |  |  |  | 72.8143 | 1
| LCA | Big Creek/Ventura | 8 | Monthly System Peak Day | SCE | 1-in-2 | 2028 | 5 |  |  |  | 71.9676 | 1
| LCA | Big Creek/Ventura | 8 | Monthly System Peak Day | SCE | 1-in-2 | 2028 | 6 |  |  |  | 71.21 | 1
| LCA | Big Creek/Ventura | 8 | Monthly System Peak Day | SCE | 1-in-2 | 2028 | 7 |  |  |  | 70.3867 | 1
| LCA | Big Creek/Ventura | 8 | Monthly System Peak Day | SCE | 1-in-2 | 2028 | 8 |  |  |  | 70.091 | 1
| LCA | Big Creek/Ventura | 8 | Monthly System Peak Day | SCE | 1-in-2 | 2028 | 9 |  |  |  | 72.1948 | 1
| LCA | Big Creek/Ventura | 8 | Monthly System Peak Day | SCE | 1-in-2 | 2028 | 10 |  |  |  | 76.5376 | 1
| LCA | Big Creek/Ventura | 8 | Monthly System Peak Day | SCE | 1-in-2 | 2028 | 11 |  |  |  | 81.8024 | 1
| LCA | Big Creek/Ventura | 8 | Monthly System Peak Day | SCE | 1-in-2 | 2028 | 12 |  |  |  | 86.4 | 1
| LCA | Big Creek/Ventura | 8 | Monthly System Peak Day | SCE | 1-in-2 | 2028 | 13 |  |  |  | 89.8429 | 1
| LCA | Big Creek/Ventura | 8 | Monthly System Peak Day | SCE | 1-in-2 | 2028 | 14 |  |  |  | 92.3667 | 1
| LCA | Big Creek/Ventura | 8 | Monthly System Peak Day | SCE | 1-in-2 | 2028 | 15 |  |  |  | 93.4571 | 1
| LCA | Big Creek/Ventura | 8 | Monthly System Peak Day | SCE | 1-in-2 | 2028 | 16 |  |  |  | 93.5143 | 1
| LCA | Big Creek/Ventura | 8 | Monthly System Peak Day | SCE | 1-in-2 | 2028 | 17 |  |  |  | 93.119 | 1
| LCA | Big Creek/Ventura | 8 | Monthly System Peak Day | SCE | 1-in-2 | 2028 | 18 |  |  |  | 91.8667 | 1
| LCA | Big Creek/Ventura | 8 | Monthly System Peak Day | SCE | 1-in-2 | 2028 | 19 |  |  |  | 90.169 | 1
| LCA | Big Creek/Ventura | 8 | Monthly System Peak Day | SCE | 1-in-2 | 2028 | 20 |  |  |  | 87.5733 | 1
| LCA | Big Creek/Ventura | 8 | Monthly System Peak Day | SCE | 1-in-2 | 2028 | 21 |  |  |  | 83.7948 | 1
| LCA | Big Creek/Ventura | 8 | Monthly System Peak Day | SCE | 1-in-2 | 2028 | 22 |  |  |  | 80.6219 | 1
| LCA | Big Creek/Ventura | 8 | Monthly System Peak Day | SCE | 1-in-2 | 2028 | 23 |  |  |  | 78.4271 | 1
| LCA | Big Creek/Ventura | 8 | Monthly System Peak Day | SCE | 1-in-2 | 2028 | 24 |  |  |  | 76.6548 | 1
| LCA | Big Creek/Ventura | 8 | Typical Event Day | SCE | 1-in-2 | 2028 | 1 |  |  |  | 73.6035 | 1
| LCA | Big Creek/Ventura | 8 | Typical Event Day | SCE | 1-in-2 | 2028 | 2 |  |  |  | 72.2619 | 1
| LCA | Big Creek/Ventura | 8 | Typical Event Day | SCE | 1-in-2 | 2028 | 3 |  |  |  | 71.4416 | 1
| LCA | Big Creek/Ventura | 8 | Typical Event Day | SCE | 1-in-2 | 2028 | 4 |  |  |  | 70.3174 | 1
| LCA | Big Creek/Ventura | 8 | Typical Event Day | SCE | 1-in-2 | 2028 | 5 |  |  |  | 69.4426 | 1
| LCA | Big Creek/Ventura | 8 | Typical Event Day | SCE | 1-in-2 | 2028 | 6 |  |  |  | 68.651 | 1
| LCA | Big Creek/Ventura | 8 | Typical Event Day | SCE | 1-in-2 | 2028 | 7 |  |  |  | 67.9617 | 1
| LCA | Big Creek/Ventura | 8 | Typical Event Day | SCE | 1-in-2 | 2028 | 8 |  |  |  | 67.9639 | 1
| LCA | Big Creek/Ventura | 8 | Typical Event Day | SCE | 1-in-2 | 2028 | 9 |  |  |  | 70.8694 | 1
| LCA | Big Creek/Ventura | 8 | Typical Event Day | SCE | 1-in-2 | 2028 | 10 |  |  |  | 75.26 | 1
| LCA | Big Creek/Ventura | 8 | Typical Event Day | SCE | 1-in-2 | 2028 | 11 |  |  |  | 80.0881 | 1
| LCA | Big Creek/Ventura | 8 | Typical Event Day | SCE | 1-in-2 | 2028 | 12 |  |  |  | 84.5068 | 1
| LCA | Big Creek/Ventura | 8 | Typical Event Day | SCE | 1-in-2 | 2028 | 13 |  |  |  | 87.9739 | 1
| LCA | Big Creek/Ventura | 8 | Typical Event Day | SCE | 1-in-2 | 2028 | 14 |  |  |  | 90.1355 | 1
| LCA | Big Creek/Ventura | 8 | Typical Event Day | SCE | 1-in-2 | 2028 | 15 |  |  |  | 91.2908 | 1
| LCA | Big Creek/Ventura | 8 | Typical Event Day | SCE | 1-in-2 | 2028 | 16 |  |  |  | 91.6587 | 1
| LCA | Big Creek/Ventura | 8 | Typical Event Day | SCE | 1-in-2 | 2028 | 17 |  |  |  | 91.3118 | 1
| LCA | Big Creek/Ventura | 8 | Typical Event Day | SCE | 1-in-2 | 2028 | 18 |  |  |  | 90.416 | 1
| LCA | Big Creek/Ventura | 8 | Typical Event Day | SCE | 1-in-2 | 2028 | 19 |  |  |  | 89.0079 | 1
| LCA | Big Creek/Ventura | 8 | Typical Event Day | SCE | 1-in-2 | 2028 | 20 |  |  |  | 86.3365 | 1
| LCA | Big Creek/Ventura | 8 | Typical Event Day | SCE | 1-in-2 | 2028 | 21 |  |  |  | 82.6415 | 1
| LCA | Big Creek/Ventura | 8 | Typical Event Day | SCE | 1-in-2 | 2028 | 22 |  |  |  | 79.0488 | 1
| LCA | Big Creek/Ventura | 8 | Typical Event Day | SCE | 1-in-2 | 2028 | 23 |  |  |  | 76.5554 | 1
| LCA | Big Creek/Ventura | 8 | Typical Event Day | SCE | 1-in-2 | 2028 | 24 |  |  |  | 74.7407 | 1
| LCA | Big Creek/Ventura | 9 | Average Weekday | SCE | 1-in-2 | 2028 | 1 |  |  |  | 67.0945 | 1
| LCA | Big Creek/Ventura | 9 | Average Weekday | SCE | 1-in-2 | 2028 | 2 |  |  |  | 66.0083 | 1
| LCA | Big Creek/Ventura | 9 | Average Weekday | SCE | 1-in-2 | 2028 | 3 |  |  |  | 65.0978 | 1
| LCA | Big Creek/Ventura | 9 | Average Weekday | SCE | 1-in-2 | 2028 | 4 |  |  |  | 64.2175 | 1
| LCA | Big Creek/Ventura | 9 | Average Weekday | SCE | 1-in-2 | 2028 | 5 |  |  |  | 63.36 | 1
| LCA | Big Creek/Ventura | 9 | Average Weekday | SCE | 1-in-2 | 2028 | 6 |  |  |  | 62.5899 | 1
| LCA | Big Creek/Ventura | 9 | Average Weekday | SCE | 1-in-2 | 2028 | 7 |  |  |  | 61.9902 | 1
| LCA | Big Creek/Ventura | 9 | Average Weekday | SCE | 1-in-2 | 2028 | 8 |  |  |  | 61.5601 | 1
| LCA | Big Creek/Ventura | 9 | Average Weekday | SCE | 1-in-2 | 2028 | 9 |  |  |  | 62.5275 | 1
| LCA | Big Creek/Ventura | 9 | Average Weekday | SCE | 1-in-2 | 2028 | 10 |  |  |  | 66.1297 | 1
| LCA | Big Creek/Ventura | 9 | Average Weekday | SCE | 1-in-2 | 2028 | 11 |  |  |  | 70.6571 | 1
| LCA | Big Creek/Ventura | 9 | Average Weekday | SCE | 1-in-2 | 2028 | 12 |  |  |  | 75.2291 | 1
| LCA | Big Creek/Ventura | 9 | Average Weekday | SCE | 1-in-2 | 2028 | 13 |  |  |  | 78.6246 | 1
| LCA | Big Creek/Ventura | 9 | Average Weekday | SCE | 1-in-2 | 2028 | 14 |  |  |  | 80.9918 | 1
| LCA | Big Creek/Ventura | 9 | Average Weekday | SCE | 1-in-2 | 2028 | 15 |  |  |  | 82.4881 | 1
| LCA | Big Creek/Ventura | 9 | Average Weekday | SCE | 1-in-2 | 2028 | 16 |  |  |  | 83.0949 | 1
| LCA | Big Creek/Ventura | 9 | Average Weekday | SCE | 1-in-2 | 2028 | 17 |  |  |  | 82.998 | 1
| LCA | Big Creek/Ventura | 9 | Average Weekday | SCE | 1-in-2 | 2028 | 18 |  |  |  | 81.9583 | 1
| LCA | Big Creek/Ventura | 9 | Average Weekday | SCE | 1-in-2 | 2028 | 19 |  |  |  | 80.0278 | 1
| LCA | Big Creek/Ventura | 9 | Average Weekday | SCE | 1-in-2 | 2028 | 20 |  |  |  | 77.0612 | 1
| LCA | Big Creek/Ventura | 9 | Average Weekday | SCE | 1-in-2 | 2028 | 21 |  |  |  | 73.5739 | 1
| LCA | Big Creek/Ventura | 9 | Average Weekday | SCE | 1-in-2 | 2028 | 22 |  |  |  | 71.3144 | 1
| LCA | Big Creek/Ventura | 9 | Average Weekday | SCE | 1-in-2 | 2028 | 23 |  |  |  | 69.4372 | 1
| LCA | Big Creek/Ventura | 9 | Average Weekday | SCE | 1-in-2 | 2028 | 24 |  |  |  | 67.9627 | 1
| LCA | Big Creek/Ventura | 9 | Monthly System Peak Day | SCE | 1-in-2 | 2028 | 1 |  |  |  | 73.4129 | 1
| LCA | Big Creek/Ventura | 9 | Monthly System Peak Day | SCE | 1-in-2 | 2028 | 2 |  |  |  | 72.0124 | 1
| LCA | Big Creek/Ventura | 9 | Monthly System Peak Day | SCE | 1-in-2 | 2028 | 3 |  |  |  | 71.3091 | 1
| LCA | Big Creek/Ventura | 9 | Monthly System Peak Day | SCE | 1-in-2 | 2028 | 4 |  |  |  | 69.6119 | 1
| LCA | Big Creek/Ventura | 9 | Monthly System Peak Day | SCE | 1-in-2 | 2028 | 5 |  |  |  | 68.119 | 1
| LCA | Big Creek/Ventura | 9 | Monthly System Peak Day | SCE | 1-in-2 | 2028 | 6 |  |  |  | 67.0562 | 1
| LCA | Big Creek/Ventura | 9 | Monthly System Peak Day | SCE | 1-in-2 | 2028 | 7 |  |  |  | 66.4586 | 1
| LCA | Big Creek/Ventura | 9 | Monthly System Peak Day | SCE | 1-in-2 | 2028 | 8 |  |  |  | 66.2976 | 1
| LCA | Big Creek/Ventura | 9 | Monthly System Peak Day | SCE | 1-in-2 | 2028 | 9 |  |  |  | 68.9095 | 1
| LCA | Big Creek/Ventura | 9 | Monthly System Peak Day | SCE | 1-in-2 | 2028 | 10 |  |  |  | 73.9467 | 1
| LCA | Big Creek/Ventura | 9 | Monthly System Peak Day | SCE | 1-in-2 | 2028 | 11 |  |  |  | 79.6524 | 1
| LCA | Big Creek/Ventura | 9 | Monthly System Peak Day | SCE | 1-in-2 | 2028 | 12 |  |  |  | 85.2143 | 1
| LCA | Big Creek/Ventura | 9 | Monthly System Peak Day | SCE | 1-in-2 | 2028 | 13 |  |  |  | 89.5667 | 1
| LCA | Big Creek/Ventura | 9 | Monthly System Peak Day | SCE | 1-in-2 | 2028 | 14 |  |  |  | 92.0667 | 1
| LCA | Big Creek/Ventura | 9 | Monthly System Peak Day | SCE | 1-in-2 | 2028 | 15 |  |  |  | 93.6429 | 1
| LCA | Big Creek/Ventura | 9 | Monthly System Peak Day | SCE | 1-in-2 | 2028 | 16 |  |  |  | 94.7619 | 1
| LCA | Big Creek/Ventura | 9 | Monthly System Peak Day | SCE | 1-in-2 | 2028 | 17 |  |  |  | 94.5857 | 1
| LCA | Big Creek/Ventura | 9 | Monthly System Peak Day | SCE | 1-in-2 | 2028 | 18 |  |  |  | 92.7762 | 1
| LCA | Big Creek/Ventura | 9 | Monthly System Peak Day | SCE | 1-in-2 | 2028 | 19 |  |  |  | 91.0381 | 1
| LCA | Big Creek/Ventura | 9 | Monthly System Peak Day | SCE | 1-in-2 | 2028 | 20 |  |  |  | 87.6762 | 1
| LCA | Big Creek/Ventura | 9 | Monthly System Peak Day | SCE | 1-in-2 | 2028 | 21 |  |  |  | 83.299 | 1
| LCA | Big Creek/Ventura | 9 | Monthly System Peak Day | SCE | 1-in-2 | 2028 | 22 |  |  |  | 80.2524 | 1
| LCA | Big Creek/Ventura | 9 | Monthly System Peak Day | SCE | 1-in-2 | 2028 | 23 |  |  |  | 77.8833 | 1
| LCA | Big Creek/Ventura | 9 | Monthly System Peak Day | SCE | 1-in-2 | 2028 | 24 |  |  |  | 76.1157 | 1
| LCA | Big Creek/Ventura | 10 | Average Weekday | SCE | 1-in-2 | 2028 | 1 |  |  |  | 60.8434 | 1
| LCA | Big Creek/Ventura | 10 | Average Weekday | SCE | 1-in-2 | 2028 | 2 |  |  |  | 59.8375 | 1
| LCA | Big Creek/Ventura | 10 | Average Weekday | SCE | 1-in-2 | 2028 | 3 |  |  |  | 59.0909 | 1
| LCA | Big Creek/Ventura | 10 | Average Weekday | SCE | 1-in-2 | 2028 | 4 |  |  |  | 58.2942 | 1
| LCA | Big Creek/Ventura | 10 | Average Weekday | SCE | 1-in-2 | 2028 | 5 |  |  |  | 57.419 | 1
| LCA | Big Creek/Ventura | 10 | Average Weekday | SCE | 1-in-2 | 2028 | 6 |  |  |  | 56.6993 | 1
| LCA | Big Creek/Ventura | 10 | Average Weekday | SCE | 1-in-2 | 2028 | 7 |  |  |  | 56.1217 | 1
| LCA | Big Creek/Ventura | 10 | Average Weekday | SCE | 1-in-2 | 2028 | 8 |  |  |  | 55.5776 | 1
| LCA | Big Creek/Ventura | 10 | Average Weekday | SCE | 1-in-2 | 2028 | 9 |  |  |  | 55.8193 | 1
| LCA | Big Creek/Ventura | 10 | Average Weekday | SCE | 1-in-2 | 2028 | 10 |  |  |  | 58.9899 | 1
| LCA | Big Creek/Ventura | 10 | Average Weekday | SCE | 1-in-2 | 2028 | 11 |  |  |  | 63.5706 | 1
| LCA | Big Creek/Ventura | 10 | Average Weekday | SCE | 1-in-2 | 2028 | 12 |  |  |  | 67.8169 | 1
| LCA | Big Creek/Ventura | 10 | Average Weekday | SCE | 1-in-2 | 2028 | 13 |  |  |  | 71.2654 | 1
| LCA | Big Creek/Ventura | 10 | Average Weekday | SCE | 1-in-2 | 2028 | 14 |  |  |  | 73.6774 | 1
| LCA | Big Creek/Ventura | 10 | Average Weekday | SCE | 1-in-2 | 2028 | 15 |  |  |  | 75.1392 | 1
| LCA | Big Creek/Ventura | 10 | Average Weekday | SCE | 1-in-2 | 2028 | 16 |  |  |  | 75.9602 | 1
| LCA | Big Creek/Ventura | 10 | Average Weekday | SCE | 1-in-2 | 2028 | 17 |  |  |  | 75.9954 | 1
| LCA | Big Creek/Ventura | 10 | Average Weekday | SCE | 1-in-2 | 2028 | 18 |  |  |  | 75.0633 | 1
| LCA | Big Creek/Ventura | 10 | Average Weekday | SCE | 1-in-2 | 2028 | 19 |  |  |  | 72.8882 | 1
| LCA | Big Creek/Ventura | 10 | Average Weekday | SCE | 1-in-2 | 2028 | 20 |  |  |  | 69.5432 | 1
| LCA | Big Creek/Ventura | 10 | Average Weekday | SCE | 1-in-2 | 2028 | 21 |  |  |  | 66.7562 | 1
| LCA | Big Creek/Ventura | 10 | Average Weekday | SCE | 1-in-2 | 2028 | 22 |  |  |  | 64.6155 | 1
| LCA | Big Creek/Ventura | 10 | Average Weekday | SCE | 1-in-2 | 2028 | 23 |  |  |  | 63.02 | 1
| LCA | Big Creek/Ventura | 10 | Average Weekday | SCE | 1-in-2 | 2028 | 24 |  |  |  | 61.6595 | 1
| LCA | Big Creek/Ventura | 10 | Monthly System Peak Day | SCE | 1-in-2 | 2028 | 1 |  |  |  | 67.0029 | 1
| LCA | Big Creek/Ventura | 10 | Monthly System Peak Day | SCE | 1-in-2 | 2028 | 2 |  |  |  | 65.6514 | 1
| LCA | Big Creek/Ventura | 10 | Monthly System Peak Day | SCE | 1-in-2 | 2028 | 3 |  |  |  | 65.2557 | 1
| LCA | Big Creek/Ventura | 10 | Monthly System Peak Day | SCE | 1-in-2 | 2028 | 4 |  |  |  | 64.9109 | 1
| LCA | Big Creek/Ventura | 10 | Monthly System Peak Day | SCE | 1-in-2 | 2028 | 5 |  |  |  | 64.531 | 1
| LCA | Big Creek/Ventura | 10 | Monthly System Peak Day | SCE | 1-in-2 | 2028 | 6 |  |  |  | 63.6452 | 1
| LCA | Big Creek/Ventura | 10 | Monthly System Peak Day | SCE | 1-in-2 | 2028 | 7 |  |  |  | 63.0557 | 1
| LCA | Big Creek/Ventura | 10 | Monthly System Peak Day | SCE | 1-in-2 | 2028 | 8 |  |  |  | 62.5152 | 1
| LCA | Big Creek/Ventura | 10 | Monthly System Peak Day | SCE | 1-in-2 | 2028 | 9 |  |  |  | 63.0662 | 1
| LCA | Big Creek/Ventura | 10 | Monthly System Peak Day | SCE | 1-in-2 | 2028 | 10 |  |  |  | 67.219 | 1
| LCA | Big Creek/Ventura | 10 | Monthly System Peak Day | SCE | 1-in-2 | 2028 | 11 |  |  |  | 73.3805 | 1
| LCA | Big Creek/Ventura | 10 | Monthly System Peak Day | SCE | 1-in-2 | 2028 | 12 |  |  |  | 78.8267 | 1
| LCA | Big Creek/Ventura | 10 | Monthly System Peak Day | SCE | 1-in-2 | 2028 | 13 |  |  |  | 82.4095 | 1
| LCA | Big Creek/Ventura | 10 | Monthly System Peak Day | SCE | 1-in-2 | 2028 | 14 |  |  |  | 84.5381 | 1
| LCA | Big Creek/Ventura | 10 | Monthly System Peak Day | SCE | 1-in-2 | 2028 | 15 |  |  |  | 86.2333 | 1
| LCA | Big Creek/Ventura | 10 | Monthly System Peak Day | SCE | 1-in-2 | 2028 | 16 |  |  |  | 87.4714 | 1
| LCA | Big Creek/Ventura | 10 | Monthly System Peak Day | SCE | 1-in-2 | 2028 | 17 |  |  |  | 88.1 | 1
| LCA | Big Creek/Ventura | 10 | Monthly System Peak Day | SCE | 1-in-2 | 2028 | 18 |  |  |  | 87.5619 | 1
| LCA | Big Creek/Ventura | 10 | Monthly System Peak Day | SCE | 1-in-2 | 2028 | 19 |  |  |  | 85.5571 | 1
| LCA | Big Creek/Ventura | 10 | Monthly System Peak Day | SCE | 1-in-2 | 2028 | 20 |  |  |  | 82.3776 | 1
| LCA | Big Creek/Ventura | 10 | Monthly System Peak Day | SCE | 1-in-2 | 2028 | 21 |  |  |  | 78.021 | 1
| LCA | Big Creek/Ventura | 10 | Monthly System Peak Day | SCE | 1-in-2 | 2028 | 22 |  |  |  | 74.4905 | 1
| LCA | Big Creek/Ventura | 10 | Monthly System Peak Day | SCE | 1-in-2 | 2028 | 23 |  |  |  | 71.9529 | 1
| LCA | Big Creek/Ventura | 10 | Monthly System Peak Day | SCE | 1-in-2 | 2028 | 24 |  |  |  | 70.4114 | 1
| LCA | Big Creek/Ventura | 11 | Average Weekday | SCE | 1-in-2 | 2028 | 1 |  |  |  | 53.9175 | 1
| LCA | Big Creek/Ventura | 11 | Average Weekday | SCE | 1-in-2 | 2028 | 2 |  |  |  | 52.9654 | 1
| LCA | Big Creek/Ventura | 11 | Average Weekday | SCE | 1-in-2 | 2028 | 3 |  |  |  | 52.119 | 1
| LCA | Big Creek/Ventura | 11 | Average Weekday | SCE | 1-in-2 | 2028 | 4 |  |  |  | 51.4859 | 1
| LCA | Big Creek/Ventura | 11 | Average Weekday | SCE | 1-in-2 | 2028 | 5 |  |  |  | 50.8619 | 1
| LCA | Big Creek/Ventura | 11 | Average Weekday | SCE | 1-in-2 | 2028 | 6 |  |  |  | 50.4477 | 1
| LCA | Big Creek/Ventura | 11 | Average Weekday | SCE | 1-in-2 | 2028 | 7 |  |  |  | 50.092 | 1
| LCA | Big Creek/Ventura | 11 | Average Weekday | SCE | 1-in-2 | 2028 | 8 |  |  |  | 49.9303 | 1
| LCA | Big Creek/Ventura | 11 | Average Weekday | SCE | 1-in-2 | 2028 | 9 |  |  |  | 51.3878 | 1
| LCA | Big Creek/Ventura | 11 | Average Weekday | SCE | 1-in-2 | 2028 | 10 |  |  |  | 55.3817 | 1
| LCA | Big Creek/Ventura | 11 | Average Weekday | SCE | 1-in-2 | 2028 | 11 |  |  |  | 59.8263 | 1
| LCA | Big Creek/Ventura | 11 | Average Weekday | SCE | 1-in-2 | 2028 | 12 |  |  |  | 63.6033 | 1
| LCA | Big Creek/Ventura | 11 | Average Weekday | SCE | 1-in-2 | 2028 | 13 |  |  |  | 66.1561 | 1
| LCA | Big Creek/Ventura | 11 | Average Weekday | SCE | 1-in-2 | 2028 | 14 |  |  |  | 67.744 | 1
| LCA | Big Creek/Ventura | 11 | Average Weekday | SCE | 1-in-2 | 2028 | 15 |  |  |  | 68.5688 | 1
| LCA | Big Creek/Ventura | 11 | Average Weekday | SCE | 1-in-2 | 2028 | 16 |  |  |  | 68.6934 | 1
| LCA | Big Creek/Ventura | 11 | Average Weekday | SCE | 1-in-2 | 2028 | 17 |  |  |  | 67.8531 | 1
| LCA | Big Creek/Ventura | 11 | Average Weekday | SCE | 1-in-2 | 2028 | 18 |  |  |  | 65.8777 | 1
| LCA | Big Creek/Ventura | 11 | Average Weekday | SCE | 1-in-2 | 2028 | 19 |  |  |  | 63.1399 | 1
| LCA | Big Creek/Ventura | 11 | Average Weekday | SCE | 1-in-2 | 2028 | 20 |  |  |  | 60.7551 | 1
| LCA | Big Creek/Ventura | 11 | Average Weekday | SCE | 1-in-2 | 2028 | 21 |  |  |  | 58.9363 | 1
| LCA | Big Creek/Ventura | 11 | Average Weekday | SCE | 1-in-2 | 2028 | 22 |  |  |  | 57.3429 | 1
| LCA | Big Creek/Ventura | 11 | Average Weekday | SCE | 1-in-2 | 2028 | 23 |  |  |  | 56.0838 | 1
| LCA | Big Creek/Ventura | 11 | Average Weekday | SCE | 1-in-2 | 2028 | 24 |  |  |  | 54.9755 | 1
| LCA | Big Creek/Ventura | 11 | Monthly System Peak Day | SCE | 1-in-2 | 2028 | 1 |  |  |  | 60.2319 | 1
| LCA | Big Creek/Ventura | 11 | Monthly System Peak Day | SCE | 1-in-2 | 2028 | 2 |  |  |  | 58.8138 | 1
| LCA | Big Creek/Ventura | 11 | Monthly System Peak Day | SCE | 1-in-2 | 2028 | 3 |  |  |  | 57.6 | 1
| LCA | Big Creek/Ventura | 11 | Monthly System Peak Day | SCE | 1-in-2 | 2028 | 4 |  |  |  | 57.1962 | 1
| LCA | Big Creek/Ventura | 11 | Monthly System Peak Day | SCE | 1-in-2 | 2028 | 5 |  |  |  | 56.0871 | 1
| LCA | Big Creek/Ventura | 11 | Monthly System Peak Day | SCE | 1-in-2 | 2028 | 6 |  |  |  | 54.9276 | 1
| LCA | Big Creek/Ventura | 11 | Monthly System Peak Day | SCE | 1-in-2 | 2028 | 7 |  |  |  | 54.0776 | 1
| LCA | Big Creek/Ventura | 11 | Monthly System Peak Day | SCE | 1-in-2 | 2028 | 8 |  |  |  | 53.8714 | 1
| LCA | Big Creek/Ventura | 11 | Monthly System Peak Day | SCE | 1-in-2 | 2028 | 9 |  |  |  | 55.2029 | 1
| LCA | Big Creek/Ventura | 11 | Monthly System Peak Day | SCE | 1-in-2 | 2028 | 10 |  |  |  | 61.1876 | 1
| LCA | Big Creek/Ventura | 11 | Monthly System Peak Day | SCE | 1-in-2 | 2028 | 11 |  |  |  | 68.3971 | 1
| LCA | Big Creek/Ventura | 11 | Monthly System Peak Day | SCE | 1-in-2 | 2028 | 12 |  |  |  | 74.5733 | 1
| LCA | Big Creek/Ventura | 11 | Monthly System Peak Day | SCE | 1-in-2 | 2028 | 13 |  |  |  | 78.44 | 1
| LCA | Big Creek/Ventura | 11 | Monthly System Peak Day | SCE | 1-in-2 | 2028 | 14 |  |  |  | 80.5714 | 1
| LCA | Big Creek/Ventura | 11 | Monthly System Peak Day | SCE | 1-in-2 | 2028 | 15 |  |  |  | 81.7524 | 1
| LCA | Big Creek/Ventura | 11 | Monthly System Peak Day | SCE | 1-in-2 | 2028 | 16 |  |  |  | 82.7476 | 1
| LCA | Big Creek/Ventura | 11 | Monthly System Peak Day | SCE | 1-in-2 | 2028 | 17 |  |  |  | 82.2381 | 1
| LCA | Big Creek/Ventura | 11 | Monthly System Peak Day | SCE | 1-in-2 | 2028 | 18 |  |  |  | 80.4829 | 1
| LCA | Big Creek/Ventura | 11 | Monthly System Peak Day | SCE | 1-in-2 | 2028 | 19 |  |  |  | 76.0557 | 1
| LCA | Big Creek/Ventura | 11 | Monthly System Peak Day | SCE | 1-in-2 | 2028 | 20 |  |  |  | 72.5062 | 1
| LCA | Big Creek/Ventura | 11 | Monthly System Peak Day | SCE | 1-in-2 | 2028 | 21 |  |  |  | 70.5219 | 1
| LCA | Big Creek/Ventura | 11 | Monthly System Peak Day | SCE | 1-in-2 | 2028 | 22 |  |  |  | 68.2462 | 1
| LCA | Big Creek/Ventura | 11 | Monthly System Peak Day | SCE | 1-in-2 | 2028 | 23 |  |  |  | 66.1267 | 1
| LCA | Big Creek/Ventura | 11 | Monthly System Peak Day | SCE | 1-in-2 | 2028 | 24 |  |  |  | 63.4557 | 1
| LCA | Big Creek/Ventura | 12 | Average Weekday | SCE | 1-in-2 | 2028 | 1 |  |  |  | 48.835 | 1
| LCA | Big Creek/Ventura | 12 | Average Weekday | SCE | 1-in-2 | 2028 | 2 |  |  |  | 48.1578 | 1
| LCA | Big Creek/Ventura | 12 | Average Weekday | SCE | 1-in-2 | 2028 | 3 |  |  |  | 47.5095 | 1
| LCA | Big Creek/Ventura | 12 | Average Weekday | SCE | 1-in-2 | 2028 | 4 |  |  |  | 47.0862 | 1
| LCA | Big Creek/Ventura | 12 | Average Weekday | SCE | 1-in-2 | 2028 | 5 |  |  |  | 46.5986 | 1
| LCA | Big Creek/Ventura | 12 | Average Weekday | SCE | 1-in-2 | 2028 | 6 |  |  |  | 46.1012 | 1
| LCA | Big Creek/Ventura | 12 | Average Weekday | SCE | 1-in-2 | 2028 | 7 |  |  |  | 45.7346 | 1
| LCA | Big Creek/Ventura | 12 | Average Weekday | SCE | 1-in-2 | 2028 | 8 |  |  |  | 45.516 | 1
| LCA | Big Creek/Ventura | 12 | Average Weekday | SCE | 1-in-2 | 2028 | 9 |  |  |  | 45.8981 | 1
| LCA | Big Creek/Ventura | 12 | Average Weekday | SCE | 1-in-2 | 2028 | 10 |  |  |  | 48.6449 | 1
| LCA | Big Creek/Ventura | 12 | Average Weekday | SCE | 1-in-2 | 2028 | 11 |  |  |  | 52.1651 | 1
| LCA | Big Creek/Ventura | 12 | Average Weekday | SCE | 1-in-2 | 2028 | 12 |  |  |  | 55.1199 | 1
| LCA | Big Creek/Ventura | 12 | Average Weekday | SCE | 1-in-2 | 2028 | 13 |  |  |  | 57.2949 | 1
| LCA | Big Creek/Ventura | 12 | Average Weekday | SCE | 1-in-2 | 2028 | 14 |  |  |  | 58.6188 | 1
| LCA | Big Creek/Ventura | 12 | Average Weekday | SCE | 1-in-2 | 2028 | 15 |  |  |  | 59.3146 | 1
| LCA | Big Creek/Ventura | 12 | Average Weekday | SCE | 1-in-2 | 2028 | 16 |  |  |  | 59.5146 | 1
| LCA | Big Creek/Ventura | 12 | Average Weekday | SCE | 1-in-2 | 2028 | 17 |  |  |  | 58.892 | 1
| LCA | Big Creek/Ventura | 12 | Average Weekday | SCE | 1-in-2 | 2028 | 18 |  |  |  | 57.1246 | 1
| LCA | Big Creek/Ventura | 12 | Average Weekday | SCE | 1-in-2 | 2028 | 19 |  |  |  | 54.8365 | 1
| LCA | Big Creek/Ventura | 12 | Average Weekday | SCE | 1-in-2 | 2028 | 20 |  |  |  | 53.0495 | 1
| LCA | Big Creek/Ventura | 12 | Average Weekday | SCE | 1-in-2 | 2028 | 21 |  |  |  | 51.5506 | 1
| LCA | Big Creek/Ventura | 12 | Average Weekday | SCE | 1-in-2 | 2028 | 22 |  |  |  | 50.4554 | 1
| LCA | Big Creek/Ventura | 12 | Average Weekday | SCE | 1-in-2 | 2028 | 23 |  |  |  | 49.5695 | 1
| LCA | Big Creek/Ventura | 12 | Average Weekday | SCE | 1-in-2 | 2028 | 24 |  |  |  | 48.7673 | 1
| LCA | Big Creek/Ventura | 12 | Monthly System Peak Day | SCE | 1-in-2 | 2028 | 1 |  |  |  | 41.5686 | 1
| LCA | Big Creek/Ventura | 12 | Monthly System Peak Day | SCE | 1-in-2 | 2028 | 2 |  |  |  | 40.4686 | 1
| LCA | Big Creek/Ventura | 12 | Monthly System Peak Day | SCE | 1-in-2 | 2028 | 3 |  |  |  | 39.6105 | 1
| LCA | Big Creek/Ventura | 12 | Monthly System Peak Day | SCE | 1-in-2 | 2028 | 4 |  |  |  | 38.6324 | 1
| LCA | Big Creek/Ventura | 12 | Monthly System Peak Day | SCE | 1-in-2 | 2028 | 5 |  |  |  | 38.0786 | 1
| LCA | Big Creek/Ventura | 12 | Monthly System Peak Day | SCE | 1-in-2 | 2028 | 6 |  |  |  | 37.5305 | 1
| LCA | Big Creek/Ventura | 12 | Monthly System Peak Day | SCE | 1-in-2 | 2028 | 7 |  |  |  | 37.1495 | 1
| LCA | Big Creek/Ventura | 12 | Monthly System Peak Day | SCE | 1-in-2 | 2028 | 8 |  |  |  | 37.141 | 1
| LCA | Big Creek/Ventura | 12 | Monthly System Peak Day | SCE | 1-in-2 | 2028 | 9 |  |  |  | 37.4405 | 1
| LCA | Big Creek/Ventura | 12 | Monthly System Peak Day | SCE | 1-in-2 | 2028 | 10 |  |  |  | 40.6867 | 1
| LCA | Big Creek/Ventura | 12 | Monthly System Peak Day | SCE | 1-in-2 | 2028 | 11 |  |  |  | 45.259 | 1
| LCA | Big Creek/Ventura | 12 | Monthly System Peak Day | SCE | 1-in-2 | 2028 | 12 |  |  |  | 48.8629 | 1
| LCA | Big Creek/Ventura | 12 | Monthly System Peak Day | SCE | 1-in-2 | 2028 | 13 |  |  |  | 50.551 | 1
| LCA | Big Creek/Ventura | 12 | Monthly System Peak Day | SCE | 1-in-2 | 2028 | 14 |  |  |  | 51.9633 | 1
| LCA | Big Creek/Ventura | 12 | Monthly System Peak Day | SCE | 1-in-2 | 2028 | 15 |  |  |  | 52.9886 | 1
| LCA | Big Creek/Ventura | 12 | Monthly System Peak Day | SCE | 1-in-2 | 2028 | 16 |  |  |  | 53.4748 | 1
| LCA | Big Creek/Ventura | 12 | Monthly System Peak Day | SCE | 1-in-2 | 2028 | 17 |  |  |  | 53.1986 | 1
| LCA | Big Creek/Ventura | 12 | Monthly System Peak Day | SCE | 1-in-2 | 2028 | 18 |  |  |  | 51.6167 | 1
| LCA | Big Creek/Ventura | 12 | Monthly System Peak Day | SCE | 1-in-2 | 2028 | 19 |  |  |  | 49.0557 | 1
| LCA | Big Creek/Ventura | 12 | Monthly System Peak Day | SCE | 1-in-2 | 2028 | 20 |  |  |  | 46.3252 | 1
| LCA | Big Creek/Ventura | 12 | Monthly System Peak Day | SCE | 1-in-2 | 2028 | 21 |  |  |  | 44.9024 | 1
| LCA | Big Creek/Ventura | 12 | Monthly System Peak Day | SCE | 1-in-2 | 2028 | 22 |  |  |  | 43.6133 | 1
| LCA | Big Creek/Ventura | 12 | Monthly System Peak Day | SCE | 1-in-2 | 2028 | 23 |  |  |  | 42.4038 | 1
| LCA | Big Creek/Ventura | 12 | Monthly System Peak Day | SCE | 1-in-2 | 2028 | 24 |  |  |  | 41.019 | 1
| LCA | Big Creek/Ventura | 1 | Average Weekday | SCE | 1-in-2 | 2029 | 1 |  |  |  | 49.1969 | 1
| LCA | Big Creek/Ventura | 1 | Average Weekday | SCE | 1-in-2 | 2029 | 2 |  |  |  | 48.2757 | 1
| LCA | Big Creek/Ventura | 1 | Average Weekday | SCE | 1-in-2 | 2029 | 3 |  |  |  | 47.5076 | 1
| LCA | Big Creek/Ventura | 1 | Average Weekday | SCE | 1-in-2 | 2029 | 4 |  |  |  | 46.8141 | 1
| LCA | Big Creek/Ventura | 1 | Average Weekday | SCE | 1-in-2 | 2029 | 5 |  |  |  | 46.1101 | 1
| LCA | Big Creek/Ventura | 1 | Average Weekday | SCE | 1-in-2 | 2029 | 6 |  |  |  | 45.3732 | 1
| LCA | Big Creek/Ventura | 1 | Average Weekday | SCE | 1-in-2 | 2029 | 7 |  |  |  | 44.7871 | 1
| LCA | Big Creek/Ventura | 1 | Average Weekday | SCE | 1-in-2 | 2029 | 8 |  |  |  | 44.7504 | 1
| LCA | Big Creek/Ventura | 1 | Average Weekday | SCE | 1-in-2 | 2029 | 9 |  |  |  | 45.2981 | 1
| LCA | Big Creek/Ventura | 1 | Average Weekday | SCE | 1-in-2 | 2029 | 10 |  |  |  | 49.3299 | 1
| LCA | Big Creek/Ventura | 1 | Average Weekday | SCE | 1-in-2 | 2029 | 11 |  |  |  | 54.2413 | 1
| LCA | Big Creek/Ventura | 1 | Average Weekday | SCE | 1-in-2 | 2029 | 12 |  |  |  | 58.3319 | 1
| LCA | Big Creek/Ventura | 1 | Average Weekday | SCE | 1-in-2 | 2029 | 13 |  |  |  | 61.3009 | 1
| LCA | Big Creek/Ventura | 1 | Average Weekday | SCE | 1-in-2 | 2029 | 14 |  |  |  | 63.1875 | 1
| LCA | Big Creek/Ventura | 1 | Average Weekday | SCE | 1-in-2 | 2029 | 15 |  |  |  | 64.3795 | 1
| LCA | Big Creek/Ventura | 1 | Average Weekday | SCE | 1-in-2 | 2029 | 16 |  |  |  | 64.8751 | 1
| LCA | Big Creek/Ventura | 1 | Average Weekday | SCE | 1-in-2 | 2029 | 17 |  |  |  | 64.3426 | 1
| LCA | Big Creek/Ventura | 1 | Average Weekday | SCE | 1-in-2 | 2029 | 18 |  |  |  | 62.5618 | 1
| LCA | Big Creek/Ventura | 1 | Average Weekday | SCE | 1-in-2 | 2029 | 19 |  |  |  | 59.5326 | 1
| LCA | Big Creek/Ventura | 1 | Average Weekday | SCE | 1-in-2 | 2029 | 20 |  |  |  | 56.9613 | 1
| LCA | Big Creek/Ventura | 1 | Average Weekday | SCE | 1-in-2 | 2029 | 21 |  |  |  | 54.9257 | 1
| LCA | Big Creek/Ventura | 1 | Average Weekday | SCE | 1-in-2 | 2029 | 22 |  |  |  | 53.2111 | 1
| LCA | Big Creek/Ventura | 1 | Average Weekday | SCE | 1-in-2 | 2029 | 23 |  |  |  | 51.841 | 1
| LCA | Big Creek/Ventura | 1 | Average Weekday | SCE | 1-in-2 | 2029 | 24 |  |  |  | 50.8538 | 1
| LCA | Big Creek/Ventura | 1 | Monthly System Peak Day | SCE | 1-in-2 | 2029 | 1 |  |  |  | 43.1152 | 1
| LCA | Big Creek/Ventura | 1 | Monthly System Peak Day | SCE | 1-in-2 | 2029 | 2 |  |  |  | 42.75 | 1
| LCA | Big Creek/Ventura | 1 | Monthly System Peak Day | SCE | 1-in-2 | 2029 | 3 |  |  |  | 41.8114 | 1
| LCA | Big Creek/Ventura | 1 | Monthly System Peak Day | SCE | 1-in-2 | 2029 | 4 |  |  |  | 40.7267 | 1
| LCA | Big Creek/Ventura | 1 | Monthly System Peak Day | SCE | 1-in-2 | 2029 | 5 |  |  |  | 39.2443 | 1
| LCA | Big Creek/Ventura | 1 | Monthly System Peak Day | SCE | 1-in-2 | 2029 | 6 |  |  |  | 38.76 | 1
| LCA | Big Creek/Ventura | 1 | Monthly System Peak Day | SCE | 1-in-2 | 2029 | 7 |  |  |  | 38.649 | 1
| LCA | Big Creek/Ventura | 1 | Monthly System Peak Day | SCE | 1-in-2 | 2029 | 8 |  |  |  | 38.91 | 1
| LCA | Big Creek/Ventura | 1 | Monthly System Peak Day | SCE | 1-in-2 | 2029 | 9 |  |  |  | 39.621 | 1
| LCA | Big Creek/Ventura | 1 | Monthly System Peak Day | SCE | 1-in-2 | 2029 | 10 |  |  |  | 42.7724 | 1
| LCA | Big Creek/Ventura | 1 | Monthly System Peak Day | SCE | 1-in-2 | 2029 | 11 |  |  |  | 45.9386 | 1
| LCA | Big Creek/Ventura | 1 | Monthly System Peak Day | SCE | 1-in-2 | 2029 | 12 |  |  |  | 48.2324 | 1
| LCA | Big Creek/Ventura | 1 | Monthly System Peak Day | SCE | 1-in-2 | 2029 | 13 |  |  |  | 49.9552 | 1
| LCA | Big Creek/Ventura | 1 | Monthly System Peak Day | SCE | 1-in-2 | 2029 | 14 |  |  |  | 51.1795 | 1
| LCA | Big Creek/Ventura | 1 | Monthly System Peak Day | SCE | 1-in-2 | 2029 | 15 |  |  |  | 51.9338 | 1
| LCA | Big Creek/Ventura | 1 | Monthly System Peak Day | SCE | 1-in-2 | 2029 | 16 |  |  |  | 52.5329 | 1
| LCA | Big Creek/Ventura | 1 | Monthly System Peak Day | SCE | 1-in-2 | 2029 | 17 |  |  |  | 52.7424 | 1
| LCA | Big Creek/Ventura | 1 | Monthly System Peak Day | SCE | 1-in-2 | 2029 | 18 |  |  |  | 51.91 | 1
| LCA | Big Creek/Ventura | 1 | Monthly System Peak Day | SCE | 1-in-2 | 2029 | 19 |  |  |  | 49.6876 | 1
| LCA | Big Creek/Ventura | 1 | Monthly System Peak Day | SCE | 1-in-2 | 2029 | 20 |  |  |  | 48.3543 | 1
| LCA | Big Creek/Ventura | 1 | Monthly System Peak Day | SCE | 1-in-2 | 2029 | 21 |  |  |  | 46.7295 | 1
| LCA | Big Creek/Ventura | 1 | Monthly System Peak Day | SCE | 1-in-2 | 2029 | 22 |  |  |  | 45.329 | 1
| LCA | Big Creek/Ventura | 1 | Monthly System Peak Day | SCE | 1-in-2 | 2029 | 23 |  |  |  | 43.6052 | 1
| LCA | Big Creek/Ventura | 1 | Monthly System Peak Day | SCE | 1-in-2 | 2029 | 24 |  |  |  | 42.4095 | 1
| LCA | Big Creek/Ventura | 2 | Average Weekday | SCE | 1-in-2 | 2029 | 1 |  |  |  | 49.2053 | 1
| LCA | Big Creek/Ventura | 2 | Average Weekday | SCE | 1-in-2 | 2029 | 2 |  |  |  | 48.2407 | 1
| LCA | Big Creek/Ventura | 2 | Average Weekday | SCE | 1-in-2 | 2029 | 3 |  |  |  | 47.2688 | 1
| LCA | Big Creek/Ventura | 2 | Average Weekday | SCE | 1-in-2 | 2029 | 4 |  |  |  | 46.3972 | 1
| LCA | Big Creek/Ventura | 2 | Average Weekday | SCE | 1-in-2 | 2029 | 5 |  |  |  | 45.7571 | 1
| LCA | Big Creek/Ventura | 2 | Average Weekday | SCE | 1-in-2 | 2029 | 6 |  |  |  | 45.0032 | 1
| LCA | Big Creek/Ventura | 2 | Average Weekday | SCE | 1-in-2 | 2029 | 7 |  |  |  | 44.6126 | 1
| LCA | Big Creek/Ventura | 2 | Average Weekday | SCE | 1-in-2 | 2029 | 8 |  |  |  | 44.4062 | 1
| LCA | Big Creek/Ventura | 2 | Average Weekday | SCE | 1-in-2 | 2029 | 9 |  |  |  | 45.7423 | 1
| LCA | Big Creek/Ventura | 2 | Average Weekday | SCE | 1-in-2 | 2029 | 10 |  |  |  | 49.8466 | 1
| LCA | Big Creek/Ventura | 2 | Average Weekday | SCE | 1-in-2 | 2029 | 11 |  |  |  | 54.3638 | 1
| LCA | Big Creek/Ventura | 2 | Average Weekday | SCE | 1-in-2 | 2029 | 12 |  |  |  | 58.0203 | 1
| LCA | Big Creek/Ventura | 2 | Average Weekday | SCE | 1-in-2 | 2029 | 13 |  |  |  | 60.717 | 1
| LCA | Big Creek/Ventura | 2 | Average Weekday | SCE | 1-in-2 | 2029 | 14 |  |  |  | 62.4777 | 1
| LCA | Big Creek/Ventura | 2 | Average Weekday | SCE | 1-in-2 | 2029 | 15 |  |  |  | 63.5056 | 1
| LCA | Big Creek/Ventura | 2 | Average Weekday | SCE | 1-in-2 | 2029 | 16 |  |  |  | 64.0437 | 1
| LCA | Big Creek/Ventura | 2 | Average Weekday | SCE | 1-in-2 | 2029 | 17 |  |  |  | 63.7273 | 1
| LCA | Big Creek/Ventura | 2 | Average Weekday | SCE | 1-in-2 | 2029 | 18 |  |  |  | 62.4272 | 1
| LCA | Big Creek/Ventura | 2 | Average Weekday | SCE | 1-in-2 | 2029 | 19 |  |  |  | 59.6754 | 1
| LCA | Big Creek/Ventura | 2 | Average Weekday | SCE | 1-in-2 | 2029 | 20 |  |  |  | 56.7044 | 1
| LCA | Big Creek/Ventura | 2 | Average Weekday | SCE | 1-in-2 | 2029 | 21 |  |  |  | 54.5686 | 1
| LCA | Big Creek/Ventura | 2 | Average Weekday | SCE | 1-in-2 | 2029 | 22 |  |  |  | 52.9939 | 1
| LCA | Big Creek/Ventura | 2 | Average Weekday | SCE | 1-in-2 | 2029 | 23 |  |  |  | 51.6964 | 1
| LCA | Big Creek/Ventura | 2 | Average Weekday | SCE | 1-in-2 | 2029 | 24 |  |  |  | 50.7309 | 1
| LCA | Big Creek/Ventura | 2 | Monthly System Peak Day | SCE | 1-in-2 | 2029 | 1 |  |  |  | 40.4005 | 1
| LCA | Big Creek/Ventura | 2 | Monthly System Peak Day | SCE | 1-in-2 | 2029 | 2 |  |  |  | 39.7419 | 1
| LCA | Big Creek/Ventura | 2 | Monthly System Peak Day | SCE | 1-in-2 | 2029 | 3 |  |  |  | 38.8505 | 1
| LCA | Big Creek/Ventura | 2 | Monthly System Peak Day | SCE | 1-in-2 | 2029 | 4 |  |  |  | 37.9643 | 1
| LCA | Big Creek/Ventura | 2 | Monthly System Peak Day | SCE | 1-in-2 | 2029 | 5 |  |  |  | 37.3381 | 1
| LCA | Big Creek/Ventura | 2 | Monthly System Peak Day | SCE | 1-in-2 | 2029 | 6 |  |  |  | 37.171 | 1
| LCA | Big Creek/Ventura | 2 | Monthly System Peak Day | SCE | 1-in-2 | 2029 | 7 |  |  |  | 37.5448 | 1
| LCA | Big Creek/Ventura | 2 | Monthly System Peak Day | SCE | 1-in-2 | 2029 | 8 |  |  |  | 38.9748 | 1
| LCA | Big Creek/Ventura | 2 | Monthly System Peak Day | SCE | 1-in-2 | 2029 | 9 |  |  |  | 40.9176 | 1
| LCA | Big Creek/Ventura | 2 | Monthly System Peak Day | SCE | 1-in-2 | 2029 | 10 |  |  |  | 43.481 | 1
| LCA | Big Creek/Ventura | 2 | Monthly System Peak Day | SCE | 1-in-2 | 2029 | 11 |  |  |  | 46.531 | 1
| LCA | Big Creek/Ventura | 2 | Monthly System Peak Day | SCE | 1-in-2 | 2029 | 12 |  |  |  | 48.9738 | 1
| LCA | Big Creek/Ventura | 2 | Monthly System Peak Day | SCE | 1-in-2 | 2029 | 13 |  |  |  | 51.3448 | 1
| LCA | Big Creek/Ventura | 2 | Monthly System Peak Day | SCE | 1-in-2 | 2029 | 14 |  |  |  | 53.14 | 1
| LCA | Big Creek/Ventura | 2 | Monthly System Peak Day | SCE | 1-in-2 | 2029 | 15 |  |  |  | 54.4452 | 1
| LCA | Big Creek/Ventura | 2 | Monthly System Peak Day | SCE | 1-in-2 | 2029 | 16 |  |  |  | 55.2262 | 1
| LCA | Big Creek/Ventura | 2 | Monthly System Peak Day | SCE | 1-in-2 | 2029 | 17 |  |  |  | 55.1676 | 1
| LCA | Big Creek/Ventura | 2 | Monthly System Peak Day | SCE | 1-in-2 | 2029 | 18 |  |  |  | 53.7229 | 1
| LCA | Big Creek/Ventura | 2 | Monthly System Peak Day | SCE | 1-in-2 | 2029 | 19 |  |  |  | 50.9062 | 1
| LCA | Big Creek/Ventura | 2 | Monthly System Peak Day | SCE | 1-in-2 | 2029 | 20 |  |  |  | 48.6162 | 1
| LCA | Big Creek/Ventura | 2 | Monthly System Peak Day | SCE | 1-in-2 | 2029 | 21 |  |  |  | 47.2352 | 1
| LCA | Big Creek/Ventura | 2 | Monthly System Peak Day | SCE | 1-in-2 | 2029 | 22 |  |  |  | 46.1538 | 1
| LCA | Big Creek/Ventura | 2 | Monthly System Peak Day | SCE | 1-in-2 | 2029 | 23 |  |  |  | 45.2914 | 1
| LCA | Big Creek/Ventura | 2 | Monthly System Peak Day | SCE | 1-in-2 | 2029 | 24 |  |  |  | 44.1919 | 1
| LCA | Big Creek/Ventura | 3 | Average Weekday | SCE | 1-in-2 | 2029 | 1 |  |  |  | 53.0931 | 1
| LCA | Big Creek/Ventura | 3 | Average Weekday | SCE | 1-in-2 | 2029 | 2 |  |  |  | 52.1518 | 1
| LCA | Big Creek/Ventura | 3 | Average Weekday | SCE | 1-in-2 | 2029 | 3 |  |  |  | 51.4361 | 1
| LCA | Big Creek/Ventura | 3 | Average Weekday | SCE | 1-in-2 | 2029 | 4 |  |  |  | 50.6088 | 1
| LCA | Big Creek/Ventura | 3 | Average Weekday | SCE | 1-in-2 | 2029 | 5 |  |  |  | 49.8264 | 1
| LCA | Big Creek/Ventura | 3 | Average Weekday | SCE | 1-in-2 | 2029 | 6 |  |  |  | 49.1144 | 1
| LCA | Big Creek/Ventura | 3 | Average Weekday | SCE | 1-in-2 | 2029 | 7 |  |  |  | 48.7286 | 1
| LCA | Big Creek/Ventura | 3 | Average Weekday | SCE | 1-in-2 | 2029 | 8 |  |  |  | 48.556 | 1
| LCA | Big Creek/Ventura | 3 | Average Weekday | SCE | 1-in-2 | 2029 | 9 |  |  |  | 49.6354 | 1
| LCA | Big Creek/Ventura | 3 | Average Weekday | SCE | 1-in-2 | 2029 | 10 |  |  |  | 52.7959 | 1
| LCA | Big Creek/Ventura | 3 | Average Weekday | SCE | 1-in-2 | 2029 | 11 |  |  |  | 56.5618 | 1
| LCA | Big Creek/Ventura | 3 | Average Weekday | SCE | 1-in-2 | 2029 | 12 |  |  |  | 59.7162 | 1
| LCA | Big Creek/Ventura | 3 | Average Weekday | SCE | 1-in-2 | 2029 | 13 |  |  |  | 62.131 | 1
| LCA | Big Creek/Ventura | 3 | Average Weekday | SCE | 1-in-2 | 2029 | 14 |  |  |  | 64.0488 | 1
| LCA | Big Creek/Ventura | 3 | Average Weekday | SCE | 1-in-2 | 2029 | 15 |  |  |  | 65.2261 | 1
| LCA | Big Creek/Ventura | 3 | Average Weekday | SCE | 1-in-2 | 2029 | 16 |  |  |  | 65.8385 | 1
| LCA | Big Creek/Ventura | 3 | Average Weekday | SCE | 1-in-2 | 2029 | 17 |  |  |  | 65.8408 | 1
| LCA | Big Creek/Ventura | 3 | Average Weekday | SCE | 1-in-2 | 2029 | 18 |  |  |  | 64.9116 | 1
| LCA | Big Creek/Ventura | 3 | Average Weekday | SCE | 1-in-2 | 2029 | 19 |  |  |  | 63.2278 | 1
| LCA | Big Creek/Ventura | 3 | Average Weekday | SCE | 1-in-2 | 2029 | 20 |  |  |  | 60.8901 | 1
| LCA | Big Creek/Ventura | 3 | Average Weekday | SCE | 1-in-2 | 2029 | 21 |  |  |  | 58.5405 | 1
| LCA | Big Creek/Ventura | 3 | Average Weekday | SCE | 1-in-2 | 2029 | 22 |  |  |  | 56.9835 | 1
| LCA | Big Creek/Ventura | 3 | Average Weekday | SCE | 1-in-2 | 2029 | 23 |  |  |  | 55.836 | 1
| LCA | Big Creek/Ventura | 3 | Average Weekday | SCE | 1-in-2 | 2029 | 24 |  |  |  | 54.7761 | 1
| LCA | Big Creek/Ventura | 3 | Monthly System Peak Day | SCE | 1-in-2 | 2029 | 1 |  |  |  | 52.1348 | 1
| LCA | Big Creek/Ventura | 3 | Monthly System Peak Day | SCE | 1-in-2 | 2029 | 2 |  |  |  | 51.1195 | 1
| LCA | Big Creek/Ventura | 3 | Monthly System Peak Day | SCE | 1-in-2 | 2029 | 3 |  |  |  | 49.7057 | 1
| LCA | Big Creek/Ventura | 3 | Monthly System Peak Day | SCE | 1-in-2 | 2029 | 4 |  |  |  | 49.4448 | 1
| LCA | Big Creek/Ventura | 3 | Monthly System Peak Day | SCE | 1-in-2 | 2029 | 5 |  |  |  | 48.8652 | 1
| LCA | Big Creek/Ventura | 3 | Monthly System Peak Day | SCE | 1-in-2 | 2029 | 6 |  |  |  | 47.5152 | 1
| LCA | Big Creek/Ventura | 3 | Monthly System Peak Day | SCE | 1-in-2 | 2029 | 7 |  |  |  | 47.2652 | 1
| LCA | Big Creek/Ventura | 3 | Monthly System Peak Day | SCE | 1-in-2 | 2029 | 8 |  |  |  | 46.5395 | 1
| LCA | Big Creek/Ventura | 3 | Monthly System Peak Day | SCE | 1-in-2 | 2029 | 9 |  |  |  | 46.9857 | 1
| LCA | Big Creek/Ventura | 3 | Monthly System Peak Day | SCE | 1-in-2 | 2029 | 10 |  |  |  | 50.7852 | 1
| LCA | Big Creek/Ventura | 3 | Monthly System Peak Day | SCE | 1-in-2 | 2029 | 11 |  |  |  | 55.9019 | 1
| LCA | Big Creek/Ventura | 3 | Monthly System Peak Day | SCE | 1-in-2 | 2029 | 12 |  |  |  | 60.2786 | 1
| LCA | Big Creek/Ventura | 3 | Monthly System Peak Day | SCE | 1-in-2 | 2029 | 13 |  |  |  | 63.6662 | 1
| LCA | Big Creek/Ventura | 3 | Monthly System Peak Day | SCE | 1-in-2 | 2029 | 14 |  |  |  | 65.9067 | 1
| LCA | Big Creek/Ventura | 3 | Monthly System Peak Day | SCE | 1-in-2 | 2029 | 15 |  |  |  | 67.1209 | 1
| LCA | Big Creek/Ventura | 3 | Monthly System Peak Day | SCE | 1-in-2 | 2029 | 16 |  |  |  | 68.249 | 1
| LCA | Big Creek/Ventura | 3 | Monthly System Peak Day | SCE | 1-in-2 | 2029 | 17 |  |  |  | 68.78 | 1
| LCA | Big Creek/Ventura | 3 | Monthly System Peak Day | SCE | 1-in-2 | 2029 | 18 |  |  |  | 68.3967 | 1
| LCA | Big Creek/Ventura | 3 | Monthly System Peak Day | SCE | 1-in-2 | 2029 | 19 |  |  |  | 67.0748 | 1
| LCA | Big Creek/Ventura | 3 | Monthly System Peak Day | SCE | 1-in-2 | 2029 | 20 |  |  |  | 64.8043 | 1
| LCA | Big Creek/Ventura | 3 | Monthly System Peak Day | SCE | 1-in-2 | 2029 | 21 |  |  |  | 61.4724 | 1
| LCA | Big Creek/Ventura | 3 | Monthly System Peak Day | SCE | 1-in-2 | 2029 | 22 |  |  |  | 59.0271 | 1
| LCA | Big Creek/Ventura | 3 | Monthly System Peak Day | SCE | 1-in-2 | 2029 | 23 |  |  |  | 57.2024 | 1
| LCA | Big Creek/Ventura | 3 | Monthly System Peak Day | SCE | 1-in-2 | 2029 | 24 |  |  |  | 56.16 | 1
| LCA | Big Creek/Ventura | 4 | Average Weekday | SCE | 1-in-2 | 2029 | 1 |  |  |  | 55.7977 | 1
| LCA | Big Creek/Ventura | 4 | Average Weekday | SCE | 1-in-2 | 2029 | 2 |  |  |  | 54.7457 | 1
| LCA | Big Creek/Ventura | 4 | Average Weekday | SCE | 1-in-2 | 2029 | 3 |  |  |  | 53.7439 | 1
| LCA | Big Creek/Ventura | 4 | Average Weekday | SCE | 1-in-2 | 2029 | 4 |  |  |  | 52.8991 | 1
| LCA | Big Creek/Ventura | 4 | Average Weekday | SCE | 1-in-2 | 2029 | 5 |  |  |  | 51.9919 | 1
| LCA | Big Creek/Ventura | 4 | Average Weekday | SCE | 1-in-2 | 2029 | 6 |  |  |  | 51.2931 | 1
| LCA | Big Creek/Ventura | 4 | Average Weekday | SCE | 1-in-2 | 2029 | 7 |  |  |  | 50.696 | 1
| LCA | Big Creek/Ventura | 4 | Average Weekday | SCE | 1-in-2 | 2029 | 8 |  |  |  | 50.4624 | 1
| LCA | Big Creek/Ventura | 4 | Average Weekday | SCE | 1-in-2 | 2029 | 9 |  |  |  | 52.1757 | 1
| LCA | Big Creek/Ventura | 4 | Average Weekday | SCE | 1-in-2 | 2029 | 10 |  |  |  | 55.7532 | 1
| LCA | Big Creek/Ventura | 4 | Average Weekday | SCE | 1-in-2 | 2029 | 11 |  |  |  | 59.4615 | 1
| LCA | Big Creek/Ventura | 4 | Average Weekday | SCE | 1-in-2 | 2029 | 12 |  |  |  | 62.6796 | 1
| LCA | Big Creek/Ventura | 4 | Average Weekday | SCE | 1-in-2 | 2029 | 13 |  |  |  | 65.204 | 1
| LCA | Big Creek/Ventura | 4 | Average Weekday | SCE | 1-in-2 | 2029 | 14 |  |  |  | 67.214 | 1
| LCA | Big Creek/Ventura | 4 | Average Weekday | SCE | 1-in-2 | 2029 | 15 |  |  |  | 68.4754 | 1
| LCA | Big Creek/Ventura | 4 | Average Weekday | SCE | 1-in-2 | 2029 | 16 |  |  |  | 69.0086 | 1
| LCA | Big Creek/Ventura | 4 | Average Weekday | SCE | 1-in-2 | 2029 | 17 |  |  |  | 68.995 | 1
| LCA | Big Creek/Ventura | 4 | Average Weekday | SCE | 1-in-2 | 2029 | 18 |  |  |  | 68.1884 | 1
| LCA | Big Creek/Ventura | 4 | Average Weekday | SCE | 1-in-2 | 2029 | 19 |  |  |  | 66.6823 | 1
| LCA | Big Creek/Ventura | 4 | Average Weekday | SCE | 1-in-2 | 2029 | 20 |  |  |  | 64.4104 | 1
| LCA | Big Creek/Ventura | 4 | Average Weekday | SCE | 1-in-2 | 2029 | 21 |  |  |  | 61.4054 | 1
| LCA | Big Creek/Ventura | 4 | Average Weekday | SCE | 1-in-2 | 2029 | 22 |  |  |  | 59.3045 | 1
| LCA | Big Creek/Ventura | 4 | Average Weekday | SCE | 1-in-2 | 2029 | 23 |  |  |  | 57.9252 | 1
| LCA | Big Creek/Ventura | 4 | Average Weekday | SCE | 1-in-2 | 2029 | 24 |  |  |  | 56.7051 | 1
| LCA | Big Creek/Ventura | 4 | Monthly System Peak Day | SCE | 1-in-2 | 2029 | 1 |  |  |  | 64.1605 | 1
| LCA | Big Creek/Ventura | 4 | Monthly System Peak Day | SCE | 1-in-2 | 2029 | 2 |  |  |  | 62.6005 | 1
| LCA | Big Creek/Ventura | 4 | Monthly System Peak Day | SCE | 1-in-2 | 2029 | 3 |  |  |  | 60.9767 | 1
| LCA | Big Creek/Ventura | 4 | Monthly System Peak Day | SCE | 1-in-2 | 2029 | 4 |  |  |  | 59.5152 | 1
| LCA | Big Creek/Ventura | 4 | Monthly System Peak Day | SCE | 1-in-2 | 2029 | 5 |  |  |  | 58.6233 | 1
| LCA | Big Creek/Ventura | 4 | Monthly System Peak Day | SCE | 1-in-2 | 2029 | 6 |  |  |  | 57.4505 | 1
| LCA | Big Creek/Ventura | 4 | Monthly System Peak Day | SCE | 1-in-2 | 2029 | 7 |  |  |  | 55.9357 | 1
| LCA | Big Creek/Ventura | 4 | Monthly System Peak Day | SCE | 1-in-2 | 2029 | 8 |  |  |  | 54.9186 | 1
| LCA | Big Creek/Ventura | 4 | Monthly System Peak Day | SCE | 1-in-2 | 2029 | 9 |  |  |  | 56.7148 | 1
| LCA | Big Creek/Ventura | 4 | Monthly System Peak Day | SCE | 1-in-2 | 2029 | 10 |  |  |  | 62.02 | 1
| LCA | Big Creek/Ventura | 4 | Monthly System Peak Day | SCE | 1-in-2 | 2029 | 11 |  |  |  | 68.0505 | 1
| LCA | Big Creek/Ventura | 4 | Monthly System Peak Day | SCE | 1-in-2 | 2029 | 12 |  |  |  | 73.0229 | 1
| LCA | Big Creek/Ventura | 4 | Monthly System Peak Day | SCE | 1-in-2 | 2029 | 13 |  |  |  | 77.369 | 1
| LCA | Big Creek/Ventura | 4 | Monthly System Peak Day | SCE | 1-in-2 | 2029 | 14 |  |  |  | 80.7048 | 1
| LCA | Big Creek/Ventura | 4 | Monthly System Peak Day | SCE | 1-in-2 | 2029 | 15 |  |  |  | 82.5714 | 1
| LCA | Big Creek/Ventura | 4 | Monthly System Peak Day | SCE | 1-in-2 | 2029 | 16 |  |  |  | 83.4857 | 1
| LCA | Big Creek/Ventura | 4 | Monthly System Peak Day | SCE | 1-in-2 | 2029 | 17 |  |  |  | 83.8905 | 1
| LCA | Big Creek/Ventura | 4 | Monthly System Peak Day | SCE | 1-in-2 | 2029 | 18 |  |  |  | 83.3762 | 1
| LCA | Big Creek/Ventura | 4 | Monthly System Peak Day | SCE | 1-in-2 | 2029 | 19 |  |  |  | 81.5748 | 1
| LCA | Big Creek/Ventura | 4 | Monthly System Peak Day | SCE | 1-in-2 | 2029 | 20 |  |  |  | 78.3414 | 1
| LCA | Big Creek/Ventura | 4 | Monthly System Peak Day | SCE | 1-in-2 | 2029 | 21 |  |  |  | 73.3995 | 1
| LCA | Big Creek/Ventura | 4 | Monthly System Peak Day | SCE | 1-in-2 | 2029 | 22 |  |  |  | 69.8876 | 1
| LCA | Big Creek/Ventura | 4 | Monthly System Peak Day | SCE | 1-in-2 | 2029 | 23 |  |  |  | 67.2867 | 1
| LCA | Big Creek/Ventura | 4 | Monthly System Peak Day | SCE | 1-in-2 | 2029 | 24 |  |  |  | 65.421 | 1
| LCA | Big Creek/Ventura | 5 | Average Weekday | SCE | 1-in-2 | 2029 | 1 |  |  |  | 59.9923 | 1
| LCA | Big Creek/Ventura | 5 | Average Weekday | SCE | 1-in-2 | 2029 | 2 |  |  |  | 58.9604 | 1
| LCA | Big Creek/Ventura | 5 | Average Weekday | SCE | 1-in-2 | 2029 | 3 |  |  |  | 58.0285 | 1
| LCA | Big Creek/Ventura | 5 | Average Weekday | SCE | 1-in-2 | 2029 | 4 |  |  |  | 57.1772 | 1
| LCA | Big Creek/Ventura | 5 | Average Weekday | SCE | 1-in-2 | 2029 | 5 |  |  |  | 56.5246 | 1
| LCA | Big Creek/Ventura | 5 | Average Weekday | SCE | 1-in-2 | 2029 | 6 |  |  |  | 55.8549 | 1
| LCA | Big Creek/Ventura | 5 | Average Weekday | SCE | 1-in-2 | 2029 | 7 |  |  |  | 55.2307 | 1
| LCA | Big Creek/Ventura | 5 | Average Weekday | SCE | 1-in-2 | 2029 | 8 |  |  |  | 55.5515 | 1
| LCA | Big Creek/Ventura | 5 | Average Weekday | SCE | 1-in-2 | 2029 | 9 |  |  |  | 58.2705 | 1
| LCA | Big Creek/Ventura | 5 | Average Weekday | SCE | 1-in-2 | 2029 | 10 |  |  |  | 61.5484 | 1
| LCA | Big Creek/Ventura | 5 | Average Weekday | SCE | 1-in-2 | 2029 | 11 |  |  |  | 64.8911 | 1
| LCA | Big Creek/Ventura | 5 | Average Weekday | SCE | 1-in-2 | 2029 | 12 |  |  |  | 67.8559 | 1
| LCA | Big Creek/Ventura | 5 | Average Weekday | SCE | 1-in-2 | 2029 | 13 |  |  |  | 70.274 | 1
| LCA | Big Creek/Ventura | 5 | Average Weekday | SCE | 1-in-2 | 2029 | 14 |  |  |  | 72.0602 | 1
| LCA | Big Creek/Ventura | 5 | Average Weekday | SCE | 1-in-2 | 2029 | 15 |  |  |  | 73.1902 | 1
| LCA | Big Creek/Ventura | 5 | Average Weekday | SCE | 1-in-2 | 2029 | 16 |  |  |  | 73.6664 | 1
| LCA | Big Creek/Ventura | 5 | Average Weekday | SCE | 1-in-2 | 2029 | 17 |  |  |  | 73.4822 | 1
| LCA | Big Creek/Ventura | 5 | Average Weekday | SCE | 1-in-2 | 2029 | 18 |  |  |  | 72.7404 | 1
| LCA | Big Creek/Ventura | 5 | Average Weekday | SCE | 1-in-2 | 2029 | 19 |  |  |  | 71.3964 | 1
| LCA | Big Creek/Ventura | 5 | Average Weekday | SCE | 1-in-2 | 2029 | 20 |  |  |  | 69.2439 | 1
| LCA | Big Creek/Ventura | 5 | Average Weekday | SCE | 1-in-2 | 2029 | 21 |  |  |  | 66.4425 | 1
| LCA | Big Creek/Ventura | 5 | Average Weekday | SCE | 1-in-2 | 2029 | 22 |  |  |  | 63.8796 | 1
| LCA | Big Creek/Ventura | 5 | Average Weekday | SCE | 1-in-2 | 2029 | 23 |  |  |  | 62.223 | 1
| LCA | Big Creek/Ventura | 5 | Average Weekday | SCE | 1-in-2 | 2029 | 24 |  |  |  | 60.8978 | 1
| LCA | Big Creek/Ventura | 5 | Monthly System Peak Day | SCE | 1-in-2 | 2029 | 1 |  |  |  | 66.7243 | 1
| LCA | Big Creek/Ventura | 5 | Monthly System Peak Day | SCE | 1-in-2 | 2029 | 2 |  |  |  | 65.2852 | 1
| LCA | Big Creek/Ventura | 5 | Monthly System Peak Day | SCE | 1-in-2 | 2029 | 3 |  |  |  | 64.0095 | 1
| LCA | Big Creek/Ventura | 5 | Monthly System Peak Day | SCE | 1-in-2 | 2029 | 4 |  |  |  | 62.2362 | 1
| LCA | Big Creek/Ventura | 5 | Monthly System Peak Day | SCE | 1-in-2 | 2029 | 5 |  |  |  | 60.7495 | 1
| LCA | Big Creek/Ventura | 5 | Monthly System Peak Day | SCE | 1-in-2 | 2029 | 6 |  |  |  | 59.761 | 1
| LCA | Big Creek/Ventura | 5 | Monthly System Peak Day | SCE | 1-in-2 | 2029 | 7 |  |  |  | 58.6738 | 1
| LCA | Big Creek/Ventura | 5 | Monthly System Peak Day | SCE | 1-in-2 | 2029 | 8 |  |  |  | 59.0181 | 1
| LCA | Big Creek/Ventura | 5 | Monthly System Peak Day | SCE | 1-in-2 | 2029 | 9 |  |  |  | 62.8176 | 1
| LCA | Big Creek/Ventura | 5 | Monthly System Peak Day | SCE | 1-in-2 | 2029 | 10 |  |  |  | 67.7938 | 1
| LCA | Big Creek/Ventura | 5 | Monthly System Peak Day | SCE | 1-in-2 | 2029 | 11 |  |  |  | 72.7814 | 1
| LCA | Big Creek/Ventura | 5 | Monthly System Peak Day | SCE | 1-in-2 | 2029 | 12 |  |  |  | 77.2243 | 1
| LCA | Big Creek/Ventura | 5 | Monthly System Peak Day | SCE | 1-in-2 | 2029 | 13 |  |  |  | 80.7552 | 1
| LCA | Big Creek/Ventura | 5 | Monthly System Peak Day | SCE | 1-in-2 | 2029 | 14 |  |  |  | 83.3238 | 1
| LCA | Big Creek/Ventura | 5 | Monthly System Peak Day | SCE | 1-in-2 | 2029 | 15 |  |  |  | 85.0205 | 1
| LCA | Big Creek/Ventura | 5 | Monthly System Peak Day | SCE | 1-in-2 | 2029 | 16 |  |  |  | 86.031 | 1
| LCA | Big Creek/Ventura | 5 | Monthly System Peak Day | SCE | 1-in-2 | 2029 | 17 |  |  |  | 85.3443 | 1
| LCA | Big Creek/Ventura | 5 | Monthly System Peak Day | SCE | 1-in-2 | 2029 | 18 |  |  |  | 83.8443 | 1
| LCA | Big Creek/Ventura | 5 | Monthly System Peak Day | SCE | 1-in-2 | 2029 | 19 |  |  |  | 81.5962 | 1
| LCA | Big Creek/Ventura | 5 | Monthly System Peak Day | SCE | 1-in-2 | 2029 | 20 |  |  |  | 78.9724 | 1
| LCA | Big Creek/Ventura | 5 | Monthly System Peak Day | SCE | 1-in-2 | 2029 | 21 |  |  |  | 74.9781 | 1
| LCA | Big Creek/Ventura | 5 | Monthly System Peak Day | SCE | 1-in-2 | 2029 | 22 |  |  |  | 71.9014 | 1
| LCA | Big Creek/Ventura | 5 | Monthly System Peak Day | SCE | 1-in-2 | 2029 | 23 |  |  |  | 70.5533 | 1
| LCA | Big Creek/Ventura | 5 | Monthly System Peak Day | SCE | 1-in-2 | 2029 | 24 |  |  |  | 69.5681 | 1
| LCA | Big Creek/Ventura | 6 | Average Weekday | SCE | 1-in-2 | 2029 | 1 |  |  |  | 64.4446 | 1
| LCA | Big Creek/Ventura | 6 | Average Weekday | SCE | 1-in-2 | 2029 | 2 |  |  |  | 63.2767 | 1
| LCA | Big Creek/Ventura | 6 | Average Weekday | SCE | 1-in-2 | 2029 | 3 |  |  |  | 62.2793 | 1
| LCA | Big Creek/Ventura | 6 | Average Weekday | SCE | 1-in-2 | 2029 | 4 |  |  |  | 61.464 | 1
| LCA | Big Creek/Ventura | 6 | Average Weekday | SCE | 1-in-2 | 2029 | 5 |  |  |  | 60.9021 | 1
| LCA | Big Creek/Ventura | 6 | Average Weekday | SCE | 1-in-2 | 2029 | 6 |  |  |  | 60.1695 | 1
| LCA | Big Creek/Ventura | 6 | Average Weekday | SCE | 1-in-2 | 2029 | 7 |  |  |  | 59.5618 | 1
| LCA | Big Creek/Ventura | 6 | Average Weekday | SCE | 1-in-2 | 2029 | 8 |  |  |  | 60.0648 | 1
| LCA | Big Creek/Ventura | 6 | Average Weekday | SCE | 1-in-2 | 2029 | 9 |  |  |  | 63.0612 | 1
| LCA | Big Creek/Ventura | 6 | Average Weekday | SCE | 1-in-2 | 2029 | 10 |  |  |  | 66.8253 | 1
| LCA | Big Creek/Ventura | 6 | Average Weekday | SCE | 1-in-2 | 2029 | 11 |  |  |  | 70.5864 | 1
| LCA | Big Creek/Ventura | 6 | Average Weekday | SCE | 1-in-2 | 2029 | 12 |  |  |  | 74.0185 | 1
| LCA | Big Creek/Ventura | 6 | Average Weekday | SCE | 1-in-2 | 2029 | 13 |  |  |  | 76.855 | 1
| LCA | Big Creek/Ventura | 6 | Average Weekday | SCE | 1-in-2 | 2029 | 14 |  |  |  | 79.0359 | 1
| LCA | Big Creek/Ventura | 6 | Average Weekday | SCE | 1-in-2 | 2029 | 15 |  |  |  | 80.4934 | 1
| LCA | Big Creek/Ventura | 6 | Average Weekday | SCE | 1-in-2 | 2029 | 16 |  |  |  | 81.064 | 1
| LCA | Big Creek/Ventura | 6 | Average Weekday | SCE | 1-in-2 | 2029 | 17 |  |  |  | 80.9841 | 1
| LCA | Big Creek/Ventura | 6 | Average Weekday | SCE | 1-in-2 | 2029 | 18 |  |  |  | 80.1426 | 1
| LCA | Big Creek/Ventura | 6 | Average Weekday | SCE | 1-in-2 | 2029 | 19 |  |  |  | 78.6553 | 1
| LCA | Big Creek/Ventura | 6 | Average Weekday | SCE | 1-in-2 | 2029 | 20 |  |  |  | 76.5709 | 1
| LCA | Big Creek/Ventura | 6 | Average Weekday | SCE | 1-in-2 | 2029 | 21 |  |  |  | 73.5264 | 1
| LCA | Big Creek/Ventura | 6 | Average Weekday | SCE | 1-in-2 | 2029 | 22 |  |  |  | 69.9663 | 1
| LCA | Big Creek/Ventura | 6 | Average Weekday | SCE | 1-in-2 | 2029 | 23 |  |  |  | 67.6652 | 1
| LCA | Big Creek/Ventura | 6 | Average Weekday | SCE | 1-in-2 | 2029 | 24 |  |  |  | 66.0613 | 1
| LCA | Big Creek/Ventura | 6 | Monthly System Peak Day | SCE | 1-in-2 | 2029 | 1 |  |  |  | 69.3795 | 1
| LCA | Big Creek/Ventura | 6 | Monthly System Peak Day | SCE | 1-in-2 | 2029 | 2 |  |  |  | 68.0986 | 1
| LCA | Big Creek/Ventura | 6 | Monthly System Peak Day | SCE | 1-in-2 | 2029 | 3 |  |  |  | 67.389 | 1
| LCA | Big Creek/Ventura | 6 | Monthly System Peak Day | SCE | 1-in-2 | 2029 | 4 |  |  |  | 66.4067 | 1
| LCA | Big Creek/Ventura | 6 | Monthly System Peak Day | SCE | 1-in-2 | 2029 | 5 |  |  |  | 65.8 | 1
| LCA | Big Creek/Ventura | 6 | Monthly System Peak Day | SCE | 1-in-2 | 2029 | 6 |  |  |  | 65.1929 | 1
| LCA | Big Creek/Ventura | 6 | Monthly System Peak Day | SCE | 1-in-2 | 2029 | 7 |  |  |  | 64.4767 | 1
| LCA | Big Creek/Ventura | 6 | Monthly System Peak Day | SCE | 1-in-2 | 2029 | 8 |  |  |  | 64.8881 | 1
| LCA | Big Creek/Ventura | 6 | Monthly System Peak Day | SCE | 1-in-2 | 2029 | 9 |  |  |  | 68.4833 | 1
| LCA | Big Creek/Ventura | 6 | Monthly System Peak Day | SCE | 1-in-2 | 2029 | 10 |  |  |  | 72.7905 | 1
| LCA | Big Creek/Ventura | 6 | Monthly System Peak Day | SCE | 1-in-2 | 2029 | 11 |  |  |  | 77.211 | 1
| LCA | Big Creek/Ventura | 6 | Monthly System Peak Day | SCE | 1-in-2 | 2029 | 12 |  |  |  | 80.7938 | 1
| LCA | Big Creek/Ventura | 6 | Monthly System Peak Day | SCE | 1-in-2 | 2029 | 13 |  |  |  | 82.7448 | 1
| LCA | Big Creek/Ventura | 6 | Monthly System Peak Day | SCE | 1-in-2 | 2029 | 14 |  |  |  | 84.38 | 1
| LCA | Big Creek/Ventura | 6 | Monthly System Peak Day | SCE | 1-in-2 | 2029 | 15 |  |  |  | 84.7967 | 1
| LCA | Big Creek/Ventura | 6 | Monthly System Peak Day | SCE | 1-in-2 | 2029 | 16 |  |  |  | 84.7538 | 1
| LCA | Big Creek/Ventura | 6 | Monthly System Peak Day | SCE | 1-in-2 | 2029 | 17 |  |  |  | 84.39 | 1
| LCA | Big Creek/Ventura | 6 | Monthly System Peak Day | SCE | 1-in-2 | 2029 | 18 |  |  |  | 84.1114 | 1
| LCA | Big Creek/Ventura | 6 | Monthly System Peak Day | SCE | 1-in-2 | 2029 | 19 |  |  |  | 83.2814 | 1
| LCA | Big Creek/Ventura | 6 | Monthly System Peak Day | SCE | 1-in-2 | 2029 | 20 |  |  |  | 81.3067 | 1
| LCA | Big Creek/Ventura | 6 | Monthly System Peak Day | SCE | 1-in-2 | 2029 | 21 |  |  |  | 77.8095 | 1
| LCA | Big Creek/Ventura | 6 | Monthly System Peak Day | SCE | 1-in-2 | 2029 | 22 |  |  |  | 73.9586 | 1
| LCA | Big Creek/Ventura | 6 | Monthly System Peak Day | SCE | 1-in-2 | 2029 | 23 |  |  |  | 71.219 | 1
| LCA | Big Creek/Ventura | 6 | Monthly System Peak Day | SCE | 1-in-2 | 2029 | 24 |  |  |  | 69.6 | 1
| LCA | Big Creek/Ventura | 7 | Average Weekday | SCE | 1-in-2 | 2029 | 1 |  |  |  | 69.4643 | 1
| LCA | Big Creek/Ventura | 7 | Average Weekday | SCE | 1-in-2 | 2029 | 2 |  |  |  | 68.4978 | 1
| LCA | Big Creek/Ventura | 7 | Average Weekday | SCE | 1-in-2 | 2029 | 3 |  |  |  | 67.7258 | 1
| LCA | Big Creek/Ventura | 7 | Average Weekday | SCE | 1-in-2 | 2029 | 4 |  |  |  | 67.0793 | 1
| LCA | Big Creek/Ventura | 7 | Average Weekday | SCE | 1-in-2 | 2029 | 5 |  |  |  | 66.3097 | 1
| LCA | Big Creek/Ventura | 7 | Average Weekday | SCE | 1-in-2 | 2029 | 6 |  |  |  | 65.6954 | 1
| LCA | Big Creek/Ventura | 7 | Average Weekday | SCE | 1-in-2 | 2029 | 7 |  |  |  | 65.1253 | 1
| LCA | Big Creek/Ventura | 7 | Average Weekday | SCE | 1-in-2 | 2029 | 8 |  |  |  | 65.3233 | 1
| LCA | Big Creek/Ventura | 7 | Average Weekday | SCE | 1-in-2 | 2029 | 9 |  |  |  | 67.873 | 1
| LCA | Big Creek/Ventura | 7 | Average Weekday | SCE | 1-in-2 | 2029 | 10 |  |  |  | 71.393 | 1
| LCA | Big Creek/Ventura | 7 | Average Weekday | SCE | 1-in-2 | 2029 | 11 |  |  |  | 75.2097 | 1
| LCA | Big Creek/Ventura | 7 | Average Weekday | SCE | 1-in-2 | 2029 | 12 |  |  |  | 78.9288 | 1
| LCA | Big Creek/Ventura | 7 | Average Weekday | SCE | 1-in-2 | 2029 | 13 |  |  |  | 81.7619 | 1
| LCA | Big Creek/Ventura | 7 | Average Weekday | SCE | 1-in-2 | 2029 | 14 |  |  |  | 83.9094 | 1
| LCA | Big Creek/Ventura | 7 | Average Weekday | SCE | 1-in-2 | 2029 | 15 |  |  |  | 85.285 | 1
| LCA | Big Creek/Ventura | 7 | Average Weekday | SCE | 1-in-2 | 2029 | 16 |  |  |  | 85.8065 | 1
| LCA | Big Creek/Ventura | 7 | Average Weekday | SCE | 1-in-2 | 2029 | 17 |  |  |  | 85.5142 | 1
| LCA | Big Creek/Ventura | 7 | Average Weekday | SCE | 1-in-2 | 2029 | 18 |  |  |  | 84.6145 | 1
| LCA | Big Creek/Ventura | 7 | Average Weekday | SCE | 1-in-2 | 2029 | 19 |  |  |  | 83.0359 | 1
| LCA | Big Creek/Ventura | 7 | Average Weekday | SCE | 1-in-2 | 2029 | 20 |  |  |  | 80.7123 | 1
| LCA | Big Creek/Ventura | 7 | Average Weekday | SCE | 1-in-2 | 2029 | 21 |  |  |  | 77.5898 | 1
| LCA | Big Creek/Ventura | 7 | Average Weekday | SCE | 1-in-2 | 2029 | 22 |  |  |  | 74.1539 | 1
| LCA | Big Creek/Ventura | 7 | Average Weekday | SCE | 1-in-2 | 2029 | 23 |  |  |  | 71.9988 | 1
| LCA | Big Creek/Ventura | 7 | Average Weekday | SCE | 1-in-2 | 2029 | 24 |  |  |  | 70.3567 | 1
| LCA | Big Creek/Ventura | 7 | Monthly System Peak Day | SCE | 1-in-2 | 2029 | 1 |  |  |  | 75.5571 | 1
| LCA | Big Creek/Ventura | 7 | Monthly System Peak Day | SCE | 1-in-2 | 2029 | 2 |  |  |  | 74.3481 | 1
| LCA | Big Creek/Ventura | 7 | Monthly System Peak Day | SCE | 1-in-2 | 2029 | 3 |  |  |  | 73.4614 | 1
| LCA | Big Creek/Ventura | 7 | Monthly System Peak Day | SCE | 1-in-2 | 2029 | 4 |  |  |  | 72.4367 | 1
| LCA | Big Creek/Ventura | 7 | Monthly System Peak Day | SCE | 1-in-2 | 2029 | 5 |  |  |  | 71.8838 | 1
| LCA | Big Creek/Ventura | 7 | Monthly System Peak Day | SCE | 1-in-2 | 2029 | 6 |  |  |  | 71.1448 | 1
| LCA | Big Creek/Ventura | 7 | Monthly System Peak Day | SCE | 1-in-2 | 2029 | 7 |  |  |  | 70.5248 | 1
| LCA | Big Creek/Ventura | 7 | Monthly System Peak Day | SCE | 1-in-2 | 2029 | 8 |  |  |  | 70.579 | 1
| LCA | Big Creek/Ventura | 7 | Monthly System Peak Day | SCE | 1-in-2 | 2029 | 9 |  |  |  | 73.89 | 1
| LCA | Big Creek/Ventura | 7 | Monthly System Peak Day | SCE | 1-in-2 | 2029 | 10 |  |  |  | 77.7652 | 1
| LCA | Big Creek/Ventura | 7 | Monthly System Peak Day | SCE | 1-in-2 | 2029 | 11 |  |  |  | 81.6867 | 1
| LCA | Big Creek/Ventura | 7 | Monthly System Peak Day | SCE | 1-in-2 | 2029 | 12 |  |  |  | 85.619 | 1
| LCA | Big Creek/Ventura | 7 | Monthly System Peak Day | SCE | 1-in-2 | 2029 | 13 |  |  |  | 89.7414 | 1
| LCA | Big Creek/Ventura | 7 | Monthly System Peak Day | SCE | 1-in-2 | 2029 | 14 |  |  |  | 91.7286 | 1
| LCA | Big Creek/Ventura | 7 | Monthly System Peak Day | SCE | 1-in-2 | 2029 | 15 |  |  |  | 93.2667 | 1
| LCA | Big Creek/Ventura | 7 | Monthly System Peak Day | SCE | 1-in-2 | 2029 | 16 |  |  |  | 93.6048 | 1
| LCA | Big Creek/Ventura | 7 | Monthly System Peak Day | SCE | 1-in-2 | 2029 | 17 |  |  |  | 93.1524 | 1
| LCA | Big Creek/Ventura | 7 | Monthly System Peak Day | SCE | 1-in-2 | 2029 | 18 |  |  |  | 92.9095 | 1
| LCA | Big Creek/Ventura | 7 | Monthly System Peak Day | SCE | 1-in-2 | 2029 | 19 |  |  |  | 91.5429 | 1
| LCA | Big Creek/Ventura | 7 | Monthly System Peak Day | SCE | 1-in-2 | 2029 | 20 |  |  |  | 88.79 | 1
| LCA | Big Creek/Ventura | 7 | Monthly System Peak Day | SCE | 1-in-2 | 2029 | 21 |  |  |  | 85.6629 | 1
| LCA | Big Creek/Ventura | 7 | Monthly System Peak Day | SCE | 1-in-2 | 2029 | 22 |  |  |  | 81.3624 | 1
| LCA | Big Creek/Ventura | 7 | Monthly System Peak Day | SCE | 1-in-2 | 2029 | 23 |  |  |  | 78.6919 | 1
| LCA | Big Creek/Ventura | 7 | Monthly System Peak Day | SCE | 1-in-2 | 2029 | 24 |  |  |  | 76.5924 | 1
| LCA | Big Creek/Ventura | 8 | Average Weekday | SCE | 1-in-2 | 2029 | 1 |  |  |  | 68.5607 | 1
| LCA | Big Creek/Ventura | 8 | Average Weekday | SCE | 1-in-2 | 2029 | 2 |  |  |  | 67.4839 | 1
| LCA | Big Creek/Ventura | 8 | Average Weekday | SCE | 1-in-2 | 2029 | 3 |  |  |  | 66.611 | 1
| LCA | Big Creek/Ventura | 8 | Average Weekday | SCE | 1-in-2 | 2029 | 4 |  |  |  | 65.9349 | 1
| LCA | Big Creek/Ventura | 8 | Average Weekday | SCE | 1-in-2 | 2029 | 5 |  |  |  | 65.135 | 1
| LCA | Big Creek/Ventura | 8 | Average Weekday | SCE | 1-in-2 | 2029 | 6 |  |  |  | 64.4324 | 1
| LCA | Big Creek/Ventura | 8 | Average Weekday | SCE | 1-in-2 | 2029 | 7 |  |  |  | 63.728 | 1
| LCA | Big Creek/Ventura | 8 | Average Weekday | SCE | 1-in-2 | 2029 | 8 |  |  |  | 63.4395 | 1
| LCA | Big Creek/Ventura | 8 | Average Weekday | SCE | 1-in-2 | 2029 | 9 |  |  |  | 65.4503 | 1
| LCA | Big Creek/Ventura | 8 | Average Weekday | SCE | 1-in-2 | 2029 | 10 |  |  |  | 69.565 | 1
| LCA | Big Creek/Ventura | 8 | Average Weekday | SCE | 1-in-2 | 2029 | 11 |  |  |  | 74.1577 | 1
| LCA | Big Creek/Ventura | 8 | Average Weekday | SCE | 1-in-2 | 2029 | 12 |  |  |  | 78.4984 | 1
| LCA | Big Creek/Ventura | 8 | Average Weekday | SCE | 1-in-2 | 2029 | 13 |  |  |  | 82.0149 | 1
| LCA | Big Creek/Ventura | 8 | Average Weekday | SCE | 1-in-2 | 2029 | 14 |  |  |  | 84.482 | 1
| LCA | Big Creek/Ventura | 8 | Average Weekday | SCE | 1-in-2 | 2029 | 15 |  |  |  | 86.0614 | 1
| LCA | Big Creek/Ventura | 8 | Average Weekday | SCE | 1-in-2 | 2029 | 16 |  |  |  | 86.7089 | 1
| LCA | Big Creek/Ventura | 8 | Average Weekday | SCE | 1-in-2 | 2029 | 17 |  |  |  | 86.5178 | 1
| LCA | Big Creek/Ventura | 8 | Average Weekday | SCE | 1-in-2 | 2029 | 18 |  |  |  | 85.4085 | 1
| LCA | Big Creek/Ventura | 8 | Average Weekday | SCE | 1-in-2 | 2029 | 19 |  |  |  | 83.4928 | 1
| LCA | Big Creek/Ventura | 8 | Average Weekday | SCE | 1-in-2 | 2029 | 20 |  |  |  | 80.6841 | 1
| LCA | Big Creek/Ventura | 8 | Average Weekday | SCE | 1-in-2 | 2029 | 21 |  |  |  | 77.0404 | 1
| LCA | Big Creek/Ventura | 8 | Average Weekday | SCE | 1-in-2 | 2029 | 22 |  |  |  | 73.9348 | 1
| LCA | Big Creek/Ventura | 8 | Average Weekday | SCE | 1-in-2 | 2029 | 23 |  |  |  | 71.6836 | 1
| LCA | Big Creek/Ventura | 8 | Average Weekday | SCE | 1-in-2 | 2029 | 24 |  |  |  | 69.9212 | 1
| LCA | Big Creek/Ventura | 8 | Monthly System Peak Day | SCE | 1-in-2 | 2029 | 1 |  |  |  | 76.0643 | 1
| LCA | Big Creek/Ventura | 8 | Monthly System Peak Day | SCE | 1-in-2 | 2029 | 2 |  |  |  | 74.5886 | 1
| LCA | Big Creek/Ventura | 8 | Monthly System Peak Day | SCE | 1-in-2 | 2029 | 3 |  |  |  | 73.6067 | 1
| LCA | Big Creek/Ventura | 8 | Monthly System Peak Day | SCE | 1-in-2 | 2029 | 4 |  |  |  | 72.8143 | 1
| LCA | Big Creek/Ventura | 8 | Monthly System Peak Day | SCE | 1-in-2 | 2029 | 5 |  |  |  | 71.9676 | 1
| LCA | Big Creek/Ventura | 8 | Monthly System Peak Day | SCE | 1-in-2 | 2029 | 6 |  |  |  | 71.21 | 1
| LCA | Big Creek/Ventura | 8 | Monthly System Peak Day | SCE | 1-in-2 | 2029 | 7 |  |  |  | 70.3867 | 1
| LCA | Big Creek/Ventura | 8 | Monthly System Peak Day | SCE | 1-in-2 | 2029 | 8 |  |  |  | 70.091 | 1
| LCA | Big Creek/Ventura | 8 | Monthly System Peak Day | SCE | 1-in-2 | 2029 | 9 |  |  |  | 72.1948 | 1
| LCA | Big Creek/Ventura | 8 | Monthly System Peak Day | SCE | 1-in-2 | 2029 | 10 |  |  |  | 76.5376 | 1
| LCA | Big Creek/Ventura | 8 | Monthly System Peak Day | SCE | 1-in-2 | 2029 | 11 |  |  |  | 81.8024 | 1
| LCA | Big Creek/Ventura | 8 | Monthly System Peak Day | SCE | 1-in-2 | 2029 | 12 |  |  |  | 86.4 | 1
| LCA | Big Creek/Ventura | 8 | Monthly System Peak Day | SCE | 1-in-2 | 2029 | 13 |  |  |  | 89.8429 | 1
| LCA | Big Creek/Ventura | 8 | Monthly System Peak Day | SCE | 1-in-2 | 2029 | 14 |  |  |  | 92.3667 | 1
| LCA | Big Creek/Ventura | 8 | Monthly System Peak Day | SCE | 1-in-2 | 2029 | 15 |  |  |  | 93.4571 | 1
| LCA | Big Creek/Ventura | 8 | Monthly System Peak Day | SCE | 1-in-2 | 2029 | 16 |  |  |  | 93.5143 | 1
| LCA | Big Creek/Ventura | 8 | Monthly System Peak Day | SCE | 1-in-2 | 2029 | 17 |  |  |  | 93.119 | 1
| LCA | Big Creek/Ventura | 8 | Monthly System Peak Day | SCE | 1-in-2 | 2029 | 18 |  |  |  | 91.8667 | 1
| LCA | Big Creek/Ventura | 8 | Monthly System Peak Day | SCE | 1-in-2 | 2029 | 19 |  |  |  | 90.169 | 1
| LCA | Big Creek/Ventura | 8 | Monthly System Peak Day | SCE | 1-in-2 | 2029 | 20 |  |  |  | 87.5733 | 1
| LCA | Big Creek/Ventura | 8 | Monthly System Peak Day | SCE | 1-in-2 | 2029 | 21 |  |  |  | 83.7948 | 1
| LCA | Big Creek/Ventura | 8 | Monthly System Peak Day | SCE | 1-in-2 | 2029 | 22 |  |  |  | 80.6219 | 1
| LCA | Big Creek/Ventura | 8 | Monthly System Peak Day | SCE | 1-in-2 | 2029 | 23 |  |  |  | 78.4271 | 1
| LCA | Big Creek/Ventura | 8 | Monthly System Peak Day | SCE | 1-in-2 | 2029 | 24 |  |  |  | 76.6548 | 1
| LCA | Big Creek/Ventura | 8 | Typical Event Day | SCE | 1-in-2 | 2029 | 1 |  |  |  | 73.6035 | 1
| LCA | Big Creek/Ventura | 8 | Typical Event Day | SCE | 1-in-2 | 2029 | 2 |  |  |  | 72.2619 | 1
| LCA | Big Creek/Ventura | 8 | Typical Event Day | SCE | 1-in-2 | 2029 | 3 |  |  |  | 71.4416 | 1
| LCA | Big Creek/Ventura | 8 | Typical Event Day | SCE | 1-in-2 | 2029 | 4 |  |  |  | 70.3174 | 1
| LCA | Big Creek/Ventura | 8 | Typical Event Day | SCE | 1-in-2 | 2029 | 5 |  |  |  | 69.4426 | 1
| LCA | Big Creek/Ventura | 8 | Typical Event Day | SCE | 1-in-2 | 2029 | 6 |  |  |  | 68.651 | 1
| LCA | Big Creek/Ventura | 8 | Typical Event Day | SCE | 1-in-2 | 2029 | 7 |  |  |  | 67.9617 | 1
| LCA | Big Creek/Ventura | 8 | Typical Event Day | SCE | 1-in-2 | 2029 | 8 |  |  |  | 67.9639 | 1
| LCA | Big Creek/Ventura | 8 | Typical Event Day | SCE | 1-in-2 | 2029 | 9 |  |  |  | 70.8694 | 1
| LCA | Big Creek/Ventura | 8 | Typical Event Day | SCE | 1-in-2 | 2029 | 10 |  |  |  | 75.26 | 1
| LCA | Big Creek/Ventura | 8 | Typical Event Day | SCE | 1-in-2 | 2029 | 11 |  |  |  | 80.0881 | 1
| LCA | Big Creek/Ventura | 8 | Typical Event Day | SCE | 1-in-2 | 2029 | 12 |  |  |  | 84.5068 | 1
| LCA | Big Creek/Ventura | 8 | Typical Event Day | SCE | 1-in-2 | 2029 | 13 |  |  |  | 87.9739 | 1
| LCA | Big Creek/Ventura | 8 | Typical Event Day | SCE | 1-in-2 | 2029 | 14 |  |  |  | 90.1355 | 1
| LCA | Big Creek/Ventura | 8 | Typical Event Day | SCE | 1-in-2 | 2029 | 15 |  |  |  | 91.2908 | 1
| LCA | Big Creek/Ventura | 8 | Typical Event Day | SCE | 1-in-2 | 2029 | 16 |  |  |  | 91.6587 | 1
| LCA | Big Creek/Ventura | 8 | Typical Event Day | SCE | 1-in-2 | 2029 | 17 |  |  |  | 91.3118 | 1
| LCA | Big Creek/Ventura | 8 | Typical Event Day | SCE | 1-in-2 | 2029 | 18 |  |  |  | 90.416 | 1
| LCA | Big Creek/Ventura | 8 | Typical Event Day | SCE | 1-in-2 | 2029 | 19 |  |  |  | 89.0079 | 1
| LCA | Big Creek/Ventura | 8 | Typical Event Day | SCE | 1-in-2 | 2029 | 20 |  |  |  | 86.3365 | 1
| LCA | Big Creek/Ventura | 8 | Typical Event Day | SCE | 1-in-2 | 2029 | 21 |  |  |  | 82.6415 | 1
| LCA | Big Creek/Ventura | 8 | Typical Event Day | SCE | 1-in-2 | 2029 | 22 |  |  |  | 79.0488 | 1
| LCA | Big Creek/Ventura | 8 | Typical Event Day | SCE | 1-in-2 | 2029 | 23 |  |  |  | 76.5554 | 1
| LCA | Big Creek/Ventura | 8 | Typical Event Day | SCE | 1-in-2 | 2029 | 24 |  |  |  | 74.7407 | 1
| LCA | Big Creek/Ventura | 9 | Average Weekday | SCE | 1-in-2 | 2029 | 1 |  |  |  | 67.0945 | 1
| LCA | Big Creek/Ventura | 9 | Average Weekday | SCE | 1-in-2 | 2029 | 2 |  |  |  | 66.0083 | 1
| LCA | Big Creek/Ventura | 9 | Average Weekday | SCE | 1-in-2 | 2029 | 3 |  |  |  | 65.0978 | 1
| LCA | Big Creek/Ventura | 9 | Average Weekday | SCE | 1-in-2 | 2029 | 4 |  |  |  | 64.2175 | 1
| LCA | Big Creek/Ventura | 9 | Average Weekday | SCE | 1-in-2 | 2029 | 5 |  |  |  | 63.36 | 1
| LCA | Big Creek/Ventura | 9 | Average Weekday | SCE | 1-in-2 | 2029 | 6 |  |  |  | 62.5899 | 1
| LCA | Big Creek/Ventura | 9 | Average Weekday | SCE | 1-in-2 | 2029 | 7 |  |  |  | 61.9902 | 1
| LCA | Big Creek/Ventura | 9 | Average Weekday | SCE | 1-in-2 | 2029 | 8 |  |  |  | 61.5601 | 1
| LCA | Big Creek/Ventura | 9 | Average Weekday | SCE | 1-in-2 | 2029 | 9 |  |  |  | 62.5275 | 1
| LCA | Big Creek/Ventura | 9 | Average Weekday | SCE | 1-in-2 | 2029 | 10 |  |  |  | 66.1297 | 1
| LCA | Big Creek/Ventura | 9 | Average Weekday | SCE | 1-in-2 | 2029 | 11 |  |  |  | 70.6571 | 1
| LCA | Big Creek/Ventura | 9 | Average Weekday | SCE | 1-in-2 | 2029 | 12 |  |  |  | 75.2291 | 1
| LCA | Big Creek/Ventura | 9 | Average Weekday | SCE | 1-in-2 | 2029 | 13 |  |  |  | 78.6246 | 1
| LCA | Big Creek/Ventura | 9 | Average Weekday | SCE | 1-in-2 | 2029 | 14 |  |  |  | 80.9918 | 1
| LCA | Big Creek/Ventura | 9 | Average Weekday | SCE | 1-in-2 | 2029 | 15 |  |  |  | 82.4881 | 1
| LCA | Big Creek/Ventura | 9 | Average Weekday | SCE | 1-in-2 | 2029 | 16 |  |  |  | 83.0949 | 1
| LCA | Big Creek/Ventura | 9 | Average Weekday | SCE | 1-in-2 | 2029 | 17 |  |  |  | 82.998 | 1
| LCA | Big Creek/Ventura | 9 | Average Weekday | SCE | 1-in-2 | 2029 | 18 |  |  |  | 81.9583 | 1
| LCA | Big Creek/Ventura | 9 | Average Weekday | SCE | 1-in-2 | 2029 | 19 |  |  |  | 80.0278 | 1
| LCA | Big Creek/Ventura | 9 | Average Weekday | SCE | 1-in-2 | 2029 | 20 |  |  |  | 77.0612 | 1
| LCA | Big Creek/Ventura | 9 | Average Weekday | SCE | 1-in-2 | 2029 | 21 |  |  |  | 73.5739 | 1
| LCA | Big Creek/Ventura | 9 | Average Weekday | SCE | 1-in-2 | 2029 | 22 |  |  |  | 71.3144 | 1
| LCA | Big Creek/Ventura | 9 | Average Weekday | SCE | 1-in-2 | 2029 | 23 |  |  |  | 69.4372 | 1
| LCA | Big Creek/Ventura | 9 | Average Weekday | SCE | 1-in-2 | 2029 | 24 |  |  |  | 67.9627 | 1
| LCA | Big Creek/Ventura | 9 | Monthly System Peak Day | SCE | 1-in-2 | 2029 | 1 |  |  |  | 73.4129 | 1
| LCA | Big Creek/Ventura | 9 | Monthly System Peak Day | SCE | 1-in-2 | 2029 | 2 |  |  |  | 72.0124 | 1
| LCA | Big Creek/Ventura | 9 | Monthly System Peak Day | SCE | 1-in-2 | 2029 | 3 |  |  |  | 71.3091 | 1
| LCA | Big Creek/Ventura | 9 | Monthly System Peak Day | SCE | 1-in-2 | 2029 | 4 |  |  |  | 69.6119 | 1
| LCA | Big Creek/Ventura | 9 | Monthly System Peak Day | SCE | 1-in-2 | 2029 | 5 |  |  |  | 68.119 | 1
| LCA | Big Creek/Ventura | 9 | Monthly System Peak Day | SCE | 1-in-2 | 2029 | 6 |  |  |  | 67.0562 | 1
| LCA | Big Creek/Ventura | 9 | Monthly System Peak Day | SCE | 1-in-2 | 2029 | 7 |  |  |  | 66.4586 | 1
| LCA | Big Creek/Ventura | 9 | Monthly System Peak Day | SCE | 1-in-2 | 2029 | 8 |  |  |  | 66.2976 | 1
| LCA | Big Creek/Ventura | 9 | Monthly System Peak Day | SCE | 1-in-2 | 2029 | 9 |  |  |  | 68.9095 | 1
| LCA | Big Creek/Ventura | 9 | Monthly System Peak Day | SCE | 1-in-2 | 2029 | 10 |  |  |  | 73.9467 | 1
| LCA | Big Creek/Ventura | 9 | Monthly System Peak Day | SCE | 1-in-2 | 2029 | 11 |  |  |  | 79.6524 | 1
| LCA | Big Creek/Ventura | 9 | Monthly System Peak Day | SCE | 1-in-2 | 2029 | 12 |  |  |  | 85.2143 | 1
| LCA | Big Creek/Ventura | 9 | Monthly System Peak Day | SCE | 1-in-2 | 2029 | 13 |  |  |  | 89.5667 | 1
| LCA | Big Creek/Ventura | 9 | Monthly System Peak Day | SCE | 1-in-2 | 2029 | 14 |  |  |  | 92.0667 | 1
| LCA | Big Creek/Ventura | 9 | Monthly System Peak Day | SCE | 1-in-2 | 2029 | 15 |  |  |  | 93.6429 | 1
| LCA | Big Creek/Ventura | 9 | Monthly System Peak Day | SCE | 1-in-2 | 2029 | 16 |  |  |  | 94.7619 | 1
| LCA | Big Creek/Ventura | 9 | Monthly System Peak Day | SCE | 1-in-2 | 2029 | 17 |  |  |  | 94.5857 | 1
| LCA | Big Creek/Ventura | 9 | Monthly System Peak Day | SCE | 1-in-2 | 2029 | 18 |  |  |  | 92.7762 | 1
| LCA | Big Creek/Ventura | 9 | Monthly System Peak Day | SCE | 1-in-2 | 2029 | 19 |  |  |  | 91.0381 | 1
| LCA | Big Creek/Ventura | 9 | Monthly System Peak Day | SCE | 1-in-2 | 2029 | 20 |  |  |  | 87.6762 | 1
| LCA | Big Creek/Ventura | 9 | Monthly System Peak Day | SCE | 1-in-2 | 2029 | 21 |  |  |  | 83.299 | 1
| LCA | Big Creek/Ventura | 9 | Monthly System Peak Day | SCE | 1-in-2 | 2029 | 22 |  |  |  | 80.2524 | 1
| LCA | Big Creek/Ventura | 9 | Monthly System Peak Day | SCE | 1-in-2 | 2029 | 23 |  |  |  | 77.8833 | 1
| LCA | Big Creek/Ventura | 9 | Monthly System Peak Day | SCE | 1-in-2 | 2029 | 24 |  |  |  | 76.1157 | 1
| LCA | Big Creek/Ventura | 10 | Average Weekday | SCE | 1-in-2 | 2029 | 1 |  |  |  | 60.8434 | 1
| LCA | Big Creek/Ventura | 10 | Average Weekday | SCE | 1-in-2 | 2029 | 2 |  |  |  | 59.8375 | 1
| LCA | Big Creek/Ventura | 10 | Average Weekday | SCE | 1-in-2 | 2029 | 3 |  |  |  | 59.0909 | 1
| LCA | Big Creek/Ventura | 10 | Average Weekday | SCE | 1-in-2 | 2029 | 4 |  |  |  | 58.2942 | 1
| LCA | Big Creek/Ventura | 10 | Average Weekday | SCE | 1-in-2 | 2029 | 5 |  |  |  | 57.419 | 1
| LCA | Big Creek/Ventura | 10 | Average Weekday | SCE | 1-in-2 | 2029 | 6 |  |  |  | 56.6993 | 1
| LCA | Big Creek/Ventura | 10 | Average Weekday | SCE | 1-in-2 | 2029 | 7 |  |  |  | 56.1217 | 1
| LCA | Big Creek/Ventura | 10 | Average Weekday | SCE | 1-in-2 | 2029 | 8 |  |  |  | 55.5776 | 1
| LCA | Big Creek/Ventura | 10 | Average Weekday | SCE | 1-in-2 | 2029 | 9 |  |  |  | 55.8193 | 1
| LCA | Big Creek/Ventura | 10 | Average Weekday | SCE | 1-in-2 | 2029 | 10 |  |  |  | 58.9899 | 1
| LCA | Big Creek/Ventura | 10 | Average Weekday | SCE | 1-in-2 | 2029 | 11 |  |  |  | 63.5706 | 1
| LCA | Big Creek/Ventura | 10 | Average Weekday | SCE | 1-in-2 | 2029 | 12 |  |  |  | 67.8169 | 1
| LCA | Big Creek/Ventura | 10 | Average Weekday | SCE | 1-in-2 | 2029 | 13 |  |  |  | 71.2654 | 1
| LCA | Big Creek/Ventura | 10 | Average Weekday | SCE | 1-in-2 | 2029 | 14 |  |  |  | 73.6774 | 1
| LCA | Big Creek/Ventura | 10 | Average Weekday | SCE | 1-in-2 | 2029 | 15 |  |  |  | 75.1392 | 1
| LCA | Big Creek/Ventura | 10 | Average Weekday | SCE | 1-in-2 | 2029 | 16 |  |  |  | 75.9602 | 1
| LCA | Big Creek/Ventura | 10 | Average Weekday | SCE | 1-in-2 | 2029 | 17 |  |  |  | 75.9954 | 1
| LCA | Big Creek/Ventura | 10 | Average Weekday | SCE | 1-in-2 | 2029 | 18 |  |  |  | 75.0633 | 1
| LCA | Big Creek/Ventura | 10 | Average Weekday | SCE | 1-in-2 | 2029 | 19 |  |  |  | 72.8882 | 1
| LCA | Big Creek/Ventura | 10 | Average Weekday | SCE | 1-in-2 | 2029 | 20 |  |  |  | 69.5432 | 1
| LCA | Big Creek/Ventura | 10 | Average Weekday | SCE | 1-in-2 | 2029 | 21 |  |  |  | 66.7562 | 1
| LCA | Big Creek/Ventura | 10 | Average Weekday | SCE | 1-in-2 | 2029 | 22 |  |  |  | 64.6155 | 1
| LCA | Big Creek/Ventura | 10 | Average Weekday | SCE | 1-in-2 | 2029 | 23 |  |  |  | 63.02 | 1
| LCA | Big Creek/Ventura | 10 | Average Weekday | SCE | 1-in-2 | 2029 | 24 |  |  |  | 61.6595 | 1
| LCA | Big Creek/Ventura | 10 | Monthly System Peak Day | SCE | 1-in-2 | 2029 | 1 |  |  |  | 67.0029 | 1
| LCA | Big Creek/Ventura | 10 | Monthly System Peak Day | SCE | 1-in-2 | 2029 | 2 |  |  |  | 65.6514 | 1
| LCA | Big Creek/Ventura | 10 | Monthly System Peak Day | SCE | 1-in-2 | 2029 | 3 |  |  |  | 65.2557 | 1
| LCA | Big Creek/Ventura | 10 | Monthly System Peak Day | SCE | 1-in-2 | 2029 | 4 |  |  |  | 64.9109 | 1
| LCA | Big Creek/Ventura | 10 | Monthly System Peak Day | SCE | 1-in-2 | 2029 | 5 |  |  |  | 64.531 | 1
| LCA | Big Creek/Ventura | 10 | Monthly System Peak Day | SCE | 1-in-2 | 2029 | 6 |  |  |  | 63.6452 | 1
| LCA | Big Creek/Ventura | 10 | Monthly System Peak Day | SCE | 1-in-2 | 2029 | 7 |  |  |  | 63.0557 | 1
| LCA | Big Creek/Ventura | 10 | Monthly System Peak Day | SCE | 1-in-2 | 2029 | 8 |  |  |  | 62.5152 | 1
| LCA | Big Creek/Ventura | 10 | Monthly System Peak Day | SCE | 1-in-2 | 2029 | 9 |  |  |  | 63.0662 | 1
| LCA | Big Creek/Ventura | 10 | Monthly System Peak Day | SCE | 1-in-2 | 2029 | 10 |  |  |  | 67.219 | 1
| LCA | Big Creek/Ventura | 10 | Monthly System Peak Day | SCE | 1-in-2 | 2029 | 11 |  |  |  | 73.3805 | 1
| LCA | Big Creek/Ventura | 10 | Monthly System Peak Day | SCE | 1-in-2 | 2029 | 12 |  |  |  | 78.8267 | 1
| LCA | Big Creek/Ventura | 10 | Monthly System Peak Day | SCE | 1-in-2 | 2029 | 13 |  |  |  | 82.4095 | 1
| LCA | Big Creek/Ventura | 10 | Monthly System Peak Day | SCE | 1-in-2 | 2029 | 14 |  |  |  | 84.5381 | 1
| LCA | Big Creek/Ventura | 10 | Monthly System Peak Day | SCE | 1-in-2 | 2029 | 15 |  |  |  | 86.2333 | 1
| LCA | Big Creek/Ventura | 10 | Monthly System Peak Day | SCE | 1-in-2 | 2029 | 16 |  |  |  | 87.4714 | 1
| LCA | Big Creek/Ventura | 10 | Monthly System Peak Day | SCE | 1-in-2 | 2029 | 17 |  |  |  | 88.1 | 1
| LCA | Big Creek/Ventura | 10 | Monthly System Peak Day | SCE | 1-in-2 | 2029 | 18 |  |  |  | 87.5619 | 1
| LCA | Big Creek/Ventura | 10 | Monthly System Peak Day | SCE | 1-in-2 | 2029 | 19 |  |  |  | 85.5571 | 1
| LCA | Big Creek/Ventura | 10 | Monthly System Peak Day | SCE | 1-in-2 | 2029 | 20 |  |  |  | 82.3776 | 1
| LCA | Big Creek/Ventura | 10 | Monthly System Peak Day | SCE | 1-in-2 | 2029 | 21 |  |  |  | 78.021 | 1
| LCA | Big Creek/Ventura | 10 | Monthly System Peak Day | SCE | 1-in-2 | 2029 | 22 |  |  |  | 74.4905 | 1
| LCA | Big Creek/Ventura | 10 | Monthly System Peak Day | SCE | 1-in-2 | 2029 | 23 |  |  |  | 71.9529 | 1
| LCA | Big Creek/Ventura | 10 | Monthly System Peak Day | SCE | 1-in-2 | 2029 | 24 |  |  |  | 70.4114 | 1
| LCA | Big Creek/Ventura | 11 | Average Weekday | SCE | 1-in-2 | 2029 | 1 |  |  |  | 53.9175 | 1
| LCA | Big Creek/Ventura | 11 | Average Weekday | SCE | 1-in-2 | 2029 | 2 |  |  |  | 52.9654 | 1
| LCA | Big Creek/Ventura | 11 | Average Weekday | SCE | 1-in-2 | 2029 | 3 |  |  |  | 52.119 | 1
| LCA | Big Creek/Ventura | 11 | Average Weekday | SCE | 1-in-2 | 2029 | 4 |  |  |  | 51.4859 | 1
| LCA | Big Creek/Ventura | 11 | Average Weekday | SCE | 1-in-2 | 2029 | 5 |  |  |  | 50.8619 | 1
| LCA | Big Creek/Ventura | 11 | Average Weekday | SCE | 1-in-2 | 2029 | 6 |  |  |  | 50.4477 | 1
| LCA | Big Creek/Ventura | 11 | Average Weekday | SCE | 1-in-2 | 2029 | 7 |  |  |  | 50.092 | 1
| LCA | Big Creek/Ventura | 11 | Average Weekday | SCE | 1-in-2 | 2029 | 8 |  |  |  | 49.9303 | 1
| LCA | Big Creek/Ventura | 11 | Average Weekday | SCE | 1-in-2 | 2029 | 9 |  |  |  | 51.3878 | 1
| LCA | Big Creek/Ventura | 11 | Average Weekday | SCE | 1-in-2 | 2029 | 10 |  |  |  | 55.3817 | 1
| LCA | Big Creek/Ventura | 11 | Average Weekday | SCE | 1-in-2 | 2029 | 11 |  |  |  | 59.8263 | 1
| LCA | Big Creek/Ventura | 11 | Average Weekday | SCE | 1-in-2 | 2029 | 12 |  |  |  | 63.6033 | 1
| LCA | Big Creek/Ventura | 11 | Average Weekday | SCE | 1-in-2 | 2029 | 13 |  |  |  | 66.1561 | 1
| LCA | Big Creek/Ventura | 11 | Average Weekday | SCE | 1-in-2 | 2029 | 14 |  |  |  | 67.744 | 1
| LCA | Big Creek/Ventura | 11 | Average Weekday | SCE | 1-in-2 | 2029 | 15 |  |  |  | 68.5688 | 1
| LCA | Big Creek/Ventura | 11 | Average Weekday | SCE | 1-in-2 | 2029 | 16 |  |  |  | 68.6934 | 1
| LCA | Big Creek/Ventura | 11 | Average Weekday | SCE | 1-in-2 | 2029 | 17 |  |  |  | 67.8531 | 1
| LCA | Big Creek/Ventura | 11 | Average Weekday | SCE | 1-in-2 | 2029 | 18 |  |  |  | 65.8777 | 1
| LCA | Big Creek/Ventura | 11 | Average Weekday | SCE | 1-in-2 | 2029 | 19 |  |  |  | 63.1399 | 1
| LCA | Big Creek/Ventura | 11 | Average Weekday | SCE | 1-in-2 | 2029 | 20 |  |  |  | 60.7551 | 1
| LCA | Big Creek/Ventura | 11 | Average Weekday | SCE | 1-in-2 | 2029 | 21 |  |  |  | 58.9363 | 1
| LCA | Big Creek/Ventura | 11 | Average Weekday | SCE | 1-in-2 | 2029 | 22 |  |  |  | 57.3429 | 1
| LCA | Big Creek/Ventura | 11 | Average Weekday | SCE | 1-in-2 | 2029 | 23 |  |  |  | 56.0838 | 1
| LCA | Big Creek/Ventura | 11 | Average Weekday | SCE | 1-in-2 | 2029 | 24 |  |  |  | 54.9755 | 1
| LCA | Big Creek/Ventura | 11 | Monthly System Peak Day | SCE | 1-in-2 | 2029 | 1 |  |  |  | 60.2319 | 1
| LCA | Big Creek/Ventura | 11 | Monthly System Peak Day | SCE | 1-in-2 | 2029 | 2 |  |  |  | 58.8138 | 1
| LCA | Big Creek/Ventura | 11 | Monthly System Peak Day | SCE | 1-in-2 | 2029 | 3 |  |  |  | 57.6 | 1
| LCA | Big Creek/Ventura | 11 | Monthly System Peak Day | SCE | 1-in-2 | 2029 | 4 |  |  |  | 57.1962 | 1
| LCA | Big Creek/Ventura | 11 | Monthly System Peak Day | SCE | 1-in-2 | 2029 | 5 |  |  |  | 56.0871 | 1
| LCA | Big Creek/Ventura | 11 | Monthly System Peak Day | SCE | 1-in-2 | 2029 | 6 |  |  |  | 54.9276 | 1
| LCA | Big Creek/Ventura | 11 | Monthly System Peak Day | SCE | 1-in-2 | 2029 | 7 |  |  |  | 54.0776 | 1
| LCA | Big Creek/Ventura | 11 | Monthly System Peak Day | SCE | 1-in-2 | 2029 | 8 |  |  |  | 53.8714 | 1
| LCA | Big Creek/Ventura | 11 | Monthly System Peak Day | SCE | 1-in-2 | 2029 | 9 |  |  |  | 55.2029 | 1
| LCA | Big Creek/Ventura | 11 | Monthly System Peak Day | SCE | 1-in-2 | 2029 | 10 |  |  |  | 61.1876 | 1
| LCA | Big Creek/Ventura | 11 | Monthly System Peak Day | SCE | 1-in-2 | 2029 | 11 |  |  |  | 68.3971 | 1
| LCA | Big Creek/Ventura | 11 | Monthly System Peak Day | SCE | 1-in-2 | 2029 | 12 |  |  |  | 74.5733 | 1
| LCA | Big Creek/Ventura | 11 | Monthly System Peak Day | SCE | 1-in-2 | 2029 | 13 |  |  |  | 78.44 | 1
| LCA | Big Creek/Ventura | 11 | Monthly System Peak Day | SCE | 1-in-2 | 2029 | 14 |  |  |  | 80.5714 | 1
| LCA | Big Creek/Ventura | 11 | Monthly System Peak Day | SCE | 1-in-2 | 2029 | 15 |  |  |  | 81.7524 | 1
| LCA | Big Creek/Ventura | 11 | Monthly System Peak Day | SCE | 1-in-2 | 2029 | 16 |  |  |  | 82.7476 | 1
| LCA | Big Creek/Ventura | 11 | Monthly System Peak Day | SCE | 1-in-2 | 2029 | 17 |  |  |  | 82.2381 | 1
| LCA | Big Creek/Ventura | 11 | Monthly System Peak Day | SCE | 1-in-2 | 2029 | 18 |  |  |  | 80.4829 | 1
| LCA | Big Creek/Ventura | 11 | Monthly System Peak Day | SCE | 1-in-2 | 2029 | 19 |  |  |  | 76.0557 | 1
| LCA | Big Creek/Ventura | 11 | Monthly System Peak Day | SCE | 1-in-2 | 2029 | 20 |  |  |  | 72.5062 | 1
| LCA | Big Creek/Ventura | 11 | Monthly System Peak Day | SCE | 1-in-2 | 2029 | 21 |  |  |  | 70.5219 | 1
| LCA | Big Creek/Ventura | 11 | Monthly System Peak Day | SCE | 1-in-2 | 2029 | 22 |  |  |  | 68.2462 | 1
| LCA | Big Creek/Ventura | 11 | Monthly System Peak Day | SCE | 1-in-2 | 2029 | 23 |  |  |  | 66.1267 | 1
| LCA | Big Creek/Ventura | 11 | Monthly System Peak Day | SCE | 1-in-2 | 2029 | 24 |  |  |  | 63.4557 | 1
| LCA | Big Creek/Ventura | 12 | Average Weekday | SCE | 1-in-2 | 2029 | 1 |  |  |  | 48.835 | 1
| LCA | Big Creek/Ventura | 12 | Average Weekday | SCE | 1-in-2 | 2029 | 2 |  |  |  | 48.1578 | 1
| LCA | Big Creek/Ventura | 12 | Average Weekday | SCE | 1-in-2 | 2029 | 3 |  |  |  | 47.5095 | 1
| LCA | Big Creek/Ventura | 12 | Average Weekday | SCE | 1-in-2 | 2029 | 4 |  |  |  | 47.0862 | 1
| LCA | Big Creek/Ventura | 12 | Average Weekday | SCE | 1-in-2 | 2029 | 5 |  |  |  | 46.5986 | 1
| LCA | Big Creek/Ventura | 12 | Average Weekday | SCE | 1-in-2 | 2029 | 6 |  |  |  | 46.1012 | 1
| LCA | Big Creek/Ventura | 12 | Average Weekday | SCE | 1-in-2 | 2029 | 7 |  |  |  | 45.7346 | 1
| LCA | Big Creek/Ventura | 12 | Average Weekday | SCE | 1-in-2 | 2029 | 8 |  |  |  | 45.516 | 1
| LCA | Big Creek/Ventura | 12 | Average Weekday | SCE | 1-in-2 | 2029 | 9 |  |  |  | 45.8981 | 1
| LCA | Big Creek/Ventura | 12 | Average Weekday | SCE | 1-in-2 | 2029 | 10 |  |  |  | 48.6449 | 1
| LCA | Big Creek/Ventura | 12 | Average Weekday | SCE | 1-in-2 | 2029 | 11 |  |  |  | 52.1651 | 1
| LCA | Big Creek/Ventura | 12 | Average Weekday | SCE | 1-in-2 | 2029 | 12 |  |  |  | 55.1199 | 1
| LCA | Big Creek/Ventura | 12 | Average Weekday | SCE | 1-in-2 | 2029 | 13 |  |  |  | 57.2949 | 1
| LCA | Big Creek/Ventura | 12 | Average Weekday | SCE | 1-in-2 | 2029 | 14 |  |  |  | 58.6188 | 1
| LCA | Big Creek/Ventura | 12 | Average Weekday | SCE | 1-in-2 | 2029 | 15 |  |  |  | 59.3146 | 1
| LCA | Big Creek/Ventura | 12 | Average Weekday | SCE | 1-in-2 | 2029 | 16 |  |  |  | 59.5146 | 1
| LCA | Big Creek/Ventura | 12 | Average Weekday | SCE | 1-in-2 | 2029 | 17 |  |  |  | 58.892 | 1
| LCA | Big Creek/Ventura | 12 | Average Weekday | SCE | 1-in-2 | 2029 | 18 |  |  |  | 57.1246 | 1
| LCA | Big Creek/Ventura | 12 | Average Weekday | SCE | 1-in-2 | 2029 | 19 |  |  |  | 54.8365 | 1
| LCA | Big Creek/Ventura | 12 | Average Weekday | SCE | 1-in-2 | 2029 | 20 |  |  |  | 53.0495 | 1
| LCA | Big Creek/Ventura | 12 | Average Weekday | SCE | 1-in-2 | 2029 | 21 |  |  |  | 51.5506 | 1
| LCA | Big Creek/Ventura | 12 | Average Weekday | SCE | 1-in-2 | 2029 | 22 |  |  |  | 50.4554 | 1
| LCA | Big Creek/Ventura | 12 | Average Weekday | SCE | 1-in-2 | 2029 | 23 |  |  |  | 49.5695 | 1
| LCA | Big Creek/Ventura | 12 | Average Weekday | SCE | 1-in-2 | 2029 | 24 |  |  |  | 48.7673 | 1
| LCA | Big Creek/Ventura | 12 | Monthly System Peak Day | SCE | 1-in-2 | 2029 | 1 |  |  |  | 41.5686 | 1
| LCA | Big Creek/Ventura | 12 | Monthly System Peak Day | SCE | 1-in-2 | 2029 | 2 |  |  |  | 40.4686 | 1
| LCA | Big Creek/Ventura | 12 | Monthly System Peak Day | SCE | 1-in-2 | 2029 | 3 |  |  |  | 39.6105 | 1
| LCA | Big Creek/Ventura | 12 | Monthly System Peak Day | SCE | 1-in-2 | 2029 | 4 |  |  |  | 38.6324 | 1
| LCA | Big Creek/Ventura | 12 | Monthly System Peak Day | SCE | 1-in-2 | 2029 | 5 |  |  |  | 38.0786 | 1
| LCA | Big Creek/Ventura | 12 | Monthly System Peak Day | SCE | 1-in-2 | 2029 | 6 |  |  |  | 37.5305 | 1
| LCA | Big Creek/Ventura | 12 | Monthly System Peak Day | SCE | 1-in-2 | 2029 | 7 |  |  |  | 37.1495 | 1
| LCA | Big Creek/Ventura | 12 | Monthly System Peak Day | SCE | 1-in-2 | 2029 | 8 |  |  |  | 37.141 | 1
| LCA | Big Creek/Ventura | 12 | Monthly System Peak Day | SCE | 1-in-2 | 2029 | 9 |  |  |  | 37.4405 | 1
| LCA | Big Creek/Ventura | 12 | Monthly System Peak Day | SCE | 1-in-2 | 2029 | 10 |  |  |  | 40.6867 | 1
| LCA | Big Creek/Ventura | 12 | Monthly System Peak Day | SCE | 1-in-2 | 2029 | 11 |  |  |  | 45.259 | 1
| LCA | Big Creek/Ventura | 12 | Monthly System Peak Day | SCE | 1-in-2 | 2029 | 12 |  |  |  | 48.8629 | 1
| LCA | Big Creek/Ventura | 12 | Monthly System Peak Day | SCE | 1-in-2 | 2029 | 13 |  |  |  | 50.551 | 1
| LCA | Big Creek/Ventura | 12 | Monthly System Peak Day | SCE | 1-in-2 | 2029 | 14 |  |  |  | 51.9633 | 1
| LCA | Big Creek/Ventura | 12 | Monthly System Peak Day | SCE | 1-in-2 | 2029 | 15 |  |  |  | 52.9886 | 1
| LCA | Big Creek/Ventura | 12 | Monthly System Peak Day | SCE | 1-in-2 | 2029 | 16 |  |  |  | 53.4748 | 1
| LCA | Big Creek/Ventura | 12 | Monthly System Peak Day | SCE | 1-in-2 | 2029 | 17 |  |  |  | 53.1986 | 1
| LCA | Big Creek/Ventura | 12 | Monthly System Peak Day | SCE | 1-in-2 | 2029 | 18 |  |  |  | 51.6167 | 1
| LCA | Big Creek/Ventura | 12 | Monthly System Peak Day | SCE | 1-in-2 | 2029 | 19 |  |  |  | 49.0557 | 1
| LCA | Big Creek/Ventura | 12 | Monthly System Peak Day | SCE | 1-in-2 | 2029 | 20 |  |  |  | 46.3252 | 1
| LCA | Big Creek/Ventura | 12 | Monthly System Peak Day | SCE | 1-in-2 | 2029 | 21 |  |  |  | 44.9024 | 1
| LCA | Big Creek/Ventura | 12 | Monthly System Peak Day | SCE | 1-in-2 | 2029 | 22 |  |  |  | 43.6133 | 1
| LCA | Big Creek/Ventura | 12 | Monthly System Peak Day | SCE | 1-in-2 | 2029 | 23 |  |  |  | 42.4038 | 1
| LCA | Big Creek/Ventura | 12 | Monthly System Peak Day | SCE | 1-in-2 | 2029 | 24 |  |  |  | 41.019 | 1
| LCA | Big Creek/Ventura | 1 | Average Weekday | SCE | 1-in-2 | 2030 | 1 |  |  |  | 49.1969 | 1
| LCA | Big Creek/Ventura | 1 | Average Weekday | SCE | 1-in-2 | 2030 | 2 |  |  |  | 48.2757 | 1
| LCA | Big Creek/Ventura | 1 | Average Weekday | SCE | 1-in-2 | 2030 | 3 |  |  |  | 47.5076 | 1
| LCA | Big Creek/Ventura | 1 | Average Weekday | SCE | 1-in-2 | 2030 | 4 |  |  |  | 46.8141 | 1
| LCA | Big Creek/Ventura | 1 | Average Weekday | SCE | 1-in-2 | 2030 | 5 |  |  |  | 46.1101 | 1
| LCA | Big Creek/Ventura | 1 | Average Weekday | SCE | 1-in-2 | 2030 | 6 |  |  |  | 45.3732 | 1
| LCA | Big Creek/Ventura | 1 | Average Weekday | SCE | 1-in-2 | 2030 | 7 |  |  |  | 44.7871 | 1
| LCA | Big Creek/Ventura | 1 | Average Weekday | SCE | 1-in-2 | 2030 | 8 |  |  |  | 44.7504 | 1
| LCA | Big Creek/Ventura | 1 | Average Weekday | SCE | 1-in-2 | 2030 | 9 |  |  |  | 45.2981 | 1
| LCA | Big Creek/Ventura | 1 | Average Weekday | SCE | 1-in-2 | 2030 | 10 |  |  |  | 49.3299 | 1
| LCA | Big Creek/Ventura | 1 | Average Weekday | SCE | 1-in-2 | 2030 | 11 |  |  |  | 54.2413 | 1
| LCA | Big Creek/Ventura | 1 | Average Weekday | SCE | 1-in-2 | 2030 | 12 |  |  |  | 58.3319 | 1
| LCA | Big Creek/Ventura | 1 | Average Weekday | SCE | 1-in-2 | 2030 | 13 |  |  |  | 61.3009 | 1
| LCA | Big Creek/Ventura | 1 | Average Weekday | SCE | 1-in-2 | 2030 | 14 |  |  |  | 63.1875 | 1
| LCA | Big Creek/Ventura | 1 | Average Weekday | SCE | 1-in-2 | 2030 | 15 |  |  |  | 64.3795 | 1
| LCA | Big Creek/Ventura | 1 | Average Weekday | SCE | 1-in-2 | 2030 | 16 |  |  |  | 64.8751 | 1
| LCA | Big Creek/Ventura | 1 | Average Weekday | SCE | 1-in-2 | 2030 | 17 |  |  |  | 64.3426 | 1
| LCA | Big Creek/Ventura | 1 | Average Weekday | SCE | 1-in-2 | 2030 | 18 |  |  |  | 62.5618 | 1
| LCA | Big Creek/Ventura | 1 | Average Weekday | SCE | 1-in-2 | 2030 | 19 |  |  |  | 59.5326 | 1
| LCA | Big Creek/Ventura | 1 | Average Weekday | SCE | 1-in-2 | 2030 | 20 |  |  |  | 56.9613 | 1
| LCA | Big Creek/Ventura | 1 | Average Weekday | SCE | 1-in-2 | 2030 | 21 |  |  |  | 54.9257 | 1
| LCA | Big Creek/Ventura | 1 | Average Weekday | SCE | 1-in-2 | 2030 | 22 |  |  |  | 53.2111 | 1
| LCA | Big Creek/Ventura | 1 | Average Weekday | SCE | 1-in-2 | 2030 | 23 |  |  |  | 51.841 | 1
| LCA | Big Creek/Ventura | 1 | Average Weekday | SCE | 1-in-2 | 2030 | 24 |  |  |  | 50.8538 | 1
| LCA | Big Creek/Ventura | 1 | Monthly System Peak Day | SCE | 1-in-2 | 2030 | 1 |  |  |  | 43.1152 | 1
| LCA | Big Creek/Ventura | 1 | Monthly System Peak Day | SCE | 1-in-2 | 2030 | 2 |  |  |  | 42.75 | 1
| LCA | Big Creek/Ventura | 1 | Monthly System Peak Day | SCE | 1-in-2 | 2030 | 3 |  |  |  | 41.8114 | 1
| LCA | Big Creek/Ventura | 1 | Monthly System Peak Day | SCE | 1-in-2 | 2030 | 4 |  |  |  | 40.7267 | 1
| LCA | Big Creek/Ventura | 1 | Monthly System Peak Day | SCE | 1-in-2 | 2030 | 5 |  |  |  | 39.2443 | 1
| LCA | Big Creek/Ventura | 1 | Monthly System Peak Day | SCE | 1-in-2 | 2030 | 6 |  |  |  | 38.76 | 1
| LCA | Big Creek/Ventura | 1 | Monthly System Peak Day | SCE | 1-in-2 | 2030 | 7 |  |  |  | 38.649 | 1
| LCA | Big Creek/Ventura | 1 | Monthly System Peak Day | SCE | 1-in-2 | 2030 | 8 |  |  |  | 38.91 | 1
| LCA | Big Creek/Ventura | 1 | Monthly System Peak Day | SCE | 1-in-2 | 2030 | 9 |  |  |  | 39.621 | 1
| LCA | Big Creek/Ventura | 1 | Monthly System Peak Day | SCE | 1-in-2 | 2030 | 10 |  |  |  | 42.7724 | 1
| LCA | Big Creek/Ventura | 1 | Monthly System Peak Day | SCE | 1-in-2 | 2030 | 11 |  |  |  | 45.9386 | 1
| LCA | Big Creek/Ventura | 1 | Monthly System Peak Day | SCE | 1-in-2 | 2030 | 12 |  |  |  | 48.2324 | 1
| LCA | Big Creek/Ventura | 1 | Monthly System Peak Day | SCE | 1-in-2 | 2030 | 13 |  |  |  | 49.9552 | 1
| LCA | Big Creek/Ventura | 1 | Monthly System Peak Day | SCE | 1-in-2 | 2030 | 14 |  |  |  | 51.1795 | 1
| LCA | Big Creek/Ventura | 1 | Monthly System Peak Day | SCE | 1-in-2 | 2030 | 15 |  |  |  | 51.9338 | 1
| LCA | Big Creek/Ventura | 1 | Monthly System Peak Day | SCE | 1-in-2 | 2030 | 16 |  |  |  | 52.5329 | 1
| LCA | Big Creek/Ventura | 1 | Monthly System Peak Day | SCE | 1-in-2 | 2030 | 17 |  |  |  | 52.7424 | 1
| LCA | Big Creek/Ventura | 1 | Monthly System Peak Day | SCE | 1-in-2 | 2030 | 18 |  |  |  | 51.91 | 1
| LCA | Big Creek/Ventura | 1 | Monthly System Peak Day | SCE | 1-in-2 | 2030 | 19 |  |  |  | 49.6876 | 1
| LCA | Big Creek/Ventura | 1 | Monthly System Peak Day | SCE | 1-in-2 | 2030 | 20 |  |  |  | 48.3543 | 1
| LCA | Big Creek/Ventura | 1 | Monthly System Peak Day | SCE | 1-in-2 | 2030 | 21 |  |  |  | 46.7295 | 1
| LCA | Big Creek/Ventura | 1 | Monthly System Peak Day | SCE | 1-in-2 | 2030 | 22 |  |  |  | 45.329 | 1
| LCA | Big Creek/Ventura | 1 | Monthly System Peak Day | SCE | 1-in-2 | 2030 | 23 |  |  |  | 43.6052 | 1
| LCA | Big Creek/Ventura | 1 | Monthly System Peak Day | SCE | 1-in-2 | 2030 | 24 |  |  |  | 42.4095 | 1
| LCA | Big Creek/Ventura | 2 | Average Weekday | SCE | 1-in-2 | 2030 | 1 |  |  |  | 49.2053 | 1
| LCA | Big Creek/Ventura | 2 | Average Weekday | SCE | 1-in-2 | 2030 | 2 |  |  |  | 48.2407 | 1
| LCA | Big Creek/Ventura | 2 | Average Weekday | SCE | 1-in-2 | 2030 | 3 |  |  |  | 47.2688 | 1
| LCA | Big Creek/Ventura | 2 | Average Weekday | SCE | 1-in-2 | 2030 | 4 |  |  |  | 46.3972 | 1
| LCA | Big Creek/Ventura | 2 | Average Weekday | SCE | 1-in-2 | 2030 | 5 |  |  |  | 45.7571 | 1
| LCA | Big Creek/Ventura | 2 | Average Weekday | SCE | 1-in-2 | 2030 | 6 |  |  |  | 45.0032 | 1
| LCA | Big Creek/Ventura | 2 | Average Weekday | SCE | 1-in-2 | 2030 | 7 |  |  |  | 44.6126 | 1
| LCA | Big Creek/Ventura | 2 | Average Weekday | SCE | 1-in-2 | 2030 | 8 |  |  |  | 44.4062 | 1
| LCA | Big Creek/Ventura | 2 | Average Weekday | SCE | 1-in-2 | 2030 | 9 |  |  |  | 45.7423 | 1
| LCA | Big Creek/Ventura | 2 | Average Weekday | SCE | 1-in-2 | 2030 | 10 |  |  |  | 49.8466 | 1
| LCA | Big Creek/Ventura | 2 | Average Weekday | SCE | 1-in-2 | 2030 | 11 |  |  |  | 54.3638 | 1
| LCA | Big Creek/Ventura | 2 | Average Weekday | SCE | 1-in-2 | 2030 | 12 |  |  |  | 58.0203 | 1
| LCA | Big Creek/Ventura | 2 | Average Weekday | SCE | 1-in-2 | 2030 | 13 |  |  |  | 60.717 | 1
| LCA | Big Creek/Ventura | 2 | Average Weekday | SCE | 1-in-2 | 2030 | 14 |  |  |  | 62.4777 | 1
| LCA | Big Creek/Ventura | 2 | Average Weekday | SCE | 1-in-2 | 2030 | 15 |  |  |  | 63.5056 | 1
| LCA | Big Creek/Ventura | 2 | Average Weekday | SCE | 1-in-2 | 2030 | 16 |  |  |  | 64.0437 | 1
| LCA | Big Creek/Ventura | 2 | Average Weekday | SCE | 1-in-2 | 2030 | 17 |  |  |  | 63.7273 | 1
| LCA | Big Creek/Ventura | 2 | Average Weekday | SCE | 1-in-2 | 2030 | 18 |  |  |  | 62.4272 | 1
| LCA | Big Creek/Ventura | 2 | Average Weekday | SCE | 1-in-2 | 2030 | 19 |  |  |  | 59.6754 | 1
| LCA | Big Creek/Ventura | 2 | Average Weekday | SCE | 1-in-2 | 2030 | 20 |  |  |  | 56.7044 | 1
| LCA | Big Creek/Ventura | 2 | Average Weekday | SCE | 1-in-2 | 2030 | 21 |  |  |  | 54.5686 | 1
| LCA | Big Creek/Ventura | 2 | Average Weekday | SCE | 1-in-2 | 2030 | 22 |  |  |  | 52.9939 | 1
| LCA | Big Creek/Ventura | 2 | Average Weekday | SCE | 1-in-2 | 2030 | 23 |  |  |  | 51.6964 | 1
| LCA | Big Creek/Ventura | 2 | Average Weekday | SCE | 1-in-2 | 2030 | 24 |  |  |  | 50.7309 | 1
| LCA | Big Creek/Ventura | 2 | Monthly System Peak Day | SCE | 1-in-2 | 2030 | 1 |  |  |  | 40.4005 | 1
| LCA | Big Creek/Ventura | 2 | Monthly System Peak Day | SCE | 1-in-2 | 2030 | 2 |  |  |  | 39.7419 | 1
| LCA | Big Creek/Ventura | 2 | Monthly System Peak Day | SCE | 1-in-2 | 2030 | 3 |  |  |  | 38.8505 | 1
| LCA | Big Creek/Ventura | 2 | Monthly System Peak Day | SCE | 1-in-2 | 2030 | 4 |  |  |  | 37.9643 | 1
| LCA | Big Creek/Ventura | 2 | Monthly System Peak Day | SCE | 1-in-2 | 2030 | 5 |  |  |  | 37.3381 | 1
| LCA | Big Creek/Ventura | 2 | Monthly System Peak Day | SCE | 1-in-2 | 2030 | 6 |  |  |  | 37.171 | 1
| LCA | Big Creek/Ventura | 2 | Monthly System Peak Day | SCE | 1-in-2 | 2030 | 7 |  |  |  | 37.5448 | 1
| LCA | Big Creek/Ventura | 2 | Monthly System Peak Day | SCE | 1-in-2 | 2030 | 8 |  |  |  | 38.9748 | 1
| LCA | Big Creek/Ventura | 2 | Monthly System Peak Day | SCE | 1-in-2 | 2030 | 9 |  |  |  | 40.9176 | 1
| LCA | Big Creek/Ventura | 2 | Monthly System Peak Day | SCE | 1-in-2 | 2030 | 10 |  |  |  | 43.481 | 1
| LCA | Big Creek/Ventura | 2 | Monthly System Peak Day | SCE | 1-in-2 | 2030 | 11 |  |  |  | 46.531 | 1
| LCA | Big Creek/Ventura | 2 | Monthly System Peak Day | SCE | 1-in-2 | 2030 | 12 |  |  |  | 48.9738 | 1
| LCA | Big Creek/Ventura | 2 | Monthly System Peak Day | SCE | 1-in-2 | 2030 | 13 |  |  |  | 51.3448 | 1
| LCA | Big Creek/Ventura | 2 | Monthly System Peak Day | SCE | 1-in-2 | 2030 | 14 |  |  |  | 53.14 | 1
| LCA | Big Creek/Ventura | 2 | Monthly System Peak Day | SCE | 1-in-2 | 2030 | 15 |  |  |  | 54.4452 | 1
| LCA | Big Creek/Ventura | 2 | Monthly System Peak Day | SCE | 1-in-2 | 2030 | 16 |  |  |  | 55.2262 | 1
| LCA | Big Creek/Ventura | 2 | Monthly System Peak Day | SCE | 1-in-2 | 2030 | 17 |  |  |  | 55.1676 | 1
| LCA | Big Creek/Ventura | 2 | Monthly System Peak Day | SCE | 1-in-2 | 2030 | 18 |  |  |  | 53.7229 | 1
| LCA | Big Creek/Ventura | 2 | Monthly System Peak Day | SCE | 1-in-2 | 2030 | 19 |  |  |  | 50.9062 | 1
| LCA | Big Creek/Ventura | 2 | Monthly System Peak Day | SCE | 1-in-2 | 2030 | 20 |  |  |  | 48.6162 | 1
| LCA | Big Creek/Ventura | 2 | Monthly System Peak Day | SCE | 1-in-2 | 2030 | 21 |  |  |  | 47.2352 | 1
| LCA | Big Creek/Ventura | 2 | Monthly System Peak Day | SCE | 1-in-2 | 2030 | 22 |  |  |  | 46.1538 | 1
| LCA | Big Creek/Ventura | 2 | Monthly System Peak Day | SCE | 1-in-2 | 2030 | 23 |  |  |  | 45.2914 | 1
| LCA | Big Creek/Ventura | 2 | Monthly System Peak Day | SCE | 1-in-2 | 2030 | 24 |  |  |  | 44.1919 | 1
| LCA | Big Creek/Ventura | 3 | Average Weekday | SCE | 1-in-2 | 2030 | 1 |  |  |  | 53.0931 | 1
| LCA | Big Creek/Ventura | 3 | Average Weekday | SCE | 1-in-2 | 2030 | 2 |  |  |  | 52.1518 | 1
| LCA | Big Creek/Ventura | 3 | Average Weekday | SCE | 1-in-2 | 2030 | 3 |  |  |  | 51.4361 | 1
| LCA | Big Creek/Ventura | 3 | Average Weekday | SCE | 1-in-2 | 2030 | 4 |  |  |  | 50.6088 | 1
| LCA | Big Creek/Ventura | 3 | Average Weekday | SCE | 1-in-2 | 2030 | 5 |  |  |  | 49.8264 | 1
| LCA | Big Creek/Ventura | 3 | Average Weekday | SCE | 1-in-2 | 2030 | 6 |  |  |  | 49.1144 | 1
| LCA | Big Creek/Ventura | 3 | Average Weekday | SCE | 1-in-2 | 2030 | 7 |  |  |  | 48.7286 | 1
| LCA | Big Creek/Ventura | 3 | Average Weekday | SCE | 1-in-2 | 2030 | 8 |  |  |  | 48.556 | 1
| LCA | Big Creek/Ventura | 3 | Average Weekday | SCE | 1-in-2 | 2030 | 9 |  |  |  | 49.6354 | 1
| LCA | Big Creek/Ventura | 3 | Average Weekday | SCE | 1-in-2 | 2030 | 10 |  |  |  | 52.7959 | 1
| LCA | Big Creek/Ventura | 3 | Average Weekday | SCE | 1-in-2 | 2030 | 11 |  |  |  | 56.5618 | 1
| LCA | Big Creek/Ventura | 3 | Average Weekday | SCE | 1-in-2 | 2030 | 12 |  |  |  | 59.7162 | 1
| LCA | Big Creek/Ventura | 3 | Average Weekday | SCE | 1-in-2 | 2030 | 13 |  |  |  | 62.131 | 1
| LCA | Big Creek/Ventura | 3 | Average Weekday | SCE | 1-in-2 | 2030 | 14 |  |  |  | 64.0488 | 1
| LCA | Big Creek/Ventura | 3 | Average Weekday | SCE | 1-in-2 | 2030 | 15 |  |  |  | 65.2261 | 1
| LCA | Big Creek/Ventura | 3 | Average Weekday | SCE | 1-in-2 | 2030 | 16 |  |  |  | 65.8385 | 1
| LCA | Big Creek/Ventura | 3 | Average Weekday | SCE | 1-in-2 | 2030 | 17 |  |  |  | 65.8408 | 1
| LCA | Big Creek/Ventura | 3 | Average Weekday | SCE | 1-in-2 | 2030 | 18 |  |  |  | 64.9116 | 1
| LCA | Big Creek/Ventura | 3 | Average Weekday | SCE | 1-in-2 | 2030 | 19 |  |  |  | 63.2278 | 1
| LCA | Big Creek/Ventura | 3 | Average Weekday | SCE | 1-in-2 | 2030 | 20 |  |  |  | 60.8901 | 1
| LCA | Big Creek/Ventura | 3 | Average Weekday | SCE | 1-in-2 | 2030 | 21 |  |  |  | 58.5405 | 1
| LCA | Big Creek/Ventura | 3 | Average Weekday | SCE | 1-in-2 | 2030 | 22 |  |  |  | 56.9835 | 1
| LCA | Big Creek/Ventura | 3 | Average Weekday | SCE | 1-in-2 | 2030 | 23 |  |  |  | 55.836 | 1
| LCA | Big Creek/Ventura | 3 | Average Weekday | SCE | 1-in-2 | 2030 | 24 |  |  |  | 54.7761 | 1
| LCA | Big Creek/Ventura | 3 | Monthly System Peak Day | SCE | 1-in-2 | 2030 | 1 |  |  |  | 52.1348 | 1
| LCA | Big Creek/Ventura | 3 | Monthly System Peak Day | SCE | 1-in-2 | 2030 | 2 |  |  |  | 51.1195 | 1
| LCA | Big Creek/Ventura | 3 | Monthly System Peak Day | SCE | 1-in-2 | 2030 | 3 |  |  |  | 49.7057 | 1
| LCA | Big Creek/Ventura | 3 | Monthly System Peak Day | SCE | 1-in-2 | 2030 | 4 |  |  |  | 49.4448 | 1
| LCA | Big Creek/Ventura | 3 | Monthly System Peak Day | SCE | 1-in-2 | 2030 | 5 |  |  |  | 48.8652 | 1
| LCA | Big Creek/Ventura | 3 | Monthly System Peak Day | SCE | 1-in-2 | 2030 | 6 |  |  |  | 47.5152 | 1
| LCA | Big Creek/Ventura | 3 | Monthly System Peak Day | SCE | 1-in-2 | 2030 | 7 |  |  |  | 47.2652 | 1
| LCA | Big Creek/Ventura | 3 | Monthly System Peak Day | SCE | 1-in-2 | 2030 | 8 |  |  |  | 46.5395 | 1
| LCA | Big Creek/Ventura | 3 | Monthly System Peak Day | SCE | 1-in-2 | 2030 | 9 |  |  |  | 46.9857 | 1
| LCA | Big Creek/Ventura | 3 | Monthly System Peak Day | SCE | 1-in-2 | 2030 | 10 |  |  |  | 50.7852 | 1
| LCA | Big Creek/Ventura | 3 | Monthly System Peak Day | SCE | 1-in-2 | 2030 | 11 |  |  |  | 55.9019 | 1
| LCA | Big Creek/Ventura | 3 | Monthly System Peak Day | SCE | 1-in-2 | 2030 | 12 |  |  |  | 60.2786 | 1
| LCA | Big Creek/Ventura | 3 | Monthly System Peak Day | SCE | 1-in-2 | 2030 | 13 |  |  |  | 63.6662 | 1
| LCA | Big Creek/Ventura | 3 | Monthly System Peak Day | SCE | 1-in-2 | 2030 | 14 |  |  |  | 65.9067 | 1
| LCA | Big Creek/Ventura | 3 | Monthly System Peak Day | SCE | 1-in-2 | 2030 | 15 |  |  |  | 67.1209 | 1
| LCA | Big Creek/Ventura | 3 | Monthly System Peak Day | SCE | 1-in-2 | 2030 | 16 |  |  |  | 68.249 | 1
| LCA | Big Creek/Ventura | 3 | Monthly System Peak Day | SCE | 1-in-2 | 2030 | 17 |  |  |  | 68.78 | 1
| LCA | Big Creek/Ventura | 3 | Monthly System Peak Day | SCE | 1-in-2 | 2030 | 18 |  |  |  | 68.3967 | 1
| LCA | Big Creek/Ventura | 3 | Monthly System Peak Day | SCE | 1-in-2 | 2030 | 19 |  |  |  | 67.0748 | 1
| LCA | Big Creek/Ventura | 3 | Monthly System Peak Day | SCE | 1-in-2 | 2030 | 20 |  |  |  | 64.8043 | 1
| LCA | Big Creek/Ventura | 3 | Monthly System Peak Day | SCE | 1-in-2 | 2030 | 21 |  |  |  | 61.4724 | 1
| LCA | Big Creek/Ventura | 3 | Monthly System Peak Day | SCE | 1-in-2 | 2030 | 22 |  |  |  | 59.0271 | 1
| LCA | Big Creek/Ventura | 3 | Monthly System Peak Day | SCE | 1-in-2 | 2030 | 23 |  |  |  | 57.2024 | 1
| LCA | Big Creek/Ventura | 3 | Monthly System Peak Day | SCE | 1-in-2 | 2030 | 24 |  |  |  | 56.16 | 1
| LCA | Big Creek/Ventura | 4 | Average Weekday | SCE | 1-in-2 | 2030 | 1 |  |  |  | 55.7977 | 1
| LCA | Big Creek/Ventura | 4 | Average Weekday | SCE | 1-in-2 | 2030 | 2 |  |  |  | 54.7457 | 1
| LCA | Big Creek/Ventura | 4 | Average Weekday | SCE | 1-in-2 | 2030 | 3 |  |  |  | 53.7439 | 1
| LCA | Big Creek/Ventura | 4 | Average Weekday | SCE | 1-in-2 | 2030 | 4 |  |  |  | 52.8991 | 1
| LCA | Big Creek/Ventura | 4 | Average Weekday | SCE | 1-in-2 | 2030 | 5 |  |  |  | 51.9919 | 1
| LCA | Big Creek/Ventura | 4 | Average Weekday | SCE | 1-in-2 | 2030 | 6 |  |  |  | 51.2931 | 1
| LCA | Big Creek/Ventura | 4 | Average Weekday | SCE | 1-in-2 | 2030 | 7 |  |  |  | 50.696 | 1
| LCA | Big Creek/Ventura | 4 | Average Weekday | SCE | 1-in-2 | 2030 | 8 |  |  |  | 50.4624 | 1
| LCA | Big Creek/Ventura | 4 | Average Weekday | SCE | 1-in-2 | 2030 | 9 |  |  |  | 52.1757 | 1
| LCA | Big Creek/Ventura | 4 | Average Weekday | SCE | 1-in-2 | 2030 | 10 |  |  |  | 55.7532 | 1
| LCA | Big Creek/Ventura | 4 | Average Weekday | SCE | 1-in-2 | 2030 | 11 |  |  |  | 59.4615 | 1
| LCA | Big Creek/Ventura | 4 | Average Weekday | SCE | 1-in-2 | 2030 | 12 |  |  |  | 62.6796 | 1
| LCA | Big Creek/Ventura | 4 | Average Weekday | SCE | 1-in-2 | 2030 | 13 |  |  |  | 65.204 | 1
| LCA | Big Creek/Ventura | 4 | Average Weekday | SCE | 1-in-2 | 2030 | 14 |  |  |  | 67.214 | 1
| LCA | Big Creek/Ventura | 4 | Average Weekday | SCE | 1-in-2 | 2030 | 15 |  |  |  | 68.4754 | 1
| LCA | Big Creek/Ventura | 4 | Average Weekday | SCE | 1-in-2 | 2030 | 16 |  |  |  | 69.0086 | 1
| LCA | Big Creek/Ventura | 4 | Average Weekday | SCE | 1-in-2 | 2030 | 17 |  |  |  | 68.995 | 1
| LCA | Big Creek/Ventura | 4 | Average Weekday | SCE | 1-in-2 | 2030 | 18 |  |  |  | 68.1884 | 1
| LCA | Big Creek/Ventura | 4 | Average Weekday | SCE | 1-in-2 | 2030 | 19 |  |  |  | 66.6823 | 1
| LCA | Big Creek/Ventura | 4 | Average Weekday | SCE | 1-in-2 | 2030 | 20 |  |  |  | 64.4104 | 1
| LCA | Big Creek/Ventura | 4 | Average Weekday | SCE | 1-in-2 | 2030 | 21 |  |  |  | 61.4054 | 1
| LCA | Big Creek/Ventura | 4 | Average Weekday | SCE | 1-in-2 | 2030 | 22 |  |  |  | 59.3045 | 1
| LCA | Big Creek/Ventura | 4 | Average Weekday | SCE | 1-in-2 | 2030 | 23 |  |  |  | 57.9252 | 1
| LCA | Big Creek/Ventura | 4 | Average Weekday | SCE | 1-in-2 | 2030 | 24 |  |  |  | 56.7051 | 1
| LCA | Big Creek/Ventura | 4 | Monthly System Peak Day | SCE | 1-in-2 | 2030 | 1 |  |  |  | 64.1605 | 1
| LCA | Big Creek/Ventura | 4 | Monthly System Peak Day | SCE | 1-in-2 | 2030 | 2 |  |  |  | 62.6005 | 1
| LCA | Big Creek/Ventura | 4 | Monthly System Peak Day | SCE | 1-in-2 | 2030 | 3 |  |  |  | 60.9767 | 1
| LCA | Big Creek/Ventura | 4 | Monthly System Peak Day | SCE | 1-in-2 | 2030 | 4 |  |  |  | 59.5152 | 1
| LCA | Big Creek/Ventura | 4 | Monthly System Peak Day | SCE | 1-in-2 | 2030 | 5 |  |  |  | 58.6233 | 1
| LCA | Big Creek/Ventura | 4 | Monthly System Peak Day | SCE | 1-in-2 | 2030 | 6 |  |  |  | 57.4505 | 1
| LCA | Big Creek/Ventura | 4 | Monthly System Peak Day | SCE | 1-in-2 | 2030 | 7 |  |  |  | 55.9357 | 1
| LCA | Big Creek/Ventura | 4 | Monthly System Peak Day | SCE | 1-in-2 | 2030 | 8 |  |  |  | 54.9186 | 1
| LCA | Big Creek/Ventura | 4 | Monthly System Peak Day | SCE | 1-in-2 | 2030 | 9 |  |  |  | 56.7148 | 1
| LCA | Big Creek/Ventura | 4 | Monthly System Peak Day | SCE | 1-in-2 | 2030 | 10 |  |  |  | 62.02 | 1
| LCA | Big Creek/Ventura | 4 | Monthly System Peak Day | SCE | 1-in-2 | 2030 | 11 |  |  |  | 68.0505 | 1
| LCA | Big Creek/Ventura | 4 | Monthly System Peak Day | SCE | 1-in-2 | 2030 | 12 |  |  |  | 73.0229 | 1
| LCA | Big Creek/Ventura | 4 | Monthly System Peak Day | SCE | 1-in-2 | 2030 | 13 |  |  |  | 77.369 | 1
| LCA | Big Creek/Ventura | 4 | Monthly System Peak Day | SCE | 1-in-2 | 2030 | 14 |  |  |  | 80.7048 | 1
| LCA | Big Creek/Ventura | 4 | Monthly System Peak Day | SCE | 1-in-2 | 2030 | 15 |  |  |  | 82.5714 | 1
| LCA | Big Creek/Ventura | 4 | Monthly System Peak Day | SCE | 1-in-2 | 2030 | 16 |  |  |  | 83.4857 | 1
| LCA | Big Creek/Ventura | 4 | Monthly System Peak Day | SCE | 1-in-2 | 2030 | 17 |  |  |  | 83.8905 | 1
| LCA | Big Creek/Ventura | 4 | Monthly System Peak Day | SCE | 1-in-2 | 2030 | 18 |  |  |  | 83.3762 | 1
| LCA | Big Creek/Ventura | 4 | Monthly System Peak Day | SCE | 1-in-2 | 2030 | 19 |  |  |  | 81.5748 | 1
| LCA | Big Creek/Ventura | 4 | Monthly System Peak Day | SCE | 1-in-2 | 2030 | 20 |  |  |  | 78.3414 | 1
| LCA | Big Creek/Ventura | 4 | Monthly System Peak Day | SCE | 1-in-2 | 2030 | 21 |  |  |  | 73.3995 | 1
| LCA | Big Creek/Ventura | 4 | Monthly System Peak Day | SCE | 1-in-2 | 2030 | 22 |  |  |  | 69.8876 | 1
| LCA | Big Creek/Ventura | 4 | Monthly System Peak Day | SCE | 1-in-2 | 2030 | 23 |  |  |  | 67.2867 | 1
| LCA | Big Creek/Ventura | 4 | Monthly System Peak Day | SCE | 1-in-2 | 2030 | 24 |  |  |  | 65.421 | 1
| LCA | Big Creek/Ventura | 5 | Average Weekday | SCE | 1-in-2 | 2030 | 1 |  |  |  | 59.9923 | 1
| LCA | Big Creek/Ventura | 5 | Average Weekday | SCE | 1-in-2 | 2030 | 2 |  |  |  | 58.9604 | 1
| LCA | Big Creek/Ventura | 5 | Average Weekday | SCE | 1-in-2 | 2030 | 3 |  |  |  | 58.0285 | 1
| LCA | Big Creek/Ventura | 5 | Average Weekday | SCE | 1-in-2 | 2030 | 4 |  |  |  | 57.1772 | 1
| LCA | Big Creek/Ventura | 5 | Average Weekday | SCE | 1-in-2 | 2030 | 5 |  |  |  | 56.5246 | 1
| LCA | Big Creek/Ventura | 5 | Average Weekday | SCE | 1-in-2 | 2030 | 6 |  |  |  | 55.8549 | 1
| LCA | Big Creek/Ventura | 5 | Average Weekday | SCE | 1-in-2 | 2030 | 7 |  |  |  | 55.2307 | 1
| LCA | Big Creek/Ventura | 5 | Average Weekday | SCE | 1-in-2 | 2030 | 8 |  |  |  | 55.5515 | 1
| LCA | Big Creek/Ventura | 5 | Average Weekday | SCE | 1-in-2 | 2030 | 9 |  |  |  | 58.2705 | 1
| LCA | Big Creek/Ventura | 5 | Average Weekday | SCE | 1-in-2 | 2030 | 10 |  |  |  | 61.5484 | 1
| LCA | Big Creek/Ventura | 5 | Average Weekday | SCE | 1-in-2 | 2030 | 11 |  |  |  | 64.8911 | 1
| LCA | Big Creek/Ventura | 5 | Average Weekday | SCE | 1-in-2 | 2030 | 12 |  |  |  | 67.8559 | 1
| LCA | Big Creek/Ventura | 5 | Average Weekday | SCE | 1-in-2 | 2030 | 13 |  |  |  | 70.274 | 1
| LCA | Big Creek/Ventura | 5 | Average Weekday | SCE | 1-in-2 | 2030 | 14 |  |  |  | 72.0602 | 1
| LCA | Big Creek/Ventura | 5 | Average Weekday | SCE | 1-in-2 | 2030 | 15 |  |  |  | 73.1902 | 1
| LCA | Big Creek/Ventura | 5 | Average Weekday | SCE | 1-in-2 | 2030 | 16 |  |  |  | 73.6664 | 1
| LCA | Big Creek/Ventura | 5 | Average Weekday | SCE | 1-in-2 | 2030 | 17 |  |  |  | 73.4822 | 1
| LCA | Big Creek/Ventura | 5 | Average Weekday | SCE | 1-in-2 | 2030 | 18 |  |  |  | 72.7404 | 1
| LCA | Big Creek/Ventura | 5 | Average Weekday | SCE | 1-in-2 | 2030 | 19 |  |  |  | 71.3964 | 1
| LCA | Big Creek/Ventura | 5 | Average Weekday | SCE | 1-in-2 | 2030 | 20 |  |  |  | 69.2439 | 1
| LCA | Big Creek/Ventura | 5 | Average Weekday | SCE | 1-in-2 | 2030 | 21 |  |  |  | 66.4425 | 1
| LCA | Big Creek/Ventura | 5 | Average Weekday | SCE | 1-in-2 | 2030 | 22 |  |  |  | 63.8796 | 1
| LCA | Big Creek/Ventura | 5 | Average Weekday | SCE | 1-in-2 | 2030 | 23 |  |  |  | 62.223 | 1
| LCA | Big Creek/Ventura | 5 | Average Weekday | SCE | 1-in-2 | 2030 | 24 |  |  |  | 60.8978 | 1
| LCA | Big Creek/Ventura | 5 | Monthly System Peak Day | SCE | 1-in-2 | 2030 | 1 |  |  |  | 66.7243 | 1
| LCA | Big Creek/Ventura | 5 | Monthly System Peak Day | SCE | 1-in-2 | 2030 | 2 |  |  |  | 65.2852 | 1
| LCA | Big Creek/Ventura | 5 | Monthly System Peak Day | SCE | 1-in-2 | 2030 | 3 |  |  |  | 64.0095 | 1
| LCA | Big Creek/Ventura | 5 | Monthly System Peak Day | SCE | 1-in-2 | 2030 | 4 |  |  |  | 62.2362 | 1
| LCA | Big Creek/Ventura | 5 | Monthly System Peak Day | SCE | 1-in-2 | 2030 | 5 |  |  |  | 60.7495 | 1
| LCA | Big Creek/Ventura | 5 | Monthly System Peak Day | SCE | 1-in-2 | 2030 | 6 |  |  |  | 59.761 | 1
| LCA | Big Creek/Ventura | 5 | Monthly System Peak Day | SCE | 1-in-2 | 2030 | 7 |  |  |  | 58.6738 | 1
| LCA | Big Creek/Ventura | 5 | Monthly System Peak Day | SCE | 1-in-2 | 2030 | 8 |  |  |  | 59.0181 | 1
| LCA | Big Creek/Ventura | 5 | Monthly System Peak Day | SCE | 1-in-2 | 2030 | 9 |  |  |  | 62.8176 | 1
| LCA | Big Creek/Ventura | 5 | Monthly System Peak Day | SCE | 1-in-2 | 2030 | 10 |  |  |  | 67.7938 | 1
| LCA | Big Creek/Ventura | 5 | Monthly System Peak Day | SCE | 1-in-2 | 2030 | 11 |  |  |  | 72.7814 | 1
| LCA | Big Creek/Ventura | 5 | Monthly System Peak Day | SCE | 1-in-2 | 2030 | 12 |  |  |  | 77.2243 | 1
| LCA | Big Creek/Ventura | 5 | Monthly System Peak Day | SCE | 1-in-2 | 2030 | 13 |  |  |  | 80.7552 | 1
| LCA | Big Creek/Ventura | 5 | Monthly System Peak Day | SCE | 1-in-2 | 2030 | 14 |  |  |  | 83.3238 | 1
| LCA | Big Creek/Ventura | 5 | Monthly System Peak Day | SCE | 1-in-2 | 2030 | 15 |  |  |  | 85.0205 | 1
| LCA | Big Creek/Ventura | 5 | Monthly System Peak Day | SCE | 1-in-2 | 2030 | 16 |  |  |  | 86.031 | 1
| LCA | Big Creek/Ventura | 5 | Monthly System Peak Day | SCE | 1-in-2 | 2030 | 17 |  |  |  | 85.3443 | 1
| LCA | Big Creek/Ventura | 5 | Monthly System Peak Day | SCE | 1-in-2 | 2030 | 18 |  |  |  | 83.8443 | 1
| LCA | Big Creek/Ventura | 5 | Monthly System Peak Day | SCE | 1-in-2 | 2030 | 19 |  |  |  | 81.5962 | 1
| LCA | Big Creek/Ventura | 5 | Monthly System Peak Day | SCE | 1-in-2 | 2030 | 20 |  |  |  | 78.9724 | 1
| LCA | Big Creek/Ventura | 5 | Monthly System Peak Day | SCE | 1-in-2 | 2030 | 21 |  |  |  | 74.9781 | 1
| LCA | Big Creek/Ventura | 5 | Monthly System Peak Day | SCE | 1-in-2 | 2030 | 22 |  |  |  | 71.9014 | 1
| LCA | Big Creek/Ventura | 5 | Monthly System Peak Day | SCE | 1-in-2 | 2030 | 23 |  |  |  | 70.5533 | 1
| LCA | Big Creek/Ventura | 5 | Monthly System Peak Day | SCE | 1-in-2 | 2030 | 24 |  |  |  | 69.5681 | 1
| LCA | Big Creek/Ventura | 6 | Average Weekday | SCE | 1-in-2 | 2030 | 1 |  |  |  | 64.4446 | 1
| LCA | Big Creek/Ventura | 6 | Average Weekday | SCE | 1-in-2 | 2030 | 2 |  |  |  | 63.2767 | 1
| LCA | Big Creek/Ventura | 6 | Average Weekday | SCE | 1-in-2 | 2030 | 3 |  |  |  | 62.2793 | 1
| LCA | Big Creek/Ventura | 6 | Average Weekday | SCE | 1-in-2 | 2030 | 4 |  |  |  | 61.464 | 1
| LCA | Big Creek/Ventura | 6 | Average Weekday | SCE | 1-in-2 | 2030 | 5 |  |  |  | 60.9021 | 1
| LCA | Big Creek/Ventura | 6 | Average Weekday | SCE | 1-in-2 | 2030 | 6 |  |  |  | 60.1695 | 1
| LCA | Big Creek/Ventura | 6 | Average Weekday | SCE | 1-in-2 | 2030 | 7 |  |  |  | 59.5618 | 1
| LCA | Big Creek/Ventura | 6 | Average Weekday | SCE | 1-in-2 | 2030 | 8 |  |  |  | 60.0648 | 1
| LCA | Big Creek/Ventura | 6 | Average Weekday | SCE | 1-in-2 | 2030 | 9 |  |  |  | 63.0612 | 1
| LCA | Big Creek/Ventura | 6 | Average Weekday | SCE | 1-in-2 | 2030 | 10 |  |  |  | 66.8253 | 1
| LCA | Big Creek/Ventura | 6 | Average Weekday | SCE | 1-in-2 | 2030 | 11 |  |  |  | 70.5864 | 1
| LCA | Big Creek/Ventura | 6 | Average Weekday | SCE | 1-in-2 | 2030 | 12 |  |  |  | 74.0185 | 1
| LCA | Big Creek/Ventura | 6 | Average Weekday | SCE | 1-in-2 | 2030 | 13 |  |  |  | 76.855 | 1
| LCA | Big Creek/Ventura | 6 | Average Weekday | SCE | 1-in-2 | 2030 | 14 |  |  |  | 79.0359 | 1
| LCA | Big Creek/Ventura | 6 | Average Weekday | SCE | 1-in-2 | 2030 | 15 |  |  |  | 80.4934 | 1
| LCA | Big Creek/Ventura | 6 | Average Weekday | SCE | 1-in-2 | 2030 | 16 |  |  |  | 81.064 | 1
| LCA | Big Creek/Ventura | 6 | Average Weekday | SCE | 1-in-2 | 2030 | 17 |  |  |  | 80.9841 | 1
| LCA | Big Creek/Ventura | 6 | Average Weekday | SCE | 1-in-2 | 2030 | 18 |  |  |  | 80.1426 | 1
| LCA | Big Creek/Ventura | 6 | Average Weekday | SCE | 1-in-2 | 2030 | 19 |  |  |  | 78.6553 | 1
| LCA | Big Creek/Ventura | 6 | Average Weekday | SCE | 1-in-2 | 2030 | 20 |  |  |  | 76.5709 | 1
| LCA | Big Creek/Ventura | 6 | Average Weekday | SCE | 1-in-2 | 2030 | 21 |  |  |  | 73.5264 | 1
| LCA | Big Creek/Ventura | 6 | Average Weekday | SCE | 1-in-2 | 2030 | 22 |  |  |  | 69.9663 | 1
| LCA | Big Creek/Ventura | 6 | Average Weekday | SCE | 1-in-2 | 2030 | 23 |  |  |  | 67.6652 | 1
| LCA | Big Creek/Ventura | 6 | Average Weekday | SCE | 1-in-2 | 2030 | 24 |  |  |  | 66.0613 | 1
| LCA | Big Creek/Ventura | 6 | Monthly System Peak Day | SCE | 1-in-2 | 2030 | 1 |  |  |  | 69.3795 | 1
| LCA | Big Creek/Ventura | 6 | Monthly System Peak Day | SCE | 1-in-2 | 2030 | 2 |  |  |  | 68.0986 | 1
| LCA | Big Creek/Ventura | 6 | Monthly System Peak Day | SCE | 1-in-2 | 2030 | 3 |  |  |  | 67.389 | 1
| LCA | Big Creek/Ventura | 6 | Monthly System Peak Day | SCE | 1-in-2 | 2030 | 4 |  |  |  | 66.4067 | 1
| LCA | Big Creek/Ventura | 6 | Monthly System Peak Day | SCE | 1-in-2 | 2030 | 5 |  |  |  | 65.8 | 1
| LCA | Big Creek/Ventura | 6 | Monthly System Peak Day | SCE | 1-in-2 | 2030 | 6 |  |  |  | 65.1929 | 1
| LCA | Big Creek/Ventura | 6 | Monthly System Peak Day | SCE | 1-in-2 | 2030 | 7 |  |  |  | 64.4767 | 1
| LCA | Big Creek/Ventura | 6 | Monthly System Peak Day | SCE | 1-in-2 | 2030 | 8 |  |  |  | 64.8881 | 1
| LCA | Big Creek/Ventura | 6 | Monthly System Peak Day | SCE | 1-in-2 | 2030 | 9 |  |  |  | 68.4833 | 1
| LCA | Big Creek/Ventura | 6 | Monthly System Peak Day | SCE | 1-in-2 | 2030 | 10 |  |  |  | 72.7905 | 1
| LCA | Big Creek/Ventura | 6 | Monthly System Peak Day | SCE | 1-in-2 | 2030 | 11 |  |  |  | 77.211 | 1
| LCA | Big Creek/Ventura | 6 | Monthly System Peak Day | SCE | 1-in-2 | 2030 | 12 |  |  |  | 80.7938 | 1
| LCA | Big Creek/Ventura | 6 | Monthly System Peak Day | SCE | 1-in-2 | 2030 | 13 |  |  |  | 82.7448 | 1
| LCA | Big Creek/Ventura | 6 | Monthly System Peak Day | SCE | 1-in-2 | 2030 | 14 |  |  |  | 84.38 | 1
| LCA | Big Creek/Ventura | 6 | Monthly System Peak Day | SCE | 1-in-2 | 2030 | 15 |  |  |  | 84.7967 | 1
| LCA | Big Creek/Ventura | 6 | Monthly System Peak Day | SCE | 1-in-2 | 2030 | 16 |  |  |  | 84.7538 | 1
| LCA | Big Creek/Ventura | 6 | Monthly System Peak Day | SCE | 1-in-2 | 2030 | 17 |  |  |  | 84.39 | 1
| LCA | Big Creek/Ventura | 6 | Monthly System Peak Day | SCE | 1-in-2 | 2030 | 18 |  |  |  | 84.1114 | 1
| LCA | Big Creek/Ventura | 6 | Monthly System Peak Day | SCE | 1-in-2 | 2030 | 19 |  |  |  | 83.2814 | 1
| LCA | Big Creek/Ventura | 6 | Monthly System Peak Day | SCE | 1-in-2 | 2030 | 20 |  |  |  | 81.3067 | 1
| LCA | Big Creek/Ventura | 6 | Monthly System Peak Day | SCE | 1-in-2 | 2030 | 21 |  |  |  | 77.8095 | 1
| LCA | Big Creek/Ventura | 6 | Monthly System Peak Day | SCE | 1-in-2 | 2030 | 22 |  |  |  | 73.9586 | 1
| LCA | Big Creek/Ventura | 6 | Monthly System Peak Day | SCE | 1-in-2 | 2030 | 23 |  |  |  | 71.219 | 1
| LCA | Big Creek/Ventura | 6 | Monthly System Peak Day | SCE | 1-in-2 | 2030 | 24 |  |  |  | 69.6 | 1
| LCA | Big Creek/Ventura | 7 | Average Weekday | SCE | 1-in-2 | 2030 | 1 |  |  |  | 69.4643 | 1
| LCA | Big Creek/Ventura | 7 | Average Weekday | SCE | 1-in-2 | 2030 | 2 |  |  |  | 68.4978 | 1
| LCA | Big Creek/Ventura | 7 | Average Weekday | SCE | 1-in-2 | 2030 | 3 |  |  |  | 67.7258 | 1
| LCA | Big Creek/Ventura | 7 | Average Weekday | SCE | 1-in-2 | 2030 | 4 |  |  |  | 67.0793 | 1
| LCA | Big Creek/Ventura | 7 | Average Weekday | SCE | 1-in-2 | 2030 | 5 |  |  |  | 66.3097 | 1
| LCA | Big Creek/Ventura | 7 | Average Weekday | SCE | 1-in-2 | 2030 | 6 |  |  |  | 65.6954 | 1
| LCA | Big Creek/Ventura | 7 | Average Weekday | SCE | 1-in-2 | 2030 | 7 |  |  |  | 65.1253 | 1
| LCA | Big Creek/Ventura | 7 | Average Weekday | SCE | 1-in-2 | 2030 | 8 |  |  |  | 65.3233 | 1
| LCA | Big Creek/Ventura | 7 | Average Weekday | SCE | 1-in-2 | 2030 | 9 |  |  |  | 67.873 | 1
| LCA | Big Creek/Ventura | 7 | Average Weekday | SCE | 1-in-2 | 2030 | 10 |  |  |  | 71.393 | 1
| LCA | Big Creek/Ventura | 7 | Average Weekday | SCE | 1-in-2 | 2030 | 11 |  |  |  | 75.2097 | 1
| LCA | Big Creek/Ventura | 7 | Average Weekday | SCE | 1-in-2 | 2030 | 12 |  |  |  | 78.9288 | 1
| LCA | Big Creek/Ventura | 7 | Average Weekday | SCE | 1-in-2 | 2030 | 13 |  |  |  | 81.7619 | 1
| LCA | Big Creek/Ventura | 7 | Average Weekday | SCE | 1-in-2 | 2030 | 14 |  |  |  | 83.9094 | 1
| LCA | Big Creek/Ventura | 7 | Average Weekday | SCE | 1-in-2 | 2030 | 15 |  |  |  | 85.285 | 1
| LCA | Big Creek/Ventura | 7 | Average Weekday | SCE | 1-in-2 | 2030 | 16 |  |  |  | 85.8065 | 1
| LCA | Big Creek/Ventura | 7 | Average Weekday | SCE | 1-in-2 | 2030 | 17 |  |  |  | 85.5142 | 1
| LCA | Big Creek/Ventura | 7 | Average Weekday | SCE | 1-in-2 | 2030 | 18 |  |  |  | 84.6145 | 1
| LCA | Big Creek/Ventura | 7 | Average Weekday | SCE | 1-in-2 | 2030 | 19 |  |  |  | 83.0359 | 1
| LCA | Big Creek/Ventura | 7 | Average Weekday | SCE | 1-in-2 | 2030 | 20 |  |  |  | 80.7123 | 1
| LCA | Big Creek/Ventura | 7 | Average Weekday | SCE | 1-in-2 | 2030 | 21 |  |  |  | 77.5898 | 1
| LCA | Big Creek/Ventura | 7 | Average Weekday | SCE | 1-in-2 | 2030 | 22 |  |  |  | 74.1539 | 1
| LCA | Big Creek/Ventura | 7 | Average Weekday | SCE | 1-in-2 | 2030 | 23 |  |  |  | 71.9988 | 1
| LCA | Big Creek/Ventura | 7 | Average Weekday | SCE | 1-in-2 | 2030 | 24 |  |  |  | 70.3567 | 1
| LCA | Big Creek/Ventura | 7 | Monthly System Peak Day | SCE | 1-in-2 | 2030 | 1 |  |  |  | 75.5571 | 1
| LCA | Big Creek/Ventura | 7 | Monthly System Peak Day | SCE | 1-in-2 | 2030 | 2 |  |  |  | 74.3481 | 1
| LCA | Big Creek/Ventura | 7 | Monthly System Peak Day | SCE | 1-in-2 | 2030 | 3 |  |  |  | 73.4614 | 1
| LCA | Big Creek/Ventura | 7 | Monthly System Peak Day | SCE | 1-in-2 | 2030 | 4 |  |  |  | 72.4367 | 1
| LCA | Big Creek/Ventura | 7 | Monthly System Peak Day | SCE | 1-in-2 | 2030 | 5 |  |  |  | 71.8838 | 1
| LCA | Big Creek/Ventura | 7 | Monthly System Peak Day | SCE | 1-in-2 | 2030 | 6 |  |  |  | 71.1448 | 1
| LCA | Big Creek/Ventura | 7 | Monthly System Peak Day | SCE | 1-in-2 | 2030 | 7 |  |  |  | 70.5248 | 1
| LCA | Big Creek/Ventura | 7 | Monthly System Peak Day | SCE | 1-in-2 | 2030 | 8 |  |  |  | 70.579 | 1
| LCA | Big Creek/Ventura | 7 | Monthly System Peak Day | SCE | 1-in-2 | 2030 | 9 |  |  |  | 73.89 | 1
| LCA | Big Creek/Ventura | 7 | Monthly System Peak Day | SCE | 1-in-2 | 2030 | 10 |  |  |  | 77.7652 | 1
| LCA | Big Creek/Ventura | 7 | Monthly System Peak Day | SCE | 1-in-2 | 2030 | 11 |  |  |  | 81.6867 | 1
| LCA | Big Creek/Ventura | 7 | Monthly System Peak Day | SCE | 1-in-2 | 2030 | 12 |  |  |  | 85.619 | 1
| LCA | Big Creek/Ventura | 7 | Monthly System Peak Day | SCE | 1-in-2 | 2030 | 13 |  |  |  | 89.7414 | 1
| LCA | Big Creek/Ventura | 7 | Monthly System Peak Day | SCE | 1-in-2 | 2030 | 14 |  |  |  | 91.7286 | 1
| LCA | Big Creek/Ventura | 7 | Monthly System Peak Day | SCE | 1-in-2 | 2030 | 15 |  |  |  | 93.2667 | 1
| LCA | Big Creek/Ventura | 7 | Monthly System Peak Day | SCE | 1-in-2 | 2030 | 16 |  |  |  | 93.6048 | 1
| LCA | Big Creek/Ventura | 7 | Monthly System Peak Day | SCE | 1-in-2 | 2030 | 17 |  |  |  | 93.1524 | 1
| LCA | Big Creek/Ventura | 7 | Monthly System Peak Day | SCE | 1-in-2 | 2030 | 18 |  |  |  | 92.9095 | 1
| LCA | Big Creek/Ventura | 7 | Monthly System Peak Day | SCE | 1-in-2 | 2030 | 19 |  |  |  | 91.5429 | 1
| LCA | Big Creek/Ventura | 7 | Monthly System Peak Day | SCE | 1-in-2 | 2030 | 20 |  |  |  | 88.79 | 1
| LCA | Big Creek/Ventura | 7 | Monthly System Peak Day | SCE | 1-in-2 | 2030 | 21 |  |  |  | 85.6629 | 1
| LCA | Big Creek/Ventura | 7 | Monthly System Peak Day | SCE | 1-in-2 | 2030 | 22 |  |  |  | 81.3624 | 1
| LCA | Big Creek/Ventura | 7 | Monthly System Peak Day | SCE | 1-in-2 | 2030 | 23 |  |  |  | 78.6919 | 1
| LCA | Big Creek/Ventura | 7 | Monthly System Peak Day | SCE | 1-in-2 | 2030 | 24 |  |  |  | 76.5924 | 1
| LCA | Big Creek/Ventura | 8 | Average Weekday | SCE | 1-in-2 | 2030 | 1 |  |  |  | 68.5607 | 1
| LCA | Big Creek/Ventura | 8 | Average Weekday | SCE | 1-in-2 | 2030 | 2 |  |  |  | 67.4839 | 1
| LCA | Big Creek/Ventura | 8 | Average Weekday | SCE | 1-in-2 | 2030 | 3 |  |  |  | 66.611 | 1
| LCA | Big Creek/Ventura | 8 | Average Weekday | SCE | 1-in-2 | 2030 | 4 |  |  |  | 65.9349 | 1
| LCA | Big Creek/Ventura | 8 | Average Weekday | SCE | 1-in-2 | 2030 | 5 |  |  |  | 65.135 | 1
| LCA | Big Creek/Ventura | 8 | Average Weekday | SCE | 1-in-2 | 2030 | 6 |  |  |  | 64.4324 | 1
| LCA | Big Creek/Ventura | 8 | Average Weekday | SCE | 1-in-2 | 2030 | 7 |  |  |  | 63.728 | 1
| LCA | Big Creek/Ventura | 8 | Average Weekday | SCE | 1-in-2 | 2030 | 8 |  |  |  | 63.4395 | 1
| LCA | Big Creek/Ventura | 8 | Average Weekday | SCE | 1-in-2 | 2030 | 9 |  |  |  | 65.4503 | 1
| LCA | Big Creek/Ventura | 8 | Average Weekday | SCE | 1-in-2 | 2030 | 10 |  |  |  | 69.565 | 1
| LCA | Big Creek/Ventura | 8 | Average Weekday | SCE | 1-in-2 | 2030 | 11 |  |  |  | 74.1577 | 1
| LCA | Big Creek/Ventura | 8 | Average Weekday | SCE | 1-in-2 | 2030 | 12 |  |  |  | 78.4984 | 1
| LCA | Big Creek/Ventura | 8 | Average Weekday | SCE | 1-in-2 | 2030 | 13 |  |  |  | 82.0149 | 1
| LCA | Big Creek/Ventura | 8 | Average Weekday | SCE | 1-in-2 | 2030 | 14 |  |  |  | 84.482 | 1
| LCA | Big Creek/Ventura | 8 | Average Weekday | SCE | 1-in-2 | 2030 | 15 |  |  |  | 86.0614 | 1
| LCA | Big Creek/Ventura | 8 | Average Weekday | SCE | 1-in-2 | 2030 | 16 |  |  |  | 86.7089 | 1
| LCA | Big Creek/Ventura | 8 | Average Weekday | SCE | 1-in-2 | 2030 | 17 |  |  |  | 86.5178 | 1
| LCA | Big Creek/Ventura | 8 | Average Weekday | SCE | 1-in-2 | 2030 | 18 |  |  |  | 85.4085 | 1
| LCA | Big Creek/Ventura | 8 | Average Weekday | SCE | 1-in-2 | 2030 | 19 |  |  |  | 83.4928 | 1
| LCA | Big Creek/Ventura | 8 | Average Weekday | SCE | 1-in-2 | 2030 | 20 |  |  |  | 80.6841 | 1
| LCA | Big Creek/Ventura | 8 | Average Weekday | SCE | 1-in-2 | 2030 | 21 |  |  |  | 77.0404 | 1
| LCA | Big Creek/Ventura | 8 | Average Weekday | SCE | 1-in-2 | 2030 | 22 |  |  |  | 73.9348 | 1
| LCA | Big Creek/Ventura | 8 | Average Weekday | SCE | 1-in-2 | 2030 | 23 |  |  |  | 71.6836 | 1
| LCA | Big Creek/Ventura | 8 | Average Weekday | SCE | 1-in-2 | 2030 | 24 |  |  |  | 69.9212 | 1
| LCA | Big Creek/Ventura | 8 | Monthly System Peak Day | SCE | 1-in-2 | 2030 | 1 |  |  |  | 76.0643 | 1
| LCA | Big Creek/Ventura | 8 | Monthly System Peak Day | SCE | 1-in-2 | 2030 | 2 |  |  |  | 74.5886 | 1
| LCA | Big Creek/Ventura | 8 | Monthly System Peak Day | SCE | 1-in-2 | 2030 | 3 |  |  |  | 73.6067 | 1
| LCA | Big Creek/Ventura | 8 | Monthly System Peak Day | SCE | 1-in-2 | 2030 | 4 |  |  |  | 72.8143 | 1
| LCA | Big Creek/Ventura | 8 | Monthly System Peak Day | SCE | 1-in-2 | 2030 | 5 |  |  |  | 71.9676 | 1
| LCA | Big Creek/Ventura | 8 | Monthly System Peak Day | SCE | 1-in-2 | 2030 | 6 |  |  |  | 71.21 | 1
| LCA | Big Creek/Ventura | 8 | Monthly System Peak Day | SCE | 1-in-2 | 2030 | 7 |  |  |  | 70.3867 | 1
| LCA | Big Creek/Ventura | 8 | Monthly System Peak Day | SCE | 1-in-2 | 2030 | 8 |  |  |  | 70.091 | 1
| LCA | Big Creek/Ventura | 8 | Monthly System Peak Day | SCE | 1-in-2 | 2030 | 9 |  |  |  | 72.1948 | 1
| LCA | Big Creek/Ventura | 8 | Monthly System Peak Day | SCE | 1-in-2 | 2030 | 10 |  |  |  | 76.5376 | 1
| LCA | Big Creek/Ventura | 8 | Monthly System Peak Day | SCE | 1-in-2 | 2030 | 11 |  |  |  | 81.8024 | 1
| LCA | Big Creek/Ventura | 8 | Monthly System Peak Day | SCE | 1-in-2 | 2030 | 12 |  |  |  | 86.4 | 1
| LCA | Big Creek/Ventura | 8 | Monthly System Peak Day | SCE | 1-in-2 | 2030 | 13 |  |  |  | 89.8429 | 1
| LCA | Big Creek/Ventura | 8 | Monthly System Peak Day | SCE | 1-in-2 | 2030 | 14 |  |  |  | 92.3667 | 1
| LCA | Big Creek/Ventura | 8 | Monthly System Peak Day | SCE | 1-in-2 | 2030 | 15 |  |  |  | 93.4571 | 1
| LCA | Big Creek/Ventura | 8 | Monthly System Peak Day | SCE | 1-in-2 | 2030 | 16 |  |  |  | 93.5143 | 1
| LCA | Big Creek/Ventura | 8 | Monthly System Peak Day | SCE | 1-in-2 | 2030 | 17 |  |  |  | 93.119 | 1
| LCA | Big Creek/Ventura | 8 | Monthly System Peak Day | SCE | 1-in-2 | 2030 | 18 |  |  |  | 91.8667 | 1
| LCA | Big Creek/Ventura | 8 | Monthly System Peak Day | SCE | 1-in-2 | 2030 | 19 |  |  |  | 90.169 | 1
| LCA | Big Creek/Ventura | 8 | Monthly System Peak Day | SCE | 1-in-2 | 2030 | 20 |  |  |  | 87.5733 | 1
| LCA | Big Creek/Ventura | 8 | Monthly System Peak Day | SCE | 1-in-2 | 2030 | 21 |  |  |  | 83.7948 | 1
| LCA | Big Creek/Ventura | 8 | Monthly System Peak Day | SCE | 1-in-2 | 2030 | 22 |  |  |  | 80.6219 | 1
| LCA | Big Creek/Ventura | 8 | Monthly System Peak Day | SCE | 1-in-2 | 2030 | 23 |  |  |  | 78.4271 | 1
| LCA | Big Creek/Ventura | 8 | Monthly System Peak Day | SCE | 1-in-2 | 2030 | 24 |  |  |  | 76.6548 | 1
| LCA | Big Creek/Ventura | 8 | Typical Event Day | SCE | 1-in-2 | 2030 | 1 |  |  |  | 73.6035 | 1
| LCA | Big Creek/Ventura | 8 | Typical Event Day | SCE | 1-in-2 | 2030 | 2 |  |  |  | 72.2619 | 1
| LCA | Big Creek/Ventura | 8 | Typical Event Day | SCE | 1-in-2 | 2030 | 3 |  |  |  | 71.4416 | 1
| LCA | Big Creek/Ventura | 8 | Typical Event Day | SCE | 1-in-2 | 2030 | 4 |  |  |  | 70.3174 | 1
| LCA | Big Creek/Ventura | 8 | Typical Event Day | SCE | 1-in-2 | 2030 | 5 |  |  |  | 69.4426 | 1
| LCA | Big Creek/Ventura | 8 | Typical Event Day | SCE | 1-in-2 | 2030 | 6 |  |  |  | 68.651 | 1
| LCA | Big Creek/Ventura | 8 | Typical Event Day | SCE | 1-in-2 | 2030 | 7 |  |  |  | 67.9617 | 1
| LCA | Big Creek/Ventura | 8 | Typical Event Day | SCE | 1-in-2 | 2030 | 8 |  |  |  | 67.9639 | 1
| LCA | Big Creek/Ventura | 8 | Typical Event Day | SCE | 1-in-2 | 2030 | 9 |  |  |  | 70.8694 | 1
| LCA | Big Creek/Ventura | 8 | Typical Event Day | SCE | 1-in-2 | 2030 | 10 |  |  |  | 75.26 | 1
| LCA | Big Creek/Ventura | 8 | Typical Event Day | SCE | 1-in-2 | 2030 | 11 |  |  |  | 80.0881 | 1
| LCA | Big Creek/Ventura | 8 | Typical Event Day | SCE | 1-in-2 | 2030 | 12 |  |  |  | 84.5068 | 1
| LCA | Big Creek/Ventura | 8 | Typical Event Day | SCE | 1-in-2 | 2030 | 13 |  |  |  | 87.9739 | 1
| LCA | Big Creek/Ventura | 8 | Typical Event Day | SCE | 1-in-2 | 2030 | 14 |  |  |  | 90.1355 | 1
| LCA | Big Creek/Ventura | 8 | Typical Event Day | SCE | 1-in-2 | 2030 | 15 |  |  |  | 91.2908 | 1
| LCA | Big Creek/Ventura | 8 | Typical Event Day | SCE | 1-in-2 | 2030 | 16 |  |  |  | 91.6587 | 1
| LCA | Big Creek/Ventura | 8 | Typical Event Day | SCE | 1-in-2 | 2030 | 17 |  |  |  | 91.3118 | 1
| LCA | Big Creek/Ventura | 8 | Typical Event Day | SCE | 1-in-2 | 2030 | 18 |  |  |  | 90.416 | 1
| LCA | Big Creek/Ventura | 8 | Typical Event Day | SCE | 1-in-2 | 2030 | 19 |  |  |  | 89.0079 | 1
| LCA | Big Creek/Ventura | 8 | Typical Event Day | SCE | 1-in-2 | 2030 | 20 |  |  |  | 86.3365 | 1
| LCA | Big Creek/Ventura | 8 | Typical Event Day | SCE | 1-in-2 | 2030 | 21 |  |  |  | 82.6415 | 1
| LCA | Big Creek/Ventura | 8 | Typical Event Day | SCE | 1-in-2 | 2030 | 22 |  |  |  | 79.0488 | 1
| LCA | Big Creek/Ventura | 8 | Typical Event Day | SCE | 1-in-2 | 2030 | 23 |  |  |  | 76.5554 | 1
| LCA | Big Creek/Ventura | 8 | Typical Event Day | SCE | 1-in-2 | 2030 | 24 |  |  |  | 74.7407 | 1
| LCA | Big Creek/Ventura | 9 | Average Weekday | SCE | 1-in-2 | 2030 | 1 |  |  |  | 67.0945 | 1
| LCA | Big Creek/Ventura | 9 | Average Weekday | SCE | 1-in-2 | 2030 | 2 |  |  |  | 66.0083 | 1
| LCA | Big Creek/Ventura | 9 | Average Weekday | SCE | 1-in-2 | 2030 | 3 |  |  |  | 65.0978 | 1
| LCA | Big Creek/Ventura | 9 | Average Weekday | SCE | 1-in-2 | 2030 | 4 |  |  |  | 64.2175 | 1
| LCA | Big Creek/Ventura | 9 | Average Weekday | SCE | 1-in-2 | 2030 | 5 |  |  |  | 63.36 | 1
| LCA | Big Creek/Ventura | 9 | Average Weekday | SCE | 1-in-2 | 2030 | 6 |  |  |  | 62.5899 | 1
| LCA | Big Creek/Ventura | 9 | Average Weekday | SCE | 1-in-2 | 2030 | 7 |  |  |  | 61.9902 | 1
| LCA | Big Creek/Ventura | 9 | Average Weekday | SCE | 1-in-2 | 2030 | 8 |  |  |  | 61.5601 | 1
| LCA | Big Creek/Ventura | 9 | Average Weekday | SCE | 1-in-2 | 2030 | 9 |  |  |  | 62.5275 | 1
| LCA | Big Creek/Ventura | 9 | Average Weekday | SCE | 1-in-2 | 2030 | 10 |  |  |  | 66.1297 | 1
| LCA | Big Creek/Ventura | 9 | Average Weekday | SCE | 1-in-2 | 2030 | 11 |  |  |  | 70.6571 | 1
| LCA | Big Creek/Ventura | 9 | Average Weekday | SCE | 1-in-2 | 2030 | 12 |  |  |  | 75.2291 | 1
| LCA | Big Creek/Ventura | 9 | Average Weekday | SCE | 1-in-2 | 2030 | 13 |  |  |  | 78.6246 | 1
| LCA | Big Creek/Ventura | 9 | Average Weekday | SCE | 1-in-2 | 2030 | 14 |  |  |  | 80.9918 | 1
| LCA | Big Creek/Ventura | 9 | Average Weekday | SCE | 1-in-2 | 2030 | 15 |  |  |  | 82.4881 | 1
| LCA | Big Creek/Ventura | 9 | Average Weekday | SCE | 1-in-2 | 2030 | 16 |  |  |  | 83.0949 | 1
| LCA | Big Creek/Ventura | 9 | Average Weekday | SCE | 1-in-2 | 2030 | 17 |  |  |  | 82.998 | 1
| LCA | Big Creek/Ventura | 9 | Average Weekday | SCE | 1-in-2 | 2030 | 18 |  |  |  | 81.9583 | 1
| LCA | Big Creek/Ventura | 9 | Average Weekday | SCE | 1-in-2 | 2030 | 19 |  |  |  | 80.0278 | 1
| LCA | Big Creek/Ventura | 9 | Average Weekday | SCE | 1-in-2 | 2030 | 20 |  |  |  | 77.0612 | 1
| LCA | Big Creek/Ventura | 9 | Average Weekday | SCE | 1-in-2 | 2030 | 21 |  |  |  | 73.5739 | 1
| LCA | Big Creek/Ventura | 9 | Average Weekday | SCE | 1-in-2 | 2030 | 22 |  |  |  | 71.3144 | 1
| LCA | Big Creek/Ventura | 9 | Average Weekday | SCE | 1-in-2 | 2030 | 23 |  |  |  | 69.4372 | 1
| LCA | Big Creek/Ventura | 9 | Average Weekday | SCE | 1-in-2 | 2030 | 24 |  |  |  | 67.9627 | 1
| LCA | Big Creek/Ventura | 9 | Monthly System Peak Day | SCE | 1-in-2 | 2030 | 1 |  |  |  | 73.4129 | 1
| LCA | Big Creek/Ventura | 9 | Monthly System Peak Day | SCE | 1-in-2 | 2030 | 2 |  |  |  | 72.0124 | 1
| LCA | Big Creek/Ventura | 9 | Monthly System Peak Day | SCE | 1-in-2 | 2030 | 3 |  |  |  | 71.3091 | 1
| LCA | Big Creek/Ventura | 9 | Monthly System Peak Day | SCE | 1-in-2 | 2030 | 4 |  |  |  | 69.6119 | 1
| LCA | Big Creek/Ventura | 9 | Monthly System Peak Day | SCE | 1-in-2 | 2030 | 5 |  |  |  | 68.119 | 1
| LCA | Big Creek/Ventura | 9 | Monthly System Peak Day | SCE | 1-in-2 | 2030 | 6 |  |  |  | 67.0562 | 1
| LCA | Big Creek/Ventura | 9 | Monthly System Peak Day | SCE | 1-in-2 | 2030 | 7 |  |  |  | 66.4586 | 1
| LCA | Big Creek/Ventura | 9 | Monthly System Peak Day | SCE | 1-in-2 | 2030 | 8 |  |  |  | 66.2976 | 1
| LCA | Big Creek/Ventura | 9 | Monthly System Peak Day | SCE | 1-in-2 | 2030 | 9 |  |  |  | 68.9095 | 1
| LCA | Big Creek/Ventura | 9 | Monthly System Peak Day | SCE | 1-in-2 | 2030 | 10 |  |  |  | 73.9467 | 1
| LCA | Big Creek/Ventura | 9 | Monthly System Peak Day | SCE | 1-in-2 | 2030 | 11 |  |  |  | 79.6524 | 1
| LCA | Big Creek/Ventura | 9 | Monthly System Peak Day | SCE | 1-in-2 | 2030 | 12 |  |  |  | 85.2143 | 1
| LCA | Big Creek/Ventura | 9 | Monthly System Peak Day | SCE | 1-in-2 | 2030 | 13 |  |  |  | 89.5667 | 1
| LCA | Big Creek/Ventura | 9 | Monthly System Peak Day | SCE | 1-in-2 | 2030 | 14 |  |  |  | 92.0667 | 1
| LCA | Big Creek/Ventura | 9 | Monthly System Peak Day | SCE | 1-in-2 | 2030 | 15 |  |  |  | 93.6429 | 1
| LCA | Big Creek/Ventura | 9 | Monthly System Peak Day | SCE | 1-in-2 | 2030 | 16 |  |  |  | 94.7619 | 1
| LCA | Big Creek/Ventura | 9 | Monthly System Peak Day | SCE | 1-in-2 | 2030 | 17 |  |  |  | 94.5857 | 1
| LCA | Big Creek/Ventura | 9 | Monthly System Peak Day | SCE | 1-in-2 | 2030 | 18 |  |  |  | 92.7762 | 1
| LCA | Big Creek/Ventura | 9 | Monthly System Peak Day | SCE | 1-in-2 | 2030 | 19 |  |  |  | 91.0381 | 1
| LCA | Big Creek/Ventura | 9 | Monthly System Peak Day | SCE | 1-in-2 | 2030 | 20 |  |  |  | 87.6762 | 1
| LCA | Big Creek/Ventura | 9 | Monthly System Peak Day | SCE | 1-in-2 | 2030 | 21 |  |  |  | 83.299 | 1
| LCA | Big Creek/Ventura | 9 | Monthly System Peak Day | SCE | 1-in-2 | 2030 | 22 |  |  |  | 80.2524 | 1
| LCA | Big Creek/Ventura | 9 | Monthly System Peak Day | SCE | 1-in-2 | 2030 | 23 |  |  |  | 77.8833 | 1
| LCA | Big Creek/Ventura | 9 | Monthly System Peak Day | SCE | 1-in-2 | 2030 | 24 |  |  |  | 76.1157 | 1
| LCA | Big Creek/Ventura | 10 | Average Weekday | SCE | 1-in-2 | 2030 | 1 |  |  |  | 60.8434 | 1
| LCA | Big Creek/Ventura | 10 | Average Weekday | SCE | 1-in-2 | 2030 | 2 |  |  |  | 59.8375 | 1
| LCA | Big Creek/Ventura | 10 | Average Weekday | SCE | 1-in-2 | 2030 | 3 |  |  |  | 59.0909 | 1
| LCA | Big Creek/Ventura | 10 | Average Weekday | SCE | 1-in-2 | 2030 | 4 |  |  |  | 58.2942 | 1
| LCA | Big Creek/Ventura | 10 | Average Weekday | SCE | 1-in-2 | 2030 | 5 |  |  |  | 57.419 | 1
| LCA | Big Creek/Ventura | 10 | Average Weekday | SCE | 1-in-2 | 2030 | 6 |  |  |  | 56.6993 | 1
| LCA | Big Creek/Ventura | 10 | Average Weekday | SCE | 1-in-2 | 2030 | 7 |  |  |  | 56.1217 | 1
| LCA | Big Creek/Ventura | 10 | Average Weekday | SCE | 1-in-2 | 2030 | 8 |  |  |  | 55.5776 | 1
| LCA | Big Creek/Ventura | 10 | Average Weekday | SCE | 1-in-2 | 2030 | 9 |  |  |  | 55.8193 | 1
| LCA | Big Creek/Ventura | 10 | Average Weekday | SCE | 1-in-2 | 2030 | 10 |  |  |  | 58.9899 | 1
| LCA | Big Creek/Ventura | 10 | Average Weekday | SCE | 1-in-2 | 2030 | 11 |  |  |  | 63.5706 | 1
| LCA | Big Creek/Ventura | 10 | Average Weekday | SCE | 1-in-2 | 2030 | 12 |  |  |  | 67.8169 | 1
| LCA | Big Creek/Ventura | 10 | Average Weekday | SCE | 1-in-2 | 2030 | 13 |  |  |  | 71.2654 | 1
| LCA | Big Creek/Ventura | 10 | Average Weekday | SCE | 1-in-2 | 2030 | 14 |  |  |  | 73.6774 | 1
| LCA | Big Creek/Ventura | 10 | Average Weekday | SCE | 1-in-2 | 2030 | 15 |  |  |  | 75.1392 | 1
| LCA | Big Creek/Ventura | 10 | Average Weekday | SCE | 1-in-2 | 2030 | 16 |  |  |  | 75.9602 | 1
| LCA | Big Creek/Ventura | 10 | Average Weekday | SCE | 1-in-2 | 2030 | 17 |  |  |  | 75.9954 | 1
| LCA | Big Creek/Ventura | 10 | Average Weekday | SCE | 1-in-2 | 2030 | 18 |  |  |  | 75.0633 | 1
| LCA | Big Creek/Ventura | 10 | Average Weekday | SCE | 1-in-2 | 2030 | 19 |  |  |  | 72.8882 | 1
| LCA | Big Creek/Ventura | 10 | Average Weekday | SCE | 1-in-2 | 2030 | 20 |  |  |  | 69.5432 | 1
| LCA | Big Creek/Ventura | 10 | Average Weekday | SCE | 1-in-2 | 2030 | 21 |  |  |  | 66.7562 | 1
| LCA | Big Creek/Ventura | 10 | Average Weekday | SCE | 1-in-2 | 2030 | 22 |  |  |  | 64.6155 | 1
| LCA | Big Creek/Ventura | 10 | Average Weekday | SCE | 1-in-2 | 2030 | 23 |  |  |  | 63.02 | 1
| LCA | Big Creek/Ventura | 10 | Average Weekday | SCE | 1-in-2 | 2030 | 24 |  |  |  | 61.6595 | 1
| LCA | Big Creek/Ventura | 10 | Monthly System Peak Day | SCE | 1-in-2 | 2030 | 1 |  |  |  | 67.0029 | 1
| LCA | Big Creek/Ventura | 10 | Monthly System Peak Day | SCE | 1-in-2 | 2030 | 2 |  |  |  | 65.6514 | 1
| LCA | Big Creek/Ventura | 10 | Monthly System Peak Day | SCE | 1-in-2 | 2030 | 3 |  |  |  | 65.2557 | 1
| LCA | Big Creek/Ventura | 10 | Monthly System Peak Day | SCE | 1-in-2 | 2030 | 4 |  |  |  | 64.9109 | 1
| LCA | Big Creek/Ventura | 10 | Monthly System Peak Day | SCE | 1-in-2 | 2030 | 5 |  |  |  | 64.531 | 1
| LCA | Big Creek/Ventura | 10 | Monthly System Peak Day | SCE | 1-in-2 | 2030 | 6 |  |  |  | 63.6452 | 1
| LCA | Big Creek/Ventura | 10 | Monthly System Peak Day | SCE | 1-in-2 | 2030 | 7 |  |  |  | 63.0557 | 1
| LCA | Big Creek/Ventura | 10 | Monthly System Peak Day | SCE | 1-in-2 | 2030 | 8 |  |  |  | 62.5152 | 1
| LCA | Big Creek/Ventura | 10 | Monthly System Peak Day | SCE | 1-in-2 | 2030 | 9 |  |  |  | 63.0662 | 1
| LCA | Big Creek/Ventura | 10 | Monthly System Peak Day | SCE | 1-in-2 | 2030 | 10 |  |  |  | 67.219 | 1
| LCA | Big Creek/Ventura | 10 | Monthly System Peak Day | SCE | 1-in-2 | 2030 | 11 |  |  |  | 73.3805 | 1
| LCA | Big Creek/Ventura | 10 | Monthly System Peak Day | SCE | 1-in-2 | 2030 | 12 |  |  |  | 78.8267 | 1
| LCA | Big Creek/Ventura | 10 | Monthly System Peak Day | SCE | 1-in-2 | 2030 | 13 |  |  |  | 82.4095 | 1
| LCA | Big Creek/Ventura | 10 | Monthly System Peak Day | SCE | 1-in-2 | 2030 | 14 |  |  |  | 84.5381 | 1
| LCA | Big Creek/Ventura | 10 | Monthly System Peak Day | SCE | 1-in-2 | 2030 | 15 |  |  |  | 86.2333 | 1
| LCA | Big Creek/Ventura | 10 | Monthly System Peak Day | SCE | 1-in-2 | 2030 | 16 |  |  |  | 87.4714 | 1
| LCA | Big Creek/Ventura | 10 | Monthly System Peak Day | SCE | 1-in-2 | 2030 | 17 |  |  |  | 88.1 | 1
| LCA | Big Creek/Ventura | 10 | Monthly System Peak Day | SCE | 1-in-2 | 2030 | 18 |  |  |  | 87.5619 | 1
| LCA | Big Creek/Ventura | 10 | Monthly System Peak Day | SCE | 1-in-2 | 2030 | 19 |  |  |  | 85.5571 | 1
| LCA | Big Creek/Ventura | 10 | Monthly System Peak Day | SCE | 1-in-2 | 2030 | 20 |  |  |  | 82.3776 | 1
| LCA | Big Creek/Ventura | 10 | Monthly System Peak Day | SCE | 1-in-2 | 2030 | 21 |  |  |  | 78.021 | 1
| LCA | Big Creek/Ventura | 10 | Monthly System Peak Day | SCE | 1-in-2 | 2030 | 22 |  |  |  | 74.4905 | 1
| LCA | Big Creek/Ventura | 10 | Monthly System Peak Day | SCE | 1-in-2 | 2030 | 23 |  |  |  | 71.9529 | 1
| LCA | Big Creek/Ventura | 10 | Monthly System Peak Day | SCE | 1-in-2 | 2030 | 24 |  |  |  | 70.4114 | 1
| LCA | Big Creek/Ventura | 11 | Average Weekday | SCE | 1-in-2 | 2030 | 1 |  |  |  | 53.9175 | 1
| LCA | Big Creek/Ventura | 11 | Average Weekday | SCE | 1-in-2 | 2030 | 2 |  |  |  | 52.9654 | 1
| LCA | Big Creek/Ventura | 11 | Average Weekday | SCE | 1-in-2 | 2030 | 3 |  |  |  | 52.119 | 1
| LCA | Big Creek/Ventura | 11 | Average Weekday | SCE | 1-in-2 | 2030 | 4 |  |  |  | 51.4859 | 1
| LCA | Big Creek/Ventura | 11 | Average Weekday | SCE | 1-in-2 | 2030 | 5 |  |  |  | 50.8619 | 1
| LCA | Big Creek/Ventura | 11 | Average Weekday | SCE | 1-in-2 | 2030 | 6 |  |  |  | 50.4477 | 1
| LCA | Big Creek/Ventura | 11 | Average Weekday | SCE | 1-in-2 | 2030 | 7 |  |  |  | 50.092 | 1
| LCA | Big Creek/Ventura | 11 | Average Weekday | SCE | 1-in-2 | 2030 | 8 |  |  |  | 49.9303 | 1
| LCA | Big Creek/Ventura | 11 | Average Weekday | SCE | 1-in-2 | 2030 | 9 |  |  |  | 51.3878 | 1
| LCA | Big Creek/Ventura | 11 | Average Weekday | SCE | 1-in-2 | 2030 | 10 |  |  |  | 55.3817 | 1
| LCA | Big Creek/Ventura | 11 | Average Weekday | SCE | 1-in-2 | 2030 | 11 |  |  |  | 59.8263 | 1
| LCA | Big Creek/Ventura | 11 | Average Weekday | SCE | 1-in-2 | 2030 | 12 |  |  |  | 63.6033 | 1
| LCA | Big Creek/Ventura | 11 | Average Weekday | SCE | 1-in-2 | 2030 | 13 |  |  |  | 66.1561 | 1
| LCA | Big Creek/Ventura | 11 | Average Weekday | SCE | 1-in-2 | 2030 | 14 |  |  |  | 67.744 | 1
| LCA | Big Creek/Ventura | 11 | Average Weekday | SCE | 1-in-2 | 2030 | 15 |  |  |  | 68.5688 | 1
| LCA | Big Creek/Ventura | 11 | Average Weekday | SCE | 1-in-2 | 2030 | 16 |  |  |  | 68.6934 | 1
| LCA | Big Creek/Ventura | 11 | Average Weekday | SCE | 1-in-2 | 2030 | 17 |  |  |  | 67.8531 | 1
| LCA | Big Creek/Ventura | 11 | Average Weekday | SCE | 1-in-2 | 2030 | 18 |  |  |  | 65.8777 | 1
| LCA | Big Creek/Ventura | 11 | Average Weekday | SCE | 1-in-2 | 2030 | 19 |  |  |  | 63.1399 | 1
| LCA | Big Creek/Ventura | 11 | Average Weekday | SCE | 1-in-2 | 2030 | 20 |  |  |  | 60.7551 | 1
| LCA | Big Creek/Ventura | 11 | Average Weekday | SCE | 1-in-2 | 2030 | 21 |  |  |  | 58.9363 | 1
| LCA | Big Creek/Ventura | 11 | Average Weekday | SCE | 1-in-2 | 2030 | 22 |  |  |  | 57.3429 | 1
| LCA | Big Creek/Ventura | 11 | Average Weekday | SCE | 1-in-2 | 2030 | 23 |  |  |  | 56.0838 | 1
| LCA | Big Creek/Ventura | 11 | Average Weekday | SCE | 1-in-2 | 2030 | 24 |  |  |  | 54.9755 | 1
| LCA | Big Creek/Ventura | 11 | Monthly System Peak Day | SCE | 1-in-2 | 2030 | 1 |  |  |  | 60.2319 | 1
| LCA | Big Creek/Ventura | 11 | Monthly System Peak Day | SCE | 1-in-2 | 2030 | 2 |  |  |  | 58.8138 | 1
| LCA | Big Creek/Ventura | 11 | Monthly System Peak Day | SCE | 1-in-2 | 2030 | 3 |  |  |  | 57.6 | 1
| LCA | Big Creek/Ventura | 11 | Monthly System Peak Day | SCE | 1-in-2 | 2030 | 4 |  |  |  | 57.1962 | 1
| LCA | Big Creek/Ventura | 11 | Monthly System Peak Day | SCE | 1-in-2 | 2030 | 5 |  |  |  | 56.0871 | 1
| LCA | Big Creek/Ventura | 11 | Monthly System Peak Day | SCE | 1-in-2 | 2030 | 6 |  |  |  | 54.9276 | 1
| LCA | Big Creek/Ventura | 11 | Monthly System Peak Day | SCE | 1-in-2 | 2030 | 7 |  |  |  | 54.0776 | 1
| LCA | Big Creek/Ventura | 11 | Monthly System Peak Day | SCE | 1-in-2 | 2030 | 8 |  |  |  | 53.8714 | 1
| LCA | Big Creek/Ventura | 11 | Monthly System Peak Day | SCE | 1-in-2 | 2030 | 9 |  |  |  | 55.2029 | 1
| LCA | Big Creek/Ventura | 11 | Monthly System Peak Day | SCE | 1-in-2 | 2030 | 10 |  |  |  | 61.1876 | 1
| LCA | Big Creek/Ventura | 11 | Monthly System Peak Day | SCE | 1-in-2 | 2030 | 11 |  |  |  | 68.3971 | 1
| LCA | Big Creek/Ventura | 11 | Monthly System Peak Day | SCE | 1-in-2 | 2030 | 12 |  |  |  | 74.5733 | 1
| LCA | Big Creek/Ventura | 11 | Monthly System Peak Day | SCE | 1-in-2 | 2030 | 13 |  |  |  | 78.44 | 1
| LCA | Big Creek/Ventura | 11 | Monthly System Peak Day | SCE | 1-in-2 | 2030 | 14 |  |  |  | 80.5714 | 1
| LCA | Big Creek/Ventura | 11 | Monthly System Peak Day | SCE | 1-in-2 | 2030 | 15 |  |  |  | 81.7524 | 1
| LCA | Big Creek/Ventura | 11 | Monthly System Peak Day | SCE | 1-in-2 | 2030 | 16 |  |  |  | 82.7476 | 1
| LCA | Big Creek/Ventura | 11 | Monthly System Peak Day | SCE | 1-in-2 | 2030 | 17 |  |  |  | 82.2381 | 1
| LCA | Big Creek/Ventura | 11 | Monthly System Peak Day | SCE | 1-in-2 | 2030 | 18 |  |  |  | 80.4829 | 1
| LCA | Big Creek/Ventura | 11 | Monthly System Peak Day | SCE | 1-in-2 | 2030 | 19 |  |  |  | 76.0557 | 1
| LCA | Big Creek/Ventura | 11 | Monthly System Peak Day | SCE | 1-in-2 | 2030 | 20 |  |  |  | 72.5062 | 1
| LCA | Big Creek/Ventura | 11 | Monthly System Peak Day | SCE | 1-in-2 | 2030 | 21 |  |  |  | 70.5219 | 1
| LCA | Big Creek/Ventura | 11 | Monthly System Peak Day | SCE | 1-in-2 | 2030 | 22 |  |  |  | 68.2462 | 1
| LCA | Big Creek/Ventura | 11 | Monthly System Peak Day | SCE | 1-in-2 | 2030 | 23 |  |  |  | 66.1267 | 1
| LCA | Big Creek/Ventura | 11 | Monthly System Peak Day | SCE | 1-in-2 | 2030 | 24 |  |  |  | 63.4557 | 1
| LCA | Big Creek/Ventura | 12 | Average Weekday | SCE | 1-in-2 | 2030 | 1 |  |  |  | 48.835 | 1
| LCA | Big Creek/Ventura | 12 | Average Weekday | SCE | 1-in-2 | 2030 | 2 |  |  |  | 48.1578 | 1
| LCA | Big Creek/Ventura | 12 | Average Weekday | SCE | 1-in-2 | 2030 | 3 |  |  |  | 47.5095 | 1
| LCA | Big Creek/Ventura | 12 | Average Weekday | SCE | 1-in-2 | 2030 | 4 |  |  |  | 47.0862 | 1
| LCA | Big Creek/Ventura | 12 | Average Weekday | SCE | 1-in-2 | 2030 | 5 |  |  |  | 46.5986 | 1
| LCA | Big Creek/Ventura | 12 | Average Weekday | SCE | 1-in-2 | 2030 | 6 |  |  |  | 46.1012 | 1
| LCA | Big Creek/Ventura | 12 | Average Weekday | SCE | 1-in-2 | 2030 | 7 |  |  |  | 45.7346 | 1
| LCA | Big Creek/Ventura | 12 | Average Weekday | SCE | 1-in-2 | 2030 | 8 |  |  |  | 45.516 | 1
| LCA | Big Creek/Ventura | 12 | Average Weekday | SCE | 1-in-2 | 2030 | 9 |  |  |  | 45.8981 | 1
| LCA | Big Creek/Ventura | 12 | Average Weekday | SCE | 1-in-2 | 2030 | 10 |  |  |  | 48.6449 | 1
| LCA | Big Creek/Ventura | 12 | Average Weekday | SCE | 1-in-2 | 2030 | 11 |  |  |  | 52.1651 | 1
| LCA | Big Creek/Ventura | 12 | Average Weekday | SCE | 1-in-2 | 2030 | 12 |  |  |  | 55.1199 | 1
| LCA | Big Creek/Ventura | 12 | Average Weekday | SCE | 1-in-2 | 2030 | 13 |  |  |  | 57.2949 | 1
| LCA | Big Creek/Ventura | 12 | Average Weekday | SCE | 1-in-2 | 2030 | 14 |  |  |  | 58.6188 | 1
| LCA | Big Creek/Ventura | 12 | Average Weekday | SCE | 1-in-2 | 2030 | 15 |  |  |  | 59.3146 | 1
| LCA | Big Creek/Ventura | 12 | Average Weekday | SCE | 1-in-2 | 2030 | 16 |  |  |  | 59.5146 | 1
| LCA | Big Creek/Ventura | 12 | Average Weekday | SCE | 1-in-2 | 2030 | 17 |  |  |  | 58.892 | 1
| LCA | Big Creek/Ventura | 12 | Average Weekday | SCE | 1-in-2 | 2030 | 18 |  |  |  | 57.1246 | 1
| LCA | Big Creek/Ventura | 12 | Average Weekday | SCE | 1-in-2 | 2030 | 19 |  |  |  | 54.8365 | 1
| LCA | Big Creek/Ventura | 12 | Average Weekday | SCE | 1-in-2 | 2030 | 20 |  |  |  | 53.0495 | 1
| LCA | Big Creek/Ventura | 12 | Average Weekday | SCE | 1-in-2 | 2030 | 21 |  |  |  | 51.5506 | 1
| LCA | Big Creek/Ventura | 12 | Average Weekday | SCE | 1-in-2 | 2030 | 22 |  |  |  | 50.4554 | 1
| LCA | Big Creek/Ventura | 12 | Average Weekday | SCE | 1-in-2 | 2030 | 23 |  |  |  | 49.5695 | 1
| LCA | Big Creek/Ventura | 12 | Average Weekday | SCE | 1-in-2 | 2030 | 24 |  |  |  | 48.7673 | 1
| LCA | Big Creek/Ventura | 12 | Monthly System Peak Day | SCE | 1-in-2 | 2030 | 1 |  |  |  | 41.5686 | 1
| LCA | Big Creek/Ventura | 12 | Monthly System Peak Day | SCE | 1-in-2 | 2030 | 2 |  |  |  | 40.4686 | 1
| LCA | Big Creek/Ventura | 12 | Monthly System Peak Day | SCE | 1-in-2 | 2030 | 3 |  |  |  | 39.6105 | 1
| LCA | Big Creek/Ventura | 12 | Monthly System Peak Day | SCE | 1-in-2 | 2030 | 4 |  |  |  | 38.6324 | 1
| LCA | Big Creek/Ventura | 12 | Monthly System Peak Day | SCE | 1-in-2 | 2030 | 5 |  |  |  | 38.0786 | 1
| LCA | Big Creek/Ventura | 12 | Monthly System Peak Day | SCE | 1-in-2 | 2030 | 6 |  |  |  | 37.5305 | 1
| LCA | Big Creek/Ventura | 12 | Monthly System Peak Day | SCE | 1-in-2 | 2030 | 7 |  |  |  | 37.1495 | 1
| LCA | Big Creek/Ventura | 12 | Monthly System Peak Day | SCE | 1-in-2 | 2030 | 8 |  |  |  | 37.141 | 1
| LCA | Big Creek/Ventura | 12 | Monthly System Peak Day | SCE | 1-in-2 | 2030 | 9 |  |  |  | 37.4405 | 1
| LCA | Big Creek/Ventura | 12 | Monthly System Peak Day | SCE | 1-in-2 | 2030 | 10 |  |  |  | 40.6867 | 1
| LCA | Big Creek/Ventura | 12 | Monthly System Peak Day | SCE | 1-in-2 | 2030 | 11 |  |  |  | 45.259 | 1
| LCA | Big Creek/Ventura | 12 | Monthly System Peak Day | SCE | 1-in-2 | 2030 | 12 |  |  |  | 48.8629 | 1
| LCA | Big Creek/Ventura | 12 | Monthly System Peak Day | SCE | 1-in-2 | 2030 | 13 |  |  |  | 50.551 | 1
| LCA | Big Creek/Ventura | 12 | Monthly System Peak Day | SCE | 1-in-2 | 2030 | 14 |  |  |  | 51.9633 | 1
| LCA | Big Creek/Ventura | 12 | Monthly System Peak Day | SCE | 1-in-2 | 2030 | 15 |  |  |  | 52.9886 | 1
| LCA | Big Creek/Ventura | 12 | Monthly System Peak Day | SCE | 1-in-2 | 2030 | 16 |  |  |  | 53.4748 | 1
| LCA | Big Creek/Ventura | 12 | Monthly System Peak Day | SCE | 1-in-2 | 2030 | 17 |  |  |  | 53.1986 | 1
| LCA | Big Creek/Ventura | 12 | Monthly System Peak Day | SCE | 1-in-2 | 2030 | 18 |  |  |  | 51.6167 | 1
| LCA | Big Creek/Ventura | 12 | Monthly System Peak Day | SCE | 1-in-2 | 2030 | 19 |  |  |  | 49.0557 | 1
| LCA | Big Creek/Ventura | 12 | Monthly System Peak Day | SCE | 1-in-2 | 2030 | 20 |  |  |  | 46.3252 | 1
| LCA | Big Creek/Ventura | 12 | Monthly System Peak Day | SCE | 1-in-2 | 2030 | 21 |  |  |  | 44.9024 | 1
| LCA | Big Creek/Ventura | 12 | Monthly System Peak Day | SCE | 1-in-2 | 2030 | 22 |  |  |  | 43.6133 | 1
| LCA | Big Creek/Ventura | 12 | Monthly System Peak Day | SCE | 1-in-2 | 2030 | 23 |  |  |  | 42.4038 | 1
| LCA | Big Creek/Ventura | 12 | Monthly System Peak Day | SCE | 1-in-2 | 2030 | 24 |  |  |  | 41.019 | 1
| LCA | Big Creek/Ventura | 1 | Average Weekday | SCE | 1-in-2 | 2031 | 1 |  |  |  | 49.1969 | 1
| LCA | Big Creek/Ventura | 1 | Average Weekday | SCE | 1-in-2 | 2031 | 2 |  |  |  | 48.2757 | 1
| LCA | Big Creek/Ventura | 1 | Average Weekday | SCE | 1-in-2 | 2031 | 3 |  |  |  | 47.5076 | 1
| LCA | Big Creek/Ventura | 1 | Average Weekday | SCE | 1-in-2 | 2031 | 4 |  |  |  | 46.8141 | 1
| LCA | Big Creek/Ventura | 1 | Average Weekday | SCE | 1-in-2 | 2031 | 5 |  |  |  | 46.1101 | 1
| LCA | Big Creek/Ventura | 1 | Average Weekday | SCE | 1-in-2 | 2031 | 6 |  |  |  | 45.3732 | 1
| LCA | Big Creek/Ventura | 1 | Average Weekday | SCE | 1-in-2 | 2031 | 7 |  |  |  | 44.7871 | 1
| LCA | Big Creek/Ventura | 1 | Average Weekday | SCE | 1-in-2 | 2031 | 8 |  |  |  | 44.7504 | 1
| LCA | Big Creek/Ventura | 1 | Average Weekday | SCE | 1-in-2 | 2031 | 9 |  |  |  | 45.2981 | 1
| LCA | Big Creek/Ventura | 1 | Average Weekday | SCE | 1-in-2 | 2031 | 10 |  |  |  | 49.3299 | 1
| LCA | Big Creek/Ventura | 1 | Average Weekday | SCE | 1-in-2 | 2031 | 11 |  |  |  | 54.2413 | 1
| LCA | Big Creek/Ventura | 1 | Average Weekday | SCE | 1-in-2 | 2031 | 12 |  |  |  | 58.3319 | 1
| LCA | Big Creek/Ventura | 1 | Average Weekday | SCE | 1-in-2 | 2031 | 13 |  |  |  | 61.3009 | 1
| LCA | Big Creek/Ventura | 1 | Average Weekday | SCE | 1-in-2 | 2031 | 14 |  |  |  | 63.1875 | 1
| LCA | Big Creek/Ventura | 1 | Average Weekday | SCE | 1-in-2 | 2031 | 15 |  |  |  | 64.3795 | 1
| LCA | Big Creek/Ventura | 1 | Average Weekday | SCE | 1-in-2 | 2031 | 16 |  |  |  | 64.8751 | 1
| LCA | Big Creek/Ventura | 1 | Average Weekday | SCE | 1-in-2 | 2031 | 17 |  |  |  | 64.3426 | 1
| LCA | Big Creek/Ventura | 1 | Average Weekday | SCE | 1-in-2 | 2031 | 18 |  |  |  | 62.5618 | 1
| LCA | Big Creek/Ventura | 1 | Average Weekday | SCE | 1-in-2 | 2031 | 19 |  |  |  | 59.5326 | 1
| LCA | Big Creek/Ventura | 1 | Average Weekday | SCE | 1-in-2 | 2031 | 20 |  |  |  | 56.9613 | 1
| LCA | Big Creek/Ventura | 1 | Average Weekday | SCE | 1-in-2 | 2031 | 21 |  |  |  | 54.9257 | 1
| LCA | Big Creek/Ventura | 1 | Average Weekday | SCE | 1-in-2 | 2031 | 22 |  |  |  | 53.2111 | 1
| LCA | Big Creek/Ventura | 1 | Average Weekday | SCE | 1-in-2 | 2031 | 23 |  |  |  | 51.841 | 1
| LCA | Big Creek/Ventura | 1 | Average Weekday | SCE | 1-in-2 | 2031 | 24 |  |  |  | 50.8538 | 1
| LCA | Big Creek/Ventura | 1 | Monthly System Peak Day | SCE | 1-in-2 | 2031 | 1 |  |  |  | 43.1152 | 1
| LCA | Big Creek/Ventura | 1 | Monthly System Peak Day | SCE | 1-in-2 | 2031 | 2 |  |  |  | 42.75 | 1
| LCA | Big Creek/Ventura | 1 | Monthly System Peak Day | SCE | 1-in-2 | 2031 | 3 |  |  |  | 41.8114 | 1
| LCA | Big Creek/Ventura | 1 | Monthly System Peak Day | SCE | 1-in-2 | 2031 | 4 |  |  |  | 40.7267 | 1
| LCA | Big Creek/Ventura | 1 | Monthly System Peak Day | SCE | 1-in-2 | 2031 | 5 |  |  |  | 39.2443 | 1
| LCA | Big Creek/Ventura | 1 | Monthly System Peak Day | SCE | 1-in-2 | 2031 | 6 |  |  |  | 38.76 | 1
| LCA | Big Creek/Ventura | 1 | Monthly System Peak Day | SCE | 1-in-2 | 2031 | 7 |  |  |  | 38.649 | 1
| LCA | Big Creek/Ventura | 1 | Monthly System Peak Day | SCE | 1-in-2 | 2031 | 8 |  |  |  | 38.91 | 1
| LCA | Big Creek/Ventura | 1 | Monthly System Peak Day | SCE | 1-in-2 | 2031 | 9 |  |  |  | 39.621 | 1
| LCA | Big Creek/Ventura | 1 | Monthly System Peak Day | SCE | 1-in-2 | 2031 | 10 |  |  |  | 42.7724 | 1
| LCA | Big Creek/Ventura | 1 | Monthly System Peak Day | SCE | 1-in-2 | 2031 | 11 |  |  |  | 45.9386 | 1
| LCA | Big Creek/Ventura | 1 | Monthly System Peak Day | SCE | 1-in-2 | 2031 | 12 |  |  |  | 48.2324 | 1
| LCA | Big Creek/Ventura | 1 | Monthly System Peak Day | SCE | 1-in-2 | 2031 | 13 |  |  |  | 49.9552 | 1
| LCA | Big Creek/Ventura | 1 | Monthly System Peak Day | SCE | 1-in-2 | 2031 | 14 |  |  |  | 51.1795 | 1
| LCA | Big Creek/Ventura | 1 | Monthly System Peak Day | SCE | 1-in-2 | 2031 | 15 |  |  |  | 51.9338 | 1
| LCA | Big Creek/Ventura | 1 | Monthly System Peak Day | SCE | 1-in-2 | 2031 | 16 |  |  |  | 52.5329 | 1
| LCA | Big Creek/Ventura | 1 | Monthly System Peak Day | SCE | 1-in-2 | 2031 | 17 |  |  |  | 52.7424 | 1
| LCA | Big Creek/Ventura | 1 | Monthly System Peak Day | SCE | 1-in-2 | 2031 | 18 |  |  |  | 51.91 | 1
| LCA | Big Creek/Ventura | 1 | Monthly System Peak Day | SCE | 1-in-2 | 2031 | 19 |  |  |  | 49.6876 | 1
| LCA | Big Creek/Ventura | 1 | Monthly System Peak Day | SCE | 1-in-2 | 2031 | 20 |  |  |  | 48.3543 | 1
| LCA | Big Creek/Ventura | 1 | Monthly System Peak Day | SCE | 1-in-2 | 2031 | 21 |  |  |  | 46.7295 | 1
| LCA | Big Creek/Ventura | 1 | Monthly System Peak Day | SCE | 1-in-2 | 2031 | 22 |  |  |  | 45.329 | 1
| LCA | Big Creek/Ventura | 1 | Monthly System Peak Day | SCE | 1-in-2 | 2031 | 23 |  |  |  | 43.6052 | 1
| LCA | Big Creek/Ventura | 1 | Monthly System Peak Day | SCE | 1-in-2 | 2031 | 24 |  |  |  | 42.4095 | 1
| LCA | Big Creek/Ventura | 2 | Average Weekday | SCE | 1-in-2 | 2031 | 1 |  |  |  | 49.2053 | 1
| LCA | Big Creek/Ventura | 2 | Average Weekday | SCE | 1-in-2 | 2031 | 2 |  |  |  | 48.2407 | 1
| LCA | Big Creek/Ventura | 2 | Average Weekday | SCE | 1-in-2 | 2031 | 3 |  |  |  | 47.2688 | 1
| LCA | Big Creek/Ventura | 2 | Average Weekday | SCE | 1-in-2 | 2031 | 4 |  |  |  | 46.3972 | 1
| LCA | Big Creek/Ventura | 2 | Average Weekday | SCE | 1-in-2 | 2031 | 5 |  |  |  | 45.7571 | 1
| LCA | Big Creek/Ventura | 2 | Average Weekday | SCE | 1-in-2 | 2031 | 6 |  |  |  | 45.0032 | 1
| LCA | Big Creek/Ventura | 2 | Average Weekday | SCE | 1-in-2 | 2031 | 7 |  |  |  | 44.6126 | 1
| LCA | Big Creek/Ventura | 2 | Average Weekday | SCE | 1-in-2 | 2031 | 8 |  |  |  | 44.4062 | 1
| LCA | Big Creek/Ventura | 2 | Average Weekday | SCE | 1-in-2 | 2031 | 9 |  |  |  | 45.7423 | 1
| LCA | Big Creek/Ventura | 2 | Average Weekday | SCE | 1-in-2 | 2031 | 10 |  |  |  | 49.8466 | 1
| LCA | Big Creek/Ventura | 2 | Average Weekday | SCE | 1-in-2 | 2031 | 11 |  |  |  | 54.3638 | 1
| LCA | Big Creek/Ventura | 2 | Average Weekday | SCE | 1-in-2 | 2031 | 12 |  |  |  | 58.0203 | 1
| LCA | Big Creek/Ventura | 2 | Average Weekday | SCE | 1-in-2 | 2031 | 13 |  |  |  | 60.717 | 1
| LCA | Big Creek/Ventura | 2 | Average Weekday | SCE | 1-in-2 | 2031 | 14 |  |  |  | 62.4777 | 1
| LCA | Big Creek/Ventura | 2 | Average Weekday | SCE | 1-in-2 | 2031 | 15 |  |  |  | 63.5056 | 1
| LCA | Big Creek/Ventura | 2 | Average Weekday | SCE | 1-in-2 | 2031 | 16 |  |  |  | 64.0437 | 1
| LCA | Big Creek/Ventura | 2 | Average Weekday | SCE | 1-in-2 | 2031 | 17 |  |  |  | 63.7273 | 1
| LCA | Big Creek/Ventura | 2 | Average Weekday | SCE | 1-in-2 | 2031 | 18 |  |  |  | 62.4272 | 1
| LCA | Big Creek/Ventura | 2 | Average Weekday | SCE | 1-in-2 | 2031 | 19 |  |  |  | 59.6754 | 1
| LCA | Big Creek/Ventura | 2 | Average Weekday | SCE | 1-in-2 | 2031 | 20 |  |  |  | 56.7044 | 1
| LCA | Big Creek/Ventura | 2 | Average Weekday | SCE | 1-in-2 | 2031 | 21 |  |  |  | 54.5686 | 1
| LCA | Big Creek/Ventura | 2 | Average Weekday | SCE | 1-in-2 | 2031 | 22 |  |  |  | 52.9939 | 1
| LCA | Big Creek/Ventura | 2 | Average Weekday | SCE | 1-in-2 | 2031 | 23 |  |  |  | 51.6964 | 1
| LCA | Big Creek/Ventura | 2 | Average Weekday | SCE | 1-in-2 | 2031 | 24 |  |  |  | 50.7309 | 1
| LCA | Big Creek/Ventura | 2 | Monthly System Peak Day | SCE | 1-in-2 | 2031 | 1 |  |  |  | 40.4005 | 1
| LCA | Big Creek/Ventura | 2 | Monthly System Peak Day | SCE | 1-in-2 | 2031 | 2 |  |  |  | 39.7419 | 1
| LCA | Big Creek/Ventura | 2 | Monthly System Peak Day | SCE | 1-in-2 | 2031 | 3 |  |  |  | 38.8505 | 1
| LCA | Big Creek/Ventura | 2 | Monthly System Peak Day | SCE | 1-in-2 | 2031 | 4 |  |  |  | 37.9643 | 1
| LCA | Big Creek/Ventura | 2 | Monthly System Peak Day | SCE | 1-in-2 | 2031 | 5 |  |  |  | 37.3381 | 1
| LCA | Big Creek/Ventura | 2 | Monthly System Peak Day | SCE | 1-in-2 | 2031 | 6 |  |  |  | 37.171 | 1
| LCA | Big Creek/Ventura | 2 | Monthly System Peak Day | SCE | 1-in-2 | 2031 | 7 |  |  |  | 37.5448 | 1
| LCA | Big Creek/Ventura | 2 | Monthly System Peak Day | SCE | 1-in-2 | 2031 | 8 |  |  |  | 38.9748 | 1
| LCA | Big Creek/Ventura | 2 | Monthly System Peak Day | SCE | 1-in-2 | 2031 | 9 |  |  |  | 40.9176 | 1
| LCA | Big Creek/Ventura | 2 | Monthly System Peak Day | SCE | 1-in-2 | 2031 | 10 |  |  |  | 43.481 | 1
| LCA | Big Creek/Ventura | 2 | Monthly System Peak Day | SCE | 1-in-2 | 2031 | 11 |  |  |  | 46.531 | 1
| LCA | Big Creek/Ventura | 2 | Monthly System Peak Day | SCE | 1-in-2 | 2031 | 12 |  |  |  | 48.9738 | 1
| LCA | Big Creek/Ventura | 2 | Monthly System Peak Day | SCE | 1-in-2 | 2031 | 13 |  |  |  | 51.3448 | 1
| LCA | Big Creek/Ventura | 2 | Monthly System Peak Day | SCE | 1-in-2 | 2031 | 14 |  |  |  | 53.14 | 1
| LCA | Big Creek/Ventura | 2 | Monthly System Peak Day | SCE | 1-in-2 | 2031 | 15 |  |  |  | 54.4452 | 1
| LCA | Big Creek/Ventura | 2 | Monthly System Peak Day | SCE | 1-in-2 | 2031 | 16 |  |  |  | 55.2262 | 1
| LCA | Big Creek/Ventura | 2 | Monthly System Peak Day | SCE | 1-in-2 | 2031 | 17 |  |  |  | 55.1676 | 1
| LCA | Big Creek/Ventura | 2 | Monthly System Peak Day | SCE | 1-in-2 | 2031 | 18 |  |  |  | 53.7229 | 1
| LCA | Big Creek/Ventura | 2 | Monthly System Peak Day | SCE | 1-in-2 | 2031 | 19 |  |  |  | 50.9062 | 1
| LCA | Big Creek/Ventura | 2 | Monthly System Peak Day | SCE | 1-in-2 | 2031 | 20 |  |  |  | 48.6162 | 1
| LCA | Big Creek/Ventura | 2 | Monthly System Peak Day | SCE | 1-in-2 | 2031 | 21 |  |  |  | 47.2352 | 1
| LCA | Big Creek/Ventura | 2 | Monthly System Peak Day | SCE | 1-in-2 | 2031 | 22 |  |  |  | 46.1538 | 1
| LCA | Big Creek/Ventura | 2 | Monthly System Peak Day | SCE | 1-in-2 | 2031 | 23 |  |  |  | 45.2914 | 1
| LCA | Big Creek/Ventura | 2 | Monthly System Peak Day | SCE | 1-in-2 | 2031 | 24 |  |  |  | 44.1919 | 1
| LCA | Big Creek/Ventura | 3 | Average Weekday | SCE | 1-in-2 | 2031 | 1 |  |  |  | 53.0931 | 1
| LCA | Big Creek/Ventura | 3 | Average Weekday | SCE | 1-in-2 | 2031 | 2 |  |  |  | 52.1518 | 1
| LCA | Big Creek/Ventura | 3 | Average Weekday | SCE | 1-in-2 | 2031 | 3 |  |  |  | 51.4361 | 1
| LCA | Big Creek/Ventura | 3 | Average Weekday | SCE | 1-in-2 | 2031 | 4 |  |  |  | 50.6088 | 1
| LCA | Big Creek/Ventura | 3 | Average Weekday | SCE | 1-in-2 | 2031 | 5 |  |  |  | 49.8264 | 1
| LCA | Big Creek/Ventura | 3 | Average Weekday | SCE | 1-in-2 | 2031 | 6 |  |  |  | 49.1144 | 1
| LCA | Big Creek/Ventura | 3 | Average Weekday | SCE | 1-in-2 | 2031 | 7 |  |  |  | 48.7286 | 1
| LCA | Big Creek/Ventura | 3 | Average Weekday | SCE | 1-in-2 | 2031 | 8 |  |  |  | 48.556 | 1
| LCA | Big Creek/Ventura | 3 | Average Weekday | SCE | 1-in-2 | 2031 | 9 |  |  |  | 49.6354 | 1
| LCA | Big Creek/Ventura | 3 | Average Weekday | SCE | 1-in-2 | 2031 | 10 |  |  |  | 52.7959 | 1
| LCA | Big Creek/Ventura | 3 | Average Weekday | SCE | 1-in-2 | 2031 | 11 |  |  |  | 56.5618 | 1
| LCA | Big Creek/Ventura | 3 | Average Weekday | SCE | 1-in-2 | 2031 | 12 |  |  |  | 59.7162 | 1
| LCA | Big Creek/Ventura | 3 | Average Weekday | SCE | 1-in-2 | 2031 | 13 |  |  |  | 62.131 | 1
| LCA | Big Creek/Ventura | 3 | Average Weekday | SCE | 1-in-2 | 2031 | 14 |  |  |  | 64.0488 | 1
| LCA | Big Creek/Ventura | 3 | Average Weekday | SCE | 1-in-2 | 2031 | 15 |  |  |  | 65.2261 | 1
| LCA | Big Creek/Ventura | 3 | Average Weekday | SCE | 1-in-2 | 2031 | 16 |  |  |  | 65.8385 | 1
| LCA | Big Creek/Ventura | 3 | Average Weekday | SCE | 1-in-2 | 2031 | 17 |  |  |  | 65.8408 | 1
| LCA | Big Creek/Ventura | 3 | Average Weekday | SCE | 1-in-2 | 2031 | 18 |  |  |  | 64.9116 | 1
| LCA | Big Creek/Ventura | 3 | Average Weekday | SCE | 1-in-2 | 2031 | 19 |  |  |  | 63.2278 | 1
| LCA | Big Creek/Ventura | 3 | Average Weekday | SCE | 1-in-2 | 2031 | 20 |  |  |  | 60.8901 | 1
| LCA | Big Creek/Ventura | 3 | Average Weekday | SCE | 1-in-2 | 2031 | 21 |  |  |  | 58.5405 | 1
| LCA | Big Creek/Ventura | 3 | Average Weekday | SCE | 1-in-2 | 2031 | 22 |  |  |  | 56.9835 | 1
| LCA | Big Creek/Ventura | 3 | Average Weekday | SCE | 1-in-2 | 2031 | 23 |  |  |  | 55.836 | 1
| LCA | Big Creek/Ventura | 3 | Average Weekday | SCE | 1-in-2 | 2031 | 24 |  |  |  | 54.7761 | 1
| LCA | Big Creek/Ventura | 3 | Monthly System Peak Day | SCE | 1-in-2 | 2031 | 1 |  |  |  | 52.1348 | 1
| LCA | Big Creek/Ventura | 3 | Monthly System Peak Day | SCE | 1-in-2 | 2031 | 2 |  |  |  | 51.1195 | 1
| LCA | Big Creek/Ventura | 3 | Monthly System Peak Day | SCE | 1-in-2 | 2031 | 3 |  |  |  | 49.7057 | 1
| LCA | Big Creek/Ventura | 3 | Monthly System Peak Day | SCE | 1-in-2 | 2031 | 4 |  |  |  | 49.4448 | 1
| LCA | Big Creek/Ventura | 3 | Monthly System Peak Day | SCE | 1-in-2 | 2031 | 5 |  |  |  | 48.8652 | 1
| LCA | Big Creek/Ventura | 3 | Monthly System Peak Day | SCE | 1-in-2 | 2031 | 6 |  |  |  | 47.5152 | 1
| LCA | Big Creek/Ventura | 3 | Monthly System Peak Day | SCE | 1-in-2 | 2031 | 7 |  |  |  | 47.2652 | 1
| LCA | Big Creek/Ventura | 3 | Monthly System Peak Day | SCE | 1-in-2 | 2031 | 8 |  |  |  | 46.5395 | 1
| LCA | Big Creek/Ventura | 3 | Monthly System Peak Day | SCE | 1-in-2 | 2031 | 9 |  |  |  | 46.9857 | 1
| LCA | Big Creek/Ventura | 3 | Monthly System Peak Day | SCE | 1-in-2 | 2031 | 10 |  |  |  | 50.7852 | 1
| LCA | Big Creek/Ventura | 3 | Monthly System Peak Day | SCE | 1-in-2 | 2031 | 11 |  |  |  | 55.9019 | 1
| LCA | Big Creek/Ventura | 3 | Monthly System Peak Day | SCE | 1-in-2 | 2031 | 12 |  |  |  | 60.2786 | 1
| LCA | Big Creek/Ventura | 3 | Monthly System Peak Day | SCE | 1-in-2 | 2031 | 13 |  |  |  | 63.6662 | 1
| LCA | Big Creek/Ventura | 3 | Monthly System Peak Day | SCE | 1-in-2 | 2031 | 14 |  |  |  | 65.9067 | 1
| LCA | Big Creek/Ventura | 3 | Monthly System Peak Day | SCE | 1-in-2 | 2031 | 15 |  |  |  | 67.1209 | 1
| LCA | Big Creek/Ventura | 3 | Monthly System Peak Day | SCE | 1-in-2 | 2031 | 16 |  |  |  | 68.249 | 1
| LCA | Big Creek/Ventura | 3 | Monthly System Peak Day | SCE | 1-in-2 | 2031 | 17 |  |  |  | 68.78 | 1
| LCA | Big Creek/Ventura | 3 | Monthly System Peak Day | SCE | 1-in-2 | 2031 | 18 |  |  |  | 68.3967 | 1
| LCA | Big Creek/Ventura | 3 | Monthly System Peak Day | SCE | 1-in-2 | 2031 | 19 |  |  |  | 67.0748 | 1
| LCA | Big Creek/Ventura | 3 | Monthly System Peak Day | SCE | 1-in-2 | 2031 | 20 |  |  |  | 64.8043 | 1
| LCA | Big Creek/Ventura | 3 | Monthly System Peak Day | SCE | 1-in-2 | 2031 | 21 |  |  |  | 61.4724 | 1
| LCA | Big Creek/Ventura | 3 | Monthly System Peak Day | SCE | 1-in-2 | 2031 | 22 |  |  |  | 59.0271 | 1
| LCA | Big Creek/Ventura | 3 | Monthly System Peak Day | SCE | 1-in-2 | 2031 | 23 |  |  |  | 57.2024 | 1
| LCA | Big Creek/Ventura | 3 | Monthly System Peak Day | SCE | 1-in-2 | 2031 | 24 |  |  |  | 56.16 | 1
| LCA | Big Creek/Ventura | 4 | Average Weekday | SCE | 1-in-2 | 2031 | 1 |  |  |  | 55.7977 | 1
| LCA | Big Creek/Ventura | 4 | Average Weekday | SCE | 1-in-2 | 2031 | 2 |  |  |  | 54.7457 | 1
| LCA | Big Creek/Ventura | 4 | Average Weekday | SCE | 1-in-2 | 2031 | 3 |  |  |  | 53.7439 | 1
| LCA | Big Creek/Ventura | 4 | Average Weekday | SCE | 1-in-2 | 2031 | 4 |  |  |  | 52.8991 | 1
| LCA | Big Creek/Ventura | 4 | Average Weekday | SCE | 1-in-2 | 2031 | 5 |  |  |  | 51.9919 | 1
| LCA | Big Creek/Ventura | 4 | Average Weekday | SCE | 1-in-2 | 2031 | 6 |  |  |  | 51.2931 | 1
| LCA | Big Creek/Ventura | 4 | Average Weekday | SCE | 1-in-2 | 2031 | 7 |  |  |  | 50.696 | 1
| LCA | Big Creek/Ventura | 4 | Average Weekday | SCE | 1-in-2 | 2031 | 8 |  |  |  | 50.4624 | 1
| LCA | Big Creek/Ventura | 4 | Average Weekday | SCE | 1-in-2 | 2031 | 9 |  |  |  | 52.1757 | 1
| LCA | Big Creek/Ventura | 4 | Average Weekday | SCE | 1-in-2 | 2031 | 10 |  |  |  | 55.7532 | 1
| LCA | Big Creek/Ventura | 4 | Average Weekday | SCE | 1-in-2 | 2031 | 11 |  |  |  | 59.4615 | 1
| LCA | Big Creek/Ventura | 4 | Average Weekday | SCE | 1-in-2 | 2031 | 12 |  |  |  | 62.6796 | 1
| LCA | Big Creek/Ventura | 4 | Average Weekday | SCE | 1-in-2 | 2031 | 13 |  |  |  | 65.204 | 1
| LCA | Big Creek/Ventura | 4 | Average Weekday | SCE | 1-in-2 | 2031 | 14 |  |  |  | 67.214 | 1
| LCA | Big Creek/Ventura | 4 | Average Weekday | SCE | 1-in-2 | 2031 | 15 |  |  |  | 68.4754 | 1
| LCA | Big Creek/Ventura | 4 | Average Weekday | SCE | 1-in-2 | 2031 | 16 |  |  |  | 69.0086 | 1
| LCA | Big Creek/Ventura | 4 | Average Weekday | SCE | 1-in-2 | 2031 | 17 |  |  |  | 68.995 | 1
| LCA | Big Creek/Ventura | 4 | Average Weekday | SCE | 1-in-2 | 2031 | 18 |  |  |  | 68.1884 | 1
| LCA | Big Creek/Ventura | 4 | Average Weekday | SCE | 1-in-2 | 2031 | 19 |  |  |  | 66.6823 | 1
| LCA | Big Creek/Ventura | 4 | Average Weekday | SCE | 1-in-2 | 2031 | 20 |  |  |  | 64.4104 | 1
| LCA | Big Creek/Ventura | 4 | Average Weekday | SCE | 1-in-2 | 2031 | 21 |  |  |  | 61.4054 | 1
| LCA | Big Creek/Ventura | 4 | Average Weekday | SCE | 1-in-2 | 2031 | 22 |  |  |  | 59.3045 | 1
| LCA | Big Creek/Ventura | 4 | Average Weekday | SCE | 1-in-2 | 2031 | 23 |  |  |  | 57.9252 | 1
| LCA | Big Creek/Ventura | 4 | Average Weekday | SCE | 1-in-2 | 2031 | 24 |  |  |  | 56.7051 | 1
| LCA | Big Creek/Ventura | 4 | Monthly System Peak Day | SCE | 1-in-2 | 2031 | 1 |  |  |  | 64.1605 | 1
| LCA | Big Creek/Ventura | 4 | Monthly System Peak Day | SCE | 1-in-2 | 2031 | 2 |  |  |  | 62.6005 | 1
| LCA | Big Creek/Ventura | 4 | Monthly System Peak Day | SCE | 1-in-2 | 2031 | 3 |  |  |  | 60.9767 | 1
| LCA | Big Creek/Ventura | 4 | Monthly System Peak Day | SCE | 1-in-2 | 2031 | 4 |  |  |  | 59.5152 | 1
| LCA | Big Creek/Ventura | 4 | Monthly System Peak Day | SCE | 1-in-2 | 2031 | 5 |  |  |  | 58.6233 | 1
| LCA | Big Creek/Ventura | 4 | Monthly System Peak Day | SCE | 1-in-2 | 2031 | 6 |  |  |  | 57.4505 | 1
| LCA | Big Creek/Ventura | 4 | Monthly System Peak Day | SCE | 1-in-2 | 2031 | 7 |  |  |  | 55.9357 | 1
| LCA | Big Creek/Ventura | 4 | Monthly System Peak Day | SCE | 1-in-2 | 2031 | 8 |  |  |  | 54.9186 | 1
| LCA | Big Creek/Ventura | 4 | Monthly System Peak Day | SCE | 1-in-2 | 2031 | 9 |  |  |  | 56.7148 | 1
| LCA | Big Creek/Ventura | 4 | Monthly System Peak Day | SCE | 1-in-2 | 2031 | 10 |  |  |  | 62.02 | 1
| LCA | Big Creek/Ventura | 4 | Monthly System Peak Day | SCE | 1-in-2 | 2031 | 11 |  |  |  | 68.0505 | 1
| LCA | Big Creek/Ventura | 4 | Monthly System Peak Day | SCE | 1-in-2 | 2031 | 12 |  |  |  | 73.0229 | 1
| LCA | Big Creek/Ventura | 4 | Monthly System Peak Day | SCE | 1-in-2 | 2031 | 13 |  |  |  | 77.369 | 1
| LCA | Big Creek/Ventura | 4 | Monthly System Peak Day | SCE | 1-in-2 | 2031 | 14 |  |  |  | 80.7048 | 1
| LCA | Big Creek/Ventura | 4 | Monthly System Peak Day | SCE | 1-in-2 | 2031 | 15 |  |  |  | 82.5714 | 1
| LCA | Big Creek/Ventura | 4 | Monthly System Peak Day | SCE | 1-in-2 | 2031 | 16 |  |  |  | 83.4857 | 1
| LCA | Big Creek/Ventura | 4 | Monthly System Peak Day | SCE | 1-in-2 | 2031 | 17 |  |  |  | 83.8905 | 1
| LCA | Big Creek/Ventura | 4 | Monthly System Peak Day | SCE | 1-in-2 | 2031 | 18 |  |  |  | 83.3762 | 1
| LCA | Big Creek/Ventura | 4 | Monthly System Peak Day | SCE | 1-in-2 | 2031 | 19 |  |  |  | 81.5748 | 1
| LCA | Big Creek/Ventura | 4 | Monthly System Peak Day | SCE | 1-in-2 | 2031 | 20 |  |  |  | 78.3414 | 1
| LCA | Big Creek/Ventura | 4 | Monthly System Peak Day | SCE | 1-in-2 | 2031 | 21 |  |  |  | 73.3995 | 1
| LCA | Big Creek/Ventura | 4 | Monthly System Peak Day | SCE | 1-in-2 | 2031 | 22 |  |  |  | 69.8876 | 1
| LCA | Big Creek/Ventura | 4 | Monthly System Peak Day | SCE | 1-in-2 | 2031 | 23 |  |  |  | 67.2867 | 1
| LCA | Big Creek/Ventura | 4 | Monthly System Peak Day | SCE | 1-in-2 | 2031 | 24 |  |  |  | 65.421 | 1
| LCA | Big Creek/Ventura | 5 | Average Weekday | SCE | 1-in-2 | 2031 | 1 |  |  |  | 59.9923 | 1
| LCA | Big Creek/Ventura | 5 | Average Weekday | SCE | 1-in-2 | 2031 | 2 |  |  |  | 58.9604 | 1
| LCA | Big Creek/Ventura | 5 | Average Weekday | SCE | 1-in-2 | 2031 | 3 |  |  |  | 58.0285 | 1
| LCA | Big Creek/Ventura | 5 | Average Weekday | SCE | 1-in-2 | 2031 | 4 |  |  |  | 57.1772 | 1
| LCA | Big Creek/Ventura | 5 | Average Weekday | SCE | 1-in-2 | 2031 | 5 |  |  |  | 56.5246 | 1
| LCA | Big Creek/Ventura | 5 | Average Weekday | SCE | 1-in-2 | 2031 | 6 |  |  |  | 55.8549 | 1
| LCA | Big Creek/Ventura | 5 | Average Weekday | SCE | 1-in-2 | 2031 | 7 |  |  |  | 55.2307 | 1
| LCA | Big Creek/Ventura | 5 | Average Weekday | SCE | 1-in-2 | 2031 | 8 |  |  |  | 55.5515 | 1
| LCA | Big Creek/Ventura | 5 | Average Weekday | SCE | 1-in-2 | 2031 | 9 |  |  |  | 58.2705 | 1
| LCA | Big Creek/Ventura | 5 | Average Weekday | SCE | 1-in-2 | 2031 | 10 |  |  |  | 61.5484 | 1
| LCA | Big Creek/Ventura | 5 | Average Weekday | SCE | 1-in-2 | 2031 | 11 |  |  |  | 64.8911 | 1
| LCA | Big Creek/Ventura | 5 | Average Weekday | SCE | 1-in-2 | 2031 | 12 |  |  |  | 67.8559 | 1
| LCA | Big Creek/Ventura | 5 | Average Weekday | SCE | 1-in-2 | 2031 | 13 |  |  |  | 70.274 | 1
| LCA | Big Creek/Ventura | 5 | Average Weekday | SCE | 1-in-2 | 2031 | 14 |  |  |  | 72.0602 | 1
| LCA | Big Creek/Ventura | 5 | Average Weekday | SCE | 1-in-2 | 2031 | 15 |  |  |  | 73.1902 | 1
| LCA | Big Creek/Ventura | 5 | Average Weekday | SCE | 1-in-2 | 2031 | 16 |  |  |  | 73.6664 | 1
| LCA | Big Creek/Ventura | 5 | Average Weekday | SCE | 1-in-2 | 2031 | 17 |  |  |  | 73.4822 | 1
| LCA | Big Creek/Ventura | 5 | Average Weekday | SCE | 1-in-2 | 2031 | 18 |  |  |  | 72.7404 | 1
| LCA | Big Creek/Ventura | 5 | Average Weekday | SCE | 1-in-2 | 2031 | 19 |  |  |  | 71.3964 | 1
| LCA | Big Creek/Ventura | 5 | Average Weekday | SCE | 1-in-2 | 2031 | 20 |  |  |  | 69.2439 | 1
| LCA | Big Creek/Ventura | 5 | Average Weekday | SCE | 1-in-2 | 2031 | 21 |  |  |  | 66.4425 | 1
| LCA | Big Creek/Ventura | 5 | Average Weekday | SCE | 1-in-2 | 2031 | 22 |  |  |  | 63.8796 | 1
| LCA | Big Creek/Ventura | 5 | Average Weekday | SCE | 1-in-2 | 2031 | 23 |  |  |  | 62.223 | 1
| LCA | Big Creek/Ventura | 5 | Average Weekday | SCE | 1-in-2 | 2031 | 24 |  |  |  | 60.8978 | 1
| LCA | Big Creek/Ventura | 5 | Monthly System Peak Day | SCE | 1-in-2 | 2031 | 1 |  |  |  | 66.7243 | 1
| LCA | Big Creek/Ventura | 5 | Monthly System Peak Day | SCE | 1-in-2 | 2031 | 2 |  |  |  | 65.2852 | 1
| LCA | Big Creek/Ventura | 5 | Monthly System Peak Day | SCE | 1-in-2 | 2031 | 3 |  |  |  | 64.0095 | 1
| LCA | Big Creek/Ventura | 5 | Monthly System Peak Day | SCE | 1-in-2 | 2031 | 4 |  |  |  | 62.2362 | 1
| LCA | Big Creek/Ventura | 5 | Monthly System Peak Day | SCE | 1-in-2 | 2031 | 5 |  |  |  | 60.7495 | 1
| LCA | Big Creek/Ventura | 5 | Monthly System Peak Day | SCE | 1-in-2 | 2031 | 6 |  |  |  | 59.761 | 1
| LCA | Big Creek/Ventura | 5 | Monthly System Peak Day | SCE | 1-in-2 | 2031 | 7 |  |  |  | 58.6738 | 1
| LCA | Big Creek/Ventura | 5 | Monthly System Peak Day | SCE | 1-in-2 | 2031 | 8 |  |  |  | 59.0181 | 1
| LCA | Big Creek/Ventura | 5 | Monthly System Peak Day | SCE | 1-in-2 | 2031 | 9 |  |  |  | 62.8176 | 1
| LCA | Big Creek/Ventura | 5 | Monthly System Peak Day | SCE | 1-in-2 | 2031 | 10 |  |  |  | 67.7938 | 1
| LCA | Big Creek/Ventura | 5 | Monthly System Peak Day | SCE | 1-in-2 | 2031 | 11 |  |  |  | 72.7814 | 1
| LCA | Big Creek/Ventura | 5 | Monthly System Peak Day | SCE | 1-in-2 | 2031 | 12 |  |  |  | 77.2243 | 1
| LCA | Big Creek/Ventura | 5 | Monthly System Peak Day | SCE | 1-in-2 | 2031 | 13 |  |  |  | 80.7552 | 1
| LCA | Big Creek/Ventura | 5 | Monthly System Peak Day | SCE | 1-in-2 | 2031 | 14 |  |  |  | 83.3238 | 1
| LCA | Big Creek/Ventura | 5 | Monthly System Peak Day | SCE | 1-in-2 | 2031 | 15 |  |  |  | 85.0205 | 1
| LCA | Big Creek/Ventura | 5 | Monthly System Peak Day | SCE | 1-in-2 | 2031 | 16 |  |  |  | 86.031 | 1
| LCA | Big Creek/Ventura | 5 | Monthly System Peak Day | SCE | 1-in-2 | 2031 | 17 |  |  |  | 85.3443 | 1
| LCA | Big Creek/Ventura | 5 | Monthly System Peak Day | SCE | 1-in-2 | 2031 | 18 |  |  |  | 83.8443 | 1
| LCA | Big Creek/Ventura | 5 | Monthly System Peak Day | SCE | 1-in-2 | 2031 | 19 |  |  |  | 81.5962 | 1
| LCA | Big Creek/Ventura | 5 | Monthly System Peak Day | SCE | 1-in-2 | 2031 | 20 |  |  |  | 78.9724 | 1
| LCA | Big Creek/Ventura | 5 | Monthly System Peak Day | SCE | 1-in-2 | 2031 | 21 |  |  |  | 74.9781 | 1
| LCA | Big Creek/Ventura | 5 | Monthly System Peak Day | SCE | 1-in-2 | 2031 | 22 |  |  |  | 71.9014 | 1
| LCA | Big Creek/Ventura | 5 | Monthly System Peak Day | SCE | 1-in-2 | 2031 | 23 |  |  |  | 70.5533 | 1
| LCA | Big Creek/Ventura | 5 | Monthly System Peak Day | SCE | 1-in-2 | 2031 | 24 |  |  |  | 69.5681 | 1
| LCA | Big Creek/Ventura | 6 | Average Weekday | SCE | 1-in-2 | 2031 | 1 |  |  |  | 64.4446 | 1
| LCA | Big Creek/Ventura | 6 | Average Weekday | SCE | 1-in-2 | 2031 | 2 |  |  |  | 63.2767 | 1
| LCA | Big Creek/Ventura | 6 | Average Weekday | SCE | 1-in-2 | 2031 | 3 |  |  |  | 62.2793 | 1
| LCA | Big Creek/Ventura | 6 | Average Weekday | SCE | 1-in-2 | 2031 | 4 |  |  |  | 61.464 | 1
| LCA | Big Creek/Ventura | 6 | Average Weekday | SCE | 1-in-2 | 2031 | 5 |  |  |  | 60.9021 | 1
| LCA | Big Creek/Ventura | 6 | Average Weekday | SCE | 1-in-2 | 2031 | 6 |  |  |  | 60.1695 | 1
| LCA | Big Creek/Ventura | 6 | Average Weekday | SCE | 1-in-2 | 2031 | 7 |  |  |  | 59.5618 | 1
| LCA | Big Creek/Ventura | 6 | Average Weekday | SCE | 1-in-2 | 2031 | 8 |  |  |  | 60.0648 | 1
| LCA | Big Creek/Ventura | 6 | Average Weekday | SCE | 1-in-2 | 2031 | 9 |  |  |  | 63.0612 | 1
| LCA | Big Creek/Ventura | 6 | Average Weekday | SCE | 1-in-2 | 2031 | 10 |  |  |  | 66.8253 | 1
| LCA | Big Creek/Ventura | 6 | Average Weekday | SCE | 1-in-2 | 2031 | 11 |  |  |  | 70.5864 | 1
| LCA | Big Creek/Ventura | 6 | Average Weekday | SCE | 1-in-2 | 2031 | 12 |  |  |  | 74.0185 | 1
| LCA | Big Creek/Ventura | 6 | Average Weekday | SCE | 1-in-2 | 2031 | 13 |  |  |  | 76.855 | 1
| LCA | Big Creek/Ventura | 6 | Average Weekday | SCE | 1-in-2 | 2031 | 14 |  |  |  | 79.0359 | 1
| LCA | Big Creek/Ventura | 6 | Average Weekday | SCE | 1-in-2 | 2031 | 15 |  |  |  | 80.4934 | 1
| LCA | Big Creek/Ventura | 6 | Average Weekday | SCE | 1-in-2 | 2031 | 16 |  |  |  | 81.064 | 1
| LCA | Big Creek/Ventura | 6 | Average Weekday | SCE | 1-in-2 | 2031 | 17 |  |  |  | 80.9841 | 1
| LCA | Big Creek/Ventura | 6 | Average Weekday | SCE | 1-in-2 | 2031 | 18 |  |  |  | 80.1426 | 1
| LCA | Big Creek/Ventura | 6 | Average Weekday | SCE | 1-in-2 | 2031 | 19 |  |  |  | 78.6553 | 1
| LCA | Big Creek/Ventura | 6 | Average Weekday | SCE | 1-in-2 | 2031 | 20 |  |  |  | 76.5709 | 1
| LCA | Big Creek/Ventura | 6 | Average Weekday | SCE | 1-in-2 | 2031 | 21 |  |  |  | 73.5264 | 1
| LCA | Big Creek/Ventura | 6 | Average Weekday | SCE | 1-in-2 | 2031 | 22 |  |  |  | 69.9663 | 1
| LCA | Big Creek/Ventura | 6 | Average Weekday | SCE | 1-in-2 | 2031 | 23 |  |  |  | 67.6652 | 1
| LCA | Big Creek/Ventura | 6 | Average Weekday | SCE | 1-in-2 | 2031 | 24 |  |  |  | 66.0613 | 1
| LCA | Big Creek/Ventura | 6 | Monthly System Peak Day | SCE | 1-in-2 | 2031 | 1 |  |  |  | 69.3795 | 1
| LCA | Big Creek/Ventura | 6 | Monthly System Peak Day | SCE | 1-in-2 | 2031 | 2 |  |  |  | 68.0986 | 1
| LCA | Big Creek/Ventura | 6 | Monthly System Peak Day | SCE | 1-in-2 | 2031 | 3 |  |  |  | 67.389 | 1
| LCA | Big Creek/Ventura | 6 | Monthly System Peak Day | SCE | 1-in-2 | 2031 | 4 |  |  |  | 66.4067 | 1
| LCA | Big Creek/Ventura | 6 | Monthly System Peak Day | SCE | 1-in-2 | 2031 | 5 |  |  |  | 65.8 | 1
| LCA | Big Creek/Ventura | 6 | Monthly System Peak Day | SCE | 1-in-2 | 2031 | 6 |  |  |  | 65.1929 | 1
| LCA | Big Creek/Ventura | 6 | Monthly System Peak Day | SCE | 1-in-2 | 2031 | 7 |  |  |  | 64.4767 | 1
| LCA | Big Creek/Ventura | 6 | Monthly System Peak Day | SCE | 1-in-2 | 2031 | 8 |  |  |  | 64.8881 | 1
| LCA | Big Creek/Ventura | 6 | Monthly System Peak Day | SCE | 1-in-2 | 2031 | 9 |  |  |  | 68.4833 | 1
| LCA | Big Creek/Ventura | 6 | Monthly System Peak Day | SCE | 1-in-2 | 2031 | 10 |  |  |  | 72.7905 | 1
| LCA | Big Creek/Ventura | 6 | Monthly System Peak Day | SCE | 1-in-2 | 2031 | 11 |  |  |  | 77.211 | 1
| LCA | Big Creek/Ventura | 6 | Monthly System Peak Day | SCE | 1-in-2 | 2031 | 12 |  |  |  | 80.7938 | 1
| LCA | Big Creek/Ventura | 6 | Monthly System Peak Day | SCE | 1-in-2 | 2031 | 13 |  |  |  | 82.7448 | 1
| LCA | Big Creek/Ventura | 6 | Monthly System Peak Day | SCE | 1-in-2 | 2031 | 14 |  |  |  | 84.38 | 1
| LCA | Big Creek/Ventura | 6 | Monthly System Peak Day | SCE | 1-in-2 | 2031 | 15 |  |  |  | 84.7967 | 1
| LCA | Big Creek/Ventura | 6 | Monthly System Peak Day | SCE | 1-in-2 | 2031 | 16 |  |  |  | 84.7538 | 1
| LCA | Big Creek/Ventura | 6 | Monthly System Peak Day | SCE | 1-in-2 | 2031 | 17 |  |  |  | 84.39 | 1
| LCA | Big Creek/Ventura | 6 | Monthly System Peak Day | SCE | 1-in-2 | 2031 | 18 |  |  |  | 84.1114 | 1
| LCA | Big Creek/Ventura | 6 | Monthly System Peak Day | SCE | 1-in-2 | 2031 | 19 |  |  |  | 83.2814 | 1
| LCA | Big Creek/Ventura | 6 | Monthly System Peak Day | SCE | 1-in-2 | 2031 | 20 |  |  |  | 81.3067 | 1
| LCA | Big Creek/Ventura | 6 | Monthly System Peak Day | SCE | 1-in-2 | 2031 | 21 |  |  |  | 77.8095 | 1
| LCA | Big Creek/Ventura | 6 | Monthly System Peak Day | SCE | 1-in-2 | 2031 | 22 |  |  |  | 73.9586 | 1
| LCA | Big Creek/Ventura | 6 | Monthly System Peak Day | SCE | 1-in-2 | 2031 | 23 |  |  |  | 71.219 | 1
| LCA | Big Creek/Ventura | 6 | Monthly System Peak Day | SCE | 1-in-2 | 2031 | 24 |  |  |  | 69.6 | 1
| LCA | Big Creek/Ventura | 7 | Average Weekday | SCE | 1-in-2 | 2031 | 1 |  |  |  | 69.4643 | 1
| LCA | Big Creek/Ventura | 7 | Average Weekday | SCE | 1-in-2 | 2031 | 2 |  |  |  | 68.4978 | 1
| LCA | Big Creek/Ventura | 7 | Average Weekday | SCE | 1-in-2 | 2031 | 3 |  |  |  | 67.7258 | 1
| LCA | Big Creek/Ventura | 7 | Average Weekday | SCE | 1-in-2 | 2031 | 4 |  |  |  | 67.0793 | 1
| LCA | Big Creek/Ventura | 7 | Average Weekday | SCE | 1-in-2 | 2031 | 5 |  |  |  | 66.3097 | 1
| LCA | Big Creek/Ventura | 7 | Average Weekday | SCE | 1-in-2 | 2031 | 6 |  |  |  | 65.6954 | 1
| LCA | Big Creek/Ventura | 7 | Average Weekday | SCE | 1-in-2 | 2031 | 7 |  |  |  | 65.1253 | 1
| LCA | Big Creek/Ventura | 7 | Average Weekday | SCE | 1-in-2 | 2031 | 8 |  |  |  | 65.3233 | 1
| LCA | Big Creek/Ventura | 7 | Average Weekday | SCE | 1-in-2 | 2031 | 9 |  |  |  | 67.873 | 1
| LCA | Big Creek/Ventura | 7 | Average Weekday | SCE | 1-in-2 | 2031 | 10 |  |  |  | 71.393 | 1
| LCA | Big Creek/Ventura | 7 | Average Weekday | SCE | 1-in-2 | 2031 | 11 |  |  |  | 75.2097 | 1
| LCA | Big Creek/Ventura | 7 | Average Weekday | SCE | 1-in-2 | 2031 | 12 |  |  |  | 78.9288 | 1
| LCA | Big Creek/Ventura | 7 | Average Weekday | SCE | 1-in-2 | 2031 | 13 |  |  |  | 81.7619 | 1
| LCA | Big Creek/Ventura | 7 | Average Weekday | SCE | 1-in-2 | 2031 | 14 |  |  |  | 83.9094 | 1
| LCA | Big Creek/Ventura | 7 | Average Weekday | SCE | 1-in-2 | 2031 | 15 |  |  |  | 85.285 | 1
| LCA | Big Creek/Ventura | 7 | Average Weekday | SCE | 1-in-2 | 2031 | 16 |  |  |  | 85.8065 | 1
| LCA | Big Creek/Ventura | 7 | Average Weekday | SCE | 1-in-2 | 2031 | 17 |  |  |  | 85.5142 | 1
| LCA | Big Creek/Ventura | 7 | Average Weekday | SCE | 1-in-2 | 2031 | 18 |  |  |  | 84.6145 | 1
| LCA | Big Creek/Ventura | 7 | Average Weekday | SCE | 1-in-2 | 2031 | 19 |  |  |  | 83.0359 | 1
| LCA | Big Creek/Ventura | 7 | Average Weekday | SCE | 1-in-2 | 2031 | 20 |  |  |  | 80.7123 | 1
| LCA | Big Creek/Ventura | 7 | Average Weekday | SCE | 1-in-2 | 2031 | 21 |  |  |  | 77.5898 | 1
| LCA | Big Creek/Ventura | 7 | Average Weekday | SCE | 1-in-2 | 2031 | 22 |  |  |  | 74.1539 | 1
| LCA | Big Creek/Ventura | 7 | Average Weekday | SCE | 1-in-2 | 2031 | 23 |  |  |  | 71.9988 | 1
| LCA | Big Creek/Ventura | 7 | Average Weekday | SCE | 1-in-2 | 2031 | 24 |  |  |  | 70.3567 | 1
| LCA | Big Creek/Ventura | 7 | Monthly System Peak Day | SCE | 1-in-2 | 2031 | 1 |  |  |  | 75.5571 | 1
| LCA | Big Creek/Ventura | 7 | Monthly System Peak Day | SCE | 1-in-2 | 2031 | 2 |  |  |  | 74.3481 | 1
| LCA | Big Creek/Ventura | 7 | Monthly System Peak Day | SCE | 1-in-2 | 2031 | 3 |  |  |  | 73.4614 | 1
| LCA | Big Creek/Ventura | 7 | Monthly System Peak Day | SCE | 1-in-2 | 2031 | 4 |  |  |  | 72.4367 | 1
| LCA | Big Creek/Ventura | 7 | Monthly System Peak Day | SCE | 1-in-2 | 2031 | 5 |  |  |  | 71.8838 | 1
| LCA | Big Creek/Ventura | 7 | Monthly System Peak Day | SCE | 1-in-2 | 2031 | 6 |  |  |  | 71.1448 | 1
| LCA | Big Creek/Ventura | 7 | Monthly System Peak Day | SCE | 1-in-2 | 2031 | 7 |  |  |  | 70.5248 | 1
| LCA | Big Creek/Ventura | 7 | Monthly System Peak Day | SCE | 1-in-2 | 2031 | 8 |  |  |  | 70.579 | 1
| LCA | Big Creek/Ventura | 7 | Monthly System Peak Day | SCE | 1-in-2 | 2031 | 9 |  |  |  | 73.89 | 1
| LCA | Big Creek/Ventura | 7 | Monthly System Peak Day | SCE | 1-in-2 | 2031 | 10 |  |  |  | 77.7652 | 1
| LCA | Big Creek/Ventura | 7 | Monthly System Peak Day | SCE | 1-in-2 | 2031 | 11 |  |  |  | 81.6867 | 1
| LCA | Big Creek/Ventura | 7 | Monthly System Peak Day | SCE | 1-in-2 | 2031 | 12 |  |  |  | 85.619 | 1
| LCA | Big Creek/Ventura | 7 | Monthly System Peak Day | SCE | 1-in-2 | 2031 | 13 |  |  |  | 89.7414 | 1
| LCA | Big Creek/Ventura | 7 | Monthly System Peak Day | SCE | 1-in-2 | 2031 | 14 |  |  |  | 91.7286 | 1
| LCA | Big Creek/Ventura | 7 | Monthly System Peak Day | SCE | 1-in-2 | 2031 | 15 |  |  |  | 93.2667 | 1
| LCA | Big Creek/Ventura | 7 | Monthly System Peak Day | SCE | 1-in-2 | 2031 | 16 |  |  |  | 93.6048 | 1
| LCA | Big Creek/Ventura | 7 | Monthly System Peak Day | SCE | 1-in-2 | 2031 | 17 |  |  |  | 93.1524 | 1
| LCA | Big Creek/Ventura | 7 | Monthly System Peak Day | SCE | 1-in-2 | 2031 | 18 |  |  |  | 92.9095 | 1
| LCA | Big Creek/Ventura | 7 | Monthly System Peak Day | SCE | 1-in-2 | 2031 | 19 |  |  |  | 91.5429 | 1
| LCA | Big Creek/Ventura | 7 | Monthly System Peak Day | SCE | 1-in-2 | 2031 | 20 |  |  |  | 88.79 | 1
| LCA | Big Creek/Ventura | 7 | Monthly System Peak Day | SCE | 1-in-2 | 2031 | 21 |  |  |  | 85.6629 | 1
| LCA | Big Creek/Ventura | 7 | Monthly System Peak Day | SCE | 1-in-2 | 2031 | 22 |  |  |  | 81.3624 | 1
| LCA | Big Creek/Ventura | 7 | Monthly System Peak Day | SCE | 1-in-2 | 2031 | 23 |  |  |  | 78.6919 | 1
| LCA | Big Creek/Ventura | 7 | Monthly System Peak Day | SCE | 1-in-2 | 2031 | 24 |  |  |  | 76.5924 | 1
| LCA | Big Creek/Ventura | 8 | Average Weekday | SCE | 1-in-2 | 2031 | 1 |  |  |  | 68.5607 | 1
| LCA | Big Creek/Ventura | 8 | Average Weekday | SCE | 1-in-2 | 2031 | 2 |  |  |  | 67.4839 | 1
| LCA | Big Creek/Ventura | 8 | Average Weekday | SCE | 1-in-2 | 2031 | 3 |  |  |  | 66.611 | 1
| LCA | Big Creek/Ventura | 8 | Average Weekday | SCE | 1-in-2 | 2031 | 4 |  |  |  | 65.9349 | 1
| LCA | Big Creek/Ventura | 8 | Average Weekday | SCE | 1-in-2 | 2031 | 5 |  |  |  | 65.135 | 1
| LCA | Big Creek/Ventura | 8 | Average Weekday | SCE | 1-in-2 | 2031 | 6 |  |  |  | 64.4324 | 1
| LCA | Big Creek/Ventura | 8 | Average Weekday | SCE | 1-in-2 | 2031 | 7 |  |  |  | 63.728 | 1
| LCA | Big Creek/Ventura | 8 | Average Weekday | SCE | 1-in-2 | 2031 | 8 |  |  |  | 63.4395 | 1
| LCA | Big Creek/Ventura | 8 | Average Weekday | SCE | 1-in-2 | 2031 | 9 |  |  |  | 65.4503 | 1
| LCA | Big Creek/Ventura | 8 | Average Weekday | SCE | 1-in-2 | 2031 | 10 |  |  |  | 69.565 | 1
| LCA | Big Creek/Ventura | 8 | Average Weekday | SCE | 1-in-2 | 2031 | 11 |  |  |  | 74.1577 | 1
| LCA | Big Creek/Ventura | 8 | Average Weekday | SCE | 1-in-2 | 2031 | 12 |  |  |  | 78.4984 | 1
| LCA | Big Creek/Ventura | 8 | Average Weekday | SCE | 1-in-2 | 2031 | 13 |  |  |  | 82.0149 | 1
| LCA | Big Creek/Ventura | 8 | Average Weekday | SCE | 1-in-2 | 2031 | 14 |  |  |  | 84.482 | 1
| LCA | Big Creek/Ventura | 8 | Average Weekday | SCE | 1-in-2 | 2031 | 15 |  |  |  | 86.0614 | 1
| LCA | Big Creek/Ventura | 8 | Average Weekday | SCE | 1-in-2 | 2031 | 16 |  |  |  | 86.7089 | 1
| LCA | Big Creek/Ventura | 8 | Average Weekday | SCE | 1-in-2 | 2031 | 17 |  |  |  | 86.5178 | 1
| LCA | Big Creek/Ventura | 8 | Average Weekday | SCE | 1-in-2 | 2031 | 18 |  |  |  | 85.4085 | 1
| LCA | Big Creek/Ventura | 8 | Average Weekday | SCE | 1-in-2 | 2031 | 19 |  |  |  | 83.4928 | 1
| LCA | Big Creek/Ventura | 8 | Average Weekday | SCE | 1-in-2 | 2031 | 20 |  |  |  | 80.6841 | 1
| LCA | Big Creek/Ventura | 8 | Average Weekday | SCE | 1-in-2 | 2031 | 21 |  |  |  | 77.0404 | 1
| LCA | Big Creek/Ventura | 8 | Average Weekday | SCE | 1-in-2 | 2031 | 22 |  |  |  | 73.9348 | 1
| LCA | Big Creek/Ventura | 8 | Average Weekday | SCE | 1-in-2 | 2031 | 23 |  |  |  | 71.6836 | 1
| LCA | Big Creek/Ventura | 8 | Average Weekday | SCE | 1-in-2 | 2031 | 24 |  |  |  | 69.9212 | 1
| LCA | Big Creek/Ventura | 8 | Monthly System Peak Day | SCE | 1-in-2 | 2031 | 1 |  |  |  | 76.0643 | 1
| LCA | Big Creek/Ventura | 8 | Monthly System Peak Day | SCE | 1-in-2 | 2031 | 2 |  |  |  | 74.5886 | 1
| LCA | Big Creek/Ventura | 8 | Monthly System Peak Day | SCE | 1-in-2 | 2031 | 3 |  |  |  | 73.6067 | 1
| LCA | Big Creek/Ventura | 8 | Monthly System Peak Day | SCE | 1-in-2 | 2031 | 4 |  |  |  | 72.8143 | 1
| LCA | Big Creek/Ventura | 8 | Monthly System Peak Day | SCE | 1-in-2 | 2031 | 5 |  |  |  | 71.9676 | 1
| LCA | Big Creek/Ventura | 8 | Monthly System Peak Day | SCE | 1-in-2 | 2031 | 6 |  |  |  | 71.21 | 1
| LCA | Big Creek/Ventura | 8 | Monthly System Peak Day | SCE | 1-in-2 | 2031 | 7 |  |  |  | 70.3867 | 1
| LCA | Big Creek/Ventura | 8 | Monthly System Peak Day | SCE | 1-in-2 | 2031 | 8 |  |  |  | 70.091 | 1
| LCA | Big Creek/Ventura | 8 | Monthly System Peak Day | SCE | 1-in-2 | 2031 | 9 |  |  |  | 72.1948 | 1
| LCA | Big Creek/Ventura | 8 | Monthly System Peak Day | SCE | 1-in-2 | 2031 | 10 |  |  |  | 76.5376 | 1
| LCA | Big Creek/Ventura | 8 | Monthly System Peak Day | SCE | 1-in-2 | 2031 | 11 |  |  |  | 81.8024 | 1
| LCA | Big Creek/Ventura | 8 | Monthly System Peak Day | SCE | 1-in-2 | 2031 | 12 |  |  |  | 86.4 | 1
| LCA | Big Creek/Ventura | 8 | Monthly System Peak Day | SCE | 1-in-2 | 2031 | 13 |  |  |  | 89.8429 | 1
| LCA | Big Creek/Ventura | 8 | Monthly System Peak Day | SCE | 1-in-2 | 2031 | 14 |  |  |  | 92.3667 | 1
| LCA | Big Creek/Ventura | 8 | Monthly System Peak Day | SCE | 1-in-2 | 2031 | 15 |  |  |  | 93.4571 | 1
| LCA | Big Creek/Ventura | 8 | Monthly System Peak Day | SCE | 1-in-2 | 2031 | 16 |  |  |  | 93.5143 | 1
| LCA | Big Creek/Ventura | 8 | Monthly System Peak Day | SCE | 1-in-2 | 2031 | 17 |  |  |  | 93.119 | 1
| LCA | Big Creek/Ventura | 8 | Monthly System Peak Day | SCE | 1-in-2 | 2031 | 18 |  |  |  | 91.8667 | 1
| LCA | Big Creek/Ventura | 8 | Monthly System Peak Day | SCE | 1-in-2 | 2031 | 19 |  |  |  | 90.169 | 1
| LCA | Big Creek/Ventura | 8 | Monthly System Peak Day | SCE | 1-in-2 | 2031 | 20 |  |  |  | 87.5733 | 1
| LCA | Big Creek/Ventura | 8 | Monthly System Peak Day | SCE | 1-in-2 | 2031 | 21 |  |  |  | 83.7948 | 1
| LCA | Big Creek/Ventura | 8 | Monthly System Peak Day | SCE | 1-in-2 | 2031 | 22 |  |  |  | 80.6219 | 1
| LCA | Big Creek/Ventura | 8 | Monthly System Peak Day | SCE | 1-in-2 | 2031 | 23 |  |  |  | 78.4271 | 1
| LCA | Big Creek/Ventura | 8 | Monthly System Peak Day | SCE | 1-in-2 | 2031 | 24 |  |  |  | 76.6548 | 1
| LCA | Big Creek/Ventura | 8 | Typical Event Day | SCE | 1-in-2 | 2031 | 1 |  |  |  | 73.6035 | 1
| LCA | Big Creek/Ventura | 8 | Typical Event Day | SCE | 1-in-2 | 2031 | 2 |  |  |  | 72.2619 | 1
| LCA | Big Creek/Ventura | 8 | Typical Event Day | SCE | 1-in-2 | 2031 | 3 |  |  |  | 71.4416 | 1
| LCA | Big Creek/Ventura | 8 | Typical Event Day | SCE | 1-in-2 | 2031 | 4 |  |  |  | 70.3174 | 1
| LCA | Big Creek/Ventura | 8 | Typical Event Day | SCE | 1-in-2 | 2031 | 5 |  |  |  | 69.4426 | 1
| LCA | Big Creek/Ventura | 8 | Typical Event Day | SCE | 1-in-2 | 2031 | 6 |  |  |  | 68.651 | 1
| LCA | Big Creek/Ventura | 8 | Typical Event Day | SCE | 1-in-2 | 2031 | 7 |  |  |  | 67.9617 | 1
| LCA | Big Creek/Ventura | 8 | Typical Event Day | SCE | 1-in-2 | 2031 | 8 |  |  |  | 67.9639 | 1
| LCA | Big Creek/Ventura | 8 | Typical Event Day | SCE | 1-in-2 | 2031 | 9 |  |  |  | 70.8694 | 1
| LCA | Big Creek/Ventura | 8 | Typical Event Day | SCE | 1-in-2 | 2031 | 10 |  |  |  | 75.26 | 1
| LCA | Big Creek/Ventura | 8 | Typical Event Day | SCE | 1-in-2 | 2031 | 11 |  |  |  | 80.0881 | 1
| LCA | Big Creek/Ventura | 8 | Typical Event Day | SCE | 1-in-2 | 2031 | 12 |  |  |  | 84.5068 | 1
| LCA | Big Creek/Ventura | 8 | Typical Event Day | SCE | 1-in-2 | 2031 | 13 |  |  |  | 87.9739 | 1
| LCA | Big Creek/Ventura | 8 | Typical Event Day | SCE | 1-in-2 | 2031 | 14 |  |  |  | 90.1355 | 1
| LCA | Big Creek/Ventura | 8 | Typical Event Day | SCE | 1-in-2 | 2031 | 15 |  |  |  | 91.2908 | 1
| LCA | Big Creek/Ventura | 8 | Typical Event Day | SCE | 1-in-2 | 2031 | 16 |  |  |  | 91.6587 | 1
| LCA | Big Creek/Ventura | 8 | Typical Event Day | SCE | 1-in-2 | 2031 | 17 |  |  |  | 91.3118 | 1
| LCA | Big Creek/Ventura | 8 | Typical Event Day | SCE | 1-in-2 | 2031 | 18 |  |  |  | 90.416 | 1
| LCA | Big Creek/Ventura | 8 | Typical Event Day | SCE | 1-in-2 | 2031 | 19 |  |  |  | 89.0079 | 1
| LCA | Big Creek/Ventura | 8 | Typical Event Day | SCE | 1-in-2 | 2031 | 20 |  |  |  | 86.3365 | 1
| LCA | Big Creek/Ventura | 8 | Typical Event Day | SCE | 1-in-2 | 2031 | 21 |  |  |  | 82.6415 | 1
| LCA | Big Creek/Ventura | 8 | Typical Event Day | SCE | 1-in-2 | 2031 | 22 |  |  |  | 79.0488 | 1
| LCA | Big Creek/Ventura | 8 | Typical Event Day | SCE | 1-in-2 | 2031 | 23 |  |  |  | 76.5554 | 1
| LCA | Big Creek/Ventura | 8 | Typical Event Day | SCE | 1-in-2 | 2031 | 24 |  |  |  | 74.7407 | 1
| LCA | Big Creek/Ventura | 9 | Average Weekday | SCE | 1-in-2 | 2031 | 1 |  |  |  | 67.0945 | 1
| LCA | Big Creek/Ventura | 9 | Average Weekday | SCE | 1-in-2 | 2031 | 2 |  |  |  | 66.0083 | 1
| LCA | Big Creek/Ventura | 9 | Average Weekday | SCE | 1-in-2 | 2031 | 3 |  |  |  | 65.0978 | 1
| LCA | Big Creek/Ventura | 9 | Average Weekday | SCE | 1-in-2 | 2031 | 4 |  |  |  | 64.2175 | 1
| LCA | Big Creek/Ventura | 9 | Average Weekday | SCE | 1-in-2 | 2031 | 5 |  |  |  | 63.36 | 1
| LCA | Big Creek/Ventura | 9 | Average Weekday | SCE | 1-in-2 | 2031 | 6 |  |  |  | 62.5899 | 1
| LCA | Big Creek/Ventura | 9 | Average Weekday | SCE | 1-in-2 | 2031 | 7 |  |  |  | 61.9902 | 1
| LCA | Big Creek/Ventura | 9 | Average Weekday | SCE | 1-in-2 | 2031 | 8 |  |  |  | 61.5601 | 1
| LCA | Big Creek/Ventura | 9 | Average Weekday | SCE | 1-in-2 | 2031 | 9 |  |  |  | 62.5275 | 1
| LCA | Big Creek/Ventura | 9 | Average Weekday | SCE | 1-in-2 | 2031 | 10 |  |  |  | 66.1297 | 1
| LCA | Big Creek/Ventura | 9 | Average Weekday | SCE | 1-in-2 | 2031 | 11 |  |  |  | 70.6571 | 1
| LCA | Big Creek/Ventura | 9 | Average Weekday | SCE | 1-in-2 | 2031 | 12 |  |  |  | 75.2291 | 1
| LCA | Big Creek/Ventura | 9 | Average Weekday | SCE | 1-in-2 | 2031 | 13 |  |  |  | 78.6246 | 1
| LCA | Big Creek/Ventura | 9 | Average Weekday | SCE | 1-in-2 | 2031 | 14 |  |  |  | 80.9918 | 1
| LCA | Big Creek/Ventura | 9 | Average Weekday | SCE | 1-in-2 | 2031 | 15 |  |  |  | 82.4881 | 1
| LCA | Big Creek/Ventura | 9 | Average Weekday | SCE | 1-in-2 | 2031 | 16 |  |  |  | 83.0949 | 1
| LCA | Big Creek/Ventura | 9 | Average Weekday | SCE | 1-in-2 | 2031 | 17 |  |  |  | 82.998 | 1
| LCA | Big Creek/Ventura | 9 | Average Weekday | SCE | 1-in-2 | 2031 | 18 |  |  |  | 81.9583 | 1
| LCA | Big Creek/Ventura | 9 | Average Weekday | SCE | 1-in-2 | 2031 | 19 |  |  |  | 80.0278 | 1
| LCA | Big Creek/Ventura | 9 | Average Weekday | SCE | 1-in-2 | 2031 | 20 |  |  |  | 77.0612 | 1
| LCA | Big Creek/Ventura | 9 | Average Weekday | SCE | 1-in-2 | 2031 | 21 |  |  |  | 73.5739 | 1
| LCA | Big Creek/Ventura | 9 | Average Weekday | SCE | 1-in-2 | 2031 | 22 |  |  |  | 71.3144 | 1
| LCA | Big Creek/Ventura | 9 | Average Weekday | SCE | 1-in-2 | 2031 | 23 |  |  |  | 69.4372 | 1
| LCA | Big Creek/Ventura | 9 | Average Weekday | SCE | 1-in-2 | 2031 | 24 |  |  |  | 67.9627 | 1
| LCA | Big Creek/Ventura | 9 | Monthly System Peak Day | SCE | 1-in-2 | 2031 | 1 |  |  |  | 73.4129 | 1
| LCA | Big Creek/Ventura | 9 | Monthly System Peak Day | SCE | 1-in-2 | 2031 | 2 |  |  |  | 72.0124 | 1
| LCA | Big Creek/Ventura | 9 | Monthly System Peak Day | SCE | 1-in-2 | 2031 | 3 |  |  |  | 71.3091 | 1
| LCA | Big Creek/Ventura | 9 | Monthly System Peak Day | SCE | 1-in-2 | 2031 | 4 |  |  |  | 69.6119 | 1
| LCA | Big Creek/Ventura | 9 | Monthly System Peak Day | SCE | 1-in-2 | 2031 | 5 |  |  |  | 68.119 | 1
| LCA | Big Creek/Ventura | 9 | Monthly System Peak Day | SCE | 1-in-2 | 2031 | 6 |  |  |  | 67.0562 | 1
| LCA | Big Creek/Ventura | 9 | Monthly System Peak Day | SCE | 1-in-2 | 2031 | 7 |  |  |  | 66.4586 | 1
| LCA | Big Creek/Ventura | 9 | Monthly System Peak Day | SCE | 1-in-2 | 2031 | 8 |  |  |  | 66.2976 | 1
| LCA | Big Creek/Ventura | 9 | Monthly System Peak Day | SCE | 1-in-2 | 2031 | 9 |  |  |  | 68.9095 | 1
| LCA | Big Creek/Ventura | 9 | Monthly System Peak Day | SCE | 1-in-2 | 2031 | 10 |  |  |  | 73.9467 | 1
| LCA | Big Creek/Ventura | 9 | Monthly System Peak Day | SCE | 1-in-2 | 2031 | 11 |  |  |  | 79.6524 | 1
| LCA | Big Creek/Ventura | 9 | Monthly System Peak Day | SCE | 1-in-2 | 2031 | 12 |  |  |  | 85.2143 | 1
| LCA | Big Creek/Ventura | 9 | Monthly System Peak Day | SCE | 1-in-2 | 2031 | 13 |  |  |  | 89.5667 | 1
| LCA | Big Creek/Ventura | 9 | Monthly System Peak Day | SCE | 1-in-2 | 2031 | 14 |  |  |  | 92.0667 | 1
| LCA | Big Creek/Ventura | 9 | Monthly System Peak Day | SCE | 1-in-2 | 2031 | 15 |  |  |  | 93.6429 | 1
| LCA | Big Creek/Ventura | 9 | Monthly System Peak Day | SCE | 1-in-2 | 2031 | 16 |  |  |  | 94.7619 | 1
| LCA | Big Creek/Ventura | 9 | Monthly System Peak Day | SCE | 1-in-2 | 2031 | 17 |  |  |  | 94.5857 | 1
| LCA | Big Creek/Ventura | 9 | Monthly System Peak Day | SCE | 1-in-2 | 2031 | 18 |  |  |  | 92.7762 | 1
| LCA | Big Creek/Ventura | 9 | Monthly System Peak Day | SCE | 1-in-2 | 2031 | 19 |  |  |  | 91.0381 | 1
| LCA | Big Creek/Ventura | 9 | Monthly System Peak Day | SCE | 1-in-2 | 2031 | 20 |  |  |  | 87.6762 | 1
| LCA | Big Creek/Ventura | 9 | Monthly System Peak Day | SCE | 1-in-2 | 2031 | 21 |  |  |  | 83.299 | 1
| LCA | Big Creek/Ventura | 9 | Monthly System Peak Day | SCE | 1-in-2 | 2031 | 22 |  |  |  | 80.2524 | 1
| LCA | Big Creek/Ventura | 9 | Monthly System Peak Day | SCE | 1-in-2 | 2031 | 23 |  |  |  | 77.8833 | 1
| LCA | Big Creek/Ventura | 9 | Monthly System Peak Day | SCE | 1-in-2 | 2031 | 24 |  |  |  | 76.1157 | 1
| LCA | Big Creek/Ventura | 10 | Average Weekday | SCE | 1-in-2 | 2031 | 1 |  |  |  | 60.8434 | 1
| LCA | Big Creek/Ventura | 10 | Average Weekday | SCE | 1-in-2 | 2031 | 2 |  |  |  | 59.8375 | 1
| LCA | Big Creek/Ventura | 10 | Average Weekday | SCE | 1-in-2 | 2031 | 3 |  |  |  | 59.0909 | 1
| LCA | Big Creek/Ventura | 10 | Average Weekday | SCE | 1-in-2 | 2031 | 4 |  |  |  | 58.2942 | 1
| LCA | Big Creek/Ventura | 10 | Average Weekday | SCE | 1-in-2 | 2031 | 5 |  |  |  | 57.419 | 1
| LCA | Big Creek/Ventura | 10 | Average Weekday | SCE | 1-in-2 | 2031 | 6 |  |  |  | 56.6993 | 1
| LCA | Big Creek/Ventura | 10 | Average Weekday | SCE | 1-in-2 | 2031 | 7 |  |  |  | 56.1217 | 1
| LCA | Big Creek/Ventura | 10 | Average Weekday | SCE | 1-in-2 | 2031 | 8 |  |  |  | 55.5776 | 1
| LCA | Big Creek/Ventura | 10 | Average Weekday | SCE | 1-in-2 | 2031 | 9 |  |  |  | 55.8193 | 1
| LCA | Big Creek/Ventura | 10 | Average Weekday | SCE | 1-in-2 | 2031 | 10 |  |  |  | 58.9899 | 1
| LCA | Big Creek/Ventura | 10 | Average Weekday | SCE | 1-in-2 | 2031 | 11 |  |  |  | 63.5706 | 1
| LCA | Big Creek/Ventura | 10 | Average Weekday | SCE | 1-in-2 | 2031 | 12 |  |  |  | 67.8169 | 1
| LCA | Big Creek/Ventura | 10 | Average Weekday | SCE | 1-in-2 | 2031 | 13 |  |  |  | 71.2654 | 1
| LCA | Big Creek/Ventura | 10 | Average Weekday | SCE | 1-in-2 | 2031 | 14 |  |  |  | 73.6774 | 1
| LCA | Big Creek/Ventura | 10 | Average Weekday | SCE | 1-in-2 | 2031 | 15 |  |  |  | 75.1392 | 1
| LCA | Big Creek/Ventura | 10 | Average Weekday | SCE | 1-in-2 | 2031 | 16 |  |  |  | 75.9602 | 1
| LCA | Big Creek/Ventura | 10 | Average Weekday | SCE | 1-in-2 | 2031 | 17 |  |  |  | 75.9954 | 1
| LCA | Big Creek/Ventura | 10 | Average Weekday | SCE | 1-in-2 | 2031 | 18 |  |  |  | 75.0633 | 1
| LCA | Big Creek/Ventura | 10 | Average Weekday | SCE | 1-in-2 | 2031 | 19 |  |  |  | 72.8882 | 1
| LCA | Big Creek/Ventura | 10 | Average Weekday | SCE | 1-in-2 | 2031 | 20 |  |  |  | 69.5432 | 1
| LCA | Big Creek/Ventura | 10 | Average Weekday | SCE | 1-in-2 | 2031 | 21 |  |  |  | 66.7562 | 1
| LCA | Big Creek/Ventura | 10 | Average Weekday | SCE | 1-in-2 | 2031 | 22 |  |  |  | 64.6155 | 1
| LCA | Big Creek/Ventura | 10 | Average Weekday | SCE | 1-in-2 | 2031 | 23 |  |  |  | 63.02 | 1
| LCA | Big Creek/Ventura | 10 | Average Weekday | SCE | 1-in-2 | 2031 | 24 |  |  |  | 61.6595 | 1
| LCA | Big Creek/Ventura | 10 | Monthly System Peak Day | SCE | 1-in-2 | 2031 | 1 |  |  |  | 67.0029 | 1
| LCA | Big Creek/Ventura | 10 | Monthly System Peak Day | SCE | 1-in-2 | 2031 | 2 |  |  |  | 65.6514 | 1
| LCA | Big Creek/Ventura | 10 | Monthly System Peak Day | SCE | 1-in-2 | 2031 | 3 |  |  |  | 65.2557 | 1
| LCA | Big Creek/Ventura | 10 | Monthly System Peak Day | SCE | 1-in-2 | 2031 | 4 |  |  |  | 64.9109 | 1
| LCA | Big Creek/Ventura | 10 | Monthly System Peak Day | SCE | 1-in-2 | 2031 | 5 |  |  |  | 64.531 | 1
| LCA | Big Creek/Ventura | 10 | Monthly System Peak Day | SCE | 1-in-2 | 2031 | 6 |  |  |  | 63.6452 | 1
| LCA | Big Creek/Ventura | 10 | Monthly System Peak Day | SCE | 1-in-2 | 2031 | 7 |  |  |  | 63.0557 | 1
| LCA | Big Creek/Ventura | 10 | Monthly System Peak Day | SCE | 1-in-2 | 2031 | 8 |  |  |  | 62.5152 | 1
| LCA | Big Creek/Ventura | 10 | Monthly System Peak Day | SCE | 1-in-2 | 2031 | 9 |  |  |  | 63.0662 | 1
| LCA | Big Creek/Ventura | 10 | Monthly System Peak Day | SCE | 1-in-2 | 2031 | 10 |  |  |  | 67.219 | 1
| LCA | Big Creek/Ventura | 10 | Monthly System Peak Day | SCE | 1-in-2 | 2031 | 11 |  |  |  | 73.3805 | 1
| LCA | Big Creek/Ventura | 10 | Monthly System Peak Day | SCE | 1-in-2 | 2031 | 12 |  |  |  | 78.8267 | 1
| LCA | Big Creek/Ventura | 10 | Monthly System Peak Day | SCE | 1-in-2 | 2031 | 13 |  |  |  | 82.4095 | 1
| LCA | Big Creek/Ventura | 10 | Monthly System Peak Day | SCE | 1-in-2 | 2031 | 14 |  |  |  | 84.5381 | 1
| LCA | Big Creek/Ventura | 10 | Monthly System Peak Day | SCE | 1-in-2 | 2031 | 15 |  |  |  | 86.2333 | 1
| LCA | Big Creek/Ventura | 10 | Monthly System Peak Day | SCE | 1-in-2 | 2031 | 16 |  |  |  | 87.4714 | 1
| LCA | Big Creek/Ventura | 10 | Monthly System Peak Day | SCE | 1-in-2 | 2031 | 17 |  |  |  | 88.1 | 1
| LCA | Big Creek/Ventura | 10 | Monthly System Peak Day | SCE | 1-in-2 | 2031 | 18 |  |  |  | 87.5619 | 1
| LCA | Big Creek/Ventura | 10 | Monthly System Peak Day | SCE | 1-in-2 | 2031 | 19 |  |  |  | 85.5571 | 1
| LCA | Big Creek/Ventura | 10 | Monthly System Peak Day | SCE | 1-in-2 | 2031 | 20 |  |  |  | 82.3776 | 1
| LCA | Big Creek/Ventura | 10 | Monthly System Peak Day | SCE | 1-in-2 | 2031 | 21 |  |  |  | 78.021 | 1
| LCA | Big Creek/Ventura | 10 | Monthly System Peak Day | SCE | 1-in-2 | 2031 | 22 |  |  |  | 74.4905 | 1
| LCA | Big Creek/Ventura | 10 | Monthly System Peak Day | SCE | 1-in-2 | 2031 | 23 |  |  |  | 71.9529 | 1
| LCA | Big Creek/Ventura | 10 | Monthly System Peak Day | SCE | 1-in-2 | 2031 | 24 |  |  |  | 70.4114 | 1
| LCA | Big Creek/Ventura | 11 | Average Weekday | SCE | 1-in-2 | 2031 | 1 |  |  |  | 53.9175 | 1
| LCA | Big Creek/Ventura | 11 | Average Weekday | SCE | 1-in-2 | 2031 | 2 |  |  |  | 52.9654 | 1
| LCA | Big Creek/Ventura | 11 | Average Weekday | SCE | 1-in-2 | 2031 | 3 |  |  |  | 52.119 | 1
| LCA | Big Creek/Ventura | 11 | Average Weekday | SCE | 1-in-2 | 2031 | 4 |  |  |  | 51.4859 | 1
| LCA | Big Creek/Ventura | 11 | Average Weekday | SCE | 1-in-2 | 2031 | 5 |  |  |  | 50.8619 | 1
| LCA | Big Creek/Ventura | 11 | Average Weekday | SCE | 1-in-2 | 2031 | 6 |  |  |  | 50.4477 | 1
| LCA | Big Creek/Ventura | 11 | Average Weekday | SCE | 1-in-2 | 2031 | 7 |  |  |  | 50.092 | 1
| LCA | Big Creek/Ventura | 11 | Average Weekday | SCE | 1-in-2 | 2031 | 8 |  |  |  | 49.9303 | 1
| LCA | Big Creek/Ventura | 11 | Average Weekday | SCE | 1-in-2 | 2031 | 9 |  |  |  | 51.3878 | 1
| LCA | Big Creek/Ventura | 11 | Average Weekday | SCE | 1-in-2 | 2031 | 10 |  |  |  | 55.3817 | 1
| LCA | Big Creek/Ventura | 11 | Average Weekday | SCE | 1-in-2 | 2031 | 11 |  |  |  | 59.8263 | 1
| LCA | Big Creek/Ventura | 11 | Average Weekday | SCE | 1-in-2 | 2031 | 12 |  |  |  | 63.6033 | 1
| LCA | Big Creek/Ventura | 11 | Average Weekday | SCE | 1-in-2 | 2031 | 13 |  |  |  | 66.1561 | 1
| LCA | Big Creek/Ventura | 11 | Average Weekday | SCE | 1-in-2 | 2031 | 14 |  |  |  | 67.744 | 1
| LCA | Big Creek/Ventura | 11 | Average Weekday | SCE | 1-in-2 | 2031 | 15 |  |  |  | 68.5688 | 1
| LCA | Big Creek/Ventura | 11 | Average Weekday | SCE | 1-in-2 | 2031 | 16 |  |  |  | 68.6934 | 1
| LCA | Big Creek/Ventura | 11 | Average Weekday | SCE | 1-in-2 | 2031 | 17 |  |  |  | 67.8531 | 1
| LCA | Big Creek/Ventura | 11 | Average Weekday | SCE | 1-in-2 | 2031 | 18 |  |  |  | 65.8777 | 1
| LCA | Big Creek/Ventura | 11 | Average Weekday | SCE | 1-in-2 | 2031 | 19 |  |  |  | 63.1399 | 1
| LCA | Big Creek/Ventura | 11 | Average Weekday | SCE | 1-in-2 | 2031 | 20 |  |  |  | 60.7551 | 1
| LCA | Big Creek/Ventura | 11 | Average Weekday | SCE | 1-in-2 | 2031 | 21 |  |  |  | 58.9363 | 1
| LCA | Big Creek/Ventura | 11 | Average Weekday | SCE | 1-in-2 | 2031 | 22 |  |  |  | 57.3429 | 1
| LCA | Big Creek/Ventura | 11 | Average Weekday | SCE | 1-in-2 | 2031 | 23 |  |  |  | 56.0838 | 1
| LCA | Big Creek/Ventura | 11 | Average Weekday | SCE | 1-in-2 | 2031 | 24 |  |  |  | 54.9755 | 1
| LCA | Big Creek/Ventura | 11 | Monthly System Peak Day | SCE | 1-in-2 | 2031 | 1 |  |  |  | 60.2319 | 1
| LCA | Big Creek/Ventura | 11 | Monthly System Peak Day | SCE | 1-in-2 | 2031 | 2 |  |  |  | 58.8138 | 1
| LCA | Big Creek/Ventura | 11 | Monthly System Peak Day | SCE | 1-in-2 | 2031 | 3 |  |  |  | 57.6 | 1
| LCA | Big Creek/Ventura | 11 | Monthly System Peak Day | SCE | 1-in-2 | 2031 | 4 |  |  |  | 57.1962 | 1
| LCA | Big Creek/Ventura | 11 | Monthly System Peak Day | SCE | 1-in-2 | 2031 | 5 |  |  |  | 56.0871 | 1
| LCA | Big Creek/Ventura | 11 | Monthly System Peak Day | SCE | 1-in-2 | 2031 | 6 |  |  |  | 54.9276 | 1
| LCA | Big Creek/Ventura | 11 | Monthly System Peak Day | SCE | 1-in-2 | 2031 | 7 |  |  |  | 54.0776 | 1
| LCA | Big Creek/Ventura | 11 | Monthly System Peak Day | SCE | 1-in-2 | 2031 | 8 |  |  |  | 53.8714 | 1
| LCA | Big Creek/Ventura | 11 | Monthly System Peak Day | SCE | 1-in-2 | 2031 | 9 |  |  |  | 55.2029 | 1
| LCA | Big Creek/Ventura | 11 | Monthly System Peak Day | SCE | 1-in-2 | 2031 | 10 |  |  |  | 61.1876 | 1
| LCA | Big Creek/Ventura | 11 | Monthly System Peak Day | SCE | 1-in-2 | 2031 | 11 |  |  |  | 68.3971 | 1
| LCA | Big Creek/Ventura | 11 | Monthly System Peak Day | SCE | 1-in-2 | 2031 | 12 |  |  |  | 74.5733 | 1
| LCA | Big Creek/Ventura | 11 | Monthly System Peak Day | SCE | 1-in-2 | 2031 | 13 |  |  |  | 78.44 | 1
| LCA | Big Creek/Ventura | 11 | Monthly System Peak Day | SCE | 1-in-2 | 2031 | 14 |  |  |  | 80.5714 | 1
| LCA | Big Creek/Ventura | 11 | Monthly System Peak Day | SCE | 1-in-2 | 2031 | 15 |  |  |  | 81.7524 | 1
| LCA | Big Creek/Ventura | 11 | Monthly System Peak Day | SCE | 1-in-2 | 2031 | 16 |  |  |  | 82.7476 | 1
| LCA | Big Creek/Ventura | 11 | Monthly System Peak Day | SCE | 1-in-2 | 2031 | 17 |  |  |  | 82.2381 | 1
| LCA | Big Creek/Ventura | 11 | Monthly System Peak Day | SCE | 1-in-2 | 2031 | 18 |  |  |  | 80.4829 | 1
| LCA | Big Creek/Ventura | 11 | Monthly System Peak Day | SCE | 1-in-2 | 2031 | 19 |  |  |  | 76.0557 | 1
| LCA | Big Creek/Ventura | 11 | Monthly System Peak Day | SCE | 1-in-2 | 2031 | 20 |  |  |  | 72.5062 | 1
| LCA | Big Creek/Ventura | 11 | Monthly System Peak Day | SCE | 1-in-2 | 2031 | 21 |  |  |  | 70.5219 | 1
| LCA | Big Creek/Ventura | 11 | Monthly System Peak Day | SCE | 1-in-2 | 2031 | 22 |  |  |  | 68.2462 | 1
| LCA | Big Creek/Ventura | 11 | Monthly System Peak Day | SCE | 1-in-2 | 2031 | 23 |  |  |  | 66.1267 | 1
| LCA | Big Creek/Ventura | 11 | Monthly System Peak Day | SCE | 1-in-2 | 2031 | 24 |  |  |  | 63.4557 | 1
| LCA | Big Creek/Ventura | 12 | Average Weekday | SCE | 1-in-2 | 2031 | 1 |  |  |  | 48.835 | 1
| LCA | Big Creek/Ventura | 12 | Average Weekday | SCE | 1-in-2 | 2031 | 2 |  |  |  | 48.1578 | 1
| LCA | Big Creek/Ventura | 12 | Average Weekday | SCE | 1-in-2 | 2031 | 3 |  |  |  | 47.5095 | 1
| LCA | Big Creek/Ventura | 12 | Average Weekday | SCE | 1-in-2 | 2031 | 4 |  |  |  | 47.0862 | 1
| LCA | Big Creek/Ventura | 12 | Average Weekday | SCE | 1-in-2 | 2031 | 5 |  |  |  | 46.5986 | 1
| LCA | Big Creek/Ventura | 12 | Average Weekday | SCE | 1-in-2 | 2031 | 6 |  |  |  | 46.1012 | 1
| LCA | Big Creek/Ventura | 12 | Average Weekday | SCE | 1-in-2 | 2031 | 7 |  |  |  | 45.7346 | 1
| LCA | Big Creek/Ventura | 12 | Average Weekday | SCE | 1-in-2 | 2031 | 8 |  |  |  | 45.516 | 1
| LCA | Big Creek/Ventura | 12 | Average Weekday | SCE | 1-in-2 | 2031 | 9 |  |  |  | 45.8981 | 1
| LCA | Big Creek/Ventura | 12 | Average Weekday | SCE | 1-in-2 | 2031 | 10 |  |  |  | 48.6449 | 1
| LCA | Big Creek/Ventura | 12 | Average Weekday | SCE | 1-in-2 | 2031 | 11 |  |  |  | 52.1651 | 1
| LCA | Big Creek/Ventura | 12 | Average Weekday | SCE | 1-in-2 | 2031 | 12 |  |  |  | 55.1199 | 1
| LCA | Big Creek/Ventura | 12 | Average Weekday | SCE | 1-in-2 | 2031 | 13 |  |  |  | 57.2949 | 1
| LCA | Big Creek/Ventura | 12 | Average Weekday | SCE | 1-in-2 | 2031 | 14 |  |  |  | 58.6188 | 1
| LCA | Big Creek/Ventura | 12 | Average Weekday | SCE | 1-in-2 | 2031 | 15 |  |  |  | 59.3146 | 1
| LCA | Big Creek/Ventura | 12 | Average Weekday | SCE | 1-in-2 | 2031 | 16 |  |  |  | 59.5146 | 1
| LCA | Big Creek/Ventura | 12 | Average Weekday | SCE | 1-in-2 | 2031 | 17 |  |  |  | 58.892 | 1
| LCA | Big Creek/Ventura | 12 | Average Weekday | SCE | 1-in-2 | 2031 | 18 |  |  |  | 57.1246 | 1
| LCA | Big Creek/Ventura | 12 | Average Weekday | SCE | 1-in-2 | 2031 | 19 |  |  |  | 54.8365 | 1
| LCA | Big Creek/Ventura | 12 | Average Weekday | SCE | 1-in-2 | 2031 | 20 |  |  |  | 53.0495 | 1
| LCA | Big Creek/Ventura | 12 | Average Weekday | SCE | 1-in-2 | 2031 | 21 |  |  |  | 51.5506 | 1
| LCA | Big Creek/Ventura | 12 | Average Weekday | SCE | 1-in-2 | 2031 | 22 |  |  |  | 50.4554 | 1
| LCA | Big Creek/Ventura | 12 | Average Weekday | SCE | 1-in-2 | 2031 | 23 |  |  |  | 49.5695 | 1
| LCA | Big Creek/Ventura | 12 | Average Weekday | SCE | 1-in-2 | 2031 | 24 |  |  |  | 48.7673 | 1
| LCA | Big Creek/Ventura | 12 | Monthly System Peak Day | SCE | 1-in-2 | 2031 | 1 |  |  |  | 41.5686 | 1
| LCA | Big Creek/Ventura | 12 | Monthly System Peak Day | SCE | 1-in-2 | 2031 | 2 |  |  |  | 40.4686 | 1
| LCA | Big Creek/Ventura | 12 | Monthly System Peak Day | SCE | 1-in-2 | 2031 | 3 |  |  |  | 39.6105 | 1
| LCA | Big Creek/Ventura | 12 | Monthly System Peak Day | SCE | 1-in-2 | 2031 | 4 |  |  |  | 38.6324 | 1
| LCA | Big Creek/Ventura | 12 | Monthly System Peak Day | SCE | 1-in-2 | 2031 | 5 |  |  |  | 38.0786 | 1
| LCA | Big Creek/Ventura | 12 | Monthly System Peak Day | SCE | 1-in-2 | 2031 | 6 |  |  |  | 37.5305 | 1
| LCA | Big Creek/Ventura | 12 | Monthly System Peak Day | SCE | 1-in-2 | 2031 | 7 |  |  |  | 37.1495 | 1
| LCA | Big Creek/Ventura | 12 | Monthly System Peak Day | SCE | 1-in-2 | 2031 | 8 |  |  |  | 37.141 | 1
| LCA | Big Creek/Ventura | 12 | Monthly System Peak Day | SCE | 1-in-2 | 2031 | 9 |  |  |  | 37.4405 | 1
| LCA | Big Creek/Ventura | 12 | Monthly System Peak Day | SCE | 1-in-2 | 2031 | 10 |  |  |  | 40.6867 | 1
| LCA | Big Creek/Ventura | 12 | Monthly System Peak Day | SCE | 1-in-2 | 2031 | 11 |  |  |  | 45.259 | 1
| LCA | Big Creek/Ventura | 12 | Monthly System Peak Day | SCE | 1-in-2 | 2031 | 12 |  |  |  | 48.8629 | 1
| LCA | Big Creek/Ventura | 12 | Monthly System Peak Day | SCE | 1-in-2 | 2031 | 13 |  |  |  | 50.551 | 1
| LCA | Big Creek/Ventura | 12 | Monthly System Peak Day | SCE | 1-in-2 | 2031 | 14 |  |  |  | 51.9633 | 1
| LCA | Big Creek/Ventura | 12 | Monthly System Peak Day | SCE | 1-in-2 | 2031 | 15 |  |  |  | 52.9886 | 1
| LCA | Big Creek/Ventura | 12 | Monthly System Peak Day | SCE | 1-in-2 | 2031 | 16 |  |  |  | 53.4748 | 1
| LCA | Big Creek/Ventura | 12 | Monthly System Peak Day | SCE | 1-in-2 | 2031 | 17 |  |  |  | 53.1986 | 1
| LCA | Big Creek/Ventura | 12 | Monthly System Peak Day | SCE | 1-in-2 | 2031 | 18 |  |  |  | 51.6167 | 1
| LCA | Big Creek/Ventura | 12 | Monthly System Peak Day | SCE | 1-in-2 | 2031 | 19 |  |  |  | 49.0557 | 1
| LCA | Big Creek/Ventura | 12 | Monthly System Peak Day | SCE | 1-in-2 | 2031 | 20 |  |  |  | 46.3252 | 1
| LCA | Big Creek/Ventura | 12 | Monthly System Peak Day | SCE | 1-in-2 | 2031 | 21 |  |  |  | 44.9024 | 1
| LCA | Big Creek/Ventura | 12 | Monthly System Peak Day | SCE | 1-in-2 | 2031 | 22 |  |  |  | 43.6133 | 1
| LCA | Big Creek/Ventura | 12 | Monthly System Peak Day | SCE | 1-in-2 | 2031 | 23 |  |  |  | 42.4038 | 1
| LCA | Big Creek/Ventura | 12 | Monthly System Peak Day | SCE | 1-in-2 | 2031 | 24 |  |  |  | 41.019 | 1
| LCA | LA Basin | 1 | Average Weekday | CAISO | 1-in-10 | 2021 | 1 | 350.2411 | 358.3097 | 52.6597 | 50.3292 | 0
| LCA | LA Basin | 1 | Average Weekday | CAISO | 1-in-10 | 2021 | 2 | 325.0231 | 330.9821 | 52.6512 | 49.4929 | 0
| LCA | LA Basin | 1 | Average Weekday | CAISO | 1-in-10 | 2021 | 3 | 402.4694 | 413.1574 | 52.65 | 48.846 | 0
| LCA | LA Basin | 1 | Average Weekday | CAISO | 1-in-10 | 2021 | 4 | 401.5564 | 415.9747 | 52.6488 | 48.1615 | 0
| LCA | LA Basin | 1 | Average Weekday | CAISO | 1-in-10 | 2021 | 5 | 453.6828 | 486.2612 | 52.6518 | 47.4809 | 0
| LCA | LA Basin | 1 | Average Weekday | CAISO | 1-in-10 | 2021 | 6 | 559.5378 | 607.431 | 52.6568 | 46.8357 | 0
| LCA | LA Basin | 1 | Average Weekday | CAISO | 1-in-10 | 2021 | 7 | 602.1229 | 624.4415 | 52.6671 | 46.3081 | 0
| LCA | LA Basin | 1 | Average Weekday | CAISO | 1-in-10 | 2021 | 8 | 646.6758 | 665.5367 | 52.6806 | 46.1585 | 0
| LCA | LA Basin | 1 | Average Weekday | CAISO | 1-in-10 | 2021 | 9 | 561.5765 | 589.5735 | 52.6944 | 46.7547 | 0
| LCA | LA Basin | 1 | Average Weekday | CAISO | 1-in-10 | 2021 | 10 | 543.4805 | 563.1444 | 52.6783 | 49.5868 | 0
| LCA | LA Basin | 1 | Average Weekday | CAISO | 1-in-10 | 2021 | 11 | 536.2728 | 550.5198 | 52.6996 | 53.252 | 0
| LCA | LA Basin | 1 | Average Weekday | CAISO | 1-in-10 | 2021 | 12 | 508.1701 | 515.5451 | 52.7204 | 56.6167 | 0
| LCA | LA Basin | 1 | Average Weekday | CAISO | 1-in-10 | 2021 | 13 | 441.7589 | 452.9951 | 52.7326 | 59.0083 | 0
| LCA | LA Basin | 1 | Average Weekday | CAISO | 1-in-10 | 2021 | 14 | 396.3459 | 405.4221 | 52.7171 | 60.5254 | 0
| LCA | LA Basin | 1 | Average Weekday | CAISO | 1-in-10 | 2021 | 15 | 355.5035 | 363.8846 | 52.686 | 61.437 | 0
| LCA | LA Basin | 1 | Average Weekday | CAISO | 1-in-10 | 2021 | 16 | 301.9212 | 304.2811 | 52.6598 | 61.7907 | 0
| LCA | LA Basin | 1 | Average Weekday | CAISO | 1-in-10 | 2021 | 17 | 260.1391 | 270.2972 | 52.5504 | 61.3348 | 0
| LCA | LA Basin | 1 | Average Weekday | CAISO | 1-in-10 | 2021 | 18 | 259.4985 | 267.8995 | 52.5536 | 59.8087 | 0
| LCA | LA Basin | 1 | Average Weekday | CAISO | 1-in-10 | 2021 | 19 | 240.5061 | 245.9528 | 52.527 | 57.4988 | 0
| LCA | LA Basin | 1 | Average Weekday | CAISO | 1-in-10 | 2021 | 20 | 249.6169 | 337.8659 | 53.1636 | 55.8484 | 0
| LCA | LA Basin | 1 | Average Weekday | CAISO | 1-in-10 | 2021 | 21 | 241.8359 | 246.861 | 52.5942 | 54.6202 | 0
| LCA | LA Basin | 1 | Average Weekday | CAISO | 1-in-10 | 2021 | 22 | 420.9271 | 444.5294 | 52.6683 | 53.4966 | 0
| LCA | LA Basin | 1 | Average Weekday | CAISO | 1-in-10 | 2021 | 23 | 393.9759 | 412.7992 | 52.6701 | 52.3728 | 0
| LCA | LA Basin | 1 | Average Weekday | CAISO | 1-in-10 | 2021 | 24 | 401.2355 | 418.6203 | 52.6706 | 51.4044 | 0
| LCA | LA Basin | 1 | Monthly System Peak Day | CAISO | 1-in-10 | 2021 | 1 | 350.2411 | 358.3097 | 52.6597 | 45.4651 | 0
| LCA | LA Basin | 1 | Monthly System Peak Day | CAISO | 1-in-10 | 2021 | 2 | 325.0231 | 330.9821 | 52.6512 | 45.0454 | 0
| LCA | LA Basin | 1 | Monthly System Peak Day | CAISO | 1-in-10 | 2021 | 3 | 402.4694 | 413.1574 | 52.65 | 45.1804 | 0
| LCA | LA Basin | 1 | Monthly System Peak Day | CAISO | 1-in-10 | 2021 | 4 | 401.5564 | 415.9747 | 52.6488 | 44.8959 | 0
| LCA | LA Basin | 1 | Monthly System Peak Day | CAISO | 1-in-10 | 2021 | 5 | 453.6828 | 486.2612 | 52.6518 | 44.7934 | 0
| LCA | LA Basin | 1 | Monthly System Peak Day | CAISO | 1-in-10 | 2021 | 6 | 559.5378 | 607.431 | 52.6568 | 43.9289 | 0
| LCA | LA Basin | 1 | Monthly System Peak Day | CAISO | 1-in-10 | 2021 | 7 | 602.1229 | 624.4415 | 52.6671 | 43.6862 | 0
| LCA | LA Basin | 1 | Monthly System Peak Day | CAISO | 1-in-10 | 2021 | 8 | 646.6758 | 665.5367 | 52.6806 | 42.7533 | 0
| LCA | LA Basin | 1 | Monthly System Peak Day | CAISO | 1-in-10 | 2021 | 9 | 561.5765 | 589.5735 | 52.6944 | 42.2608 | 0
| LCA | LA Basin | 1 | Monthly System Peak Day | CAISO | 1-in-10 | 2021 | 10 | 543.4805 | 563.1444 | 52.6783 | 44.59 | 0
| LCA | LA Basin | 1 | Monthly System Peak Day | CAISO | 1-in-10 | 2021 | 11 | 536.2728 | 550.5198 | 52.6996 | 46.6911 | 0
| LCA | LA Basin | 1 | Monthly System Peak Day | CAISO | 1-in-10 | 2021 | 12 | 508.1701 | 515.5451 | 52.7204 | 48.6754 | 0
| LCA | LA Basin | 1 | Monthly System Peak Day | CAISO | 1-in-10 | 2021 | 13 | 441.7589 | 452.9951 | 52.7326 | 49.8647 | 0
| LCA | LA Basin | 1 | Monthly System Peak Day | CAISO | 1-in-10 | 2021 | 14 | 396.3459 | 405.4221 | 52.7171 | 49.6668 | 0
| LCA | LA Basin | 1 | Monthly System Peak Day | CAISO | 1-in-10 | 2021 | 15 | 355.5035 | 363.8846 | 52.686 | 50.5197 | 0
| LCA | LA Basin | 1 | Monthly System Peak Day | CAISO | 1-in-10 | 2021 | 16 | 301.9212 | 304.2811 | 52.6598 | 51.4093 | 0
| LCA | LA Basin | 1 | Monthly System Peak Day | CAISO | 1-in-10 | 2021 | 17 | 260.1391 | 270.2972 | 52.5504 | 51.7017 | 0
| LCA | LA Basin | 1 | Monthly System Peak Day | CAISO | 1-in-10 | 2021 | 18 | 259.4985 | 267.8995 | 52.5536 | 50.6975 | 0
| LCA | LA Basin | 1 | Monthly System Peak Day | CAISO | 1-in-10 | 2021 | 19 | 240.5061 | 245.9528 | 52.527 | 48.8825 | 0
| LCA | LA Basin | 1 | Monthly System Peak Day | CAISO | 1-in-10 | 2021 | 20 | 249.6169 | 337.8659 | 53.1636 | 47.9611 | 0
| LCA | LA Basin | 1 | Monthly System Peak Day | CAISO | 1-in-10 | 2021 | 21 | 241.8359 | 246.861 | 52.5942 | 46.8322 | 0
| LCA | LA Basin | 1 | Monthly System Peak Day | CAISO | 1-in-10 | 2021 | 22 | 420.9271 | 444.5294 | 52.6683 | 46.1047 | 0
| LCA | LA Basin | 1 | Monthly System Peak Day | CAISO | 1-in-10 | 2021 | 23 | 393.9759 | 412.7992 | 52.6701 | 45.1543 | 0
| LCA | LA Basin | 1 | Monthly System Peak Day | CAISO | 1-in-10 | 2021 | 24 | 401.2355 | 418.6203 | 52.6706 | 44.0309 | 0
| LCA | LA Basin | 2 | Average Weekday | CAISO | 1-in-10 | 2021 | 1 | 324.798 | 333.3456 | 52.6855 | 50.1113 | 0
| LCA | LA Basin | 2 | Average Weekday | CAISO | 1-in-10 | 2021 | 2 | 301.7082 | 307.7376 | 52.6761 | 49.2107 | 0
| LCA | LA Basin | 2 | Average Weekday | CAISO | 1-in-10 | 2021 | 3 | 369.4812 | 381.0083 | 52.6748 | 48.3438 | 0
| LCA | LA Basin | 2 | Average Weekday | CAISO | 1-in-10 | 2021 | 4 | 365.3419 | 381.0053 | 52.6736 | 47.5979 | 0
| LCA | LA Basin | 2 | Average Weekday | CAISO | 1-in-10 | 2021 | 5 | 420.8421 | 454.3249 | 52.6771 | 47.0173 | 0
| LCA | LA Basin | 2 | Average Weekday | CAISO | 1-in-10 | 2021 | 6 | 522.2825 | 572.6454 | 52.6829 | 46.4793 | 0
| LCA | LA Basin | 2 | Average Weekday | CAISO | 1-in-10 | 2021 | 7 | 555.2678 | 576.095 | 52.6944 | 46.179 | 0
| LCA | LA Basin | 2 | Average Weekday | CAISO | 1-in-10 | 2021 | 8 | 606.3483 | 625.1946 | 52.7083 | 46.1339 | 0
| LCA | LA Basin | 2 | Average Weekday | CAISO | 1-in-10 | 2021 | 9 | 542.0675 | 569.1694 | 52.7225 | 47.6859 | 0
| LCA | LA Basin | 2 | Average Weekday | CAISO | 1-in-10 | 2021 | 10 | 518.381 | 537.2494 | 52.7046 | 50.9967 | 0
| LCA | LA Basin | 2 | Average Weekday | CAISO | 1-in-10 | 2021 | 11 | 514.9741 | 528.9592 | 52.7274 | 54.578 | 0
| LCA | LA Basin | 2 | Average Weekday | CAISO | 1-in-10 | 2021 | 12 | 485.7811 | 493.7506 | 52.7499 | 57.4598 | 0
| LCA | LA Basin | 2 | Average Weekday | CAISO | 1-in-10 | 2021 | 13 | 418.6116 | 430.713 | 52.7631 | 59.4503 | 0
| LCA | LA Basin | 2 | Average Weekday | CAISO | 1-in-10 | 2021 | 14 | 370.7821 | 379.9355 | 52.7464 | 60.8044 | 0
| LCA | LA Basin | 2 | Average Weekday | CAISO | 1-in-10 | 2021 | 15 | 324.869 | 333.3366 | 52.7131 | 61.7147 | 0
| LCA | LA Basin | 2 | Average Weekday | CAISO | 1-in-10 | 2021 | 16 | 269.9991 | 272.5321 | 52.6853 | 62.0952 | 0
| LCA | LA Basin | 2 | Average Weekday | CAISO | 1-in-10 | 2021 | 17 | 220.6191 | 230.4838 | 52.5587 | 61.6738 | 0
| LCA | LA Basin | 2 | Average Weekday | CAISO | 1-in-10 | 2021 | 18 | 216.6407 | 225.3395 | 52.5628 | 60.3894 | 0
| LCA | LA Basin | 2 | Average Weekday | CAISO | 1-in-10 | 2021 | 19 | 201.4192 | 207.6416 | 52.5274 | 58.1787 | 0
| LCA | LA Basin | 2 | Average Weekday | CAISO | 1-in-10 | 2021 | 20 | 210.7184 | 296.3602 | 53.2232 | 56.2556 | 0
| LCA | LA Basin | 2 | Average Weekday | CAISO | 1-in-10 | 2021 | 21 | 203.3221 | 208.7713 | 52.6068 | 54.7745 | 0
| LCA | LA Basin | 2 | Average Weekday | CAISO | 1-in-10 | 2021 | 22 | 385.078 | 409.7343 | 52.6965 | 53.6291 | 0
| LCA | LA Basin | 2 | Average Weekday | CAISO | 1-in-10 | 2021 | 23 | 360.3816 | 380.463 | 52.6978 | 52.5079 | 0
| LCA | LA Basin | 2 | Average Weekday | CAISO | 1-in-10 | 2021 | 24 | 367.3158 | 385.3537 | 52.6975 | 51.4241 | 0
| LCA | LA Basin | 2 | Monthly System Peak Day | CAISO | 1-in-10 | 2021 | 1 | 324.798 | 333.3456 | 52.6855 | 50.6226 | 0
| LCA | LA Basin | 2 | Monthly System Peak Day | CAISO | 1-in-10 | 2021 | 2 | 301.7082 | 307.7376 | 52.6761 | 50.4995 | 0
| LCA | LA Basin | 2 | Monthly System Peak Day | CAISO | 1-in-10 | 2021 | 3 | 369.4812 | 381.0083 | 52.6748 | 50.4234 | 0
| LCA | LA Basin | 2 | Monthly System Peak Day | CAISO | 1-in-10 | 2021 | 4 | 365.3419 | 381.0053 | 52.6736 | 50.5369 | 0
| LCA | LA Basin | 2 | Monthly System Peak Day | CAISO | 1-in-10 | 2021 | 5 | 420.8421 | 454.3249 | 52.6771 | 49.9904 | 0
| LCA | LA Basin | 2 | Monthly System Peak Day | CAISO | 1-in-10 | 2021 | 6 | 522.2825 | 572.6454 | 52.6829 | 49.1571 | 0
| LCA | LA Basin | 2 | Monthly System Peak Day | CAISO | 1-in-10 | 2021 | 7 | 555.2678 | 576.095 | 52.6944 | 48.6676 | 0
| LCA | LA Basin | 2 | Monthly System Peak Day | CAISO | 1-in-10 | 2021 | 8 | 606.3483 | 625.1946 | 52.7083 | 48.5847 | 0
| LCA | LA Basin | 2 | Monthly System Peak Day | CAISO | 1-in-10 | 2021 | 9 | 542.0675 | 569.1694 | 52.7225 | 49.0371 | 0
| LCA | LA Basin | 2 | Monthly System Peak Day | CAISO | 1-in-10 | 2021 | 10 | 518.381 | 537.2494 | 52.7046 | 50.3822 | 0
| LCA | LA Basin | 2 | Monthly System Peak Day | CAISO | 1-in-10 | 2021 | 11 | 514.9741 | 528.9592 | 52.7274 | 51.3262 | 0
| LCA | LA Basin | 2 | Monthly System Peak Day | CAISO | 1-in-10 | 2021 | 12 | 485.7811 | 493.7506 | 52.7499 | 52.4879 | 0
| LCA | LA Basin | 2 | Monthly System Peak Day | CAISO | 1-in-10 | 2021 | 13 | 418.6116 | 430.713 | 52.7631 | 53.8069 | 0
| LCA | LA Basin | 2 | Monthly System Peak Day | CAISO | 1-in-10 | 2021 | 14 | 370.7821 | 379.9355 | 52.7464 | 55.1325 | 0
| LCA | LA Basin | 2 | Monthly System Peak Day | CAISO | 1-in-10 | 2021 | 15 | 324.869 | 333.3366 | 52.7131 | 55.7924 | 0
| LCA | LA Basin | 2 | Monthly System Peak Day | CAISO | 1-in-10 | 2021 | 16 | 269.9991 | 272.5321 | 52.6853 | 55.9094 | 0
| LCA | LA Basin | 2 | Monthly System Peak Day | CAISO | 1-in-10 | 2021 | 17 | 220.6191 | 230.4838 | 52.5587 | 57.5953 | 0
| LCA | LA Basin | 2 | Monthly System Peak Day | CAISO | 1-in-10 | 2021 | 18 | 216.6407 | 225.3395 | 52.5628 | 56.7246 | 0
| LCA | LA Basin | 2 | Monthly System Peak Day | CAISO | 1-in-10 | 2021 | 19 | 201.4192 | 207.6416 | 52.5274 | 55.639 | 0
| LCA | LA Basin | 2 | Monthly System Peak Day | CAISO | 1-in-10 | 2021 | 20 | 210.7184 | 296.3602 | 53.2232 | 54.4933 | 0
| LCA | LA Basin | 2 | Monthly System Peak Day | CAISO | 1-in-10 | 2021 | 21 | 203.3221 | 208.7713 | 52.6068 | 54.0144 | 0
| LCA | LA Basin | 2 | Monthly System Peak Day | CAISO | 1-in-10 | 2021 | 22 | 385.078 | 409.7343 | 52.6965 | 53.3952 | 0
| LCA | LA Basin | 2 | Monthly System Peak Day | CAISO | 1-in-10 | 2021 | 23 | 360.3816 | 380.463 | 52.6978 | 52.7554 | 0
| LCA | LA Basin | 2 | Monthly System Peak Day | CAISO | 1-in-10 | 2021 | 24 | 367.3158 | 385.3537 | 52.6975 | 52.1309 | 0
| LCA | LA Basin | 3 | Average Weekday | CAISO | 1-in-10 | 2021 | 1 | 360.2449 | 375.6867 | 52.7574 | 59.0904 | 0
| LCA | LA Basin | 3 | Average Weekday | CAISO | 1-in-10 | 2021 | 2 | 333.8877 | 341.5372 | 52.7112 | 58.0099 | 0
| LCA | LA Basin | 3 | Average Weekday | CAISO | 1-in-10 | 2021 | 3 | 421.2752 | 430.8946 | 52.7043 | 56.9859 | 0
| LCA | LA Basin | 3 | Average Weekday | CAISO | 1-in-10 | 2021 | 4 | 410.4813 | 422.7804 | 52.6895 | 56.0739 | 0
| LCA | LA Basin | 3 | Average Weekday | CAISO | 1-in-10 | 2021 | 5 | 451.2578 | 469.7794 | 52.6933 | 55.3597 | 0
| LCA | LA Basin | 3 | Average Weekday | CAISO | 1-in-10 | 2021 | 6 | 562.3795 | 588.3827 | 52.6815 | 54.7125 | 0
| LCA | LA Basin | 3 | Average Weekday | CAISO | 1-in-10 | 2021 | 7 | 603.0724 | 624.2513 | 52.6961 | 54.3717 | 0
| LCA | LA Basin | 3 | Average Weekday | CAISO | 1-in-10 | 2021 | 8 | 652.4009 | 687.7467 | 52.8168 | 54.3916 | 0
| LCA | LA Basin | 3 | Average Weekday | CAISO | 1-in-10 | 2021 | 9 | 575.3532 | 616.7896 | 52.9214 | 55.8505 | 0
| LCA | LA Basin | 3 | Average Weekday | CAISO | 1-in-10 | 2021 | 10 | 553.739 | 582.4225 | 52.822 | 59.3312 | 0
| LCA | LA Basin | 3 | Average Weekday | CAISO | 1-in-10 | 2021 | 11 | 540.4426 | 562.3888 | 52.8764 | 63.5603 | 0
| LCA | LA Basin | 3 | Average Weekday | CAISO | 1-in-10 | 2021 | 12 | 510.782 | 525.0669 | 52.9299 | 67.4405 | 0
| LCA | LA Basin | 3 | Average Weekday | CAISO | 1-in-10 | 2021 | 13 | 422.9771 | 433.7995 | 52.9561 | 70.4453 | 0
| LCA | LA Basin | 3 | Average Weekday | CAISO | 1-in-10 | 2021 | 14 | 389.8018 | 397.3265 | 52.9124 | 72.4795 | 0
| LCA | LA Basin | 3 | Average Weekday | CAISO | 1-in-10 | 2021 | 15 | 340.4142 | 347.496 | 52.8277 | 73.6736 | 0
| LCA | LA Basin | 3 | Average Weekday | CAISO | 1-in-10 | 2021 | 16 | 292.563 | 295.2221 | 52.7135 | 74.2045 | 0
| LCA | LA Basin | 3 | Average Weekday | CAISO | 1-in-10 | 2021 | 17 | 253.5376 | 266.0666 | 52.5565 | 74.0108 | 0
| LCA | LA Basin | 3 | Average Weekday | CAISO | 1-in-10 | 2021 | 18 | 251.9306 | 261.9647 | 52.5695 | 72.9461 | 0
| LCA | LA Basin | 3 | Average Weekday | CAISO | 1-in-10 | 2021 | 19 | 237.2594 | 242.3222 | 52.6333 | 71.0602 | 0
| LCA | LA Basin | 3 | Average Weekday | CAISO | 1-in-10 | 2021 | 20 | 234.5409 | 239.896 | 52.5295 | 68.3652 | 0
| LCA | LA Basin | 3 | Average Weekday | CAISO | 1-in-10 | 2021 | 21 | 215.4805 | 220.12 | 52.572 | 65.7441 | 0
| LCA | LA Basin | 3 | Average Weekday | CAISO | 1-in-10 | 2021 | 22 | 421.1037 | 449.5252 | 52.7211 | 64.0491 | 0
| LCA | LA Basin | 3 | Average Weekday | CAISO | 1-in-10 | 2021 | 23 | 402.6039 | 431.9206 | 52.7628 | 62.7625 | 0
| LCA | LA Basin | 3 | Average Weekday | CAISO | 1-in-10 | 2021 | 24 | 420.2667 | 457.1055 | 52.8055 | 61.4005 | 0
| LCA | LA Basin | 3 | Monthly System Peak Day | CAISO | 1-in-10 | 2021 | 1 | 360.2449 | 393.4937 | 52.4324 | 66.1204 | 0
| LCA | LA Basin | 3 | Monthly System Peak Day | CAISO | 1-in-10 | 2021 | 2 | 333.8877 | 352.1956 | 52.4947 | 64.2945 | 0
| LCA | LA Basin | 3 | Monthly System Peak Day | CAISO | 1-in-10 | 2021 | 3 | 421.2752 | 442.3924 | 52.5044 | 62.8338 | 0
| LCA | LA Basin | 3 | Monthly System Peak Day | CAISO | 1-in-10 | 2021 | 4 | 410.4813 | 431.3643 | 52.5351 | 61.7939 | 0
| LCA | LA Basin | 3 | Monthly System Peak Day | CAISO | 1-in-10 | 2021 | 5 | 451.2578 | 481.9969 | 52.5314 | 60.8075 | 0
| LCA | LA Basin | 3 | Monthly System Peak Day | CAISO | 1-in-10 | 2021 | 6 | 562.3795 | 591.9245 | 52.5709 | 59.7989 | 0
| LCA | LA Basin | 3 | Monthly System Peak Day | CAISO | 1-in-10 | 2021 | 7 | 603.0724 | 622.5668 | 52.5796 | 59.4218 | 0
| LCA | LA Basin | 3 | Monthly System Peak Day | CAISO | 1-in-10 | 2021 | 8 | 652.4009 | 715.7512 | 52.3986 | 59.0993 | 0
| LCA | LA Basin | 3 | Monthly System Peak Day | CAISO | 1-in-10 | 2021 | 9 | 575.3532 | 626.2164 | 52.3651 | 60.5688 | 0
| LCA | LA Basin | 3 | Monthly System Peak Day | CAISO | 1-in-10 | 2021 | 10 | 553.739 | 590.1818 | 52.4238 | 65.3414 | 0
| LCA | LA Basin | 3 | Monthly System Peak Day | CAISO | 1-in-10 | 2021 | 11 | 540.4426 | 575.7101 | 52.4899 | 70.7516 | 0
| LCA | LA Basin | 3 | Monthly System Peak Day | CAISO | 1-in-10 | 2021 | 12 | 510.782 | 538.6074 | 52.6229 | 76.3558 | 0
| LCA | LA Basin | 3 | Monthly System Peak Day | CAISO | 1-in-10 | 2021 | 13 | 422.9771 | 440.4659 | 52.7527 | 81.6032 | 0
| LCA | LA Basin | 3 | Monthly System Peak Day | CAISO | 1-in-10 | 2021 | 14 | 389.8018 | 399.7491 | 52.6331 | 84.1063 | 0
| LCA | LA Basin | 3 | Monthly System Peak Day | CAISO | 1-in-10 | 2021 | 15 | 340.4142 | 348.4696 | 52.4782 | 84.7692 | 0
| LCA | LA Basin | 3 | Monthly System Peak Day | CAISO | 1-in-10 | 2021 | 16 | 292.563 | 292.841 | 52.5123 | 85.4466 | 0
| LCA | LA Basin | 3 | Monthly System Peak Day | CAISO | 1-in-10 | 2021 | 17 | 253.5376 | 266.6155 | 52.5334 | 86.2918 | 0
| LCA | LA Basin | 3 | Monthly System Peak Day | CAISO | 1-in-10 | 2021 | 18 | 251.9306 | 262.6523 | 52.5168 | 85.9592 | 0
| LCA | LA Basin | 3 | Monthly System Peak Day | CAISO | 1-in-10 | 2021 | 19 | 237.2594 | 242.3974 | 53.9187 | 84.2603 | 0
| LCA | LA Basin | 3 | Monthly System Peak Day | CAISO | 1-in-10 | 2021 | 20 | 234.5409 | 238.8045 | 52.5294 | 81.6113 | 0
| LCA | LA Basin | 3 | Monthly System Peak Day | CAISO | 1-in-10 | 2021 | 21 | 215.4805 | 220.2618 | 52.6958 | 77.9332 | 0
| LCA | LA Basin | 3 | Monthly System Peak Day | CAISO | 1-in-10 | 2021 | 22 | 421.1037 | 450.4986 | 52.5372 | 75.495 | 0
| LCA | LA Basin | 3 | Monthly System Peak Day | CAISO | 1-in-10 | 2021 | 23 | 402.6039 | 438.0835 | 52.4582 | 72.9901 | 0
| LCA | LA Basin | 3 | Monthly System Peak Day | CAISO | 1-in-10 | 2021 | 24 | 420.2667 | 482.6372 | 52.3864 | 70.3387 | 0
| LCA | LA Basin | 4 | Average Weekday | CAISO | 1-in-10 | 2021 | 1 | 324.1746 | 338.9897 | 52.7582 | 59.793 | 0
| LCA | LA Basin | 4 | Average Weekday | CAISO | 1-in-10 | 2021 | 2 | 300.3851 | 306.7032 | 52.7123 | 58.7805 | 0
| LCA | LA Basin | 4 | Average Weekday | CAISO | 1-in-10 | 2021 | 3 | 378.7632 | 388.1593 | 52.7055 | 57.798 | 0
| LCA | LA Basin | 4 | Average Weekday | CAISO | 1-in-10 | 2021 | 4 | 361.1537 | 372.2966 | 52.6908 | 56.8912 | 0
| LCA | LA Basin | 4 | Average Weekday | CAISO | 1-in-10 | 2021 | 5 | 391.2937 | 408.0581 | 52.6946 | 56.1875 | 0
| LCA | LA Basin | 4 | Average Weekday | CAISO | 1-in-10 | 2021 | 6 | 500.1472 | 525.0386 | 52.6831 | 55.6449 | 0
| LCA | LA Basin | 4 | Average Weekday | CAISO | 1-in-10 | 2021 | 7 | 544.7947 | 565.5354 | 52.6978 | 55.2741 | 0
| LCA | LA Basin | 4 | Average Weekday | CAISO | 1-in-10 | 2021 | 8 | 594.2824 | 628.4359 | 52.8176 | 55.3057 | 0
| LCA | LA Basin | 4 | Average Weekday | CAISO | 1-in-10 | 2021 | 9 | 510.4995 | 552.7237 | 52.9214 | 57.4 | 0
| LCA | LA Basin | 4 | Average Weekday | CAISO | 1-in-10 | 2021 | 10 | 489.8493 | 516.7693 | 52.8222 | 60.548 | 0
| LCA | LA Basin | 4 | Average Weekday | CAISO | 1-in-10 | 2021 | 11 | 485.0519 | 505.3911 | 52.8763 | 64.096 | 0
| LCA | LA Basin | 4 | Average Weekday | CAISO | 1-in-10 | 2021 | 12 | 455.2394 | 469.4634 | 52.9294 | 67.463 | 0
| LCA | LA Basin | 4 | Average Weekday | CAISO | 1-in-10 | 2021 | 13 | 381.2289 | 392.0658 | 52.9553 | 69.7447 | 0
| LCA | LA Basin | 4 | Average Weekday | CAISO | 1-in-10 | 2021 | 14 | 342.3168 | 349.8515 | 52.9117 | 71.3864 | 0
| LCA | LA Basin | 4 | Average Weekday | CAISO | 1-in-10 | 2021 | 15 | 290.789 | 297.8764 | 52.8276 | 72.5555 | 0
| LCA | LA Basin | 4 | Average Weekday | CAISO | 1-in-10 | 2021 | 16 | 240.2365 | 242.8891 | 52.7145 | 73.1443 | 0
| LCA | LA Basin | 4 | Average Weekday | CAISO | 1-in-10 | 2021 | 17 | 193.7646 | 205.8577 | 52.5568 | 73.2569 | 0
| LCA | LA Basin | 4 | Average Weekday | CAISO | 1-in-10 | 2021 | 18 | 189.3307 | 198.3714 | 52.5698 | 72.4661 | 0
| LCA | LA Basin | 4 | Average Weekday | CAISO | 1-in-10 | 2021 | 19 | 165.9606 | 171.0255 | 52.6333 | 71.1037 | 0
| LCA | LA Basin | 4 | Average Weekday | CAISO | 1-in-10 | 2021 | 20 | 161.2445 | 166.5447 | 52.5295 | 68.8835 | 0
| LCA | LA Basin | 4 | Average Weekday | CAISO | 1-in-10 | 2021 | 21 | 169.1922 | 173.5709 | 52.573 | 65.9447 | 0
| LCA | LA Basin | 4 | Average Weekday | CAISO | 1-in-10 | 2021 | 22 | 376.6653 | 404.7921 | 52.7227 | 63.8031 | 0
| LCA | LA Basin | 4 | Average Weekday | CAISO | 1-in-10 | 2021 | 23 | 362.318 | 391.2645 | 52.7641 | 62.3163 | 0
| LCA | LA Basin | 4 | Average Weekday | CAISO | 1-in-10 | 2021 | 24 | 379.5113 | 415.4935 | 52.8062 | 61.1147 | 0
| LCA | LA Basin | 4 | Monthly System Peak Day | CAISO | 1-in-10 | 2021 | 1 | 324.1746 | 356.041 | 52.4377 | 72.9047 | 0
| LCA | LA Basin | 4 | Monthly System Peak Day | CAISO | 1-in-10 | 2021 | 2 | 300.3851 | 315.862 | 52.4988 | 70.5088 | 0
| LCA | LA Basin | 4 | Monthly System Peak Day | CAISO | 1-in-10 | 2021 | 3 | 378.7632 | 399.7438 | 52.5083 | 68.5166 | 0
| LCA | LA Basin | 4 | Monthly System Peak Day | CAISO | 1-in-10 | 2021 | 4 | 361.1537 | 379.1841 | 52.5385 | 67.159 | 0
| LCA | LA Basin | 4 | Monthly System Peak Day | CAISO | 1-in-10 | 2021 | 5 | 391.2937 | 420.2176 | 52.535 | 67.3462 | 0
| LCA | LA Basin | 4 | Monthly System Peak Day | CAISO | 1-in-10 | 2021 | 6 | 500.1472 | 528.2411 | 52.5739 | 67.8517 | 0
| LCA | LA Basin | 4 | Monthly System Peak Day | CAISO | 1-in-10 | 2021 | 7 | 544.7947 | 563.8389 | 52.5827 | 68.2686 | 0
| LCA | LA Basin | 4 | Monthly System Peak Day | CAISO | 1-in-10 | 2021 | 8 | 594.2824 | 660.7388 | 52.4047 | 68.5595 | 0
| LCA | LA Basin | 4 | Monthly System Peak Day | CAISO | 1-in-10 | 2021 | 9 | 510.4995 | 562.0152 | 52.374 | 71.3326 | 0
| LCA | LA Basin | 4 | Monthly System Peak Day | CAISO | 1-in-10 | 2021 | 10 | 489.8493 | 524.3793 | 52.431 | 75.5671 | 0
| LCA | LA Basin | 4 | Monthly System Peak Day | CAISO | 1-in-10 | 2021 | 11 | 485.0519 | 517.1624 | 52.4988 | 79.7461 | 0
| LCA | LA Basin | 4 | Monthly System Peak Day | CAISO | 1-in-10 | 2021 | 12 | 455.2394 | 482.8564 | 52.6333 | 83.6395 | 0
| LCA | LA Basin | 4 | Monthly System Peak Day | CAISO | 1-in-10 | 2021 | 13 | 381.2289 | 398.4936 | 52.7641 | 86.3474 | 0
| LCA | LA Basin | 4 | Monthly System Peak Day | CAISO | 1-in-10 | 2021 | 14 | 342.3168 | 352.2668 | 52.6437 | 88.2171 | 0
| LCA | LA Basin | 4 | Monthly System Peak Day | CAISO | 1-in-10 | 2021 | 15 | 290.789 | 298.8459 | 52.4865 | 89.5474 | 0
| LCA | LA Basin | 4 | Monthly System Peak Day | CAISO | 1-in-10 | 2021 | 16 | 240.2365 | 240.4619 | 52.5166 | 90.5776 | 0
| LCA | LA Basin | 4 | Monthly System Peak Day | CAISO | 1-in-10 | 2021 | 17 | 193.7646 | 206.3291 | 52.5342 | 91.2211 | 0
| LCA | LA Basin | 4 | Monthly System Peak Day | CAISO | 1-in-10 | 2021 | 18 | 189.3307 | 199.156 | 52.5181 | 91.3566 | 0
| LCA | LA Basin | 4 | Monthly System Peak Day | CAISO | 1-in-10 | 2021 | 19 | 165.9606 | 171.0938 | 53.9203 | 90.5553 | 0
| LCA | LA Basin | 4 | Monthly System Peak Day | CAISO | 1-in-10 | 2021 | 20 | 161.2445 | 165.4543 | 52.5294 | 88.5316 | 0
| LCA | LA Basin | 4 | Monthly System Peak Day | CAISO | 1-in-10 | 2021 | 21 | 169.1922 | 173.722 | 52.6956 | 85.2487 | 0
| LCA | LA Basin | 4 | Monthly System Peak Day | CAISO | 1-in-10 | 2021 | 22 | 376.6653 | 405.6595 | 52.5408 | 82.3495 | 0
| LCA | LA Basin | 4 | Monthly System Peak Day | CAISO | 1-in-10 | 2021 | 23 | 362.318 | 397.26 | 52.463 | 79.7621 | 0
| LCA | LA Basin | 4 | Monthly System Peak Day | CAISO | 1-in-10 | 2021 | 24 | 379.5113 | 440.4413 | 52.3926 | 76.8995 | 0
| LCA | LA Basin | 5 | Average Weekday | CAISO | 1-in-10 | 2021 | 1 | 324.4323 | 339.501 | 52.7686 | 62.6899 | 0
| LCA | LA Basin | 5 | Average Weekday | CAISO | 1-in-10 | 2021 | 2 | 304.071 | 310.4984 | 52.7225 | 61.7945 | 0
| LCA | LA Basin | 5 | Average Weekday | CAISO | 1-in-10 | 2021 | 3 | 390.8582 | 399.8676 | 52.7156 | 61.0123 | 0
| LCA | LA Basin | 5 | Average Weekday | CAISO | 1-in-10 | 2021 | 4 | 373.1812 | 384.9388 | 52.701 | 60.2966 | 0
| LCA | LA Basin | 5 | Average Weekday | CAISO | 1-in-10 | 2021 | 5 | 406.8171 | 424.5436 | 52.7049 | 59.7693 | 0
| LCA | LA Basin | 5 | Average Weekday | CAISO | 1-in-10 | 2021 | 6 | 511.1414 | 537.0774 | 52.6938 | 59.3658 | 0
| LCA | LA Basin | 5 | Average Weekday | CAISO | 1-in-10 | 2021 | 7 | 551.0405 | 571.36 | 52.7091 | 59.2503 | 0
| LCA | LA Basin | 5 | Average Weekday | CAISO | 1-in-10 | 2021 | 8 | 604.8536 | 641.9771 | 52.8288 | 60.092 | 0
| LCA | LA Basin | 5 | Average Weekday | CAISO | 1-in-10 | 2021 | 9 | 514.8829 | 555.0003 | 52.9323 | 62.4359 | 0
| LCA | LA Basin | 5 | Average Weekday | CAISO | 1-in-10 | 2021 | 10 | 499.2018 | 526.6645 | 52.8325 | 65.5235 | 0
| LCA | LA Basin | 5 | Average Weekday | CAISO | 1-in-10 | 2021 | 11 | 495.1961 | 515.2596 | 52.8868 | 68.4261 | 0
| LCA | LA Basin | 5 | Average Weekday | CAISO | 1-in-10 | 2021 | 12 | 461.4526 | 475.6295 | 52.9402 | 71.013 | 0
| LCA | LA Basin | 5 | Average Weekday | CAISO | 1-in-10 | 2021 | 13 | 386.3204 | 397.3461 | 52.966 | 73.242 | 0
| LCA | LA Basin | 5 | Average Weekday | CAISO | 1-in-10 | 2021 | 14 | 355.5906 | 363.1286 | 52.922 | 74.9936 | 0
| LCA | LA Basin | 5 | Average Weekday | CAISO | 1-in-10 | 2021 | 15 | 310.6331 | 317.4941 | 52.8375 | 76.2616 | 0
| LCA | LA Basin | 5 | Average Weekday | CAISO | 1-in-10 | 2021 | 16 | 250.3564 | 253.1151 | 52.7247 | 76.8413 | 0
| LCA | LA Basin | 5 | Average Weekday | CAISO | 1-in-10 | 2021 | 17 | 199.2201 | 209.9877 | 52.5601 | 76.9175 | 0
| LCA | LA Basin | 5 | Average Weekday | CAISO | 1-in-10 | 2021 | 18 | 198.8295 | 207.1249 | 52.5731 | 76.1468 | 0
| LCA | LA Basin | 5 | Average Weekday | CAISO | 1-in-10 | 2021 | 19 | 180.4012 | 185.7703 | 52.6298 | 74.7177 | 0
| LCA | LA Basin | 5 | Average Weekday | CAISO | 1-in-10 | 2021 | 20 | 173.7894 | 179.2492 | 52.5295 | 72.5783 | 0
| LCA | LA Basin | 5 | Average Weekday | CAISO | 1-in-10 | 2021 | 21 | 180.9529 | 185.7455 | 52.5778 | 69.5112 | 0
| LCA | LA Basin | 5 | Average Weekday | CAISO | 1-in-10 | 2021 | 22 | 382.3652 | 411.1986 | 52.7347 | 66.7798 | 0
| LCA | LA Basin | 5 | Average Weekday | CAISO | 1-in-10 | 2021 | 23 | 374.5333 | 404.4228 | 52.7756 | 65.0022 | 0
| LCA | LA Basin | 5 | Average Weekday | CAISO | 1-in-10 | 2021 | 24 | 389.1409 | 425.9039 | 52.8171 | 63.6869 | 0
| LCA | LA Basin | 5 | Monthly System Peak Day | CAISO | 1-in-10 | 2021 | 1 | 324.4323 | 356.7592 | 52.4509 | 74.0812 | 0
| LCA | LA Basin | 5 | Monthly System Peak Day | CAISO | 1-in-10 | 2021 | 2 | 304.071 | 319.6357 | 52.5108 | 72.6926 | 0
| LCA | LA Basin | 5 | Monthly System Peak Day | CAISO | 1-in-10 | 2021 | 3 | 390.8582 | 410.3686 | 52.5202 | 71.2701 | 0
| LCA | LA Basin | 5 | Monthly System Peak Day | CAISO | 1-in-10 | 2021 | 4 | 373.1812 | 392.2823 | 52.55 | 69.948 | 0
| LCA | LA Basin | 5 | Monthly System Peak Day | CAISO | 1-in-10 | 2021 | 5 | 406.8171 | 437.4716 | 52.5466 | 69.2212 | 0
| LCA | LA Basin | 5 | Monthly System Peak Day | CAISO | 1-in-10 | 2021 | 6 | 511.1414 | 540.515 | 52.5854 | 68.1829 | 0
| LCA | LA Basin | 5 | Monthly System Peak Day | CAISO | 1-in-10 | 2021 | 7 | 551.0405 | 569.4916 | 52.5947 | 67.9264 | 0
| LCA | LA Basin | 5 | Monthly System Peak Day | CAISO | 1-in-10 | 2021 | 8 | 604.8536 | 670.5604 | 52.4192 | 68.4287 | 0
| LCA | LA Basin | 5 | Monthly System Peak Day | CAISO | 1-in-10 | 2021 | 9 | 514.8829 | 564.285 | 52.391 | 72.8303 | 0
| LCA | LA Basin | 5 | Monthly System Peak Day | CAISO | 1-in-10 | 2021 | 10 | 499.2018 | 533.9507 | 52.4461 | 79.5239 | 0
| LCA | LA Basin | 5 | Monthly System Peak Day | CAISO | 1-in-10 | 2021 | 11 | 495.1961 | 527.438 | 52.5158 | 85.5337 | 0
| LCA | LA Basin | 5 | Monthly System Peak Day | CAISO | 1-in-10 | 2021 | 12 | 461.4526 | 488.4926 | 52.6523 | 89.3337 | 0
| LCA | LA Basin | 5 | Monthly System Peak Day | CAISO | 1-in-10 | 2021 | 13 | 386.3204 | 404.1162 | 52.7841 | 92.0218 | 0
| LCA | LA Basin | 5 | Monthly System Peak Day | CAISO | 1-in-10 | 2021 | 14 | 355.5906 | 365.675 | 52.6623 | 93.5774 | 0
| LCA | LA Basin | 5 | Monthly System Peak Day | CAISO | 1-in-10 | 2021 | 15 | 310.6331 | 318.6273 | 52.5022 | 94.8945 | 0
| LCA | LA Basin | 5 | Monthly System Peak Day | CAISO | 1-in-10 | 2021 | 16 | 250.3564 | 250.8068 | 52.5289 | 94.9253 | 0
| LCA | LA Basin | 5 | Monthly System Peak Day | CAISO | 1-in-10 | 2021 | 17 | 199.2201 | 210.5865 | 52.5384 | 94.3337 | 0
| LCA | LA Basin | 5 | Monthly System Peak Day | CAISO | 1-in-10 | 2021 | 18 | 198.8295 | 208.1057 | 52.5234 | 93.4453 | 0
| LCA | LA Basin | 5 | Monthly System Peak Day | CAISO | 1-in-10 | 2021 | 19 | 180.4012 | 185.7314 | 53.8824 | 92.3526 | 0
| LCA | LA Basin | 5 | Monthly System Peak Day | CAISO | 1-in-10 | 2021 | 20 | 173.7894 | 178.3097 | 52.5295 | 89.775 | 0
| LCA | LA Basin | 5 | Monthly System Peak Day | CAISO | 1-in-10 | 2021 | 21 | 180.9529 | 186.1121 | 52.6964 | 86.0276 | 0
| LCA | LA Basin | 5 | Monthly System Peak Day | CAISO | 1-in-10 | 2021 | 22 | 382.3652 | 412.1929 | 52.5535 | 82.3532 | 0
| LCA | LA Basin | 5 | Monthly System Peak Day | CAISO | 1-in-10 | 2021 | 23 | 374.5333 | 410.638 | 52.4766 | 79.8271 | 0
| LCA | LA Basin | 5 | Monthly System Peak Day | CAISO | 1-in-10 | 2021 | 24 | 389.1409 | 451.3089 | 52.4069 | 77.1318 | 0
| LCA | LA Basin | 6 | Average Weekday | CAISO | 1-in-10 | 2021 | 1 | 315.6913 | 348.0219 | 52.6819 | 66.0419 | 0
| LCA | LA Basin | 6 | Average Weekday | CAISO | 1-in-10 | 2021 | 2 | 289.9182 | 309.8778 | 52.6829 | 65.406 | 0
| LCA | LA Basin | 6 | Average Weekday | CAISO | 1-in-10 | 2021 | 3 | 372.5126 | 397.0892 | 52.6836 | 64.8511 | 0
| LCA | LA Basin | 6 | Average Weekday | CAISO | 1-in-10 | 2021 | 4 | 362.2018 | 387.1387 | 52.6838 | 64.3339 | 0
| LCA | LA Basin | 6 | Average Weekday | CAISO | 1-in-10 | 2021 | 5 | 385.4632 | 422.856 | 52.6788 | 63.958 | 0
| LCA | LA Basin | 6 | Average Weekday | CAISO | 1-in-10 | 2021 | 6 | 490.1234 | 544.1625 | 52.6693 | 63.6543 | 0
| LCA | LA Basin | 6 | Average Weekday | CAISO | 1-in-10 | 2021 | 7 | 535.4335 | 568.5551 | 52.635 | 63.4179 | 0
| LCA | LA Basin | 6 | Average Weekday | CAISO | 1-in-10 | 2021 | 8 | 583.7933 | 618.5069 | 52.6983 | 63.9411 | 0
| LCA | LA Basin | 6 | Average Weekday | CAISO | 1-in-10 | 2021 | 9 | 522.8704 | 546.1853 | 52.722 | 65.6191 | 0
| LCA | LA Basin | 6 | Average Weekday | CAISO | 1-in-10 | 2021 | 10 | 504.328 | 520.9886 | 52.6984 | 68.1924 | 0
| LCA | LA Basin | 6 | Average Weekday | CAISO | 1-in-10 | 2021 | 11 | 491.1099 | 506.6653 | 52.7311 | 71.2075 | 0
| LCA | LA Basin | 6 | Average Weekday | CAISO | 1-in-10 | 2021 | 12 | 463.1721 | 479.7725 | 52.7692 | 74.2059 | 0
| LCA | LA Basin | 6 | Average Weekday | CAISO | 1-in-10 | 2021 | 13 | 386.3702 | 409.4326 | 52.7809 | 76.5274 | 0
| LCA | LA Basin | 6 | Average Weekday | CAISO | 1-in-10 | 2021 | 14 | 349.7358 | 370.0012 | 52.7493 | 78.2579 | 0
| LCA | LA Basin | 6 | Average Weekday | CAISO | 1-in-10 | 2021 | 15 | 294.3074 | 313.4523 | 52.6741 | 79.4505 | 0
| LCA | LA Basin | 6 | Average Weekday | CAISO | 1-in-10 | 2021 | 16 | 242.6127 | 245.9516 | 52.6095 | 80.0997 | 0
| LCA | LA Basin | 6 | Average Weekday | CAISO | 1-in-10 | 2021 | 17 | 201.1562 | 206.8576 | 52.8046 | 80.0446 | 0
| LCA | LA Basin | 6 | Average Weekday | CAISO | 1-in-10 | 2021 | 18 | 188.372 | 202.1568 | 52.8355 | 79.2478 | 0
| LCA | LA Basin | 6 | Average Weekday | CAISO | 1-in-10 | 2021 | 19 | 167.5227 | 192.7886 | 55.3217 | 77.8672 | 0
| LCA | LA Basin | 6 | Average Weekday | CAISO | 1-in-10 | 2021 | 20 | 160.7048 | 185.4386 | 52.8887 | 75.7653 | 0
| LCA | LA Basin | 6 | Average Weekday | CAISO | 1-in-10 | 2021 | 21 | 174.1489 | 191.5541 | 53.0988 | 72.8935 | 0
| LCA | LA Basin | 6 | Average Weekday | CAISO | 1-in-10 | 2021 | 22 | 352.0119 | 393.8796 | 52.7544 | 69.9628 | 0
| LCA | LA Basin | 6 | Average Weekday | CAISO | 1-in-10 | 2021 | 23 | 368.7761 | 409.9575 | 52.714 | 68.1691 | 0
| LCA | LA Basin | 6 | Average Weekday | CAISO | 1-in-10 | 2021 | 24 | 383.449 | 431.4282 | 52.6971 | 67.0248 | 0
| LCA | LA Basin | 6 | Monthly System Peak Day | CAISO | 1-in-10 | 2021 | 1 | 315.6913 | 310.595 | 60.2949 | 73.7372 | 0
| LCA | LA Basin | 6 | Monthly System Peak Day | CAISO | 1-in-10 | 2021 | 2 | 289.9182 | 270.9359 | 60.3029 | 72.2246 | 0
| LCA | LA Basin | 6 | Monthly System Peak Day | CAISO | 1-in-10 | 2021 | 3 | 372.5126 | 335.7284 | 60.307 | 71.1556 | 0
| LCA | LA Basin | 6 | Monthly System Peak Day | CAISO | 1-in-10 | 2021 | 4 | 362.2018 | 337.6074 | 60.3107 | 70.5067 | 0
| LCA | LA Basin | 6 | Monthly System Peak Day | CAISO | 1-in-10 | 2021 | 5 | 385.4632 | 369.0866 | 60.3062 | 69.6044 | 0
| LCA | LA Basin | 6 | Monthly System Peak Day | CAISO | 1-in-10 | 2021 | 6 | 490.1234 | 471.2955 | 60.3013 | 68.9945 | 0
| LCA | LA Basin | 6 | Monthly System Peak Day | CAISO | 1-in-10 | 2021 | 7 | 535.4335 | 490.3953 | 60.2231 | 68.5504 | 0
| LCA | LA Basin | 6 | Monthly System Peak Day | CAISO | 1-in-10 | 2021 | 8 | 583.7933 | 534.2499 | 60.2887 | 69.4144 | 0
| LCA | LA Basin | 6 | Monthly System Peak Day | CAISO | 1-in-10 | 2021 | 9 | 522.8704 | 496.667 | 60.2614 | 73.255 | 0
| LCA | LA Basin | 6 | Monthly System Peak Day | CAISO | 1-in-10 | 2021 | 10 | 504.328 | 465.5888 | 60.2063 | 79.3458 | 0
| LCA | LA Basin | 6 | Monthly System Peak Day | CAISO | 1-in-10 | 2021 | 11 | 491.1099 | 451.3513 | 60.2017 | 84.4605 | 0
| LCA | LA Basin | 6 | Monthly System Peak Day | CAISO | 1-in-10 | 2021 | 12 | 463.1721 | 431.4488 | 60.2252 | 88.5582 | 0
| LCA | LA Basin | 6 | Monthly System Peak Day | CAISO | 1-in-10 | 2021 | 13 | 386.3702 | 371.1393 | 60.2107 | 89.7379 | 0
| LCA | LA Basin | 6 | Monthly System Peak Day | CAISO | 1-in-10 | 2021 | 14 | 349.7358 | 334.6118 | 60.2239 | 91.0531 | 0
| LCA | LA Basin | 6 | Monthly System Peak Day | CAISO | 1-in-10 | 2021 | 15 | 294.3074 | 282.6906 | 60.2003 | 92.8464 | 0
| LCA | LA Basin | 6 | Monthly System Peak Day | CAISO | 1-in-10 | 2021 | 16 | 242.6127 | 214.7797 | 60.134 | 94.3608 | 0
| LCA | LA Basin | 6 | Monthly System Peak Day | CAISO | 1-in-10 | 2021 | 17 | 201.1562 | 213.0136 | 60.0618 | 94.5572 | 0
| LCA | LA Basin | 6 | Monthly System Peak Day | CAISO | 1-in-10 | 2021 | 18 | 188.372 | 211.8257 | 60.1939 | 94.3669 | 0
| LCA | LA Basin | 6 | Monthly System Peak Day | CAISO | 1-in-10 | 2021 | 19 | 167.5227 | 160.3431 | 60.2585 | 92.9205 | 0
| LCA | LA Basin | 6 | Monthly System Peak Day | CAISO | 1-in-10 | 2021 | 20 | 160.7048 | 169.7341 | 59.2989 | 88.4795 | 0
| LCA | LA Basin | 6 | Monthly System Peak Day | CAISO | 1-in-10 | 2021 | 21 | 174.1489 | 158.7275 | 61.1032 | 83.6541 | 0
| LCA | LA Basin | 6 | Monthly System Peak Day | CAISO | 1-in-10 | 2021 | 22 | 352.0119 | 332.721 | 60.5456 | 79.5508 | 0
| LCA | LA Basin | 6 | Monthly System Peak Day | CAISO | 1-in-10 | 2021 | 23 | 368.7761 | 337.812 | 60.4016 | 76.0228 | 0
| LCA | LA Basin | 6 | Monthly System Peak Day | CAISO | 1-in-10 | 2021 | 24 | 383.449 | 366.4064 | 60.3242 | 73.8661 | 0
| LCA | LA Basin | 7 | Average Weekday | CAISO | 1-in-10 | 2021 | 1 | 319.1863 | 349.8587 | 55.189 | 71.5048 | 0
| LCA | LA Basin | 7 | Average Weekday | CAISO | 1-in-10 | 2021 | 2 | 308.3997 | 328.2034 | 55.1798 | 70.8693 | 0
| LCA | LA Basin | 7 | Average Weekday | CAISO | 1-in-10 | 2021 | 3 | 376.8882 | 403.1344 | 55.1779 | 70.2777 | 0
| LCA | LA Basin | 7 | Average Weekday | CAISO | 1-in-10 | 2021 | 4 | 370.9232 | 398.6434 | 55.175 | 69.8474 | 0
| LCA | LA Basin | 7 | Average Weekday | CAISO | 1-in-10 | 2021 | 5 | 399.0671 | 440.4322 | 55.174 | 69.4915 | 0
| LCA | LA Basin | 7 | Average Weekday | CAISO | 1-in-10 | 2021 | 6 | 480.8823 | 533.8553 | 55.1701 | 69.2195 | 0
| LCA | LA Basin | 7 | Average Weekday | CAISO | 1-in-10 | 2021 | 7 | 515.0321 | 543.6904 | 55.1771 | 69.0681 | 0
| LCA | LA Basin | 7 | Average Weekday | CAISO | 1-in-10 | 2021 | 8 | 560.3822 | 595.4266 | 55.2153 | 69.5449 | 0
| LCA | LA Basin | 7 | Average Weekday | CAISO | 1-in-10 | 2021 | 9 | 488.2248 | 509.4809 | 55.2545 | 71.5716 | 0
| LCA | LA Basin | 7 | Average Weekday | CAISO | 1-in-10 | 2021 | 10 | 472.2355 | 487.9274 | 55.2428 | 74.3441 | 0
| LCA | LA Basin | 7 | Average Weekday | CAISO | 1-in-10 | 2021 | 11 | 464.8519 | 479.2581 | 55.2875 | 77.5632 | 0
| LCA | LA Basin | 7 | Average Weekday | CAISO | 1-in-10 | 2021 | 12 | 438.5388 | 455.2738 | 55.3318 | 80.6092 | 0
| LCA | LA Basin | 7 | Average Weekday | CAISO | 1-in-10 | 2021 | 13 | 362.3324 | 383.2155 | 55.3522 | 82.9258 | 0
| LCA | LA Basin | 7 | Average Weekday | CAISO | 1-in-10 | 2021 | 14 | 330.9747 | 349.963 | 55.3133 | 84.6 | 0
| LCA | LA Basin | 7 | Average Weekday | CAISO | 1-in-10 | 2021 | 15 | 283.9504 | 302.46 | 55.2414 | 85.666 | 0
| LCA | LA Basin | 7 | Average Weekday | CAISO | 1-in-10 | 2021 | 16 | 226.7122 | 227.7027 | 55.1862 | 86.2406 | 0
| LCA | LA Basin | 7 | Average Weekday | CAISO | 1-in-10 | 2021 | 17 | 188.6495 | 193.7052 | 55.4304 | 86.1533 | 0
| LCA | LA Basin | 7 | Average Weekday | CAISO | 1-in-10 | 2021 | 18 | 185.341 | 196.5538 | 55.4679 | 85.2921 | 0
| LCA | LA Basin | 7 | Average Weekday | CAISO | 1-in-10 | 2021 | 19 | 165.7238 | 188.4933 | 56.2545 | 83.8367 | 0
| LCA | LA Basin | 7 | Average Weekday | CAISO | 1-in-10 | 2021 | 20 | 167.059 | 186.1829 | 55.1808 | 81.5489 | 0
| LCA | LA Basin | 7 | Average Weekday | CAISO | 1-in-10 | 2021 | 21 | 183.7239 | 196.2193 | 55.5921 | 78.4619 | 0
| LCA | LA Basin | 7 | Average Weekday | CAISO | 1-in-10 | 2021 | 22 | 361.8377 | 405.8131 | 55.1777 | 75.4852 | 0
| LCA | LA Basin | 7 | Average Weekday | CAISO | 1-in-10 | 2021 | 23 | 369.604 | 406.2191 | 55.1834 | 73.7952 | 0
| LCA | LA Basin | 7 | Average Weekday | CAISO | 1-in-10 | 2021 | 24 | 381.2216 | 426.1666 | 55.1988 | 72.726 | 0
| LCA | LA Basin | 7 | Monthly System Peak Day | CAISO | 1-in-10 | 2021 | 1 | 319.1863 | 313.4222 | 55.1919 | 75.4027 | 0
| LCA | LA Basin | 7 | Monthly System Peak Day | CAISO | 1-in-10 | 2021 | 2 | 308.3997 | 287.6302 | 55.1717 | 74.839 | 0
| LCA | LA Basin | 7 | Monthly System Peak Day | CAISO | 1-in-10 | 2021 | 3 | 376.8882 | 339.5963 | 55.1693 | 74.0038 | 0
| LCA | LA Basin | 7 | Monthly System Peak Day | CAISO | 1-in-10 | 2021 | 4 | 370.9232 | 346.71 | 55.1657 | 73.413 | 0
| LCA | LA Basin | 7 | Monthly System Peak Day | CAISO | 1-in-10 | 2021 | 5 | 399.0671 | 384.6854 | 55.1749 | 72.7944 | 0
| LCA | LA Basin | 7 | Monthly System Peak Day | CAISO | 1-in-10 | 2021 | 6 | 480.8823 | 467.5766 | 55.1912 | 72.4389 | 0
| LCA | LA Basin | 7 | Monthly System Peak Day | CAISO | 1-in-10 | 2021 | 7 | 515.0321 | 473.2364 | 55.2437 | 72.0081 | 0
| LCA | LA Basin | 7 | Monthly System Peak Day | CAISO | 1-in-10 | 2021 | 8 | 560.3822 | 516.973 | 55.2216 | 72.2874 | 0
| LCA | LA Basin | 7 | Monthly System Peak Day | CAISO | 1-in-10 | 2021 | 9 | 488.2248 | 462.0509 | 55.2325 | 74.5615 | 0
| LCA | LA Basin | 7 | Monthly System Peak Day | CAISO | 1-in-10 | 2021 | 10 | 472.2355 | 432.6767 | 55.2132 | 77.6898 | 0
| LCA | LA Basin | 7 | Monthly System Peak Day | CAISO | 1-in-10 | 2021 | 11 | 464.8519 | 428.2786 | 55.2345 | 81.323 | 0
| LCA | LA Basin | 7 | Monthly System Peak Day | CAISO | 1-in-10 | 2021 | 12 | 438.5388 | 408.7635 | 55.2566 | 84.6976 | 0
| LCA | LA Basin | 7 | Monthly System Peak Day | CAISO | 1-in-10 | 2021 | 13 | 362.3324 | 348.6091 | 55.2737 | 87.1992 | 0
| LCA | LA Basin | 7 | Monthly System Peak Day | CAISO | 1-in-10 | 2021 | 14 | 330.9747 | 317.2847 | 55.2591 | 88.9847 | 0
| LCA | LA Basin | 7 | Monthly System Peak Day | CAISO | 1-in-10 | 2021 | 15 | 283.9504 | 273.8011 | 55.2579 | 89.9225 | 0
| LCA | LA Basin | 7 | Monthly System Peak Day | CAISO | 1-in-10 | 2021 | 16 | 226.7122 | 199.9958 | 55.2421 | 90.3438 | 0
| LCA | LA Basin | 7 | Monthly System Peak Day | CAISO | 1-in-10 | 2021 | 17 | 188.6495 | 201.5476 | 54.9857 | 89.3737 | 0
| LCA | LA Basin | 7 | Monthly System Peak Day | CAISO | 1-in-10 | 2021 | 18 | 185.341 | 207.1404 | 55.077 | 88.8563 | 0
| LCA | LA Basin | 7 | Monthly System Peak Day | CAISO | 1-in-10 | 2021 | 19 | 165.7238 | 160.4571 | 54.8307 | 87.38 | 0
| LCA | LA Basin | 7 | Monthly System Peak Day | CAISO | 1-in-10 | 2021 | 20 | 167.059 | 202.0428 | 54.6498 | 84.9145 | 0
| LCA | LA Basin | 7 | Monthly System Peak Day | CAISO | 1-in-10 | 2021 | 21 | 183.7239 | 171.3229 | 55.6278 | 81.7018 | 0
| LCA | LA Basin | 7 | Monthly System Peak Day | CAISO | 1-in-10 | 2021 | 22 | 361.8377 | 349.6821 | 55.2949 | 78.1535 | 0
| LCA | LA Basin | 7 | Monthly System Peak Day | CAISO | 1-in-10 | 2021 | 23 | 369.604 | 338.0218 | 55.2148 | 76.6233 | 0
| LCA | LA Basin | 7 | Monthly System Peak Day | CAISO | 1-in-10 | 2021 | 24 | 381.2216 | 363.3006 | 55.2071 | 75.353 | 0
| LCA | LA Basin | 8 | Average Weekday | CAISO | 1-in-10 | 2021 | 1 | 343.7232 | 378.7904 | 52.8104 | 71.1821 | 0
| LCA | LA Basin | 8 | Average Weekday | CAISO | 1-in-10 | 2021 | 2 | 318.1308 | 340.1895 | 52.8026 | 70.5502 | 0
| LCA | LA Basin | 8 | Average Weekday | CAISO | 1-in-10 | 2021 | 3 | 384.7788 | 408.9805 | 52.8007 | 69.986 | 0
| LCA | LA Basin | 8 | Average Weekday | CAISO | 1-in-10 | 2021 | 4 | 388.8837 | 410.0799 | 52.7972 | 69.56 | 0
| LCA | LA Basin | 8 | Average Weekday | CAISO | 1-in-10 | 2021 | 5 | 408.4897 | 447.2403 | 52.7955 | 69.1631 | 0
| LCA | LA Basin | 8 | Average Weekday | CAISO | 1-in-10 | 2021 | 6 | 497.4814 | 551.9785 | 52.7896 | 68.8966 | 0
| LCA | LA Basin | 8 | Average Weekday | CAISO | 1-in-10 | 2021 | 7 | 541.127 | 575.4995 | 52.8001 | 68.6448 | 0
| LCA | LA Basin | 8 | Average Weekday | CAISO | 1-in-10 | 2021 | 8 | 577.0905 | 614.1765 | 52.8347 | 68.6851 | 0
| LCA | LA Basin | 8 | Average Weekday | CAISO | 1-in-10 | 2021 | 9 | 501.119 | 524.267 | 52.8733 | 70.1666 | 0
| LCA | LA Basin | 8 | Average Weekday | CAISO | 1-in-10 | 2021 | 10 | 487.8392 | 504.5181 | 52.8702 | 72.5728 | 0
| LCA | LA Basin | 8 | Average Weekday | CAISO | 1-in-10 | 2021 | 11 | 472.6645 | 488.2644 | 52.9085 | 75.4907 | 0
| LCA | LA Basin | 8 | Average Weekday | CAISO | 1-in-10 | 2021 | 12 | 443.2132 | 460.3686 | 52.9427 | 78.4324 | 0
| LCA | LA Basin | 8 | Average Weekday | CAISO | 1-in-10 | 2021 | 13 | 376.1023 | 398.941 | 52.9603 | 80.9215 | 0
| LCA | LA Basin | 8 | Average Weekday | CAISO | 1-in-10 | 2021 | 14 | 341.6758 | 361.9741 | 52.926 | 82.9616 | 0
| LCA | LA Basin | 8 | Average Weekday | CAISO | 1-in-10 | 2021 | 15 | 293.4524 | 313.1798 | 52.8642 | 84.3818 | 0
| LCA | LA Basin | 8 | Average Weekday | CAISO | 1-in-10 | 2021 | 16 | 234.9711 | 239.9726 | 52.8183 | 84.9627 | 0
| LCA | LA Basin | 8 | Average Weekday | CAISO | 1-in-10 | 2021 | 17 | 200.6157 | 203.2921 | 53.0605 | 84.9634 | 0
| LCA | LA Basin | 8 | Average Weekday | CAISO | 1-in-10 | 2021 | 18 | 184.4025 | 196.5161 | 53.1212 | 84.0924 | 0
| LCA | LA Basin | 8 | Average Weekday | CAISO | 1-in-10 | 2021 | 19 | 165.7188 | 191.4141 | 54.0897 | 82.5626 | 0
| LCA | LA Basin | 8 | Average Weekday | CAISO | 1-in-10 | 2021 | 20 | 168.9404 | 193.4061 | 53.008 | 80.205 | 0
| LCA | LA Basin | 8 | Average Weekday | CAISO | 1-in-10 | 2021 | 21 | 195.2122 | 211.8494 | 53.3141 | 76.9323 | 0
| LCA | LA Basin | 8 | Average Weekday | CAISO | 1-in-10 | 2021 | 22 | 379.7245 | 420.0011 | 52.7815 | 74.5866 | 0
| LCA | LA Basin | 8 | Average Weekday | CAISO | 1-in-10 | 2021 | 23 | 391.8246 | 434.6491 | 52.7907 | 73.2481 | 0
| LCA | LA Basin | 8 | Average Weekday | CAISO | 1-in-10 | 2021 | 24 | 407.3048 | 456.5442 | 52.815 | 72.2639 | 0
| LCA | LA Basin | 8 | Monthly System Peak Day | CAISO | 1-in-10 | 2021 | 1 | 343.7232 | 339.4328 | 47.8361 | 74.3439 | 0
| LCA | LA Basin | 8 | Monthly System Peak Day | CAISO | 1-in-10 | 2021 | 2 | 318.1308 | 296.2763 | 47.8182 | 73.5502 | 0
| LCA | LA Basin | 8 | Monthly System Peak Day | CAISO | 1-in-10 | 2021 | 3 | 384.7788 | 349.3085 | 47.8164 | 72.9993 | 0
| LCA | LA Basin | 8 | Monthly System Peak Day | CAISO | 1-in-10 | 2021 | 4 | 388.8837 | 362.7178 | 47.8135 | 72.4909 | 0
| LCA | LA Basin | 8 | Monthly System Peak Day | CAISO | 1-in-10 | 2021 | 5 | 408.4897 | 396.5065 | 47.8216 | 71.8364 | 0
| LCA | LA Basin | 8 | Monthly System Peak Day | CAISO | 1-in-10 | 2021 | 6 | 497.4814 | 480.4257 | 47.8369 | 71.3569 | 0
| LCA | LA Basin | 8 | Monthly System Peak Day | CAISO | 1-in-10 | 2021 | 7 | 541.127 | 499.0699 | 47.8801 | 70.9561 | 0
| LCA | LA Basin | 8 | Monthly System Peak Day | CAISO | 1-in-10 | 2021 | 8 | 577.0905 | 531.5997 | 47.8616 | 70.8809 | 0
| LCA | LA Basin | 8 | Monthly System Peak Day | CAISO | 1-in-10 | 2021 | 9 | 501.119 | 477.4681 | 47.8707 | 72.9533 | 0
| LCA | LA Basin | 8 | Monthly System Peak Day | CAISO | 1-in-10 | 2021 | 10 | 487.8392 | 450.2361 | 47.8489 | 76.7184 | 0
| LCA | LA Basin | 8 | Monthly System Peak Day | CAISO | 1-in-10 | 2021 | 11 | 472.6645 | 432.9398 | 47.8701 | 81.5518 | 0
| LCA | LA Basin | 8 | Monthly System Peak Day | CAISO | 1-in-10 | 2021 | 12 | 443.2132 | 411.495 | 47.8956 | 86.5047 | 0
| LCA | LA Basin | 8 | Monthly System Peak Day | CAISO | 1-in-10 | 2021 | 13 | 376.1023 | 363.1011 | 47.9125 | 89.8688 | 0
| LCA | LA Basin | 8 | Monthly System Peak Day | CAISO | 1-in-10 | 2021 | 14 | 341.6758 | 329.609 | 47.8995 | 92.6145 | 0
| LCA | LA Basin | 8 | Monthly System Peak Day | CAISO | 1-in-10 | 2021 | 15 | 293.4524 | 285.6318 | 47.896 | 93.5513 | 0
| LCA | LA Basin | 8 | Monthly System Peak Day | CAISO | 1-in-10 | 2021 | 16 | 234.9711 | 213.6279 | 47.8735 | 93.2975 | 0
| LCA | LA Basin | 8 | Monthly System Peak Day | CAISO | 1-in-10 | 2021 | 17 | 200.6157 | 210.9632 | 47.6455 | 92.8797 | 0
| LCA | LA Basin | 8 | Monthly System Peak Day | CAISO | 1-in-10 | 2021 | 18 | 184.4025 | 208.0988 | 47.721 | 92.011 | 0
| LCA | LA Basin | 8 | Monthly System Peak Day | CAISO | 1-in-10 | 2021 | 19 | 165.7188 | 162.7 | 47.5484 | 90.3425 | 0
| LCA | LA Basin | 8 | Monthly System Peak Day | CAISO | 1-in-10 | 2021 | 20 | 168.9404 | 164.4951 | 47.4529 | 87.901 | 0
| LCA | LA Basin | 8 | Monthly System Peak Day | CAISO | 1-in-10 | 2021 | 21 | 195.2122 | 176.5657 | 48.3572 | 83.6645 | 0
| LCA | LA Basin | 8 | Monthly System Peak Day | CAISO | 1-in-10 | 2021 | 22 | 379.7245 | 358.9125 | 47.9595 | 80.755 | 0
| LCA | LA Basin | 8 | Monthly System Peak Day | CAISO | 1-in-10 | 2021 | 23 | 391.8246 | 367.7407 | 47.8683 | 79.4943 | 0
| LCA | LA Basin | 8 | Monthly System Peak Day | CAISO | 1-in-10 | 2021 | 24 | 407.3048 | 393.7862 | 47.8526 | 78.3382 | 0
| LCA | LA Basin | 8 | Typical Event Day | CAISO | 1-in-10 | 2021 | 1 | 343.7232 | 339.4328 | 47.8361 | 75.5392 | 0
| LCA | LA Basin | 8 | Typical Event Day | CAISO | 1-in-10 | 2021 | 2 | 318.1308 | 296.2763 | 47.8182 | 74.5538 | 0
| LCA | LA Basin | 8 | Typical Event Day | CAISO | 1-in-10 | 2021 | 3 | 384.7788 | 349.3085 | 47.8164 | 73.6966 | 0
| LCA | LA Basin | 8 | Typical Event Day | CAISO | 1-in-10 | 2021 | 4 | 388.8837 | 362.7178 | 47.8135 | 73.1318 | 0
| LCA | LA Basin | 8 | Typical Event Day | CAISO | 1-in-10 | 2021 | 5 | 408.4897 | 396.5065 | 47.8216 | 72.4612 | 0
| LCA | LA Basin | 8 | Typical Event Day | CAISO | 1-in-10 | 2021 | 6 | 497.4814 | 480.4257 | 47.8369 | 72.0565 | 0
| LCA | LA Basin | 8 | Typical Event Day | CAISO | 1-in-10 | 2021 | 7 | 541.127 | 499.0699 | 47.8801 | 71.6826 | 0
| LCA | LA Basin | 8 | Typical Event Day | CAISO | 1-in-10 | 2021 | 8 | 577.0905 | 531.5997 | 47.8616 | 72.0737 | 0
| LCA | LA Basin | 8 | Typical Event Day | CAISO | 1-in-10 | 2021 | 9 | 501.119 | 477.4681 | 47.8707 | 74.5143 | 0
| LCA | LA Basin | 8 | Typical Event Day | CAISO | 1-in-10 | 2021 | 10 | 487.8392 | 450.2361 | 47.8489 | 78.5645 | 0
| LCA | LA Basin | 8 | Typical Event Day | CAISO | 1-in-10 | 2021 | 11 | 472.6645 | 432.9398 | 47.8701 | 83.1928 | 0
| LCA | LA Basin | 8 | Typical Event Day | CAISO | 1-in-10 | 2021 | 12 | 443.2132 | 411.495 | 47.8956 | 87.381 | 0
| LCA | LA Basin | 8 | Typical Event Day | CAISO | 1-in-10 | 2021 | 13 | 376.1023 | 363.1011 | 47.9125 | 89.9484 | 0
| LCA | LA Basin | 8 | Typical Event Day | CAISO | 1-in-10 | 2021 | 14 | 341.6758 | 329.609 | 47.8995 | 91.8571 | 0
| LCA | LA Basin | 8 | Typical Event Day | CAISO | 1-in-10 | 2021 | 15 | 293.4524 | 285.6318 | 47.896 | 93.0707 | 0
| LCA | LA Basin | 8 | Typical Event Day | CAISO | 1-in-10 | 2021 | 16 | 234.9711 | 213.6279 | 47.8735 | 93.5186 | 0
| LCA | LA Basin | 8 | Typical Event Day | CAISO | 1-in-10 | 2021 | 17 | 200.6157 | 210.9632 | 47.6455 | 93.2339 | 0
| LCA | LA Basin | 8 | Typical Event Day | CAISO | 1-in-10 | 2021 | 18 | 184.4025 | 208.0988 | 47.721 | 92.5256 | 0
| LCA | LA Basin | 8 | Typical Event Day | CAISO | 1-in-10 | 2021 | 19 | 165.7188 | 162.7 | 47.5484 | 90.9975 | 0
| LCA | LA Basin | 8 | Typical Event Day | CAISO | 1-in-10 | 2021 | 20 | 168.9404 | 164.4951 | 47.4529 | 88.0332 | 0
| LCA | LA Basin | 8 | Typical Event Day | CAISO | 1-in-10 | 2021 | 21 | 195.2122 | 176.5657 | 48.3572 | 84.1394 | 0
| LCA | LA Basin | 8 | Typical Event Day | CAISO | 1-in-10 | 2021 | 22 | 379.7245 | 358.9125 | 47.9595 | 81.1364 | 0
| LCA | LA Basin | 8 | Typical Event Day | CAISO | 1-in-10 | 2021 | 23 | 391.8246 | 367.7407 | 47.8683 | 79.2793 | 0
| LCA | LA Basin | 8 | Typical Event Day | CAISO | 1-in-10 | 2021 | 24 | 407.3048 | 393.7862 | 47.8526 | 77.7276 | 0
| LCA | LA Basin | 9 | Average Weekday | CAISO | 1-in-10 | 2021 | 1 | 302.2259 | 327.1609 | 55.3656 | 71.8669 | 0
| LCA | LA Basin | 9 | Average Weekday | CAISO | 1-in-10 | 2021 | 2 | 289.5079 | 301.8858 | 55.3587 | 70.9959 | 0
| LCA | LA Basin | 9 | Average Weekday | CAISO | 1-in-10 | 2021 | 3 | 369.812 | 376.9874 | 55.3569 | 70.223 | 0
| LCA | LA Basin | 9 | Average Weekday | CAISO | 1-in-10 | 2021 | 4 | 371.7945 | 381.742 | 55.3556 | 69.5376 | 0
| LCA | LA Basin | 9 | Average Weekday | CAISO | 1-in-10 | 2021 | 5 | 377.8288 | 398.6481 | 55.3532 | 68.9831 | 0
| LCA | LA Basin | 9 | Average Weekday | CAISO | 1-in-10 | 2021 | 6 | 456.423 | 493.1108 | 55.348 | 68.5098 | 0
| LCA | LA Basin | 9 | Average Weekday | CAISO | 1-in-10 | 2021 | 7 | 511.0883 | 540.8762 | 55.3414 | 68.1268 | 0
| LCA | LA Basin | 9 | Average Weekday | CAISO | 1-in-10 | 2021 | 8 | 534.8356 | 559.1622 | 55.3797 | 67.9214 | 0
| LCA | LA Basin | 9 | Average Weekday | CAISO | 1-in-10 | 2021 | 9 | 464.3686 | 484.7297 | 55.4176 | 69.3554 | 0
| LCA | LA Basin | 9 | Average Weekday | CAISO | 1-in-10 | 2021 | 10 | 458.0943 | 470.5502 | 55.4101 | 72.3824 | 0
| LCA | LA Basin | 9 | Average Weekday | CAISO | 1-in-10 | 2021 | 11 | 450.8644 | 462.3909 | 55.4563 | 75.8098 | 0
| LCA | LA Basin | 9 | Average Weekday | CAISO | 1-in-10 | 2021 | 12 | 424.8626 | 436.1306 | 55.5032 | 79.1357 | 0
| LCA | LA Basin | 9 | Average Weekday | CAISO | 1-in-10 | 2021 | 13 | 362.3341 | 376.4271 | 55.5235 | 81.714 | 0
| LCA | LA Basin | 9 | Average Weekday | CAISO | 1-in-10 | 2021 | 14 | 324.0526 | 338.5373 | 55.4867 | 83.5285 | 0
| LCA | LA Basin | 9 | Average Weekday | CAISO | 1-in-10 | 2021 | 15 | 284.3 | 298.5844 | 55.4115 | 84.7551 | 0
| LCA | LA Basin | 9 | Average Weekday | CAISO | 1-in-10 | 2021 | 16 | 245.6821 | 245.6852 | 55.3547 | 85.1074 | 0
| LCA | LA Basin | 9 | Average Weekday | CAISO | 1-in-10 | 2021 | 17 | 193.5002 | 209.5555 | 55.5059 | 84.9811 | 0
| LCA | LA Basin | 9 | Average Weekday | CAISO | 1-in-10 | 2021 | 18 | 187.9994 | 207.6886 | 55.4372 | 84.0766 | 0
| LCA | LA Basin | 9 | Average Weekday | CAISO | 1-in-10 | 2021 | 19 | 191.9806 | 200.3942 | 56.6681 | 82.2484 | 0
| LCA | LA Basin | 9 | Average Weekday | CAISO | 1-in-10 | 2021 | 20 | 194.853 | 204.9744 | 55.2184 | 79.3915 | 0
| LCA | LA Basin | 9 | Average Weekday | CAISO | 1-in-10 | 2021 | 21 | 213.5026 | 223.0378 | 55.3725 | 76.3927 | 0
| LCA | LA Basin | 9 | Average Weekday | CAISO | 1-in-10 | 2021 | 22 | 373.6999 | 402.0793 | 55.3232 | 74.643 | 0
| LCA | LA Basin | 9 | Average Weekday | CAISO | 1-in-10 | 2021 | 23 | 363.6104 | 390.535 | 55.3703 | 73.3839 | 0
| LCA | LA Basin | 9 | Average Weekday | CAISO | 1-in-10 | 2021 | 24 | 363.054 | 401.3224 | 55.3755 | 72.357 | 0
| LCA | LA Basin | 9 | Monthly System Peak Day | CAISO | 1-in-10 | 2021 | 1 | 302.2259 | 288.5073 | 55.4363 | 78.765 | 0
| LCA | LA Basin | 9 | Monthly System Peak Day | CAISO | 1-in-10 | 2021 | 2 | 289.5079 | 263.3603 | 55.4205 | 77.6888 | 0
| LCA | LA Basin | 9 | Monthly System Peak Day | CAISO | 1-in-10 | 2021 | 3 | 369.812 | 323.0756 | 55.4185 | 76.715 | 0
| LCA | LA Basin | 9 | Monthly System Peak Day | CAISO | 1-in-10 | 2021 | 4 | 371.7945 | 331.7507 | 55.4142 | 76.1862 | 0
| LCA | LA Basin | 9 | Monthly System Peak Day | CAISO | 1-in-10 | 2021 | 5 | 377.8288 | 343.1406 | 55.4216 | 75.6787 | 0
| LCA | LA Basin | 9 | Monthly System Peak Day | CAISO | 1-in-10 | 2021 | 6 | 456.423 | 408.329 | 55.4337 | 75.4975 | 0
| LCA | LA Basin | 9 | Monthly System Peak Day | CAISO | 1-in-10 | 2021 | 7 | 511.0883 | 450.3231 | 55.4882 | 75.2875 | 0
| LCA | LA Basin | 9 | Monthly System Peak Day | CAISO | 1-in-10 | 2021 | 8 | 534.8356 | 460.7859 | 55.4617 | 75.795 | 0
| LCA | LA Basin | 9 | Monthly System Peak Day | CAISO | 1-in-10 | 2021 | 9 | 464.3686 | 434.5132 | 55.4694 | 77.3825 | 0
| LCA | LA Basin | 9 | Monthly System Peak Day | CAISO | 1-in-10 | 2021 | 10 | 458.0943 | 411.5571 | 55.4624 | 80.615 | 0
| LCA | LA Basin | 9 | Monthly System Peak Day | CAISO | 1-in-10 | 2021 | 11 | 450.8644 | 402.7331 | 55.4717 | 85.5512 | 0
| LCA | LA Basin | 9 | Monthly System Peak Day | CAISO | 1-in-10 | 2021 | 12 | 424.8626 | 384.6896 | 55.4769 | 89.88 | 0
| LCA | LA Basin | 9 | Monthly System Peak Day | CAISO | 1-in-10 | 2021 | 13 | 362.3341 | 334.293 | 55.4876 | 93.1575 | 0
| LCA | LA Basin | 9 | Monthly System Peak Day | CAISO | 1-in-10 | 2021 | 14 | 324.0526 | 301.4474 | 55.4802 | 94.9538 | 0
| LCA | LA Basin | 9 | Monthly System Peak Day | CAISO | 1-in-10 | 2021 | 15 | 284.3 | 266.9467 | 55.4954 | 96.1413 | 0
| LCA | LA Basin | 9 | Monthly System Peak Day | CAISO | 1-in-10 | 2021 | 16 | 245.6821 | 213.1091 | 55.4969 | 96.235 | 0
| LCA | LA Basin | 9 | Monthly System Peak Day | CAISO | 1-in-10 | 2021 | 17 | 193.5002 | 211.2176 | 55.3072 | 96.255 | 0
| LCA | LA Basin | 9 | Monthly System Peak Day | CAISO | 1-in-10 | 2021 | 18 | 187.9994 | 212.3617 | 55.3147 | 94.9912 | 0
| LCA | LA Basin | 9 | Monthly System Peak Day | CAISO | 1-in-10 | 2021 | 19 | 191.9806 | 154.246 | 55.7885 | 93.4512 | 0
| LCA | LA Basin | 9 | Monthly System Peak Day | CAISO | 1-in-10 | 2021 | 20 | 194.853 | 153.9285 | 54.6225 | 91.0188 | 0
| LCA | LA Basin | 9 | Monthly System Peak Day | CAISO | 1-in-10 | 2021 | 21 | 213.5026 | 179.6087 | 55.4436 | 87.7125 | 0
| LCA | LA Basin | 9 | Monthly System Peak Day | CAISO | 1-in-10 | 2021 | 22 | 373.6999 | 331.2136 | 55.5315 | 86.2213 | 0
| LCA | LA Basin | 9 | Monthly System Peak Day | CAISO | 1-in-10 | 2021 | 23 | 363.6104 | 315.7854 | 55.4337 | 85.0662 | 0
| LCA | LA Basin | 9 | Monthly System Peak Day | CAISO | 1-in-10 | 2021 | 24 | 363.054 | 333.8077 | 55.4422 | 83.4137 | 0
| LCA | LA Basin | 10 | Average Weekday | CAISO | 1-in-10 | 2021 | 1 | 328.6015 | 342.8855 | 52.8564 | 68.555 | 0
| LCA | LA Basin | 10 | Average Weekday | CAISO | 1-in-10 | 2021 | 2 | 292.3432 | 298.2586 | 52.7684 | 67.6929 | 0
| LCA | LA Basin | 10 | Average Weekday | CAISO | 1-in-10 | 2021 | 3 | 362.0001 | 370.8203 | 52.7559 | 67.0076 | 0
| LCA | LA Basin | 10 | Average Weekday | CAISO | 1-in-10 | 2021 | 4 | 357.5994 | 368.8253 | 52.7262 | 66.3674 | 0
| LCA | LA Basin | 10 | Average Weekday | CAISO | 1-in-10 | 2021 | 5 | 421.8136 | 438.0634 | 52.7322 | 65.7726 | 0
| LCA | LA Basin | 10 | Average Weekday | CAISO | 1-in-10 | 2021 | 6 | 522.6682 | 546.7729 | 52.7046 | 65.2813 | 0
| LCA | LA Basin | 10 | Average Weekday | CAISO | 1-in-10 | 2021 | 7 | 561.6451 | 582.5978 | 52.7206 | 64.856 | 0
| LCA | LA Basin | 10 | Average Weekday | CAISO | 1-in-10 | 2021 | 8 | 615.8472 | 646.2917 | 52.9554 | 64.5914 | 0
| LCA | LA Basin | 10 | Average Weekday | CAISO | 1-in-10 | 2021 | 9 | 541.7219 | 580.7554 | 53.1838 | 65.0372 | 0
| LCA | LA Basin | 10 | Average Weekday | CAISO | 1-in-10 | 2021 | 10 | 522.342 | 548.4035 | 52.9805 | 67.8623 | 0
| LCA | LA Basin | 10 | Average Weekday | CAISO | 1-in-10 | 2021 | 11 | 522.7802 | 543.1711 | 53.0938 | 71.4722 | 0
| LCA | LA Basin | 10 | Average Weekday | CAISO | 1-in-10 | 2021 | 12 | 483.795 | 495.4005 | 53.2189 | 75.0476 | 0
| LCA | LA Basin | 10 | Average Weekday | CAISO | 1-in-10 | 2021 | 13 | 392.4471 | 402.8532 | 53.2999 | 77.9464 | 0
| LCA | LA Basin | 10 | Average Weekday | CAISO | 1-in-10 | 2021 | 14 | 336.8979 | 344.2658 | 53.2013 | 79.8654 | 0
| LCA | LA Basin | 10 | Average Weekday | CAISO | 1-in-10 | 2021 | 15 | 290.444 | 297.5767 | 53.013 | 81.0123 | 0
| LCA | LA Basin | 10 | Average Weekday | CAISO | 1-in-10 | 2021 | 16 | 232.728 | 235.5512 | 52.7697 | 81.494 | 0
| LCA | LA Basin | 10 | Average Weekday | CAISO | 1-in-10 | 2021 | 17 | 194.5454 | 204.3463 | 52.562 | 81.3193 | 0
| LCA | LA Basin | 10 | Average Weekday | CAISO | 1-in-10 | 2021 | 18 | 198.4639 | 205.4224 | 52.5861 | 80.4769 | 0
| LCA | LA Basin | 10 | Average Weekday | CAISO | 1-in-10 | 2021 | 19 | 178.3068 | 183.6093 | 53.0466 | 78.5379 | 0
| LCA | LA Basin | 10 | Average Weekday | CAISO | 1-in-10 | 2021 | 20 | 188.225 | 193.8859 | 52.5296 | 75.4623 | 0
| LCA | LA Basin | 10 | Average Weekday | CAISO | 1-in-10 | 2021 | 21 | 200.1345 | 205.3254 | 52.592 | 73.2762 | 0
| LCA | LA Basin | 10 | Average Weekday | CAISO | 1-in-10 | 2021 | 22 | 401.9527 | 429.1508 | 52.7655 | 71.8236 | 0
| LCA | LA Basin | 10 | Average Weekday | CAISO | 1-in-10 | 2021 | 23 | 371.0074 | 398.9606 | 52.8492 | 70.6065 | 0
| LCA | LA Basin | 10 | Average Weekday | CAISO | 1-in-10 | 2021 | 24 | 372.8871 | 408.4486 | 52.9449 | 69.5898 | 0
| LCA | LA Basin | 10 | Monthly System Peak Day | CAISO | 1-in-10 | 2021 | 1 | 328.6015 | 359.7106 | 52.49 | 77.8105 | 0
| LCA | LA Basin | 10 | Monthly System Peak Day | CAISO | 1-in-10 | 2021 | 2 | 292.3432 | 307.3229 | 52.5339 | 76.7246 | 0
| LCA | LA Basin | 10 | Monthly System Peak Day | CAISO | 1-in-10 | 2021 | 3 | 362.0001 | 380.5002 | 52.5405 | 75.7132 | 0
| LCA | LA Basin | 10 | Monthly System Peak Day | CAISO | 1-in-10 | 2021 | 4 | 357.5994 | 375.9671 | 52.5617 | 74.7559 | 0
| LCA | LA Basin | 10 | Monthly System Peak Day | CAISO | 1-in-10 | 2021 | 5 | 421.8136 | 449.3018 | 52.5596 | 74.3109 | 0
| LCA | LA Basin | 10 | Monthly System Peak Day | CAISO | 1-in-10 | 2021 | 6 | 522.6682 | 549.8204 | 52.5876 | 73.9266 | 0
| LCA | LA Basin | 10 | Monthly System Peak Day | CAISO | 1-in-10 | 2021 | 7 | 561.6451 | 580.8994 | 52.5972 | 73.3537 | 0
| LCA | LA Basin | 10 | Monthly System Peak Day | CAISO | 1-in-10 | 2021 | 8 | 615.8472 | 665.027 | 52.4694 | 73.1109 | 0
| LCA | LA Basin | 10 | Monthly System Peak Day | CAISO | 1-in-10 | 2021 | 9 | 541.7219 | 590.4856 | 52.4168 | 73.8571 | 0
| LCA | LA Basin | 10 | Monthly System Peak Day | CAISO | 1-in-10 | 2021 | 10 | 522.342 | 554.3889 | 52.4748 | 77.6895 | 0
| LCA | LA Basin | 10 | Monthly System Peak Day | CAISO | 1-in-10 | 2021 | 11 | 522.7802 | 553.7925 | 52.5 | 81.277 | 0
| LCA | LA Basin | 10 | Monthly System Peak Day | CAISO | 1-in-10 | 2021 | 12 | 483.795 | 508.9617 | 52.5575 | 84.4803 | 0
| LCA | LA Basin | 10 | Monthly System Peak Day | CAISO | 1-in-10 | 2021 | 13 | 392.4471 | 410.7504 | 52.6121 | 86.9539 | 0
| LCA | LA Basin | 10 | Monthly System Peak Day | CAISO | 1-in-10 | 2021 | 14 | 336.8979 | 348.0064 | 52.5566 | 88.2526 | 0
| LCA | LA Basin | 10 | Monthly System Peak Day | CAISO | 1-in-10 | 2021 | 15 | 290.444 | 298.8695 | 52.4936 | 88.8658 | 0
| LCA | LA Basin | 10 | Monthly System Peak Day | CAISO | 1-in-10 | 2021 | 16 | 232.728 | 233.2425 | 52.5461 | 89.5421 | 0
| LCA | LA Basin | 10 | Monthly System Peak Day | CAISO | 1-in-10 | 2021 | 17 | 194.5454 | 205.0309 | 52.5344 | 88.9579 | 0
| LCA | LA Basin | 10 | Monthly System Peak Day | CAISO | 1-in-10 | 2021 | 18 | 198.4639 | 206.6188 | 52.5221 | 87.8237 | 0
| LCA | LA Basin | 10 | Monthly System Peak Day | CAISO | 1-in-10 | 2021 | 19 | 178.3068 | 182.9438 | 53.1734 | 84.604 | 0
| LCA | LA Basin | 10 | Monthly System Peak Day | CAISO | 1-in-10 | 2021 | 20 | 188.225 | 192.5642 | 52.5293 | 81.1316 | 0
| LCA | LA Basin | 10 | Monthly System Peak Day | CAISO | 1-in-10 | 2021 | 21 | 200.1345 | 205.5981 | 52.639 | 77.9908 | 0
| LCA | LA Basin | 10 | Monthly System Peak Day | CAISO | 1-in-10 | 2021 | 22 | 401.9527 | 429.9207 | 52.5703 | 76.2697 | 0
| LCA | LA Basin | 10 | Monthly System Peak Day | CAISO | 1-in-10 | 2021 | 23 | 371.0074 | 405.0978 | 52.5143 | 75.2239 | 0
| LCA | LA Basin | 10 | Monthly System Peak Day | CAISO | 1-in-10 | 2021 | 24 | 372.8871 | 433.1783 | 52.4573 | 74.3334 | 0
| LCA | LA Basin | 11 | Average Weekday | CAISO | 1-in-10 | 2021 | 1 | 301.0145 | 309.2516 | 52.7615 | 57.9601 | 0
| LCA | LA Basin | 11 | Average Weekday | CAISO | 1-in-10 | 2021 | 2 | 274.0335 | 279.6008 | 52.7466 | 56.9747 | 0
| LCA | LA Basin | 11 | Average Weekday | CAISO | 1-in-10 | 2021 | 3 | 344.0705 | 355.0875 | 52.7251 | 56.0638 | 0
| LCA | LA Basin | 11 | Average Weekday | CAISO | 1-in-10 | 2021 | 4 | 343.0023 | 357.8308 | 52.728 | 55.144 | 0
| LCA | LA Basin | 11 | Average Weekday | CAISO | 1-in-10 | 2021 | 5 | 392.0033 | 423.3939 | 52.7101 | 54.3786 | 0
| LCA | LA Basin | 11 | Average Weekday | CAISO | 1-in-10 | 2021 | 6 | 501.8055 | 546.8234 | 52.7197 | 53.8108 | 0
| LCA | LA Basin | 11 | Average Weekday | CAISO | 1-in-10 | 2021 | 7 | 544.6511 | 566.0372 | 52.8816 | 53.3821 | 0
| LCA | LA Basin | 11 | Average Weekday | CAISO | 1-in-10 | 2021 | 8 | 587.4781 | 604.2208 | 53.0354 | 53.205 | 0
| LCA | LA Basin | 11 | Average Weekday | CAISO | 1-in-10 | 2021 | 9 | 516.8124 | 546.0347 | 52.9121 | 54.7891 | 0
| LCA | LA Basin | 11 | Average Weekday | CAISO | 1-in-10 | 2021 | 10 | 497.9655 | 517.2616 | 52.9675 | 58.7128 | 0
| LCA | LA Basin | 11 | Average Weekday | CAISO | 1-in-10 | 2021 | 11 | 488.8696 | 502.8349 | 53.0541 | 63.2581 | 0
| LCA | LA Basin | 11 | Average Weekday | CAISO | 1-in-10 | 2021 | 12 | 457.0825 | 465.2824 | 53.1159 | 66.9529 | 0
| LCA | LA Basin | 11 | Average Weekday | CAISO | 1-in-10 | 2021 | 13 | 378.6034 | 390.2729 | 53.0723 | 69.623 | 0
| LCA | LA Basin | 11 | Average Weekday | CAISO | 1-in-10 | 2021 | 14 | 334.6814 | 343.9911 | 52.9598 | 71.1869 | 0
| LCA | LA Basin | 11 | Average Weekday | CAISO | 1-in-10 | 2021 | 15 | 278.2876 | 287.2576 | 52.785 | 71.987 | 0
| LCA | LA Basin | 11 | Average Weekday | CAISO | 1-in-10 | 2021 | 16 | 227.1701 | 229.6775 | 52.776 | 72.1217 | 0
| LCA | LA Basin | 11 | Average Weekday | CAISO | 1-in-10 | 2021 | 17 | 182.6098 | 190.8842 | 52.5817 | 71.3364 | 0
| LCA | LA Basin | 11 | Average Weekday | CAISO | 1-in-10 | 2021 | 18 | 179.0713 | 186.6214 | 52.6375 | 69.3138 | 0
| LCA | LA Basin | 11 | Average Weekday | CAISO | 1-in-10 | 2021 | 19 | 162.931 | 169.379 | 52.5274 | 66.7823 | 0
| LCA | LA Basin | 11 | Average Weekday | CAISO | 1-in-10 | 2021 | 20 | 172.0655 | 260.3472 | 59.8506 | 64.7013 | 0
| LCA | LA Basin | 11 | Average Weekday | CAISO | 1-in-10 | 2021 | 21 | 175.7755 | 181.9753 | 52.6253 | 63.0818 | 0
| LCA | LA Basin | 11 | Average Weekday | CAISO | 1-in-10 | 2021 | 22 | 369.7763 | 393.6888 | 52.8117 | 61.5232 | 0
| LCA | LA Basin | 11 | Average Weekday | CAISO | 1-in-10 | 2021 | 23 | 339.9369 | 359.4526 | 52.8767 | 60.18 | 0
| LCA | LA Basin | 11 | Average Weekday | CAISO | 1-in-10 | 2021 | 24 | 341.3827 | 358.9992 | 52.8252 | 59.0036 | 0
| LCA | LA Basin | 11 | Monthly System Peak Day | CAISO | 1-in-10 | 2021 | 1 | 301.0145 | 319.6016 | 52.549 | 71.5513 | 0
| LCA | LA Basin | 11 | Monthly System Peak Day | CAISO | 1-in-10 | 2021 | 2 | 274.0335 | 287.9563 | 52.5458 | 70.1891 | 0
| LCA | LA Basin | 11 | Monthly System Peak Day | CAISO | 1-in-10 | 2021 | 3 | 344.0705 | 362.6759 | 52.5709 | 69.5076 | 0
| LCA | LA Basin | 11 | Monthly System Peak Day | CAISO | 1-in-10 | 2021 | 4 | 343.0023 | 366.5285 | 52.5637 | 68.1163 | 0
| LCA | LA Basin | 11 | Monthly System Peak Day | CAISO | 1-in-10 | 2021 | 5 | 392.0033 | 430.862 | 52.5966 | 67.2789 | 0
| LCA | LA Basin | 11 | Monthly System Peak Day | CAISO | 1-in-10 | 2021 | 6 | 501.8055 | 551.5918 | 52.5954 | 66.485 | 0
| LCA | LA Basin | 11 | Monthly System Peak Day | CAISO | 1-in-10 | 2021 | 7 | 544.6511 | 569.7176 | 52.4317 | 66.3057 | 0
| LCA | LA Basin | 11 | Monthly System Peak Day | CAISO | 1-in-10 | 2021 | 8 | 587.4781 | 638.9142 | 52.379 | 66.9505 | 0
| LCA | LA Basin | 11 | Monthly System Peak Day | CAISO | 1-in-10 | 2021 | 9 | 516.8124 | 554.4098 | 52.5119 | 68.6008 | 0
| LCA | LA Basin | 11 | Monthly System Peak Day | CAISO | 1-in-10 | 2021 | 10 | 497.9655 | 526.198 | 52.4676 | 72.9428 | 0
| LCA | LA Basin | 11 | Monthly System Peak Day | CAISO | 1-in-10 | 2021 | 11 | 488.8696 | 516.8181 | 52.5483 | 80.1355 | 0
| LCA | LA Basin | 11 | Monthly System Peak Day | CAISO | 1-in-10 | 2021 | 12 | 457.0825 | 481.3078 | 52.6703 | 85.9434 | 0
| LCA | LA Basin | 11 | Monthly System Peak Day | CAISO | 1-in-10 | 2021 | 13 | 378.6034 | 396.4924 | 52.6768 | 89.3829 | 0
| LCA | LA Basin | 11 | Monthly System Peak Day | CAISO | 1-in-10 | 2021 | 14 | 334.6814 | 345.2807 | 52.5837 | 90.9987 | 0
| LCA | LA Basin | 11 | Monthly System Peak Day | CAISO | 1-in-10 | 2021 | 15 | 278.2876 | 287.152 | 52.5899 | 91.5474 | 0
| LCA | LA Basin | 11 | Monthly System Peak Day | CAISO | 1-in-10 | 2021 | 16 | 227.1701 | 227.3907 | 52.5337 | 91.5197 | 0
| LCA | LA Basin | 11 | Monthly System Peak Day | CAISO | 1-in-10 | 2021 | 17 | 182.6098 | 192.4428 | 52.5184 | 90.7408 | 0
| LCA | LA Basin | 11 | Monthly System Peak Day | CAISO | 1-in-10 | 2021 | 18 | 179.0713 | 189.8052 | 52.4692 | 88.8921 | 0
| LCA | LA Basin | 11 | Monthly System Peak Day | CAISO | 1-in-10 | 2021 | 19 | 162.931 | 168.66 | 52.5272 | 85.9039 | 0
| LCA | LA Basin | 11 | Monthly System Peak Day | CAISO | 1-in-10 | 2021 | 20 | 172.0655 | 327.6584 | 63.527 | 82.2526 | 0
| LCA | LA Basin | 11 | Monthly System Peak Day | CAISO | 1-in-10 | 2021 | 21 | 175.7755 | 182.1789 | 52.6597 | 79.0605 | 0
| LCA | LA Basin | 11 | Monthly System Peak Day | CAISO | 1-in-10 | 2021 | 22 | 369.7763 | 397.069 | 52.5109 | 76.4662 | 0
| LCA | LA Basin | 11 | Monthly System Peak Day | CAISO | 1-in-10 | 2021 | 23 | 339.9369 | 369.093 | 52.4527 | 74.3099 | 0
| LCA | LA Basin | 11 | Monthly System Peak Day | CAISO | 1-in-10 | 2021 | 24 | 341.3827 | 377.7314 | 52.5054 | 72.6928 | 0
| LCA | LA Basin | 12 | Average Weekday | CAISO | 1-in-10 | 2021 | 1 | 359.4322 | 367.444 | 52.6603 | 52.4722 | 0
| LCA | LA Basin | 12 | Average Weekday | CAISO | 1-in-10 | 2021 | 2 | 331.8835 | 337.9466 | 52.6518 | 51.7027 | 0
| LCA | LA Basin | 12 | Average Weekday | CAISO | 1-in-10 | 2021 | 3 | 401.92 | 412.5325 | 52.6506 | 50.9654 | 0
| LCA | LA Basin | 12 | Average Weekday | CAISO | 1-in-10 | 2021 | 4 | 403.4929 | 417.821 | 52.6494 | 50.2564 | 0
| LCA | LA Basin | 12 | Average Weekday | CAISO | 1-in-10 | 2021 | 5 | 454.3392 | 486.4242 | 52.6524 | 49.6342 | 0
| LCA | LA Basin | 12 | Average Weekday | CAISO | 1-in-10 | 2021 | 6 | 550.0303 | 595.8282 | 52.6574 | 49.1067 | 0
| LCA | LA Basin | 12 | Average Weekday | CAISO | 1-in-10 | 2021 | 7 | 589.0028 | 611.0944 | 52.6677 | 48.7226 | 0
| LCA | LA Basin | 12 | Average Weekday | CAISO | 1-in-10 | 2021 | 8 | 632.2857 | 652.1982 | 52.6812 | 48.679 | 0
| LCA | LA Basin | 12 | Average Weekday | CAISO | 1-in-10 | 2021 | 9 | 550.8364 | 581.6806 | 52.695 | 49.4997 | 0
| LCA | LA Basin | 12 | Average Weekday | CAISO | 1-in-10 | 2021 | 10 | 520.4996 | 540.1055 | 52.6789 | 52.3837 | 0
| LCA | LA Basin | 12 | Average Weekday | CAISO | 1-in-10 | 2021 | 11 | 517.0511 | 531.2807 | 52.7003 | 56.0605 | 0
| LCA | LA Basin | 12 | Average Weekday | CAISO | 1-in-10 | 2021 | 12 | 484.2809 | 493.1962 | 52.721 | 59.3856 | 0
| LCA | LA Basin | 12 | Average Weekday | CAISO | 1-in-10 | 2021 | 13 | 410.1774 | 421.4179 | 52.7333 | 61.7418 | 0
| LCA | LA Basin | 12 | Average Weekday | CAISO | 1-in-10 | 2021 | 14 | 369.1339 | 378.2118 | 52.7178 | 63.2924 | 0
| LCA | LA Basin | 12 | Average Weekday | CAISO | 1-in-10 | 2021 | 15 | 332.309 | 340.8359 | 52.6866 | 64.0322 | 0
| LCA | LA Basin | 12 | Average Weekday | CAISO | 1-in-10 | 2021 | 16 | 280.4544 | 282.7169 | 52.6604 | 64.0793 | 0
| LCA | LA Basin | 12 | Average Weekday | CAISO | 1-in-10 | 2021 | 17 | 242.4373 | 252.573 | 52.5505 | 63.3258 | 0
| LCA | LA Basin | 12 | Average Weekday | CAISO | 1-in-10 | 2021 | 18 | 242.1471 | 250.5214 | 52.5537 | 61.3192 | 0
| LCA | LA Basin | 12 | Average Weekday | CAISO | 1-in-10 | 2021 | 19 | 229.6473 | 235.1612 | 52.527 | 59.1225 | 0
| LCA | LA Basin | 12 | Average Weekday | CAISO | 1-in-10 | 2021 | 20 | 248.2906 | 337.3127 | 53.166 | 57.5947 | 0
| LCA | LA Basin | 12 | Average Weekday | CAISO | 1-in-10 | 2021 | 21 | 254.4487 | 259.5439 | 52.5945 | 56.3307 | 0
| LCA | LA Basin | 12 | Average Weekday | CAISO | 1-in-10 | 2021 | 22 | 432.0201 | 455.8108 | 52.669 | 55.1238 | 0
| LCA | LA Basin | 12 | Average Weekday | CAISO | 1-in-10 | 2021 | 23 | 402.9092 | 421.6657 | 52.6707 | 54.1089 | 0
| LCA | LA Basin | 12 | Average Weekday | CAISO | 1-in-10 | 2021 | 24 | 404.8015 | 422.1053 | 52.6712 | 53.2199 | 0
| LCA | LA Basin | 12 | Monthly System Peak Day | CAISO | 1-in-10 | 2021 | 1 | 359.4322 | 367.444 | 52.6603 | 43.7887 | 0
| LCA | LA Basin | 12 | Monthly System Peak Day | CAISO | 1-in-10 | 2021 | 2 | 331.8835 | 337.9466 | 52.6518 | 42.7476 | 0
| LCA | LA Basin | 12 | Monthly System Peak Day | CAISO | 1-in-10 | 2021 | 3 | 401.92 | 412.5325 | 52.6506 | 41.6828 | 0
| LCA | LA Basin | 12 | Monthly System Peak Day | CAISO | 1-in-10 | 2021 | 4 | 403.4929 | 417.821 | 52.6494 | 40.8868 | 0
| LCA | LA Basin | 12 | Monthly System Peak Day | CAISO | 1-in-10 | 2021 | 5 | 454.3392 | 486.4242 | 52.6524 | 39.9918 | 0
| LCA | LA Basin | 12 | Monthly System Peak Day | CAISO | 1-in-10 | 2021 | 6 | 550.0303 | 595.8282 | 52.6574 | 39.0575 | 0
| LCA | LA Basin | 12 | Monthly System Peak Day | CAISO | 1-in-10 | 2021 | 7 | 589.0028 | 611.0944 | 52.6677 | 38.3624 | 0
| LCA | LA Basin | 12 | Monthly System Peak Day | CAISO | 1-in-10 | 2021 | 8 | 632.2857 | 652.1982 | 52.6812 | 38.6474 | 0
| LCA | LA Basin | 12 | Monthly System Peak Day | CAISO | 1-in-10 | 2021 | 9 | 550.8364 | 581.6806 | 52.695 | 39.7196 | 0
| LCA | LA Basin | 12 | Monthly System Peak Day | CAISO | 1-in-10 | 2021 | 10 | 520.4996 | 540.1055 | 52.6789 | 43.7558 | 0
| LCA | LA Basin | 12 | Monthly System Peak Day | CAISO | 1-in-10 | 2021 | 11 | 517.0511 | 531.2807 | 52.7003 | 48.4107 | 0
| LCA | LA Basin | 12 | Monthly System Peak Day | CAISO | 1-in-10 | 2021 | 12 | 484.2809 | 493.1962 | 52.721 | 51.2009 | 0
| LCA | LA Basin | 12 | Monthly System Peak Day | CAISO | 1-in-10 | 2021 | 13 | 410.1774 | 421.4179 | 52.7333 | 52.4076 | 0
| LCA | LA Basin | 12 | Monthly System Peak Day | CAISO | 1-in-10 | 2021 | 14 | 369.1339 | 378.2118 | 52.7178 | 53.5787 | 0
| LCA | LA Basin | 12 | Monthly System Peak Day | CAISO | 1-in-10 | 2021 | 15 | 332.309 | 340.8359 | 52.6866 | 54.5351 | 0
| LCA | LA Basin | 12 | Monthly System Peak Day | CAISO | 1-in-10 | 2021 | 16 | 280.4544 | 282.7169 | 52.6604 | 54.8984 | 0
| LCA | LA Basin | 12 | Monthly System Peak Day | CAISO | 1-in-10 | 2021 | 17 | 242.4373 | 252.573 | 52.5505 | 54.613 | 0
| LCA | LA Basin | 12 | Monthly System Peak Day | CAISO | 1-in-10 | 2021 | 18 | 242.1471 | 250.5214 | 52.5537 | 52.7462 | 0
| LCA | LA Basin | 12 | Monthly System Peak Day | CAISO | 1-in-10 | 2021 | 19 | 229.6473 | 235.1612 | 52.527 | 50.6778 | 0
| LCA | LA Basin | 12 | Monthly System Peak Day | CAISO | 1-in-10 | 2021 | 20 | 248.2906 | 337.3127 | 53.166 | 49.5764 | 0
| LCA | LA Basin | 12 | Monthly System Peak Day | CAISO | 1-in-10 | 2021 | 21 | 254.4487 | 259.5439 | 52.5945 | 48.2487 | 0
| LCA | LA Basin | 12 | Monthly System Peak Day | CAISO | 1-in-10 | 2021 | 22 | 432.0201 | 455.8108 | 52.669 | 46.5763 | 0
| LCA | LA Basin | 12 | Monthly System Peak Day | CAISO | 1-in-10 | 2021 | 23 | 402.9092 | 421.6657 | 52.6707 | 45.8611 | 0
| LCA | LA Basin | 12 | Monthly System Peak Day | CAISO | 1-in-10 | 2021 | 24 | 404.8015 | 422.1053 | 52.6712 | 45.4583 | 0
| LCA | LA Basin | 1 | Average Weekday | CAISO | 1-in-10 | 2022 | 1 | 364.5844 | 372.653 | 43.6205 | 50.3292 | 0
| LCA | LA Basin | 1 | Average Weekday | CAISO | 1-in-10 | 2022 | 2 | 336.8246 | 344.1788 | 43.6097 | 49.4929 | 0
| LCA | LA Basin | 1 | Average Weekday | CAISO | 1-in-10 | 2022 | 3 | 418.3 | 430.2935 | 43.6083 | 48.846 | 0
| LCA | LA Basin | 1 | Average Weekday | CAISO | 1-in-10 | 2022 | 4 | 415.0993 | 430.4901 | 43.6072 | 48.1615 | 0
| LCA | LA Basin | 1 | Average Weekday | CAISO | 1-in-10 | 2022 | 5 | 465.2029 | 498.4854 | 43.6116 | 47.4809 | 0
| LCA | LA Basin | 1 | Average Weekday | CAISO | 1-in-10 | 2022 | 6 | 576.4167 | 623.4971 | 43.6195 | 46.8357 | 0
| LCA | LA Basin | 1 | Average Weekday | CAISO | 1-in-10 | 2022 | 7 | 619.6401 | 641.9587 | 43.6336 | 46.3081 | 0
| LCA | LA Basin | 1 | Average Weekday | CAISO | 1-in-10 | 2022 | 8 | 664.3617 | 684.5547 | 43.6466 | 46.1585 | 0
| LCA | LA Basin | 1 | Average Weekday | CAISO | 1-in-10 | 2022 | 9 | 574.7582 | 603.7115 | 43.659 | 46.7547 | 0
| LCA | LA Basin | 1 | Average Weekday | CAISO | 1-in-10 | 2022 | 10 | 556.2598 | 575.9237 | 43.6374 | 49.5868 | 0
| LCA | LA Basin | 1 | Average Weekday | CAISO | 1-in-10 | 2022 | 11 | 546.8098 | 561.0568 | 43.6604 | 53.252 | 0
| LCA | LA Basin | 1 | Average Weekday | CAISO | 1-in-10 | 2022 | 12 | 517.3632 | 525.2964 | 43.6834 | 56.6167 | 0
| LCA | LA Basin | 1 | Average Weekday | CAISO | 1-in-10 | 2022 | 13 | 450.337 | 461.5732 | 43.6974 | 59.0083 | 0
| LCA | LA Basin | 1 | Average Weekday | CAISO | 1-in-10 | 2022 | 14 | 406.5759 | 415.673 | 43.6807 | 60.5254 | 0
| LCA | LA Basin | 1 | Average Weekday | CAISO | 1-in-10 | 2022 | 15 | 361.7552 | 370.2824 | 43.6475 | 61.437 | 0
| LCA | LA Basin | 1 | Average Weekday | CAISO | 1-in-10 | 2022 | 16 | 307.6704 | 309.7684 | 43.6193 | 61.7907 | 0
| LCA | LA Basin | 1 | Average Weekday | CAISO | 1-in-10 | 2022 | 17 | 266.2871 | 276.7607 | 43.468 | 61.3348 | 0
| LCA | LA Basin | 1 | Average Weekday | CAISO | 1-in-10 | 2022 | 18 | 266.6106 | 274.9885 | 43.473 | 59.8087 | 0
| LCA | LA Basin | 1 | Average Weekday | CAISO | 1-in-10 | 2022 | 19 | 246.7572 | 252.2726 | 43.4333 | 57.4988 | 0
| LCA | LA Basin | 1 | Average Weekday | CAISO | 1-in-10 | 2022 | 20 | 254.674 | 340.807 | 44.1984 | 55.8484 | 0
| LCA | LA Basin | 1 | Average Weekday | CAISO | 1-in-10 | 2022 | 21 | 246.5896 | 251.6147 | 43.5269 | 54.6202 | 0
| LCA | LA Basin | 1 | Average Weekday | CAISO | 1-in-10 | 2022 | 22 | 428.2575 | 452.1897 | 43.6417 | 53.4966 | 0
| LCA | LA Basin | 1 | Average Weekday | CAISO | 1-in-10 | 2022 | 23 | 406.8216 | 426.159 | 43.6382 | 52.3728 | 0
| LCA | LA Basin | 1 | Average Weekday | CAISO | 1-in-10 | 2022 | 24 | 421.2082 | 438.5929 | 43.6349 | 51.4044 | 0
| LCA | LA Basin | 1 | Monthly System Peak Day | CAISO | 1-in-10 | 2022 | 1 | 364.5844 | 372.653 | 43.6205 | 45.4651 | 0
| LCA | LA Basin | 1 | Monthly System Peak Day | CAISO | 1-in-10 | 2022 | 2 | 336.8246 | 344.1788 | 43.6097 | 45.0454 | 0
| LCA | LA Basin | 1 | Monthly System Peak Day | CAISO | 1-in-10 | 2022 | 3 | 418.3 | 430.2935 | 43.6083 | 45.1804 | 0
| LCA | LA Basin | 1 | Monthly System Peak Day | CAISO | 1-in-10 | 2022 | 4 | 415.0993 | 430.4901 | 43.6072 | 44.8959 | 0
| LCA | LA Basin | 1 | Monthly System Peak Day | CAISO | 1-in-10 | 2022 | 5 | 465.2029 | 498.4854 | 43.6116 | 44.7934 | 0
| LCA | LA Basin | 1 | Monthly System Peak Day | CAISO | 1-in-10 | 2022 | 6 | 576.4167 | 623.4971 | 43.6195 | 43.9289 | 0
| LCA | LA Basin | 1 | Monthly System Peak Day | CAISO | 1-in-10 | 2022 | 7 | 619.6401 | 641.9587 | 43.6336 | 43.6862 | 0
| LCA | LA Basin | 1 | Monthly System Peak Day | CAISO | 1-in-10 | 2022 | 8 | 664.3617 | 684.5547 | 43.6466 | 42.7533 | 0
| LCA | LA Basin | 1 | Monthly System Peak Day | CAISO | 1-in-10 | 2022 | 9 | 574.7582 | 603.7115 | 43.659 | 42.2608 | 0
| LCA | LA Basin | 1 | Monthly System Peak Day | CAISO | 1-in-10 | 2022 | 10 | 556.2598 | 575.9237 | 43.6374 | 44.59 | 0
| LCA | LA Basin | 1 | Monthly System Peak Day | CAISO | 1-in-10 | 2022 | 11 | 546.8098 | 561.0568 | 43.6604 | 46.6911 | 0
| LCA | LA Basin | 1 | Monthly System Peak Day | CAISO | 1-in-10 | 2022 | 12 | 517.3632 | 525.2964 | 43.6834 | 48.6754 | 0
| LCA | LA Basin | 1 | Monthly System Peak Day | CAISO | 1-in-10 | 2022 | 13 | 450.337 | 461.5732 | 43.6974 | 49.8647 | 0
| LCA | LA Basin | 1 | Monthly System Peak Day | CAISO | 1-in-10 | 2022 | 14 | 406.5759 | 415.673 | 43.6807 | 49.6668 | 0
| LCA | LA Basin | 1 | Monthly System Peak Day | CAISO | 1-in-10 | 2022 | 15 | 361.7552 | 370.2824 | 43.6475 | 50.5197 | 0
| LCA | LA Basin | 1 | Monthly System Peak Day | CAISO | 1-in-10 | 2022 | 16 | 307.6704 | 309.7684 | 43.6193 | 51.4093 | 0
| LCA | LA Basin | 1 | Monthly System Peak Day | CAISO | 1-in-10 | 2022 | 17 | 266.2871 | 276.7607 | 43.468 | 51.7017 | 0
| LCA | LA Basin | 1 | Monthly System Peak Day | CAISO | 1-in-10 | 2022 | 18 | 266.6106 | 274.9885 | 43.473 | 50.6975 | 0
| LCA | LA Basin | 1 | Monthly System Peak Day | CAISO | 1-in-10 | 2022 | 19 | 246.7572 | 252.2726 | 43.4333 | 48.8825 | 0
| LCA | LA Basin | 1 | Monthly System Peak Day | CAISO | 1-in-10 | 2022 | 20 | 254.674 | 340.807 | 44.1984 | 47.9611 | 0
| LCA | LA Basin | 1 | Monthly System Peak Day | CAISO | 1-in-10 | 2022 | 21 | 246.5896 | 251.6147 | 43.5269 | 46.8322 | 0
| LCA | LA Basin | 1 | Monthly System Peak Day | CAISO | 1-in-10 | 2022 | 22 | 428.2575 | 452.1897 | 43.6417 | 46.1047 | 0
| LCA | LA Basin | 1 | Monthly System Peak Day | CAISO | 1-in-10 | 2022 | 23 | 406.8216 | 426.159 | 43.6382 | 45.1543 | 0
| LCA | LA Basin | 1 | Monthly System Peak Day | CAISO | 1-in-10 | 2022 | 24 | 421.2082 | 438.5929 | 43.6349 | 44.0309 | 0
| LCA | LA Basin | 2 | Average Weekday | CAISO | 1-in-10 | 2022 | 1 | 339.1413 | 347.7211 | 43.6516 | 50.1113 | 0
| LCA | LA Basin | 2 | Average Weekday | CAISO | 1-in-10 | 2022 | 2 | 312.1075 | 318.9532 | 43.6398 | 49.2107 | 0
| LCA | LA Basin | 2 | Average Weekday | CAISO | 1-in-10 | 2022 | 3 | 385.2925 | 397.805 | 43.6383 | 48.3438 | 0
| LCA | LA Basin | 2 | Average Weekday | CAISO | 1-in-10 | 2022 | 4 | 378.8848 | 394.7648 | 43.6371 | 47.5979 | 0
| LCA | LA Basin | 2 | Average Weekday | CAISO | 1-in-10 | 2022 | 5 | 431.3069 | 466.549 | 43.6422 | 47.0173 | 0
| LCA | LA Basin | 2 | Average Weekday | CAISO | 1-in-10 | 2022 | 6 | 539.1613 | 587.297 | 43.651 | 46.4793 | 0
| LCA | LA Basin | 2 | Average Weekday | CAISO | 1-in-10 | 2022 | 7 | 572.785 | 593.9717 | 43.6665 | 46.179 | 0
| LCA | LA Basin | 2 | Average Weekday | CAISO | 1-in-10 | 2022 | 8 | 624.4465 | 644.2127 | 43.68 | 46.1339 | 0
| LCA | LA Basin | 2 | Average Weekday | CAISO | 1-in-10 | 2022 | 9 | 555.2491 | 583.6196 | 43.6929 | 47.6859 | 0
| LCA | LA Basin | 2 | Average Weekday | CAISO | 1-in-10 | 2022 | 10 | 531.1603 | 550.0287 | 43.6691 | 50.9967 | 0
| LCA | LA Basin | 2 | Average Weekday | CAISO | 1-in-10 | 2022 | 11 | 525.511 | 539.4962 | 43.694 | 54.578 | 0
| LCA | LA Basin | 2 | Average Weekday | CAISO | 1-in-10 | 2022 | 12 | 495.5641 | 504.827 | 43.719 | 57.4598 | 0
| LCA | LA Basin | 2 | Average Weekday | CAISO | 1-in-10 | 2022 | 13 | 427.5304 | 439.6462 | 43.7342 | 59.4503 | 0
| LCA | LA Basin | 2 | Average Weekday | CAISO | 1-in-10 | 2022 | 14 | 381.375 | 390.5284 | 43.716 | 60.8044 | 0
| LCA | LA Basin | 2 | Average Weekday | CAISO | 1-in-10 | 2022 | 15 | 330.1603 | 338.628 | 43.6803 | 61.7147 | 0
| LCA | LA Basin | 2 | Average Weekday | CAISO | 1-in-10 | 2022 | 16 | 276.0075 | 278.3281 | 43.65 | 62.0952 | 0
| LCA | LA Basin | 2 | Average Weekday | CAISO | 1-in-10 | 2022 | 17 | 226.9484 | 237.1279 | 43.478 | 61.6738 | 0
| LCA | LA Basin | 2 | Average Weekday | CAISO | 1-in-10 | 2022 | 18 | 223.9241 | 232.2915 | 43.4841 | 60.3894 | 0
| LCA | LA Basin | 2 | Average Weekday | CAISO | 1-in-10 | 2022 | 19 | 207.8319 | 214.0543 | 43.4337 | 58.1787 | 0
| LCA | LA Basin | 2 | Average Weekday | CAISO | 1-in-10 | 2022 | 20 | 215.7756 | 299.3013 | 44.27 | 56.2556 | 0
| LCA | LA Basin | 2 | Average Weekday | CAISO | 1-in-10 | 2022 | 21 | 208.1241 | 213.5733 | 43.542 | 54.7745 | 0
| LCA | LA Basin | 2 | Average Weekday | CAISO | 1-in-10 | 2022 | 22 | 392.4556 | 417.4388 | 43.6757 | 53.6291 | 0
| LCA | LA Basin | 2 | Average Weekday | CAISO | 1-in-10 | 2022 | 23 | 373.4572 | 394.1907 | 43.6716 | 52.5079 | 0
| LCA | LA Basin | 2 | Average Weekday | CAISO | 1-in-10 | 2022 | 24 | 387.2885 | 405.3263 | 43.6674 | 51.4241 | 0
| LCA | LA Basin | 2 | Monthly System Peak Day | CAISO | 1-in-10 | 2022 | 1 | 339.1413 | 347.7211 | 43.6516 | 50.6226 | 0
| LCA | LA Basin | 2 | Monthly System Peak Day | CAISO | 1-in-10 | 2022 | 2 | 312.1075 | 318.9532 | 43.6398 | 50.4995 | 0
| LCA | LA Basin | 2 | Monthly System Peak Day | CAISO | 1-in-10 | 2022 | 3 | 385.2925 | 397.805 | 43.6383 | 50.4234 | 0
| LCA | LA Basin | 2 | Monthly System Peak Day | CAISO | 1-in-10 | 2022 | 4 | 378.8848 | 394.7648 | 43.6371 | 50.5369 | 0
| LCA | LA Basin | 2 | Monthly System Peak Day | CAISO | 1-in-10 | 2022 | 5 | 431.3069 | 466.549 | 43.6422 | 49.9904 | 0
| LCA | LA Basin | 2 | Monthly System Peak Day | CAISO | 1-in-10 | 2022 | 6 | 539.1613 | 587.297 | 43.651 | 49.1571 | 0
| LCA | LA Basin | 2 | Monthly System Peak Day | CAISO | 1-in-10 | 2022 | 7 | 572.785 | 593.9717 | 43.6665 | 48.6676 | 0
| LCA | LA Basin | 2 | Monthly System Peak Day | CAISO | 1-in-10 | 2022 | 8 | 624.4465 | 644.2127 | 43.68 | 48.5847 | 0
| LCA | LA Basin | 2 | Monthly System Peak Day | CAISO | 1-in-10 | 2022 | 9 | 555.2491 | 583.6196 | 43.6929 | 49.0371 | 0
| LCA | LA Basin | 2 | Monthly System Peak Day | CAISO | 1-in-10 | 2022 | 10 | 531.1603 | 550.0287 | 43.6691 | 50.3822 | 0
| LCA | LA Basin | 2 | Monthly System Peak Day | CAISO | 1-in-10 | 2022 | 11 | 525.511 | 539.4962 | 43.694 | 51.3262 | 0
| LCA | LA Basin | 2 | Monthly System Peak Day | CAISO | 1-in-10 | 2022 | 12 | 495.5641 | 504.827 | 43.719 | 52.4879 | 0
| LCA | LA Basin | 2 | Monthly System Peak Day | CAISO | 1-in-10 | 2022 | 13 | 427.5304 | 439.6462 | 43.7342 | 53.8069 | 0
| LCA | LA Basin | 2 | Monthly System Peak Day | CAISO | 1-in-10 | 2022 | 14 | 381.375 | 390.5284 | 43.716 | 55.1325 | 0
| LCA | LA Basin | 2 | Monthly System Peak Day | CAISO | 1-in-10 | 2022 | 15 | 330.1603 | 338.628 | 43.6803 | 55.7924 | 0
| LCA | LA Basin | 2 | Monthly System Peak Day | CAISO | 1-in-10 | 2022 | 16 | 276.0075 | 278.3281 | 43.65 | 55.9094 | 0
| LCA | LA Basin | 2 | Monthly System Peak Day | CAISO | 1-in-10 | 2022 | 17 | 226.9484 | 237.1279 | 43.478 | 57.5953 | 0
| LCA | LA Basin | 2 | Monthly System Peak Day | CAISO | 1-in-10 | 2022 | 18 | 223.9241 | 232.2915 | 43.4841 | 56.7246 | 0
| LCA | LA Basin | 2 | Monthly System Peak Day | CAISO | 1-in-10 | 2022 | 19 | 207.8319 | 214.0543 | 43.4337 | 55.639 | 0
| LCA | LA Basin | 2 | Monthly System Peak Day | CAISO | 1-in-10 | 2022 | 20 | 215.7756 | 299.3013 | 44.27 | 54.4933 | 0
| LCA | LA Basin | 2 | Monthly System Peak Day | CAISO | 1-in-10 | 2022 | 21 | 208.1241 | 213.5733 | 43.542 | 54.0144 | 0
| LCA | LA Basin | 2 | Monthly System Peak Day | CAISO | 1-in-10 | 2022 | 22 | 392.4556 | 417.4388 | 43.6757 | 53.3952 | 0
| LCA | LA Basin | 2 | Monthly System Peak Day | CAISO | 1-in-10 | 2022 | 23 | 373.4572 | 394.1907 | 43.6716 | 52.7554 | 0
| LCA | LA Basin | 2 | Monthly System Peak Day | CAISO | 1-in-10 | 2022 | 24 | 387.2885 | 405.3263 | 43.6674 | 52.1309 | 0
| LCA | LA Basin | 3 | Average Weekday | CAISO | 1-in-10 | 2022 | 1 | 374.8264 | 390.4782 | 43.7383 | 59.0904 | 0
| LCA | LA Basin | 3 | Average Weekday | CAISO | 1-in-10 | 2022 | 2 | 345.8503 | 353.4998 | 43.6821 | 58.0099 | 0
| LCA | LA Basin | 3 | Average Weekday | CAISO | 1-in-10 | 2022 | 3 | 437.4843 | 447.3764 | 43.6739 | 56.9859 | 0
| LCA | LA Basin | 3 | Average Weekday | CAISO | 1-in-10 | 2022 | 4 | 426.1807 | 438.6964 | 43.6563 | 56.0739 | 0
| LCA | LA Basin | 3 | Average Weekday | CAISO | 1-in-10 | 2022 | 5 | 461.6625 | 481.0453 | 43.6617 | 55.3597 | 0
| LCA | LA Basin | 3 | Average Weekday | CAISO | 1-in-10 | 2022 | 6 | 579.3813 | 605.3846 | 43.6494 | 54.7125 | 0
| LCA | LA Basin | 3 | Average Weekday | CAISO | 1-in-10 | 2022 | 7 | 620.5896 | 641.7686 | 43.6687 | 54.3717 | 0
| LCA | LA Basin | 3 | Average Weekday | CAISO | 1-in-10 | 2022 | 8 | 669.8683 | 704.8419 | 43.8108 | 54.3916 | 0
| LCA | LA Basin | 3 | Average Weekday | CAISO | 1-in-10 | 2022 | 9 | 588.5349 | 631.2397 | 43.9328 | 55.8505 | 0
| LCA | LA Basin | 3 | Average Weekday | CAISO | 1-in-10 | 2022 | 10 | 566.5183 | 596.5826 | 43.8107 | 59.3312 | 0
| LCA | LA Basin | 3 | Average Weekday | CAISO | 1-in-10 | 2022 | 11 | 550.9795 | 573.9811 | 43.8736 | 63.5603 | 0
| LCA | LA Basin | 3 | Average Weekday | CAISO | 1-in-10 | 2022 | 12 | 521.8583 | 536.1432 | 43.936 | 67.4405 | 0
| LCA | LA Basin | 3 | Average Weekday | CAISO | 1-in-10 | 2022 | 13 | 431.9104 | 442.7328 | 43.9668 | 70.4453 | 0
| LCA | LA Basin | 3 | Average Weekday | CAISO | 1-in-10 | 2022 | 14 | 400.3947 | 407.9194 | 43.9161 | 72.4795 | 0
| LCA | LA Basin | 3 | Average Weekday | CAISO | 1-in-10 | 2022 | 15 | 346.812 | 353.8939 | 43.8186 | 73.6736 | 0
| LCA | LA Basin | 3 | Average Weekday | CAISO | 1-in-10 | 2022 | 16 | 298.5715 | 301.2306 | 43.6841 | 74.2045 | 0
| LCA | LA Basin | 3 | Average Weekday | CAISO | 1-in-10 | 2022 | 17 | 260.4767 | 273.0674 | 43.4754 | 74.0108 | 0
| LCA | LA Basin | 3 | Average Weekday | CAISO | 1-in-10 | 2022 | 18 | 259.7762 | 269.6531 | 43.4923 | 72.9461 | 0
| LCA | LA Basin | 3 | Average Weekday | CAISO | 1-in-10 | 2022 | 19 | 243.7559 | 248.8187 | 43.5618 | 71.0602 | 0
| LCA | LA Basin | 3 | Average Weekday | CAISO | 1-in-10 | 2022 | 20 | 239.8987 | 245.2538 | 43.4335 | 68.3652 | 0
| LCA | LA Basin | 3 | Average Weekday | CAISO | 1-in-10 | 2022 | 21 | 220.6269 | 225.1876 | 43.5 | 65.7441 | 0
| LCA | LA Basin | 3 | Average Weekday | CAISO | 1-in-10 | 2022 | 22 | 428.8083 | 457.2015 | 43.7054 | 64.0491 | 0
| LCA | LA Basin | 3 | Average Weekday | CAISO | 1-in-10 | 2022 | 23 | 416.5953 | 445.912 | 43.75 | 62.7625 | 0
| LCA | LA Basin | 3 | Average Weekday | CAISO | 1-in-10 | 2022 | 24 | 440.6905 | 477.5347 | 43.7977 | 61.4005 | 0
| LCA | LA Basin | 3 | Monthly System Peak Day | CAISO | 1-in-10 | 2022 | 1 | 374.8264 | 409.1573 | 43.3458 | 66.1204 | 0
| LCA | LA Basin | 3 | Monthly System Peak Day | CAISO | 1-in-10 | 2022 | 2 | 345.8503 | 364.3455 | 43.4206 | 64.2945 | 0
| LCA | LA Basin | 3 | Monthly System Peak Day | CAISO | 1-in-10 | 2022 | 3 | 437.4843 | 458.9336 | 43.4324 | 62.8338 | 0
| LCA | LA Basin | 3 | Monthly System Peak Day | CAISO | 1-in-10 | 2022 | 4 | 426.1807 | 447.2804 | 43.4698 | 61.7939 | 0
| LCA | LA Basin | 3 | Monthly System Peak Day | CAISO | 1-in-10 | 2022 | 5 | 461.6625 | 494.2211 | 43.4662 | 60.8075 | 0
| LCA | LA Basin | 3 | Monthly System Peak Day | CAISO | 1-in-10 | 2022 | 6 | 579.3813 | 608.9265 | 43.5158 | 59.7989 | 0
| LCA | LA Basin | 3 | Monthly System Peak Day | CAISO | 1-in-10 | 2022 | 7 | 620.5896 | 640.0841 | 43.5279 | 59.4218 | 0
| LCA | LA Basin | 3 | Monthly System Peak Day | CAISO | 1-in-10 | 2022 | 8 | 669.8683 | 732.5585 | 43.3057 | 59.0993 | 0
| LCA | LA Basin | 3 | Monthly System Peak Day | CAISO | 1-in-10 | 2022 | 9 | 588.5349 | 640.6666 | 43.261 | 60.5688 | 0
| LCA | LA Basin | 3 | Monthly System Peak Day | CAISO | 1-in-10 | 2022 | 10 | 566.5183 | 604.3419 | 43.3298 | 65.3414 | 0
| LCA | LA Basin | 3 | Monthly System Peak Day | CAISO | 1-in-10 | 2022 | 11 | 550.9795 | 587.3024 | 43.407 | 70.7516 | 0
| LCA | LA Basin | 3 | Monthly System Peak Day | CAISO | 1-in-10 | 2022 | 12 | 521.8583 | 549.6838 | 43.5657 | 76.3558 | 0
| LCA | LA Basin | 3 | Monthly System Peak Day | CAISO | 1-in-10 | 2022 | 13 | 431.9104 | 449.1477 | 43.7217 | 81.6032 | 0
| LCA | LA Basin | 3 | Monthly System Peak Day | CAISO | 1-in-10 | 2022 | 14 | 400.3947 | 410.342 | 43.5793 | 84.1063 | 0
| LCA | LA Basin | 3 | Monthly System Peak Day | CAISO | 1-in-10 | 2022 | 15 | 346.812 | 354.8674 | 43.3965 | 84.7692 | 0
| LCA | LA Basin | 3 | Monthly System Peak Day | CAISO | 1-in-10 | 2022 | 16 | 298.5715 | 298.8495 | 43.4411 | 85.4466 | 0
| LCA | LA Basin | 3 | Monthly System Peak Day | CAISO | 1-in-10 | 2022 | 17 | 260.4767 | 273.6163 | 43.4475 | 86.2918 | 0
| LCA | LA Basin | 3 | Monthly System Peak Day | CAISO | 1-in-10 | 2022 | 18 | 259.7762 | 270.3407 | 43.4286 | 85.9592 | 0
| LCA | LA Basin | 3 | Monthly System Peak Day | CAISO | 1-in-10 | 2022 | 19 | 243.7559 | 248.8939 | 45.1065 | 84.2603 | 0
| LCA | LA Basin | 3 | Monthly System Peak Day | CAISO | 1-in-10 | 2022 | 20 | 239.8987 | 244.1624 | 43.4335 | 81.6113 | 0
| LCA | LA Basin | 3 | Monthly System Peak Day | CAISO | 1-in-10 | 2022 | 21 | 220.6269 | 225.3295 | 43.6495 | 77.9332 | 0
| LCA | LA Basin | 3 | Monthly System Peak Day | CAISO | 1-in-10 | 2022 | 22 | 428.8083 | 458.1749 | 43.4834 | 75.495 | 0
| LCA | LA Basin | 3 | Monthly System Peak Day | CAISO | 1-in-10 | 2022 | 23 | 416.5953 | 452.0278 | 43.3822 | 72.9901 | 0
| LCA | LA Basin | 3 | Monthly System Peak Day | CAISO | 1-in-10 | 2022 | 24 | 440.6905 | 502.9227 | 43.2914 | 70.3387 | 0
| LCA | LA Basin | 4 | Average Weekday | CAISO | 1-in-10 | 2022 | 1 | 338.5179 | 353.5225 | 43.7393 | 59.793 | 0
| LCA | LA Basin | 4 | Average Weekday | CAISO | 1-in-10 | 2022 | 2 | 310.93 | 317.484 | 43.6835 | 58.7805 | 0
| LCA | LA Basin | 4 | Average Weekday | CAISO | 1-in-10 | 2022 | 3 | 394.9723 | 405.3134 | 43.6753 | 57.798 | 0
| LCA | LA Basin | 4 | Average Weekday | CAISO | 1-in-10 | 2022 | 4 | 376.1778 | 387.4621 | 43.6578 | 56.8912 | 0
| LCA | LA Basin | 4 | Average Weekday | CAISO | 1-in-10 | 2022 | 5 | 401.3332 | 419.7055 | 43.6633 | 56.1875 | 0
| LCA | LA Basin | 4 | Average Weekday | CAISO | 1-in-10 | 2022 | 6 | 517.0261 | 541.9174 | 43.6513 | 55.6449 | 0
| LCA | LA Basin | 4 | Average Weekday | CAISO | 1-in-10 | 2022 | 7 | 562.595 | 583.3618 | 43.6707 | 55.2741 | 0
| LCA | LA Basin | 4 | Average Weekday | CAISO | 1-in-10 | 2022 | 8 | 611.7498 | 646.3937 | 43.8118 | 55.3057 | 0
| LCA | LA Basin | 4 | Average Weekday | CAISO | 1-in-10 | 2022 | 9 | 524.6376 | 567.174 | 43.9328 | 57.4 | 0
| LCA | LA Basin | 4 | Average Weekday | CAISO | 1-in-10 | 2022 | 10 | 502.6286 | 530.9294 | 43.811 | 60.548 | 0
| LCA | LA Basin | 4 | Average Weekday | CAISO | 1-in-10 | 2022 | 11 | 495.5889 | 515.928 | 43.8735 | 64.096 | 0
| LCA | LA Basin | 4 | Average Weekday | CAISO | 1-in-10 | 2022 | 12 | 466.3157 | 480.5397 | 43.9354 | 67.463 | 0
| LCA | LA Basin | 4 | Average Weekday | CAISO | 1-in-10 | 2022 | 13 | 390.1621 | 400.9991 | 43.9659 | 69.7447 | 0
| LCA | LA Basin | 4 | Average Weekday | CAISO | 1-in-10 | 2022 | 14 | 352.9097 | 360.4444 | 43.9153 | 71.3864 | 0
| LCA | LA Basin | 4 | Average Weekday | CAISO | 1-in-10 | 2022 | 15 | 297.1869 | 304.2743 | 43.8184 | 72.5555 | 0
| LCA | LA Basin | 4 | Average Weekday | CAISO | 1-in-10 | 2022 | 16 | 246.5282 | 249.1807 | 43.6853 | 73.1443 | 0
| LCA | LA Basin | 4 | Average Weekday | CAISO | 1-in-10 | 2022 | 17 | 200.176 | 212.8585 | 43.4758 | 73.2569 | 0
| LCA | LA Basin | 4 | Average Weekday | CAISO | 1-in-10 | 2022 | 18 | 196.6521 | 206.0598 | 43.4926 | 72.4661 | 0
| LCA | LA Basin | 4 | Average Weekday | CAISO | 1-in-10 | 2022 | 19 | 172.6271 | 177.6615 | 43.5618 | 71.1037 | 0
| LCA | LA Basin | 4 | Average Weekday | CAISO | 1-in-10 | 2022 | 20 | 166.5453 | 171.9025 | 43.4335 | 68.8835 | 0
| LCA | LA Basin | 4 | Average Weekday | CAISO | 1-in-10 | 2022 | 21 | 174.1511 | 178.6385 | 43.5012 | 65.9447 | 0
| LCA | LA Basin | 4 | Average Weekday | CAISO | 1-in-10 | 2022 | 22 | 384.3699 | 412.4966 | 43.7073 | 63.8031 | 0
| LCA | LA Basin | 4 | Average Weekday | CAISO | 1-in-10 | 2022 | 23 | 376.3094 | 405.2558 | 43.7516 | 62.3163 | 0
| LCA | LA Basin | 4 | Average Weekday | CAISO | 1-in-10 | 2022 | 24 | 399.6275 | 435.5524 | 43.7985 | 61.1147 | 0
| LCA | LA Basin | 4 | Monthly System Peak Day | CAISO | 1-in-10 | 2022 | 1 | 338.5179 | 370.5738 | 43.3522 | 72.9047 | 0
| LCA | LA Basin | 4 | Monthly System Peak Day | CAISO | 1-in-10 | 2022 | 2 | 310.93 | 329.0441 | 43.4256 | 70.5088 | 0
| LCA | LA Basin | 4 | Monthly System Peak Day | CAISO | 1-in-10 | 2022 | 3 | 394.9723 | 417.9202 | 43.4371 | 68.5166 | 0
| LCA | LA Basin | 4 | Monthly System Peak Day | CAISO | 1-in-10 | 2022 | 4 | 376.1778 | 395.1709 | 43.4739 | 67.159 | 0
| LCA | LA Basin | 4 | Monthly System Peak Day | CAISO | 1-in-10 | 2022 | 5 | 401.3332 | 432.1277 | 43.4705 | 67.3462 | 0
| LCA | LA Basin | 4 | Monthly System Peak Day | CAISO | 1-in-10 | 2022 | 6 | 517.0261 | 545.1201 | 43.5194 | 67.8517 | 0
| LCA | LA Basin | 4 | Monthly System Peak Day | CAISO | 1-in-10 | 2022 | 7 | 562.595 | 581.6653 | 43.5317 | 68.2686 | 0
| LCA | LA Basin | 4 | Monthly System Peak Day | CAISO | 1-in-10 | 2022 | 8 | 611.7498 | 676.5357 | 43.3131 | 68.5595 | 0
| LCA | LA Basin | 4 | Monthly System Peak Day | CAISO | 1-in-10 | 2022 | 9 | 524.6376 | 576.4654 | 43.2718 | 71.3326 | 0
| LCA | LA Basin | 4 | Monthly System Peak Day | CAISO | 1-in-10 | 2022 | 10 | 502.6286 | 538.5394 | 43.3385 | 75.5671 | 0
| LCA | LA Basin | 4 | Monthly System Peak Day | CAISO | 1-in-10 | 2022 | 11 | 495.5889 | 528.7548 | 43.4178 | 79.7461 | 0
| LCA | LA Basin | 4 | Monthly System Peak Day | CAISO | 1-in-10 | 2022 | 12 | 466.3157 | 493.9327 | 43.5783 | 83.6395 | 0
| LCA | LA Basin | 4 | Monthly System Peak Day | CAISO | 1-in-10 | 2022 | 13 | 390.1621 | 407.4268 | 43.7354 | 86.3474 | 0
| LCA | LA Basin | 4 | Monthly System Peak Day | CAISO | 1-in-10 | 2022 | 14 | 352.9097 | 362.8596 | 43.592 | 88.2171 | 0
| LCA | LA Basin | 4 | Monthly System Peak Day | CAISO | 1-in-10 | 2022 | 15 | 297.1869 | 305.2437 | 43.4065 | 89.5474 | 0
| LCA | LA Basin | 4 | Monthly System Peak Day | CAISO | 1-in-10 | 2022 | 16 | 246.5282 | 246.7535 | 43.4463 | 90.5776 | 0
| LCA | LA Basin | 4 | Monthly System Peak Day | CAISO | 1-in-10 | 2022 | 17 | 200.176 | 213.3299 | 43.4485 | 91.2211 | 0
| LCA | LA Basin | 4 | Monthly System Peak Day | CAISO | 1-in-10 | 2022 | 18 | 196.6521 | 206.6754 | 43.4301 | 91.3566 | 0
| LCA | LA Basin | 4 | Monthly System Peak Day | CAISO | 1-in-10 | 2022 | 19 | 172.6271 | 177.732 | 45.1084 | 90.5553 | 0
| LCA | LA Basin | 4 | Monthly System Peak Day | CAISO | 1-in-10 | 2022 | 20 | 166.5453 | 170.8121 | 43.4335 | 88.5316 | 0
| LCA | LA Basin | 4 | Monthly System Peak Day | CAISO | 1-in-10 | 2022 | 21 | 174.1511 | 178.7896 | 43.6493 | 85.2487 | 0
| LCA | LA Basin | 4 | Monthly System Peak Day | CAISO | 1-in-10 | 2022 | 22 | 384.3699 | 413.3641 | 43.4877 | 82.3495 | 0
| LCA | LA Basin | 4 | Monthly System Peak Day | CAISO | 1-in-10 | 2022 | 23 | 376.3094 | 411.2514 | 43.388 | 79.7621 | 0
| LCA | LA Basin | 4 | Monthly System Peak Day | CAISO | 1-in-10 | 2022 | 24 | 399.6275 | 460.4902 | 43.2989 | 76.8995 | 0
| LCA | LA Basin | 5 | Average Weekday | CAISO | 1-in-10 | 2022 | 1 | 338.7756 | 353.8444 | 43.7518 | 62.6899 | 0
| LCA | LA Basin | 5 | Average Weekday | CAISO | 1-in-10 | 2022 | 2 | 314.4703 | 320.8977 | 43.6957 | 61.7945 | 0
| LCA | LA Basin | 5 | Average Weekday | CAISO | 1-in-10 | 2022 | 3 | 405.9445 | 415.4827 | 43.6875 | 61.0123 | 0
| LCA | LA Basin | 5 | Average Weekday | CAISO | 1-in-10 | 2022 | 4 | 388.2015 | 399.9591 | 43.6702 | 60.2966 | 0
| LCA | LA Basin | 5 | Average Weekday | CAISO | 1-in-10 | 2022 | 5 | 417.3506 | 436.4538 | 43.6757 | 59.7693 | 0
| LCA | LA Basin | 5 | Average Weekday | CAISO | 1-in-10 | 2022 | 6 | 528.0203 | 554.1492 | 43.6642 | 59.3658 | 0
| LCA | LA Basin | 5 | Average Weekday | CAISO | 1-in-10 | 2022 | 7 | 568.5578 | 588.8773 | 43.6844 | 59.2503 | 0
| LCA | LA Basin | 5 | Average Weekday | CAISO | 1-in-10 | 2022 | 8 | 623.1119 | 661.0227 | 43.8254 | 60.092 | 0
| LCA | LA Basin | 5 | Average Weekday | CAISO | 1-in-10 | 2022 | 9 | 529.0209 | 569.2303 | 43.9459 | 62.4359 | 0
| LCA | LA Basin | 5 | Average Weekday | CAISO | 1-in-10 | 2022 | 10 | 511.981 | 540.8245 | 43.8234 | 65.5235 | 0
| LCA | LA Basin | 5 | Average Weekday | CAISO | 1-in-10 | 2022 | 11 | 505.7331 | 526.2767 | 43.8861 | 68.4261 | 0
| LCA | LA Basin | 5 | Average Weekday | CAISO | 1-in-10 | 2022 | 12 | 472.5289 | 486.7058 | 43.9484 | 71.013 | 0
| LCA | LA Basin | 5 | Average Weekday | CAISO | 1-in-10 | 2022 | 13 | 394.8986 | 405.9242 | 43.9788 | 73.242 | 0
| LCA | LA Basin | 5 | Average Weekday | CAISO | 1-in-10 | 2022 | 14 | 365.8538 | 373.545 | 43.9277 | 74.9936 | 0
| LCA | LA Basin | 5 | Average Weekday | CAISO | 1-in-10 | 2022 | 15 | 316.8067 | 323.8522 | 43.8303 | 76.2616 | 0
| LCA | LA Basin | 5 | Average Weekday | CAISO | 1-in-10 | 2022 | 16 | 256.5975 | 259.4067 | 43.6976 | 76.8413 | 0
| LCA | LA Basin | 5 | Average Weekday | CAISO | 1-in-10 | 2022 | 17 | 205.0926 | 216.9885 | 43.4797 | 76.9175 | 0
| LCA | LA Basin | 5 | Average Weekday | CAISO | 1-in-10 | 2022 | 18 | 205.5894 | 214.6908 | 43.4967 | 76.1468 | 0
| LCA | LA Basin | 5 | Average Weekday | CAISO | 1-in-10 | 2022 | 19 | 186.8138 | 192.1829 | 43.5576 | 74.7177 | 0
| LCA | LA Basin | 5 | Average Weekday | CAISO | 1-in-10 | 2022 | 20 | 178.967 | 184.4532 | 43.4336 | 72.5783 | 0
| LCA | LA Basin | 5 | Average Weekday | CAISO | 1-in-10 | 2022 | 21 | 185.9596 | 190.8615 | 43.507 | 69.5112 | 0
| LCA | LA Basin | 5 | Average Weekday | CAISO | 1-in-10 | 2022 | 22 | 390.0698 | 418.9032 | 43.7217 | 66.7798 | 0
| LCA | LA Basin | 5 | Average Weekday | CAISO | 1-in-10 | 2022 | 23 | 388.5247 | 418.4141 | 43.7654 | 65.0022 | 0
| LCA | LA Basin | 5 | Average Weekday | CAISO | 1-in-10 | 2022 | 24 | 409.2572 | 445.9673 | 43.8116 | 63.6869 | 0
| LCA | LA Basin | 5 | Monthly System Peak Day | CAISO | 1-in-10 | 2022 | 1 | 338.7756 | 371.292 | 43.3682 | 74.0812 | 0
| LCA | LA Basin | 5 | Monthly System Peak Day | CAISO | 1-in-10 | 2022 | 2 | 314.4703 | 330.6842 | 43.4401 | 72.6926 | 0
| LCA | LA Basin | 5 | Monthly System Peak Day | CAISO | 1-in-10 | 2022 | 3 | 405.9445 | 427.0214 | 43.4515 | 71.2701 | 0
| LCA | LA Basin | 5 | Monthly System Peak Day | CAISO | 1-in-10 | 2022 | 4 | 388.2015 | 408.187 | 43.4878 | 69.948 | 0
| LCA | LA Basin | 5 | Monthly System Peak Day | CAISO | 1-in-10 | 2022 | 5 | 417.3506 | 449.3817 | 43.4846 | 69.2212 | 0
| LCA | LA Basin | 5 | Monthly System Peak Day | CAISO | 1-in-10 | 2022 | 6 | 528.0203 | 558.2004 | 43.5333 | 68.1829 | 0
| LCA | LA Basin | 5 | Monthly System Peak Day | CAISO | 1-in-10 | 2022 | 7 | 568.5578 | 587.0089 | 43.5463 | 67.9264 | 0
| LCA | LA Basin | 5 | Monthly System Peak Day | CAISO | 1-in-10 | 2022 | 8 | 623.1119 | 686.3572 | 43.3307 | 68.4287 | 0
| LCA | LA Basin | 5 | Monthly System Peak Day | CAISO | 1-in-10 | 2022 | 9 | 529.0209 | 578.7352 | 43.2923 | 72.8303 | 0
| LCA | LA Basin | 5 | Monthly System Peak Day | CAISO | 1-in-10 | 2022 | 10 | 511.981 | 548.1107 | 43.3568 | 79.5239 | 0
| LCA | LA Basin | 5 | Monthly System Peak Day | CAISO | 1-in-10 | 2022 | 11 | 505.7331 | 539.0304 | 43.4384 | 85.5337 | 0
| LCA | LA Basin | 5 | Monthly System Peak Day | CAISO | 1-in-10 | 2022 | 12 | 472.5289 | 499.569 | 43.6012 | 89.3337 | 0
| LCA | LA Basin | 5 | Monthly System Peak Day | CAISO | 1-in-10 | 2022 | 13 | 394.8986 | 412.6944 | 43.7595 | 92.0218 | 0
| LCA | LA Basin | 5 | Monthly System Peak Day | CAISO | 1-in-10 | 2022 | 14 | 365.8538 | 375.8651 | 43.6145 | 93.5774 | 0
| LCA | LA Basin | 5 | Monthly System Peak Day | CAISO | 1-in-10 | 2022 | 15 | 316.8067 | 324.75 | 43.4256 | 94.8945 | 0
| LCA | LA Basin | 5 | Monthly System Peak Day | CAISO | 1-in-10 | 2022 | 16 | 256.5975 | 256.985 | 43.4612 | 94.9253 | 0
| LCA | LA Basin | 5 | Monthly System Peak Day | CAISO | 1-in-10 | 2022 | 17 | 205.0926 | 217.5474 | 43.4535 | 94.3337 | 0
| LCA | LA Basin | 5 | Monthly System Peak Day | CAISO | 1-in-10 | 2022 | 18 | 205.5894 | 215.515 | 43.4366 | 93.4453 | 0
| LCA | LA Basin | 5 | Monthly System Peak Day | CAISO | 1-in-10 | 2022 | 19 | 186.8138 | 192.1441 | 45.063 | 92.3526 | 0
| LCA | LA Basin | 5 | Monthly System Peak Day | CAISO | 1-in-10 | 2022 | 20 | 178.967 | 183.4873 | 43.4336 | 89.775 | 0
| LCA | LA Basin | 5 | Monthly System Peak Day | CAISO | 1-in-10 | 2022 | 21 | 185.9596 | 191.0513 | 43.6502 | 86.0276 | 0
| LCA | LA Basin | 5 | Monthly System Peak Day | CAISO | 1-in-10 | 2022 | 22 | 390.0698 | 419.8748 | 43.5031 | 82.3532 | 0
| LCA | LA Basin | 5 | Monthly System Peak Day | CAISO | 1-in-10 | 2022 | 23 | 388.5247 | 424.6294 | 43.4045 | 79.8271 | 0
| LCA | LA Basin | 5 | Monthly System Peak Day | CAISO | 1-in-10 | 2022 | 24 | 409.2572 | 471.2816 | 43.3162 | 77.1318 | 0
| LCA | LA Basin | 6 | Average Weekday | CAISO | 1-in-10 | 2022 | 1 | 328.7916 | 361.1222 | 43.6473 | 66.0419 | 0
| LCA | LA Basin | 6 | Average Weekday | CAISO | 1-in-10 | 2022 | 2 | 300.4709 | 321.37 | 43.648 | 65.406 | 0
| LCA | LA Basin | 6 | Average Weekday | CAISO | 1-in-10 | 2022 | 3 | 387.3946 | 413.4916 | 43.6489 | 64.8511 | 0
| LCA | LA Basin | 6 | Average Weekday | CAISO | 1-in-10 | 2022 | 4 | 378.4644 | 401.6031 | 43.6494 | 64.3339 | 0
| LCA | LA Basin | 6 | Average Weekday | CAISO | 1-in-10 | 2022 | 5 | 396.8589 | 435.966 | 43.6442 | 63.958 | 0
| LCA | LA Basin | 6 | Average Weekday | CAISO | 1-in-10 | 2022 | 6 | 506.5695 | 560.6665 | 43.6346 | 63.6543 | 0
| LCA | LA Basin | 6 | Average Weekday | CAISO | 1-in-10 | 2022 | 7 | 552.5016 | 585.6231 | 43.5949 | 63.4179 | 0
| LCA | LA Basin | 6 | Average Weekday | CAISO | 1-in-10 | 2022 | 8 | 600.8127 | 637.0374 | 43.6679 | 63.9411 | 0
| LCA | LA Basin | 6 | Average Weekday | CAISO | 1-in-10 | 2022 | 9 | 535.7092 | 559.0278 | 43.6924 | 65.6191 | 0
| LCA | LA Basin | 6 | Average Weekday | CAISO | 1-in-10 | 2022 | 10 | 516.1228 | 532.8318 | 43.6617 | 68.1924 | 0
| LCA | LA Basin | 6 | Average Weekday | CAISO | 1-in-10 | 2022 | 11 | 500.7618 | 516.4222 | 43.6984 | 71.2075 | 0
| LCA | LA Basin | 6 | Average Weekday | CAISO | 1-in-10 | 2022 | 12 | 472.0546 | 488.7747 | 43.7423 | 74.2059 | 0
| LCA | LA Basin | 6 | Average Weekday | CAISO | 1-in-10 | 2022 | 13 | 395.0744 | 418.1368 | 43.7557 | 76.5274 | 0
| LCA | LA Basin | 6 | Average Weekday | CAISO | 1-in-10 | 2022 | 14 | 360.0571 | 380.3224 | 43.7195 | 78.2579 | 0
| LCA | LA Basin | 6 | Average Weekday | CAISO | 1-in-10 | 2022 | 15 | 300.5412 | 319.6861 | 43.6332 | 79.4505 | 0
| LCA | LA Basin | 6 | Average Weekday | CAISO | 1-in-10 | 2022 | 16 | 248.6068 | 251.9457 | 43.5585 | 80.0997 | 0
| LCA | LA Basin | 6 | Average Weekday | CAISO | 1-in-10 | 2022 | 17 | 207.3149 | 213.5473 | 43.775 | 80.0446 | 0
| LCA | LA Basin | 6 | Average Weekday | CAISO | 1-in-10 | 2022 | 18 | 195.2378 | 209.5655 | 43.8134 | 79.2478 | 0
| LCA | LA Basin | 6 | Average Weekday | CAISO | 1-in-10 | 2022 | 19 | 173.8526 | 198.003 | 46.7745 | 77.8672 | 0
| LCA | LA Basin | 6 | Average Weekday | CAISO | 1-in-10 | 2022 | 20 | 165.4564 | 190.0096 | 43.8673 | 75.7653 | 0
| LCA | LA Basin | 6 | Average Weekday | CAISO | 1-in-10 | 2022 | 21 | 179.0866 | 195.5765 | 44.1352 | 72.8935 | 0
| LCA | LA Basin | 6 | Average Weekday | CAISO | 1-in-10 | 2022 | 22 | 359.0827 | 401.1799 | 43.7456 | 69.9628 | 0
| LCA | LA Basin | 6 | Average Weekday | CAISO | 1-in-10 | 2022 | 23 | 381.9377 | 423.0522 | 43.6912 | 68.1691 | 0
| LCA | LA Basin | 6 | Average Weekday | CAISO | 1-in-10 | 2022 | 24 | 403.0495 | 451.0287 | 43.6669 | 67.0248 | 0
| LCA | LA Basin | 6 | Monthly System Peak Day | CAISO | 1-in-10 | 2022 | 1 | 328.7916 | 323.6954 | 52.5849 | 73.7372 | 0
| LCA | LA Basin | 6 | Monthly System Peak Day | CAISO | 1-in-10 | 2022 | 2 | 300.4709 | 284.3757 | 52.5936 | 72.2246 | 0
| LCA | LA Basin | 6 | Monthly System Peak Day | CAISO | 1-in-10 | 2022 | 3 | 387.3946 | 350.9491 | 52.5984 | 71.1556 | 0
| LCA | LA Basin | 6 | Monthly System Peak Day | CAISO | 1-in-10 | 2022 | 4 | 378.4644 | 351.8189 | 52.6029 | 70.5067 | 0
| LCA | LA Basin | 6 | Monthly System Peak Day | CAISO | 1-in-10 | 2022 | 5 | 396.8589 | 382.305 | 52.5985 | 69.6044 | 0
| LCA | LA Basin | 6 | Monthly System Peak Day | CAISO | 1-in-10 | 2022 | 6 | 506.5695 | 484.4936 | 52.5944 | 68.9945 | 0
| LCA | LA Basin | 6 | Monthly System Peak Day | CAISO | 1-in-10 | 2022 | 7 | 552.5016 | 503.7292 | 52.5061 | 68.5504 | 0
| LCA | LA Basin | 6 | Monthly System Peak Day | CAISO | 1-in-10 | 2022 | 8 | 600.8127 | 550.2125 | 52.5786 | 69.4144 | 0
| LCA | LA Basin | 6 | Monthly System Peak Day | CAISO | 1-in-10 | 2022 | 9 | 535.7092 | 509.9778 | 52.5438 | 73.255 | 0
| LCA | LA Basin | 6 | Monthly System Peak Day | CAISO | 1-in-10 | 2022 | 10 | 516.1228 | 477.8851 | 52.4788 | 79.3458 | 0
| LCA | LA Basin | 6 | Monthly System Peak Day | CAISO | 1-in-10 | 2022 | 11 | 500.7618 | 458.9272 | 52.4712 | 84.4605 | 0
| LCA | LA Basin | 6 | Monthly System Peak Day | CAISO | 1-in-10 | 2022 | 12 | 472.0546 | 439.074 | 52.4964 | 88.5582 | 0
| LCA | LA Basin | 6 | Monthly System Peak Day | CAISO | 1-in-10 | 2022 | 13 | 395.0744 | 378.5328 | 52.4791 | 89.7379 | 0
| LCA | LA Basin | 6 | Monthly System Peak Day | CAISO | 1-in-10 | 2022 | 14 | 360.0571 | 343.7281 | 52.496 | 91.0531 | 0
| LCA | LA Basin | 6 | Monthly System Peak Day | CAISO | 1-in-10 | 2022 | 15 | 300.5412 | 288.4007 | 52.4726 | 92.8464 | 0
| LCA | LA Basin | 6 | Monthly System Peak Day | CAISO | 1-in-10 | 2022 | 16 | 248.6068 | 220.114 | 52.3993 | 94.3608 | 0
| LCA | LA Basin | 6 | Monthly System Peak Day | CAISO | 1-in-10 | 2022 | 17 | 207.3149 | 219.7504 | 52.3005 | 94.5572 | 0
| LCA | LA Basin | 6 | Monthly System Peak Day | CAISO | 1-in-10 | 2022 | 18 | 195.2378 | 219.1799 | 52.4532 | 94.3669 | 0
| LCA | LA Basin | 6 | Monthly System Peak Day | CAISO | 1-in-10 | 2022 | 19 | 173.8526 | 167.1061 | 52.521 | 92.9205 | 0
| LCA | LA Basin | 6 | Monthly System Peak Day | CAISO | 1-in-10 | 2022 | 20 | 165.4564 | 176.0766 | 51.4148 | 88.4795 | 0
| LCA | LA Basin | 6 | Monthly System Peak Day | CAISO | 1-in-10 | 2022 | 21 | 179.0866 | 164.1632 | 53.498 | 83.6541 | 0
| LCA | LA Basin | 6 | Monthly System Peak Day | CAISO | 1-in-10 | 2022 | 22 | 359.0827 | 342.1049 | 52.8811 | 79.5508 | 0
| LCA | LA Basin | 6 | Monthly System Peak Day | CAISO | 1-in-10 | 2022 | 23 | 381.9377 | 350.0617 | 52.7116 | 76.0228 | 0
| LCA | LA Basin | 6 | Monthly System Peak Day | CAISO | 1-in-10 | 2022 | 24 | 403.0495 | 385.8669 | 52.6196 | 73.8661 | 0
| LCA | LA Basin | 7 | Average Weekday | CAISO | 1-in-10 | 2022 | 1 | 331.9592 | 362.8115 | 46.6426 | 71.5048 | 0
| LCA | LA Basin | 7 | Average Weekday | CAISO | 1-in-10 | 2022 | 2 | 318.7163 | 338.5988 | 46.6312 | 70.8693 | 0
| LCA | LA Basin | 7 | Average Weekday | CAISO | 1-in-10 | 2022 | 3 | 391.5201 | 417.752 | 46.629 | 70.2777 | 0
| LCA | LA Basin | 7 | Average Weekday | CAISO | 1-in-10 | 2022 | 4 | 387.068 | 412.7466 | 46.6258 | 69.8474 | 0
| LCA | LA Basin | 7 | Average Weekday | CAISO | 1-in-10 | 2022 | 5 | 410.0667 | 451.53 | 46.6255 | 69.4915 | 0
| LCA | LA Basin | 7 | Average Weekday | CAISO | 1-in-10 | 2022 | 6 | 496.6106 | 547.8927 | 46.6226 | 69.2195 | 0
| LCA | LA Basin | 7 | Average Weekday | CAISO | 1-in-10 | 2022 | 7 | 531.6735 | 560.3318 | 46.6324 | 69.0681 | 0
| LCA | LA Basin | 7 | Average Weekday | CAISO | 1-in-10 | 2022 | 8 | 576.9762 | 611.8316 | 46.6745 | 69.5449 | 0
| LCA | LA Basin | 7 | Average Weekday | CAISO | 1-in-10 | 2022 | 9 | 500.3926 | 522.2026 | 46.7169 | 71.5716 | 0
| LCA | LA Basin | 7 | Average Weekday | CAISO | 1-in-10 | 2022 | 10 | 483.7075 | 499.3853 | 46.701 | 74.3441 | 0
| LCA | LA Basin | 7 | Average Weekday | CAISO | 1-in-10 | 2022 | 11 | 474.2487 | 488.6981 | 46.7513 | 77.5632 | 0
| LCA | LA Basin | 7 | Average Weekday | CAISO | 1-in-10 | 2022 | 12 | 448.2648 | 465.6082 | 46.8018 | 80.6092 | 0
| LCA | LA Basin | 7 | Average Weekday | CAISO | 1-in-10 | 2022 | 13 | 370.6638 | 391.7021 | 46.8252 | 82.9258 | 0
| LCA | LA Basin | 7 | Average Weekday | CAISO | 1-in-10 | 2022 | 14 | 341.038 | 360.0262 | 46.781 | 84.6 | 0
| LCA | LA Basin | 7 | Average Weekday | CAISO | 1-in-10 | 2022 | 15 | 289.9414 | 308.538 | 46.7002 | 85.666 | 0
| LCA | LA Basin | 7 | Average Weekday | CAISO | 1-in-10 | 2022 | 16 | 232.5565 | 233.4759 | 46.638 | 86.2406 | 0
| LCA | LA Basin | 7 | Average Weekday | CAISO | 1-in-10 | 2022 | 17 | 194.552 | 200.0948 | 46.9089 | 86.1533 | 0
| LCA | LA Basin | 7 | Average Weekday | CAISO | 1-in-10 | 2022 | 18 | 191.9939 | 203.7773 | 46.9544 | 85.2921 | 0
| LCA | LA Basin | 7 | Average Weekday | CAISO | 1-in-10 | 2022 | 19 | 171.6834 | 193.5136 | 47.8741 | 83.8367 | 0
| LCA | LA Basin | 7 | Average Weekday | CAISO | 1-in-10 | 2022 | 20 | 171.865 | 190.9493 | 46.6052 | 81.5489 | 0
| LCA | LA Basin | 7 | Average Weekday | CAISO | 1-in-10 | 2022 | 21 | 188.4349 | 200.1996 | 47.1054 | 78.4619 | 0
| LCA | LA Basin | 7 | Average Weekday | CAISO | 1-in-10 | 2022 | 22 | 368.7306 | 412.931 | 46.6392 | 75.4852 | 0
| LCA | LA Basin | 7 | Average Weekday | CAISO | 1-in-10 | 2022 | 23 | 382.4547 | 419.0043 | 46.6408 | 73.7952 | 0
| LCA | LA Basin | 7 | Average Weekday | CAISO | 1-in-10 | 2022 | 24 | 400.332 | 445.2771 | 46.6554 | 72.726 | 0
| LCA | LA Basin | 7 | Monthly System Peak Day | CAISO | 1-in-10 | 2022 | 1 | 331.9592 | 326.375 | 46.646 | 75.4027 | 0
| LCA | LA Basin | 7 | Monthly System Peak Day | CAISO | 1-in-10 | 2022 | 2 | 318.7163 | 297.5099 | 46.6217 | 74.839 | 0
| LCA | LA Basin | 7 | Monthly System Peak Day | CAISO | 1-in-10 | 2022 | 3 | 391.5201 | 353.1165 | 46.6189 | 74.0038 | 0
| LCA | LA Basin | 7 | Monthly System Peak Day | CAISO | 1-in-10 | 2022 | 4 | 387.068 | 362.2781 | 46.6148 | 73.413 | 0
| LCA | LA Basin | 7 | Monthly System Peak Day | CAISO | 1-in-10 | 2022 | 5 | 410.0667 | 397.3354 | 46.6265 | 72.7944 | 0
| LCA | LA Basin | 7 | Monthly System Peak Day | CAISO | 1-in-10 | 2022 | 6 | 496.6106 | 480.5902 | 46.6476 | 72.4389 | 0
| LCA | LA Basin | 7 | Monthly System Peak Day | CAISO | 1-in-10 | 2022 | 7 | 531.6735 | 485.9432 | 46.7112 | 72.0081 | 0
| LCA | LA Basin | 7 | Monthly System Peak Day | CAISO | 1-in-10 | 2022 | 8 | 576.9762 | 532.5366 | 46.6819 | 72.2874 | 0
| LCA | LA Basin | 7 | Monthly System Peak Day | CAISO | 1-in-10 | 2022 | 9 | 500.3926 | 474.8536 | 46.6909 | 74.5615 | 0
| LCA | LA Basin | 7 | Monthly System Peak Day | CAISO | 1-in-10 | 2022 | 10 | 483.7075 | 444.6375 | 46.666 | 77.6898 | 0
| LCA | LA Basin | 7 | Monthly System Peak Day | CAISO | 1-in-10 | 2022 | 11 | 474.2487 | 435.6512 | 46.6887 | 81.323 | 0
| LCA | LA Basin | 7 | Monthly System Peak Day | CAISO | 1-in-10 | 2022 | 12 | 448.2648 | 417.1781 | 46.7128 | 84.6976 | 0
| LCA | LA Basin | 7 | Monthly System Peak Day | CAISO | 1-in-10 | 2022 | 13 | 370.6638 | 355.6817 | 46.7323 | 87.1992 | 0
| LCA | LA Basin | 7 | Monthly System Peak Day | CAISO | 1-in-10 | 2022 | 14 | 341.038 | 326.1326 | 46.717 | 88.9847 | 0
| LCA | LA Basin | 7 | Monthly System Peak Day | CAISO | 1-in-10 | 2022 | 15 | 289.9414 | 279.1058 | 46.7197 | 89.9225 | 0
| LCA | LA Basin | 7 | Monthly System Peak Day | CAISO | 1-in-10 | 2022 | 16 | 232.5565 | 204.9131 | 46.7041 | 90.3438 | 0
| LCA | LA Basin | 7 | Monthly System Peak Day | CAISO | 1-in-10 | 2022 | 17 | 194.552 | 207.8757 | 46.3827 | 89.3737 | 0
| LCA | LA Basin | 7 | Monthly System Peak Day | CAISO | 1-in-10 | 2022 | 18 | 191.9939 | 214.4477 | 46.4919 | 88.8563 | 0
| LCA | LA Basin | 7 | Monthly System Peak Day | CAISO | 1-in-10 | 2022 | 19 | 171.6834 | 166.5582 | 46.1927 | 87.38 | 0
| LCA | LA Basin | 7 | Monthly System Peak Day | CAISO | 1-in-10 | 2022 | 20 | 171.865 | 206.8479 | 45.9753 | 84.9145 | 0
| LCA | LA Basin | 7 | Monthly System Peak Day | CAISO | 1-in-10 | 2022 | 21 | 188.4349 | 176.953 | 47.1475 | 81.7018 | 0
| LCA | LA Basin | 7 | Monthly System Peak Day | CAISO | 1-in-10 | 2022 | 22 | 368.7306 | 358.832 | 46.7779 | 78.1535 | 0
| LCA | LA Basin | 7 | Monthly System Peak Day | CAISO | 1-in-10 | 2022 | 23 | 382.4547 | 349.9028 | 46.6779 | 76.6233 | 0
| LCA | LA Basin | 7 | Monthly System Peak Day | CAISO | 1-in-10 | 2022 | 24 | 400.332 | 382.2746 | 46.6652 | 75.353 | 0
| LCA | LA Basin | 8 | Average Weekday | CAISO | 1-in-10 | 2022 | 1 | 357.3494 | 392.5966 | 43.8023 | 71.1821 | 0
| LCA | LA Basin | 8 | Average Weekday | CAISO | 1-in-10 | 2022 | 2 | 328.4196 | 351.131 | 43.7924 | 70.5502 | 0
| LCA | LA Basin | 8 | Average Weekday | CAISO | 1-in-10 | 2022 | 3 | 399.5577 | 424.7737 | 43.7901 | 69.986 | 0
| LCA | LA Basin | 8 | Average Weekday | CAISO | 1-in-10 | 2022 | 4 | 405.0284 | 427.624 | 43.7862 | 69.56 | 0
| LCA | LA Basin | 8 | Average Weekday | CAISO | 1-in-10 | 2022 | 5 | 419.4893 | 460.0226 | 43.785 | 69.1631 | 0
| LCA | LA Basin | 8 | Average Weekday | CAISO | 1-in-10 | 2022 | 6 | 513.51 | 569.0529 | 43.7797 | 68.8966 | 0
| LCA | LA Basin | 8 | Average Weekday | CAISO | 1-in-10 | 2022 | 7 | 557.7683 | 592.1408 | 43.794 | 68.6448 | 0
| LCA | LA Basin | 8 | Average Weekday | CAISO | 1-in-10 | 2022 | 8 | 593.6844 | 632.2437 | 43.8324 | 68.6851 | 0
| LCA | LA Basin | 8 | Average Weekday | CAISO | 1-in-10 | 2022 | 9 | 513.1451 | 536.5932 | 43.8748 | 70.1666 | 0
| LCA | LA Basin | 8 | Average Weekday | CAISO | 1-in-10 | 2022 | 10 | 499.1126 | 515.7776 | 43.8688 | 72.5728 | 0
| LCA | LA Basin | 8 | Average Weekday | CAISO | 1-in-10 | 2022 | 11 | 481.9452 | 497.5877 | 43.9123 | 75.4907 | 0
| LCA | LA Basin | 8 | Average Weekday | CAISO | 1-in-10 | 2022 | 12 | 451.8275 | 470.4682 | 43.9515 | 78.4324 | 0
| LCA | LA Basin | 8 | Average Weekday | CAISO | 1-in-10 | 2022 | 13 | 383.7502 | 407.3972 | 43.9719 | 80.9215 | 0
| LCA | LA Basin | 8 | Average Weekday | CAISO | 1-in-10 | 2022 | 14 | 351.3709 | 372.0373 | 43.9325 | 82.9616 | 0
| LCA | LA Basin | 8 | Average Weekday | CAISO | 1-in-10 | 2022 | 15 | 299.4497 | 319.1542 | 43.8626 | 84.3818 | 0
| LCA | LA Basin | 8 | Average Weekday | CAISO | 1-in-10 | 2022 | 16 | 240.8002 | 245.6095 | 43.8105 | 84.9627 | 0
| LCA | LA Basin | 8 | Average Weekday | CAISO | 1-in-10 | 2022 | 17 | 206.078 | 209.6817 | 44.0834 | 84.9634 | 0
| LCA | LA Basin | 8 | Average Weekday | CAISO | 1-in-10 | 2022 | 18 | 190.5922 | 203.7396 | 44.1575 | 84.0924 | 0
| LCA | LA Basin | 8 | Average Weekday | CAISO | 1-in-10 | 2022 | 19 | 171.5248 | 196.4375 | 45.3107 | 82.5626 | 0
| LCA | LA Basin | 8 | Average Weekday | CAISO | 1-in-10 | 2022 | 20 | 173.4939 | 197.8395 | 44.0111 | 80.205 | 0
| LCA | LA Basin | 8 | Average Weekday | CAISO | 1-in-10 | 2022 | 21 | 199.9232 | 215.7371 | 44.3941 | 76.9323 | 0
| LCA | LA Basin | 8 | Average Weekday | CAISO | 1-in-10 | 2022 | 22 | 386.5065 | 427.0055 | 43.7782 | 74.5866 | 0
| LCA | LA Basin | 8 | Average Weekday | CAISO | 1-in-10 | 2022 | 23 | 404.5501 | 447.3098 | 43.7836 | 73.2481 | 0
| LCA | LA Basin | 8 | Average Weekday | CAISO | 1-in-10 | 2022 | 24 | 426.4152 | 475.6547 | 43.8091 | 72.2639 | 0
| LCA | LA Basin | 8 | Monthly System Peak Day | CAISO | 1-in-10 | 2022 | 1 | 357.3494 | 352.2056 | 37.6562 | 74.3439 | 0
| LCA | LA Basin | 8 | Monthly System Peak Day | CAISO | 1-in-10 | 2022 | 2 | 328.4196 | 308.9799 | 37.6329 | 73.5502 | 0
| LCA | LA Basin | 8 | Monthly System Peak Day | CAISO | 1-in-10 | 2022 | 3 | 399.5577 | 365.3719 | 37.6306 | 72.9993 | 0
| LCA | LA Basin | 8 | Monthly System Peak Day | CAISO | 1-in-10 | 2022 | 4 | 405.0284 | 379.6684 | 37.6273 | 72.4909 | 0
| LCA | LA Basin | 8 | Monthly System Peak Day | CAISO | 1-in-10 | 2022 | 5 | 419.4893 | 409.3944 | 37.6386 | 71.8364 | 0
| LCA | LA Basin | 8 | Monthly System Peak Day | CAISO | 1-in-10 | 2022 | 6 | 513.51 | 494.6096 | 37.6603 | 71.3569 | 0
| LCA | LA Basin | 8 | Monthly System Peak Day | CAISO | 1-in-10 | 2022 | 7 | 557.7683 | 512.0704 | 37.717 | 70.9561 | 0
| LCA | LA Basin | 8 | Monthly System Peak Day | CAISO | 1-in-10 | 2022 | 8 | 593.6844 | 547.1633 | 37.6897 | 70.8809 | 0
| LCA | LA Basin | 8 | Monthly System Peak Day | CAISO | 1-in-10 | 2022 | 9 | 513.1451 | 489.9545 | 37.6964 | 72.9533 | 0
| LCA | LA Basin | 8 | Monthly System Peak Day | CAISO | 1-in-10 | 2022 | 10 | 499.1126 | 461.9985 | 37.6661 | 76.7184 | 0
| LCA | LA Basin | 8 | Monthly System Peak Day | CAISO | 1-in-10 | 2022 | 11 | 481.9452 | 440.6384 | 37.6899 | 81.5518 | 0
| LCA | LA Basin | 8 | Monthly System Peak Day | CAISO | 1-in-10 | 2022 | 12 | 451.8275 | 419.0563 | 37.7199 | 86.5047 | 0
| LCA | LA Basin | 8 | Monthly System Peak Day | CAISO | 1-in-10 | 2022 | 13 | 383.7502 | 370.1258 | 37.7405 | 89.8688 | 0
| LCA | LA Basin | 8 | Monthly System Peak Day | CAISO | 1-in-10 | 2022 | 14 | 351.3709 | 338.4568 | 37.7262 | 92.6145 | 0
| LCA | LA Basin | 8 | Monthly System Peak Day | CAISO | 1-in-10 | 2022 | 15 | 299.4497 | 290.6517 | 37.727 | 93.5513 | 0
| LCA | LA Basin | 8 | Monthly System Peak Day | CAISO | 1-in-10 | 2022 | 16 | 240.8002 | 218.178 | 37.7022 | 93.2975 | 0
| LCA | LA Basin | 8 | Monthly System Peak Day | CAISO | 1-in-10 | 2022 | 17 | 206.078 | 217.0531 | 37.3901 | 92.8797 | 0
| LCA | LA Basin | 8 | Monthly System Peak Day | CAISO | 1-in-10 | 2022 | 18 | 190.5922 | 214.9965 | 37.4876 | 92.011 | 0
| LCA | LA Basin | 8 | Monthly System Peak Day | CAISO | 1-in-10 | 2022 | 19 | 171.5248 | 168.8116 | 37.2588 | 90.3425 | 0
| LCA | LA Basin | 8 | Monthly System Peak Day | CAISO | 1-in-10 | 2022 | 20 | 173.4939 | 169.2503 | 37.1336 | 87.901 | 0
| LCA | LA Basin | 8 | Monthly System Peak Day | CAISO | 1-in-10 | 2022 | 21 | 199.9232 | 181.5288 | 38.2995 | 83.6645 | 0
| LCA | LA Basin | 8 | Monthly System Peak Day | CAISO | 1-in-10 | 2022 | 22 | 386.5065 | 365.6493 | 37.8254 | 80.755 | 0
| LCA | LA Basin | 8 | Monthly System Peak Day | CAISO | 1-in-10 | 2022 | 23 | 404.5501 | 379.7779 | 37.7031 | 79.4943 | 0
| LCA | LA Basin | 8 | Monthly System Peak Day | CAISO | 1-in-10 | 2022 | 24 | 426.4152 | 412.7602 | 37.6787 | 78.3382 | 0
| LCA | LA Basin | 8 | Typical Event Day | CAISO | 1-in-10 | 2022 | 1 | 357.3494 | 352.2056 | 37.6562 | 75.5392 | 0
| LCA | LA Basin | 8 | Typical Event Day | CAISO | 1-in-10 | 2022 | 2 | 328.4196 | 308.9799 | 37.6329 | 74.5538 | 0
| LCA | LA Basin | 8 | Typical Event Day | CAISO | 1-in-10 | 2022 | 3 | 399.5577 | 365.3719 | 37.6306 | 73.6966 | 0
| LCA | LA Basin | 8 | Typical Event Day | CAISO | 1-in-10 | 2022 | 4 | 405.0284 | 379.6684 | 37.6273 | 73.1318 | 0
| LCA | LA Basin | 8 | Typical Event Day | CAISO | 1-in-10 | 2022 | 5 | 419.4893 | 409.3944 | 37.6386 | 72.4612 | 0
| LCA | LA Basin | 8 | Typical Event Day | CAISO | 1-in-10 | 2022 | 6 | 513.51 | 494.6096 | 37.6603 | 72.0565 | 0
| LCA | LA Basin | 8 | Typical Event Day | CAISO | 1-in-10 | 2022 | 7 | 557.7683 | 512.0704 | 37.717 | 71.6826 | 0
| LCA | LA Basin | 8 | Typical Event Day | CAISO | 1-in-10 | 2022 | 8 | 593.6844 | 547.1633 | 37.6897 | 72.0737 | 0
| LCA | LA Basin | 8 | Typical Event Day | CAISO | 1-in-10 | 2022 | 9 | 513.1451 | 489.9545 | 37.6964 | 74.5143 | 0
| LCA | LA Basin | 8 | Typical Event Day | CAISO | 1-in-10 | 2022 | 10 | 499.1126 | 461.9985 | 37.6661 | 78.5645 | 0
| LCA | LA Basin | 8 | Typical Event Day | CAISO | 1-in-10 | 2022 | 11 | 481.9452 | 440.6384 | 37.6899 | 83.1928 | 0
| LCA | LA Basin | 8 | Typical Event Day | CAISO | 1-in-10 | 2022 | 12 | 451.8275 | 419.0563 | 37.7199 | 87.381 | 0
| LCA | LA Basin | 8 | Typical Event Day | CAISO | 1-in-10 | 2022 | 13 | 383.7502 | 370.1258 | 37.7405 | 89.9484 | 0
| LCA | LA Basin | 8 | Typical Event Day | CAISO | 1-in-10 | 2022 | 14 | 351.3709 | 338.4568 | 37.7262 | 91.8571 | 0
| LCA | LA Basin | 8 | Typical Event Day | CAISO | 1-in-10 | 2022 | 15 | 299.4497 | 290.6517 | 37.727 | 93.0707 | 0
| LCA | LA Basin | 8 | Typical Event Day | CAISO | 1-in-10 | 2022 | 16 | 240.8002 | 218.178 | 37.7022 | 93.5186 | 0
| LCA | LA Basin | 8 | Typical Event Day | CAISO | 1-in-10 | 2022 | 17 | 206.078 | 217.0531 | 37.3901 | 93.2339 | 0
| LCA | LA Basin | 8 | Typical Event Day | CAISO | 1-in-10 | 2022 | 18 | 190.5922 | 214.9965 | 37.4876 | 92.5256 | 0
| LCA | LA Basin | 8 | Typical Event Day | CAISO | 1-in-10 | 2022 | 19 | 171.5248 | 168.8116 | 37.2588 | 90.9975 | 0
| LCA | LA Basin | 8 | Typical Event Day | CAISO | 1-in-10 | 2022 | 20 | 173.4939 | 169.2503 | 37.1336 | 88.0332 | 0
| LCA | LA Basin | 8 | Typical Event Day | CAISO | 1-in-10 | 2022 | 21 | 199.9232 | 181.5288 | 38.2995 | 84.1394 | 0
| LCA | LA Basin | 8 | Typical Event Day | CAISO | 1-in-10 | 2022 | 22 | 386.5065 | 365.6493 | 37.8254 | 81.1364 | 0
| LCA | LA Basin | 8 | Typical Event Day | CAISO | 1-in-10 | 2022 | 23 | 404.5501 | 379.7779 | 37.7031 | 79.2793 | 0
| LCA | LA Basin | 8 | Typical Event Day | CAISO | 1-in-10 | 2022 | 24 | 426.4152 | 412.7602 | 37.6787 | 77.7276 | 0
| LCA | LA Basin | 9 | Average Weekday | CAISO | 1-in-10 | 2022 | 1 | 314.9987 | 339.9337 | 46.8513 | 71.8669 | 0
| LCA | LA Basin | 9 | Average Weekday | CAISO | 1-in-10 | 2022 | 2 | 299.7966 | 312.1746 | 46.8427 | 70.9959 | 0
| LCA | LA Basin | 9 | Average Weekday | CAISO | 1-in-10 | 2022 | 3 | 384.5909 | 391.7663 | 46.8406 | 70.223 | 0
| LCA | LA Basin | 9 | Average Weekday | CAISO | 1-in-10 | 2022 | 4 | 387.9392 | 397.8867 | 46.8394 | 69.5376 | 0
| LCA | LA Basin | 9 | Average Weekday | CAISO | 1-in-10 | 2022 | 5 | 388.7159 | 409.5353 | 46.8374 | 68.9831 | 0
| LCA | LA Basin | 9 | Average Weekday | CAISO | 1-in-10 | 2022 | 6 | 472.1513 | 509.1458 | 46.8329 | 68.5098 | 0
| LCA | LA Basin | 9 | Average Weekday | CAISO | 1-in-10 | 2022 | 7 | 527.5836 | 557.5175 | 46.8267 | 68.1268 | 0
| LCA | LA Basin | 9 | Average Weekday | CAISO | 1-in-10 | 2022 | 8 | 551.4297 | 575.7562 | 46.8688 | 67.9214 | 0
| LCA | LA Basin | 9 | Average Weekday | CAISO | 1-in-10 | 2022 | 9 | 476.4116 | 496.6648 | 46.9098 | 69.3554 | 0
| LCA | LA Basin | 9 | Average Weekday | CAISO | 1-in-10 | 2022 | 10 | 469.6049 | 482.0815 | 46.8988 | 72.3824 | 0
| LCA | LA Basin | 9 | Average Weekday | CAISO | 1-in-10 | 2022 | 11 | 460.2452 | 471.8177 | 46.9509 | 75.8098 | 0
| LCA | LA Basin | 9 | Average Weekday | CAISO | 1-in-10 | 2022 | 12 | 433.3927 | 444.7859 | 47.0043 | 79.1357 | 0
| LCA | LA Basin | 9 | Average Weekday | CAISO | 1-in-10 | 2022 | 13 | 370.8208 | 384.9137 | 47.0275 | 81.714 | 0
| LCA | LA Basin | 9 | Average Weekday | CAISO | 1-in-10 | 2022 | 14 | 334.1159 | 348.6005 | 46.9859 | 83.5285 | 0
| LCA | LA Basin | 9 | Average Weekday | CAISO | 1-in-10 | 2022 | 15 | 290.1687 | 304.5786 | 46.9013 | 84.7551 | 0
| LCA | LA Basin | 9 | Average Weekday | CAISO | 1-in-10 | 2022 | 16 | 251.5264 | 251.5295 | 46.8372 | 85.1074 | 0
| LCA | LA Basin | 9 | Average Weekday | CAISO | 1-in-10 | 2022 | 17 | 199.8072 | 215.9451 | 46.9982 | 84.9811 | 0
| LCA | LA Basin | 9 | Average Weekday | CAISO | 1-in-10 | 2022 | 18 | 195.0568 | 214.9121 | 46.9181 | 84.0766 | 0
| LCA | LA Basin | 9 | Average Weekday | CAISO | 1-in-10 | 2022 | 19 | 197.9068 | 205.3736 | 48.3595 | 82.2484 | 0
| LCA | LA Basin | 9 | Average Weekday | CAISO | 1-in-10 | 2022 | 20 | 199.3913 | 209.4935 | 46.6497 | 79.3915 | 0
| LCA | LA Basin | 9 | Average Weekday | CAISO | 1-in-10 | 2022 | 21 | 218.1302 | 227.0256 | 46.846 | 76.3927 | 0
| LCA | LA Basin | 9 | Average Weekday | CAISO | 1-in-10 | 2022 | 22 | 380.5351 | 409.1525 | 46.8113 | 74.643 | 0
| LCA | LA Basin | 9 | Average Weekday | CAISO | 1-in-10 | 2022 | 23 | 376.5872 | 403.4424 | 46.8618 | 73.3839 | 0
| LCA | LA Basin | 9 | Average Weekday | CAISO | 1-in-10 | 2022 | 24 | 382.1645 | 420.4329 | 46.8643 | 72.357 | 0
| LCA | LA Basin | 9 | Monthly System Peak Day | CAISO | 1-in-10 | 2022 | 1 | 314.9987 | 301.2801 | 46.9349 | 78.765 | 0
| LCA | LA Basin | 9 | Monthly System Peak Day | CAISO | 1-in-10 | 2022 | 2 | 299.7966 | 272.199 | 46.9157 | 77.6888 | 0
| LCA | LA Basin | 9 | Monthly System Peak Day | CAISO | 1-in-10 | 2022 | 3 | 384.5909 | 336.61 | 46.9135 | 76.715 | 0
| LCA | LA Basin | 9 | Monthly System Peak Day | CAISO | 1-in-10 | 2022 | 4 | 387.9392 | 347.4512 | 46.9086 | 76.1862 | 0
| LCA | LA Basin | 9 | Monthly System Peak Day | CAISO | 1-in-10 | 2022 | 5 | 388.7159 | 354.0277 | 46.9182 | 75.6787 | 0
| LCA | LA Basin | 9 | Monthly System Peak Day | CAISO | 1-in-10 | 2022 | 6 | 472.1513 | 421.4806 | 46.9342 | 75.4975 | 0
| LCA | LA Basin | 9 | Monthly System Peak Day | CAISO | 1-in-10 | 2022 | 7 | 527.5836 | 463.3236 | 47.0001 | 75.2875 | 0
| LCA | LA Basin | 9 | Monthly System Peak Day | CAISO | 1-in-10 | 2022 | 8 | 551.4297 | 474.8762 | 46.9657 | 75.795 | 0
| LCA | LA Basin | 9 | Monthly System Peak Day | CAISO | 1-in-10 | 2022 | 9 | 476.4116 | 446.905 | 46.971 | 77.3825 | 0
| LCA | LA Basin | 9 | Monthly System Peak Day | CAISO | 1-in-10 | 2022 | 10 | 469.6049 | 423.5915 | 46.9606 | 80.615 | 0
| LCA | LA Basin | 9 | Monthly System Peak Day | CAISO | 1-in-10 | 2022 | 11 | 460.2452 | 410.0898 | 46.9691 | 85.5512 | 0
| LCA | LA Basin | 9 | Monthly System Peak Day | CAISO | 1-in-10 | 2022 | 12 | 433.3927 | 391.8603 | 46.9733 | 89.88 | 0
| LCA | LA Basin | 9 | Monthly System Peak Day | CAISO | 1-in-10 | 2022 | 13 | 370.8208 | 341.3308 | 46.9852 | 93.1575 | 0
| LCA | LA Basin | 9 | Monthly System Peak Day | CAISO | 1-in-10 | 2022 | 14 | 334.1159 | 310.5079 | 46.9783 | 94.9538 | 0
| LCA | LA Basin | 9 | Monthly System Peak Day | CAISO | 1-in-10 | 2022 | 15 | 290.1687 | 272.1676 | 47.0004 | 96.1413 | 0
| LCA | LA Basin | 9 | Monthly System Peak Day | CAISO | 1-in-10 | 2022 | 16 | 251.5264 | 218.0991 | 47.0052 | 96.235 | 0
| LCA | LA Basin | 9 | Monthly System Peak Day | CAISO | 1-in-10 | 2022 | 17 | 199.8072 | 217.6532 | 46.7634 | 96.255 | 0
| LCA | LA Basin | 9 | Monthly System Peak Day | CAISO | 1-in-10 | 2022 | 18 | 195.0568 | 219.4 | 46.7733 | 94.9912 | 0
| LCA | LA Basin | 9 | Monthly System Peak Day | CAISO | 1-in-10 | 2022 | 19 | 197.9068 | 160.4763 | 47.3257 | 93.4512 | 0
| LCA | LA Basin | 9 | Monthly System Peak Day | CAISO | 1-in-10 | 2022 | 20 | 199.3913 | 156.8841 | 45.9428 | 91.0188 | 0
| LCA | LA Basin | 9 | Monthly System Peak Day | CAISO | 1-in-10 | 2022 | 21 | 218.1302 | 184.5152 | 46.93 | 87.7125 | 0
| LCA | LA Basin | 9 | Monthly System Peak Day | CAISO | 1-in-10 | 2022 | 22 | 380.5351 | 338.0239 | 47.0573 | 86.2213 | 0
| LCA | LA Basin | 9 | Monthly System Peak Day | CAISO | 1-in-10 | 2022 | 23 | 376.5872 | 328.0744 | 46.9366 | 85.0662 | 0
| LCA | LA Basin | 9 | Monthly System Peak Day | CAISO | 1-in-10 | 2022 | 24 | 382.1645 | 352.7817 | 46.9431 | 83.4137 | 0
| LCA | LA Basin | 10 | Average Weekday | CAISO | 1-in-10 | 2022 | 1 | 342.9448 | 357.37 | 43.8577 | 68.555 | 0
| LCA | LA Basin | 10 | Average Weekday | CAISO | 1-in-10 | 2022 | 2 | 302.7425 | 308.6832 | 43.7512 | 67.6929 | 0
| LCA | LA Basin | 10 | Average Weekday | CAISO | 1-in-10 | 2022 | 3 | 377.8114 | 386.6316 | 43.7361 | 67.0076 | 0
| LCA | LA Basin | 10 | Average Weekday | CAISO | 1-in-10 | 2022 | 4 | 373.1022 | 384.3281 | 43.7005 | 66.3674 | 0
| LCA | LA Basin | 10 | Average Weekday | CAISO | 1-in-10 | 2022 | 5 | 432.1671 | 448.503 | 43.7086 | 65.7726 | 0
| LCA | LA Basin | 10 | Average Weekday | CAISO | 1-in-10 | 2022 | 6 | 539.3473 | 563.452 | 43.6773 | 65.2813 | 0
| LCA | LA Basin | 10 | Average Weekday | CAISO | 1-in-10 | 2022 | 7 | 579.1624 | 600.115 | 43.6982 | 64.856 | 0
| LCA | LA Basin | 10 | Average Weekday | CAISO | 1-in-10 | 2022 | 8 | 633.3146 | 665.3098 | 43.9778 | 64.5914 | 0
| LCA | LA Basin | 10 | Average Weekday | CAISO | 1-in-10 | 2022 | 9 | 552.2499 | 592.552 | 44.2485 | 65.0372 | 0
| LCA | LA Basin | 10 | Average Weekday | CAISO | 1-in-10 | 2022 | 10 | 532.3804 | 558.4419 | 44.0017 | 67.8623 | 0
| LCA | LA Basin | 10 | Average Weekday | CAISO | 1-in-10 | 2022 | 11 | 530.7339 | 551.1249 | 44.1354 | 71.4722 | 0
| LCA | LA Basin | 10 | Average Weekday | CAISO | 1-in-10 | 2022 | 12 | 491.0123 | 504.059 | 44.2837 | 75.0476 | 0
| LCA | LA Basin | 10 | Average Weekday | CAISO | 1-in-10 | 2022 | 13 | 398.4184 | 408.8555 | 44.3804 | 77.9464 | 0
| LCA | LA Basin | 10 | Average Weekday | CAISO | 1-in-10 | 2022 | 14 | 344.6337 | 352.1122 | 44.2638 | 79.8654 | 0
| LCA | LA Basin | 10 | Average Weekday | CAISO | 1-in-10 | 2022 | 15 | 294.3538 | 301.4865 | 44.0418 | 81.0123 | 0
| LCA | LA Basin | 10 | Average Weekday | CAISO | 1-in-10 | 2022 | 16 | 236.254 | 239.0772 | 43.752 | 81.494 | 0
| LCA | LA Basin | 10 | Average Weekday | CAISO | 1-in-10 | 2022 | 17 | 198.6752 | 209.0086 | 43.4821 | 81.3193 | 0
| LCA | LA Basin | 10 | Average Weekday | CAISO | 1-in-10 | 2022 | 18 | 203.3662 | 210.6039 | 43.5123 | 80.4769 | 0
| LCA | LA Basin | 10 | Average Weekday | CAISO | 1-in-10 | 2022 | 19 | 181.6231 | 186.9255 | 44.0603 | 78.5379 | 0
| LCA | LA Basin | 10 | Average Weekday | CAISO | 1-in-10 | 2022 | 20 | 190.8152 | 196.4761 | 43.4336 | 75.4623 | 0
| LCA | LA Basin | 10 | Average Weekday | CAISO | 1-in-10 | 2022 | 21 | 202.2766 | 207.4675 | 43.5241 | 73.2762 | 0
| LCA | LA Basin | 10 | Average Weekday | CAISO | 1-in-10 | 2022 | 22 | 407.1814 | 434.479 | 43.7589 | 71.8236 | 0
| LCA | LA Basin | 10 | Average Weekday | CAISO | 1-in-10 | 2022 | 23 | 382.2486 | 410.5391 | 43.8542 | 70.6065 | 0
| LCA | LA Basin | 10 | Average Weekday | CAISO | 1-in-10 | 2022 | 24 | 392.8598 | 428.4213 | 43.9656 | 69.5898 | 0
| LCA | LA Basin | 10 | Monthly System Peak Day | CAISO | 1-in-10 | 2022 | 1 | 342.9448 | 374.2434 | 43.4154 | 77.8105 | 0
| LCA | LA Basin | 10 | Monthly System Peak Day | CAISO | 1-in-10 | 2022 | 2 | 302.7425 | 317.5805 | 43.4681 | 76.7246 | 0
| LCA | LA Basin | 10 | Monthly System Peak Day | CAISO | 1-in-10 | 2022 | 3 | 377.8114 | 396.3115 | 43.476 | 75.7132 | 0
| LCA | LA Basin | 10 | Monthly System Peak Day | CAISO | 1-in-10 | 2022 | 4 | 373.1022 | 391.4699 | 43.5019 | 74.7559 | 0
| LCA | LA Basin | 10 | Monthly System Peak Day | CAISO | 1-in-10 | 2022 | 5 | 432.1671 | 459.7665 | 43.5002 | 74.3109 | 0
| LCA | LA Basin | 10 | Monthly System Peak Day | CAISO | 1-in-10 | 2022 | 6 | 539.3473 | 566.4995 | 43.536 | 73.9266 | 0
| LCA | LA Basin | 10 | Monthly System Peak Day | CAISO | 1-in-10 | 2022 | 7 | 579.1624 | 598.4167 | 43.5493 | 73.3537 | 0
| LCA | LA Basin | 10 | Monthly System Peak Day | CAISO | 1-in-10 | 2022 | 8 | 633.3146 | 680.7498 | 43.3914 | 73.1109 | 0
| LCA | LA Basin | 10 | Monthly System Peak Day | CAISO | 1-in-10 | 2022 | 9 | 552.2499 | 602.2821 | 43.3235 | 73.8571 | 0
| LCA | LA Basin | 10 | Monthly System Peak Day | CAISO | 1-in-10 | 2022 | 10 | 532.3804 | 564.6851 | 43.3915 | 77.6895 | 0
| LCA | LA Basin | 10 | Monthly System Peak Day | CAISO | 1-in-10 | 2022 | 11 | 530.7339 | 561.7462 | 43.4193 | 81.277 | 0
| LCA | LA Basin | 10 | Monthly System Peak Day | CAISO | 1-in-10 | 2022 | 12 | 491.0123 | 517.4516 | 43.4867 | 84.4803 | 0
| LCA | LA Basin | 10 | Monthly System Peak Day | CAISO | 1-in-10 | 2022 | 13 | 398.4184 | 416.7217 | 43.5518 | 86.9539 | 0
| LCA | LA Basin | 10 | Monthly System Peak Day | CAISO | 1-in-10 | 2022 | 14 | 344.6337 | 355.6357 | 43.4868 | 88.2526 | 0
| LCA | LA Basin | 10 | Monthly System Peak Day | CAISO | 1-in-10 | 2022 | 15 | 294.3538 | 302.7793 | 43.4152 | 88.8658 | 0
| LCA | LA Basin | 10 | Monthly System Peak Day | CAISO | 1-in-10 | 2022 | 16 | 236.254 | 236.7685 | 43.482 | 89.5421 | 0
| LCA | LA Basin | 10 | Monthly System Peak Day | CAISO | 1-in-10 | 2022 | 17 | 198.6752 | 209.5723 | 43.4487 | 88.9579 | 0
| LCA | LA Basin | 10 | Monthly System Peak Day | CAISO | 1-in-10 | 2022 | 18 | 203.3662 | 211.6163 | 43.4349 | 87.8237 | 0
| LCA | LA Basin | 10 | Monthly System Peak Day | CAISO | 1-in-10 | 2022 | 19 | 181.6231 | 186.3809 | 44.2129 | 84.604 | 0
| LCA | LA Basin | 10 | Monthly System Peak Day | CAISO | 1-in-10 | 2022 | 20 | 190.8152 | 195.1543 | 43.4333 | 81.1316 | 0
| LCA | LA Basin | 10 | Monthly System Peak Day | CAISO | 1-in-10 | 2022 | 21 | 202.2766 | 207.7401 | 43.581 | 77.9908 | 0
| LCA | LA Basin | 10 | Monthly System Peak Day | CAISO | 1-in-10 | 2022 | 22 | 407.1814 | 435.249 | 43.5234 | 76.2697 | 0
| LCA | LA Basin | 10 | Monthly System Peak Day | CAISO | 1-in-10 | 2022 | 23 | 382.2486 | 416.3972 | 43.45 | 75.2239 | 0
| LCA | LA Basin | 10 | Monthly System Peak Day | CAISO | 1-in-10 | 2022 | 24 | 392.8598 | 453.151 | 43.3773 | 74.3334 | 0
| LCA | LA Basin | 11 | Average Weekday | CAISO | 1-in-10 | 2022 | 1 | 315.3578 | 323.595 | 43.7433 | 57.9601 | 0
| LCA | LA Basin | 11 | Average Weekday | CAISO | 1-in-10 | 2022 | 2 | 284.4328 | 290.2214 | 43.7249 | 56.9747 | 0
| LCA | LA Basin | 11 | Average Weekday | CAISO | 1-in-10 | 2022 | 3 | 359.8818 | 370.8988 | 43.699 | 56.0638 | 0
| LCA | LA Basin | 11 | Average Weekday | CAISO | 1-in-10 | 2022 | 4 | 356.6902 | 371.577 | 43.7027 | 55.144 | 0
| LCA | LA Basin | 11 | Average Weekday | CAISO | 1-in-10 | 2022 | 5 | 402.2789 | 433.8586 | 43.682 | 54.3786 | 0
| LCA | LA Basin | 11 | Average Weekday | CAISO | 1-in-10 | 2022 | 6 | 518.3672 | 563.6533 | 43.6955 | 53.8108 | 0
| LCA | LA Basin | 11 | Average Weekday | CAISO | 1-in-10 | 2022 | 7 | 562.1683 | 583.8112 | 43.8923 | 53.3821 | 0
| LCA | LA Basin | 11 | Average Weekday | CAISO | 1-in-10 | 2022 | 8 | 604.9455 | 622.283 | 44.0742 | 53.205 | 0
| LCA | LA Basin | 11 | Average Weekday | CAISO | 1-in-10 | 2022 | 9 | 527.3404 | 557.5191 | 43.9215 | 54.7891 | 0
| LCA | LA Basin | 11 | Average Weekday | CAISO | 1-in-10 | 2022 | 10 | 508.0039 | 527.3 | 43.9861 | 58.7128 | 0
| LCA | LA Basin | 11 | Average Weekday | CAISO | 1-in-10 | 2022 | 11 | 496.8234 | 510.7887 | 44.0877 | 63.2581 | 0
| LCA | LA Basin | 11 | Average Weekday | CAISO | 1-in-10 | 2022 | 12 | 464.5764 | 473.4516 | 44.1599 | 66.9529 | 0
| LCA | LA Basin | 11 | Average Weekday | CAISO | 1-in-10 | 2022 | 13 | 384.5747 | 396.2443 | 44.1067 | 69.623 | 0
| LCA | LA Basin | 11 | Average Weekday | CAISO | 1-in-10 | 2022 | 14 | 342.3107 | 351.6204 | 43.9732 | 71.1869 | 0
| LCA | LA Basin | 11 | Average Weekday | CAISO | 1-in-10 | 2022 | 15 | 281.921 | 290.8909 | 43.7671 | 71.987 | 0
| LCA | LA Basin | 11 | Average Weekday | CAISO | 1-in-10 | 2022 | 16 | 230.7572 | 233.2646 | 43.7594 | 72.1217 | 0
| LCA | LA Basin | 11 | Average Weekday | CAISO | 1-in-10 | 2022 | 17 | 186.7397 | 195.0141 | 43.5058 | 71.3364 | 0
| LCA | LA Basin | 11 | Average Weekday | CAISO | 1-in-10 | 2022 | 18 | 183.9736 | 191.5238 | 43.5744 | 69.3138 | 0
| LCA | LA Basin | 11 | Average Weekday | CAISO | 1-in-10 | 2022 | 19 | 167.4988 | 173.3885 | 43.4338 | 66.7823 | 0
| LCA | LA Basin | 11 | Average Weekday | CAISO | 1-in-10 | 2022 | 20 | 175.405 | 260.6597 | 52.0502 | 64.7013 | 0
| LCA | LA Basin | 11 | Average Weekday | CAISO | 1-in-10 | 2022 | 21 | 179.1459 | 184.3397 | 43.5643 | 63.0818 | 0
| LCA | LA Basin | 11 | Average Weekday | CAISO | 1-in-10 | 2022 | 22 | 375.3808 | 399.7433 | 43.8146 | 61.5232 | 0
| LCA | LA Basin | 11 | Average Weekday | CAISO | 1-in-10 | 2022 | 23 | 351.1359 | 370.807 | 43.8874 | 60.18 | 0
| LCA | LA Basin | 11 | Average Weekday | CAISO | 1-in-10 | 2022 | 24 | 361.3553 | 378.9719 | 43.8214 | 59.0036 | 0
| LCA | LA Basin | 11 | Monthly System Peak Day | CAISO | 1-in-10 | 2022 | 1 | 315.3578 | 334.1344 | 43.4868 | 71.5513 | 0
| LCA | LA Basin | 11 | Monthly System Peak Day | CAISO | 1-in-10 | 2022 | 2 | 284.4328 | 298.577 | 43.4824 | 70.1891 | 0
| LCA | LA Basin | 11 | Monthly System Peak Day | CAISO | 1-in-10 | 2022 | 3 | 359.8818 | 378.8194 | 43.5127 | 69.5076 | 0
| LCA | LA Basin | 11 | Monthly System Peak Day | CAISO | 1-in-10 | 2022 | 4 | 356.6902 | 380.4321 | 43.5044 | 68.1163 | 0
| LCA | LA Basin | 11 | Monthly System Peak Day | CAISO | 1-in-10 | 2022 | 5 | 402.2789 | 441.3267 | 43.5449 | 67.2789 | 0
| LCA | LA Basin | 11 | Monthly System Peak Day | CAISO | 1-in-10 | 2022 | 6 | 518.3672 | 568.4218 | 43.5454 | 66.485 | 0
| LCA | LA Basin | 11 | Monthly System Peak Day | CAISO | 1-in-10 | 2022 | 7 | 562.1683 | 586.8517 | 43.3492 | 66.3057 | 0
| LCA | LA Basin | 11 | Monthly System Peak Day | CAISO | 1-in-10 | 2022 | 8 | 604.9455 | 654.6238 | 43.282 | 66.9505 | 0
| LCA | LA Basin | 11 | Monthly System Peak Day | CAISO | 1-in-10 | 2022 | 9 | 527.3404 | 565.8941 | 43.4386 | 68.6008 | 0
| LCA | LA Basin | 11 | Monthly System Peak Day | CAISO | 1-in-10 | 2022 | 10 | 508.0039 | 536.5012 | 43.3828 | 72.9428 | 0
| LCA | LA Basin | 11 | Monthly System Peak Day | CAISO | 1-in-10 | 2022 | 11 | 496.8234 | 524.7819 | 43.4776 | 80.1355 | 0
| LCA | LA Basin | 11 | Monthly System Peak Day | CAISO | 1-in-10 | 2022 | 12 | 464.5764 | 489.9583 | 43.6229 | 85.9434 | 0
| LCA | LA Basin | 11 | Monthly System Peak Day | CAISO | 1-in-10 | 2022 | 13 | 384.5747 | 402.4638 | 43.6301 | 89.3829 | 0
| LCA | LA Basin | 11 | Monthly System Peak Day | CAISO | 1-in-10 | 2022 | 14 | 342.3107 | 352.91 | 43.5195 | 90.9987 | 0
| LCA | LA Basin | 11 | Monthly System Peak Day | CAISO | 1-in-10 | 2022 | 15 | 281.921 | 290.7853 | 43.5315 | 91.5474 | 0
| LCA | LA Basin | 11 | Monthly System Peak Day | CAISO | 1-in-10 | 2022 | 16 | 230.7572 | 230.9778 | 43.467 | 91.5197 | 0
| LCA | LA Basin | 11 | Monthly System Peak Day | CAISO | 1-in-10 | 2022 | 17 | 186.7397 | 196.5727 | 43.4293 | 90.7408 | 0
| LCA | LA Basin | 11 | Monthly System Peak Day | CAISO | 1-in-10 | 2022 | 18 | 183.9736 | 194.7076 | 43.3709 | 88.8921 | 0
| LCA | LA Basin | 11 | Monthly System Peak Day | CAISO | 1-in-10 | 2022 | 19 | 167.4988 | 172.8534 | 43.4336 | 85.9039 | 0
| LCA | LA Basin | 11 | Monthly System Peak Day | CAISO | 1-in-10 | 2022 | 20 | 175.405 | 328.0238 | 56.2388 | 82.2526 | 0
| LCA | LA Basin | 11 | Monthly System Peak Day | CAISO | 1-in-10 | 2022 | 21 | 179.1459 | 184.6066 | 43.6059 | 79.0605 | 0
| LCA | LA Basin | 11 | Monthly System Peak Day | CAISO | 1-in-10 | 2022 | 22 | 375.3808 | 403.1781 | 43.4516 | 76.4662 | 0
| LCA | LA Basin | 11 | Monthly System Peak Day | CAISO | 1-in-10 | 2022 | 23 | 351.1359 | 380.3037 | 43.3755 | 74.3099 | 0
| LCA | LA Basin | 11 | Monthly System Peak Day | CAISO | 1-in-10 | 2022 | 24 | 361.3553 | 397.704 | 43.4354 | 72.6928 | 0
| LCA | LA Basin | 12 | Average Weekday | CAISO | 1-in-10 | 2022 | 1 | 373.7755 | 381.7874 | 43.6212 | 52.4722 | 0
| LCA | LA Basin | 12 | Average Weekday | CAISO | 1-in-10 | 2022 | 2 | 343.2854 | 349.5699 | 43.6104 | 51.7027 | 0
| LCA | LA Basin | 12 | Average Weekday | CAISO | 1-in-10 | 2022 | 3 | 417.7314 | 428.4559 | 43.609 | 50.9654 | 0
| LCA | LA Basin | 12 | Average Weekday | CAISO | 1-in-10 | 2022 | 4 | 417.0358 | 431.5229 | 43.6078 | 50.2564 | 0
| LCA | LA Basin | 12 | Average Weekday | CAISO | 1-in-10 | 2022 | 5 | 465.0669 | 498.6483 | 43.6123 | 49.6342 | 0
| LCA | LA Basin | 12 | Average Weekday | CAISO | 1-in-10 | 2022 | 6 | 567.0322 | 612.8589 | 43.6202 | 49.1067 | 0
| LCA | LA Basin | 12 | Average Weekday | CAISO | 1-in-10 | 2022 | 7 | 606.5201 | 628.6116 | 43.6344 | 48.7226 | 0
| LCA | LA Basin | 12 | Average Weekday | CAISO | 1-in-10 | 2022 | 8 | 651.2378 | 671.2163 | 43.6473 | 48.679 | 0
| LCA | LA Basin | 12 | Average Weekday | CAISO | 1-in-10 | 2022 | 9 | 564.0181 | 595.8187 | 43.6598 | 49.4997 | 0
| LCA | LA Basin | 12 | Average Weekday | CAISO | 1-in-10 | 2022 | 10 | 533.2789 | 552.8848 | 43.6381 | 52.3837 | 0
| LCA | LA Basin | 12 | Average Weekday | CAISO | 1-in-10 | 2022 | 11 | 527.5881 | 541.8177 | 43.6612 | 56.0605 | 0
| LCA | LA Basin | 12 | Average Weekday | CAISO | 1-in-10 | 2022 | 12 | 494.8678 | 503.7831 | 43.6842 | 59.3856 | 0
| LCA | LA Basin | 12 | Average Weekday | CAISO | 1-in-10 | 2022 | 13 | 418.7555 | 430.0187 | 43.6982 | 61.7418 | 0
| LCA | LA Basin | 12 | Average Weekday | CAISO | 1-in-10 | 2022 | 14 | 379.4305 | 388.5294 | 43.6815 | 63.2924 | 0
| LCA | LA Basin | 12 | Average Weekday | CAISO | 1-in-10 | 2022 | 15 | 338.7068 | 347.2338 | 43.6483 | 64.0322 | 0
| LCA | LA Basin | 12 | Average Weekday | CAISO | 1-in-10 | 2022 | 16 | 285.63 | 287.9294 | 43.62 | 64.0793 | 0
| LCA | LA Basin | 12 | Average Weekday | CAISO | 1-in-10 | 2022 | 17 | 248.2316 | 258.6828 | 43.4682 | 63.3258 | 0
| LCA | LA Basin | 12 | Average Weekday | CAISO | 1-in-10 | 2022 | 18 | 248.9942 | 257.3455 | 43.4732 | 61.3192 | 0
| LCA | LA Basin | 12 | Average Weekday | CAISO | 1-in-10 | 2022 | 19 | 235.9915 | 241.5739 | 43.4333 | 59.1225 | 0
| LCA | LA Basin | 12 | Average Weekday | CAISO | 1-in-10 | 2022 | 20 | 253.4436 | 340.2538 | 44.2012 | 57.5947 | 0
| LCA | LA Basin | 12 | Average Weekday | CAISO | 1-in-10 | 2022 | 21 | 259.2023 | 264.4063 | 43.5272 | 56.3307 | 0
| LCA | LA Basin | 12 | Average Weekday | CAISO | 1-in-10 | 2022 | 22 | 439.6251 | 463.3875 | 43.6425 | 55.1238 | 0
| LCA | LA Basin | 12 | Average Weekday | CAISO | 1-in-10 | 2022 | 23 | 415.7768 | 435.3849 | 43.639 | 54.1089 | 0
| LCA | LA Basin | 12 | Average Weekday | CAISO | 1-in-10 | 2022 | 24 | 424.7741 | 442.0779 | 43.6356 | 53.2199 | 0
| LCA | LA Basin | 12 | Monthly System Peak Day | CAISO | 1-in-10 | 2022 | 1 | 373.7755 | 381.7874 | 43.6212 | 43.7887 | 0
| LCA | LA Basin | 12 | Monthly System Peak Day | CAISO | 1-in-10 | 2022 | 2 | 343.2854 | 349.5699 | 43.6104 | 42.7476 | 0
| LCA | LA Basin | 12 | Monthly System Peak Day | CAISO | 1-in-10 | 2022 | 3 | 417.7314 | 428.4559 | 43.609 | 41.6828 | 0
| LCA | LA Basin | 12 | Monthly System Peak Day | CAISO | 1-in-10 | 2022 | 4 | 417.0358 | 431.5229 | 43.6078 | 40.8868 | 0
| LCA | LA Basin | 12 | Monthly System Peak Day | CAISO | 1-in-10 | 2022 | 5 | 465.0669 | 498.6483 | 43.6123 | 39.9918 | 0
| LCA | LA Basin | 12 | Monthly System Peak Day | CAISO | 1-in-10 | 2022 | 6 | 567.0322 | 612.8589 | 43.6202 | 39.0575 | 0
| LCA | LA Basin | 12 | Monthly System Peak Day | CAISO | 1-in-10 | 2022 | 7 | 606.5201 | 628.6116 | 43.6344 | 38.3624 | 0
| LCA | LA Basin | 12 | Monthly System Peak Day | CAISO | 1-in-10 | 2022 | 8 | 651.2378 | 671.2163 | 43.6473 | 38.6474 | 0
| LCA | LA Basin | 12 | Monthly System Peak Day | CAISO | 1-in-10 | 2022 | 9 | 564.0181 | 595.8187 | 43.6598 | 39.7196 | 0
| LCA | LA Basin | 12 | Monthly System Peak Day | CAISO | 1-in-10 | 2022 | 10 | 533.2789 | 552.8848 | 43.6381 | 43.7558 | 0
| LCA | LA Basin | 12 | Monthly System Peak Day | CAISO | 1-in-10 | 2022 | 11 | 527.5881 | 541.8177 | 43.6612 | 48.4107 | 0
| LCA | LA Basin | 12 | Monthly System Peak Day | CAISO | 1-in-10 | 2022 | 12 | 494.8678 | 503.7831 | 43.6842 | 51.2009 | 0
| LCA | LA Basin | 12 | Monthly System Peak Day | CAISO | 1-in-10 | 2022 | 13 | 418.7555 | 430.0187 | 43.6982 | 52.4076 | 0
| LCA | LA Basin | 12 | Monthly System Peak Day | CAISO | 1-in-10 | 2022 | 14 | 379.4305 | 388.5294 | 43.6815 | 53.5787 | 0
| LCA | LA Basin | 12 | Monthly System Peak Day | CAISO | 1-in-10 | 2022 | 15 | 338.7068 | 347.2338 | 43.6483 | 54.5351 | 0
| LCA | LA Basin | 12 | Monthly System Peak Day | CAISO | 1-in-10 | 2022 | 16 | 285.63 | 287.9294 | 43.62 | 54.8984 | 0
| LCA | LA Basin | 12 | Monthly System Peak Day | CAISO | 1-in-10 | 2022 | 17 | 248.2316 | 258.6828 | 43.4682 | 54.613 | 0
| LCA | LA Basin | 12 | Monthly System Peak Day | CAISO | 1-in-10 | 2022 | 18 | 248.9942 | 257.3455 | 43.4732 | 52.7462 | 0
| LCA | LA Basin | 12 | Monthly System Peak Day | CAISO | 1-in-10 | 2022 | 19 | 235.9915 | 241.5739 | 43.4333 | 50.6778 | 0
| LCA | LA Basin | 12 | Monthly System Peak Day | CAISO | 1-in-10 | 2022 | 20 | 253.4436 | 340.2538 | 44.2012 | 49.5764 | 0
| LCA | LA Basin | 12 | Monthly System Peak Day | CAISO | 1-in-10 | 2022 | 21 | 259.2023 | 264.4063 | 43.5272 | 48.2487 | 0
| LCA | LA Basin | 12 | Monthly System Peak Day | CAISO | 1-in-10 | 2022 | 22 | 439.6251 | 463.3875 | 43.6425 | 46.5763 | 0
| LCA | LA Basin | 12 | Monthly System Peak Day | CAISO | 1-in-10 | 2022 | 23 | 415.7768 | 435.3849 | 43.639 | 45.8611 | 0
| LCA | LA Basin | 12 | Monthly System Peak Day | CAISO | 1-in-10 | 2022 | 24 | 424.7741 | 442.0779 | 43.6356 | 45.4583 | 0
| LCA | LA Basin | 1 | Average Weekday | CAISO | 1-in-10 | 2023 | 1 | 371.7563 | 379.8249 | 41.8892 | 50.3292 | 0
| LCA | LA Basin | 1 | Average Weekday | CAISO | 1-in-10 | 2023 | 2 | 343.3565 | 350.8213 | 41.8779 | 49.4929 | 0
| LCA | LA Basin | 1 | Average Weekday | CAISO | 1-in-10 | 2023 | 3 | 427.0721 | 439.2158 | 41.8764 | 48.846 | 0
| LCA | LA Basin | 1 | Average Weekday | CAISO | 1-in-10 | 2023 | 4 | 422.1793 | 438.0343 | 41.8753 | 48.1615 | 0
| LCA | LA Basin | 1 | Average Weekday | CAISO | 1-in-10 | 2023 | 5 | 471.1025 | 504.5976 | 41.8801 | 47.4809 | 0
| LCA | LA Basin | 1 | Average Weekday | CAISO | 1-in-10 | 2023 | 6 | 584.8563 | 632.5131 | 41.8886 | 46.8357 | 0
| LCA | LA Basin | 1 | Average Weekday | CAISO | 1-in-10 | 2023 | 7 | 628.399 | 650.7176 | 41.9036 | 46.3081 | 0
| LCA | LA Basin | 1 | Average Weekday | CAISO | 1-in-10 | 2023 | 8 | 673.871 | 694.064 | 41.9165 | 46.1585 | 0
| LCA | LA Basin | 1 | Average Weekday | CAISO | 1-in-10 | 2023 | 9 | 581.3492 | 610.7807 | 41.9287 | 46.7547 | 0
| LCA | LA Basin | 1 | Average Weekday | CAISO | 1-in-10 | 2023 | 10 | 562.6495 | 582.3135 | 41.9058 | 49.5868 | 0
| LCA | LA Basin | 1 | Average Weekday | CAISO | 1-in-10 | 2023 | 11 | 552.0784 | 566.3254 | 41.9293 | 53.252 | 0
| LCA | LA Basin | 1 | Average Weekday | CAISO | 1-in-10 | 2023 | 12 | 522.1808 | 530.8347 | 41.9529 | 56.6167 | 0
| LCA | LA Basin | 1 | Average Weekday | CAISO | 1-in-10 | 2023 | 13 | 454.6261 | 465.8623 | 41.9673 | 59.0083 | 0
| LCA | LA Basin | 1 | Average Weekday | CAISO | 1-in-10 | 2023 | 14 | 411.8725 | 420.9696 | 41.9502 | 60.5254 | 0
| LCA | LA Basin | 1 | Average Weekday | CAISO | 1-in-10 | 2023 | 15 | 364.9542 | 373.4814 | 41.9165 | 61.437 | 0
| LCA | LA Basin | 1 | Average Weekday | CAISO | 1-in-10 | 2023 | 16 | 310.6747 | 312.7727 | 41.8877 | 61.7907 | 0
| LCA | LA Basin | 1 | Average Weekday | CAISO | 1-in-10 | 2023 | 17 | 269.4903 | 280.1295 | 41.7267 | 61.3348 | 0
| LCA | LA Basin | 1 | Average Weekday | CAISO | 1-in-10 | 2023 | 18 | 270.1999 | 278.5778 | 41.7322 | 59.8087 | 0
| LCA | LA Basin | 1 | Average Weekday | CAISO | 1-in-10 | 2023 | 19 | 249.8976 | 255.479 | 41.6895 | 57.4988 | 0
| LCA | LA Basin | 1 | Average Weekday | CAISO | 1-in-10 | 2023 | 20 | 257.2079 | 342.2775 | 42.4855 | 55.8484 | 0
| LCA | LA Basin | 1 | Average Weekday | CAISO | 1-in-10 | 2023 | 21 | 248.9665 | 254.0245 | 41.7891 | 54.6202 | 0
| LCA | LA Basin | 1 | Average Weekday | CAISO | 1-in-10 | 2023 | 22 | 432.0601 | 456.028 | 41.9132 | 53.4966 | 0
| LCA | LA Basin | 1 | Average Weekday | CAISO | 1-in-10 | 2023 | 23 | 413.4881 | 433.1549 | 41.9085 | 52.3728 | 0
| LCA | LA Basin | 1 | Average Weekday | CAISO | 1-in-10 | 2023 | 24 | 431.1947 | 448.5795 | 41.9044 | 51.4044 | 0
| LCA | LA Basin | 1 | Monthly System Peak Day | CAISO | 1-in-10 | 2023 | 1 | 371.7563 | 379.8249 | 41.8892 | 45.4651 | 0
| LCA | LA Basin | 1 | Monthly System Peak Day | CAISO | 1-in-10 | 2023 | 2 | 343.3565 | 350.8213 | 41.8779 | 45.0454 | 0
| LCA | LA Basin | 1 | Monthly System Peak Day | CAISO | 1-in-10 | 2023 | 3 | 427.0721 | 439.2158 | 41.8764 | 45.1804 | 0
| LCA | LA Basin | 1 | Monthly System Peak Day | CAISO | 1-in-10 | 2023 | 4 | 422.1793 | 438.0343 | 41.8753 | 44.8959 | 0
| LCA | LA Basin | 1 | Monthly System Peak Day | CAISO | 1-in-10 | 2023 | 5 | 471.1025 | 504.5976 | 41.8801 | 44.7934 | 0
| LCA | LA Basin | 1 | Monthly System Peak Day | CAISO | 1-in-10 | 2023 | 6 | 584.8563 | 632.5131 | 41.8886 | 43.9289 | 0
| LCA | LA Basin | 1 | Monthly System Peak Day | CAISO | 1-in-10 | 2023 | 7 | 628.399 | 650.7176 | 41.9036 | 43.6862 | 0
| LCA | LA Basin | 1 | Monthly System Peak Day | CAISO | 1-in-10 | 2023 | 8 | 673.871 | 694.064 | 41.9165 | 42.7533 | 0
| LCA | LA Basin | 1 | Monthly System Peak Day | CAISO | 1-in-10 | 2023 | 9 | 581.3492 | 610.7807 | 41.9287 | 42.2608 | 0
| LCA | LA Basin | 1 | Monthly System Peak Day | CAISO | 1-in-10 | 2023 | 10 | 562.6495 | 582.3135 | 41.9058 | 44.59 | 0
| LCA | LA Basin | 1 | Monthly System Peak Day | CAISO | 1-in-10 | 2023 | 11 | 552.0784 | 566.3254 | 41.9293 | 46.6911 | 0
| LCA | LA Basin | 1 | Monthly System Peak Day | CAISO | 1-in-10 | 2023 | 12 | 522.1808 | 530.8347 | 41.9529 | 48.6754 | 0
| LCA | LA Basin | 1 | Monthly System Peak Day | CAISO | 1-in-10 | 2023 | 13 | 454.6261 | 465.8623 | 41.9673 | 49.8647 | 0
| LCA | LA Basin | 1 | Monthly System Peak Day | CAISO | 1-in-10 | 2023 | 14 | 411.8725 | 420.9696 | 41.9502 | 49.6668 | 0
| LCA | LA Basin | 1 | Monthly System Peak Day | CAISO | 1-in-10 | 2023 | 15 | 364.9542 | 373.4814 | 41.9165 | 50.5197 | 0
| LCA | LA Basin | 1 | Monthly System Peak Day | CAISO | 1-in-10 | 2023 | 16 | 310.6747 | 312.7727 | 41.8877 | 51.4093 | 0
| LCA | LA Basin | 1 | Monthly System Peak Day | CAISO | 1-in-10 | 2023 | 17 | 269.4903 | 280.1295 | 41.7267 | 51.7017 | 0
| LCA | LA Basin | 1 | Monthly System Peak Day | CAISO | 1-in-10 | 2023 | 18 | 270.1999 | 278.5778 | 41.7322 | 50.6975 | 0
| LCA | LA Basin | 1 | Monthly System Peak Day | CAISO | 1-in-10 | 2023 | 19 | 249.8976 | 255.479 | 41.6895 | 48.8825 | 0
| LCA | LA Basin | 1 | Monthly System Peak Day | CAISO | 1-in-10 | 2023 | 20 | 257.2079 | 342.2775 | 42.4855 | 47.9611 | 0
| LCA | LA Basin | 1 | Monthly System Peak Day | CAISO | 1-in-10 | 2023 | 21 | 248.9665 | 254.0245 | 41.7891 | 46.8322 | 0
| LCA | LA Basin | 1 | Monthly System Peak Day | CAISO | 1-in-10 | 2023 | 22 | 432.0601 | 456.028 | 41.9132 | 46.1047 | 0
| LCA | LA Basin | 1 | Monthly System Peak Day | CAISO | 1-in-10 | 2023 | 23 | 413.4881 | 433.1549 | 41.9085 | 45.1543 | 0
| LCA | LA Basin | 1 | Monthly System Peak Day | CAISO | 1-in-10 | 2023 | 24 | 431.1947 | 448.5795 | 41.9044 | 44.0309 | 0
| LCA | LA Basin | 2 | Average Weekday | CAISO | 1-in-10 | 2023 | 1 | 346.3132 | 354.9877 | 41.9216 | 50.1113 | 0
| LCA | LA Basin | 2 | Average Weekday | CAISO | 1-in-10 | 2023 | 2 | 317.6855 | 325.4281 | 41.9092 | 49.2107 | 0
| LCA | LA Basin | 2 | Average Weekday | CAISO | 1-in-10 | 2023 | 3 | 393.7768 | 406.7273 | 41.9076 | 48.3438 | 0
| LCA | LA Basin | 2 | Average Weekday | CAISO | 1-in-10 | 2023 | 4 | 385.6565 | 402.3094 | 41.9064 | 47.5979 | 0
| LCA | LA Basin | 2 | Average Weekday | CAISO | 1-in-10 | 2023 | 5 | 437.1886 | 472.6612 | 41.9119 | 47.0173 | 0
| LCA | LA Basin | 2 | Average Weekday | CAISO | 1-in-10 | 2023 | 6 | 547.601 | 596.2886 | 41.9214 | 46.4793 | 0
| LCA | LA Basin | 2 | Average Weekday | CAISO | 1-in-10 | 2023 | 7 | 581.5438 | 603.0878 | 41.9379 | 46.179 | 0
| LCA | LA Basin | 2 | Average Weekday | CAISO | 1-in-10 | 2023 | 8 | 633.9557 | 653.7219 | 41.9513 | 46.1339 | 0
| LCA | LA Basin | 2 | Average Weekday | CAISO | 1-in-10 | 2023 | 9 | 561.8401 | 590.8448 | 41.964 | 47.6859 | 0
| LCA | LA Basin | 2 | Average Weekday | CAISO | 1-in-10 | 2023 | 10 | 537.5501 | 556.4185 | 41.9389 | 50.9967 | 0
| LCA | LA Basin | 2 | Average Weekday | CAISO | 1-in-10 | 2023 | 11 | 530.7796 | 544.7648 | 41.9643 | 54.578 | 0
| LCA | LA Basin | 2 | Average Weekday | CAISO | 1-in-10 | 2023 | 12 | 501.1024 | 510.3653 | 41.9899 | 57.4598 | 0
| LCA | LA Basin | 2 | Average Weekday | CAISO | 1-in-10 | 2023 | 13 | 431.9972 | 444.113 | 42.0056 | 59.4503 | 0
| LCA | LA Basin | 2 | Average Weekday | CAISO | 1-in-10 | 2023 | 14 | 386.6715 | 395.825 | 41.9871 | 60.8044 | 0
| LCA | LA Basin | 2 | Average Weekday | CAISO | 1-in-10 | 2023 | 15 | 332.8061 | 341.2737 | 41.9507 | 61.7147 | 0
| LCA | LA Basin | 2 | Average Weekday | CAISO | 1-in-10 | 2023 | 16 | 279.0118 | 281.3324 | 41.9197 | 62.0952 | 0
| LCA | LA Basin | 2 | Average Weekday | CAISO | 1-in-10 | 2023 | 17 | 230.1516 | 240.4967 | 41.7372 | 61.6738 | 0
| LCA | LA Basin | 2 | Average Weekday | CAISO | 1-in-10 | 2023 | 18 | 227.6729 | 236.0403 | 41.7437 | 60.3894 | 0
| LCA | LA Basin | 2 | Average Weekday | CAISO | 1-in-10 | 2023 | 19 | 211.0383 | 217.2607 | 41.6899 | 58.1787 | 0
| LCA | LA Basin | 2 | Average Weekday | CAISO | 1-in-10 | 2023 | 20 | 218.3042 | 300.7719 | 42.56 | 56.2556 | 0
| LCA | LA Basin | 2 | Average Weekday | CAISO | 1-in-10 | 2023 | 21 | 210.5251 | 215.9744 | 41.8049 | 54.7745 | 0
| LCA | LA Basin | 2 | Average Weekday | CAISO | 1-in-10 | 2023 | 22 | 396.2582 | 421.2912 | 41.9486 | 53.6291 | 0
| LCA | LA Basin | 2 | Average Weekday | CAISO | 1-in-10 | 2023 | 23 | 380.302 | 401.1866 | 41.9434 | 52.5079 | 0
| LCA | LA Basin | 2 | Average Weekday | CAISO | 1-in-10 | 2023 | 24 | 397.275 | 415.3129 | 41.9383 | 51.4241 | 0
| LCA | LA Basin | 2 | Monthly System Peak Day | CAISO | 1-in-10 | 2023 | 1 | 346.3132 | 354.9877 | 41.9216 | 50.6226 | 0
| LCA | LA Basin | 2 | Monthly System Peak Day | CAISO | 1-in-10 | 2023 | 2 | 317.6855 | 325.4281 | 41.9092 | 50.4995 | 0
| LCA | LA Basin | 2 | Monthly System Peak Day | CAISO | 1-in-10 | 2023 | 3 | 393.7768 | 406.7273 | 41.9076 | 50.4234 | 0
| LCA | LA Basin | 2 | Monthly System Peak Day | CAISO | 1-in-10 | 2023 | 4 | 385.6565 | 402.3094 | 41.9064 | 50.5369 | 0
| LCA | LA Basin | 2 | Monthly System Peak Day | CAISO | 1-in-10 | 2023 | 5 | 437.1886 | 472.6612 | 41.9119 | 49.9904 | 0
| LCA | LA Basin | 2 | Monthly System Peak Day | CAISO | 1-in-10 | 2023 | 6 | 547.601 | 596.2886 | 41.9214 | 49.1571 | 0
| LCA | LA Basin | 2 | Monthly System Peak Day | CAISO | 1-in-10 | 2023 | 7 | 581.5438 | 603.0878 | 41.9379 | 48.6676 | 0
| LCA | LA Basin | 2 | Monthly System Peak Day | CAISO | 1-in-10 | 2023 | 8 | 633.9557 | 653.7219 | 41.9513 | 48.5847 | 0
| LCA | LA Basin | 2 | Monthly System Peak Day | CAISO | 1-in-10 | 2023 | 9 | 561.8401 | 590.8448 | 41.964 | 49.0371 | 0
| LCA | LA Basin | 2 | Monthly System Peak Day | CAISO | 1-in-10 | 2023 | 10 | 537.5501 | 556.4185 | 41.9389 | 50.3822 | 0
| LCA | LA Basin | 2 | Monthly System Peak Day | CAISO | 1-in-10 | 2023 | 11 | 530.7796 | 544.7648 | 41.9643 | 51.3262 | 0
| LCA | LA Basin | 2 | Monthly System Peak Day | CAISO | 1-in-10 | 2023 | 12 | 501.1024 | 510.3653 | 41.9899 | 52.4879 | 0
| LCA | LA Basin | 2 | Monthly System Peak Day | CAISO | 1-in-10 | 2023 | 13 | 431.9972 | 444.113 | 42.0056 | 53.8069 | 0
| LCA | LA Basin | 2 | Monthly System Peak Day | CAISO | 1-in-10 | 2023 | 14 | 386.6715 | 395.825 | 41.9871 | 55.1325 | 0
| LCA | LA Basin | 2 | Monthly System Peak Day | CAISO | 1-in-10 | 2023 | 15 | 332.8061 | 341.2737 | 41.9507 | 55.7924 | 0
| LCA | LA Basin | 2 | Monthly System Peak Day | CAISO | 1-in-10 | 2023 | 16 | 279.0118 | 281.3324 | 41.9197 | 55.9094 | 0
| LCA | LA Basin | 2 | Monthly System Peak Day | CAISO | 1-in-10 | 2023 | 17 | 230.1516 | 240.4967 | 41.7372 | 57.5953 | 0
| LCA | LA Basin | 2 | Monthly System Peak Day | CAISO | 1-in-10 | 2023 | 18 | 227.6729 | 236.0403 | 41.7437 | 56.7246 | 0
| LCA | LA Basin | 2 | Monthly System Peak Day | CAISO | 1-in-10 | 2023 | 19 | 211.0383 | 217.2607 | 41.6899 | 55.639 | 0
| LCA | LA Basin | 2 | Monthly System Peak Day | CAISO | 1-in-10 | 2023 | 20 | 218.3042 | 300.7719 | 42.56 | 54.4933 | 0
| LCA | LA Basin | 2 | Monthly System Peak Day | CAISO | 1-in-10 | 2023 | 21 | 210.5251 | 215.9744 | 41.8049 | 54.0144 | 0
| LCA | LA Basin | 2 | Monthly System Peak Day | CAISO | 1-in-10 | 2023 | 22 | 396.2582 | 421.2912 | 41.9486 | 53.3952 | 0
| LCA | LA Basin | 2 | Monthly System Peak Day | CAISO | 1-in-10 | 2023 | 23 | 380.302 | 401.1866 | 41.9434 | 52.7554 | 0
| LCA | LA Basin | 2 | Monthly System Peak Day | CAISO | 1-in-10 | 2023 | 24 | 397.275 | 415.3129 | 41.9383 | 52.1309 | 0
| LCA | LA Basin | 3 | Average Weekday | CAISO | 1-in-10 | 2023 | 1 | 382.2223 | 398.0561 | 42.0118 | 59.0904 | 0
| LCA | LA Basin | 3 | Average Weekday | CAISO | 1-in-10 | 2023 | 2 | 351.8317 | 359.4812 | 41.9533 | 58.0099 | 0
| LCA | LA Basin | 3 | Average Weekday | CAISO | 1-in-10 | 2023 | 3 | 445.589 | 455.6472 | 41.9447 | 56.9859 | 0
| LCA | LA Basin | 3 | Average Weekday | CAISO | 1-in-10 | 2023 | 4 | 434.0306 | 446.6546 | 41.9264 | 56.0739 | 0
| LCA | LA Basin | 3 | Average Weekday | CAISO | 1-in-10 | 2023 | 5 | 466.895 | 487.1575 | 41.9322 | 55.3597 | 0
| LCA | LA Basin | 3 | Average Weekday | CAISO | 1-in-10 | 2023 | 6 | 587.8825 | 613.8857 | 41.9197 | 54.7125 | 0
| LCA | LA Basin | 3 | Average Weekday | CAISO | 1-in-10 | 2023 | 7 | 629.3484 | 650.5273 | 41.9401 | 54.3717 | 0
| LCA | LA Basin | 3 | Average Weekday | CAISO | 1-in-10 | 2023 | 8 | 678.6021 | 714.8986 | 42.0875 | 54.3916 | 0
| LCA | LA Basin | 3 | Average Weekday | CAISO | 1-in-10 | 2023 | 9 | 595.3691 | 638.465 | 42.2137 | 55.8505 | 0
| LCA | LA Basin | 3 | Average Weekday | CAISO | 1-in-10 | 2023 | 10 | 573.3305 | 603.6627 | 42.0862 | 59.3312 | 0
| LCA | LA Basin | 3 | Average Weekday | CAISO | 1-in-10 | 2023 | 11 | 556.2481 | 579.7775 | 42.1513 | 63.5603 | 0
| LCA | LA Basin | 3 | Average Weekday | CAISO | 1-in-10 | 2023 | 12 | 527.3965 | 541.6815 | 42.2158 | 67.4405 | 0
| LCA | LA Basin | 3 | Average Weekday | CAISO | 1-in-10 | 2023 | 13 | 436.3772 | 447.1995 | 42.2477 | 70.4453 | 0
| LCA | LA Basin | 3 | Average Weekday | CAISO | 1-in-10 | 2023 | 14 | 405.6913 | 413.216 | 42.1953 | 72.4795 | 0
| LCA | LA Basin | 3 | Average Weekday | CAISO | 1-in-10 | 2023 | 15 | 350.011 | 357.0929 | 42.0946 | 73.6736 | 0
| LCA | LA Basin | 3 | Average Weekday | CAISO | 1-in-10 | 2023 | 16 | 301.5758 | 304.2349 | 41.9552 | 74.2045 | 0
| LCA | LA Basin | 3 | Average Weekday | CAISO | 1-in-10 | 2023 | 17 | 263.9772 | 276.5679 | 41.7344 | 74.0108 | 0
| LCA | LA Basin | 3 | Average Weekday | CAISO | 1-in-10 | 2023 | 18 | 263.8033 | 273.4974 | 41.7522 | 72.9461 | 0
| LCA | LA Basin | 3 | Average Weekday | CAISO | 1-in-10 | 2023 | 19 | 247.0043 | 252.067 | 41.8233 | 71.0602 | 0
| LCA | LA Basin | 3 | Average Weekday | CAISO | 1-in-10 | 2023 | 20 | 242.5777 | 247.9328 | 41.6892 | 68.3652 | 0
| LCA | LA Basin | 3 | Average Weekday | CAISO | 1-in-10 | 2023 | 21 | 223.2636 | 227.7215 | 41.7611 | 65.7441 | 0
| LCA | LA Basin | 3 | Average Weekday | CAISO | 1-in-10 | 2023 | 22 | 432.6606 | 461.0398 | 41.9795 | 64.0491 | 0
| LCA | LA Basin | 3 | Average Weekday | CAISO | 1-in-10 | 2023 | 23 | 423.5912 | 452.9078 | 42.0249 | 62.7625 | 0
| LCA | LA Basin | 3 | Average Weekday | CAISO | 1-in-10 | 2023 | 24 | 450.9053 | 487.7495 | 42.0739 | 61.4005 | 0
| LCA | LA Basin | 3 | Monthly System Peak Day | CAISO | 1-in-10 | 2023 | 1 | 382.2223 | 416.9893 | 41.603 | 66.1204 | 0
| LCA | LA Basin | 3 | Monthly System Peak Day | CAISO | 1-in-10 | 2023 | 2 | 351.8317 | 371.1576 | 41.6809 | 64.2945 | 0
| LCA | LA Basin | 3 | Monthly System Peak Day | CAISO | 1-in-10 | 2023 | 3 | 445.589 | 467.4667 | 41.6932 | 62.8338 | 0
| LCA | LA Basin | 3 | Monthly System Peak Day | CAISO | 1-in-10 | 2023 | 4 | 434.0306 | 455.4383 | 41.7322 | 61.7939 | 0
| LCA | LA Basin | 3 | Monthly System Peak Day | CAISO | 1-in-10 | 2023 | 5 | 466.895 | 500.3333 | 41.7287 | 60.8075 | 0
| LCA | LA Basin | 3 | Monthly System Peak Day | CAISO | 1-in-10 | 2023 | 6 | 587.8825 | 617.4276 | 41.7806 | 59.7989 | 0
| LCA | LA Basin | 3 | Monthly System Peak Day | CAISO | 1-in-10 | 2023 | 7 | 629.3484 | 648.8429 | 41.7935 | 59.4218 | 0
| LCA | LA Basin | 3 | Monthly System Peak Day | CAISO | 1-in-10 | 2023 | 8 | 678.6021 | 740.9624 | 41.5614 | 59.0993 | 0
| LCA | LA Basin | 3 | Monthly System Peak Day | CAISO | 1-in-10 | 2023 | 9 | 595.3691 | 647.8918 | 41.5141 | 60.5688 | 0
| LCA | LA Basin | 3 | Monthly System Peak Day | CAISO | 1-in-10 | 2023 | 10 | 573.3305 | 611.422 | 41.5854 | 65.3414 | 0
| LCA | LA Basin | 3 | Monthly System Peak Day | CAISO | 1-in-10 | 2023 | 11 | 556.2481 | 593.0987 | 41.6654 | 70.7516 | 0
| LCA | LA Basin | 3 | Monthly System Peak Day | CAISO | 1-in-10 | 2023 | 12 | 527.3965 | 555.222 | 41.8303 | 76.3558 | 0
| LCA | LA Basin | 3 | Monthly System Peak Day | CAISO | 1-in-10 | 2023 | 13 | 436.3772 | 453.6144 | 41.9926 | 81.6032 | 0
| LCA | LA Basin | 3 | Monthly System Peak Day | CAISO | 1-in-10 | 2023 | 14 | 405.6913 | 415.6385 | 41.8447 | 84.1063 | 0
| LCA | LA Basin | 3 | Monthly System Peak Day | CAISO | 1-in-10 | 2023 | 15 | 350.011 | 358.0664 | 41.6551 | 84.7692 | 0
| LCA | LA Basin | 3 | Monthly System Peak Day | CAISO | 1-in-10 | 2023 | 16 | 301.5758 | 301.8538 | 41.7021 | 85.4466 | 0
| LCA | LA Basin | 3 | Monthly System Peak Day | CAISO | 1-in-10 | 2023 | 17 | 263.9772 | 277.1168 | 41.7054 | 86.2918 | 0
| LCA | LA Basin | 3 | Monthly System Peak Day | CAISO | 1-in-10 | 2023 | 18 | 263.8033 | 274.185 | 41.6859 | 85.9592 | 0
| LCA | LA Basin | 3 | Monthly System Peak Day | CAISO | 1-in-10 | 2023 | 19 | 247.0043 | 252.1422 | 43.4299 | 84.2603 | 0
| LCA | LA Basin | 3 | Monthly System Peak Day | CAISO | 1-in-10 | 2023 | 20 | 242.5777 | 246.8413 | 41.6891 | 81.6113 | 0
| LCA | LA Basin | 3 | Monthly System Peak Day | CAISO | 1-in-10 | 2023 | 21 | 223.2636 | 227.8633 | 41.9168 | 77.9332 | 0
| LCA | LA Basin | 3 | Monthly System Peak Day | CAISO | 1-in-10 | 2023 | 22 | 432.6606 | 462.0132 | 41.7483 | 75.495 | 0
| LCA | LA Basin | 3 | Monthly System Peak Day | CAISO | 1-in-10 | 2023 | 23 | 423.5912 | 459.0138 | 41.642 | 72.9901 | 0
| LCA | LA Basin | 3 | Monthly System Peak Day | CAISO | 1-in-10 | 2023 | 24 | 450.9053 | 513.0657 | 41.5467 | 70.3387 | 0
| LCA | LA Basin | 4 | Average Weekday | CAISO | 1-in-10 | 2023 | 1 | 345.6898 | 360.7891 | 42.0129 | 59.793 | 0
| LCA | LA Basin | 4 | Average Weekday | CAISO | 1-in-10 | 2023 | 2 | 316.4101 | 323.9859 | 41.9547 | 58.7805 | 0
| LCA | LA Basin | 4 | Average Weekday | CAISO | 1-in-10 | 2023 | 3 | 403.7792 | 414.3744 | 41.9461 | 57.798 | 0
| LCA | LA Basin | 4 | Average Weekday | CAISO | 1-in-10 | 2023 | 4 | 383.7864 | 395.2881 | 41.928 | 56.8912 | 0
| LCA | LA Basin | 4 | Average Weekday | CAISO | 1-in-10 | 2023 | 5 | 407.0344 | 425.6607 | 41.9338 | 56.1875 | 0
| LCA | LA Basin | 4 | Average Weekday | CAISO | 1-in-10 | 2023 | 6 | 525.4657 | 550.3571 | 41.9217 | 55.6449 | 0
| LCA | LA Basin | 4 | Average Weekday | CAISO | 1-in-10 | 2023 | 7 | 571.5084 | 592.2753 | 41.9422 | 55.2741 | 0
| LCA | LA Basin | 4 | Average Weekday | CAISO | 1-in-10 | 2023 | 8 | 620.9271 | 655.9518 | 42.0885 | 55.3057 | 0
| LCA | LA Basin | 4 | Average Weekday | CAISO | 1-in-10 | 2023 | 9 | 531.7067 | 574.3992 | 42.2137 | 57.4 | 0
| LCA | LA Basin | 4 | Average Weekday | CAISO | 1-in-10 | 2023 | 10 | 509.0184 | 538.0096 | 42.0866 | 60.548 | 0
| LCA | LA Basin | 4 | Average Weekday | CAISO | 1-in-10 | 2023 | 11 | 500.8575 | 521.3442 | 42.1511 | 64.096 | 0
| LCA | LA Basin | 4 | Average Weekday | CAISO | 1-in-10 | 2023 | 12 | 471.854 | 486.078 | 42.2152 | 67.463 | 0
| LCA | LA Basin | 4 | Average Weekday | CAISO | 1-in-10 | 2023 | 13 | 394.6289 | 405.4658 | 42.2468 | 69.7447 | 0
| LCA | LA Basin | 4 | Average Weekday | CAISO | 1-in-10 | 2023 | 14 | 358.2062 | 365.741 | 42.1945 | 71.3864 | 0
| LCA | LA Basin | 4 | Average Weekday | CAISO | 1-in-10 | 2023 | 15 | 300.3859 | 307.4733 | 42.0944 | 72.5555 | 0
| LCA | LA Basin | 4 | Average Weekday | CAISO | 1-in-10 | 2023 | 16 | 249.6741 | 252.3266 | 41.9565 | 73.1443 | 0
| LCA | LA Basin | 4 | Average Weekday | CAISO | 1-in-10 | 2023 | 17 | 203.5448 | 216.3589 | 41.7349 | 73.2569 | 0
| LCA | LA Basin | 4 | Average Weekday | CAISO | 1-in-10 | 2023 | 18 | 200.5636 | 209.9041 | 41.7525 | 72.4661 | 0
| LCA | LA Basin | 4 | Average Weekday | CAISO | 1-in-10 | 2023 | 19 | 175.9689 | 180.9796 | 41.8233 | 71.1037 | 0
| LCA | LA Basin | 4 | Average Weekday | CAISO | 1-in-10 | 2023 | 20 | 169.2635 | 174.5815 | 41.6892 | 68.8835 | 0
| LCA | LA Basin | 4 | Average Weekday | CAISO | 1-in-10 | 2023 | 21 | 176.6306 | 181.1724 | 41.7624 | 65.9447 | 0
| LCA | LA Basin | 4 | Average Weekday | CAISO | 1-in-10 | 2023 | 22 | 388.2222 | 416.349 | 41.9815 | 63.8031 | 0
| LCA | LA Basin | 4 | Average Weekday | CAISO | 1-in-10 | 2023 | 23 | 383.3052 | 412.2517 | 42.0266 | 62.3163 | 0
| LCA | LA Basin | 4 | Average Weekday | CAISO | 1-in-10 | 2023 | 24 | 409.6859 | 445.6513 | 42.0748 | 61.1147 | 0
| LCA | LA Basin | 4 | Monthly System Peak Day | CAISO | 1-in-10 | 2023 | 1 | 345.6898 | 377.8404 | 41.6097 | 72.9047 | 0
| LCA | LA Basin | 4 | Monthly System Peak Day | CAISO | 1-in-10 | 2023 | 2 | 316.4101 | 335.8562 | 41.6861 | 70.5088 | 0
| LCA | LA Basin | 4 | Monthly System Peak Day | CAISO | 1-in-10 | 2023 | 3 | 403.7792 | 427.0086 | 41.6981 | 68.5166 | 0
| LCA | LA Basin | 4 | Monthly System Peak Day | CAISO | 1-in-10 | 2023 | 4 | 383.7864 | 403.882 | 41.7365 | 67.159 | 0
| LCA | LA Basin | 4 | Monthly System Peak Day | CAISO | 1-in-10 | 2023 | 5 | 407.0344 | 438.0829 | 41.7331 | 67.3462 | 0
| LCA | LA Basin | 4 | Monthly System Peak Day | CAISO | 1-in-10 | 2023 | 6 | 525.4657 | 553.6027 | 41.7844 | 67.8517 | 0
| LCA | LA Basin | 4 | Monthly System Peak Day | CAISO | 1-in-10 | 2023 | 7 | 571.5084 | 590.5787 | 41.7974 | 68.2686 | 0
| LCA | LA Basin | 4 | Monthly System Peak Day | CAISO | 1-in-10 | 2023 | 8 | 620.9271 | 684.4343 | 41.5691 | 68.5595 | 0
| LCA | LA Basin | 4 | Monthly System Peak Day | CAISO | 1-in-10 | 2023 | 9 | 531.7067 | 583.6907 | 41.5253 | 71.3326 | 0
| LCA | LA Basin | 4 | Monthly System Peak Day | CAISO | 1-in-10 | 2023 | 10 | 509.0184 | 545.6195 | 41.5945 | 75.5671 | 0
| LCA | LA Basin | 4 | Monthly System Peak Day | CAISO | 1-in-10 | 2023 | 11 | 500.8575 | 534.5511 | 41.6766 | 79.7461 | 0
| LCA | LA Basin | 4 | Monthly System Peak Day | CAISO | 1-in-10 | 2023 | 12 | 471.854 | 499.471 | 41.8434 | 83.6395 | 0
| LCA | LA Basin | 4 | Monthly System Peak Day | CAISO | 1-in-10 | 2023 | 13 | 394.6289 | 411.8936 | 42.0068 | 86.3474 | 0
| LCA | LA Basin | 4 | Monthly System Peak Day | CAISO | 1-in-10 | 2023 | 14 | 358.2062 | 368.1562 | 41.858 | 88.2171 | 0
| LCA | LA Basin | 4 | Monthly System Peak Day | CAISO | 1-in-10 | 2023 | 15 | 300.3859 | 308.4427 | 41.6655 | 89.5474 | 0
| LCA | LA Basin | 4 | Monthly System Peak Day | CAISO | 1-in-10 | 2023 | 16 | 249.6741 | 249.8994 | 41.7076 | 90.5776 | 0
| LCA | LA Basin | 4 | Monthly System Peak Day | CAISO | 1-in-10 | 2023 | 17 | 203.5448 | 216.8304 | 41.7064 | 91.2211 | 0
| LCA | LA Basin | 4 | Monthly System Peak Day | CAISO | 1-in-10 | 2023 | 18 | 200.5636 | 210.5364 | 41.6875 | 91.3566 | 0
| LCA | LA Basin | 4 | Monthly System Peak Day | CAISO | 1-in-10 | 2023 | 19 | 175.9689 | 181.0738 | 43.4319 | 90.5553 | 0
| LCA | LA Basin | 4 | Monthly System Peak Day | CAISO | 1-in-10 | 2023 | 20 | 169.2635 | 173.4911 | 41.6891 | 88.5316 | 0
| LCA | LA Basin | 4 | Monthly System Peak Day | CAISO | 1-in-10 | 2023 | 21 | 176.6306 | 181.3235 | 41.9166 | 85.2487 | 0
| LCA | LA Basin | 4 | Monthly System Peak Day | CAISO | 1-in-10 | 2023 | 22 | 388.2222 | 417.2165 | 41.7528 | 82.3495 | 0
| LCA | LA Basin | 4 | Monthly System Peak Day | CAISO | 1-in-10 | 2023 | 23 | 383.3052 | 418.2473 | 41.648 | 79.7621 | 0
| LCA | LA Basin | 4 | Monthly System Peak Day | CAISO | 1-in-10 | 2023 | 24 | 409.6859 | 470.6331 | 41.5544 | 76.8995 | 0
| LCA | LA Basin | 5 | Average Weekday | CAISO | 1-in-10 | 2023 | 1 | 345.9474 | 361.0545 | 42.0259 | 62.6899 | 0
| LCA | LA Basin | 5 | Average Weekday | CAISO | 1-in-10 | 2023 | 2 | 319.6701 | 326.0975 | 41.9674 | 61.7945 | 0
| LCA | LA Basin | 5 | Average Weekday | CAISO | 1-in-10 | 2023 | 3 | 413.6381 | 423.7093 | 41.9589 | 61.0123 | 0
| LCA | LA Basin | 5 | Average Weekday | CAISO | 1-in-10 | 2023 | 4 | 395.7118 | 407.9177 | 41.9409 | 60.2966 | 0
| LCA | LA Basin | 5 | Average Weekday | CAISO | 1-in-10 | 2023 | 5 | 423.2502 | 442.409 | 41.9468 | 59.7693 | 0
| LCA | LA Basin | 5 | Average Weekday | CAISO | 1-in-10 | 2023 | 6 | 536.4599 | 563.1653 | 41.9352 | 59.3658 | 0
| LCA | LA Basin | 5 | Average Weekday | CAISO | 1-in-10 | 2023 | 7 | 577.3167 | 597.6361 | 41.9564 | 59.2503 | 0
| LCA | LA Basin | 5 | Average Weekday | CAISO | 1-in-10 | 2023 | 8 | 632.6212 | 670.5807 | 42.1026 | 60.092 | 0
| LCA | LA Basin | 5 | Average Weekday | CAISO | 1-in-10 | 2023 | 9 | 536.0901 | 576.4555 | 42.2274 | 62.4359 | 0
| LCA | LA Basin | 5 | Average Weekday | CAISO | 1-in-10 | 2023 | 10 | 518.4123 | 547.9047 | 42.0994 | 65.5235 | 0
| LCA | LA Basin | 5 | Average Weekday | CAISO | 1-in-10 | 2023 | 11 | 511.0016 | 532.0731 | 42.1643 | 68.4261 | 0
| LCA | LA Basin | 5 | Average Weekday | CAISO | 1-in-10 | 2023 | 12 | 478.0672 | 492.2441 | 42.2287 | 71.013 | 0
| LCA | LA Basin | 5 | Average Weekday | CAISO | 1-in-10 | 2023 | 13 | 399.1877 | 410.2134 | 42.2602 | 73.242 | 0
| LCA | LA Basin | 5 | Average Weekday | CAISO | 1-in-10 | 2023 | 14 | 371.1504 | 378.8416 | 42.2074 | 74.9936 | 0
| LCA | LA Basin | 5 | Average Weekday | CAISO | 1-in-10 | 2023 | 15 | 319.9658 | 327.0512 | 42.1068 | 76.2616 | 0
| LCA | LA Basin | 5 | Average Weekday | CAISO | 1-in-10 | 2023 | 16 | 259.7433 | 262.5526 | 41.9692 | 76.8413 | 0
| LCA | LA Basin | 5 | Average Weekday | CAISO | 1-in-10 | 2023 | 17 | 208.4275 | 220.4889 | 41.739 | 76.9175 | 0
| LCA | LA Basin | 5 | Average Weekday | CAISO | 1-in-10 | 2023 | 18 | 209.4769 | 218.5351 | 41.7568 | 76.1468 | 0
| LCA | LA Basin | 5 | Average Weekday | CAISO | 1-in-10 | 2023 | 19 | 190.0202 | 195.3893 | 41.8189 | 74.7177 | 0
| LCA | LA Basin | 5 | Average Weekday | CAISO | 1-in-10 | 2023 | 20 | 181.5558 | 187.1322 | 41.6893 | 72.5783 | 0
| LCA | LA Basin | 5 | Average Weekday | CAISO | 1-in-10 | 2023 | 21 | 188.5176 | 193.4195 | 41.7684 | 69.5112 | 0
| LCA | LA Basin | 5 | Average Weekday | CAISO | 1-in-10 | 2023 | 22 | 393.9222 | 422.7556 | 41.9965 | 66.7798 | 0
| LCA | LA Basin | 5 | Average Weekday | CAISO | 1-in-10 | 2023 | 23 | 395.5205 | 425.41 | 42.041 | 65.0022 | 0
| LCA | LA Basin | 5 | Average Weekday | CAISO | 1-in-10 | 2023 | 24 | 419.3156 | 456.0257 | 42.0884 | 63.6869 | 0
| LCA | LA Basin | 5 | Monthly System Peak Day | CAISO | 1-in-10 | 2023 | 1 | 345.9474 | 378.5586 | 41.6264 | 74.0812 | 0
| LCA | LA Basin | 5 | Monthly System Peak Day | CAISO | 1-in-10 | 2023 | 2 | 319.6701 | 336.8253 | 41.7013 | 72.6926 | 0
| LCA | LA Basin | 5 | Monthly System Peak Day | CAISO | 1-in-10 | 2023 | 3 | 413.6381 | 435.6988 | 41.7131 | 71.2701 | 0
| LCA | LA Basin | 5 | Monthly System Peak Day | CAISO | 1-in-10 | 2023 | 4 | 395.7118 | 416.5586 | 41.751 | 69.948 | 0
| LCA | LA Basin | 5 | Monthly System Peak Day | CAISO | 1-in-10 | 2023 | 5 | 423.2502 | 455.3369 | 41.7478 | 69.2212 | 0
| LCA | LA Basin | 5 | Monthly System Peak Day | CAISO | 1-in-10 | 2023 | 6 | 536.4599 | 567.2166 | 41.7989 | 68.1829 | 0
| LCA | LA Basin | 5 | Monthly System Peak Day | CAISO | 1-in-10 | 2023 | 7 | 577.3167 | 595.7678 | 41.8126 | 67.9264 | 0
| LCA | LA Basin | 5 | Monthly System Peak Day | CAISO | 1-in-10 | 2023 | 8 | 632.6212 | 694.282 | 41.5875 | 68.4287 | 0
| LCA | LA Basin | 5 | Monthly System Peak Day | CAISO | 1-in-10 | 2023 | 9 | 536.0901 | 585.9604 | 41.5467 | 72.8303 | 0
| LCA | LA Basin | 5 | Monthly System Peak Day | CAISO | 1-in-10 | 2023 | 10 | 518.4123 | 555.1909 | 41.6135 | 79.5239 | 0
| LCA | LA Basin | 5 | Monthly System Peak Day | CAISO | 1-in-10 | 2023 | 11 | 511.0016 | 544.8267 | 41.6981 | 85.5337 | 0
| LCA | LA Basin | 5 | Monthly System Peak Day | CAISO | 1-in-10 | 2023 | 12 | 478.0672 | 505.1073 | 41.8672 | 89.3337 | 0
| LCA | LA Basin | 5 | Monthly System Peak Day | CAISO | 1-in-10 | 2023 | 13 | 399.1877 | 416.9835 | 42.0319 | 92.0218 | 0
| LCA | LA Basin | 5 | Monthly System Peak Day | CAISO | 1-in-10 | 2023 | 14 | 371.1504 | 380.9603 | 41.8813 | 93.5774 | 0
| LCA | LA Basin | 5 | Monthly System Peak Day | CAISO | 1-in-10 | 2023 | 15 | 319.9658 | 327.949 | 41.6853 | 94.8945 | 0
| LCA | LA Basin | 5 | Monthly System Peak Day | CAISO | 1-in-10 | 2023 | 16 | 259.7433 | 260.1308 | 41.723 | 94.9253 | 0
| LCA | LA Basin | 5 | Monthly System Peak Day | CAISO | 1-in-10 | 2023 | 17 | 208.4275 | 221.0479 | 41.7116 | 94.3337 | 0
| LCA | LA Basin | 5 | Monthly System Peak Day | CAISO | 1-in-10 | 2023 | 18 | 209.4769 | 219.2489 | 41.6942 | 93.4453 | 0
| LCA | LA Basin | 5 | Monthly System Peak Day | CAISO | 1-in-10 | 2023 | 19 | 190.0202 | 195.3505 | 43.3847 | 92.3526 | 0
| LCA | LA Basin | 5 | Monthly System Peak Day | CAISO | 1-in-10 | 2023 | 20 | 181.5558 | 186.0761 | 41.6892 | 89.775 | 0
| LCA | LA Basin | 5 | Monthly System Peak Day | CAISO | 1-in-10 | 2023 | 21 | 188.5176 | 193.6094 | 41.9176 | 86.0276 | 0
| LCA | LA Basin | 5 | Monthly System Peak Day | CAISO | 1-in-10 | 2023 | 22 | 393.9222 | 423.7272 | 41.7688 | 82.3532 | 0
| LCA | LA Basin | 5 | Monthly System Peak Day | CAISO | 1-in-10 | 2023 | 23 | 395.5205 | 431.6252 | 41.6652 | 79.8271 | 0
| LCA | LA Basin | 5 | Monthly System Peak Day | CAISO | 1-in-10 | 2023 | 24 | 419.3156 | 481.2681 | 41.5725 | 77.1318 | 0
| LCA | LA Basin | 6 | Average Weekday | CAISO | 1-in-10 | 2023 | 1 | 335.3419 | 367.6977 | 41.9171 | 66.0419 | 0
| LCA | LA Basin | 6 | Average Weekday | CAISO | 1-in-10 | 2023 | 2 | 307.8771 | 328.7892 | 41.9177 | 65.406 | 0
| LCA | LA Basin | 6 | Average Weekday | CAISO | 1-in-10 | 2023 | 3 | 394.992 | 421.7846 | 41.9186 | 64.8511 | 0
| LCA | LA Basin | 6 | Average Weekday | CAISO | 1-in-10 | 2023 | 4 | 386.7529 | 408.9768 | 41.9192 | 64.3339 | 0
| LCA | LA Basin | 6 | Average Weekday | CAISO | 1-in-10 | 2023 | 5 | 402.5569 | 442.5211 | 41.914 | 63.958 | 0
| LCA | LA Basin | 6 | Average Weekday | CAISO | 1-in-10 | 2023 | 6 | 514.7927 | 569.4514 | 41.9044 | 63.6543 | 0
| LCA | LA Basin | 6 | Average Weekday | CAISO | 1-in-10 | 2023 | 7 | 561.0359 | 594.1573 | 41.8633 | 63.4179 | 0
| LCA | LA Basin | 6 | Average Weekday | CAISO | 1-in-10 | 2023 | 8 | 609.3227 | 646.3028 | 41.9387 | 63.9411 | 0
| LCA | LA Basin | 6 | Average Weekday | CAISO | 1-in-10 | 2023 | 9 | 542.2833 | 565.6019 | 41.9635 | 65.6191 | 0
| LCA | LA Basin | 6 | Average Weekday | CAISO | 1-in-10 | 2023 | 10 | 522.3488 | 539.3135 | 41.9311 | 68.1924 | 0
| LCA | LA Basin | 6 | Average Weekday | CAISO | 1-in-10 | 2023 | 11 | 505.8953 | 521.9171 | 41.9688 | 71.2075 | 0
| LCA | LA Basin | 6 | Average Weekday | CAISO | 1-in-10 | 2023 | 12 | 476.7487 | 493.4688 | 42.0142 | 74.2059 | 0
| LCA | LA Basin | 6 | Average Weekday | CAISO | 1-in-10 | 2023 | 13 | 399.4266 | 422.489 | 42.028 | 76.5274 | 0
| LCA | LA Basin | 6 | Average Weekday | CAISO | 1-in-10 | 2023 | 14 | 365.2178 | 385.4832 | 41.9907 | 78.2579 | 0
| LCA | LA Basin | 6 | Average Weekday | CAISO | 1-in-10 | 2023 | 15 | 303.6582 | 322.8031 | 41.9016 | 79.4505 | 0
| LCA | LA Basin | 6 | Average Weekday | CAISO | 1-in-10 | 2023 | 16 | 251.604 | 254.9428 | 41.8244 | 80.0997 | 0
| LCA | LA Basin | 6 | Average Weekday | CAISO | 1-in-10 | 2023 | 17 | 210.6598 | 216.8922 | 42.0464 | 80.0446 | 0
| LCA | LA Basin | 6 | Average Weekday | CAISO | 1-in-10 | 2023 | 18 | 198.9422 | 213.27 | 42.0867 | 79.2478 | 0
| LCA | LA Basin | 6 | Average Weekday | CAISO | 1-in-10 | 2023 | 19 | 177.0177 | 201.168 | 45.1598 | 77.8672 | 0
| LCA | LA Basin | 6 | Average Weekday | CAISO | 1-in-10 | 2023 | 20 | 168.0341 | 192.5873 | 42.1409 | 75.7653 | 0
| LCA | LA Basin | 6 | Average Weekday | CAISO | 1-in-10 | 2023 | 21 | 181.5555 | 198.0454 | 42.4223 | 72.8935 | 0
| LCA | LA Basin | 6 | Average Weekday | CAISO | 1-in-10 | 2023 | 22 | 362.8363 | 404.9335 | 42.0213 | 69.9628 | 0
| LCA | LA Basin | 6 | Average Weekday | CAISO | 1-in-10 | 2023 | 23 | 388.7542 | 429.8687 | 41.9638 | 68.1691 | 0
| LCA | LA Basin | 6 | Average Weekday | CAISO | 1-in-10 | 2023 | 24 | 412.8499 | 460.8292 | 41.9377 | 67.0248 | 0
| LCA | LA Basin | 6 | Monthly System Peak Day | CAISO | 1-in-10 | 2023 | 1 | 335.3419 | 330.2457 | 51.1579 | 73.7372 | 0
| LCA | LA Basin | 6 | Monthly System Peak Day | CAISO | 1-in-10 | 2023 | 2 | 307.8771 | 291.6888 | 51.1668 | 72.2246 | 0
| LCA | LA Basin | 6 | Monthly System Peak Day | CAISO | 1-in-10 | 2023 | 3 | 394.992 | 359.0861 | 51.1717 | 71.1556 | 0
| LCA | LA Basin | 6 | Monthly System Peak Day | CAISO | 1-in-10 | 2023 | 4 | 386.7529 | 359.7212 | 51.1763 | 70.5067 | 0
| LCA | LA Basin | 6 | Monthly System Peak Day | CAISO | 1-in-10 | 2023 | 5 | 402.5569 | 388.9143 | 51.1719 | 69.6044 | 0
| LCA | LA Basin | 6 | Monthly System Peak Day | CAISO | 1-in-10 | 2023 | 6 | 514.7927 | 491.6674 | 51.168 | 68.9945 | 0
| LCA | LA Basin | 6 | Monthly System Peak Day | CAISO | 1-in-10 | 2023 | 7 | 561.0359 | 510.3963 | 51.0775 | 68.5504 | 0
| LCA | LA Basin | 6 | Monthly System Peak Day | CAISO | 1-in-10 | 2023 | 8 | 609.3227 | 558.194 | 51.1515 | 69.4144 | 0
| LCA | LA Basin | 6 | Monthly System Peak Day | CAISO | 1-in-10 | 2023 | 9 | 542.2833 | 516.7862 | 51.1151 | 73.255 | 0
| LCA | LA Basin | 6 | Monthly System Peak Day | CAISO | 1-in-10 | 2023 | 10 | 522.3488 | 484.3668 | 51.048 | 79.3458 | 0
| LCA | LA Basin | 6 | Monthly System Peak Day | CAISO | 1-in-10 | 2023 | 11 | 505.8953 | 463.4677 | 51.0398 | 84.4605 | 0
| LCA | LA Basin | 6 | Monthly System Peak Day | CAISO | 1-in-10 | 2023 | 12 | 476.7487 | 443.1326 | 51.0654 | 88.5582 | 0
| LCA | LA Basin | 6 | Monthly System Peak Day | CAISO | 1-in-10 | 2023 | 13 | 399.4266 | 382.2661 | 51.0475 | 89.7379 | 0
| LCA | LA Basin | 6 | Monthly System Peak Day | CAISO | 1-in-10 | 2023 | 14 | 365.2178 | 348.4618 | 51.0652 | 91.0531 | 0
| LCA | LA Basin | 6 | Monthly System Peak Day | CAISO | 1-in-10 | 2023 | 15 | 303.6582 | 291.2558 | 51.0417 | 92.8464 | 0
| LCA | LA Basin | 6 | Monthly System Peak Day | CAISO | 1-in-10 | 2023 | 16 | 251.604 | 222.7813 | 50.9669 | 94.3608 | 0
| LCA | LA Basin | 6 | Monthly System Peak Day | CAISO | 1-in-10 | 2023 | 17 | 210.6598 | 223.1189 | 50.8625 | 94.5572 | 0
| LCA | LA Basin | 6 | Monthly System Peak Day | CAISO | 1-in-10 | 2023 | 18 | 198.9422 | 222.9659 | 51.0197 | 94.3669 | 0
| LCA | LA Basin | 6 | Monthly System Peak Day | CAISO | 1-in-10 | 2023 | 19 | 177.0177 | 170.4935 | 51.0883 | 92.9205 | 0
| LCA | LA Basin | 6 | Monthly System Peak Day | CAISO | 1-in-10 | 2023 | 20 | 168.0341 | 179.2479 | 49.95 | 88.4795 | 0
| LCA | LA Basin | 6 | Monthly System Peak Day | CAISO | 1-in-10 | 2023 | 21 | 181.5555 | 166.8911 | 52.0939 | 83.6541 | 0
| LCA | LA Basin | 6 | Monthly System Peak Day | CAISO | 1-in-10 | 2023 | 22 | 362.8363 | 346.8565 | 51.4639 | 79.5508 | 0
| LCA | LA Basin | 6 | Monthly System Peak Day | CAISO | 1-in-10 | 2023 | 23 | 388.7542 | 356.5573 | 51.2888 | 76.0228 | 0
| LCA | LA Basin | 6 | Monthly System Peak Day | CAISO | 1-in-10 | 2023 | 24 | 412.8499 | 395.5974 | 51.1937 | 73.8661 | 0
| LCA | LA Basin | 7 | Average Weekday | CAISO | 1-in-10 | 2023 | 1 | 338.3457 | 369.2881 | 45.0276 | 71.5048 | 0
| LCA | LA Basin | 7 | Average Weekday | CAISO | 1-in-10 | 2023 | 2 | 323.966 | 344.0096 | 45.0157 | 70.8693 | 0
| LCA | LA Basin | 7 | Average Weekday | CAISO | 1-in-10 | 2023 | 3 | 398.9635 | 425.061 | 45.0135 | 70.2777 | 0
| LCA | LA Basin | 7 | Average Weekday | CAISO | 1-in-10 | 2023 | 4 | 395.1405 | 419.8658 | 45.0103 | 69.8474 | 0
| LCA | LA Basin | 7 | Average Weekday | CAISO | 1-in-10 | 2023 | 5 | 415.5666 | 457.079 | 45.01 | 69.4915 | 0
| LCA | LA Basin | 7 | Average Weekday | CAISO | 1-in-10 | 2023 | 6 | 504.4749 | 556.458 | 45.0073 | 69.2195 | 0
| LCA | LA Basin | 7 | Average Weekday | CAISO | 1-in-10 | 2023 | 7 | 539.9944 | 568.6526 | 45.0177 | 69.0681 | 0
| LCA | LA Basin | 7 | Average Weekday | CAISO | 1-in-10 | 2023 | 8 | 585.2734 | 620.8654 | 45.0608 | 69.5449 | 0
| LCA | LA Basin | 7 | Average Weekday | CAISO | 1-in-10 | 2023 | 9 | 506.8023 | 529.0666 | 45.1041 | 71.5716 | 0
| LCA | LA Basin | 7 | Average Weekday | CAISO | 1-in-10 | 2023 | 10 | 489.7778 | 505.4556 | 45.0873 | 74.3441 | 0
| LCA | LA Basin | 7 | Average Weekday | CAISO | 1-in-10 | 2023 | 11 | 479.2539 | 494.003 | 45.1389 | 77.5632 | 0
| LCA | LA Basin | 7 | Average Weekday | CAISO | 1-in-10 | 2023 | 12 | 453.5262 | 470.8696 | 45.1908 | 80.6092 | 0
| LCA | LA Basin | 7 | Average Weekday | CAISO | 1-in-10 | 2023 | 13 | 374.9072 | 395.9456 | 45.2149 | 82.9258 | 0
| LCA | LA Basin | 7 | Average Weekday | CAISO | 1-in-10 | 2023 | 14 | 346.0697 | 365.058 | 45.1695 | 84.6 | 0
| LCA | LA Basin | 7 | Average Weekday | CAISO | 1-in-10 | 2023 | 15 | 292.9805 | 311.577 | 45.0865 | 85.666 | 0
| LCA | LA Basin | 7 | Average Weekday | CAISO | 1-in-10 | 2023 | 16 | 235.4787 | 236.3981 | 45.0227 | 86.2406 | 0
| LCA | LA Basin | 7 | Average Weekday | CAISO | 1-in-10 | 2023 | 17 | 197.8133 | 203.2897 | 45.3001 | 86.1533 | 0
| LCA | LA Basin | 7 | Average Weekday | CAISO | 1-in-10 | 2023 | 18 | 195.7573 | 207.3891 | 45.3474 | 85.2921 | 0
| LCA | LA Basin | 7 | Average Weekday | CAISO | 1-in-10 | 2023 | 19 | 174.7342 | 196.5995 | 46.2979 | 83.8367 | 0
| LCA | LA Basin | 7 | Average Weekday | CAISO | 1-in-10 | 2023 | 20 | 174.3516 | 193.4626 | 44.984 | 81.5489 | 0
| LCA | LA Basin | 7 | Average Weekday | CAISO | 1-in-10 | 2023 | 21 | 190.7904 | 202.6068 | 45.5045 | 78.4619 | 0
| LCA | LA Basin | 7 | Average Weekday | CAISO | 1-in-10 | 2023 | 22 | 372.3904 | 416.5907 | 45.0259 | 75.4852 | 0
| LCA | LA Basin | 7 | Average Weekday | CAISO | 1-in-10 | 2023 | 23 | 389.1008 | 425.6504 | 45.0266 | 73.7952 | 0
| LCA | LA Basin | 7 | Average Weekday | CAISO | 1-in-10 | 2023 | 24 | 409.8875 | 454.8326 | 45.0411 | 72.726 | 0
| LCA | LA Basin | 7 | Monthly System Peak Day | CAISO | 1-in-10 | 2023 | 1 | 338.3457 | 332.8516 | 45.0311 | 75.4027 | 0
| LCA | LA Basin | 7 | Monthly System Peak Day | CAISO | 1-in-10 | 2023 | 2 | 323.966 | 304.1181 | 45.0059 | 74.839 | 0
| LCA | LA Basin | 7 | Monthly System Peak Day | CAISO | 1-in-10 | 2023 | 3 | 398.9635 | 359.8767 | 45.003 | 74.0038 | 0
| LCA | LA Basin | 7 | Monthly System Peak Day | CAISO | 1-in-10 | 2023 | 4 | 395.1405 | 370.1217 | 44.9988 | 73.413 | 0
| LCA | LA Basin | 7 | Monthly System Peak Day | CAISO | 1-in-10 | 2023 | 5 | 415.5666 | 403.7238 | 45.0111 | 72.7944 | 0
| LCA | LA Basin | 7 | Monthly System Peak Day | CAISO | 1-in-10 | 2023 | 6 | 504.4749 | 487.5721 | 45.0333 | 72.4389 | 0
| LCA | LA Basin | 7 | Monthly System Peak Day | CAISO | 1-in-10 | 2023 | 7 | 539.9944 | 492.4301 | 45.0994 | 72.0081 | 0
| LCA | LA Basin | 7 | Monthly System Peak Day | CAISO | 1-in-10 | 2023 | 8 | 585.2734 | 540.3185 | 45.0685 | 72.2874 | 0
| LCA | LA Basin | 7 | Monthly System Peak Day | CAISO | 1-in-10 | 2023 | 9 | 506.8023 | 481.7978 | 45.0771 | 74.5615 | 0
| LCA | LA Basin | 7 | Monthly System Peak Day | CAISO | 1-in-10 | 2023 | 10 | 489.7778 | 450.9572 | 45.051 | 77.6898 | 0
| LCA | LA Basin | 7 | Monthly System Peak Day | CAISO | 1-in-10 | 2023 | 11 | 479.2539 | 439.6431 | 45.0741 | 81.323 | 0
| LCA | LA Basin | 7 | Monthly System Peak Day | CAISO | 1-in-10 | 2023 | 12 | 453.5262 | 421.7062 | 45.0987 | 84.6976 | 0
| LCA | LA Basin | 7 | Monthly System Peak Day | CAISO | 1-in-10 | 2023 | 13 | 374.9072 | 359.2861 | 45.1188 | 87.1992 | 0
| LCA | LA Basin | 7 | Monthly System Peak Day | CAISO | 1-in-10 | 2023 | 14 | 346.0697 | 330.5566 | 45.1032 | 88.9847 | 0
| LCA | LA Basin | 7 | Monthly System Peak Day | CAISO | 1-in-10 | 2023 | 15 | 292.9805 | 281.7582 | 45.1068 | 89.9225 | 0
| LCA | LA Basin | 7 | Monthly System Peak Day | CAISO | 1-in-10 | 2023 | 16 | 235.4787 | 207.4082 | 45.0911 | 90.3438 | 0
| LCA | LA Basin | 7 | Monthly System Peak Day | CAISO | 1-in-10 | 2023 | 17 | 197.8133 | 211.0399 | 44.755 | 89.3737 | 0
| LCA | LA Basin | 7 | Monthly System Peak Day | CAISO | 1-in-10 | 2023 | 18 | 195.7573 | 218.1015 | 44.8684 | 88.8563 | 0
| LCA | LA Basin | 7 | Monthly System Peak Day | CAISO | 1-in-10 | 2023 | 19 | 174.7342 | 169.6088 | 44.557 | 87.38 | 0
| LCA | LA Basin | 7 | Monthly System Peak Day | CAISO | 1-in-10 | 2023 | 20 | 174.3516 | 209.3757 | 44.3311 | 84.9145 | 0
| LCA | LA Basin | 7 | Monthly System Peak Day | CAISO | 1-in-10 | 2023 | 21 | 190.7904 | 179.8095 | 45.5481 | 81.7018 | 0
| LCA | LA Basin | 7 | Monthly System Peak Day | CAISO | 1-in-10 | 2023 | 22 | 372.3904 | 363.4647 | 45.1695 | 78.1535 | 0
| LCA | LA Basin | 7 | Monthly System Peak Day | CAISO | 1-in-10 | 2023 | 23 | 389.1008 | 356.2359 | 45.0651 | 76.6233 | 0
| LCA | LA Basin | 7 | Monthly System Peak Day | CAISO | 1-in-10 | 2023 | 24 | 409.8875 | 391.7619 | 45.0513 | 75.353 | 0
| LCA | LA Basin | 8 | Average Weekday | CAISO | 1-in-10 | 2023 | 1 | 364.1627 | 399.4998 | 42.0785 | 71.1821 | 0
| LCA | LA Basin | 8 | Average Weekday | CAISO | 1-in-10 | 2023 | 2 | 334.5841 | 357.2686 | 42.0681 | 70.5502 | 0
| LCA | LA Basin | 8 | Average Weekday | CAISO | 1-in-10 | 2023 | 3 | 406.9473 | 432.6704 | 42.0657 | 69.986 | 0
| LCA | LA Basin | 8 | Average Weekday | CAISO | 1-in-10 | 2023 | 4 | 413.1009 | 436.405 | 42.0617 | 69.56 | 0
| LCA | LA Basin | 8 | Average Weekday | CAISO | 1-in-10 | 2023 | 5 | 424.9893 | 466.4138 | 42.0606 | 69.1631 | 0
| LCA | LA Basin | 8 | Average Weekday | CAISO | 1-in-10 | 2023 | 6 | 521.5277 | 577.6182 | 42.0554 | 68.8966 | 0
| LCA | LA Basin | 8 | Average Weekday | CAISO | 1-in-10 | 2023 | 7 | 566.0892 | 600.4617 | 42.0706 | 68.6448 | 0
| LCA | LA Basin | 8 | Average Weekday | CAISO | 1-in-10 | 2023 | 8 | 601.9816 | 641.2774 | 42.1099 | 68.6851 | 0
| LCA | LA Basin | 8 | Average Weekday | CAISO | 1-in-10 | 2023 | 9 | 519.4066 | 543.0029 | 42.1534 | 70.1666 | 0
| LCA | LA Basin | 8 | Average Weekday | CAISO | 1-in-10 | 2023 | 10 | 505.183 | 521.848 | 42.1467 | 72.5728 | 0
| LCA | LA Basin | 8 | Average Weekday | CAISO | 1-in-10 | 2023 | 11 | 486.9503 | 502.8551 | 42.1915 | 75.4907 | 0
| LCA | LA Basin | 8 | Average Weekday | CAISO | 1-in-10 | 2023 | 12 | 457.0847 | 475.7296 | 42.2319 | 78.4324 | 0
| LCA | LA Basin | 8 | Average Weekday | CAISO | 1-in-10 | 2023 | 13 | 387.9936 | 411.6406 | 42.2531 | 80.9215 | 0
| LCA | LA Basin | 8 | Average Weekday | CAISO | 1-in-10 | 2023 | 14 | 356.4026 | 377.069 | 42.2124 | 82.9616 | 0
| LCA | LA Basin | 8 | Average Weekday | CAISO | 1-in-10 | 2023 | 15 | 302.4888 | 322.1933 | 42.1404 | 84.3818 | 0
| LCA | LA Basin | 8 | Average Weekday | CAISO | 1-in-10 | 2023 | 16 | 243.7224 | 248.5317 | 42.0867 | 84.9627 | 0
| LCA | LA Basin | 8 | Average Weekday | CAISO | 1-in-10 | 2023 | 17 | 209.3393 | 212.8766 | 42.3674 | 84.9634 | 0
| LCA | LA Basin | 8 | Average Weekday | CAISO | 1-in-10 | 2023 | 18 | 194.2987 | 207.3514 | 42.4448 | 84.0924 | 0
| LCA | LA Basin | 8 | Average Weekday | CAISO | 1-in-10 | 2023 | 19 | 174.4279 | 199.5234 | 43.642 | 82.5626 | 0
| LCA | LA Basin | 8 | Average Weekday | CAISO | 1-in-10 | 2023 | 20 | 175.9495 | 200.2956 | 42.2906 | 80.205 | 0
| LCA | LA Basin | 8 | Average Weekday | CAISO | 1-in-10 | 2023 | 21 | 202.2788 | 218.1443 | 42.6916 | 76.9323 | 0
| LCA | LA Basin | 8 | Average Weekday | CAISO | 1-in-10 | 2023 | 22 | 390.1662 | 430.6653 | 42.0552 | 74.5866 | 0
| LCA | LA Basin | 8 | Average Weekday | CAISO | 1-in-10 | 2023 | 23 | 411.1961 | 453.9559 | 42.06 | 73.2481 | 0
| LCA | LA Basin | 8 | Average Weekday | CAISO | 1-in-10 | 2023 | 24 | 435.9707 | 485.2101 | 42.0858 | 72.2639 | 0
| LCA | LA Basin | 8 | Monthly System Peak Day | CAISO | 1-in-10 | 2023 | 1 | 364.1627 | 358.6402 | 35.6363 | 74.3439 | 0
| LCA | LA Basin | 8 | Monthly System Peak Day | CAISO | 1-in-10 | 2023 | 2 | 334.5841 | 316.6464 | 35.6116 | 73.5502 | 0
| LCA | LA Basin | 8 | Monthly System Peak Day | CAISO | 1-in-10 | 2023 | 3 | 406.9473 | 373.4038 | 35.6092 | 72.9993 | 0
| LCA | LA Basin | 8 | Monthly System Peak Day | CAISO | 1-in-10 | 2023 | 4 | 413.1009 | 388.2497 | 35.6057 | 72.4909 | 0
| LCA | LA Basin | 8 | Monthly System Peak Day | CAISO | 1-in-10 | 2023 | 5 | 424.9893 | 415.8385 | 35.6179 | 71.8364 | 0
| LCA | LA Basin | 8 | Monthly System Peak Day | CAISO | 1-in-10 | 2023 | 6 | 521.5277 | 501.827 | 35.6411 | 71.3569 | 0
| LCA | LA Basin | 8 | Monthly System Peak Day | CAISO | 1-in-10 | 2023 | 7 | 566.0892 | 518.5708 | 35.7014 | 70.9561 | 0
| LCA | LA Basin | 8 | Monthly System Peak Day | CAISO | 1-in-10 | 2023 | 8 | 601.9816 | 554.9452 | 35.6718 | 70.8809 | 0
| LCA | LA Basin | 8 | Monthly System Peak Day | CAISO | 1-in-10 | 2023 | 9 | 519.4066 | 496.4444 | 35.6781 | 72.9533 | 0
| LCA | LA Basin | 8 | Monthly System Peak Day | CAISO | 1-in-10 | 2023 | 10 | 505.183 | 468.3181 | 35.6456 | 76.7184 | 0
| LCA | LA Basin | 8 | Monthly System Peak Day | CAISO | 1-in-10 | 2023 | 11 | 486.9503 | 445.9959 | 35.6702 | 81.5518 | 0
| LCA | LA Basin | 8 | Monthly System Peak Day | CAISO | 1-in-10 | 2023 | 12 | 457.0847 | 423.698 | 35.7015 | 86.5047 | 0
| LCA | LA Basin | 8 | Monthly System Peak Day | CAISO | 1-in-10 | 2023 | 13 | 387.9936 | 373.6382 | 35.723 | 89.8688 | 0
| LCA | LA Basin | 8 | Monthly System Peak Day | CAISO | 1-in-10 | 2023 | 14 | 356.4026 | 342.8809 | 35.7084 | 92.6145 | 0
| LCA | LA Basin | 8 | Monthly System Peak Day | CAISO | 1-in-10 | 2023 | 15 | 302.4888 | 293.2135 | 35.7101 | 93.5513 | 0
| LCA | LA Basin | 8 | Monthly System Peak Day | CAISO | 1-in-10 | 2023 | 16 | 243.7224 | 220.5575 | 35.6847 | 93.2975 | 0
| LCA | LA Basin | 8 | Monthly System Peak Day | CAISO | 1-in-10 | 2023 | 17 | 209.3393 | 220.2542 | 35.3507 | 92.8797 | 0
| LCA | LA Basin | 8 | Monthly System Peak Day | CAISO | 1-in-10 | 2023 | 18 | 194.2987 | 218.6246 | 35.454 | 92.011 | 0
| LCA | LA Basin | 8 | Monthly System Peak Day | CAISO | 1-in-10 | 2023 | 19 | 174.4279 | 171.8674 | 35.2105 | 90.3425 | 0
| LCA | LA Basin | 8 | Monthly System Peak Day | CAISO | 1-in-10 | 2023 | 20 | 175.9495 | 171.797 | 35.0773 | 87.901 | 0
| LCA | LA Basin | 8 | Monthly System Peak Day | CAISO | 1-in-10 | 2023 | 21 | 202.2788 | 184.0104 | 36.3124 | 83.6645 | 0
| LCA | LA Basin | 8 | Monthly System Peak Day | CAISO | 1-in-10 | 2023 | 22 | 390.1662 | 369.1327 | 35.8172 | 80.755 | 0
| LCA | LA Basin | 8 | Monthly System Peak Day | CAISO | 1-in-10 | 2023 | 23 | 411.1961 | 386.1111 | 35.687 | 79.4943 | 0
| LCA | LA Basin | 8 | Monthly System Peak Day | CAISO | 1-in-10 | 2023 | 24 | 435.9707 | 422.2475 | 35.6603 | 78.3382 | 0
| LCA | LA Basin | 8 | Typical Event Day | CAISO | 1-in-10 | 2023 | 1 | 364.1627 | 358.6402 | 35.6363 | 75.5392 | 0
| LCA | LA Basin | 8 | Typical Event Day | CAISO | 1-in-10 | 2023 | 2 | 334.5841 | 316.6464 | 35.6116 | 74.5538 | 0
| LCA | LA Basin | 8 | Typical Event Day | CAISO | 1-in-10 | 2023 | 3 | 406.9473 | 373.4038 | 35.6092 | 73.6966 | 0
| LCA | LA Basin | 8 | Typical Event Day | CAISO | 1-in-10 | 2023 | 4 | 413.1009 | 388.2497 | 35.6057 | 73.1318 | 0
| LCA | LA Basin | 8 | Typical Event Day | CAISO | 1-in-10 | 2023 | 5 | 424.9893 | 415.8385 | 35.6179 | 72.4612 | 0
| LCA | LA Basin | 8 | Typical Event Day | CAISO | 1-in-10 | 2023 | 6 | 521.5277 | 501.827 | 35.6411 | 72.0565 | 0
| LCA | LA Basin | 8 | Typical Event Day | CAISO | 1-in-10 | 2023 | 7 | 566.0892 | 518.5708 | 35.7014 | 71.6826 | 0
| LCA | LA Basin | 8 | Typical Event Day | CAISO | 1-in-10 | 2023 | 8 | 601.9816 | 554.9452 | 35.6718 | 72.0737 | 0
| LCA | LA Basin | 8 | Typical Event Day | CAISO | 1-in-10 | 2023 | 9 | 519.4066 | 496.4444 | 35.6781 | 74.5143 | 0
| LCA | LA Basin | 8 | Typical Event Day | CAISO | 1-in-10 | 2023 | 10 | 505.183 | 468.3181 | 35.6456 | 78.5645 | 0
| LCA | LA Basin | 8 | Typical Event Day | CAISO | 1-in-10 | 2023 | 11 | 486.9503 | 445.9959 | 35.6702 | 83.1928 | 0
| LCA | LA Basin | 8 | Typical Event Day | CAISO | 1-in-10 | 2023 | 12 | 457.0847 | 423.698 | 35.7015 | 87.381 | 0
| LCA | LA Basin | 8 | Typical Event Day | CAISO | 1-in-10 | 2023 | 13 | 387.9936 | 373.6382 | 35.723 | 89.9484 | 0
| LCA | LA Basin | 8 | Typical Event Day | CAISO | 1-in-10 | 2023 | 14 | 356.4026 | 342.8809 | 35.7084 | 91.8571 | 0
| LCA | LA Basin | 8 | Typical Event Day | CAISO | 1-in-10 | 2023 | 15 | 302.4888 | 293.2135 | 35.7101 | 93.0707 | 0
| LCA | LA Basin | 8 | Typical Event Day | CAISO | 1-in-10 | 2023 | 16 | 243.7224 | 220.5575 | 35.6847 | 93.5186 | 0
| LCA | LA Basin | 8 | Typical Event Day | CAISO | 1-in-10 | 2023 | 17 | 209.3393 | 220.2542 | 35.3507 | 93.2339 | 0
| LCA | LA Basin | 8 | Typical Event Day | CAISO | 1-in-10 | 2023 | 18 | 194.2987 | 218.6246 | 35.454 | 92.5256 | 0
| LCA | LA Basin | 8 | Typical Event Day | CAISO | 1-in-10 | 2023 | 19 | 174.4279 | 171.8674 | 35.2105 | 90.9975 | 0
| LCA | LA Basin | 8 | Typical Event Day | CAISO | 1-in-10 | 2023 | 20 | 175.9495 | 171.797 | 35.0773 | 88.0332 | 0
| LCA | LA Basin | 8 | Typical Event Day | CAISO | 1-in-10 | 2023 | 21 | 202.2788 | 184.0104 | 36.3124 | 84.1394 | 0
| LCA | LA Basin | 8 | Typical Event Day | CAISO | 1-in-10 | 2023 | 22 | 390.1662 | 369.1327 | 35.8172 | 81.1364 | 0
| LCA | LA Basin | 8 | Typical Event Day | CAISO | 1-in-10 | 2023 | 23 | 411.1961 | 386.1111 | 35.687 | 79.2793 | 0
| LCA | LA Basin | 8 | Typical Event Day | CAISO | 1-in-10 | 2023 | 24 | 435.9707 | 422.2475 | 35.6603 | 77.7276 | 0
| LCA | LA Basin | 9 | Average Weekday | CAISO | 1-in-10 | 2023 | 1 | 321.3853 | 346.3203 | 45.2438 | 71.8669 | 0
| LCA | LA Basin | 9 | Average Weekday | CAISO | 1-in-10 | 2023 | 2 | 304.9411 | 317.3191 | 45.2348 | 70.9959 | 0
| LCA | LA Basin | 9 | Average Weekday | CAISO | 1-in-10 | 2023 | 3 | 391.9805 | 399.1559 | 45.2326 | 70.223 | 0
| LCA | LA Basin | 9 | Average Weekday | CAISO | 1-in-10 | 2023 | 4 | 396.0118 | 405.9593 | 45.2314 | 69.5376 | 0
| LCA | LA Basin | 9 | Average Weekday | CAISO | 1-in-10 | 2023 | 5 | 394.1597 | 415.0289 | 45.2295 | 68.9831 | 0
| LCA | LA Basin | 9 | Average Weekday | CAISO | 1-in-10 | 2023 | 6 | 480.0156 | 517.1634 | 45.2252 | 68.5098 | 0
| LCA | LA Basin | 9 | Average Weekday | CAISO | 1-in-10 | 2023 | 7 | 535.9045 | 565.8384 | 45.219 | 68.1268 | 0
| LCA | LA Basin | 9 | Average Weekday | CAISO | 1-in-10 | 2023 | 8 | 559.7269 | 584.0533 | 45.2621 | 67.9214 | 0
| LCA | LA Basin | 9 | Average Weekday | CAISO | 1-in-10 | 2023 | 9 | 482.8213 | 503.0219 | 45.3038 | 69.3554 | 0
| LCA | LA Basin | 9 | Average Weekday | CAISO | 1-in-10 | 2023 | 10 | 475.6752 | 488.1519 | 45.2921 | 72.3824 | 0
| LCA | LA Basin | 9 | Average Weekday | CAISO | 1-in-10 | 2023 | 11 | 465.2504 | 476.8228 | 45.3456 | 75.8098 | 0
| LCA | LA Basin | 9 | Average Weekday | CAISO | 1-in-10 | 2023 | 12 | 437.9695 | 449.3626 | 45.4005 | 79.1357 | 0
| LCA | LA Basin | 9 | Average Weekday | CAISO | 1-in-10 | 2023 | 13 | 375.0642 | 389.1571 | 45.4244 | 81.714 | 0
| LCA | LA Basin | 9 | Average Weekday | CAISO | 1-in-10 | 2023 | 14 | 339.1476 | 353.6323 | 45.3817 | 83.5285 | 0
| LCA | LA Basin | 9 | Average Weekday | CAISO | 1-in-10 | 2023 | 15 | 293.2078 | 307.6177 | 45.2948 | 84.7551 | 0
| LCA | LA Basin | 9 | Average Weekday | CAISO | 1-in-10 | 2023 | 16 | 254.4486 | 254.4517 | 45.229 | 85.1074 | 0
| LCA | LA Basin | 9 | Average Weekday | CAISO | 1-in-10 | 2023 | 17 | 203.0685 | 219.14 | 45.3925 | 84.9811 | 0
| LCA | LA Basin | 9 | Average Weekday | CAISO | 1-in-10 | 2023 | 18 | 198.6686 | 218.5239 | 45.3098 | 84.0766 | 0
| LCA | LA Basin | 9 | Average Weekday | CAISO | 1-in-10 | 2023 | 19 | 200.9927 | 208.4595 | 46.7995 | 82.2484 | 0
| LCA | LA Basin | 9 | Average Weekday | CAISO | 1-in-10 | 2023 | 20 | 201.9046 | 212.0067 | 45.0301 | 79.3915 | 0
| LCA | LA Basin | 9 | Average Weekday | CAISO | 1-in-10 | 2023 | 21 | 220.5374 | 229.4328 | 45.2359 | 76.3927 | 0
| LCA | LA Basin | 9 | Average Weekday | CAISO | 1-in-10 | 2023 | 22 | 384.1948 | 412.8122 | 45.2041 | 74.643 | 0
| LCA | LA Basin | 9 | Average Weekday | CAISO | 1-in-10 | 2023 | 23 | 383.2333 | 410.0885 | 45.2555 | 73.3839 | 0
| LCA | LA Basin | 9 | Average Weekday | CAISO | 1-in-10 | 2023 | 24 | 391.7199 | 429.9883 | 45.2575 | 72.357 | 0
| LCA | LA Basin | 9 | Monthly System Peak Day | CAISO | 1-in-10 | 2023 | 1 | 321.3853 | 307.6667 | 45.3304 | 78.765 | 0
| LCA | LA Basin | 9 | Monthly System Peak Day | CAISO | 1-in-10 | 2023 | 2 | 304.9411 | 278.541 | 45.3104 | 77.6888 | 0
| LCA | LA Basin | 9 | Monthly System Peak Day | CAISO | 1-in-10 | 2023 | 3 | 391.9805 | 343.3774 | 45.3081 | 76.715 | 0
| LCA | LA Basin | 9 | Monthly System Peak Day | CAISO | 1-in-10 | 2023 | 4 | 396.0118 | 355.3016 | 45.3031 | 76.1862 | 0
| LCA | LA Basin | 9 | Monthly System Peak Day | CAISO | 1-in-10 | 2023 | 5 | 394.1597 | 359.5001 | 45.3132 | 75.6787 | 0
| LCA | LA Basin | 9 | Monthly System Peak Day | CAISO | 1-in-10 | 2023 | 6 | 480.0156 | 428.1504 | 45.33 | 75.4975 | 0
| LCA | LA Basin | 9 | Monthly System Peak Day | CAISO | 1-in-10 | 2023 | 7 | 535.9045 | 469.824 | 45.3986 | 75.2875 | 0
| LCA | LA Basin | 9 | Monthly System Peak Day | CAISO | 1-in-10 | 2023 | 8 | 559.7269 | 481.9215 | 45.3623 | 75.795 | 0
| LCA | LA Basin | 9 | Monthly System Peak Day | CAISO | 1-in-10 | 2023 | 9 | 482.8213 | 453.3949 | 45.3671 | 77.3825 | 0
| LCA | LA Basin | 9 | Monthly System Peak Day | CAISO | 1-in-10 | 2023 | 10 | 475.6752 | 429.9112 | 45.356 | 80.615 | 0
| LCA | LA Basin | 9 | Monthly System Peak Day | CAISO | 1-in-10 | 2023 | 11 | 465.2504 | 414.3797 | 45.3644 | 85.5512 | 0
| LCA | LA Basin | 9 | Monthly System Peak Day | CAISO | 1-in-10 | 2023 | 12 | 437.9695 | 395.8174 | 45.3684 | 89.88 | 0
| LCA | LA Basin | 9 | Monthly System Peak Day | CAISO | 1-in-10 | 2023 | 13 | 375.0642 | 345.012 | 45.3806 | 93.1575 | 0
| LCA | LA Basin | 9 | Monthly System Peak Day | CAISO | 1-in-10 | 2023 | 14 | 339.1476 | 315.1233 | 45.3738 | 94.9538 | 0
| LCA | LA Basin | 9 | Monthly System Peak Day | CAISO | 1-in-10 | 2023 | 15 | 293.2078 | 274.8201 | 45.3974 | 96.1413 | 0
| LCA | LA Basin | 9 | Monthly System Peak Day | CAISO | 1-in-10 | 2023 | 16 | 254.4486 | 220.5942 | 45.403 | 96.235 | 0
| LCA | LA Basin | 9 | Monthly System Peak Day | CAISO | 1-in-10 | 2023 | 17 | 203.0685 | 220.8711 | 45.1494 | 96.255 | 0
| LCA | LA Basin | 9 | Monthly System Peak Day | CAISO | 1-in-10 | 2023 | 18 | 198.6686 | 223.0118 | 45.1599 | 94.9912 | 0
| LCA | LA Basin | 9 | Monthly System Peak Day | CAISO | 1-in-10 | 2023 | 19 | 200.9927 | 163.6508 | 45.7305 | 93.4512 | 0
| LCA | LA Basin | 9 | Monthly System Peak Day | CAISO | 1-in-10 | 2023 | 20 | 201.9046 | 158.3619 | 44.2974 | 91.0188 | 0
| LCA | LA Basin | 9 | Monthly System Peak Day | CAISO | 1-in-10 | 2023 | 21 | 220.5374 | 186.9684 | 45.3229 | 87.7125 | 0
| LCA | LA Basin | 9 | Monthly System Peak Day | CAISO | 1-in-10 | 2023 | 22 | 384.1948 | 341.5073 | 45.4588 | 86.2213 | 0
| LCA | LA Basin | 9 | Monthly System Peak Day | CAISO | 1-in-10 | 2023 | 23 | 383.2333 | 334.4076 | 45.333 | 85.0662 | 0
| LCA | LA Basin | 9 | Monthly System Peak Day | CAISO | 1-in-10 | 2023 | 24 | 391.7199 | 362.2689 | 45.339 | 83.4137 | 0
| LCA | LA Basin | 10 | Average Weekday | CAISO | 1-in-10 | 2023 | 1 | 350.1167 | 364.6366 | 42.1361 | 68.555 | 0
| LCA | LA Basin | 10 | Average Weekday | CAISO | 1-in-10 | 2023 | 2 | 307.9423 | 313.9937 | 42.0252 | 67.6929 | 0
| LCA | LA Basin | 10 | Average Weekday | CAISO | 1-in-10 | 2023 | 3 | 385.7173 | 394.5374 | 42.0095 | 67.0076 | 0
| LCA | LA Basin | 10 | Average Weekday | CAISO | 1-in-10 | 2023 | 4 | 380.8538 | 392.0797 | 41.9725 | 66.3674 | 0
| LCA | LA Basin | 10 | Average Weekday | CAISO | 1-in-10 | 2023 | 5 | 437.3439 | 453.7355 | 41.9811 | 65.7726 | 0
| LCA | LA Basin | 10 | Average Weekday | CAISO | 1-in-10 | 2023 | 6 | 547.687 | 571.7917 | 41.9488 | 65.2813 | 0
| LCA | LA Basin | 10 | Average Weekday | CAISO | 1-in-10 | 2023 | 7 | 587.9212 | 608.8738 | 41.9708 | 64.856 | 0
| LCA | LA Basin | 10 | Average Weekday | CAISO | 1-in-10 | 2023 | 8 | 642.0484 | 674.819 | 42.2613 | 64.5914 | 0
| LCA | LA Basin | 10 | Average Weekday | CAISO | 1-in-10 | 2023 | 9 | 557.514 | 598.4504 | 42.5422 | 65.0372 | 0
| LCA | LA Basin | 10 | Average Weekday | CAISO | 1-in-10 | 2023 | 10 | 537.3997 | 563.4612 | 42.285 | 67.8623 | 0
| LCA | LA Basin | 10 | Average Weekday | CAISO | 1-in-10 | 2023 | 11 | 534.7109 | 555.1019 | 42.4237 | 71.4722 | 0
| LCA | LA Basin | 10 | Average Weekday | CAISO | 1-in-10 | 2023 | 12 | 494.621 | 508.3884 | 42.5776 | 75.0476 | 0
| LCA | LA Basin | 10 | Average Weekday | CAISO | 1-in-10 | 2023 | 13 | 401.4756 | 412.0188 | 42.678 | 77.9464 | 0
| LCA | LA Basin | 10 | Average Weekday | CAISO | 1-in-10 | 2023 | 14 | 348.6498 | 356.1284 | 42.5571 | 79.8654 | 0
| LCA | LA Basin | 10 | Average Weekday | CAISO | 1-in-10 | 2023 | 15 | 296.3087 | 303.4414 | 42.3269 | 81.0123 | 0
| LCA | LA Basin | 10 | Average Weekday | CAISO | 1-in-10 | 2023 | 16 | 238.0171 | 240.8403 | 42.0258 | 81.494 | 0
| LCA | LA Basin | 10 | Average Weekday | CAISO | 1-in-10 | 2023 | 17 | 200.7402 | 211.3708 | 41.7414 | 81.3193 | 0
| LCA | LA Basin | 10 | Average Weekday | CAISO | 1-in-10 | 2023 | 18 | 205.8174 | 213.3058 | 41.7731 | 80.4769 | 0
| LCA | LA Basin | 10 | Average Weekday | CAISO | 1-in-10 | 2023 | 19 | 184.1192 | 188.7251 | 42.3423 | 78.5379 | 0
| LCA | LA Basin | 10 | Average Weekday | CAISO | 1-in-10 | 2023 | 20 | 193.123 | 198.1551 | 41.6893 | 75.4623 | 0
| LCA | LA Basin | 10 | Average Weekday | CAISO | 1-in-10 | 2023 | 21 | 204.2596 | 208.6622 | 41.7863 | 73.2762 | 0
| LCA | LA Basin | 10 | Average Weekday | CAISO | 1-in-10 | 2023 | 22 | 409.7958 | 437.1978 | 42.0352 | 71.8236 | 0
| LCA | LA Basin | 10 | Average Weekday | CAISO | 1-in-10 | 2023 | 23 | 388.0557 | 416.3462 | 42.1334 | 70.6065 | 0
| LCA | LA Basin | 10 | Average Weekday | CAISO | 1-in-10 | 2023 | 24 | 402.8463 | 438.4078 | 42.2487 | 69.5898 | 0
| LCA | LA Basin | 10 | Monthly System Peak Day | CAISO | 1-in-10 | 2023 | 1 | 350.1167 | 381.51 | 41.6756 | 77.8105 | 0
| LCA | LA Basin | 10 | Monthly System Peak Day | CAISO | 1-in-10 | 2023 | 2 | 307.9423 | 322.8909 | 41.7303 | 76.7246 | 0
| LCA | LA Basin | 10 | Monthly System Peak Day | CAISO | 1-in-10 | 2023 | 3 | 385.7173 | 404.2636 | 41.7386 | 75.7132 | 0
| LCA | LA Basin | 10 | Monthly System Peak Day | CAISO | 1-in-10 | 2023 | 4 | 380.8538 | 399.2215 | 41.7657 | 74.7559 | 0
| LCA | LA Basin | 10 | Monthly System Peak Day | CAISO | 1-in-10 | 2023 | 5 | 437.3439 | 464.9989 | 41.7641 | 74.3109 | 0
| LCA | LA Basin | 10 | Monthly System Peak Day | CAISO | 1-in-10 | 2023 | 6 | 547.687 | 574.8392 | 41.8016 | 73.9266 | 0
| LCA | LA Basin | 10 | Monthly System Peak Day | CAISO | 1-in-10 | 2023 | 7 | 587.9212 | 607.1755 | 41.8158 | 73.3537 | 0
| LCA | LA Basin | 10 | Monthly System Peak Day | CAISO | 1-in-10 | 2023 | 8 | 642.0484 | 689.6245 | 41.6507 | 73.1109 | 0
| LCA | LA Basin | 10 | Monthly System Peak Day | CAISO | 1-in-10 | 2023 | 9 | 557.514 | 608.1805 | 41.5793 | 73.8571 | 0
| LCA | LA Basin | 10 | Monthly System Peak Day | CAISO | 1-in-10 | 2023 | 10 | 537.3997 | 570.3948 | 41.6497 | 77.6895 | 0
| LCA | LA Basin | 10 | Monthly System Peak Day | CAISO | 1-in-10 | 2023 | 11 | 534.7109 | 565.7584 | 41.6782 | 81.277 | 0
| LCA | LA Basin | 10 | Monthly System Peak Day | CAISO | 1-in-10 | 2023 | 12 | 494.621 | 522.2839 | 41.748 | 84.4803 | 0
| LCA | LA Basin | 10 | Monthly System Peak Day | CAISO | 1-in-10 | 2023 | 13 | 401.4756 | 419.7074 | 41.8157 | 86.9539 | 0
| LCA | LA Basin | 10 | Monthly System Peak Day | CAISO | 1-in-10 | 2023 | 14 | 348.6498 | 359.4504 | 41.7484 | 88.2526 | 0
| LCA | LA Basin | 10 | Monthly System Peak Day | CAISO | 1-in-10 | 2023 | 15 | 296.3087 | 304.7342 | 41.6745 | 88.8658 | 0
| LCA | LA Basin | 10 | Monthly System Peak Day | CAISO | 1-in-10 | 2023 | 16 | 238.0171 | 238.5315 | 41.7447 | 89.5421 | 0
| LCA | LA Basin | 10 | Monthly System Peak Day | CAISO | 1-in-10 | 2023 | 17 | 200.7402 | 211.9345 | 41.7066 | 88.9579 | 0
| LCA | LA Basin | 10 | Monthly System Peak Day | CAISO | 1-in-10 | 2023 | 18 | 205.8174 | 214.2071 | 41.6925 | 87.8237 | 0
| LCA | LA Basin | 10 | Monthly System Peak Day | CAISO | 1-in-10 | 2023 | 19 | 184.1192 | 188.6646 | 42.501 | 84.604 | 0
| LCA | LA Basin | 10 | Monthly System Peak Day | CAISO | 1-in-10 | 2023 | 20 | 193.123 | 197.0547 | 41.689 | 81.1316 | 0
| LCA | LA Basin | 10 | Monthly System Peak Day | CAISO | 1-in-10 | 2023 | 21 | 204.2596 | 208.9857 | 41.8455 | 77.9908 | 0
| LCA | LA Basin | 10 | Monthly System Peak Day | CAISO | 1-in-10 | 2023 | 22 | 409.7958 | 437.9883 | 41.79 | 76.2697 | 0
| LCA | LA Basin | 10 | Monthly System Peak Day | CAISO | 1-in-10 | 2023 | 23 | 388.0557 | 422.2043 | 41.7126 | 75.2239 | 0
| LCA | LA Basin | 10 | Monthly System Peak Day | CAISO | 1-in-10 | 2023 | 24 | 402.8463 | 463.1375 | 41.6361 | 74.3334 | 0
| LCA | LA Basin | 11 | Average Weekday | CAISO | 1-in-10 | 2023 | 1 | 322.5297 | 330.8397 | 42.017 | 57.9601 | 0
| LCA | LA Basin | 11 | Average Weekday | CAISO | 1-in-10 | 2023 | 2 | 289.6325 | 295.5318 | 41.9978 | 56.9747 | 0
| LCA | LA Basin | 11 | Average Weekday | CAISO | 1-in-10 | 2023 | 3 | 367.7877 | 378.8047 | 41.9708 | 56.0638 | 0
| LCA | LA Basin | 11 | Average Weekday | CAISO | 1-in-10 | 2023 | 4 | 364.4417 | 379.3286 | 41.9748 | 55.144 | 0
| LCA | LA Basin | 11 | Average Weekday | CAISO | 1-in-10 | 2023 | 5 | 407.5114 | 439.0911 | 41.9533 | 54.3786 | 0
| LCA | LA Basin | 11 | Average Weekday | CAISO | 1-in-10 | 2023 | 6 | 526.7069 | 572.0685 | 41.9677 | 53.8108 | 0
| LCA | LA Basin | 11 | Average Weekday | CAISO | 1-in-10 | 2023 | 7 | 571.0161 | 592.7246 | 42.1729 | 53.3821 | 0
| LCA | LA Basin | 11 | Average Weekday | CAISO | 1-in-10 | 2023 | 8 | 613.6793 | 631.7923 | 42.3616 | 53.205 | 0
| LCA | LA Basin | 11 | Average Weekday | CAISO | 1-in-10 | 2023 | 9 | 533.1741 | 563.8447 | 42.202 | 54.7891 | 0
| LCA | LA Basin | 11 | Average Weekday | CAISO | 1-in-10 | 2023 | 10 | 513.6047 | 532.8343 | 42.2688 | 58.7128 | 0
| LCA | LA Basin | 11 | Average Weekday | CAISO | 1-in-10 | 2023 | 11 | 501.5797 | 515.6875 | 42.374 | 63.2581 | 0
| LCA | LA Basin | 11 | Average Weekday | CAISO | 1-in-10 | 2023 | 12 | 469.5909 | 478.627 | 42.4488 | 66.9529 | 0
| LCA | LA Basin | 11 | Average Weekday | CAISO | 1-in-10 | 2023 | 13 | 388.1458 | 399.7248 | 42.3933 | 69.623 | 0
| LCA | LA Basin | 11 | Average Weekday | CAISO | 1-in-10 | 2023 | 14 | 346.7832 | 355.8718 | 42.2548 | 71.1869 | 0
| LCA | LA Basin | 11 | Average Weekday | CAISO | 1-in-10 | 2023 | 15 | 284.4713 | 293.0997 | 42.041 | 71.987 | 0
| LCA | LA Basin | 11 | Average Weekday | CAISO | 1-in-10 | 2023 | 16 | 233.3808 | 235.4778 | 42.0336 | 72.1217 | 0
| LCA | LA Basin | 11 | Average Weekday | CAISO | 1-in-10 | 2023 | 17 | 188.8047 | 197.8915 | 41.7662 | 71.3364 | 0
| LCA | LA Basin | 11 | Average Weekday | CAISO | 1-in-10 | 2023 | 18 | 186.4417 | 194.306 | 41.8378 | 69.3138 | 0
| LCA | LA Basin | 11 | Average Weekday | CAISO | 1-in-10 | 2023 | 19 | 170.7052 | 176.595 | 41.69 | 66.7823 | 0
| LCA | LA Basin | 11 | Average Weekday | CAISO | 1-in-10 | 2023 | 20 | 177.9362 | 262.2184 | 50.6037 | 64.7013 | 0
| LCA | LA Basin | 11 | Average Weekday | CAISO | 1-in-10 | 2023 | 21 | 181.5228 | 186.7166 | 41.8281 | 63.0818 | 0
| LCA | LA Basin | 11 | Average Weekday | CAISO | 1-in-10 | 2023 | 22 | 379.1834 | 403.5815 | 42.0931 | 61.5232 | 0
| LCA | LA Basin | 11 | Average Weekday | CAISO | 1-in-10 | 2023 | 23 | 357.8024 | 377.76 | 42.168 | 60.18 | 0
| LCA | LA Basin | 11 | Average Weekday | CAISO | 1-in-10 | 2023 | 24 | 371.3419 | 388.9584 | 42.0986 | 59.0036 | 0
| LCA | LA Basin | 11 | Monthly System Peak Day | CAISO | 1-in-10 | 2023 | 1 | 322.5297 | 341.401 | 41.7499 | 71.5513 | 0
| LCA | LA Basin | 11 | Monthly System Peak Day | CAISO | 1-in-10 | 2023 | 2 | 289.6325 | 304.3616 | 41.7453 | 70.1891 | 0
| LCA | LA Basin | 11 | Monthly System Peak Day | CAISO | 1-in-10 | 2023 | 3 | 367.7877 | 386.8913 | 41.7769 | 69.5076 | 0
| LCA | LA Basin | 11 | Monthly System Peak Day | CAISO | 1-in-10 | 2023 | 4 | 364.4417 | 388.292 | 41.7682 | 68.1163 | 0
| LCA | LA Basin | 11 | Monthly System Peak Day | CAISO | 1-in-10 | 2023 | 5 | 407.5114 | 446.9019 | 41.8106 | 67.2789 | 0
| LCA | LA Basin | 11 | Monthly System Peak Day | CAISO | 1-in-10 | 2023 | 6 | 526.7069 | 576.8369 | 41.8115 | 66.485 | 0
| LCA | LA Basin | 11 | Monthly System Peak Day | CAISO | 1-in-10 | 2023 | 7 | 571.0161 | 595.4189 | 41.6073 | 66.3057 | 0
| LCA | LA Basin | 11 | Monthly System Peak Day | CAISO | 1-in-10 | 2023 | 8 | 613.6793 | 662.5224 | 41.5368 | 66.9505 | 0
| LCA | LA Basin | 11 | Monthly System Peak Day | CAISO | 1-in-10 | 2023 | 9 | 533.1741 | 572.2256 | 41.6992 | 68.6008 | 0
| LCA | LA Basin | 11 | Monthly System Peak Day | CAISO | 1-in-10 | 2023 | 10 | 513.6047 | 542.6669 | 41.6406 | 72.9428 | 0
| LCA | LA Basin | 11 | Monthly System Peak Day | CAISO | 1-in-10 | 2023 | 11 | 501.5797 | 530.49 | 41.7389 | 80.1355 | 0
| LCA | LA Basin | 11 | Monthly System Peak Day | CAISO | 1-in-10 | 2023 | 12 | 469.5909 | 495.2519 | 41.8899 | 85.9434 | 0
| LCA | LA Basin | 11 | Monthly System Peak Day | CAISO | 1-in-10 | 2023 | 13 | 388.1458 | 405.5863 | 41.8972 | 89.3829 | 0
| LCA | LA Basin | 11 | Monthly System Peak Day | CAISO | 1-in-10 | 2023 | 14 | 346.7832 | 356.8866 | 41.7824 | 90.9987 | 0
| LCA | LA Basin | 11 | Monthly System Peak Day | CAISO | 1-in-10 | 2023 | 15 | 284.4713 | 292.7651 | 41.7957 | 91.5474 | 0
| LCA | LA Basin | 11 | Monthly System Peak Day | CAISO | 1-in-10 | 2023 | 16 | 233.3808 | 233.1126 | 41.7291 | 91.5197 | 0
| LCA | LA Basin | 11 | Monthly System Peak Day | CAISO | 1-in-10 | 2023 | 17 | 188.8047 | 199.1566 | 41.6864 | 90.7408 | 0
| LCA | LA Basin | 11 | Monthly System Peak Day | CAISO | 1-in-10 | 2023 | 18 | 186.4417 | 197.1588 | 41.6258 | 88.8921 | 0
| LCA | LA Basin | 11 | Monthly System Peak Day | CAISO | 1-in-10 | 2023 | 19 | 170.7052 | 176.0598 | 41.6897 | 85.9039 | 0
| LCA | LA Basin | 11 | Monthly System Peak Day | CAISO | 1-in-10 | 2023 | 20 | 177.9362 | 329.4944 | 54.9028 | 82.2526 | 0
| LCA | LA Basin | 11 | Monthly System Peak Day | CAISO | 1-in-10 | 2023 | 21 | 181.5228 | 186.9835 | 41.8714 | 79.0605 | 0
| LCA | LA Basin | 11 | Monthly System Peak Day | CAISO | 1-in-10 | 2023 | 22 | 379.1834 | 407.0163 | 41.7152 | 76.4662 | 0
| LCA | LA Basin | 11 | Monthly System Peak Day | CAISO | 1-in-10 | 2023 | 23 | 357.8024 | 387.1639 | 41.635 | 74.3099 | 0
| LCA | LA Basin | 11 | Monthly System Peak Day | CAISO | 1-in-10 | 2023 | 24 | 371.3419 | 407.6906 | 41.6966 | 72.6928 | 0
| LCA | LA Basin | 12 | Average Weekday | CAISO | 1-in-10 | 2023 | 1 | 380.9474 | 388.9884 | 41.8899 | 52.4722 | 0
| LCA | LA Basin | 12 | Average Weekday | CAISO | 1-in-10 | 2023 | 2 | 348.9865 | 355.3816 | 41.8786 | 51.7027 | 0
| LCA | LA Basin | 12 | Average Weekday | CAISO | 1-in-10 | 2023 | 3 | 425.6372 | 437.1794 | 41.8771 | 50.9654 | 0
| LCA | LA Basin | 12 | Average Weekday | CAISO | 1-in-10 | 2023 | 4 | 423.8074 | 439.1301 | 41.876 | 50.2564 | 0
| LCA | LA Basin | 12 | Average Weekday | CAISO | 1-in-10 | 2023 | 5 | 471.1791 | 504.7605 | 41.8808 | 49.6342 | 0
| LCA | LA Basin | 12 | Average Weekday | CAISO | 1-in-10 | 2023 | 6 | 575.5334 | 621.9365 | 41.8894 | 49.1067 | 0
| LCA | LA Basin | 12 | Average Weekday | CAISO | 1-in-10 | 2023 | 7 | 615.2789 | 637.3705 | 41.9044 | 48.7226 | 0
| LCA | LA Basin | 12 | Average Weekday | CAISO | 1-in-10 | 2023 | 8 | 660.747 | 680.7256 | 41.9173 | 48.679 | 0
| LCA | LA Basin | 12 | Average Weekday | CAISO | 1-in-10 | 2023 | 9 | 570.869 | 602.8878 | 41.9295 | 49.4997 | 0
| LCA | LA Basin | 12 | Average Weekday | CAISO | 1-in-10 | 2023 | 10 | 539.6687 | 559.7096 | 41.9066 | 52.3837 | 0
| LCA | LA Basin | 12 | Average Weekday | CAISO | 1-in-10 | 2023 | 11 | 532.8568 | 547.0863 | 41.9301 | 56.0605 | 0
| LCA | LA Basin | 12 | Average Weekday | CAISO | 1-in-10 | 2023 | 12 | 500.1613 | 509.1705 | 41.9537 | 59.3856 | 0
| LCA | LA Basin | 12 | Average Weekday | CAISO | 1-in-10 | 2023 | 13 | 423.1111 | 434.4854 | 41.9681 | 61.7418 | 0
| LCA | LA Basin | 12 | Average Weekday | CAISO | 1-in-10 | 2023 | 14 | 384.7271 | 393.826 | 41.9511 | 63.2924 | 0
| LCA | LA Basin | 12 | Average Weekday | CAISO | 1-in-10 | 2023 | 15 | 341.9059 | 350.4328 | 41.9173 | 64.0322 | 0
| LCA | LA Basin | 12 | Average Weekday | CAISO | 1-in-10 | 2023 | 16 | 288.4598 | 290.6283 | 41.8884 | 64.0793 | 0
| LCA | LA Basin | 12 | Average Weekday | CAISO | 1-in-10 | 2023 | 17 | 251.4348 | 262.0516 | 41.7269 | 63.3258 | 0
| LCA | LA Basin | 12 | Average Weekday | CAISO | 1-in-10 | 2023 | 18 | 252.5835 | 260.9347 | 41.7323 | 61.3192 | 0
| LCA | LA Basin | 12 | Average Weekday | CAISO | 1-in-10 | 2023 | 19 | 239.198 | 244.7803 | 41.6895 | 59.1225 | 0
| LCA | LA Basin | 12 | Average Weekday | CAISO | 1-in-10 | 2023 | 20 | 256.0325 | 341.7243 | 42.4884 | 57.5947 | 0
| LCA | LA Basin | 12 | Average Weekday | CAISO | 1-in-10 | 2023 | 21 | 261.5793 | 266.8376 | 41.7894 | 56.3307 | 0
| LCA | LA Basin | 12 | Average Weekday | CAISO | 1-in-10 | 2023 | 22 | 443.4277 | 467.176 | 41.914 | 55.1238 | 0
| LCA | LA Basin | 12 | Average Weekday | CAISO | 1-in-10 | 2023 | 23 | 422.7727 | 442.3808 | 41.9093 | 54.1089 | 0
| LCA | LA Basin | 12 | Average Weekday | CAISO | 1-in-10 | 2023 | 24 | 434.7607 | 452.0645 | 41.9052 | 53.2199 | 0
| LCA | LA Basin | 12 | Monthly System Peak Day | CAISO | 1-in-10 | 2023 | 1 | 380.9474 | 388.9884 | 41.8899 | 43.7887 | 0
| LCA | LA Basin | 12 | Monthly System Peak Day | CAISO | 1-in-10 | 2023 | 2 | 348.9865 | 355.3816 | 41.8786 | 42.7476 | 0
| LCA | LA Basin | 12 | Monthly System Peak Day | CAISO | 1-in-10 | 2023 | 3 | 425.6372 | 437.1794 | 41.8771 | 41.6828 | 0
| LCA | LA Basin | 12 | Monthly System Peak Day | CAISO | 1-in-10 | 2023 | 4 | 423.8074 | 439.1301 | 41.876 | 40.8868 | 0
| LCA | LA Basin | 12 | Monthly System Peak Day | CAISO | 1-in-10 | 2023 | 5 | 471.1791 | 504.7605 | 41.8808 | 39.9918 | 0
| LCA | LA Basin | 12 | Monthly System Peak Day | CAISO | 1-in-10 | 2023 | 6 | 575.5334 | 621.9365 | 41.8894 | 39.0575 | 0
| LCA | LA Basin | 12 | Monthly System Peak Day | CAISO | 1-in-10 | 2023 | 7 | 615.2789 | 637.3705 | 41.9044 | 38.3624 | 0
| LCA | LA Basin | 12 | Monthly System Peak Day | CAISO | 1-in-10 | 2023 | 8 | 660.747 | 680.7256 | 41.9173 | 38.6474 | 0
| LCA | LA Basin | 12 | Monthly System Peak Day | CAISO | 1-in-10 | 2023 | 9 | 570.869 | 602.8878 | 41.9295 | 39.7196 | 0
| LCA | LA Basin | 12 | Monthly System Peak Day | CAISO | 1-in-10 | 2023 | 10 | 539.6687 | 559.7096 | 41.9066 | 43.7558 | 0
| LCA | LA Basin | 12 | Monthly System Peak Day | CAISO | 1-in-10 | 2023 | 11 | 532.8568 | 547.0863 | 41.9301 | 48.4107 | 0
| LCA | LA Basin | 12 | Monthly System Peak Day | CAISO | 1-in-10 | 2023 | 12 | 500.1613 | 509.1705 | 41.9537 | 51.2009 | 0
| LCA | LA Basin | 12 | Monthly System Peak Day | CAISO | 1-in-10 | 2023 | 13 | 423.1111 | 434.4854 | 41.9681 | 52.4076 | 0
| LCA | LA Basin | 12 | Monthly System Peak Day | CAISO | 1-in-10 | 2023 | 14 | 384.7271 | 393.826 | 41.9511 | 53.5787 | 0
| LCA | LA Basin | 12 | Monthly System Peak Day | CAISO | 1-in-10 | 2023 | 15 | 341.9059 | 350.4328 | 41.9173 | 54.5351 | 0
| LCA | LA Basin | 12 | Monthly System Peak Day | CAISO | 1-in-10 | 2023 | 16 | 288.4598 | 290.6283 | 41.8884 | 54.8984 | 0
| LCA | LA Basin | 12 | Monthly System Peak Day | CAISO | 1-in-10 | 2023 | 17 | 251.4348 | 262.0516 | 41.7269 | 54.613 | 0
| LCA | LA Basin | 12 | Monthly System Peak Day | CAISO | 1-in-10 | 2023 | 18 | 252.5835 | 260.9347 | 41.7323 | 52.7462 | 0
| LCA | LA Basin | 12 | Monthly System Peak Day | CAISO | 1-in-10 | 2023 | 19 | 239.198 | 244.7803 | 41.6895 | 50.6778 | 0
| LCA | LA Basin | 12 | Monthly System Peak Day | CAISO | 1-in-10 | 2023 | 20 | 256.0325 | 341.7243 | 42.4884 | 49.5764 | 0
| LCA | LA Basin | 12 | Monthly System Peak Day | CAISO | 1-in-10 | 2023 | 21 | 261.5793 | 266.8376 | 41.7894 | 48.2487 | 0
| LCA | LA Basin | 12 | Monthly System Peak Day | CAISO | 1-in-10 | 2023 | 22 | 443.4277 | 467.176 | 41.914 | 46.5763 | 0
| LCA | LA Basin | 12 | Monthly System Peak Day | CAISO | 1-in-10 | 2023 | 23 | 422.7727 | 442.3808 | 41.9093 | 45.8611 | 0
| LCA | LA Basin | 12 | Monthly System Peak Day | CAISO | 1-in-10 | 2023 | 24 | 434.7607 | 452.0645 | 41.9052 | 45.4583 | 0
| LCA | LA Basin | 1 | Average Weekday | CAISO | 1-in-10 | 2024 | 1 | 375.342 | 383.4571 | 41.8624 | 50.3292 | 0
| LCA | LA Basin | 1 | Average Weekday | CAISO | 1-in-10 | 2024 | 2 | 346.6223 | 354.1424 | 41.8511 | 49.4929 | 0
| LCA | LA Basin | 1 | Average Weekday | CAISO | 1-in-10 | 2024 | 3 | 431.5331 | 443.6767 | 41.8496 | 48.846 | 0
| LCA | LA Basin | 1 | Average Weekday | CAISO | 1-in-10 | 2024 | 4 | 426.0478 | 442.008 | 41.8485 | 48.1615 | 0
| LCA | LA Basin | 1 | Average Weekday | CAISO | 1-in-10 | 2024 | 5 | 474.0522 | 507.6535 | 41.8533 | 47.4809 | 0
| LCA | LA Basin | 1 | Average Weekday | CAISO | 1-in-10 | 2024 | 6 | 589.076 | 637.021 | 41.8618 | 46.8357 | 0
| LCA | LA Basin | 1 | Average Weekday | CAISO | 1-in-10 | 2024 | 7 | 632.7782 | 655.0968 | 41.8769 | 46.3081 | 0
| LCA | LA Basin | 1 | Average Weekday | CAISO | 1-in-10 | 2024 | 8 | 678.6254 | 698.8184 | 41.8897 | 46.1585 | 0
| LCA | LA Basin | 1 | Average Weekday | CAISO | 1-in-10 | 2024 | 9 | 584.6445 | 614.3151 | 41.9019 | 46.7547 | 0
| LCA | LA Basin | 1 | Average Weekday | CAISO | 1-in-10 | 2024 | 10 | 565.8443 | 585.5082 | 41.8791 | 49.5868 | 0
| LCA | LA Basin | 1 | Average Weekday | CAISO | 1-in-10 | 2024 | 11 | 554.7126 | 568.9596 | 41.9025 | 53.252 | 0
| LCA | LA Basin | 1 | Average Weekday | CAISO | 1-in-10 | 2024 | 12 | 524.5895 | 533.6038 | 41.9261 | 56.6167 | 0
| LCA | LA Basin | 1 | Average Weekday | CAISO | 1-in-10 | 2024 | 13 | 456.7706 | 468.0823 | 41.9405 | 59.0083 | 0
| LCA | LA Basin | 1 | Average Weekday | CAISO | 1-in-10 | 2024 | 14 | 414.5206 | 423.6178 | 41.9235 | 60.5254 | 0
| LCA | LA Basin | 1 | Average Weekday | CAISO | 1-in-10 | 2024 | 15 | 366.5536 | 375.0808 | 41.8898 | 61.437 | 0
| LCA | LA Basin | 1 | Average Weekday | CAISO | 1-in-10 | 2024 | 16 | 312.1768 | 314.2748 | 41.8609 | 61.7907 | 0
| LCA | LA Basin | 1 | Average Weekday | CAISO | 1-in-10 | 2024 | 17 | 271.1176 | 281.8138 | 41.6998 | 61.3348 | 0
| LCA | LA Basin | 1 | Average Weekday | CAISO | 1-in-10 | 2024 | 18 | 271.9945 | 280.4414 | 41.7052 | 59.8087 | 0
| LCA | LA Basin | 1 | Average Weekday | CAISO | 1-in-10 | 2024 | 19 | 251.5007 | 257.0822 | 41.6625 | 57.4988 | 0
| LCA | LA Basin | 1 | Average Weekday | CAISO | 1-in-10 | 2024 | 20 | 258.5023 | 343.0128 | 42.459 | 55.8484 | 0
| LCA | LA Basin | 1 | Average Weekday | CAISO | 1-in-10 | 2024 | 21 | 250.1549 | 255.2401 | 41.7622 | 54.6202 | 0
| LCA | LA Basin | 1 | Average Weekday | CAISO | 1-in-10 | 2024 | 22 | 433.9613 | 457.947 | 41.8864 | 53.4966 | 0
| LCA | LA Basin | 1 | Average Weekday | CAISO | 1-in-10 | 2024 | 23 | 416.9778 | 436.6526 | 41.8818 | 52.3728 | 0
| LCA | LA Basin | 1 | Average Weekday | CAISO | 1-in-10 | 2024 | 24 | 436.1878 | 453.5725 | 41.8776 | 51.4044 | 0
| LCA | LA Basin | 1 | Monthly System Peak Day | CAISO | 1-in-10 | 2024 | 1 | 375.342 | 383.4571 | 41.8624 | 45.4651 | 0
| LCA | LA Basin | 1 | Monthly System Peak Day | CAISO | 1-in-10 | 2024 | 2 | 346.6223 | 354.1424 | 41.8511 | 45.0454 | 0
| LCA | LA Basin | 1 | Monthly System Peak Day | CAISO | 1-in-10 | 2024 | 3 | 431.5331 | 443.6767 | 41.8496 | 45.1804 | 0
| LCA | LA Basin | 1 | Monthly System Peak Day | CAISO | 1-in-10 | 2024 | 4 | 426.0478 | 442.008 | 41.8485 | 44.8959 | 0
| LCA | LA Basin | 1 | Monthly System Peak Day | CAISO | 1-in-10 | 2024 | 5 | 474.0522 | 507.6535 | 41.8533 | 44.7934 | 0
| LCA | LA Basin | 1 | Monthly System Peak Day | CAISO | 1-in-10 | 2024 | 6 | 589.076 | 637.021 | 41.8618 | 43.9289 | 0
| LCA | LA Basin | 1 | Monthly System Peak Day | CAISO | 1-in-10 | 2024 | 7 | 632.7782 | 655.0968 | 41.8769 | 43.6862 | 0
| LCA | LA Basin | 1 | Monthly System Peak Day | CAISO | 1-in-10 | 2024 | 8 | 678.6254 | 698.8184 | 41.8897 | 42.7533 | 0
| LCA | LA Basin | 1 | Monthly System Peak Day | CAISO | 1-in-10 | 2024 | 9 | 584.6445 | 614.3151 | 41.9019 | 42.2608 | 0
| LCA | LA Basin | 1 | Monthly System Peak Day | CAISO | 1-in-10 | 2024 | 10 | 565.8443 | 585.5082 | 41.8791 | 44.59 | 0
| LCA | LA Basin | 1 | Monthly System Peak Day | CAISO | 1-in-10 | 2024 | 11 | 554.7126 | 568.9596 | 41.9025 | 46.6911 | 0
| LCA | LA Basin | 1 | Monthly System Peak Day | CAISO | 1-in-10 | 2024 | 12 | 524.5895 | 533.6038 | 41.9261 | 48.6754 | 0
| LCA | LA Basin | 1 | Monthly System Peak Day | CAISO | 1-in-10 | 2024 | 13 | 456.7706 | 468.0823 | 41.9405 | 49.8647 | 0
| LCA | LA Basin | 1 | Monthly System Peak Day | CAISO | 1-in-10 | 2024 | 14 | 414.5206 | 423.6178 | 41.9235 | 49.6668 | 0
| LCA | LA Basin | 1 | Monthly System Peak Day | CAISO | 1-in-10 | 2024 | 15 | 366.5536 | 375.0808 | 41.8898 | 50.5197 | 0
| LCA | LA Basin | 1 | Monthly System Peak Day | CAISO | 1-in-10 | 2024 | 16 | 312.1768 | 314.2748 | 41.8609 | 51.4093 | 0
| LCA | LA Basin | 1 | Monthly System Peak Day | CAISO | 1-in-10 | 2024 | 17 | 271.1176 | 281.8138 | 41.6998 | 51.7017 | 0
| LCA | LA Basin | 1 | Monthly System Peak Day | CAISO | 1-in-10 | 2024 | 18 | 271.9945 | 280.4414 | 41.7052 | 50.6975 | 0
| LCA | LA Basin | 1 | Monthly System Peak Day | CAISO | 1-in-10 | 2024 | 19 | 251.5007 | 257.0822 | 41.6625 | 48.8825 | 0
| LCA | LA Basin | 1 | Monthly System Peak Day | CAISO | 1-in-10 | 2024 | 20 | 258.5023 | 343.0128 | 42.459 | 47.9611 | 0
| LCA | LA Basin | 1 | Monthly System Peak Day | CAISO | 1-in-10 | 2024 | 21 | 250.1549 | 255.2401 | 41.7622 | 46.8322 | 0
| LCA | LA Basin | 1 | Monthly System Peak Day | CAISO | 1-in-10 | 2024 | 22 | 433.9613 | 457.947 | 41.8864 | 46.1047 | 0
| LCA | LA Basin | 1 | Monthly System Peak Day | CAISO | 1-in-10 | 2024 | 23 | 416.9778 | 436.6526 | 41.8818 | 45.1543 | 0
| LCA | LA Basin | 1 | Monthly System Peak Day | CAISO | 1-in-10 | 2024 | 24 | 436.1878 | 453.5725 | 41.8776 | 44.0309 | 0
| LCA | LA Basin | 2 | Average Weekday | CAISO | 1-in-10 | 2024 | 1 | 349.8989 | 358.6208 | 41.8948 | 50.1113 | 0
| LCA | LA Basin | 2 | Average Weekday | CAISO | 1-in-10 | 2024 | 2 | 320.5973 | 328.7492 | 41.8825 | 49.2107 | 0
| LCA | LA Basin | 2 | Average Weekday | CAISO | 1-in-10 | 2024 | 3 | 398.2378 | 411.1968 | 41.8809 | 48.3438 | 0
| LCA | LA Basin | 2 | Average Weekday | CAISO | 1-in-10 | 2024 | 4 | 389.2086 | 406.3581 | 41.8797 | 47.5979 | 0
| LCA | LA Basin | 2 | Average Weekday | CAISO | 1-in-10 | 2024 | 5 | 440.2445 | 475.7171 | 41.8851 | 47.0173 | 0
| LCA | LA Basin | 2 | Average Weekday | CAISO | 1-in-10 | 2024 | 6 | 551.8206 | 600.7842 | 41.8947 | 46.4793 | 0
| LCA | LA Basin | 2 | Average Weekday | CAISO | 1-in-10 | 2024 | 7 | 585.923 | 607.6457 | 41.9111 | 46.179 | 0
| LCA | LA Basin | 2 | Average Weekday | CAISO | 1-in-10 | 2024 | 8 | 638.7101 | 658.4764 | 41.9245 | 46.1339 | 0
| LCA | LA Basin | 2 | Average Weekday | CAISO | 1-in-10 | 2024 | 9 | 565.1355 | 594.4573 | 41.9373 | 47.6859 | 0
| LCA | LA Basin | 2 | Average Weekday | CAISO | 1-in-10 | 2024 | 10 | 540.7449 | 559.6132 | 41.9121 | 50.9967 | 0
| LCA | LA Basin | 2 | Average Weekday | CAISO | 1-in-10 | 2024 | 11 | 533.4138 | 547.399 | 41.9375 | 54.578 | 0
| LCA | LA Basin | 2 | Average Weekday | CAISO | 1-in-10 | 2024 | 12 | 503.8714 | 513.1343 | 41.9632 | 57.4598 | 0
| LCA | LA Basin | 2 | Average Weekday | CAISO | 1-in-10 | 2024 | 13 | 434.2304 | 446.3463 | 41.9788 | 59.4503 | 0
| LCA | LA Basin | 2 | Average Weekday | CAISO | 1-in-10 | 2024 | 14 | 389.3197 | 398.4731 | 41.9603 | 60.8044 | 0
| LCA | LA Basin | 2 | Average Weekday | CAISO | 1-in-10 | 2024 | 15 | 334.1289 | 342.5974 | 41.9239 | 61.7147 | 0
| LCA | LA Basin | 2 | Average Weekday | CAISO | 1-in-10 | 2024 | 16 | 280.5807 | 282.9048 | 41.893 | 62.0952 | 0
| LCA | LA Basin | 2 | Average Weekday | CAISO | 1-in-10 | 2024 | 17 | 231.7532 | 242.1811 | 41.7103 | 61.6738 | 0
| LCA | LA Basin | 2 | Average Weekday | CAISO | 1-in-10 | 2024 | 18 | 229.5476 | 237.9186 | 41.7168 | 60.3894 | 0
| LCA | LA Basin | 2 | Average Weekday | CAISO | 1-in-10 | 2024 | 19 | 212.6414 | 218.8638 | 41.6629 | 58.1787 | 0
| LCA | LA Basin | 2 | Average Weekday | CAISO | 1-in-10 | 2024 | 20 | 219.5684 | 301.5071 | 42.5335 | 56.2556 | 0
| LCA | LA Basin | 2 | Average Weekday | CAISO | 1-in-10 | 2024 | 21 | 211.7256 | 217.1749 | 41.778 | 54.7745 | 0
| LCA | LA Basin | 2 | Average Weekday | CAISO | 1-in-10 | 2024 | 22 | 398.1594 | 423.2173 | 41.9219 | 53.6291 | 0
| LCA | LA Basin | 2 | Average Weekday | CAISO | 1-in-10 | 2024 | 23 | 383.7997 | 404.6843 | 41.9166 | 52.5079 | 0
| LCA | LA Basin | 2 | Average Weekday | CAISO | 1-in-10 | 2024 | 24 | 402.2681 | 420.3059 | 41.9116 | 51.4241 | 0
| LCA | LA Basin | 2 | Monthly System Peak Day | CAISO | 1-in-10 | 2024 | 1 | 349.8989 | 358.6208 | 41.8948 | 50.6226 | 0
| LCA | LA Basin | 2 | Monthly System Peak Day | CAISO | 1-in-10 | 2024 | 2 | 320.5973 | 328.7492 | 41.8825 | 50.4995 | 0
| LCA | LA Basin | 2 | Monthly System Peak Day | CAISO | 1-in-10 | 2024 | 3 | 398.2378 | 411.1968 | 41.8809 | 50.4234 | 0
| LCA | LA Basin | 2 | Monthly System Peak Day | CAISO | 1-in-10 | 2024 | 4 | 389.2086 | 406.3581 | 41.8797 | 50.5369 | 0
| LCA | LA Basin | 2 | Monthly System Peak Day | CAISO | 1-in-10 | 2024 | 5 | 440.2445 | 475.7171 | 41.8851 | 49.9904 | 0
| LCA | LA Basin | 2 | Monthly System Peak Day | CAISO | 1-in-10 | 2024 | 6 | 551.8206 | 600.7842 | 41.8947 | 49.1571 | 0
| LCA | LA Basin | 2 | Monthly System Peak Day | CAISO | 1-in-10 | 2024 | 7 | 585.923 | 607.6457 | 41.9111 | 48.6676 | 0
| LCA | LA Basin | 2 | Monthly System Peak Day | CAISO | 1-in-10 | 2024 | 8 | 638.7101 | 658.4764 | 41.9245 | 48.5847 | 0
| LCA | LA Basin | 2 | Monthly System Peak Day | CAISO | 1-in-10 | 2024 | 9 | 565.1355 | 594.4573 | 41.9373 | 49.0371 | 0
| LCA | LA Basin | 2 | Monthly System Peak Day | CAISO | 1-in-10 | 2024 | 10 | 540.7449 | 559.6132 | 41.9121 | 50.3822 | 0
| LCA | LA Basin | 2 | Monthly System Peak Day | CAISO | 1-in-10 | 2024 | 11 | 533.4138 | 547.399 | 41.9375 | 51.3262 | 0
| LCA | LA Basin | 2 | Monthly System Peak Day | CAISO | 1-in-10 | 2024 | 12 | 503.8714 | 513.1343 | 41.9632 | 52.4879 | 0
| LCA | LA Basin | 2 | Monthly System Peak Day | CAISO | 1-in-10 | 2024 | 13 | 434.2304 | 446.3463 | 41.9788 | 53.8069 | 0
| LCA | LA Basin | 2 | Monthly System Peak Day | CAISO | 1-in-10 | 2024 | 14 | 389.3197 | 398.4731 | 41.9603 | 55.1325 | 0
| LCA | LA Basin | 2 | Monthly System Peak Day | CAISO | 1-in-10 | 2024 | 15 | 334.1289 | 342.5974 | 41.9239 | 55.7924 | 0
| LCA | LA Basin | 2 | Monthly System Peak Day | CAISO | 1-in-10 | 2024 | 16 | 280.5807 | 282.9048 | 41.893 | 55.9094 | 0
| LCA | LA Basin | 2 | Monthly System Peak Day | CAISO | 1-in-10 | 2024 | 17 | 231.7532 | 242.1811 | 41.7103 | 57.5953 | 0
| LCA | LA Basin | 2 | Monthly System Peak Day | CAISO | 1-in-10 | 2024 | 18 | 229.5476 | 237.9186 | 41.7168 | 56.7246 | 0
| LCA | LA Basin | 2 | Monthly System Peak Day | CAISO | 1-in-10 | 2024 | 19 | 212.6414 | 218.8638 | 41.6629 | 55.639 | 0
| LCA | LA Basin | 2 | Monthly System Peak Day | CAISO | 1-in-10 | 2024 | 20 | 219.5684 | 301.5071 | 42.5335 | 54.4933 | 0
| LCA | LA Basin | 2 | Monthly System Peak Day | CAISO | 1-in-10 | 2024 | 21 | 211.7256 | 217.1749 | 41.778 | 54.0144 | 0
| LCA | LA Basin | 2 | Monthly System Peak Day | CAISO | 1-in-10 | 2024 | 22 | 398.1594 | 423.2173 | 41.9219 | 53.3952 | 0
| LCA | LA Basin | 2 | Monthly System Peak Day | CAISO | 1-in-10 | 2024 | 23 | 383.7997 | 404.6843 | 41.9166 | 52.7554 | 0
| LCA | LA Basin | 2 | Monthly System Peak Day | CAISO | 1-in-10 | 2024 | 24 | 402.2681 | 420.3059 | 41.9116 | 52.1309 | 0
| LCA | LA Basin | 3 | Average Weekday | CAISO | 1-in-10 | 2024 | 1 | 385.92 | 401.9719 | 41.9851 | 59.0904 | 0
| LCA | LA Basin | 3 | Average Weekday | CAISO | 1-in-10 | 2024 | 2 | 354.8223 | 362.4718 | 41.9265 | 58.0099 | 0
| LCA | LA Basin | 3 | Average Weekday | CAISO | 1-in-10 | 2024 | 3 | 449.6411 | 459.7824 | 41.9179 | 56.9859 | 0
| LCA | LA Basin | 3 | Average Weekday | CAISO | 1-in-10 | 2024 | 4 | 437.9553 | 450.6335 | 41.8996 | 56.0739 | 0
| LCA | LA Basin | 3 | Average Weekday | CAISO | 1-in-10 | 2024 | 5 | 469.9368 | 490.2135 | 41.9054 | 55.3597 | 0
| LCA | LA Basin | 3 | Average Weekday | CAISO | 1-in-10 | 2024 | 6 | 592.1329 | 618.1361 | 41.893 | 54.7125 | 0
| LCA | LA Basin | 3 | Average Weekday | CAISO | 1-in-10 | 2024 | 7 | 633.7276 | 654.9066 | 41.9133 | 54.3717 | 0
| LCA | LA Basin | 3 | Average Weekday | CAISO | 1-in-10 | 2024 | 8 | 682.9689 | 719.9301 | 42.0608 | 54.3916 | 0
| LCA | LA Basin | 3 | Average Weekday | CAISO | 1-in-10 | 2024 | 9 | 598.9035 | 642.0775 | 42.1871 | 55.8505 | 0
| LCA | LA Basin | 3 | Average Weekday | CAISO | 1-in-10 | 2024 | 10 | 576.8704 | 607.2027 | 42.0596 | 59.3312 | 0
| LCA | LA Basin | 3 | Average Weekday | CAISO | 1-in-10 | 2024 | 11 | 558.999 | 582.6755 | 42.1246 | 63.5603 | 0
| LCA | LA Basin | 3 | Average Weekday | CAISO | 1-in-10 | 2024 | 12 | 530.1656 | 544.4505 | 42.1892 | 67.4405 | 0
| LCA | LA Basin | 3 | Average Weekday | CAISO | 1-in-10 | 2024 | 13 | 438.6104 | 449.4328 | 42.2211 | 70.4453 | 0
| LCA | LA Basin | 3 | Average Weekday | CAISO | 1-in-10 | 2024 | 14 | 408.3394 | 415.8641 | 42.1687 | 72.4795 | 0
| LCA | LA Basin | 3 | Average Weekday | CAISO | 1-in-10 | 2024 | 15 | 351.6104 | 358.6923 | 42.0679 | 73.6736 | 0
| LCA | LA Basin | 3 | Average Weekday | CAISO | 1-in-10 | 2024 | 16 | 303.0779 | 305.737 | 41.9284 | 74.2045 | 0
| LCA | LA Basin | 3 | Average Weekday | CAISO | 1-in-10 | 2024 | 17 | 265.7274 | 278.318 | 41.7075 | 74.0108 | 0
| LCA | LA Basin | 3 | Average Weekday | CAISO | 1-in-10 | 2024 | 18 | 265.8167 | 275.4195 | 41.7253 | 72.9461 | 0
| LCA | LA Basin | 3 | Average Weekday | CAISO | 1-in-10 | 2024 | 19 | 248.6283 | 253.6911 | 41.7964 | 71.0602 | 0
| LCA | LA Basin | 3 | Average Weekday | CAISO | 1-in-10 | 2024 | 20 | 243.934 | 249.2722 | 41.6622 | 68.3652 | 0
| LCA | LA Basin | 3 | Average Weekday | CAISO | 1-in-10 | 2024 | 21 | 224.5819 | 229.0168 | 41.7342 | 65.7441 | 0
| LCA | LA Basin | 3 | Average Weekday | CAISO | 1-in-10 | 2024 | 22 | 434.5867 | 462.9588 | 41.9528 | 64.0491 | 0
| LCA | LA Basin | 3 | Average Weekday | CAISO | 1-in-10 | 2024 | 23 | 427.0889 | 456.4056 | 41.9983 | 62.7625 | 0
| LCA | LA Basin | 3 | Average Weekday | CAISO | 1-in-10 | 2024 | 24 | 456.0125 | 492.8566 | 42.0472 | 61.4005 | 0
| LCA | LA Basin | 3 | Monthly System Peak Day | CAISO | 1-in-10 | 2024 | 1 | 385.92 | 420.9051 | 41.5761 | 66.1204 | 0
| LCA | LA Basin | 3 | Monthly System Peak Day | CAISO | 1-in-10 | 2024 | 2 | 354.8223 | 374.5636 | 41.654 | 64.2945 | 0
| LCA | LA Basin | 3 | Monthly System Peak Day | CAISO | 1-in-10 | 2024 | 3 | 449.6411 | 472.0107 | 41.6663 | 62.8338 | 0
| LCA | LA Basin | 3 | Monthly System Peak Day | CAISO | 1-in-10 | 2024 | 4 | 437.9553 | 459.7936 | 41.7053 | 61.7939 | 0
| LCA | LA Basin | 3 | Monthly System Peak Day | CAISO | 1-in-10 | 2024 | 5 | 469.9368 | 503.3892 | 41.7018 | 60.8075 | 0
| LCA | LA Basin | 3 | Monthly System Peak Day | CAISO | 1-in-10 | 2024 | 6 | 592.1329 | 621.6779 | 41.7537 | 59.7989 | 0
| LCA | LA Basin | 3 | Monthly System Peak Day | CAISO | 1-in-10 | 2024 | 7 | 633.7276 | 653.2221 | 41.7667 | 59.4218 | 0
| LCA | LA Basin | 3 | Monthly System Peak Day | CAISO | 1-in-10 | 2024 | 8 | 682.9689 | 745.1642 | 41.5344 | 59.0993 | 0
| LCA | LA Basin | 3 | Monthly System Peak Day | CAISO | 1-in-10 | 2024 | 9 | 598.9035 | 651.5043 | 41.4871 | 60.5688 | 0
| LCA | LA Basin | 3 | Monthly System Peak Day | CAISO | 1-in-10 | 2024 | 10 | 576.8704 | 614.962 | 41.5584 | 65.3414 | 0
| LCA | LA Basin | 3 | Monthly System Peak Day | CAISO | 1-in-10 | 2024 | 11 | 558.999 | 595.9968 | 41.6385 | 70.7516 | 0
| LCA | LA Basin | 3 | Monthly System Peak Day | CAISO | 1-in-10 | 2024 | 12 | 530.1656 | 557.9911 | 41.8035 | 76.3558 | 0
| LCA | LA Basin | 3 | Monthly System Peak Day | CAISO | 1-in-10 | 2024 | 13 | 438.6104 | 455.8823 | 41.9658 | 81.6032 | 0
| LCA | LA Basin | 3 | Monthly System Peak Day | CAISO | 1-in-10 | 2024 | 14 | 408.3394 | 418.2867 | 41.8178 | 84.1063 | 0
| LCA | LA Basin | 3 | Monthly System Peak Day | CAISO | 1-in-10 | 2024 | 15 | 351.6104 | 359.6659 | 41.6281 | 84.7692 | 0
| LCA | LA Basin | 3 | Monthly System Peak Day | CAISO | 1-in-10 | 2024 | 16 | 303.0779 | 303.3559 | 41.6752 | 85.4466 | 0
| LCA | LA Basin | 3 | Monthly System Peak Day | CAISO | 1-in-10 | 2024 | 17 | 265.7274 | 278.8669 | 41.6784 | 86.2918 | 0
| LCA | LA Basin | 3 | Monthly System Peak Day | CAISO | 1-in-10 | 2024 | 18 | 265.8167 | 276.1071 | 41.6589 | 85.9592 | 0
| LCA | LA Basin | 3 | Monthly System Peak Day | CAISO | 1-in-10 | 2024 | 19 | 248.6283 | 253.7663 | 43.404 | 84.2603 | 0
| LCA | LA Basin | 3 | Monthly System Peak Day | CAISO | 1-in-10 | 2024 | 20 | 243.934 | 248.1808 | 41.6621 | 81.6113 | 0
| LCA | LA Basin | 3 | Monthly System Peak Day | CAISO | 1-in-10 | 2024 | 21 | 224.5819 | 229.1784 | 41.89 | 77.9332 | 0
| LCA | LA Basin | 3 | Monthly System Peak Day | CAISO | 1-in-10 | 2024 | 22 | 434.5867 | 463.9322 | 41.7215 | 75.495 | 0
| LCA | LA Basin | 3 | Monthly System Peak Day | CAISO | 1-in-10 | 2024 | 23 | 427.0889 | 462.5115 | 41.615 | 72.9901 | 0
| LCA | LA Basin | 3 | Monthly System Peak Day | CAISO | 1-in-10 | 2024 | 24 | 456.0125 | 518.137 | 41.5197 | 70.3387 | 0
| LCA | LA Basin | 4 | Average Weekday | CAISO | 1-in-10 | 2024 | 1 | 349.312 | 364.4222 | 41.9862 | 59.793 | 0
| LCA | LA Basin | 4 | Average Weekday | CAISO | 1-in-10 | 2024 | 2 | 319.15 | 327.3918 | 41.9279 | 58.7805 | 0
| LCA | LA Basin | 4 | Average Weekday | CAISO | 1-in-10 | 2024 | 3 | 408.2401 | 418.9184 | 41.9194 | 57.798 | 0
| LCA | LA Basin | 4 | Average Weekday | CAISO | 1-in-10 | 2024 | 4 | 387.5905 | 399.497 | 41.9013 | 56.8912 | 0
| LCA | LA Basin | 4 | Average Weekday | CAISO | 1-in-10 | 2024 | 5 | 409.984 | 428.6382 | 41.9071 | 56.1875 | 0
| LCA | LA Basin | 4 | Average Weekday | CAISO | 1-in-10 | 2024 | 6 | 529.6853 | 554.5767 | 41.895 | 55.6449 | 0
| LCA | LA Basin | 4 | Average Weekday | CAISO | 1-in-10 | 2024 | 7 | 575.9649 | 596.7318 | 41.9155 | 55.2741 | 0
| LCA | LA Basin | 4 | Average Weekday | CAISO | 1-in-10 | 2024 | 8 | 625.6815 | 660.7307 | 42.0619 | 55.3057 | 0
| LCA | LA Basin | 4 | Average Weekday | CAISO | 1-in-10 | 2024 | 9 | 535.2411 | 578.0117 | 42.1871 | 57.4 | 0
| LCA | LA Basin | 4 | Average Weekday | CAISO | 1-in-10 | 2024 | 10 | 512.2131 | 541.5495 | 42.0599 | 60.548 | 0
| LCA | LA Basin | 4 | Average Weekday | CAISO | 1-in-10 | 2024 | 11 | 503.4917 | 524.2422 | 42.1245 | 64.096 | 0
| LCA | LA Basin | 4 | Average Weekday | CAISO | 1-in-10 | 2024 | 12 | 474.623 | 488.847 | 42.1886 | 67.463 | 0
| LCA | LA Basin | 4 | Average Weekday | CAISO | 1-in-10 | 2024 | 13 | 396.8622 | 407.6991 | 42.2202 | 69.7447 | 0
| LCA | LA Basin | 4 | Average Weekday | CAISO | 1-in-10 | 2024 | 14 | 360.8544 | 368.3891 | 42.1679 | 71.3864 | 0
| LCA | LA Basin | 4 | Average Weekday | CAISO | 1-in-10 | 2024 | 15 | 301.9853 | 309.0727 | 42.0677 | 72.5555 | 0
| LCA | LA Basin | 4 | Average Weekday | CAISO | 1-in-10 | 2024 | 16 | 251.247 | 253.8995 | 41.9297 | 73.1443 | 0
| LCA | LA Basin | 4 | Average Weekday | CAISO | 1-in-10 | 2024 | 17 | 205.2601 | 218.1091 | 41.7079 | 73.2569 | 0
| LCA | LA Basin | 4 | Average Weekday | CAISO | 1-in-10 | 2024 | 18 | 202.5193 | 211.8262 | 41.7256 | 72.4661 | 0
| LCA | LA Basin | 4 | Average Weekday | CAISO | 1-in-10 | 2024 | 19 | 177.6397 | 182.6405 | 41.7964 | 71.1037 | 0
| LCA | LA Basin | 4 | Average Weekday | CAISO | 1-in-10 | 2024 | 20 | 170.68 | 175.9977 | 41.6622 | 68.8835 | 0
| LCA | LA Basin | 4 | Average Weekday | CAISO | 1-in-10 | 2024 | 21 | 177.8703 | 182.4393 | 41.7355 | 65.9447 | 0
| LCA | LA Basin | 4 | Average Weekday | CAISO | 1-in-10 | 2024 | 22 | 390.1483 | 418.2751 | 41.9548 | 63.8031 | 0
| LCA | LA Basin | 4 | Average Weekday | CAISO | 1-in-10 | 2024 | 23 | 386.803 | 415.7495 | 41.9999 | 62.3163 | 0
| LCA | LA Basin | 4 | Average Weekday | CAISO | 1-in-10 | 2024 | 24 | 414.7148 | 450.7585 | 42.0481 | 61.1147 | 0
| LCA | LA Basin | 4 | Monthly System Peak Day | CAISO | 1-in-10 | 2024 | 1 | 349.312 | 381.4735 | 41.5828 | 72.9047 | 0
| LCA | LA Basin | 4 | Monthly System Peak Day | CAISO | 1-in-10 | 2024 | 2 | 319.15 | 339.2622 | 41.6592 | 70.5088 | 0
| LCA | LA Basin | 4 | Monthly System Peak Day | CAISO | 1-in-10 | 2024 | 3 | 408.2401 | 431.5526 | 41.6712 | 68.5166 | 0
| LCA | LA Basin | 4 | Monthly System Peak Day | CAISO | 1-in-10 | 2024 | 4 | 387.5905 | 408.2374 | 41.7096 | 67.159 | 0
| LCA | LA Basin | 4 | Monthly System Peak Day | CAISO | 1-in-10 | 2024 | 5 | 409.984 | 441.0608 | 41.7062 | 67.3462 | 0
| LCA | LA Basin | 4 | Monthly System Peak Day | CAISO | 1-in-10 | 2024 | 6 | 529.6853 | 557.8531 | 41.7575 | 67.8517 | 0
| LCA | LA Basin | 4 | Monthly System Peak Day | CAISO | 1-in-10 | 2024 | 7 | 575.9649 | 595.0353 | 41.7706 | 68.2686 | 0
| LCA | LA Basin | 4 | Monthly System Peak Day | CAISO | 1-in-10 | 2024 | 8 | 625.6815 | 688.3835 | 41.5421 | 68.5595 | 0
| LCA | LA Basin | 4 | Monthly System Peak Day | CAISO | 1-in-10 | 2024 | 9 | 535.2411 | 587.3032 | 41.4983 | 71.3326 | 0
| LCA | LA Basin | 4 | Monthly System Peak Day | CAISO | 1-in-10 | 2024 | 10 | 512.2131 | 549.1594 | 41.5675 | 75.5671 | 0
| LCA | LA Basin | 4 | Monthly System Peak Day | CAISO | 1-in-10 | 2024 | 11 | 503.4917 | 537.4492 | 41.6496 | 79.7461 | 0
| LCA | LA Basin | 4 | Monthly System Peak Day | CAISO | 1-in-10 | 2024 | 12 | 474.623 | 502.24 | 41.8165 | 83.6395 | 0
| LCA | LA Basin | 4 | Monthly System Peak Day | CAISO | 1-in-10 | 2024 | 13 | 396.8622 | 414.1269 | 41.9801 | 86.3474 | 0
| LCA | LA Basin | 4 | Monthly System Peak Day | CAISO | 1-in-10 | 2024 | 14 | 360.8544 | 370.8044 | 41.8311 | 88.2171 | 0
| LCA | LA Basin | 4 | Monthly System Peak Day | CAISO | 1-in-10 | 2024 | 15 | 301.9853 | 310.0422 | 41.6386 | 89.5474 | 0
| LCA | LA Basin | 4 | Monthly System Peak Day | CAISO | 1-in-10 | 2024 | 16 | 251.247 | 251.4723 | 41.6807 | 90.5776 | 0
| LCA | LA Basin | 4 | Monthly System Peak Day | CAISO | 1-in-10 | 2024 | 17 | 205.2601 | 218.5805 | 41.6794 | 91.2211 | 0
| LCA | LA Basin | 4 | Monthly System Peak Day | CAISO | 1-in-10 | 2024 | 18 | 202.5193 | 212.5382 | 41.6605 | 91.3566 | 0
| LCA | LA Basin | 4 | Monthly System Peak Day | CAISO | 1-in-10 | 2024 | 19 | 177.6397 | 182.7446 | 43.406 | 90.5553 | 0
| LCA | LA Basin | 4 | Monthly System Peak Day | CAISO | 1-in-10 | 2024 | 20 | 170.68 | 174.8859 | 41.6622 | 88.5316 | 0
| LCA | LA Basin | 4 | Monthly System Peak Day | CAISO | 1-in-10 | 2024 | 21 | 177.8703 | 182.5904 | 41.8898 | 85.2487 | 0
| LCA | LA Basin | 4 | Monthly System Peak Day | CAISO | 1-in-10 | 2024 | 22 | 390.1483 | 419.1426 | 41.726 | 82.3495 | 0
| LCA | LA Basin | 4 | Monthly System Peak Day | CAISO | 1-in-10 | 2024 | 23 | 386.803 | 421.745 | 41.6211 | 79.7621 | 0
| LCA | LA Basin | 4 | Monthly System Peak Day | CAISO | 1-in-10 | 2024 | 24 | 414.7148 | 475.7044 | 41.5275 | 76.8995 | 0
| LCA | LA Basin | 5 | Average Weekday | CAISO | 1-in-10 | 2024 | 1 | 349.5332 | 364.6877 | 41.9992 | 62.6899 | 0
| LCA | LA Basin | 5 | Average Weekday | CAISO | 1-in-10 | 2024 | 2 | 322.2698 | 328.9124 | 41.9407 | 61.7945 | 0
| LCA | LA Basin | 5 | Average Weekday | CAISO | 1-in-10 | 2024 | 3 | 417.4848 | 428.0478 | 41.9321 | 61.0123 | 0
| LCA | LA Basin | 5 | Average Weekday | CAISO | 1-in-10 | 2024 | 4 | 399.4668 | 412.0492 | 41.9141 | 60.2966 | 0
| LCA | LA Basin | 5 | Average Weekday | CAISO | 1-in-10 | 2024 | 5 | 426.1999 | 445.3864 | 41.9201 | 59.7693 | 0
| LCA | LA Basin | 5 | Average Weekday | CAISO | 1-in-10 | 2024 | 6 | 540.6796 | 567.6731 | 41.9084 | 59.3658 | 0
| LCA | LA Basin | 5 | Average Weekday | CAISO | 1-in-10 | 2024 | 7 | 581.6959 | 602.0153 | 41.9297 | 59.2503 | 0
| LCA | LA Basin | 5 | Average Weekday | CAISO | 1-in-10 | 2024 | 8 | 637.3839 | 675.3596 | 42.076 | 60.092 | 0
| LCA | LA Basin | 5 | Average Weekday | CAISO | 1-in-10 | 2024 | 9 | 539.6246 | 580.068 | 42.2008 | 62.4359 | 0
| LCA | LA Basin | 5 | Average Weekday | CAISO | 1-in-10 | 2024 | 10 | 521.9522 | 551.4446 | 42.0728 | 65.5235 | 0
| LCA | LA Basin | 5 | Average Weekday | CAISO | 1-in-10 | 2024 | 11 | 513.6359 | 534.9711 | 42.1376 | 68.4261 | 0
| LCA | LA Basin | 5 | Average Weekday | CAISO | 1-in-10 | 2024 | 12 | 480.8362 | 495.0131 | 42.2021 | 71.013 | 0
| LCA | LA Basin | 5 | Average Weekday | CAISO | 1-in-10 | 2024 | 13 | 401.3322 | 412.4343 | 42.2336 | 73.242 | 0
| LCA | LA Basin | 5 | Average Weekday | CAISO | 1-in-10 | 2024 | 14 | 373.7986 | 381.4897 | 42.1808 | 74.9936 | 0
| LCA | LA Basin | 5 | Average Weekday | CAISO | 1-in-10 | 2024 | 15 | 321.5452 | 328.6506 | 42.0802 | 76.2616 | 0
| LCA | LA Basin | 5 | Average Weekday | CAISO | 1-in-10 | 2024 | 16 | 261.3163 | 264.1255 | 41.9425 | 76.8413 | 0
| LCA | LA Basin | 5 | Average Weekday | CAISO | 1-in-10 | 2024 | 17 | 210.0949 | 222.2391 | 41.712 | 76.9175 | 0
| LCA | LA Basin | 5 | Average Weekday | CAISO | 1-in-10 | 2024 | 18 | 211.4205 | 220.4572 | 41.7299 | 76.1468 | 0
| LCA | LA Basin | 5 | Average Weekday | CAISO | 1-in-10 | 2024 | 19 | 191.6234 | 196.9925 | 41.792 | 74.7177 | 0
| LCA | LA Basin | 5 | Average Weekday | CAISO | 1-in-10 | 2024 | 20 | 182.8502 | 188.4716 | 41.6623 | 72.5783 | 0
| LCA | LA Basin | 5 | Average Weekday | CAISO | 1-in-10 | 2024 | 21 | 189.7966 | 194.6984 | 41.7416 | 69.5112 | 0
| LCA | LA Basin | 5 | Average Weekday | CAISO | 1-in-10 | 2024 | 22 | 395.8483 | 424.6817 | 41.9698 | 66.7798 | 0
| LCA | LA Basin | 5 | Average Weekday | CAISO | 1-in-10 | 2024 | 23 | 399.0183 | 428.9077 | 42.0143 | 65.0022 | 0
| LCA | LA Basin | 5 | Average Weekday | CAISO | 1-in-10 | 2024 | 24 | 424.3445 | 461.0547 | 42.0618 | 63.6869 | 0
| LCA | LA Basin | 5 | Monthly System Peak Day | CAISO | 1-in-10 | 2024 | 1 | 349.5332 | 382.1917 | 41.5994 | 74.0812 | 0
| LCA | LA Basin | 5 | Monthly System Peak Day | CAISO | 1-in-10 | 2024 | 2 | 322.2698 | 339.8958 | 41.6744 | 72.6926 | 0
| LCA | LA Basin | 5 | Monthly System Peak Day | CAISO | 1-in-10 | 2024 | 3 | 417.4848 | 440.0372 | 41.6862 | 71.2701 | 0
| LCA | LA Basin | 5 | Monthly System Peak Day | CAISO | 1-in-10 | 2024 | 4 | 399.4668 | 420.793 | 41.7241 | 69.948 | 0
| LCA | LA Basin | 5 | Monthly System Peak Day | CAISO | 1-in-10 | 2024 | 5 | 426.1999 | 458.3144 | 41.7209 | 69.2212 | 0
| LCA | LA Basin | 5 | Monthly System Peak Day | CAISO | 1-in-10 | 2024 | 6 | 540.6796 | 571.7244 | 41.7721 | 68.1829 | 0
| LCA | LA Basin | 5 | Monthly System Peak Day | CAISO | 1-in-10 | 2024 | 7 | 581.6959 | 600.147 | 41.7858 | 67.9264 | 0
| LCA | LA Basin | 5 | Monthly System Peak Day | CAISO | 1-in-10 | 2024 | 8 | 637.3839 | 698.2795 | 41.5605 | 68.4287 | 0
| LCA | LA Basin | 5 | Monthly System Peak Day | CAISO | 1-in-10 | 2024 | 9 | 539.6246 | 589.5729 | 41.5197 | 72.8303 | 0
| LCA | LA Basin | 5 | Monthly System Peak Day | CAISO | 1-in-10 | 2024 | 10 | 521.9522 | 558.7308 | 41.5865 | 79.5239 | 0
| LCA | LA Basin | 5 | Monthly System Peak Day | CAISO | 1-in-10 | 2024 | 11 | 513.6359 | 547.7247 | 41.6711 | 85.5337 | 0
| LCA | LA Basin | 5 | Monthly System Peak Day | CAISO | 1-in-10 | 2024 | 12 | 480.8362 | 507.8763 | 41.8404 | 89.3337 | 0
| LCA | LA Basin | 5 | Monthly System Peak Day | CAISO | 1-in-10 | 2024 | 13 | 401.3322 | 419.128 | 42.0052 | 92.0218 | 0
| LCA | LA Basin | 5 | Monthly System Peak Day | CAISO | 1-in-10 | 2024 | 14 | 373.7986 | 383.5077 | 41.8545 | 93.5774 | 0
| LCA | LA Basin | 5 | Monthly System Peak Day | CAISO | 1-in-10 | 2024 | 15 | 321.5452 | 329.5484 | 41.6584 | 94.8945 | 0
| LCA | LA Basin | 5 | Monthly System Peak Day | CAISO | 1-in-10 | 2024 | 16 | 261.3163 | 261.7037 | 41.6962 | 94.9253 | 0
| LCA | LA Basin | 5 | Monthly System Peak Day | CAISO | 1-in-10 | 2024 | 17 | 210.0949 | 222.798 | 41.6847 | 94.3337 | 0
| LCA | LA Basin | 5 | Monthly System Peak Day | CAISO | 1-in-10 | 2024 | 18 | 211.4205 | 221.1709 | 41.6673 | 93.4453 | 0
| LCA | LA Basin | 5 | Monthly System Peak Day | CAISO | 1-in-10 | 2024 | 19 | 191.6234 | 196.9536 | 43.3588 | 92.3526 | 0
| LCA | LA Basin | 5 | Monthly System Peak Day | CAISO | 1-in-10 | 2024 | 20 | 182.8502 | 187.3913 | 41.6623 | 89.775 | 0
| LCA | LA Basin | 5 | Monthly System Peak Day | CAISO | 1-in-10 | 2024 | 21 | 189.7966 | 194.8883 | 41.8908 | 86.0276 | 0
| LCA | LA Basin | 5 | Monthly System Peak Day | CAISO | 1-in-10 | 2024 | 22 | 395.8483 | 425.6533 | 41.742 | 82.3532 | 0
| LCA | LA Basin | 5 | Monthly System Peak Day | CAISO | 1-in-10 | 2024 | 23 | 399.0183 | 435.123 | 41.6382 | 79.8271 | 0
| LCA | LA Basin | 5 | Monthly System Peak Day | CAISO | 1-in-10 | 2024 | 24 | 424.3445 | 486.2612 | 41.5455 | 77.1318 | 0
| LCA | LA Basin | 6 | Average Weekday | CAISO | 1-in-10 | 2024 | 1 | 338.6169 | 371.0189 | 41.8903 | 66.0419 | 0
| LCA | LA Basin | 6 | Average Weekday | CAISO | 1-in-10 | 2024 | 2 | 311.6552 | 333.0258 | 41.891 | 65.406 | 0
| LCA | LA Basin | 6 | Average Weekday | CAISO | 1-in-10 | 2024 | 3 | 398.8093 | 425.931 | 41.8919 | 64.8511 | 0
| LCA | LA Basin | 6 | Average Weekday | CAISO | 1-in-10 | 2024 | 4 | 390.897 | 412.6834 | 41.8925 | 64.3339 | 0
| LCA | LA Basin | 6 | Average Weekday | CAISO | 1-in-10 | 2024 | 5 | 405.4057 | 445.7986 | 41.8872 | 63.958 | 0
| LCA | LA Basin | 6 | Average Weekday | CAISO | 1-in-10 | 2024 | 6 | 518.9042 | 573.8437 | 41.8776 | 63.6543 | 0
| LCA | LA Basin | 6 | Average Weekday | CAISO | 1-in-10 | 2024 | 7 | 565.3028 | 598.4243 | 41.8365 | 63.4179 | 0
| LCA | LA Basin | 6 | Average Weekday | CAISO | 1-in-10 | 2024 | 8 | 613.5775 | 650.9353 | 41.9119 | 63.9411 | 0
| LCA | LA Basin | 6 | Average Weekday | CAISO | 1-in-10 | 2024 | 9 | 545.5701 | 568.8888 | 41.9367 | 65.6191 | 0
| LCA | LA Basin | 6 | Average Weekday | CAISO | 1-in-10 | 2024 | 10 | 525.4616 | 542.5541 | 41.9043 | 68.1924 | 0
| LCA | LA Basin | 6 | Average Weekday | CAISO | 1-in-10 | 2024 | 11 | 508.4619 | 524.6644 | 41.9421 | 71.2075 | 0
| LCA | LA Basin | 6 | Average Weekday | CAISO | 1-in-10 | 2024 | 12 | 479.0956 | 495.8157 | 41.9874 | 74.2059 | 0
| LCA | LA Basin | 6 | Average Weekday | CAISO | 1-in-10 | 2024 | 13 | 401.6027 | 424.665 | 42.0013 | 76.5274 | 0
| LCA | LA Basin | 6 | Average Weekday | CAISO | 1-in-10 | 2024 | 14 | 367.7981 | 388.0635 | 41.9639 | 78.2579 | 0
| LCA | LA Basin | 6 | Average Weekday | CAISO | 1-in-10 | 2024 | 15 | 305.2166 | 324.3615 | 41.8748 | 79.4505 | 0
| LCA | LA Basin | 6 | Average Weekday | CAISO | 1-in-10 | 2024 | 16 | 253.1025 | 256.4413 | 41.7976 | 80.0997 | 0
| LCA | LA Basin | 6 | Average Weekday | CAISO | 1-in-10 | 2024 | 17 | 212.3322 | 218.5646 | 42.0197 | 80.0446 | 0
| LCA | LA Basin | 6 | Average Weekday | CAISO | 1-in-10 | 2024 | 18 | 200.7944 | 215.1221 | 42.06 | 79.2478 | 0
| LCA | LA Basin | 6 | Average Weekday | CAISO | 1-in-10 | 2024 | 19 | 178.6001 | 202.7505 | 45.1349 | 77.8672 | 0
| LCA | LA Basin | 6 | Average Weekday | CAISO | 1-in-10 | 2024 | 20 | 169.3229 | 193.8761 | 42.1142 | 75.7653 | 0
| LCA | LA Basin | 6 | Average Weekday | CAISO | 1-in-10 | 2024 | 21 | 182.7899 | 199.2798 | 42.3959 | 72.8935 | 0
| LCA | LA Basin | 6 | Average Weekday | CAISO | 1-in-10 | 2024 | 22 | 364.713 | 406.8102 | 41.9947 | 69.9628 | 0
| LCA | LA Basin | 6 | Average Weekday | CAISO | 1-in-10 | 2024 | 23 | 392.1623 | 433.2768 | 41.937 | 68.1691 | 0
| LCA | LA Basin | 6 | Average Weekday | CAISO | 1-in-10 | 2024 | 24 | 417.7499 | 465.7292 | 41.911 | 67.0248 | 0
| LCA | LA Basin | 6 | Monthly System Peak Day | CAISO | 1-in-10 | 2024 | 1 | 338.6169 | 333.5207 | 51.1359 | 73.7372 | 0
| LCA | LA Basin | 6 | Monthly System Peak Day | CAISO | 1-in-10 | 2024 | 2 | 311.6552 | 295.3452 | 51.1449 | 72.2246 | 0
| LCA | LA Basin | 6 | Monthly System Peak Day | CAISO | 1-in-10 | 2024 | 3 | 398.8093 | 363.2701 | 51.1498 | 71.1556 | 0
| LCA | LA Basin | 6 | Monthly System Peak Day | CAISO | 1-in-10 | 2024 | 4 | 390.897 | 363.7993 | 51.1544 | 70.5067 | 0
| LCA | LA Basin | 6 | Monthly System Peak Day | CAISO | 1-in-10 | 2024 | 5 | 405.4057 | 392.2188 | 51.15 | 69.6044 | 0
| LCA | LA Basin | 6 | Monthly System Peak Day | CAISO | 1-in-10 | 2024 | 6 | 518.9042 | 495.3685 | 51.1461 | 68.9945 | 0
| LCA | LA Basin | 6 | Monthly System Peak Day | CAISO | 1-in-10 | 2024 | 7 | 565.3028 | 513.7297 | 51.0556 | 68.5504 | 0
| LCA | LA Basin | 6 | Monthly System Peak Day | CAISO | 1-in-10 | 2024 | 8 | 613.5775 | 562.1845 | 51.1296 | 69.4144 | 0
| LCA | LA Basin | 6 | Monthly System Peak Day | CAISO | 1-in-10 | 2024 | 9 | 545.5701 | 520.1902 | 51.0932 | 73.255 | 0
| LCA | LA Basin | 6 | Monthly System Peak Day | CAISO | 1-in-10 | 2024 | 10 | 525.4616 | 487.6075 | 51.026 | 79.3458 | 0
| LCA | LA Basin | 6 | Monthly System Peak Day | CAISO | 1-in-10 | 2024 | 11 | 508.4619 | 466.2149 | 51.0178 | 84.4605 | 0
| LCA | LA Basin | 6 | Monthly System Peak Day | CAISO | 1-in-10 | 2024 | 12 | 479.0956 | 445.1618 | 51.0434 | 88.5582 | 0
| LCA | LA Basin | 6 | Monthly System Peak Day | CAISO | 1-in-10 | 2024 | 13 | 401.6027 | 384.2009 | 51.0255 | 89.7379 | 0
| LCA | LA Basin | 6 | Monthly System Peak Day | CAISO | 1-in-10 | 2024 | 14 | 367.7981 | 350.8286 | 51.0432 | 91.0531 | 0
| LCA | LA Basin | 6 | Monthly System Peak Day | CAISO | 1-in-10 | 2024 | 15 | 305.2166 | 292.6833 | 51.0198 | 92.8464 | 0
| LCA | LA Basin | 6 | Monthly System Peak Day | CAISO | 1-in-10 | 2024 | 16 | 253.1025 | 224.1148 | 50.9449 | 94.3608 | 0
| LCA | LA Basin | 6 | Monthly System Peak Day | CAISO | 1-in-10 | 2024 | 17 | 212.3322 | 224.8031 | 50.8404 | 94.5572 | 0
| LCA | LA Basin | 6 | Monthly System Peak Day | CAISO | 1-in-10 | 2024 | 18 | 200.7944 | 224.9164 | 50.9976 | 94.3669 | 0
| LCA | LA Basin | 6 | Monthly System Peak Day | CAISO | 1-in-10 | 2024 | 19 | 178.6001 | 172.2286 | 51.0663 | 92.9205 | 0
| LCA | LA Basin | 6 | Monthly System Peak Day | CAISO | 1-in-10 | 2024 | 20 | 169.3229 | 180.8335 | 49.9275 | 88.4795 | 0
| LCA | LA Basin | 6 | Monthly System Peak Day | CAISO | 1-in-10 | 2024 | 21 | 182.7899 | 168.294 | 52.0724 | 83.6541 | 0
| LCA | LA Basin | 6 | Monthly System Peak Day | CAISO | 1-in-10 | 2024 | 22 | 364.713 | 349.2321 | 51.4421 | 79.5508 | 0
| LCA | LA Basin | 6 | Monthly System Peak Day | CAISO | 1-in-10 | 2024 | 23 | 392.1623 | 359.8049 | 51.267 | 76.0228 | 0
| LCA | LA Basin | 6 | Monthly System Peak Day | CAISO | 1-in-10 | 2024 | 24 | 417.7499 | 400.4624 | 51.1718 | 73.8661 | 0
| LCA | LA Basin | 7 | Average Weekday | CAISO | 1-in-10 | 2024 | 1 | 341.5389 | 372.5262 | 45.0027 | 71.5048 | 0
| LCA | LA Basin | 7 | Average Weekday | CAISO | 1-in-10 | 2024 | 2 | 326.8115 | 346.7149 | 44.9908 | 70.8693 | 0
| LCA | LA Basin | 7 | Average Weekday | CAISO | 1-in-10 | 2024 | 3 | 402.6851 | 428.7153 | 44.9885 | 70.2777 | 0
| LCA | LA Basin | 7 | Average Weekday | CAISO | 1-in-10 | 2024 | 4 | 399.1766 | 423.4306 | 44.9853 | 69.8474 | 0
| LCA | LA Basin | 7 | Average Weekday | CAISO | 1-in-10 | 2024 | 5 | 418.3165 | 459.8534 | 44.9851 | 69.4915 | 0
| LCA | LA Basin | 7 | Average Weekday | CAISO | 1-in-10 | 2024 | 6 | 508.4069 | 560.7404 | 44.9824 | 69.2195 | 0
| LCA | LA Basin | 7 | Average Weekday | CAISO | 1-in-10 | 2024 | 7 | 544.1547 | 572.8129 | 44.9928 | 69.0681 | 0
| LCA | LA Basin | 7 | Average Weekday | CAISO | 1-in-10 | 2024 | 8 | 589.4218 | 625.3821 | 45.0359 | 69.5449 | 0
| LCA | LA Basin | 7 | Average Weekday | CAISO | 1-in-10 | 2024 | 9 | 510.007 | 532.4985 | 45.0792 | 71.5716 | 0
| LCA | LA Basin | 7 | Average Weekday | CAISO | 1-in-10 | 2024 | 10 | 492.8128 | 508.4907 | 45.0624 | 74.3441 | 0
| LCA | LA Basin | 7 | Average Weekday | CAISO | 1-in-10 | 2024 | 11 | 481.7564 | 496.6816 | 45.114 | 77.5632 | 0
| LCA | LA Basin | 7 | Average Weekday | CAISO | 1-in-10 | 2024 | 12 | 456.1568 | 473.5002 | 45.166 | 80.6092 | 0
| LCA | LA Basin | 7 | Average Weekday | CAISO | 1-in-10 | 2024 | 13 | 377.0288 | 398.0672 | 45.1901 | 82.9258 | 0
| LCA | LA Basin | 7 | Average Weekday | CAISO | 1-in-10 | 2024 | 14 | 348.5854 | 367.5738 | 45.1447 | 84.6 | 0
| LCA | LA Basin | 7 | Average Weekday | CAISO | 1-in-10 | 2024 | 15 | 294.4999 | 313.0965 | 45.0616 | 85.666 | 0
| LCA | LA Basin | 7 | Average Weekday | CAISO | 1-in-10 | 2024 | 16 | 236.9398 | 237.8591 | 44.9978 | 86.2406 | 0
| LCA | LA Basin | 7 | Average Weekday | CAISO | 1-in-10 | 2024 | 17 | 199.4439 | 204.8871 | 45.2753 | 86.1533 | 0
| LCA | LA Basin | 7 | Average Weekday | CAISO | 1-in-10 | 2024 | 18 | 197.6389 | 209.1949 | 45.3226 | 85.2921 | 0
| LCA | LA Basin | 7 | Average Weekday | CAISO | 1-in-10 | 2024 | 19 | 176.2771 | 198.1424 | 46.2736 | 83.8367 | 0
| LCA | LA Basin | 7 | Average Weekday | CAISO | 1-in-10 | 2024 | 20 | 175.6082 | 194.7191 | 44.959 | 81.5489 | 0
| LCA | LA Basin | 7 | Average Weekday | CAISO | 1-in-10 | 2024 | 21 | 191.9681 | 203.8103 | 45.4798 | 78.4619 | 0
| LCA | LA Basin | 7 | Average Weekday | CAISO | 1-in-10 | 2024 | 22 | 374.2202 | 418.4205 | 45.0011 | 75.4852 | 0
| LCA | LA Basin | 7 | Average Weekday | CAISO | 1-in-10 | 2024 | 23 | 392.4236 | 428.9732 | 45.0017 | 73.7952 | 0
| LCA | LA Basin | 7 | Average Weekday | CAISO | 1-in-10 | 2024 | 24 | 414.665 | 459.61 | 45.0162 | 72.726 | 0
| LCA | LA Basin | 7 | Monthly System Peak Day | CAISO | 1-in-10 | 2024 | 1 | 341.5389 | 336.0897 | 45.0062 | 75.4027 | 0
| LCA | LA Basin | 7 | Monthly System Peak Day | CAISO | 1-in-10 | 2024 | 2 | 326.8115 | 307.4221 | 44.9809 | 74.839 | 0
| LCA | LA Basin | 7 | Monthly System Peak Day | CAISO | 1-in-10 | 2024 | 3 | 402.6851 | 363.2567 | 44.9781 | 74.0038 | 0
| LCA | LA Basin | 7 | Monthly System Peak Day | CAISO | 1-in-10 | 2024 | 4 | 399.1766 | 374.0434 | 44.9739 | 73.413 | 0
| LCA | LA Basin | 7 | Monthly System Peak Day | CAISO | 1-in-10 | 2024 | 5 | 418.3165 | 406.918 | 44.9862 | 72.7944 | 0
| LCA | LA Basin | 7 | Monthly System Peak Day | CAISO | 1-in-10 | 2024 | 6 | 508.4069 | 491.0628 | 45.0084 | 72.4389 | 0
| LCA | LA Basin | 7 | Monthly System Peak Day | CAISO | 1-in-10 | 2024 | 7 | 544.1547 | 495.6802 | 45.0745 | 72.0081 | 0
| LCA | LA Basin | 7 | Monthly System Peak Day | CAISO | 1-in-10 | 2024 | 8 | 589.4218 | 544.2093 | 45.0436 | 72.2874 | 0
| LCA | LA Basin | 7 | Monthly System Peak Day | CAISO | 1-in-10 | 2024 | 9 | 510.007 | 485.2697 | 45.0522 | 74.5615 | 0
| LCA | LA Basin | 7 | Monthly System Peak Day | CAISO | 1-in-10 | 2024 | 10 | 492.8128 | 454.1169 | 45.0261 | 77.6898 | 0
| LCA | LA Basin | 7 | Monthly System Peak Day | CAISO | 1-in-10 | 2024 | 11 | 481.7564 | 441.639 | 45.0492 | 81.323 | 0
| LCA | LA Basin | 7 | Monthly System Peak Day | CAISO | 1-in-10 | 2024 | 12 | 456.1568 | 424.027 | 45.0738 | 84.6976 | 0
| LCA | LA Basin | 7 | Monthly System Peak Day | CAISO | 1-in-10 | 2024 | 13 | 377.0288 | 361.0882 | 45.0939 | 87.1992 | 0
| LCA | LA Basin | 7 | Monthly System Peak Day | CAISO | 1-in-10 | 2024 | 14 | 348.5854 | 332.7685 | 45.0783 | 88.9847 | 0
| LCA | LA Basin | 7 | Monthly System Peak Day | CAISO | 1-in-10 | 2024 | 15 | 294.4999 | 283.0844 | 45.0819 | 89.9225 | 0
| LCA | LA Basin | 7 | Monthly System Peak Day | CAISO | 1-in-10 | 2024 | 16 | 236.9398 | 208.6557 | 45.0662 | 90.3438 | 0
| LCA | LA Basin | 7 | Monthly System Peak Day | CAISO | 1-in-10 | 2024 | 17 | 199.4439 | 212.6219 | 44.7299 | 89.3737 | 0
| LCA | LA Basin | 7 | Monthly System Peak Day | CAISO | 1-in-10 | 2024 | 18 | 197.6389 | 219.9709 | 44.8433 | 88.8563 | 0
| LCA | LA Basin | 7 | Monthly System Peak Day | CAISO | 1-in-10 | 2024 | 19 | 176.2771 | 171.134 | 44.5318 | 87.38 | 0
| LCA | LA Basin | 7 | Monthly System Peak Day | CAISO | 1-in-10 | 2024 | 20 | 175.6082 | 210.7887 | 44.3057 | 84.9145 | 0
| LCA | LA Basin | 7 | Monthly System Peak Day | CAISO | 1-in-10 | 2024 | 21 | 191.9681 | 181.2376 | 45.5234 | 81.7018 | 0
| LCA | LA Basin | 7 | Monthly System Peak Day | CAISO | 1-in-10 | 2024 | 22 | 374.2202 | 365.781 | 45.1447 | 78.1535 | 0
| LCA | LA Basin | 7 | Monthly System Peak Day | CAISO | 1-in-10 | 2024 | 23 | 392.4236 | 359.4024 | 45.0402 | 76.6233 | 0
| LCA | LA Basin | 7 | Monthly System Peak Day | CAISO | 1-in-10 | 2024 | 24 | 414.665 | 396.5052 | 45.0264 | 75.353 | 0
| LCA | LA Basin | 8 | Average Weekday | CAISO | 1-in-10 | 2024 | 1 | 367.5692 | 402.9513 | 42.0518 | 71.1821 | 0
| LCA | LA Basin | 8 | Average Weekday | CAISO | 1-in-10 | 2024 | 2 | 338.2758 | 361.3993 | 42.0414 | 70.5502 | 0
| LCA | LA Basin | 8 | Average Weekday | CAISO | 1-in-10 | 2024 | 3 | 410.6571 | 436.6186 | 42.039 | 69.986 | 0
| LCA | LA Basin | 8 | Average Weekday | CAISO | 1-in-10 | 2024 | 4 | 417.137 | 440.7953 | 42.035 | 69.56 | 0
| LCA | LA Basin | 8 | Average Weekday | CAISO | 1-in-10 | 2024 | 5 | 427.7391 | 469.6093 | 42.0339 | 69.1631 | 0
| LCA | LA Basin | 8 | Average Weekday | CAISO | 1-in-10 | 2024 | 6 | 525.5363 | 581.9007 | 42.0288 | 68.8966 | 0
| LCA | LA Basin | 8 | Average Weekday | CAISO | 1-in-10 | 2024 | 7 | 570.2495 | 604.6219 | 42.0439 | 68.6448 | 0
| LCA | LA Basin | 8 | Average Weekday | CAISO | 1-in-10 | 2024 | 8 | 606.1301 | 645.7941 | 42.0833 | 68.6851 | 0
| LCA | LA Basin | 8 | Average Weekday | CAISO | 1-in-10 | 2024 | 9 | 522.5969 | 546.2076 | 42.1267 | 70.1666 | 0
| LCA | LA Basin | 8 | Average Weekday | CAISO | 1-in-10 | 2024 | 10 | 508.218 | 524.8887 | 42.1201 | 72.5728 | 0
| LCA | LA Basin | 8 | Average Weekday | CAISO | 1-in-10 | 2024 | 11 | 489.4528 | 505.5337 | 42.1649 | 75.4907 | 0
| LCA | LA Basin | 8 | Average Weekday | CAISO | 1-in-10 | 2024 | 12 | 459.7152 | 478.3601 | 42.2053 | 78.4324 | 0
| LCA | LA Basin | 8 | Average Weekday | CAISO | 1-in-10 | 2024 | 13 | 390.1152 | 413.7622 | 42.2265 | 80.9215 | 0
| LCA | LA Basin | 8 | Average Weekday | CAISO | 1-in-10 | 2024 | 14 | 358.9184 | 379.5848 | 42.1858 | 82.9616 | 0
| LCA | LA Basin | 8 | Average Weekday | CAISO | 1-in-10 | 2024 | 15 | 304.0082 | 323.7128 | 42.1138 | 84.3818 | 0
| LCA | LA Basin | 8 | Average Weekday | CAISO | 1-in-10 | 2024 | 16 | 245.1834 | 249.9927 | 42.0601 | 84.9627 | 0
| LCA | LA Basin | 8 | Average Weekday | CAISO | 1-in-10 | 2024 | 17 | 210.9699 | 214.474 | 42.3409 | 84.9634 | 0
| LCA | LA Basin | 8 | Average Weekday | CAISO | 1-in-10 | 2024 | 18 | 196.1803 | 209.1572 | 42.4183 | 84.0924 | 0
| LCA | LA Basin | 8 | Average Weekday | CAISO | 1-in-10 | 2024 | 19 | 175.8793 | 201.0663 | 43.6162 | 82.5626 | 0
| LCA | LA Basin | 8 | Average Weekday | CAISO | 1-in-10 | 2024 | 20 | 177.1775 | 201.5235 | 42.264 | 80.205 | 0
| LCA | LA Basin | 8 | Average Weekday | CAISO | 1-in-10 | 2024 | 21 | 203.4565 | 219.3478 | 42.6653 | 76.9323 | 0
| LCA | LA Basin | 8 | Average Weekday | CAISO | 1-in-10 | 2024 | 22 | 391.996 | 432.4951 | 42.0286 | 74.5866 | 0
| LCA | LA Basin | 8 | Average Weekday | CAISO | 1-in-10 | 2024 | 23 | 414.519 | 457.2787 | 42.0333 | 73.2481 | 0
| LCA | LA Basin | 8 | Average Weekday | CAISO | 1-in-10 | 2024 | 24 | 440.7482 | 489.9876 | 42.0591 | 72.2639 | 0
| LCA | LA Basin | 8 | Monthly System Peak Day | CAISO | 1-in-10 | 2024 | 1 | 367.5692 | 361.8784 | 35.6048 | 74.3439 | 0
| LCA | LA Basin | 8 | Monthly System Peak Day | CAISO | 1-in-10 | 2024 | 2 | 338.2758 | 320.4794 | 35.5801 | 73.5502 | 0
| LCA | LA Basin | 8 | Monthly System Peak Day | CAISO | 1-in-10 | 2024 | 3 | 410.6571 | 377.4886 | 35.5777 | 72.9993 | 0
| LCA | LA Basin | 8 | Monthly System Peak Day | CAISO | 1-in-10 | 2024 | 4 | 417.137 | 392.6371 | 35.5742 | 72.4909 | 0
| LCA | LA Basin | 8 | Monthly System Peak Day | CAISO | 1-in-10 | 2024 | 5 | 427.7391 | 419.0604 | 35.5864 | 71.8364 | 0
| LCA | LA Basin | 8 | Monthly System Peak Day | CAISO | 1-in-10 | 2024 | 6 | 525.5363 | 505.4355 | 35.6097 | 71.3569 | 0
| LCA | LA Basin | 8 | Monthly System Peak Day | CAISO | 1-in-10 | 2024 | 7 | 570.2495 | 521.8209 | 35.67 | 70.9561 | 0
| LCA | LA Basin | 8 | Monthly System Peak Day | CAISO | 1-in-10 | 2024 | 8 | 606.1301 | 558.836 | 35.6404 | 70.8809 | 0
| LCA | LA Basin | 8 | Monthly System Peak Day | CAISO | 1-in-10 | 2024 | 9 | 522.5969 | 499.6891 | 35.6466 | 72.9533 | 0
| LCA | LA Basin | 8 | Monthly System Peak Day | CAISO | 1-in-10 | 2024 | 10 | 508.218 | 471.4778 | 35.6141 | 76.7184 | 0
| LCA | LA Basin | 8 | Monthly System Peak Day | CAISO | 1-in-10 | 2024 | 11 | 489.4528 | 448.6745 | 35.6388 | 81.5518 | 0
| LCA | LA Basin | 8 | Monthly System Peak Day | CAISO | 1-in-10 | 2024 | 12 | 459.7152 | 426.0188 | 35.67 | 86.5047 | 0
| LCA | LA Basin | 8 | Monthly System Peak Day | CAISO | 1-in-10 | 2024 | 13 | 390.1152 | 375.3943 | 35.6916 | 89.8688 | 0
| LCA | LA Basin | 8 | Monthly System Peak Day | CAISO | 1-in-10 | 2024 | 14 | 358.9184 | 345.0928 | 35.6769 | 92.6145 | 0
| LCA | LA Basin | 8 | Monthly System Peak Day | CAISO | 1-in-10 | 2024 | 15 | 304.0082 | 294.4944 | 35.6787 | 93.5513 | 0
| LCA | LA Basin | 8 | Monthly System Peak Day | CAISO | 1-in-10 | 2024 | 16 | 245.1834 | 221.7472 | 35.6532 | 93.2975 | 0
| LCA | LA Basin | 8 | Monthly System Peak Day | CAISO | 1-in-10 | 2024 | 17 | 210.9699 | 221.8631 | 35.3189 | 92.8797 | 0
| LCA | LA Basin | 8 | Monthly System Peak Day | CAISO | 1-in-10 | 2024 | 18 | 196.1803 | 220.4514 | 35.4223 | 92.011 | 0
| LCA | LA Basin | 8 | Monthly System Peak Day | CAISO | 1-in-10 | 2024 | 19 | 175.8793 | 173.4998 | 35.1785 | 90.3425 | 0
| LCA | LA Basin | 8 | Monthly System Peak Day | CAISO | 1-in-10 | 2024 | 20 | 177.1775 | 173.2383 | 35.0453 | 87.901 | 0
| LCA | LA Basin | 8 | Monthly System Peak Day | CAISO | 1-in-10 | 2024 | 21 | 203.4565 | 185.2511 | 36.2814 | 83.6645 | 0
| LCA | LA Basin | 8 | Monthly System Peak Day | CAISO | 1-in-10 | 2024 | 22 | 391.996 | 370.8743 | 35.7859 | 80.755 | 0
| LCA | LA Basin | 8 | Monthly System Peak Day | CAISO | 1-in-10 | 2024 | 23 | 414.519 | 389.2775 | 35.6555 | 79.4943 | 0
| LCA | LA Basin | 8 | Monthly System Peak Day | CAISO | 1-in-10 | 2024 | 24 | 440.7482 | 426.9908 | 35.6289 | 78.3382 | 0
| LCA | LA Basin | 8 | Typical Event Day | CAISO | 1-in-10 | 2024 | 1 | 367.5692 | 361.8784 | 35.6048 | 75.5392 | 0
| LCA | LA Basin | 8 | Typical Event Day | CAISO | 1-in-10 | 2024 | 2 | 338.2758 | 320.4794 | 35.5801 | 74.5538 | 0
| LCA | LA Basin | 8 | Typical Event Day | CAISO | 1-in-10 | 2024 | 3 | 410.6571 | 377.4886 | 35.5777 | 73.6966 | 0
| LCA | LA Basin | 8 | Typical Event Day | CAISO | 1-in-10 | 2024 | 4 | 417.137 | 392.6371 | 35.5742 | 73.1318 | 0
| LCA | LA Basin | 8 | Typical Event Day | CAISO | 1-in-10 | 2024 | 5 | 427.7391 | 419.0604 | 35.5864 | 72.4612 | 0
| LCA | LA Basin | 8 | Typical Event Day | CAISO | 1-in-10 | 2024 | 6 | 525.5363 | 505.4355 | 35.6097 | 72.0565 | 0
| LCA | LA Basin | 8 | Typical Event Day | CAISO | 1-in-10 | 2024 | 7 | 570.2495 | 521.8209 | 35.67 | 71.6826 | 0
| LCA | LA Basin | 8 | Typical Event Day | CAISO | 1-in-10 | 2024 | 8 | 606.1301 | 558.836 | 35.6404 | 72.0737 | 0
| LCA | LA Basin | 8 | Typical Event Day | CAISO | 1-in-10 | 2024 | 9 | 522.5969 | 499.6891 | 35.6466 | 74.5143 | 0
| LCA | LA Basin | 8 | Typical Event Day | CAISO | 1-in-10 | 2024 | 10 | 508.218 | 471.4778 | 35.6141 | 78.5645 | 0
| LCA | LA Basin | 8 | Typical Event Day | CAISO | 1-in-10 | 2024 | 11 | 489.4528 | 448.6745 | 35.6388 | 83.1928 | 0
| LCA | LA Basin | 8 | Typical Event Day | CAISO | 1-in-10 | 2024 | 12 | 459.7152 | 426.0188 | 35.67 | 87.381 | 0
| LCA | LA Basin | 8 | Typical Event Day | CAISO | 1-in-10 | 2024 | 13 | 390.1152 | 375.3943 | 35.6916 | 89.9484 | 0
| LCA | LA Basin | 8 | Typical Event Day | CAISO | 1-in-10 | 2024 | 14 | 358.9184 | 345.0928 | 35.6769 | 91.8571 | 0
| LCA | LA Basin | 8 | Typical Event Day | CAISO | 1-in-10 | 2024 | 15 | 304.0082 | 294.4944 | 35.6787 | 93.0707 | 0
| LCA | LA Basin | 8 | Typical Event Day | CAISO | 1-in-10 | 2024 | 16 | 245.1834 | 221.7472 | 35.6532 | 93.5186 | 0
| LCA | LA Basin | 8 | Typical Event Day | CAISO | 1-in-10 | 2024 | 17 | 210.9699 | 221.8631 | 35.3189 | 93.2339 | 0
| LCA | LA Basin | 8 | Typical Event Day | CAISO | 1-in-10 | 2024 | 18 | 196.1803 | 220.4514 | 35.4223 | 92.5256 | 0
| LCA | LA Basin | 8 | Typical Event Day | CAISO | 1-in-10 | 2024 | 19 | 175.8793 | 173.4998 | 35.1785 | 90.9975 | 0
| LCA | LA Basin | 8 | Typical Event Day | CAISO | 1-in-10 | 2024 | 20 | 177.1775 | 173.2383 | 35.0453 | 88.0332 | 0
| LCA | LA Basin | 8 | Typical Event Day | CAISO | 1-in-10 | 2024 | 21 | 203.4565 | 185.2511 | 36.2814 | 84.1394 | 0
| LCA | LA Basin | 8 | Typical Event Day | CAISO | 1-in-10 | 2024 | 22 | 391.996 | 370.8743 | 35.7859 | 81.1364 | 0
| LCA | LA Basin | 8 | Typical Event Day | CAISO | 1-in-10 | 2024 | 23 | 414.519 | 389.2775 | 35.6555 | 79.2793 | 0
| LCA | LA Basin | 8 | Typical Event Day | CAISO | 1-in-10 | 2024 | 24 | 440.7482 | 426.9908 | 35.6289 | 77.7276 | 0
| LCA | LA Basin | 9 | Average Weekday | CAISO | 1-in-10 | 2024 | 1 | 324.5785 | 349.5134 | 45.219 | 71.8669 | 0
| LCA | LA Basin | 9 | Average Weekday | CAISO | 1-in-10 | 2024 | 2 | 307.5133 | 319.8912 | 45.21 | 70.9959 | 0
| LCA | LA Basin | 9 | Average Weekday | CAISO | 1-in-10 | 2024 | 3 | 395.6751 | 402.8505 | 45.2078 | 70.223 | 0
| LCA | LA Basin | 9 | Average Weekday | CAISO | 1-in-10 | 2024 | 4 | 400.0479 | 409.9954 | 45.2066 | 69.5376 | 0
| LCA | LA Basin | 9 | Average Weekday | CAISO | 1-in-10 | 2024 | 5 | 396.8814 | 417.7784 | 45.2047 | 68.9831 | 0
| LCA | LA Basin | 9 | Average Weekday | CAISO | 1-in-10 | 2024 | 6 | 483.9476 | 521.1721 | 45.2004 | 68.5098 | 0
| LCA | LA Basin | 9 | Average Weekday | CAISO | 1-in-10 | 2024 | 7 | 540.0648 | 569.9987 | 45.1942 | 68.1268 | 0
| LCA | LA Basin | 9 | Average Weekday | CAISO | 1-in-10 | 2024 | 8 | 563.8752 | 588.2017 | 45.2373 | 67.9214 | 0
| LCA | LA Basin | 9 | Average Weekday | CAISO | 1-in-10 | 2024 | 9 | 486.026 | 506.2266 | 45.279 | 69.3554 | 0
| LCA | LA Basin | 9 | Average Weekday | CAISO | 1-in-10 | 2024 | 10 | 478.7102 | 491.1869 | 45.2673 | 72.3824 | 0
| LCA | LA Basin | 9 | Average Weekday | CAISO | 1-in-10 | 2024 | 11 | 467.7529 | 479.3253 | 45.3208 | 75.8098 | 0
| LCA | LA Basin | 9 | Average Weekday | CAISO | 1-in-10 | 2024 | 12 | 440.2577 | 451.6509 | 45.3758 | 79.1357 | 0
| LCA | LA Basin | 9 | Average Weekday | CAISO | 1-in-10 | 2024 | 13 | 377.1858 | 391.2787 | 45.3997 | 81.714 | 0
| LCA | LA Basin | 9 | Average Weekday | CAISO | 1-in-10 | 2024 | 14 | 341.6634 | 356.148 | 45.3569 | 83.5285 | 0
| LCA | LA Basin | 9 | Average Weekday | CAISO | 1-in-10 | 2024 | 15 | 294.7272 | 309.1371 | 45.2701 | 84.7551 | 0
| LCA | LA Basin | 9 | Average Weekday | CAISO | 1-in-10 | 2024 | 16 | 255.9096 | 255.9128 | 45.2042 | 85.1074 | 0
| LCA | LA Basin | 9 | Average Weekday | CAISO | 1-in-10 | 2024 | 17 | 204.6991 | 220.7374 | 45.3678 | 84.9811 | 0
| LCA | LA Basin | 9 | Average Weekday | CAISO | 1-in-10 | 2024 | 18 | 200.4745 | 220.3297 | 45.285 | 84.0766 | 0
| LCA | LA Basin | 9 | Average Weekday | CAISO | 1-in-10 | 2024 | 19 | 202.5356 | 210.0024 | 46.7755 | 82.2484 | 0
| LCA | LA Basin | 9 | Average Weekday | CAISO | 1-in-10 | 2024 | 20 | 203.1612 | 213.2633 | 45.0051 | 79.3915 | 0
| LCA | LA Basin | 9 | Average Weekday | CAISO | 1-in-10 | 2024 | 21 | 221.7409 | 230.6364 | 45.2111 | 76.3927 | 0
| LCA | LA Basin | 9 | Average Weekday | CAISO | 1-in-10 | 2024 | 22 | 386.0246 | 414.642 | 45.1793 | 74.643 | 0
| LCA | LA Basin | 9 | Average Weekday | CAISO | 1-in-10 | 2024 | 23 | 386.5562 | 413.4114 | 45.2307 | 73.3839 | 0
| LCA | LA Basin | 9 | Average Weekday | CAISO | 1-in-10 | 2024 | 24 | 396.4975 | 434.7659 | 45.2327 | 72.357 | 0
| LCA | LA Basin | 9 | Monthly System Peak Day | CAISO | 1-in-10 | 2024 | 1 | 324.5785 | 310.8598 | 45.3056 | 78.765 | 0
| LCA | LA Basin | 9 | Monthly System Peak Day | CAISO | 1-in-10 | 2024 | 2 | 307.5133 | 281.7118 | 45.2857 | 77.6888 | 0
| LCA | LA Basin | 9 | Monthly System Peak Day | CAISO | 1-in-10 | 2024 | 3 | 395.6751 | 346.761 | 45.2833 | 76.715 | 0
| LCA | LA Basin | 9 | Monthly System Peak Day | CAISO | 1-in-10 | 2024 | 4 | 400.0479 | 359.2267 | 45.2784 | 76.1862 | 0
| LCA | LA Basin | 9 | Monthly System Peak Day | CAISO | 1-in-10 | 2024 | 5 | 396.8814 | 362.2496 | 45.2885 | 75.6787 | 0
| LCA | LA Basin | 9 | Monthly System Peak Day | CAISO | 1-in-10 | 2024 | 6 | 483.9476 | 431.4851 | 45.3053 | 75.4975 | 0
| LCA | LA Basin | 9 | Monthly System Peak Day | CAISO | 1-in-10 | 2024 | 7 | 540.0648 | 473.0741 | 45.3739 | 75.2875 | 0
| LCA | LA Basin | 9 | Monthly System Peak Day | CAISO | 1-in-10 | 2024 | 8 | 563.8752 | 485.444 | 45.3376 | 75.795 | 0
| LCA | LA Basin | 9 | Monthly System Peak Day | CAISO | 1-in-10 | 2024 | 9 | 486.026 | 456.6396 | 45.3424 | 77.3825 | 0
| LCA | LA Basin | 9 | Monthly System Peak Day | CAISO | 1-in-10 | 2024 | 10 | 478.7102 | 433.0708 | 45.3313 | 80.615 | 0
| LCA | LA Basin | 9 | Monthly System Peak Day | CAISO | 1-in-10 | 2024 | 11 | 467.7529 | 417.0583 | 45.3396 | 85.5512 | 0
| LCA | LA Basin | 9 | Monthly System Peak Day | CAISO | 1-in-10 | 2024 | 12 | 440.2577 | 397.7958 | 45.3437 | 89.88 | 0
| LCA | LA Basin | 9 | Monthly System Peak Day | CAISO | 1-in-10 | 2024 | 13 | 377.1858 | 346.8524 | 45.3559 | 93.1575 | 0
| LCA | LA Basin | 9 | Monthly System Peak Day | CAISO | 1-in-10 | 2024 | 14 | 341.6634 | 317.4309 | 45.3491 | 94.9538 | 0
| LCA | LA Basin | 9 | Monthly System Peak Day | CAISO | 1-in-10 | 2024 | 15 | 294.7272 | 276.1462 | 45.3727 | 96.1413 | 0
| LCA | LA Basin | 9 | Monthly System Peak Day | CAISO | 1-in-10 | 2024 | 16 | 255.9096 | 221.8724 | 45.3783 | 96.235 | 0
| LCA | LA Basin | 9 | Monthly System Peak Day | CAISO | 1-in-10 | 2024 | 17 | 204.6991 | 222.48 | 45.1245 | 96.255 | 0
| LCA | LA Basin | 9 | Monthly System Peak Day | CAISO | 1-in-10 | 2024 | 18 | 200.4745 | 224.8177 | 45.135 | 94.9912 | 0
| LCA | LA Basin | 9 | Monthly System Peak Day | CAISO | 1-in-10 | 2024 | 19 | 202.5356 | 165.238 | 45.7059 | 93.4512 | 0
| LCA | LA Basin | 9 | Monthly System Peak Day | CAISO | 1-in-10 | 2024 | 20 | 203.1612 | 159.5754 | 44.272 | 91.0188 | 0
| LCA | LA Basin | 9 | Monthly System Peak Day | CAISO | 1-in-10 | 2024 | 21 | 221.7409 | 188.195 | 45.2981 | 87.7125 | 0
| LCA | LA Basin | 9 | Monthly System Peak Day | CAISO | 1-in-10 | 2024 | 22 | 386.0246 | 343.2489 | 45.4342 | 86.2213 | 0
| LCA | LA Basin | 9 | Monthly System Peak Day | CAISO | 1-in-10 | 2024 | 23 | 386.5562 | 337.574 | 45.3083 | 85.0662 | 0
| LCA | LA Basin | 9 | Monthly System Peak Day | CAISO | 1-in-10 | 2024 | 24 | 396.4975 | 367.0123 | 45.3143 | 83.4137 | 0
| LCA | LA Basin | 10 | Average Weekday | CAISO | 1-in-10 | 2024 | 1 | 353.7024 | 368.2697 | 42.1095 | 68.555 | 0
| LCA | LA Basin | 10 | Average Weekday | CAISO | 1-in-10 | 2024 | 2 | 310.542 | 316.6488 | 41.9985 | 67.6929 | 0
| LCA | LA Basin | 10 | Average Weekday | CAISO | 1-in-10 | 2024 | 3 | 389.67 | 398.4902 | 41.9828 | 67.0076 | 0
| LCA | LA Basin | 10 | Average Weekday | CAISO | 1-in-10 | 2024 | 4 | 384.7294 | 395.9553 | 41.9457 | 66.3674 | 0
| LCA | LA Basin | 10 | Average Weekday | CAISO | 1-in-10 | 2024 | 5 | 439.9323 | 456.3516 | 41.9543 | 65.7726 | 0
| LCA | LA Basin | 10 | Average Weekday | CAISO | 1-in-10 | 2024 | 6 | 551.8567 | 575.9614 | 41.922 | 65.2813 | 0
| LCA | LA Basin | 10 | Average Weekday | CAISO | 1-in-10 | 2024 | 7 | 592.3004 | 613.2531 | 41.9441 | 64.856 | 0
| LCA | LA Basin | 10 | Average Weekday | CAISO | 1-in-10 | 2024 | 8 | 646.4152 | 679.5875 | 42.2348 | 64.5914 | 0
| LCA | LA Basin | 10 | Average Weekday | CAISO | 1-in-10 | 2024 | 9 | 560.3294 | 601.6031 | 42.5158 | 65.0372 | 0
| LCA | LA Basin | 10 | Average Weekday | CAISO | 1-in-10 | 2024 | 10 | 540.1763 | 566.1389 | 42.2585 | 67.8623 | 0
| LCA | LA Basin | 10 | Average Weekday | CAISO | 1-in-10 | 2024 | 11 | 536.9144 | 557.5525 | 42.3972 | 71.4722 | 0
| LCA | LA Basin | 10 | Average Weekday | CAISO | 1-in-10 | 2024 | 12 | 496.8163 | 511.1055 | 42.5512 | 75.0476 | 0
| LCA | LA Basin | 10 | Average Weekday | CAISO | 1-in-10 | 2024 | 13 | 403.4059 | 413.8793 | 42.6517 | 77.9464 | 0
| LCA | LA Basin | 10 | Average Weekday | CAISO | 1-in-10 | 2024 | 14 | 351.0275 | 358.4055 | 42.5307 | 79.8654 | 0
| LCA | LA Basin | 10 | Average Weekday | CAISO | 1-in-10 | 2024 | 15 | 297.6988 | 304.6255 | 42.3004 | 81.0123 | 0
| LCA | LA Basin | 10 | Average Weekday | CAISO | 1-in-10 | 2024 | 16 | 239.2846 | 241.7902 | 41.9991 | 81.494 | 0
| LCA | LA Basin | 10 | Average Weekday | CAISO | 1-in-10 | 2024 | 17 | 201.7964 | 212.9273 | 41.7145 | 81.3193 | 0
| LCA | LA Basin | 10 | Average Weekday | CAISO | 1-in-10 | 2024 | 18 | 207.043 | 214.7911 | 41.7462 | 80.4769 | 0
| LCA | LA Basin | 10 | Average Weekday | CAISO | 1-in-10 | 2024 | 19 | 185.6192 | 190.2554 | 42.3157 | 78.5379 | 0
| LCA | LA Basin | 10 | Average Weekday | CAISO | 1-in-10 | 2024 | 20 | 194.4625 | 199.4945 | 41.6623 | 75.4623 | 0
| LCA | LA Basin | 10 | Average Weekday | CAISO | 1-in-10 | 2024 | 21 | 205.4752 | 209.8778 | 41.7594 | 73.2762 | 0
| LCA | LA Basin | 10 | Average Weekday | CAISO | 1-in-10 | 2024 | 22 | 411.612 | 439.1239 | 42.0086 | 71.8236 | 0
| LCA | LA Basin | 10 | Average Weekday | CAISO | 1-in-10 | 2024 | 23 | 391.2394 | 419.4875 | 42.1068 | 70.6065 | 0
| LCA | LA Basin | 10 | Average Weekday | CAISO | 1-in-10 | 2024 | 24 | 407.8394 | 443.4009 | 42.2221 | 69.5898 | 0
| LCA | LA Basin | 10 | Monthly System Peak Day | CAISO | 1-in-10 | 2024 | 1 | 353.7024 | 385.1431 | 41.6487 | 77.8105 | 0
| LCA | LA Basin | 10 | Monthly System Peak Day | CAISO | 1-in-10 | 2024 | 2 | 310.542 | 325.6675 | 41.7034 | 76.7246 | 0
| LCA | LA Basin | 10 | Monthly System Peak Day | CAISO | 1-in-10 | 2024 | 3 | 389.67 | 408.6252 | 41.7117 | 75.7132 | 0
| LCA | LA Basin | 10 | Monthly System Peak Day | CAISO | 1-in-10 | 2024 | 4 | 384.7294 | 403.0971 | 41.7388 | 74.7559 | 0
| LCA | LA Basin | 10 | Monthly System Peak Day | CAISO | 1-in-10 | 2024 | 5 | 439.9323 | 467.6151 | 41.7372 | 74.3109 | 0
| LCA | LA Basin | 10 | Monthly System Peak Day | CAISO | 1-in-10 | 2024 | 6 | 551.8567 | 579.009 | 41.7748 | 73.9266 | 0
| LCA | LA Basin | 10 | Monthly System Peak Day | CAISO | 1-in-10 | 2024 | 7 | 592.3004 | 611.5547 | 41.789 | 73.3537 | 0
| LCA | LA Basin | 10 | Monthly System Peak Day | CAISO | 1-in-10 | 2024 | 8 | 646.4152 | 694.2807 | 41.6238 | 73.1109 | 0
| LCA | LA Basin | 10 | Monthly System Peak Day | CAISO | 1-in-10 | 2024 | 9 | 560.3294 | 611.3406 | 41.5523 | 73.8571 | 0
| LCA | LA Basin | 10 | Monthly System Peak Day | CAISO | 1-in-10 | 2024 | 10 | 540.1763 | 573.3747 | 41.6227 | 77.6895 | 0
| LCA | LA Basin | 10 | Monthly System Peak Day | CAISO | 1-in-10 | 2024 | 11 | 536.9144 | 568.4407 | 41.6512 | 81.277 | 0
| LCA | LA Basin | 10 | Monthly System Peak Day | CAISO | 1-in-10 | 2024 | 12 | 496.8163 | 525.0529 | 41.7211 | 84.4803 | 0
| LCA | LA Basin | 10 | Monthly System Peak Day | CAISO | 1-in-10 | 2024 | 13 | 403.4059 | 421.2003 | 41.7889 | 86.9539 | 0
| LCA | LA Basin | 10 | Monthly System Peak Day | CAISO | 1-in-10 | 2024 | 14 | 351.0275 | 361.3577 | 41.7215 | 88.2526 | 0
| LCA | LA Basin | 10 | Monthly System Peak Day | CAISO | 1-in-10 | 2024 | 15 | 297.6988 | 305.7116 | 41.6476 | 88.8658 | 0
| LCA | LA Basin | 10 | Monthly System Peak Day | CAISO | 1-in-10 | 2024 | 16 | 239.2846 | 239.413 | 41.7178 | 89.5421 | 0
| LCA | LA Basin | 10 | Monthly System Peak Day | CAISO | 1-in-10 | 2024 | 17 | 201.7964 | 213.3551 | 41.6797 | 88.9579 | 0
| LCA | LA Basin | 10 | Monthly System Peak Day | CAISO | 1-in-10 | 2024 | 18 | 207.043 | 215.5025 | 41.6655 | 87.8237 | 0
| LCA | LA Basin | 10 | Monthly System Peak Day | CAISO | 1-in-10 | 2024 | 19 | 185.6192 | 190.2329 | 42.4745 | 84.604 | 0
| LCA | LA Basin | 10 | Monthly System Peak Day | CAISO | 1-in-10 | 2024 | 20 | 194.4625 | 198.3941 | 41.662 | 81.1316 | 0
| LCA | LA Basin | 10 | Monthly System Peak Day | CAISO | 1-in-10 | 2024 | 21 | 205.4752 | 210.2013 | 41.8186 | 77.9908 | 0
| LCA | LA Basin | 10 | Monthly System Peak Day | CAISO | 1-in-10 | 2024 | 22 | 411.612 | 439.9144 | 41.7631 | 76.2697 | 0
| LCA | LA Basin | 10 | Monthly System Peak Day | CAISO | 1-in-10 | 2024 | 23 | 391.2394 | 425.3337 | 41.6857 | 75.2239 | 0
| LCA | LA Basin | 10 | Monthly System Peak Day | CAISO | 1-in-10 | 2024 | 24 | 407.8394 | 468.1306 | 41.6091 | 74.3334 | 0
| LCA | LA Basin | 11 | Average Weekday | CAISO | 1-in-10 | 2024 | 1 | 326.1154 | 334.4728 | 41.9903 | 57.9601 | 0
| LCA | LA Basin | 11 | Average Weekday | CAISO | 1-in-10 | 2024 | 2 | 292.2328 | 298.187 | 41.9711 | 56.9747 | 0
| LCA | LA Basin | 11 | Average Weekday | CAISO | 1-in-10 | 2024 | 3 | 371.7404 | 382.763 | 41.9441 | 56.0638 | 0
| LCA | LA Basin | 11 | Average Weekday | CAISO | 1-in-10 | 2024 | 4 | 368.3174 | 383.2042 | 41.9481 | 55.144 | 0
| LCA | LA Basin | 11 | Average Weekday | CAISO | 1-in-10 | 2024 | 5 | 410.1275 | 441.7072 | 41.9266 | 54.3786 | 0
| LCA | LA Basin | 11 | Average Weekday | CAISO | 1-in-10 | 2024 | 6 | 530.8766 | 576.2759 | 41.941 | 53.8108 | 0
| LCA | LA Basin | 11 | Average Weekday | CAISO | 1-in-10 | 2024 | 7 | 575.4727 | 597.1811 | 42.1463 | 53.3821 | 0
| LCA | LA Basin | 11 | Average Weekday | CAISO | 1-in-10 | 2024 | 8 | 618.0461 | 636.5467 | 42.3351 | 53.205 | 0
| LCA | LA Basin | 11 | Average Weekday | CAISO | 1-in-10 | 2024 | 9 | 536.4695 | 567.3792 | 42.1754 | 54.7891 | 0
| LCA | LA Basin | 11 | Average Weekday | CAISO | 1-in-10 | 2024 | 10 | 516.7994 | 536.0291 | 42.2422 | 58.7128 | 0
| LCA | LA Basin | 11 | Average Weekday | CAISO | 1-in-10 | 2024 | 11 | 504.2138 | 518.3217 | 42.3475 | 63.2581 | 0
| LCA | LA Basin | 11 | Average Weekday | CAISO | 1-in-10 | 2024 | 12 | 472.2376 | 481.396 | 42.4223 | 66.9529 | 0
| LCA | LA Basin | 11 | Average Weekday | CAISO | 1-in-10 | 2024 | 13 | 390.2903 | 401.8692 | 42.3668 | 69.623 | 0
| LCA | LA Basin | 11 | Average Weekday | CAISO | 1-in-10 | 2024 | 14 | 349.3306 | 358.4193 | 42.2282 | 71.1869 | 0
| LCA | LA Basin | 11 | Average Weekday | CAISO | 1-in-10 | 2024 | 15 | 286.0708 | 294.6991 | 42.0143 | 71.987 | 0
| LCA | LA Basin | 11 | Average Weekday | CAISO | 1-in-10 | 2024 | 16 | 234.8982 | 236.9952 | 42.0069 | 72.1217 | 0
| LCA | LA Basin | 11 | Average Weekday | CAISO | 1-in-10 | 2024 | 17 | 189.8371 | 199.5589 | 41.7393 | 71.3364 | 0
| LCA | LA Basin | 11 | Average Weekday | CAISO | 1-in-10 | 2024 | 18 | 187.6788 | 196.1006 | 41.8109 | 69.3138 | 0
| LCA | LA Basin | 11 | Average Weekday | CAISO | 1-in-10 | 2024 | 19 | 172.3083 | 178.1981 | 41.663 | 66.7823 | 0
| LCA | LA Basin | 11 | Average Weekday | CAISO | 1-in-10 | 2024 | 20 | 179.2455 | 262.9987 | 50.5815 | 64.7013 | 0
| LCA | LA Basin | 11 | Average Weekday | CAISO | 1-in-10 | 2024 | 21 | 182.7112 | 187.905 | 41.8013 | 63.0818 | 0
| LCA | LA Basin | 11 | Average Weekday | CAISO | 1-in-10 | 2024 | 22 | 381.0846 | 405.5005 | 42.0665 | 61.5232 | 0
| LCA | LA Basin | 11 | Average Weekday | CAISO | 1-in-10 | 2024 | 23 | 361.1355 | 381.2577 | 42.1414 | 60.18 | 0
| LCA | LA Basin | 11 | Average Weekday | CAISO | 1-in-10 | 2024 | 24 | 376.3349 | 393.9515 | 42.072 | 59.0036 | 0
| LCA | LA Basin | 11 | Monthly System Peak Day | CAISO | 1-in-10 | 2024 | 1 | 326.1154 | 345.0341 | 41.723 | 71.5513 | 0
| LCA | LA Basin | 11 | Monthly System Peak Day | CAISO | 1-in-10 | 2024 | 2 | 292.2328 | 307.2673 | 41.7184 | 70.1891 | 0
| LCA | LA Basin | 11 | Monthly System Peak Day | CAISO | 1-in-10 | 2024 | 3 | 371.7404 | 390.9271 | 41.75 | 69.5076 | 0
| LCA | LA Basin | 11 | Monthly System Peak Day | CAISO | 1-in-10 | 2024 | 4 | 368.3174 | 392.2217 | 41.7414 | 68.1163 | 0
| LCA | LA Basin | 11 | Monthly System Peak Day | CAISO | 1-in-10 | 2024 | 5 | 410.1275 | 449.9578 | 41.7838 | 67.2789 | 0
| LCA | LA Basin | 11 | Monthly System Peak Day | CAISO | 1-in-10 | 2024 | 6 | 530.8766 | 581.0443 | 41.7846 | 66.485 | 0
| LCA | LA Basin | 11 | Monthly System Peak Day | CAISO | 1-in-10 | 2024 | 7 | 575.4727 | 599.7023 | 41.5804 | 66.3057 | 0
| LCA | LA Basin | 11 | Monthly System Peak Day | CAISO | 1-in-10 | 2024 | 8 | 618.0461 | 666.9876 | 41.5098 | 66.9505 | 0
| LCA | LA Basin | 11 | Monthly System Peak Day | CAISO | 1-in-10 | 2024 | 9 | 536.4695 | 575.7601 | 41.6723 | 68.6008 | 0
| LCA | LA Basin | 11 | Monthly System Peak Day | CAISO | 1-in-10 | 2024 | 10 | 516.7994 | 546.2069 | 41.6136 | 72.9428 | 0
| LCA | LA Basin | 11 | Monthly System Peak Day | CAISO | 1-in-10 | 2024 | 11 | 504.2138 | 533.388 | 41.712 | 80.1355 | 0
| LCA | LA Basin | 11 | Monthly System Peak Day | CAISO | 1-in-10 | 2024 | 12 | 472.2376 | 497.8985 | 41.8631 | 85.9434 | 0
| LCA | LA Basin | 11 | Monthly System Peak Day | CAISO | 1-in-10 | 2024 | 13 | 390.2903 | 407.7308 | 41.8704 | 89.3829 | 0
| LCA | LA Basin | 11 | Monthly System Peak Day | CAISO | 1-in-10 | 2024 | 14 | 349.3306 | 359.4341 | 41.7555 | 90.9987 | 0
| LCA | LA Basin | 11 | Monthly System Peak Day | CAISO | 1-in-10 | 2024 | 15 | 286.0708 | 294.3258 | 41.7689 | 91.5474 | 0
| LCA | LA Basin | 11 | Monthly System Peak Day | CAISO | 1-in-10 | 2024 | 16 | 234.8982 | 234.6299 | 41.7022 | 91.5197 | 0
| LCA | LA Basin | 11 | Monthly System Peak Day | CAISO | 1-in-10 | 2024 | 17 | 189.8371 | 200.7582 | 41.6595 | 90.7408 | 0
| LCA | LA Basin | 11 | Monthly System Peak Day | CAISO | 1-in-10 | 2024 | 18 | 187.6788 | 198.8203 | 41.5988 | 88.8921 | 0
| LCA | LA Basin | 11 | Monthly System Peak Day | CAISO | 1-in-10 | 2024 | 19 | 172.3083 | 177.6629 | 41.6627 | 85.9039 | 0
| LCA | LA Basin | 11 | Monthly System Peak Day | CAISO | 1-in-10 | 2024 | 20 | 179.2455 | 330.2296 | 54.8823 | 82.2526 | 0
| LCA | LA Basin | 11 | Monthly System Peak Day | CAISO | 1-in-10 | 2024 | 21 | 182.7112 | 188.1719 | 41.8446 | 79.0605 | 0
| LCA | LA Basin | 11 | Monthly System Peak Day | CAISO | 1-in-10 | 2024 | 22 | 381.0846 | 408.9353 | 41.6884 | 76.4662 | 0
| LCA | LA Basin | 11 | Monthly System Peak Day | CAISO | 1-in-10 | 2024 | 23 | 361.1355 | 390.65 | 41.608 | 74.3099 | 0
| LCA | LA Basin | 11 | Monthly System Peak Day | CAISO | 1-in-10 | 2024 | 24 | 376.3349 | 412.6836 | 41.6697 | 72.6928 | 0
| LCA | LA Basin | 12 | Average Weekday | CAISO | 1-in-10 | 2024 | 1 | 384.5331 | 392.6698 | 41.8632 | 52.4722 | 0
| LCA | LA Basin | 12 | Average Weekday | CAISO | 1-in-10 | 2024 | 2 | 351.8501 | 358.2874 | 41.8518 | 51.7027 | 0
| LCA | LA Basin | 12 | Average Weekday | CAISO | 1-in-10 | 2024 | 3 | 429.694 | 441.5555 | 41.8503 | 50.9654 | 0
| LCA | LA Basin | 12 | Average Weekday | CAISO | 1-in-10 | 2024 | 4 | 427.193 | 442.9463 | 41.8492 | 50.2564 | 0
| LCA | LA Basin | 12 | Average Weekday | CAISO | 1-in-10 | 2024 | 5 | 474.235 | 507.8165 | 41.854 | 49.6342 | 0
| LCA | LA Basin | 12 | Average Weekday | CAISO | 1-in-10 | 2024 | 6 | 579.7838 | 626.4751 | 41.8626 | 49.1067 | 0
| LCA | LA Basin | 12 | Average Weekday | CAISO | 1-in-10 | 2024 | 7 | 619.6581 | 641.7497 | 41.8777 | 48.7226 | 0
| LCA | LA Basin | 12 | Average Weekday | CAISO | 1-in-10 | 2024 | 8 | 665.5015 | 685.48 | 41.8905 | 48.679 | 0
| LCA | LA Basin | 12 | Average Weekday | CAISO | 1-in-10 | 2024 | 9 | 574.4034 | 606.4222 | 41.9027 | 49.4997 | 0
| LCA | LA Basin | 12 | Average Weekday | CAISO | 1-in-10 | 2024 | 10 | 542.8635 | 563.2496 | 41.8798 | 52.3837 | 0
| LCA | LA Basin | 12 | Average Weekday | CAISO | 1-in-10 | 2024 | 11 | 535.4909 | 549.7205 | 41.9033 | 56.0605 | 0
| LCA | LA Basin | 12 | Average Weekday | CAISO | 1-in-10 | 2024 | 12 | 502.8753 | 511.9395 | 41.9269 | 59.3856 | 0
| LCA | LA Basin | 12 | Average Weekday | CAISO | 1-in-10 | 2024 | 13 | 425.3443 | 436.7187 | 41.9414 | 61.7418 | 0
| LCA | LA Basin | 12 | Average Weekday | CAISO | 1-in-10 | 2024 | 14 | 387.3752 | 396.4742 | 41.9243 | 63.2924 | 0
| LCA | LA Basin | 12 | Average Weekday | CAISO | 1-in-10 | 2024 | 15 | 343.5053 | 352.0322 | 41.8905 | 64.0322 | 0
| LCA | LA Basin | 12 | Average Weekday | CAISO | 1-in-10 | 2024 | 16 | 289.9619 | 292.0572 | 41.8617 | 64.0793 | 0
| LCA | LA Basin | 12 | Average Weekday | CAISO | 1-in-10 | 2024 | 17 | 253.0363 | 263.7953 | 41.7 | 63.3258 | 0
| LCA | LA Basin | 12 | Average Weekday | CAISO | 1-in-10 | 2024 | 18 | 254.3781 | 262.7293 | 41.7054 | 61.3192 | 0
| LCA | LA Basin | 12 | Average Weekday | CAISO | 1-in-10 | 2024 | 19 | 240.8011 | 246.3834 | 41.6625 | 59.1225 | 0
| LCA | LA Basin | 12 | Average Weekday | CAISO | 1-in-10 | 2024 | 20 | 257.3268 | 342.4596 | 42.4619 | 57.5947 | 0
| LCA | LA Basin | 12 | Average Weekday | CAISO | 1-in-10 | 2024 | 21 | 262.7676 | 268.0568 | 41.7626 | 56.3307 | 0
| LCA | LA Basin | 12 | Average Weekday | CAISO | 1-in-10 | 2024 | 22 | 445.3289 | 469.0726 | 41.8872 | 55.1238 | 0
| LCA | LA Basin | 12 | Average Weekday | CAISO | 1-in-10 | 2024 | 23 | 426.2704 | 445.8785 | 41.8826 | 54.1089 | 0
| LCA | LA Basin | 12 | Average Weekday | CAISO | 1-in-10 | 2024 | 24 | 439.7538 | 457.0575 | 41.8784 | 53.2199 | 0
| LCA | LA Basin | 12 | Monthly System Peak Day | CAISO | 1-in-10 | 2024 | 1 | 384.5331 | 392.6698 | 41.8632 | 43.7887 | 0
| LCA | LA Basin | 12 | Monthly System Peak Day | CAISO | 1-in-10 | 2024 | 2 | 351.8501 | 358.2874 | 41.8518 | 42.7476 | 0
| LCA | LA Basin | 12 | Monthly System Peak Day | CAISO | 1-in-10 | 2024 | 3 | 429.694 | 441.5555 | 41.8503 | 41.6828 | 0
| LCA | LA Basin | 12 | Monthly System Peak Day | CAISO | 1-in-10 | 2024 | 4 | 427.193 | 442.9463 | 41.8492 | 40.8868 | 0
| LCA | LA Basin | 12 | Monthly System Peak Day | CAISO | 1-in-10 | 2024 | 5 | 474.235 | 507.8165 | 41.854 | 39.9918 | 0
| LCA | LA Basin | 12 | Monthly System Peak Day | CAISO | 1-in-10 | 2024 | 6 | 579.7838 | 626.4751 | 41.8626 | 39.0575 | 0
| LCA | LA Basin | 12 | Monthly System Peak Day | CAISO | 1-in-10 | 2024 | 7 | 619.6581 | 641.7497 | 41.8777 | 38.3624 | 0
| LCA | LA Basin | 12 | Monthly System Peak Day | CAISO | 1-in-10 | 2024 | 8 | 665.5015 | 685.48 | 41.8905 | 38.6474 | 0
| LCA | LA Basin | 12 | Monthly System Peak Day | CAISO | 1-in-10 | 2024 | 9 | 574.4034 | 606.4222 | 41.9027 | 39.7196 | 0
| LCA | LA Basin | 12 | Monthly System Peak Day | CAISO | 1-in-10 | 2024 | 10 | 542.8635 | 563.2496 | 41.8798 | 43.7558 | 0
| LCA | LA Basin | 12 | Monthly System Peak Day | CAISO | 1-in-10 | 2024 | 11 | 535.4909 | 549.7205 | 41.9033 | 48.4107 | 0
| LCA | LA Basin | 12 | Monthly System Peak Day | CAISO | 1-in-10 | 2024 | 12 | 502.8753 | 511.9395 | 41.9269 | 51.2009 | 0
| LCA | LA Basin | 12 | Monthly System Peak Day | CAISO | 1-in-10 | 2024 | 13 | 425.3443 | 436.7187 | 41.9414 | 52.4076 | 0
| LCA | LA Basin | 12 | Monthly System Peak Day | CAISO | 1-in-10 | 2024 | 14 | 387.3752 | 396.4742 | 41.9243 | 53.5787 | 0
| LCA | LA Basin | 12 | Monthly System Peak Day | CAISO | 1-in-10 | 2024 | 15 | 343.5053 | 352.0322 | 41.8905 | 54.5351 | 0
| LCA | LA Basin | 12 | Monthly System Peak Day | CAISO | 1-in-10 | 2024 | 16 | 289.9619 | 292.0572 | 41.8617 | 54.8984 | 0
| LCA | LA Basin | 12 | Monthly System Peak Day | CAISO | 1-in-10 | 2024 | 17 | 253.0363 | 263.7953 | 41.7 | 54.613 | 0
| LCA | LA Basin | 12 | Monthly System Peak Day | CAISO | 1-in-10 | 2024 | 18 | 254.3781 | 262.7293 | 41.7054 | 52.7462 | 0
| LCA | LA Basin | 12 | Monthly System Peak Day | CAISO | 1-in-10 | 2024 | 19 | 240.8011 | 246.3834 | 41.6625 | 50.6778 | 0
| LCA | LA Basin | 12 | Monthly System Peak Day | CAISO | 1-in-10 | 2024 | 20 | 257.3268 | 342.4596 | 42.4619 | 49.5764 | 0
| LCA | LA Basin | 12 | Monthly System Peak Day | CAISO | 1-in-10 | 2024 | 21 | 262.7676 | 268.0568 | 41.7626 | 48.2487 | 0
| LCA | LA Basin | 12 | Monthly System Peak Day | CAISO | 1-in-10 | 2024 | 22 | 445.3289 | 469.0726 | 41.8872 | 46.5763 | 0
| LCA | LA Basin | 12 | Monthly System Peak Day | CAISO | 1-in-10 | 2024 | 23 | 426.2704 | 445.8785 | 41.8826 | 45.8611 | 0
| LCA | LA Basin | 12 | Monthly System Peak Day | CAISO | 1-in-10 | 2024 | 24 | 439.7538 | 457.0575 | 41.8784 | 45.4583 | 0
| LCA | LA Basin | 1 | Average Weekday | CAISO | 1-in-10 | 2025 | 1 | 377.135 | 385.2737 | 42.0629 | 50.3292 | 0
| LCA | LA Basin | 1 | Average Weekday | CAISO | 1-in-10 | 2025 | 2 | 348.2552 | 355.803 | 42.0516 | 49.4929 | 0
| LCA | LA Basin | 1 | Average Weekday | CAISO | 1-in-10 | 2025 | 3 | 433.7637 | 445.9073 | 42.0502 | 48.846 | 0
| LCA | LA Basin | 1 | Average Weekday | CAISO | 1-in-10 | 2025 | 4 | 428.174 | 444.1612 | 42.049 | 48.1615 | 0
| LCA | LA Basin | 1 | Average Weekday | CAISO | 1-in-10 | 2025 | 5 | 475.5271 | 509.1815 | 42.0538 | 47.4809 | 0
| LCA | LA Basin | 1 | Average Weekday | CAISO | 1-in-10 | 2025 | 6 | 591.1859 | 639.275 | 42.0622 | 46.8357 | 0
| LCA | LA Basin | 1 | Average Weekday | CAISO | 1-in-10 | 2025 | 7 | 634.9679 | 657.2865 | 42.0772 | 46.3081 | 0
| LCA | LA Basin | 1 | Average Weekday | CAISO | 1-in-10 | 2025 | 8 | 681.0027 | 701.1957 | 42.09 | 46.1585 | 0
| LCA | LA Basin | 1 | Average Weekday | CAISO | 1-in-10 | 2025 | 9 | 586.2922 | 616.0824 | 42.1023 | 46.7547 | 0
| LCA | LA Basin | 1 | Average Weekday | CAISO | 1-in-10 | 2025 | 10 | 567.4418 | 587.1057 | 42.0795 | 49.5868 | 0
| LCA | LA Basin | 1 | Average Weekday | CAISO | 1-in-10 | 2025 | 11 | 556.0297 | 570.2767 | 42.103 | 53.252 | 0
| LCA | LA Basin | 1 | Average Weekday | CAISO | 1-in-10 | 2025 | 12 | 525.9186 | 534.9883 | 42.1264 | 56.6167 | 0
| LCA | LA Basin | 1 | Average Weekday | CAISO | 1-in-10 | 2025 | 13 | 457.8429 | 469.199 | 42.1408 | 59.0083 | 0
| LCA | LA Basin | 1 | Average Weekday | CAISO | 1-in-10 | 2025 | 14 | 415.8448 | 424.9419 | 42.1238 | 60.5254 | 0
| LCA | LA Basin | 1 | Average Weekday | CAISO | 1-in-10 | 2025 | 15 | 367.3533 | 375.8806 | 42.0902 | 61.437 | 0
| LCA | LA Basin | 1 | Average Weekday | CAISO | 1-in-10 | 2025 | 16 | 312.9279 | 315.0258 | 42.0614 | 61.7907 | 0
| LCA | LA Basin | 1 | Average Weekday | CAISO | 1-in-10 | 2025 | 17 | 271.9597 | 282.656 | 41.9014 | 61.3348 | 0
| LCA | LA Basin | 1 | Average Weekday | CAISO | 1-in-10 | 2025 | 18 | 272.8918 | 281.3736 | 41.9068 | 59.8087 | 0
| LCA | LA Basin | 1 | Average Weekday | CAISO | 1-in-10 | 2025 | 19 | 252.3023 | 257.8838 | 41.8644 | 57.4988 | 0
| LCA | LA Basin | 1 | Average Weekday | CAISO | 1-in-10 | 2025 | 20 | 259.1495 | 343.3804 | 42.6572 | 55.8484 | 0
| LCA | LA Basin | 1 | Average Weekday | CAISO | 1-in-10 | 2025 | 21 | 250.7491 | 255.8479 | 41.9634 | 54.6202 | 0
| LCA | LA Basin | 1 | Average Weekday | CAISO | 1-in-10 | 2025 | 22 | 434.912 | 458.9066 | 42.0866 | 53.4966 | 0
| LCA | LA Basin | 1 | Average Weekday | CAISO | 1-in-10 | 2025 | 23 | 418.7267 | 438.4016 | 42.082 | 52.3728 | 0
| LCA | LA Basin | 1 | Average Weekday | CAISO | 1-in-10 | 2025 | 24 | 438.6844 | 456.0692 | 42.078 | 51.4044 | 0
| LCA | LA Basin | 1 | Monthly System Peak Day | CAISO | 1-in-10 | 2025 | 1 | 377.135 | 385.2737 | 42.0629 | 45.4651 | 0
| LCA | LA Basin | 1 | Monthly System Peak Day | CAISO | 1-in-10 | 2025 | 2 | 348.2552 | 355.803 | 42.0516 | 45.0454 | 0
| LCA | LA Basin | 1 | Monthly System Peak Day | CAISO | 1-in-10 | 2025 | 3 | 433.7637 | 445.9073 | 42.0502 | 45.1804 | 0
| LCA | LA Basin | 1 | Monthly System Peak Day | CAISO | 1-in-10 | 2025 | 4 | 428.174 | 444.1612 | 42.049 | 44.8959 | 0
| LCA | LA Basin | 1 | Monthly System Peak Day | CAISO | 1-in-10 | 2025 | 5 | 475.5271 | 509.1815 | 42.0538 | 44.7934 | 0
| LCA | LA Basin | 1 | Monthly System Peak Day | CAISO | 1-in-10 | 2025 | 6 | 591.1859 | 639.275 | 42.0622 | 43.9289 | 0
| LCA | LA Basin | 1 | Monthly System Peak Day | CAISO | 1-in-10 | 2025 | 7 | 634.9679 | 657.2865 | 42.0772 | 43.6862 | 0
| LCA | LA Basin | 1 | Monthly System Peak Day | CAISO | 1-in-10 | 2025 | 8 | 681.0027 | 701.1957 | 42.09 | 42.7533 | 0
| LCA | LA Basin | 1 | Monthly System Peak Day | CAISO | 1-in-10 | 2025 | 9 | 586.2922 | 616.0824 | 42.1023 | 42.2608 | 0
| LCA | LA Basin | 1 | Monthly System Peak Day | CAISO | 1-in-10 | 2025 | 10 | 567.4418 | 587.1057 | 42.0795 | 44.59 | 0
| LCA | LA Basin | 1 | Monthly System Peak Day | CAISO | 1-in-10 | 2025 | 11 | 556.0297 | 570.2767 | 42.103 | 46.6911 | 0
| LCA | LA Basin | 1 | Monthly System Peak Day | CAISO | 1-in-10 | 2025 | 12 | 525.9186 | 534.9883 | 42.1264 | 48.6754 | 0
| LCA | LA Basin | 1 | Monthly System Peak Day | CAISO | 1-in-10 | 2025 | 13 | 457.8429 | 469.199 | 42.1408 | 49.8647 | 0
| LCA | LA Basin | 1 | Monthly System Peak Day | CAISO | 1-in-10 | 2025 | 14 | 415.8448 | 424.9419 | 42.1238 | 49.6668 | 0
| LCA | LA Basin | 1 | Monthly System Peak Day | CAISO | 1-in-10 | 2025 | 15 | 367.3533 | 375.8806 | 42.0902 | 50.5197 | 0
| LCA | LA Basin | 1 | Monthly System Peak Day | CAISO | 1-in-10 | 2025 | 16 | 312.9279 | 315.0258 | 42.0614 | 51.4093 | 0
| LCA | LA Basin | 1 | Monthly System Peak Day | CAISO | 1-in-10 | 2025 | 17 | 271.9597 | 282.656 | 41.9014 | 51.7017 | 0
| LCA | LA Basin | 1 | Monthly System Peak Day | CAISO | 1-in-10 | 2025 | 18 | 272.8918 | 281.3736 | 41.9068 | 50.6975 | 0
| LCA | LA Basin | 1 | Monthly System Peak Day | CAISO | 1-in-10 | 2025 | 19 | 252.3023 | 257.8838 | 41.8644 | 48.8825 | 0
| LCA | LA Basin | 1 | Monthly System Peak Day | CAISO | 1-in-10 | 2025 | 20 | 259.1495 | 343.3804 | 42.6572 | 47.9611 | 0
| LCA | LA Basin | 1 | Monthly System Peak Day | CAISO | 1-in-10 | 2025 | 21 | 250.7491 | 255.8479 | 41.9634 | 46.8322 | 0
| LCA | LA Basin | 1 | Monthly System Peak Day | CAISO | 1-in-10 | 2025 | 22 | 434.912 | 458.9066 | 42.0866 | 46.1047 | 0
| LCA | LA Basin | 1 | Monthly System Peak Day | CAISO | 1-in-10 | 2025 | 23 | 418.7267 | 438.4016 | 42.082 | 45.1543 | 0
| LCA | LA Basin | 1 | Monthly System Peak Day | CAISO | 1-in-10 | 2025 | 24 | 438.6844 | 456.0692 | 42.078 | 44.0309 | 0
| LCA | LA Basin | 2 | Average Weekday | CAISO | 1-in-10 | 2025 | 1 | 351.6919 | 360.4375 | 42.0951 | 50.1113 | 0
| LCA | LA Basin | 2 | Average Weekday | CAISO | 1-in-10 | 2025 | 2 | 322.2579 | 330.4099 | 42.0828 | 49.2107 | 0
| LCA | LA Basin | 2 | Average Weekday | CAISO | 1-in-10 | 2025 | 3 | 400.4684 | 413.4689 | 42.0812 | 48.3438 | 0
| LCA | LA Basin | 2 | Average Weekday | CAISO | 1-in-10 | 2025 | 4 | 391.1465 | 408.5112 | 42.08 | 47.5979 | 0
| LCA | LA Basin | 2 | Average Weekday | CAISO | 1-in-10 | 2025 | 5 | 441.7726 | 477.2452 | 42.0854 | 47.0173 | 0
| LCA | LA Basin | 2 | Average Weekday | CAISO | 1-in-10 | 2025 | 6 | 553.9305 | 603.0322 | 42.0949 | 46.4793 | 0
| LCA | LA Basin | 2 | Average Weekday | CAISO | 1-in-10 | 2025 | 7 | 588.1127 | 609.9247 | 42.1113 | 46.179 | 0
| LCA | LA Basin | 2 | Average Weekday | CAISO | 1-in-10 | 2025 | 8 | 641.0875 | 660.8536 | 42.1247 | 46.1339 | 0
| LCA | LA Basin | 2 | Average Weekday | CAISO | 1-in-10 | 2025 | 9 | 566.7832 | 596.2636 | 42.1375 | 47.6859 | 0
| LCA | LA Basin | 2 | Average Weekday | CAISO | 1-in-10 | 2025 | 10 | 542.3423 | 561.2107 | 42.1124 | 50.9967 | 0
| LCA | LA Basin | 2 | Average Weekday | CAISO | 1-in-10 | 2025 | 11 | 534.731 | 548.7161 | 42.1378 | 54.578 | 0
| LCA | LA Basin | 2 | Average Weekday | CAISO | 1-in-10 | 2025 | 12 | 505.256 | 514.5189 | 42.1633 | 57.4598 | 0
| LCA | LA Basin | 2 | Average Weekday | CAISO | 1-in-10 | 2025 | 13 | 435.3471 | 447.4629 | 42.179 | 59.4503 | 0
| LCA | LA Basin | 2 | Average Weekday | CAISO | 1-in-10 | 2025 | 14 | 390.6439 | 399.7973 | 42.1605 | 60.8044 | 0
| LCA | LA Basin | 2 | Average Weekday | CAISO | 1-in-10 | 2025 | 15 | 334.7903 | 343.3971 | 42.1242 | 61.7147 | 0
| LCA | LA Basin | 2 | Average Weekday | CAISO | 1-in-10 | 2025 | 16 | 281.3672 | 283.6913 | 42.0933 | 62.0952 | 0
| LCA | LA Basin | 2 | Average Weekday | CAISO | 1-in-10 | 2025 | 17 | 232.554 | 243.0233 | 41.9118 | 61.6738 | 0
| LCA | LA Basin | 2 | Average Weekday | CAISO | 1-in-10 | 2025 | 18 | 230.4906 | 238.8907 | 41.9184 | 60.3894 | 0
| LCA | LA Basin | 2 | Average Weekday | CAISO | 1-in-10 | 2025 | 19 | 213.443 | 219.6654 | 41.8649 | 58.1787 | 0
| LCA | LA Basin | 2 | Average Weekday | CAISO | 1-in-10 | 2025 | 20 | 220.2005 | 301.8748 | 42.7314 | 56.2556 | 0
| LCA | LA Basin | 2 | Average Weekday | CAISO | 1-in-10 | 2025 | 21 | 212.3259 | 217.7751 | 41.9792 | 54.7745 | 0
| LCA | LA Basin | 2 | Average Weekday | CAISO | 1-in-10 | 2025 | 22 | 399.11 | 424.1804 | 42.1218 | 53.6291 | 0
| LCA | LA Basin | 2 | Average Weekday | CAISO | 1-in-10 | 2025 | 23 | 385.5487 | 406.4333 | 42.1167 | 52.5079 | 0
| LCA | LA Basin | 2 | Average Weekday | CAISO | 1-in-10 | 2025 | 24 | 404.7647 | 422.8026 | 42.1118 | 51.4241 | 0
| LCA | LA Basin | 2 | Monthly System Peak Day | CAISO | 1-in-10 | 2025 | 1 | 351.6919 | 360.4375 | 42.0951 | 50.6226 | 0
| LCA | LA Basin | 2 | Monthly System Peak Day | CAISO | 1-in-10 | 2025 | 2 | 322.2579 | 330.4099 | 42.0828 | 50.4995 | 0
| LCA | LA Basin | 2 | Monthly System Peak Day | CAISO | 1-in-10 | 2025 | 3 | 400.4684 | 413.4689 | 42.0812 | 50.4234 | 0
| LCA | LA Basin | 2 | Monthly System Peak Day | CAISO | 1-in-10 | 2025 | 4 | 391.1465 | 408.5112 | 42.08 | 50.5369 | 0
| LCA | LA Basin | 2 | Monthly System Peak Day | CAISO | 1-in-10 | 2025 | 5 | 441.7726 | 477.2452 | 42.0854 | 49.9904 | 0
| LCA | LA Basin | 2 | Monthly System Peak Day | CAISO | 1-in-10 | 2025 | 6 | 553.9305 | 603.0322 | 42.0949 | 49.1571 | 0
| LCA | LA Basin | 2 | Monthly System Peak Day | CAISO | 1-in-10 | 2025 | 7 | 588.1127 | 609.9247 | 42.1113 | 48.6676 | 0
| LCA | LA Basin | 2 | Monthly System Peak Day | CAISO | 1-in-10 | 2025 | 8 | 641.0875 | 660.8536 | 42.1247 | 48.5847 | 0
| LCA | LA Basin | 2 | Monthly System Peak Day | CAISO | 1-in-10 | 2025 | 9 | 566.7832 | 596.2636 | 42.1375 | 49.0371 | 0
| LCA | LA Basin | 2 | Monthly System Peak Day | CAISO | 1-in-10 | 2025 | 10 | 542.3423 | 561.2107 | 42.1124 | 50.3822 | 0
| LCA | LA Basin | 2 | Monthly System Peak Day | CAISO | 1-in-10 | 2025 | 11 | 534.731 | 548.7161 | 42.1378 | 51.3262 | 0
| LCA | LA Basin | 2 | Monthly System Peak Day | CAISO | 1-in-10 | 2025 | 12 | 505.256 | 514.5189 | 42.1633 | 52.4879 | 0
| LCA | LA Basin | 2 | Monthly System Peak Day | CAISO | 1-in-10 | 2025 | 13 | 435.3471 | 447.4629 | 42.179 | 53.8069 | 0
| LCA | LA Basin | 2 | Monthly System Peak Day | CAISO | 1-in-10 | 2025 | 14 | 390.6439 | 399.7973 | 42.1605 | 55.1325 | 0
| LCA | LA Basin | 2 | Monthly System Peak Day | CAISO | 1-in-10 | 2025 | 15 | 334.7903 | 343.3971 | 42.1242 | 55.7924 | 0
| LCA | LA Basin | 2 | Monthly System Peak Day | CAISO | 1-in-10 | 2025 | 16 | 281.3672 | 283.6913 | 42.0933 | 55.9094 | 0
| LCA | LA Basin | 2 | Monthly System Peak Day | CAISO | 1-in-10 | 2025 | 17 | 232.554 | 243.0233 | 41.9118 | 57.5953 | 0
| LCA | LA Basin | 2 | Monthly System Peak Day | CAISO | 1-in-10 | 2025 | 18 | 230.4906 | 238.8907 | 41.9184 | 56.7246 | 0
| LCA | LA Basin | 2 | Monthly System Peak Day | CAISO | 1-in-10 | 2025 | 19 | 213.443 | 219.6654 | 41.8649 | 55.639 | 0
| LCA | LA Basin | 2 | Monthly System Peak Day | CAISO | 1-in-10 | 2025 | 20 | 220.2005 | 301.8748 | 42.7314 | 54.4933 | 0
| LCA | LA Basin | 2 | Monthly System Peak Day | CAISO | 1-in-10 | 2025 | 21 | 212.3259 | 217.7751 | 41.9792 | 54.0144 | 0
| LCA | LA Basin | 2 | Monthly System Peak Day | CAISO | 1-in-10 | 2025 | 22 | 399.11 | 424.1804 | 42.1218 | 53.3952 | 0
| LCA | LA Basin | 2 | Monthly System Peak Day | CAISO | 1-in-10 | 2025 | 23 | 385.5487 | 406.4333 | 42.1167 | 52.7554 | 0
| LCA | LA Basin | 2 | Monthly System Peak Day | CAISO | 1-in-10 | 2025 | 24 | 404.7647 | 422.8026 | 42.1118 | 52.1309 | 0
| LCA | LA Basin | 3 | Average Weekday | CAISO | 1-in-10 | 2025 | 1 | 387.769 | 403.9299 | 42.185 | 59.0904 | 0
| LCA | LA Basin | 3 | Average Weekday | CAISO | 1-in-10 | 2025 | 2 | 356.3176 | 364.0473 | 42.1267 | 58.0099 | 0
| LCA | LA Basin | 3 | Average Weekday | CAISO | 1-in-10 | 2025 | 3 | 451.6673 | 461.8501 | 42.1181 | 56.9859 | 0
| LCA | LA Basin | 3 | Average Weekday | CAISO | 1-in-10 | 2025 | 4 | 439.9178 | 452.623 | 42.0999 | 56.0739 | 0
| LCA | LA Basin | 3 | Average Weekday | CAISO | 1-in-10 | 2025 | 5 | 471.4648 | 491.7415 | 42.1057 | 55.3597 | 0
| LCA | LA Basin | 3 | Average Weekday | CAISO | 1-in-10 | 2025 | 6 | 594.2581 | 620.2614 | 42.0932 | 54.7125 | 0
| LCA | LA Basin | 3 | Average Weekday | CAISO | 1-in-10 | 2025 | 7 | 635.9174 | 657.0963 | 42.1135 | 54.3717 | 0
| LCA | LA Basin | 3 | Average Weekday | CAISO | 1-in-10 | 2025 | 8 | 685.1844 | 722.4459 | 42.2603 | 54.3916 | 0
| LCA | LA Basin | 3 | Average Weekday | CAISO | 1-in-10 | 2025 | 9 | 600.6708 | 643.8838 | 42.3861 | 55.8505 | 0
| LCA | LA Basin | 3 | Average Weekday | CAISO | 1-in-10 | 2025 | 10 | 578.6404 | 608.9727 | 42.2592 | 59.3312 | 0
| LCA | LA Basin | 3 | Average Weekday | CAISO | 1-in-10 | 2025 | 11 | 560.4481 | 584.1246 | 42.324 | 63.5603 | 0
| LCA | LA Basin | 3 | Average Weekday | CAISO | 1-in-10 | 2025 | 12 | 531.5502 | 545.8351 | 42.3883 | 67.4405 | 0
| LCA | LA Basin | 3 | Average Weekday | CAISO | 1-in-10 | 2025 | 13 | 439.7271 | 450.5495 | 42.4201 | 70.4453 | 0
| LCA | LA Basin | 3 | Average Weekday | CAISO | 1-in-10 | 2025 | 14 | 409.6636 | 417.1883 | 42.3679 | 72.4795 | 0
| LCA | LA Basin | 3 | Average Weekday | CAISO | 1-in-10 | 2025 | 15 | 352.4102 | 359.4921 | 42.2675 | 73.6736 | 0
| LCA | LA Basin | 3 | Average Weekday | CAISO | 1-in-10 | 2025 | 16 | 303.8289 | 306.4881 | 42.1286 | 74.2045 | 0
| LCA | LA Basin | 3 | Average Weekday | CAISO | 1-in-10 | 2025 | 17 | 266.6024 | 279.1931 | 41.9091 | 74.0108 | 0
| LCA | LA Basin | 3 | Average Weekday | CAISO | 1-in-10 | 2025 | 18 | 266.8234 | 276.3806 | 41.9268 | 72.9461 | 0
| LCA | LA Basin | 3 | Average Weekday | CAISO | 1-in-10 | 2025 | 19 | 249.4404 | 254.5032 | 41.9977 | 71.0602 | 0
| LCA | LA Basin | 3 | Average Weekday | CAISO | 1-in-10 | 2025 | 20 | 244.6259 | 249.9419 | 41.8642 | 68.3652 | 0
| LCA | LA Basin | 3 | Average Weekday | CAISO | 1-in-10 | 2025 | 21 | 225.2411 | 229.676 | 41.9355 | 65.7441 | 0
| LCA | LA Basin | 3 | Average Weekday | CAISO | 1-in-10 | 2025 | 22 | 435.5498 | 463.9184 | 42.1526 | 64.0491 | 0
| LCA | LA Basin | 3 | Average Weekday | CAISO | 1-in-10 | 2025 | 23 | 428.8379 | 458.1546 | 42.198 | 62.7625 | 0
| LCA | LA Basin | 3 | Average Weekday | CAISO | 1-in-10 | 2025 | 24 | 458.5662 | 495.4103 | 42.2468 | 61.4005 | 0
| LCA | LA Basin | 3 | Monthly System Peak Day | CAISO | 1-in-10 | 2025 | 1 | 387.769 | 422.863 | 41.7779 | 66.1204 | 0
| LCA | LA Basin | 3 | Monthly System Peak Day | CAISO | 1-in-10 | 2025 | 2 | 356.3176 | 376.2666 | 41.8555 | 64.2945 | 0
| LCA | LA Basin | 3 | Monthly System Peak Day | CAISO | 1-in-10 | 2025 | 3 | 451.6673 | 474.2827 | 41.8677 | 62.8338 | 0
| LCA | LA Basin | 3 | Monthly System Peak Day | CAISO | 1-in-10 | 2025 | 4 | 439.9178 | 461.9714 | 41.9065 | 61.7939 | 0
| LCA | LA Basin | 3 | Monthly System Peak Day | CAISO | 1-in-10 | 2025 | 5 | 471.4648 | 504.9173 | 41.903 | 60.8075 | 0
| LCA | LA Basin | 3 | Monthly System Peak Day | CAISO | 1-in-10 | 2025 | 6 | 594.2581 | 623.8032 | 41.9547 | 59.7989 | 0
| LCA | LA Basin | 3 | Monthly System Peak Day | CAISO | 1-in-10 | 2025 | 7 | 635.9174 | 655.4118 | 41.9675 | 59.4218 | 0
| LCA | LA Basin | 3 | Monthly System Peak Day | CAISO | 1-in-10 | 2025 | 8 | 685.1844 | 747.2651 | 41.7365 | 59.0993 | 0
| LCA | LA Basin | 3 | Monthly System Peak Day | CAISO | 1-in-10 | 2025 | 9 | 600.6708 | 653.3106 | 41.6894 | 60.5688 | 0
| LCA | LA Basin | 3 | Monthly System Peak Day | CAISO | 1-in-10 | 2025 | 10 | 578.6404 | 616.732 | 41.7604 | 65.3414 | 0
| LCA | LA Basin | 3 | Monthly System Peak Day | CAISO | 1-in-10 | 2025 | 11 | 560.4481 | 597.4458 | 41.8401 | 70.7516 | 0
| LCA | LA Basin | 3 | Monthly System Peak Day | CAISO | 1-in-10 | 2025 | 12 | 531.5502 | 559.3756 | 42.0044 | 76.3558 | 0
| LCA | LA Basin | 3 | Monthly System Peak Day | CAISO | 1-in-10 | 2025 | 13 | 439.7271 | 457.0244 | 42.166 | 81.6032 | 0
| LCA | LA Basin | 3 | Monthly System Peak Day | CAISO | 1-in-10 | 2025 | 14 | 409.6636 | 419.6108 | 42.0187 | 84.1063 | 0
| LCA | LA Basin | 3 | Monthly System Peak Day | CAISO | 1-in-10 | 2025 | 15 | 352.4102 | 360.4656 | 41.8298 | 84.7692 | 0
| LCA | LA Basin | 3 | Monthly System Peak Day | CAISO | 1-in-10 | 2025 | 16 | 303.8289 | 304.107 | 41.8766 | 85.4466 | 0
| LCA | LA Basin | 3 | Monthly System Peak Day | CAISO | 1-in-10 | 2025 | 17 | 266.6024 | 279.742 | 41.8801 | 86.2918 | 0
| LCA | LA Basin | 3 | Monthly System Peak Day | CAISO | 1-in-10 | 2025 | 18 | 266.8234 | 277.0682 | 41.8607 | 85.9592 | 0
| LCA | LA Basin | 3 | Monthly System Peak Day | CAISO | 1-in-10 | 2025 | 19 | 249.4404 | 254.5784 | 43.5979 | 84.2603 | 0
| LCA | LA Basin | 3 | Monthly System Peak Day | CAISO | 1-in-10 | 2025 | 20 | 244.6259 | 248.8541 | 41.8642 | 81.6113 | 0
| LCA | LA Basin | 3 | Monthly System Peak Day | CAISO | 1-in-10 | 2025 | 21 | 225.2411 | 229.8376 | 42.0906 | 77.9332 | 0
| LCA | LA Basin | 3 | Monthly System Peak Day | CAISO | 1-in-10 | 2025 | 22 | 435.5498 | 464.8918 | 41.9224 | 75.495 | 0
| LCA | LA Basin | 3 | Monthly System Peak Day | CAISO | 1-in-10 | 2025 | 23 | 428.8379 | 464.2605 | 41.8166 | 72.9901 | 0
| LCA | LA Basin | 3 | Monthly System Peak Day | CAISO | 1-in-10 | 2025 | 24 | 458.5662 | 520.6727 | 41.7217 | 70.3387 | 0
| LCA | LA Basin | 4 | Average Weekday | CAISO | 1-in-10 | 2025 | 1 | 351.1287 | 366.2388 | 42.186 | 59.793 | 0
| LCA | LA Basin | 4 | Average Weekday | CAISO | 1-in-10 | 2025 | 2 | 320.5348 | 329.0948 | 42.1281 | 58.7805 | 0
| LCA | LA Basin | 4 | Average Weekday | CAISO | 1-in-10 | 2025 | 3 | 410.4707 | 421.1905 | 42.1196 | 57.798 | 0
| LCA | LA Basin | 4 | Average Weekday | CAISO | 1-in-10 | 2025 | 4 | 389.4927 | 401.6477 | 42.1016 | 56.8912 | 0
| LCA | LA Basin | 4 | Average Weekday | CAISO | 1-in-10 | 2025 | 5 | 411.459 | 430.127 | 42.1073 | 56.1875 | 0
| LCA | LA Basin | 4 | Average Weekday | CAISO | 1-in-10 | 2025 | 6 | 531.7952 | 556.6866 | 42.0952 | 55.6449 | 0
| LCA | LA Basin | 4 | Average Weekday | CAISO | 1-in-10 | 2025 | 7 | 578.1933 | 598.9601 | 42.1156 | 55.2741 | 0
| LCA | LA Basin | 4 | Average Weekday | CAISO | 1-in-10 | 2025 | 8 | 628.0588 | 663.1202 | 42.2614 | 55.3057 | 0
| LCA | LA Basin | 4 | Average Weekday | CAISO | 1-in-10 | 2025 | 9 | 537.0085 | 579.8179 | 42.3861 | 57.4 | 0
| LCA | LA Basin | 4 | Average Weekday | CAISO | 1-in-10 | 2025 | 10 | 513.8105 | 543.3196 | 42.2595 | 60.548 | 0
| LCA | LA Basin | 4 | Average Weekday | CAISO | 1-in-10 | 2025 | 11 | 504.8088 | 525.6913 | 42.3238 | 64.096 | 0
| LCA | LA Basin | 4 | Average Weekday | CAISO | 1-in-10 | 2025 | 12 | 476.0076 | 490.2316 | 42.3877 | 67.463 | 0
| LCA | LA Basin | 4 | Average Weekday | CAISO | 1-in-10 | 2025 | 13 | 397.9788 | 408.8157 | 42.4192 | 69.7447 | 0
| LCA | LA Basin | 4 | Average Weekday | CAISO | 1-in-10 | 2025 | 14 | 362.1786 | 369.7133 | 42.3671 | 71.3864 | 0
| LCA | LA Basin | 4 | Average Weekday | CAISO | 1-in-10 | 2025 | 15 | 302.785 | 309.8724 | 42.2673 | 72.5555 | 0
| LCA | LA Basin | 4 | Average Weekday | CAISO | 1-in-10 | 2025 | 16 | 252.0334 | 254.6859 | 42.1299 | 73.1443 | 0
| LCA | LA Basin | 4 | Average Weekday | CAISO | 1-in-10 | 2025 | 17 | 206.1352 | 218.9842 | 41.9095 | 73.2569 | 0
| LCA | LA Basin | 4 | Average Weekday | CAISO | 1-in-10 | 2025 | 18 | 203.4971 | 212.7872 | 41.9271 | 72.4661 | 0
| LCA | LA Basin | 4 | Average Weekday | CAISO | 1-in-10 | 2025 | 19 | 178.4751 | 183.4759 | 41.9977 | 71.1037 | 0
| LCA | LA Basin | 4 | Average Weekday | CAISO | 1-in-10 | 2025 | 20 | 171.3883 | 176.706 | 41.8642 | 68.8835 | 0
| LCA | LA Basin | 4 | Average Weekday | CAISO | 1-in-10 | 2025 | 21 | 178.4902 | 183.0728 | 41.9368 | 65.9447 | 0
| LCA | LA Basin | 4 | Average Weekday | CAISO | 1-in-10 | 2025 | 22 | 391.1114 | 419.2382 | 42.1546 | 63.8031 | 0
| LCA | LA Basin | 4 | Average Weekday | CAISO | 1-in-10 | 2025 | 23 | 388.5519 | 417.4984 | 42.1996 | 62.3163 | 0
| LCA | LA Basin | 4 | Average Weekday | CAISO | 1-in-10 | 2025 | 24 | 417.2294 | 453.3122 | 42.2477 | 61.1147 | 0
| LCA | LA Basin | 4 | Monthly System Peak Day | CAISO | 1-in-10 | 2025 | 1 | 351.1287 | 383.2901 | 41.7846 | 72.9047 | 0
| LCA | LA Basin | 4 | Monthly System Peak Day | CAISO | 1-in-10 | 2025 | 2 | 320.5348 | 340.9652 | 41.8606 | 70.5088 | 0
| LCA | LA Basin | 4 | Monthly System Peak Day | CAISO | 1-in-10 | 2025 | 3 | 410.4707 | 433.8247 | 41.8726 | 68.5166 | 0
| LCA | LA Basin | 4 | Monthly System Peak Day | CAISO | 1-in-10 | 2025 | 4 | 389.4927 | 410.4152 | 41.9108 | 67.159 | 0
| LCA | LA Basin | 4 | Monthly System Peak Day | CAISO | 1-in-10 | 2025 | 5 | 411.459 | 442.5889 | 41.9074 | 67.3462 | 0
| LCA | LA Basin | 4 | Monthly System Peak Day | CAISO | 1-in-10 | 2025 | 6 | 531.7952 | 559.9784 | 41.9584 | 67.8517 | 0
| LCA | LA Basin | 4 | Monthly System Peak Day | CAISO | 1-in-10 | 2025 | 7 | 578.1933 | 597.2636 | 41.9714 | 68.2686 | 0
| LCA | LA Basin | 4 | Monthly System Peak Day | CAISO | 1-in-10 | 2025 | 8 | 628.0588 | 690.3582 | 41.7441 | 68.5595 | 0
| LCA | LA Basin | 4 | Monthly System Peak Day | CAISO | 1-in-10 | 2025 | 9 | 537.0085 | 589.1094 | 41.7006 | 71.3326 | 0
| LCA | LA Basin | 4 | Monthly System Peak Day | CAISO | 1-in-10 | 2025 | 10 | 513.8105 | 550.9295 | 41.7695 | 75.5671 | 0
| LCA | LA Basin | 4 | Monthly System Peak Day | CAISO | 1-in-10 | 2025 | 11 | 504.8088 | 538.8982 | 41.8513 | 79.7461 | 0
| LCA | LA Basin | 4 | Monthly System Peak Day | CAISO | 1-in-10 | 2025 | 12 | 476.0076 | 503.6246 | 42.0174 | 83.6395 | 0
| LCA | LA Basin | 4 | Monthly System Peak Day | CAISO | 1-in-10 | 2025 | 13 | 397.9788 | 415.2435 | 42.1802 | 86.3474 | 0
| LCA | LA Basin | 4 | Monthly System Peak Day | CAISO | 1-in-10 | 2025 | 14 | 362.1786 | 372.1285 | 42.0319 | 88.2171 | 0
| LCA | LA Basin | 4 | Monthly System Peak Day | CAISO | 1-in-10 | 2025 | 15 | 302.785 | 310.8419 | 41.8402 | 89.5474 | 0
| LCA | LA Basin | 4 | Monthly System Peak Day | CAISO | 1-in-10 | 2025 | 16 | 252.0334 | 252.2587 | 41.882 | 90.5776 | 0
| LCA | LA Basin | 4 | Monthly System Peak Day | CAISO | 1-in-10 | 2025 | 17 | 206.1352 | 219.4556 | 41.8812 | 91.2211 | 0
| LCA | LA Basin | 4 | Monthly System Peak Day | CAISO | 1-in-10 | 2025 | 18 | 203.4971 | 213.5392 | 41.8623 | 91.3566 | 0
| LCA | LA Basin | 4 | Monthly System Peak Day | CAISO | 1-in-10 | 2025 | 19 | 178.4751 | 183.58 | 43.5998 | 90.5553 | 0
| LCA | LA Basin | 4 | Monthly System Peak Day | CAISO | 1-in-10 | 2025 | 20 | 171.3883 | 175.5942 | 41.8642 | 88.5316 | 0
| LCA | LA Basin | 4 | Monthly System Peak Day | CAISO | 1-in-10 | 2025 | 21 | 178.4902 | 183.2239 | 42.0904 | 85.2487 | 0
| LCA | LA Basin | 4 | Monthly System Peak Day | CAISO | 1-in-10 | 2025 | 22 | 391.1114 | 420.1057 | 41.9269 | 82.3495 | 0
| LCA | LA Basin | 4 | Monthly System Peak Day | CAISO | 1-in-10 | 2025 | 23 | 388.5519 | 423.494 | 41.8226 | 79.7621 | 0
| LCA | LA Basin | 4 | Monthly System Peak Day | CAISO | 1-in-10 | 2025 | 24 | 417.2294 | 478.2401 | 41.7295 | 76.8995 | 0
| LCA | LA Basin | 5 | Average Weekday | CAISO | 1-in-10 | 2025 | 1 | 351.3262 | 366.5043 | 42.199 | 62.6899 | 0
| LCA | LA Basin | 5 | Average Weekday | CAISO | 1-in-10 | 2025 | 2 | 323.5698 | 330.4284 | 42.1408 | 61.7945 | 0
| LCA | LA Basin | 5 | Average Weekday | CAISO | 1-in-10 | 2025 | 3 | 419.4082 | 430.2171 | 42.1323 | 61.0123 | 0
| LCA | LA Basin | 5 | Average Weekday | CAISO | 1-in-10 | 2025 | 4 | 401.3444 | 414.115 | 42.1143 | 60.2966 | 0
| LCA | LA Basin | 5 | Average Weekday | CAISO | 1-in-10 | 2025 | 5 | 427.6747 | 446.8752 | 42.1203 | 59.7693 | 0
| LCA | LA Basin | 5 | Average Weekday | CAISO | 1-in-10 | 2025 | 6 | 542.7894 | 569.9271 | 42.1086 | 59.3658 | 0
| LCA | LA Basin | 5 | Average Weekday | CAISO | 1-in-10 | 2025 | 7 | 583.8856 | 604.205 | 42.1298 | 59.2503 | 0
| LCA | LA Basin | 5 | Average Weekday | CAISO | 1-in-10 | 2025 | 8 | 639.7734 | 677.7491 | 42.2754 | 60.092 | 0
| LCA | LA Basin | 5 | Average Weekday | CAISO | 1-in-10 | 2025 | 9 | 541.3918 | 581.8743 | 42.3997 | 62.4359 | 0
| LCA | LA Basin | 5 | Average Weekday | CAISO | 1-in-10 | 2025 | 10 | 523.7222 | 553.2147 | 42.2724 | 65.5235 | 0
| LCA | LA Basin | 5 | Average Weekday | CAISO | 1-in-10 | 2025 | 11 | 514.953 | 536.4202 | 42.3369 | 68.4261 | 0
| LCA | LA Basin | 5 | Average Weekday | CAISO | 1-in-10 | 2025 | 12 | 482.2208 | 496.3977 | 42.4012 | 71.013 | 0
| LCA | LA Basin | 5 | Average Weekday | CAISO | 1-in-10 | 2025 | 13 | 402.4045 | 413.5509 | 42.4326 | 73.242 | 0
| LCA | LA Basin | 5 | Average Weekday | CAISO | 1-in-10 | 2025 | 14 | 375.1227 | 382.8139 | 42.3799 | 74.9936 | 0
| LCA | LA Basin | 5 | Average Weekday | CAISO | 1-in-10 | 2025 | 15 | 322.335 | 329.4504 | 42.2797 | 76.2616 | 0
| LCA | LA Basin | 5 | Average Weekday | CAISO | 1-in-10 | 2025 | 16 | 262.1027 | 264.912 | 42.1426 | 76.8413 | 0
| LCA | LA Basin | 5 | Average Weekday | CAISO | 1-in-10 | 2025 | 17 | 210.9286 | 223.1142 | 41.9136 | 76.9175 | 0
| LCA | LA Basin | 5 | Average Weekday | CAISO | 1-in-10 | 2025 | 18 | 212.3924 | 221.4182 | 41.9314 | 76.1468 | 0
| LCA | LA Basin | 5 | Average Weekday | CAISO | 1-in-10 | 2025 | 19 | 192.425 | 197.7941 | 41.9934 | 74.7177 | 0
| LCA | LA Basin | 5 | Average Weekday | CAISO | 1-in-10 | 2025 | 20 | 183.4974 | 189.1413 | 41.8643 | 72.5783 | 0
| LCA | LA Basin | 5 | Average Weekday | CAISO | 1-in-10 | 2025 | 21 | 190.4361 | 195.338 | 41.9429 | 69.5112 | 0
| LCA | LA Basin | 5 | Average Weekday | CAISO | 1-in-10 | 2025 | 22 | 396.8114 | 425.6448 | 42.1695 | 66.7798 | 0
| LCA | LA Basin | 5 | Average Weekday | CAISO | 1-in-10 | 2025 | 23 | 400.7672 | 430.6567 | 42.214 | 65.0022 | 0
| LCA | LA Basin | 5 | Average Weekday | CAISO | 1-in-10 | 2025 | 24 | 426.8591 | 463.5692 | 42.2613 | 63.6869 | 0
| LCA | LA Basin | 5 | Monthly System Peak Day | CAISO | 1-in-10 | 2025 | 1 | 351.3262 | 384.0083 | 41.8011 | 74.0812 | 0
| LCA | LA Basin | 5 | Monthly System Peak Day | CAISO | 1-in-10 | 2025 | 2 | 323.5698 | 341.4367 | 41.8757 | 72.6926 | 0
| LCA | LA Basin | 5 | Monthly System Peak Day | CAISO | 1-in-10 | 2025 | 3 | 419.4082 | 442.2066 | 41.8875 | 71.2701 | 0
| LCA | LA Basin | 5 | Monthly System Peak Day | CAISO | 1-in-10 | 2025 | 4 | 401.3444 | 422.9104 | 41.9252 | 69.948 | 0
| LCA | LA Basin | 5 | Monthly System Peak Day | CAISO | 1-in-10 | 2025 | 5 | 427.6747 | 459.8032 | 41.922 | 69.2212 | 0
| LCA | LA Basin | 5 | Monthly System Peak Day | CAISO | 1-in-10 | 2025 | 6 | 542.7894 | 573.9784 | 41.9729 | 68.1829 | 0
| LCA | LA Basin | 5 | Monthly System Peak Day | CAISO | 1-in-10 | 2025 | 7 | 583.8856 | 602.3366 | 41.9865 | 67.9264 | 0
| LCA | LA Basin | 5 | Monthly System Peak Day | CAISO | 1-in-10 | 2025 | 8 | 639.7734 | 700.2783 | 41.7624 | 68.4287 | 0
| LCA | LA Basin | 5 | Monthly System Peak Day | CAISO | 1-in-10 | 2025 | 9 | 541.3918 | 591.3792 | 41.7219 | 72.8303 | 0
| LCA | LA Basin | 5 | Monthly System Peak Day | CAISO | 1-in-10 | 2025 | 10 | 523.7222 | 560.5009 | 41.7884 | 79.5239 | 0
| LCA | LA Basin | 5 | Monthly System Peak Day | CAISO | 1-in-10 | 2025 | 11 | 514.953 | 549.1738 | 41.8727 | 85.5337 | 0
| LCA | LA Basin | 5 | Monthly System Peak Day | CAISO | 1-in-10 | 2025 | 12 | 482.2208 | 509.2608 | 42.0412 | 89.3337 | 0
| LCA | LA Basin | 5 | Monthly System Peak Day | CAISO | 1-in-10 | 2025 | 13 | 402.4045 | 420.2003 | 42.2052 | 92.0218 | 0
| LCA | LA Basin | 5 | Monthly System Peak Day | CAISO | 1-in-10 | 2025 | 14 | 375.1227 | 384.8169 | 42.0552 | 93.5774 | 0
| LCA | LA Basin | 5 | Monthly System Peak Day | CAISO | 1-in-10 | 2025 | 15 | 322.335 | 330.3481 | 41.8599 | 94.8945 | 0
| LCA | LA Basin | 5 | Monthly System Peak Day | CAISO | 1-in-10 | 2025 | 16 | 262.1027 | 262.4902 | 41.8974 | 94.9253 | 0
| LCA | LA Basin | 5 | Monthly System Peak Day | CAISO | 1-in-10 | 2025 | 17 | 210.9286 | 223.6731 | 41.8864 | 94.3337 | 0
| LCA | LA Basin | 5 | Monthly System Peak Day | CAISO | 1-in-10 | 2025 | 18 | 212.3924 | 222.132 | 41.869 | 93.4453 | 0
| LCA | LA Basin | 5 | Monthly System Peak Day | CAISO | 1-in-10 | 2025 | 19 | 192.425 | 197.7552 | 43.5529 | 92.3526 | 0
| LCA | LA Basin | 5 | Monthly System Peak Day | CAISO | 1-in-10 | 2025 | 20 | 183.4974 | 188.0611 | 41.8643 | 89.775 | 0
| LCA | LA Basin | 5 | Monthly System Peak Day | CAISO | 1-in-10 | 2025 | 21 | 190.4361 | 195.5278 | 42.0914 | 86.0276 | 0
| LCA | LA Basin | 5 | Monthly System Peak Day | CAISO | 1-in-10 | 2025 | 22 | 396.8114 | 426.6164 | 41.9428 | 82.3532 | 0
| LCA | LA Basin | 5 | Monthly System Peak Day | CAISO | 1-in-10 | 2025 | 23 | 400.7672 | 436.8719 | 41.8397 | 79.8271 | 0
| LCA | LA Basin | 5 | Monthly System Peak Day | CAISO | 1-in-10 | 2025 | 24 | 426.8591 | 488.7578 | 41.7475 | 77.1318 | 0
| LCA | LA Basin | 6 | Average Weekday | CAISO | 1-in-10 | 2025 | 1 | 340.2545 | 372.6795 | 42.0907 | 66.0419 | 0
| LCA | LA Basin | 6 | Average Weekday | CAISO | 1-in-10 | 2025 | 2 | 313.5442 | 335.1443 | 42.0913 | 65.406 | 0
| LCA | LA Basin | 6 | Average Weekday | CAISO | 1-in-10 | 2025 | 3 | 400.718 | 428.0042 | 42.0922 | 64.8511 | 0
| LCA | LA Basin | 6 | Average Weekday | CAISO | 1-in-10 | 2025 | 4 | 392.9691 | 414.5368 | 42.0928 | 64.3339 | 0
| LCA | LA Basin | 6 | Average Weekday | CAISO | 1-in-10 | 2025 | 5 | 406.8302 | 447.4374 | 42.0875 | 63.958 | 0
| LCA | LA Basin | 6 | Average Weekday | CAISO | 1-in-10 | 2025 | 6 | 520.96 | 576.0399 | 42.0779 | 63.6543 | 0
| LCA | LA Basin | 6 | Average Weekday | CAISO | 1-in-10 | 2025 | 7 | 567.4363 | 600.5579 | 42.037 | 63.4179 | 0
| LCA | LA Basin | 6 | Average Weekday | CAISO | 1-in-10 | 2025 | 8 | 615.705 | 653.2516 | 42.1121 | 63.9411 | 0
| LCA | LA Basin | 6 | Average Weekday | CAISO | 1-in-10 | 2025 | 9 | 547.2136 | 570.5323 | 42.1369 | 65.6191 | 0
| LCA | LA Basin | 6 | Average Weekday | CAISO | 1-in-10 | 2025 | 10 | 527.0181 | 544.1746 | 42.1047 | 68.1924 | 0
| LCA | LA Basin | 6 | Average Weekday | CAISO | 1-in-10 | 2025 | 11 | 509.7453 | 526.0381 | 42.1423 | 71.2075 | 0
| LCA | LA Basin | 6 | Average Weekday | CAISO | 1-in-10 | 2025 | 12 | 480.2691 | 496.9892 | 42.1875 | 74.2059 | 0
| LCA | LA Basin | 6 | Average Weekday | CAISO | 1-in-10 | 2025 | 13 | 402.6907 | 425.753 | 42.2013 | 76.5274 | 0
| LCA | LA Basin | 6 | Average Weekday | CAISO | 1-in-10 | 2025 | 14 | 369.0883 | 389.3536 | 42.1641 | 78.2579 | 0
| LCA | LA Basin | 6 | Average Weekday | CAISO | 1-in-10 | 2025 | 15 | 305.9959 | 325.1407 | 42.0753 | 79.4505 | 0
| LCA | LA Basin | 6 | Average Weekday | CAISO | 1-in-10 | 2025 | 16 | 253.8517 | 257.1906 | 41.9983 | 80.0997 | 0
| LCA | LA Basin | 6 | Average Weekday | CAISO | 1-in-10 | 2025 | 17 | 213.1684 | 219.4008 | 42.2198 | 80.0446 | 0
| LCA | LA Basin | 6 | Average Weekday | CAISO | 1-in-10 | 2025 | 18 | 201.7205 | 216.0482 | 42.2599 | 79.2478 | 0
| LCA | LA Basin | 6 | Average Weekday | CAISO | 1-in-10 | 2025 | 19 | 179.3914 | 203.5417 | 45.3214 | 77.8672 | 0
| LCA | LA Basin | 6 | Average Weekday | CAISO | 1-in-10 | 2025 | 20 | 169.9673 | 194.5206 | 42.3141 | 75.7653 | 0
| LCA | LA Basin | 6 | Average Weekday | CAISO | 1-in-10 | 2025 | 21 | 183.4072 | 199.897 | 42.5941 | 72.8935 | 0
| LCA | LA Basin | 6 | Average Weekday | CAISO | 1-in-10 | 2025 | 22 | 365.6514 | 407.7486 | 42.1943 | 69.9628 | 0
| LCA | LA Basin | 6 | Average Weekday | CAISO | 1-in-10 | 2025 | 23 | 393.8664 | 434.9809 | 42.137 | 68.1691 | 0
| LCA | LA Basin | 6 | Average Weekday | CAISO | 1-in-10 | 2025 | 24 | 420.2001 | 468.1793 | 42.1111 | 67.0248 | 0
| LCA | LA Basin | 6 | Monthly System Peak Day | CAISO | 1-in-10 | 2025 | 1 | 340.2545 | 335.1583 | 51.3002 | 73.7372 | 0
| LCA | LA Basin | 6 | Monthly System Peak Day | CAISO | 1-in-10 | 2025 | 2 | 313.5442 | 297.1735 | 51.3091 | 72.2246 | 0
| LCA | LA Basin | 6 | Monthly System Peak Day | CAISO | 1-in-10 | 2025 | 3 | 400.718 | 365.3834 | 51.314 | 71.1556 | 0
| LCA | LA Basin | 6 | Monthly System Peak Day | CAISO | 1-in-10 | 2025 | 4 | 392.9691 | 365.8384 | 51.3186 | 70.5067 | 0
| LCA | LA Basin | 6 | Monthly System Peak Day | CAISO | 1-in-10 | 2025 | 5 | 406.8302 | 393.8711 | 51.3142 | 69.6044 | 0
| LCA | LA Basin | 6 | Monthly System Peak Day | CAISO | 1-in-10 | 2025 | 6 | 520.96 | 497.2191 | 51.3103 | 68.9945 | 0
| LCA | LA Basin | 6 | Monthly System Peak Day | CAISO | 1-in-10 | 2025 | 7 | 567.4363 | 515.3964 | 51.22 | 68.5504 | 0
| LCA | LA Basin | 6 | Monthly System Peak Day | CAISO | 1-in-10 | 2025 | 8 | 615.705 | 564.1799 | 51.2938 | 69.4144 | 0
| LCA | LA Basin | 6 | Monthly System Peak Day | CAISO | 1-in-10 | 2025 | 9 | 547.2136 | 521.8923 | 51.2576 | 73.255 | 0
| LCA | LA Basin | 6 | Monthly System Peak Day | CAISO | 1-in-10 | 2025 | 10 | 527.0181 | 489.2279 | 51.1907 | 79.3458 | 0
| LCA | LA Basin | 6 | Monthly System Peak Day | CAISO | 1-in-10 | 2025 | 11 | 509.7453 | 467.5887 | 51.1825 | 84.4605 | 0
| LCA | LA Basin | 6 | Monthly System Peak Day | CAISO | 1-in-10 | 2025 | 12 | 480.2691 | 446.1764 | 51.2081 | 88.5582 | 0
| LCA | LA Basin | 6 | Monthly System Peak Day | CAISO | 1-in-10 | 2025 | 13 | 402.6907 | 385.1684 | 51.1903 | 89.7379 | 0
| LCA | LA Basin | 6 | Monthly System Peak Day | CAISO | 1-in-10 | 2025 | 14 | 369.0883 | 352.012 | 51.2079 | 91.0531 | 0
| LCA | LA Basin | 6 | Monthly System Peak Day | CAISO | 1-in-10 | 2025 | 15 | 305.9959 | 293.3971 | 51.1844 | 92.8464 | 0
| LCA | LA Basin | 6 | Monthly System Peak Day | CAISO | 1-in-10 | 2025 | 16 | 253.8517 | 224.7816 | 51.1097 | 94.3608 | 0
| LCA | LA Basin | 6 | Monthly System Peak Day | CAISO | 1-in-10 | 2025 | 17 | 213.1684 | 225.6452 | 51.0059 | 94.5572 | 0
| LCA | LA Basin | 6 | Monthly System Peak Day | CAISO | 1-in-10 | 2025 | 18 | 201.7205 | 225.8917 | 51.1626 | 94.3669 | 0
| LCA | LA Basin | 6 | Monthly System Peak Day | CAISO | 1-in-10 | 2025 | 19 | 179.3914 | 173.0962 | 51.2312 | 92.9205 | 0
| LCA | LA Basin | 6 | Monthly System Peak Day | CAISO | 1-in-10 | 2025 | 20 | 169.9673 | 181.6264 | 50.0962 | 88.4795 | 0
| LCA | LA Basin | 6 | Monthly System Peak Day | CAISO | 1-in-10 | 2025 | 21 | 183.4072 | 168.9955 | 52.2339 | 83.6541 | 0
| LCA | LA Basin | 6 | Monthly System Peak Day | CAISO | 1-in-10 | 2025 | 22 | 365.6514 | 350.42 | 51.6052 | 79.5508 | 0
| LCA | LA Basin | 6 | Monthly System Peak Day | CAISO | 1-in-10 | 2025 | 23 | 393.8664 | 361.4287 | 51.4307 | 76.0228 | 0
| LCA | LA Basin | 6 | Monthly System Peak Day | CAISO | 1-in-10 | 2025 | 24 | 420.2001 | 402.895 | 51.3359 | 73.8661 | 0
| LCA | LA Basin | 7 | Average Weekday | CAISO | 1-in-10 | 2025 | 1 | 343.1355 | 374.1454 | 45.1892 | 71.5048 | 0
| LCA | LA Basin | 7 | Average Weekday | CAISO | 1-in-10 | 2025 | 2 | 328.6796 | 348.1187 | 45.1774 | 70.8693 | 0
| LCA | LA Basin | 7 | Average Weekday | CAISO | 1-in-10 | 2025 | 3 | 404.5459 | 430.6704 | 45.1751 | 70.2777 | 0
| LCA | LA Basin | 7 | Average Weekday | CAISO | 1-in-10 | 2025 | 4 | 401.1947 | 425.2338 | 45.1719 | 69.8474 | 0
| LCA | LA Basin | 7 | Average Weekday | CAISO | 1-in-10 | 2025 | 5 | 419.6914 | 461.2406 | 45.1717 | 69.4915 | 0
| LCA | LA Basin | 7 | Average Weekday | CAISO | 1-in-10 | 2025 | 6 | 510.373 | 562.8818 | 45.169 | 69.2195 | 0
| LCA | LA Basin | 7 | Average Weekday | CAISO | 1-in-10 | 2025 | 7 | 546.2349 | 574.8931 | 45.1793 | 69.0681 | 0
| LCA | LA Basin | 7 | Average Weekday | CAISO | 1-in-10 | 2025 | 8 | 591.4961 | 627.6405 | 45.2223 | 69.5449 | 0
| LCA | LA Basin | 7 | Average Weekday | CAISO | 1-in-10 | 2025 | 9 | 511.6095 | 534.2145 | 45.2655 | 71.5716 | 0
| LCA | LA Basin | 7 | Average Weekday | CAISO | 1-in-10 | 2025 | 10 | 494.3304 | 510.0082 | 45.2488 | 74.3441 | 0
| LCA | LA Basin | 7 | Average Weekday | CAISO | 1-in-10 | 2025 | 11 | 483.0077 | 498.021 | 45.3002 | 77.5632 | 0
| LCA | LA Basin | 7 | Average Weekday | CAISO | 1-in-10 | 2025 | 12 | 457.4721 | 474.8155 | 45.352 | 80.6092 | 0
| LCA | LA Basin | 7 | Average Weekday | CAISO | 1-in-10 | 2025 | 13 | 378.0897 | 399.128 | 45.3761 | 82.9258 | 0
| LCA | LA Basin | 7 | Average Weekday | CAISO | 1-in-10 | 2025 | 14 | 349.8434 | 368.8317 | 45.3308 | 84.6 | 0
| LCA | LA Basin | 7 | Average Weekday | CAISO | 1-in-10 | 2025 | 15 | 295.2597 | 313.8563 | 45.248 | 85.666 | 0
| LCA | LA Basin | 7 | Average Weekday | CAISO | 1-in-10 | 2025 | 16 | 237.6703 | 238.5896 | 45.1843 | 86.2406 | 0
| LCA | LA Basin | 7 | Average Weekday | CAISO | 1-in-10 | 2025 | 17 | 200.2592 | 205.6858 | 45.4611 | 86.1533 | 0
| LCA | LA Basin | 7 | Average Weekday | CAISO | 1-in-10 | 2025 | 18 | 198.5798 | 210.0979 | 45.5082 | 85.2921 | 0
| LCA | LA Basin | 7 | Average Weekday | CAISO | 1-in-10 | 2025 | 19 | 177.0485 | 198.9138 | 46.4555 | 83.8367 | 0
| LCA | LA Basin | 7 | Average Weekday | CAISO | 1-in-10 | 2025 | 20 | 176.2365 | 195.3475 | 45.1463 | 81.5489 | 0
| LCA | LA Basin | 7 | Average Weekday | CAISO | 1-in-10 | 2025 | 21 | 192.557 | 204.4121 | 45.6646 | 78.4619 | 0
| LCA | LA Basin | 7 | Average Weekday | CAISO | 1-in-10 | 2025 | 22 | 375.1351 | 419.3354 | 45.1874 | 75.4852 | 0
| LCA | LA Basin | 7 | Average Weekday | CAISO | 1-in-10 | 2025 | 23 | 394.0852 | 430.6348 | 45.1881 | 73.7952 | 0
| LCA | LA Basin | 7 | Average Weekday | CAISO | 1-in-10 | 2025 | 24 | 417.0538 | 461.9989 | 45.2027 | 72.726 | 0
| LCA | LA Basin | 7 | Monthly System Peak Day | CAISO | 1-in-10 | 2025 | 1 | 343.1355 | 337.7089 | 45.1927 | 75.4027 | 0
| LCA | LA Basin | 7 | Monthly System Peak Day | CAISO | 1-in-10 | 2025 | 2 | 328.6796 | 309.0741 | 45.1676 | 74.839 | 0
| LCA | LA Basin | 7 | Monthly System Peak Day | CAISO | 1-in-10 | 2025 | 3 | 404.5459 | 365.0193 | 45.1647 | 74.0038 | 0
| LCA | LA Basin | 7 | Monthly System Peak Day | CAISO | 1-in-10 | 2025 | 4 | 401.1947 | 376.019 | 45.1605 | 73.413 | 0
| LCA | LA Basin | 7 | Monthly System Peak Day | CAISO | 1-in-10 | 2025 | 5 | 419.6914 | 408.5151 | 45.1728 | 72.7944 | 0
| LCA | LA Basin | 7 | Monthly System Peak Day | CAISO | 1-in-10 | 2025 | 6 | 510.373 | 492.8083 | 45.1948 | 72.4389 | 0
| LCA | LA Basin | 7 | Monthly System Peak Day | CAISO | 1-in-10 | 2025 | 7 | 546.2349 | 497.3053 | 45.2607 | 72.0081 | 0
| LCA | LA Basin | 7 | Monthly System Peak Day | CAISO | 1-in-10 | 2025 | 8 | 591.4961 | 546.1548 | 45.23 | 72.2874 | 0
| LCA | LA Basin | 7 | Monthly System Peak Day | CAISO | 1-in-10 | 2025 | 9 | 511.6095 | 487.0057 | 45.2386 | 74.5615 | 0
| LCA | LA Basin | 7 | Monthly System Peak Day | CAISO | 1-in-10 | 2025 | 10 | 494.3304 | 455.6967 | 45.2126 | 77.6898 | 0
| LCA | LA Basin | 7 | Monthly System Peak Day | CAISO | 1-in-10 | 2025 | 11 | 483.0077 | 442.6369 | 45.2356 | 81.323 | 0
| LCA | LA Basin | 7 | Monthly System Peak Day | CAISO | 1-in-10 | 2025 | 12 | 457.4721 | 425.1874 | 45.2602 | 84.6976 | 0
| LCA | LA Basin | 7 | Monthly System Peak Day | CAISO | 1-in-10 | 2025 | 13 | 378.0897 | 361.9893 | 45.2802 | 87.1992 | 0
| LCA | LA Basin | 7 | Monthly System Peak Day | CAISO | 1-in-10 | 2025 | 14 | 349.8434 | 333.8745 | 45.2647 | 88.9847 | 0
| LCA | LA Basin | 7 | Monthly System Peak Day | CAISO | 1-in-10 | 2025 | 15 | 295.2597 | 283.7474 | 45.2682 | 89.9225 | 0
| LCA | LA Basin | 7 | Monthly System Peak Day | CAISO | 1-in-10 | 2025 | 16 | 237.6703 | 209.2794 | 45.2525 | 90.3438 | 0
| LCA | LA Basin | 7 | Monthly System Peak Day | CAISO | 1-in-10 | 2025 | 17 | 200.2592 | 213.4129 | 44.9179 | 89.3737 | 0
| LCA | LA Basin | 7 | Monthly System Peak Day | CAISO | 1-in-10 | 2025 | 18 | 198.5798 | 220.9117 | 45.0309 | 88.8563 | 0
| LCA | LA Basin | 7 | Monthly System Peak Day | CAISO | 1-in-10 | 2025 | 19 | 177.0485 | 171.8967 | 44.7208 | 87.38 | 0
| LCA | LA Basin | 7 | Monthly System Peak Day | CAISO | 1-in-10 | 2025 | 20 | 176.2365 | 211.602 | 44.4957 | 84.9145 | 0
| LCA | LA Basin | 7 | Monthly System Peak Day | CAISO | 1-in-10 | 2025 | 21 | 192.557 | 181.9518 | 45.7081 | 81.7018 | 0
| LCA | LA Basin | 7 | Monthly System Peak Day | CAISO | 1-in-10 | 2025 | 22 | 375.1351 | 366.9392 | 45.3304 | 78.1535 | 0
| LCA | LA Basin | 7 | Monthly System Peak Day | CAISO | 1-in-10 | 2025 | 23 | 394.0852 | 360.9857 | 45.2265 | 76.6233 | 0
| LCA | LA Basin | 7 | Monthly System Peak Day | CAISO | 1-in-10 | 2025 | 24 | 417.0538 | 398.877 | 45.2128 | 75.353 | 0
| LCA | LA Basin | 8 | Average Weekday | CAISO | 1-in-10 | 2025 | 1 | 369.2724 | 404.6771 | 42.2514 | 71.1821 | 0
| LCA | LA Basin | 8 | Average Weekday | CAISO | 1-in-10 | 2025 | 2 | 340.1439 | 363.4647 | 42.241 | 70.5502 | 0
| LCA | LA Basin | 8 | Average Weekday | CAISO | 1-in-10 | 2025 | 3 | 412.6987 | 438.5928 | 42.2387 | 69.986 | 0
| LCA | LA Basin | 8 | Average Weekday | CAISO | 1-in-10 | 2025 | 4 | 419.1552 | 442.9905 | 42.2347 | 69.56 | 0
| LCA | LA Basin | 8 | Average Weekday | CAISO | 1-in-10 | 2025 | 5 | 429.1141 | 471.2071 | 42.2335 | 69.1631 | 0
| LCA | LA Basin | 8 | Average Weekday | CAISO | 1-in-10 | 2025 | 6 | 527.5408 | 584.042 | 42.2284 | 68.8966 | 0
| LCA | LA Basin | 8 | Average Weekday | CAISO | 1-in-10 | 2025 | 7 | 572.3297 | 606.7022 | 42.2434 | 68.6448 | 0
| LCA | LA Basin | 8 | Average Weekday | CAISO | 1-in-10 | 2025 | 8 | 608.2043 | 648.0526 | 42.2827 | 68.6851 | 0
| LCA | LA Basin | 8 | Average Weekday | CAISO | 1-in-10 | 2025 | 9 | 524.1993 | 547.8101 | 42.326 | 70.1666 | 0
| LCA | LA Basin | 8 | Average Weekday | CAISO | 1-in-10 | 2025 | 10 | 509.7355 | 526.4686 | 42.3194 | 72.5728 | 0
| LCA | LA Basin | 8 | Average Weekday | CAISO | 1-in-10 | 2025 | 11 | 490.7041 | 506.873 | 42.3641 | 75.4907 | 0
| LCA | LA Basin | 8 | Average Weekday | CAISO | 1-in-10 | 2025 | 12 | 461.0306 | 479.6754 | 42.4044 | 78.4324 | 0
| LCA | LA Basin | 8 | Average Weekday | CAISO | 1-in-10 | 2025 | 13 | 391.1761 | 414.8231 | 42.4255 | 80.9215 | 0
| LCA | LA Basin | 8 | Average Weekday | CAISO | 1-in-10 | 2025 | 14 | 360.1763 | 380.8427 | 42.3849 | 82.9616 | 0
| LCA | LA Basin | 8 | Average Weekday | CAISO | 1-in-10 | 2025 | 15 | 304.768 | 324.4725 | 42.3131 | 84.3818 | 0
| LCA | LA Basin | 8 | Average Weekday | CAISO | 1-in-10 | 2025 | 16 | 245.914 | 250.7233 | 42.2596 | 84.9627 | 0
| LCA | LA Basin | 8 | Average Weekday | CAISO | 1-in-10 | 2025 | 17 | 211.7852 | 215.2728 | 42.5395 | 84.9634 | 0
| LCA | LA Basin | 8 | Average Weekday | CAISO | 1-in-10 | 2025 | 18 | 197.1212 | 210.0602 | 42.6165 | 84.0924 | 0
| LCA | LA Basin | 8 | Average Weekday | CAISO | 1-in-10 | 2025 | 19 | 176.6051 | 201.8378 | 43.8091 | 82.5626 | 0
| LCA | LA Basin | 8 | Average Weekday | CAISO | 1-in-10 | 2025 | 20 | 177.7915 | 202.1375 | 42.4631 | 80.205 | 0
| LCA | LA Basin | 8 | Average Weekday | CAISO | 1-in-10 | 2025 | 21 | 204.0454 | 219.9496 | 42.8623 | 76.9323 | 0
| LCA | LA Basin | 8 | Average Weekday | CAISO | 1-in-10 | 2025 | 22 | 392.9109 | 433.41 | 42.2281 | 74.5866 | 0
| LCA | LA Basin | 8 | Average Weekday | CAISO | 1-in-10 | 2025 | 23 | 416.1805 | 458.9402 | 42.2328 | 73.2481 | 0
| LCA | LA Basin | 8 | Average Weekday | CAISO | 1-in-10 | 2025 | 24 | 443.1371 | 492.3765 | 42.2586 | 72.2639 | 0
| LCA | LA Basin | 8 | Monthly System Peak Day | CAISO | 1-in-10 | 2025 | 1 | 369.2724 | 363.4975 | 35.8403 | 74.3439 | 0
| LCA | LA Basin | 8 | Monthly System Peak Day | CAISO | 1-in-10 | 2025 | 2 | 340.1439 | 322.396 | 35.8157 | 73.5502 | 0
| LCA | LA Basin | 8 | Monthly System Peak Day | CAISO | 1-in-10 | 2025 | 3 | 412.6987 | 379.5359 | 35.8133 | 72.9993 | 0
| LCA | LA Basin | 8 | Monthly System Peak Day | CAISO | 1-in-10 | 2025 | 4 | 419.1552 | 394.858 | 35.8099 | 72.4909 | 0
| LCA | LA Basin | 8 | Monthly System Peak Day | CAISO | 1-in-10 | 2025 | 5 | 429.1141 | 420.6714 | 35.822 | 71.8364 | 0
| LCA | LA Basin | 8 | Monthly System Peak Day | CAISO | 1-in-10 | 2025 | 6 | 527.5408 | 507.2399 | 35.845 | 71.3569 | 0
| LCA | LA Basin | 8 | Monthly System Peak Day | CAISO | 1-in-10 | 2025 | 7 | 572.3297 | 523.446 | 35.9049 | 70.9561 | 0
| LCA | LA Basin | 8 | Monthly System Peak Day | CAISO | 1-in-10 | 2025 | 8 | 608.2043 | 560.7815 | 35.8756 | 70.8809 | 0
| LCA | LA Basin | 8 | Monthly System Peak Day | CAISO | 1-in-10 | 2025 | 9 | 524.1993 | 501.3116 | 35.8819 | 72.9533 | 0
| LCA | LA Basin | 8 | Monthly System Peak Day | CAISO | 1-in-10 | 2025 | 10 | 509.7355 | 473.0577 | 35.8496 | 76.7184 | 0
| LCA | LA Basin | 8 | Monthly System Peak Day | CAISO | 1-in-10 | 2025 | 11 | 490.7041 | 450.0139 | 35.8742 | 81.5518 | 0
| LCA | LA Basin | 8 | Monthly System Peak Day | CAISO | 1-in-10 | 2025 | 12 | 461.0306 | 427.1792 | 35.9053 | 86.5047 | 0
| LCA | LA Basin | 8 | Monthly System Peak Day | CAISO | 1-in-10 | 2025 | 13 | 391.1761 | 376.2725 | 35.9268 | 89.8688 | 0
| LCA | LA Basin | 8 | Monthly System Peak Day | CAISO | 1-in-10 | 2025 | 14 | 360.1763 | 346.1988 | 35.9122 | 92.6145 | 0
| LCA | LA Basin | 8 | Monthly System Peak Day | CAISO | 1-in-10 | 2025 | 15 | 304.768 | 295.1348 | 35.9138 | 93.5513 | 0
| LCA | LA Basin | 8 | Monthly System Peak Day | CAISO | 1-in-10 | 2025 | 16 | 245.914 | 222.3663 | 35.8884 | 93.2975 | 0
| LCA | LA Basin | 8 | Monthly System Peak Day | CAISO | 1-in-10 | 2025 | 17 | 211.7852 | 222.6675 | 35.5568 | 92.8797 | 0
| LCA | LA Basin | 8 | Monthly System Peak Day | CAISO | 1-in-10 | 2025 | 18 | 197.1212 | 221.3649 | 35.6595 | 92.011 | 0
| LCA | LA Basin | 8 | Monthly System Peak Day | CAISO | 1-in-10 | 2025 | 19 | 176.6051 | 174.3241 | 35.4175 | 90.3425 | 0
| LCA | LA Basin | 8 | Monthly System Peak Day | CAISO | 1-in-10 | 2025 | 20 | 177.7915 | 173.9877 | 35.2852 | 87.901 | 0
| LCA | LA Basin | 8 | Monthly System Peak Day | CAISO | 1-in-10 | 2025 | 21 | 204.0454 | 185.8715 | 36.5129 | 83.6645 | 0
| LCA | LA Basin | 8 | Monthly System Peak Day | CAISO | 1-in-10 | 2025 | 22 | 392.9109 | 371.7451 | 36.02 | 80.755 | 0
| LCA | LA Basin | 8 | Monthly System Peak Day | CAISO | 1-in-10 | 2025 | 23 | 416.1805 | 390.8608 | 35.8906 | 79.4943 | 0
| LCA | LA Basin | 8 | Monthly System Peak Day | CAISO | 1-in-10 | 2025 | 24 | 443.1371 | 429.3626 | 35.8641 | 78.3382 | 0
| LCA | LA Basin | 8 | Typical Event Day | CAISO | 1-in-10 | 2025 | 1 | 369.2724 | 363.4975 | 35.8403 | 75.5392 | 0
| LCA | LA Basin | 8 | Typical Event Day | CAISO | 1-in-10 | 2025 | 2 | 340.1439 | 322.396 | 35.8157 | 74.5538 | 0
| LCA | LA Basin | 8 | Typical Event Day | CAISO | 1-in-10 | 2025 | 3 | 412.6987 | 379.5359 | 35.8133 | 73.6966 | 0
| LCA | LA Basin | 8 | Typical Event Day | CAISO | 1-in-10 | 2025 | 4 | 419.1552 | 394.858 | 35.8099 | 73.1318 | 0
| LCA | LA Basin | 8 | Typical Event Day | CAISO | 1-in-10 | 2025 | 5 | 429.1141 | 420.6714 | 35.822 | 72.4612 | 0
| LCA | LA Basin | 8 | Typical Event Day | CAISO | 1-in-10 | 2025 | 6 | 527.5408 | 507.2399 | 35.845 | 72.0565 | 0
| LCA | LA Basin | 8 | Typical Event Day | CAISO | 1-in-10 | 2025 | 7 | 572.3297 | 523.446 | 35.9049 | 71.6826 | 0
| LCA | LA Basin | 8 | Typical Event Day | CAISO | 1-in-10 | 2025 | 8 | 608.2043 | 560.7815 | 35.8756 | 72.0737 | 0
| LCA | LA Basin | 8 | Typical Event Day | CAISO | 1-in-10 | 2025 | 9 | 524.1993 | 501.3116 | 35.8819 | 74.5143 | 0
| LCA | LA Basin | 8 | Typical Event Day | CAISO | 1-in-10 | 2025 | 10 | 509.7355 | 473.0577 | 35.8496 | 78.5645 | 0
| LCA | LA Basin | 8 | Typical Event Day | CAISO | 1-in-10 | 2025 | 11 | 490.7041 | 450.0139 | 35.8742 | 83.1928 | 0
| LCA | LA Basin | 8 | Typical Event Day | CAISO | 1-in-10 | 2025 | 12 | 461.0306 | 427.1792 | 35.9053 | 87.381 | 0
| LCA | LA Basin | 8 | Typical Event Day | CAISO | 1-in-10 | 2025 | 13 | 391.1761 | 376.2725 | 35.9268 | 89.9484 | 0
| LCA | LA Basin | 8 | Typical Event Day | CAISO | 1-in-10 | 2025 | 14 | 360.1763 | 346.1988 | 35.9122 | 91.8571 | 0
| LCA | LA Basin | 8 | Typical Event Day | CAISO | 1-in-10 | 2025 | 15 | 304.768 | 295.1348 | 35.9138 | 93.0707 | 0
| LCA | LA Basin | 8 | Typical Event Day | CAISO | 1-in-10 | 2025 | 16 | 245.914 | 222.3663 | 35.8884 | 93.5186 | 0
| LCA | LA Basin | 8 | Typical Event Day | CAISO | 1-in-10 | 2025 | 17 | 211.7852 | 222.6675 | 35.5568 | 93.2339 | 0
| LCA | LA Basin | 8 | Typical Event Day | CAISO | 1-in-10 | 2025 | 18 | 197.1212 | 221.3649 | 35.6595 | 92.5256 | 0
| LCA | LA Basin | 8 | Typical Event Day | CAISO | 1-in-10 | 2025 | 19 | 176.6051 | 174.3241 | 35.4175 | 90.9975 | 0
| LCA | LA Basin | 8 | Typical Event Day | CAISO | 1-in-10 | 2025 | 20 | 177.7915 | 173.9877 | 35.2852 | 88.0332 | 0
| LCA | LA Basin | 8 | Typical Event Day | CAISO | 1-in-10 | 2025 | 21 | 204.0454 | 185.8715 | 36.5129 | 84.1394 | 0
| LCA | LA Basin | 8 | Typical Event Day | CAISO | 1-in-10 | 2025 | 22 | 392.9109 | 371.7451 | 36.02 | 81.1364 | 0
| LCA | LA Basin | 8 | Typical Event Day | CAISO | 1-in-10 | 2025 | 23 | 416.1805 | 390.8608 | 35.8906 | 79.2793 | 0
| LCA | LA Basin | 8 | Typical Event Day | CAISO | 1-in-10 | 2025 | 24 | 443.1371 | 429.3626 | 35.8641 | 77.7276 | 0
| LCA | LA Basin | 9 | Average Weekday | CAISO | 1-in-10 | 2025 | 1 | 326.1751 | 351.11 | 45.4046 | 71.8669 | 0
| LCA | LA Basin | 9 | Average Weekday | CAISO | 1-in-10 | 2025 | 2 | 308.7994 | 321.1773 | 45.3957 | 70.9959 | 0
| LCA | LA Basin | 9 | Average Weekday | CAISO | 1-in-10 | 2025 | 3 | 397.5226 | 404.6979 | 45.3935 | 70.223 | 0
| LCA | LA Basin | 9 | Average Weekday | CAISO | 1-in-10 | 2025 | 4 | 402.066 | 412.0135 | 45.3923 | 69.5376 | 0
| LCA | LA Basin | 9 | Average Weekday | CAISO | 1-in-10 | 2025 | 5 | 398.2423 | 419.1532 | 45.3904 | 68.9831 | 0
| LCA | LA Basin | 9 | Average Weekday | CAISO | 1-in-10 | 2025 | 6 | 485.9137 | 523.1765 | 45.3861 | 68.5098 | 0
| LCA | LA Basin | 9 | Average Weekday | CAISO | 1-in-10 | 2025 | 7 | 542.145 | 572.0789 | 45.3799 | 68.1268 | 0
| LCA | LA Basin | 9 | Average Weekday | CAISO | 1-in-10 | 2025 | 8 | 565.9495 | 590.276 | 45.4228 | 67.9214 | 0
| LCA | LA Basin | 9 | Average Weekday | CAISO | 1-in-10 | 2025 | 9 | 487.6284 | 507.829 | 45.4645 | 69.3554 | 0
| LCA | LA Basin | 9 | Average Weekday | CAISO | 1-in-10 | 2025 | 10 | 480.2278 | 492.7044 | 45.4529 | 72.3824 | 0
| LCA | LA Basin | 9 | Average Weekday | CAISO | 1-in-10 | 2025 | 11 | 469.0042 | 480.5766 | 45.5062 | 75.8098 | 0
| LCA | LA Basin | 9 | Average Weekday | CAISO | 1-in-10 | 2025 | 12 | 441.4019 | 452.795 | 45.561 | 79.1357 | 0
| LCA | LA Basin | 9 | Average Weekday | CAISO | 1-in-10 | 2025 | 13 | 378.2466 | 392.3395 | 45.5848 | 81.714 | 0
| LCA | LA Basin | 9 | Average Weekday | CAISO | 1-in-10 | 2025 | 14 | 342.9213 | 357.4059 | 45.5422 | 83.5285 | 0
| LCA | LA Basin | 9 | Average Weekday | CAISO | 1-in-10 | 2025 | 15 | 295.487 | 309.8969 | 45.4556 | 84.7551 | 0
| LCA | LA Basin | 9 | Average Weekday | CAISO | 1-in-10 | 2025 | 16 | 256.6402 | 256.6433 | 45.3899 | 85.1074 | 0
| LCA | LA Basin | 9 | Average Weekday | CAISO | 1-in-10 | 2025 | 17 | 205.5144 | 221.5361 | 45.5532 | 84.9811 | 0
| LCA | LA Basin | 9 | Average Weekday | CAISO | 1-in-10 | 2025 | 18 | 201.3774 | 221.2327 | 45.4707 | 84.0766 | 0
| LCA | LA Basin | 9 | Average Weekday | CAISO | 1-in-10 | 2025 | 19 | 203.3071 | 210.7739 | 46.9555 | 82.2484 | 0
| LCA | LA Basin | 9 | Average Weekday | CAISO | 1-in-10 | 2025 | 20 | 203.7895 | 213.8916 | 45.1922 | 79.3915 | 0
| LCA | LA Basin | 9 | Average Weekday | CAISO | 1-in-10 | 2025 | 21 | 222.3427 | 231.2382 | 45.397 | 76.3927 | 0
| LCA | LA Basin | 9 | Average Weekday | CAISO | 1-in-10 | 2025 | 22 | 386.9395 | 415.557 | 45.3649 | 74.643 | 0
| LCA | LA Basin | 9 | Average Weekday | CAISO | 1-in-10 | 2025 | 23 | 388.2177 | 415.0729 | 45.4162 | 73.3839 | 0
| LCA | LA Basin | 9 | Average Weekday | CAISO | 1-in-10 | 2025 | 24 | 398.8863 | 437.1547 | 45.4182 | 72.357 | 0
| LCA | LA Basin | 9 | Monthly System Peak Day | CAISO | 1-in-10 | 2025 | 1 | 326.1751 | 312.4565 | 45.4909 | 78.765 | 0
| LCA | LA Basin | 9 | Monthly System Peak Day | CAISO | 1-in-10 | 2025 | 2 | 308.7994 | 283.2972 | 45.471 | 77.6888 | 0
| LCA | LA Basin | 9 | Monthly System Peak Day | CAISO | 1-in-10 | 2025 | 3 | 397.5226 | 348.4528 | 45.4687 | 76.715 | 0
| LCA | LA Basin | 9 | Monthly System Peak Day | CAISO | 1-in-10 | 2025 | 4 | 402.066 | 361.1893 | 45.4637 | 76.1862 | 0
| LCA | LA Basin | 9 | Monthly System Peak Day | CAISO | 1-in-10 | 2025 | 5 | 398.2423 | 363.6245 | 45.4738 | 75.6787 | 0
| LCA | LA Basin | 9 | Monthly System Peak Day | CAISO | 1-in-10 | 2025 | 6 | 485.9137 | 433.1526 | 45.4905 | 75.4975 | 0
| LCA | LA Basin | 9 | Monthly System Peak Day | CAISO | 1-in-10 | 2025 | 7 | 542.145 | 474.6992 | 45.5588 | 75.2875 | 0
| LCA | LA Basin | 9 | Monthly System Peak Day | CAISO | 1-in-10 | 2025 | 8 | 565.9495 | 487.2054 | 45.5228 | 75.795 | 0
| LCA | LA Basin | 9 | Monthly System Peak Day | CAISO | 1-in-10 | 2025 | 9 | 487.6284 | 458.2621 | 45.5276 | 77.3825 | 0
| LCA | LA Basin | 9 | Monthly System Peak Day | CAISO | 1-in-10 | 2025 | 10 | 480.2278 | 434.6508 | 45.5166 | 80.615 | 0
| LCA | LA Basin | 9 | Monthly System Peak Day | CAISO | 1-in-10 | 2025 | 11 | 469.0042 | 418.3976 | 45.5249 | 85.5512 | 0
| LCA | LA Basin | 9 | Monthly System Peak Day | CAISO | 1-in-10 | 2025 | 12 | 441.4019 | 398.7851 | 45.529 | 89.88 | 0
| LCA | LA Basin | 9 | Monthly System Peak Day | CAISO | 1-in-10 | 2025 | 13 | 378.2466 | 347.7727 | 45.5412 | 93.1575 | 0
| LCA | LA Basin | 9 | Monthly System Peak Day | CAISO | 1-in-10 | 2025 | 14 | 342.9213 | 318.5847 | 45.5344 | 94.9538 | 0
| LCA | LA Basin | 9 | Monthly System Peak Day | CAISO | 1-in-10 | 2025 | 15 | 295.487 | 276.8093 | 45.5578 | 96.1413 | 0
| LCA | LA Basin | 9 | Monthly System Peak Day | CAISO | 1-in-10 | 2025 | 16 | 256.6402 | 222.5165 | 45.5633 | 96.235 | 0
| LCA | LA Basin | 9 | Monthly System Peak Day | CAISO | 1-in-10 | 2025 | 17 | 205.5144 | 223.2845 | 45.3109 | 96.255 | 0
| LCA | LA Basin | 9 | Monthly System Peak Day | CAISO | 1-in-10 | 2025 | 18 | 201.3774 | 225.7206 | 45.3213 | 94.9912 | 0
| LCA | LA Basin | 9 | Monthly System Peak Day | CAISO | 1-in-10 | 2025 | 19 | 203.3071 | 166.0317 | 45.8901 | 93.4512 | 0
| LCA | LA Basin | 9 | Monthly System Peak Day | CAISO | 1-in-10 | 2025 | 20 | 203.7895 | 160.3248 | 44.4621 | 91.0188 | 0
| LCA | LA Basin | 9 | Monthly System Peak Day | CAISO | 1-in-10 | 2025 | 21 | 222.3427 | 188.8083 | 45.4837 | 87.7125 | 0
| LCA | LA Basin | 9 | Monthly System Peak Day | CAISO | 1-in-10 | 2025 | 22 | 386.9395 | 344.1197 | 45.6187 | 86.2213 | 0
| LCA | LA Basin | 9 | Monthly System Peak Day | CAISO | 1-in-10 | 2025 | 23 | 388.2177 | 339.1573 | 45.4934 | 85.0662 | 0
| LCA | LA Basin | 9 | Monthly System Peak Day | CAISO | 1-in-10 | 2025 | 24 | 398.8863 | 369.3841 | 45.4995 | 83.4137 | 0
| LCA | LA Basin | 10 | Average Weekday | CAISO | 1-in-10 | 2025 | 1 | 355.4954 | 370.0864 | 42.3088 | 68.555 | 0
| LCA | LA Basin | 10 | Average Weekday | CAISO | 1-in-10 | 2025 | 2 | 311.8586 | 317.9764 | 42.1983 | 67.6929 | 0
| LCA | LA Basin | 10 | Average Weekday | CAISO | 1-in-10 | 2025 | 3 | 391.6465 | 400.4666 | 42.1827 | 67.0076 | 0
| LCA | LA Basin | 10 | Average Weekday | CAISO | 1-in-10 | 2025 | 4 | 386.6673 | 397.8932 | 42.1458 | 66.3674 | 0
| LCA | LA Basin | 10 | Average Weekday | CAISO | 1-in-10 | 2025 | 5 | 441.4285 | 457.6597 | 42.1543 | 65.7726 | 0
| LCA | LA Basin | 10 | Average Weekday | CAISO | 1-in-10 | 2025 | 6 | 553.9417 | 578.0463 | 42.1221 | 65.2813 | 0
| LCA | LA Basin | 10 | Average Weekday | CAISO | 1-in-10 | 2025 | 7 | 594.4901 | 615.4427 | 42.1441 | 64.856 | 0
| LCA | LA Basin | 10 | Average Weekday | CAISO | 1-in-10 | 2025 | 8 | 648.5986 | 681.977 | 42.4334 | 64.5914 | 0
| LCA | LA Basin | 10 | Average Weekday | CAISO | 1-in-10 | 2025 | 9 | 561.9771 | 603.4094 | 42.7133 | 65.0372 | 0
| LCA | LA Basin | 10 | Average Weekday | CAISO | 1-in-10 | 2025 | 10 | 541.7737 | 567.7363 | 42.4572 | 67.8623 | 0
| LCA | LA Basin | 10 | Average Weekday | CAISO | 1-in-10 | 2025 | 11 | 538.2315 | 558.8696 | 42.5953 | 71.4722 | 0
| LCA | LA Basin | 10 | Average Weekday | CAISO | 1-in-10 | 2025 | 12 | 498.2008 | 512.4901 | 42.7487 | 75.0476 | 0
| LCA | LA Basin | 10 | Average Weekday | CAISO | 1-in-10 | 2025 | 13 | 404.5226 | 414.996 | 42.8486 | 77.9464 | 0
| LCA | LA Basin | 10 | Average Weekday | CAISO | 1-in-10 | 2025 | 14 | 352.3517 | 359.7296 | 42.7282 | 79.8654 | 0
| LCA | LA Basin | 10 | Average Weekday | CAISO | 1-in-10 | 2025 | 15 | 298.4986 | 305.4253 | 42.4989 | 81.0123 | 0
| LCA | LA Basin | 10 | Average Weekday | CAISO | 1-in-10 | 2025 | 16 | 240.0356 | 242.5413 | 42.199 | 81.494 | 0
| LCA | LA Basin | 10 | Average Weekday | CAISO | 1-in-10 | 2025 | 17 | 202.354 | 213.8024 | 41.9161 | 81.3193 | 0
| LCA | LA Basin | 10 | Average Weekday | CAISO | 1-in-10 | 2025 | 18 | 207.6558 | 215.7522 | 41.9476 | 80.4769 | 0
| LCA | LA Basin | 10 | Average Weekday | CAISO | 1-in-10 | 2025 | 19 | 186.3693 | 191.0395 | 42.5146 | 78.5379 | 0
| LCA | LA Basin | 10 | Average Weekday | CAISO | 1-in-10 | 2025 | 20 | 195.1322 | 200.1643 | 41.8643 | 75.4623 | 0
| LCA | LA Basin | 10 | Average Weekday | CAISO | 1-in-10 | 2025 | 21 | 206.083 | 210.4856 | 41.9606 | 73.2762 | 0
| LCA | LA Basin | 10 | Average Weekday | CAISO | 1-in-10 | 2025 | 22 | 412.5627 | 440.087 | 42.2081 | 71.8236 | 0
| LCA | LA Basin | 10 | Average Weekday | CAISO | 1-in-10 | 2025 | 23 | 392.9884 | 421.2365 | 42.3059 | 70.6065 | 0
| LCA | LA Basin | 10 | Average Weekday | CAISO | 1-in-10 | 2025 | 24 | 410.336 | 445.8975 | 42.4208 | 69.5898 | 0
| LCA | LA Basin | 10 | Monthly System Peak Day | CAISO | 1-in-10 | 2025 | 1 | 355.4954 | 386.9598 | 41.8501 | 77.8105 | 0
| LCA | LA Basin | 10 | Monthly System Peak Day | CAISO | 1-in-10 | 2025 | 2 | 311.8586 | 327.2028 | 41.9047 | 76.7246 | 0
| LCA | LA Basin | 10 | Monthly System Peak Day | CAISO | 1-in-10 | 2025 | 3 | 391.6465 | 410.806 | 41.9129 | 75.7132 | 0
| LCA | LA Basin | 10 | Monthly System Peak Day | CAISO | 1-in-10 | 2025 | 4 | 386.6673 | 405.035 | 41.9399 | 74.7559 | 0
| LCA | LA Basin | 10 | Monthly System Peak Day | CAISO | 1-in-10 | 2025 | 5 | 441.4285 | 468.9232 | 41.9382 | 74.3109 | 0
| LCA | LA Basin | 10 | Monthly System Peak Day | CAISO | 1-in-10 | 2025 | 6 | 553.9417 | 581.1343 | 41.9756 | 73.9266 | 0
| LCA | LA Basin | 10 | Monthly System Peak Day | CAISO | 1-in-10 | 2025 | 7 | 594.4901 | 613.7444 | 41.9897 | 73.3537 | 0
| LCA | LA Basin | 10 | Monthly System Peak Day | CAISO | 1-in-10 | 2025 | 8 | 648.5986 | 696.6089 | 41.8254 | 73.1109 | 0
| LCA | LA Basin | 10 | Monthly System Peak Day | CAISO | 1-in-10 | 2025 | 9 | 561.9771 | 613.147 | 41.7543 | 73.8571 | 0
| LCA | LA Basin | 10 | Monthly System Peak Day | CAISO | 1-in-10 | 2025 | 10 | 541.7737 | 575.1447 | 41.8244 | 77.6895 | 0
| LCA | LA Basin | 10 | Monthly System Peak Day | CAISO | 1-in-10 | 2025 | 11 | 538.2315 | 569.8898 | 41.8529 | 81.277 | 0
| LCA | LA Basin | 10 | Monthly System Peak Day | CAISO | 1-in-10 | 2025 | 12 | 498.2008 | 526.4375 | 41.9224 | 84.4803 | 0
| LCA | LA Basin | 10 | Monthly System Peak Day | CAISO | 1-in-10 | 2025 | 13 | 404.5226 | 422.1451 | 41.9899 | 86.9539 | 0
| LCA | LA Basin | 10 | Monthly System Peak Day | CAISO | 1-in-10 | 2025 | 14 | 352.3517 | 362.5251 | 41.9228 | 88.2526 | 0
| LCA | LA Basin | 10 | Monthly System Peak Day | CAISO | 1-in-10 | 2025 | 15 | 298.4986 | 306.4623 | 41.8491 | 88.8658 | 0
| LCA | LA Basin | 10 | Monthly System Peak Day | CAISO | 1-in-10 | 2025 | 16 | 240.0356 | 240.1543 | 41.919 | 89.5421 | 0
| LCA | LA Basin | 10 | Monthly System Peak Day | CAISO | 1-in-10 | 2025 | 17 | 202.354 | 214.2303 | 41.8814 | 88.9579 | 0
| LCA | LA Basin | 10 | Monthly System Peak Day | CAISO | 1-in-10 | 2025 | 18 | 207.6558 | 216.3116 | 41.8673 | 87.8237 | 0
| LCA | LA Basin | 10 | Monthly System Peak Day | CAISO | 1-in-10 | 2025 | 19 | 186.3693 | 191.0171 | 42.6726 | 84.604 | 0
| LCA | LA Basin | 10 | Monthly System Peak Day | CAISO | 1-in-10 | 2025 | 20 | 195.1322 | 199.0639 | 41.864 | 81.1316 | 0
| LCA | LA Basin | 10 | Monthly System Peak Day | CAISO | 1-in-10 | 2025 | 21 | 206.083 | 210.8091 | 42.0196 | 77.9908 | 0
| LCA | LA Basin | 10 | Monthly System Peak Day | CAISO | 1-in-10 | 2025 | 22 | 412.5627 | 440.8775 | 41.9639 | 76.2697 | 0
| LCA | LA Basin | 10 | Monthly System Peak Day | CAISO | 1-in-10 | 2025 | 23 | 392.9884 | 427.0827 | 41.8869 | 75.2239 | 0
| LCA | LA Basin | 10 | Monthly System Peak Day | CAISO | 1-in-10 | 2025 | 24 | 410.336 | 470.6272 | 41.8108 | 74.3334 | 0
| LCA | LA Basin | 11 | Average Weekday | CAISO | 1-in-10 | 2025 | 1 | 327.9084 | 336.2894 | 42.1902 | 57.9601 | 0
| LCA | LA Basin | 11 | Average Weekday | CAISO | 1-in-10 | 2025 | 2 | 293.5604 | 299.5146 | 42.171 | 56.9747 | 0
| LCA | LA Basin | 11 | Average Weekday | CAISO | 1-in-10 | 2025 | 3 | 373.7169 | 384.781 | 42.1442 | 56.0638 | 0
| LCA | LA Basin | 11 | Average Weekday | CAISO | 1-in-10 | 2025 | 4 | 370.2552 | 385.162 | 42.1481 | 55.144 | 0
| LCA | LA Basin | 11 | Average Weekday | CAISO | 1-in-10 | 2025 | 5 | 411.4356 | 443.2097 | 42.1267 | 54.3786 | 0
| LCA | LA Basin | 11 | Average Weekday | CAISO | 1-in-10 | 2025 | 6 | 532.9615 | 578.3851 | 42.141 | 53.8108 | 0
| LCA | LA Basin | 11 | Average Weekday | CAISO | 1-in-10 | 2025 | 7 | 577.701 | 599.4094 | 42.3454 | 53.3821 | 0
| LCA | LA Basin | 11 | Average Weekday | CAISO | 1-in-10 | 2025 | 8 | 620.2296 | 638.924 | 42.5333 | 53.205 | 0
| LCA | LA Basin | 11 | Average Weekday | CAISO | 1-in-10 | 2025 | 9 | 538.1172 | 569.1464 | 42.3744 | 54.7891 | 0
| LCA | LA Basin | 11 | Average Weekday | CAISO | 1-in-10 | 2025 | 10 | 518.3969 | 537.6265 | 42.441 | 58.7128 | 0
| LCA | LA Basin | 11 | Average Weekday | CAISO | 1-in-10 | 2025 | 11 | 505.531 | 519.6388 | 42.5458 | 63.2581 | 0
| LCA | LA Basin | 11 | Average Weekday | CAISO | 1-in-10 | 2025 | 12 | 473.6203 | 482.7805 | 42.6204 | 66.9529 | 0
| LCA | LA Basin | 11 | Average Weekday | CAISO | 1-in-10 | 2025 | 13 | 391.3626 | 402.9415 | 42.5651 | 69.623 | 0
| LCA | LA Basin | 11 | Average Weekday | CAISO | 1-in-10 | 2025 | 14 | 350.6044 | 359.693 | 42.4271 | 71.1869 | 0
| LCA | LA Basin | 11 | Average Weekday | CAISO | 1-in-10 | 2025 | 15 | 286.8705 | 295.4989 | 42.2141 | 71.987 | 0
| LCA | LA Basin | 11 | Average Weekday | CAISO | 1-in-10 | 2025 | 16 | 235.6569 | 237.7539 | 42.2067 | 72.1217 | 0
| LCA | LA Basin | 11 | Average Weekday | CAISO | 1-in-10 | 2025 | 17 | 190.4698 | 200.3926 | 41.9407 | 71.3364 | 0
| LCA | LA Basin | 11 | Average Weekday | CAISO | 1-in-10 | 2025 | 18 | 188.4506 | 196.9979 | 42.012 | 69.3138 | 0
| LCA | LA Basin | 11 | Average Weekday | CAISO | 1-in-10 | 2025 | 19 | 173.1099 | 178.9997 | 41.865 | 66.7823 | 0
| LCA | LA Basin | 11 | Average Weekday | CAISO | 1-in-10 | 2025 | 20 | 179.9001 | 263.3889 | 50.748 | 64.7013 | 0
| LCA | LA Basin | 11 | Average Weekday | CAISO | 1-in-10 | 2025 | 21 | 183.3055 | 188.4992 | 42.0023 | 63.0818 | 0
| LCA | LA Basin | 11 | Average Weekday | CAISO | 1-in-10 | 2025 | 22 | 382.0353 | 406.4601 | 42.2658 | 61.5232 | 0
| LCA | LA Basin | 11 | Average Weekday | CAISO | 1-in-10 | 2025 | 23 | 362.8168 | 383.0067 | 42.3404 | 60.18 | 0
| LCA | LA Basin | 11 | Average Weekday | CAISO | 1-in-10 | 2025 | 24 | 378.8315 | 396.4481 | 42.2714 | 59.0036 | 0
| LCA | LA Basin | 11 | Monthly System Peak Day | CAISO | 1-in-10 | 2025 | 1 | 327.9084 | 346.8507 | 41.9242 | 71.5513 | 0
| LCA | LA Basin | 11 | Monthly System Peak Day | CAISO | 1-in-10 | 2025 | 2 | 293.5604 | 308.7203 | 41.9196 | 70.1891 | 0
| LCA | LA Basin | 11 | Monthly System Peak Day | CAISO | 1-in-10 | 2025 | 3 | 373.7169 | 392.9451 | 41.951 | 69.5076 | 0
| LCA | LA Basin | 11 | Monthly System Peak Day | CAISO | 1-in-10 | 2025 | 4 | 370.2552 | 394.1867 | 41.9424 | 68.1163 | 0
| LCA | LA Basin | 11 | Monthly System Peak Day | CAISO | 1-in-10 | 2025 | 5 | 411.4356 | 451.4859 | 41.9846 | 67.2789 | 0
| LCA | LA Basin | 11 | Monthly System Peak Day | CAISO | 1-in-10 | 2025 | 6 | 532.9615 | 583.1481 | 41.9854 | 66.485 | 0
| LCA | LA Basin | 11 | Monthly System Peak Day | CAISO | 1-in-10 | 2025 | 7 | 577.701 | 601.8441 | 41.7821 | 66.3057 | 0
| LCA | LA Basin | 11 | Monthly System Peak Day | CAISO | 1-in-10 | 2025 | 8 | 620.2296 | 669.3159 | 41.7119 | 66.9505 | 0
| LCA | LA Basin | 11 | Monthly System Peak Day | CAISO | 1-in-10 | 2025 | 9 | 538.1172 | 577.5405 | 41.8737 | 68.6008 | 0
| LCA | LA Basin | 11 | Monthly System Peak Day | CAISO | 1-in-10 | 2025 | 10 | 518.3969 | 547.9769 | 41.8154 | 72.9428 | 0
| LCA | LA Basin | 11 | Monthly System Peak Day | CAISO | 1-in-10 | 2025 | 11 | 505.531 | 534.837 | 41.9134 | 80.1355 | 0
| LCA | LA Basin | 11 | Monthly System Peak Day | CAISO | 1-in-10 | 2025 | 12 | 473.6203 | 499.2219 | 42.0637 | 85.9434 | 0
| LCA | LA Basin | 11 | Monthly System Peak Day | CAISO | 1-in-10 | 2025 | 13 | 391.3626 | 408.8031 | 42.071 | 89.3829 | 0
| LCA | LA Basin | 11 | Monthly System Peak Day | CAISO | 1-in-10 | 2025 | 14 | 350.6044 | 360.7078 | 41.9567 | 90.9987 | 0
| LCA | LA Basin | 11 | Monthly System Peak Day | CAISO | 1-in-10 | 2025 | 15 | 286.8705 | 295.1255 | 41.9699 | 91.5474 | 0
| LCA | LA Basin | 11 | Monthly System Peak Day | CAISO | 1-in-10 | 2025 | 16 | 235.6569 | 235.3886 | 41.9034 | 91.5197 | 0
| LCA | LA Basin | 11 | Monthly System Peak Day | CAISO | 1-in-10 | 2025 | 17 | 190.4698 | 201.559 | 41.8613 | 90.7408 | 0
| LCA | LA Basin | 11 | Monthly System Peak Day | CAISO | 1-in-10 | 2025 | 18 | 188.4506 | 199.7177 | 41.8009 | 88.8921 | 0
| LCA | LA Basin | 11 | Monthly System Peak Day | CAISO | 1-in-10 | 2025 | 19 | 173.1099 | 178.4645 | 41.8647 | 85.9039 | 0
| LCA | LA Basin | 11 | Monthly System Peak Day | CAISO | 1-in-10 | 2025 | 20 | 179.9001 | 330.5973 | 55.0358 | 82.2526 | 0
| LCA | LA Basin | 11 | Monthly System Peak Day | CAISO | 1-in-10 | 2025 | 21 | 183.3055 | 188.7661 | 42.0454 | 79.0605 | 0
| LCA | LA Basin | 11 | Monthly System Peak Day | CAISO | 1-in-10 | 2025 | 22 | 382.0353 | 409.8949 | 41.8894 | 76.4662 | 0
| LCA | LA Basin | 11 | Monthly System Peak Day | CAISO | 1-in-10 | 2025 | 23 | 362.8168 | 392.393 | 41.8096 | 74.3099 | 0
| LCA | LA Basin | 11 | Monthly System Peak Day | CAISO | 1-in-10 | 2025 | 24 | 378.8315 | 415.1802 | 41.871 | 72.6928 | 0
| LCA | LA Basin | 12 | Average Weekday | CAISO | 1-in-10 | 2025 | 1 | 386.3261 | 394.5955 | 42.0636 | 52.4722 | 0
| LCA | LA Basin | 12 | Average Weekday | CAISO | 1-in-10 | 2025 | 2 | 353.303 | 359.7403 | 42.0523 | 51.7027 | 0
| LCA | LA Basin | 12 | Average Weekday | CAISO | 1-in-10 | 2025 | 3 | 431.8749 | 443.7778 | 42.0509 | 50.9654 | 0
| LCA | LA Basin | 12 | Average Weekday | CAISO | 1-in-10 | 2025 | 4 | 429.0511 | 445.0708 | 42.0497 | 50.2564 | 0
| LCA | LA Basin | 12 | Average Weekday | CAISO | 1-in-10 | 2025 | 5 | 475.7631 | 509.3445 | 42.0545 | 49.6342 | 0
| LCA | LA Basin | 12 | Average Weekday | CAISO | 1-in-10 | 2025 | 6 | 581.909 | 628.7444 | 42.063 | 49.1067 | 0
| LCA | LA Basin | 12 | Average Weekday | CAISO | 1-in-10 | 2025 | 7 | 621.8478 | 643.9394 | 42.078 | 48.7226 | 0
| LCA | LA Basin | 12 | Average Weekday | CAISO | 1-in-10 | 2025 | 8 | 667.8788 | 687.8573 | 42.0908 | 48.679 | 0
| LCA | LA Basin | 12 | Average Weekday | CAISO | 1-in-10 | 2025 | 9 | 576.1707 | 608.1895 | 42.1031 | 49.4997 | 0
| LCA | LA Basin | 12 | Average Weekday | CAISO | 1-in-10 | 2025 | 10 | 544.4609 | 565.0196 | 42.0803 | 52.3837 | 0
| LCA | LA Basin | 12 | Average Weekday | CAISO | 1-in-10 | 2025 | 11 | 536.808 | 551.0376 | 42.1037 | 56.0605 | 0
| LCA | LA Basin | 12 | Average Weekday | CAISO | 1-in-10 | 2025 | 12 | 504.2599 | 513.324 | 42.1273 | 59.3856 | 0
| LCA | LA Basin | 12 | Average Weekday | CAISO | 1-in-10 | 2025 | 13 | 426.461 | 437.8354 | 42.1417 | 61.7418 | 0
| LCA | LA Basin | 12 | Average Weekday | CAISO | 1-in-10 | 2025 | 14 | 388.6994 | 397.7983 | 42.1247 | 63.2924 | 0
| LCA | LA Basin | 12 | Average Weekday | CAISO | 1-in-10 | 2025 | 15 | 344.305 | 352.832 | 42.0909 | 64.0322 | 0
| LCA | LA Basin | 12 | Average Weekday | CAISO | 1-in-10 | 2025 | 16 | 290.713 | 292.8082 | 42.0621 | 64.0793 | 0
| LCA | LA Basin | 12 | Average Weekday | CAISO | 1-in-10 | 2025 | 17 | 253.8566 | 264.6704 | 41.9016 | 63.3258 | 0
| LCA | LA Basin | 12 | Average Weekday | CAISO | 1-in-10 | 2025 | 18 | 255.2754 | 263.6266 | 41.907 | 61.3192 | 0
| LCA | LA Basin | 12 | Average Weekday | CAISO | 1-in-10 | 2025 | 19 | 241.6027 | 247.185 | 41.8644 | 59.1225 | 0
| LCA | LA Basin | 12 | Average Weekday | CAISO | 1-in-10 | 2025 | 20 | 257.9741 | 342.8272 | 42.6601 | 57.5947 | 0
| LCA | LA Basin | 12 | Average Weekday | CAISO | 1-in-10 | 2025 | 21 | 263.3618 | 268.6706 | 41.9638 | 56.3307 | 0
| LCA | LA Basin | 12 | Average Weekday | CAISO | 1-in-10 | 2025 | 22 | 446.2795 | 470.0322 | 42.0873 | 55.1238 | 0
| LCA | LA Basin | 12 | Average Weekday | CAISO | 1-in-10 | 2025 | 23 | 428.0194 | 447.6275 | 42.0828 | 54.1089 | 0
| LCA | LA Basin | 12 | Average Weekday | CAISO | 1-in-10 | 2025 | 24 | 442.2504 | 459.5541 | 42.0788 | 53.2199 | 0
| LCA | LA Basin | 12 | Monthly System Peak Day | CAISO | 1-in-10 | 2025 | 1 | 386.3261 | 394.5955 | 42.0636 | 43.7887 | 0
| LCA | LA Basin | 12 | Monthly System Peak Day | CAISO | 1-in-10 | 2025 | 2 | 353.303 | 359.7403 | 42.0523 | 42.7476 | 0
| LCA | LA Basin | 12 | Monthly System Peak Day | CAISO | 1-in-10 | 2025 | 3 | 431.8749 | 443.7778 | 42.0509 | 41.6828 | 0
| LCA | LA Basin | 12 | Monthly System Peak Day | CAISO | 1-in-10 | 2025 | 4 | 429.0511 | 445.0708 | 42.0497 | 40.8868 | 0
| LCA | LA Basin | 12 | Monthly System Peak Day | CAISO | 1-in-10 | 2025 | 5 | 475.7631 | 509.3445 | 42.0545 | 39.9918 | 0
| LCA | LA Basin | 12 | Monthly System Peak Day | CAISO | 1-in-10 | 2025 | 6 | 581.909 | 628.7444 | 42.063 | 39.0575 | 0
| LCA | LA Basin | 12 | Monthly System Peak Day | CAISO | 1-in-10 | 2025 | 7 | 621.8478 | 643.9394 | 42.078 | 38.3624 | 0
| LCA | LA Basin | 12 | Monthly System Peak Day | CAISO | 1-in-10 | 2025 | 8 | 667.8788 | 687.8573 | 42.0908 | 38.6474 | 0
| LCA | LA Basin | 12 | Monthly System Peak Day | CAISO | 1-in-10 | 2025 | 9 | 576.1707 | 608.1895 | 42.1031 | 39.7196 | 0
| LCA | LA Basin | 12 | Monthly System Peak Day | CAISO | 1-in-10 | 2025 | 10 | 544.4609 | 565.0196 | 42.0803 | 43.7558 | 0
| LCA | LA Basin | 12 | Monthly System Peak Day | CAISO | 1-in-10 | 2025 | 11 | 536.808 | 551.0376 | 42.1037 | 48.4107 | 0
| LCA | LA Basin | 12 | Monthly System Peak Day | CAISO | 1-in-10 | 2025 | 12 | 504.2599 | 513.324 | 42.1273 | 51.2009 | 0
| LCA | LA Basin | 12 | Monthly System Peak Day | CAISO | 1-in-10 | 2025 | 13 | 426.461 | 437.8354 | 42.1417 | 52.4076 | 0
| LCA | LA Basin | 12 | Monthly System Peak Day | CAISO | 1-in-10 | 2025 | 14 | 388.6994 | 397.7983 | 42.1247 | 53.5787 | 0
| LCA | LA Basin | 12 | Monthly System Peak Day | CAISO | 1-in-10 | 2025 | 15 | 344.305 | 352.832 | 42.0909 | 54.5351 | 0
| LCA | LA Basin | 12 | Monthly System Peak Day | CAISO | 1-in-10 | 2025 | 16 | 290.713 | 292.8082 | 42.0621 | 54.8984 | 0
| LCA | LA Basin | 12 | Monthly System Peak Day | CAISO | 1-in-10 | 2025 | 17 | 253.8566 | 264.6704 | 41.9016 | 54.613 | 0
| LCA | LA Basin | 12 | Monthly System Peak Day | CAISO | 1-in-10 | 2025 | 18 | 255.2754 | 263.6266 | 41.907 | 52.7462 | 0
| LCA | LA Basin | 12 | Monthly System Peak Day | CAISO | 1-in-10 | 2025 | 19 | 241.6027 | 247.185 | 41.8644 | 50.6778 | 0
| LCA | LA Basin | 12 | Monthly System Peak Day | CAISO | 1-in-10 | 2025 | 20 | 257.9741 | 342.8272 | 42.6601 | 49.5764 | 0
| LCA | LA Basin | 12 | Monthly System Peak Day | CAISO | 1-in-10 | 2025 | 21 | 263.3618 | 268.6706 | 41.9638 | 48.2487 | 0
| LCA | LA Basin | 12 | Monthly System Peak Day | CAISO | 1-in-10 | 2025 | 22 | 446.2795 | 470.0322 | 42.0873 | 46.5763 | 0
| LCA | LA Basin | 12 | Monthly System Peak Day | CAISO | 1-in-10 | 2025 | 23 | 428.0194 | 447.6275 | 42.0828 | 45.8611 | 0
| LCA | LA Basin | 12 | Monthly System Peak Day | CAISO | 1-in-10 | 2025 | 24 | 442.2504 | 459.5541 | 42.0788 | 45.4583 | 0
| LCA | LA Basin | 1 | Average Weekday | CAISO | 1-in-10 | 2026 | 1 | 378.0315 | 386.182 | 42.2159 | 50.3292 | 0
| LCA | LA Basin | 1 | Average Weekday | CAISO | 1-in-10 | 2026 | 2 | 349.0717 | 356.6333 | 42.2047 | 49.4929 | 0
| LCA | LA Basin | 1 | Average Weekday | CAISO | 1-in-10 | 2026 | 3 | 434.879 | 447.0226 | 42.2032 | 48.846 | 0
| LCA | LA Basin | 1 | Average Weekday | CAISO | 1-in-10 | 2026 | 4 | 429.237 | 445.2378 | 42.2021 | 48.1615 | 0
| LCA | LA Basin | 1 | Average Weekday | CAISO | 1-in-10 | 2026 | 5 | 476.2645 | 509.9456 | 42.2069 | 47.4809 | 0
| LCA | LA Basin | 1 | Average Weekday | CAISO | 1-in-10 | 2026 | 6 | 592.2408 | 640.402 | 42.2152 | 46.8357 | 0
| LCA | LA Basin | 1 | Average Weekday | CAISO | 1-in-10 | 2026 | 7 | 636.0627 | 658.3813 | 42.2301 | 46.3081 | 0
| LCA | LA Basin | 1 | Average Weekday | CAISO | 1-in-10 | 2026 | 8 | 682.1913 | 702.3843 | 42.2429 | 46.1585 | 0
| LCA | LA Basin | 1 | Average Weekday | CAISO | 1-in-10 | 2026 | 9 | 587.1161 | 616.9661 | 42.2552 | 46.7547 | 0
| LCA | LA Basin | 1 | Average Weekday | CAISO | 1-in-10 | 2026 | 10 | 568.2405 | 587.9044 | 42.2326 | 49.5868 | 0
| LCA | LA Basin | 1 | Average Weekday | CAISO | 1-in-10 | 2026 | 11 | 556.6883 | 570.9353 | 42.256 | 53.252 | 0
| LCA | LA Basin | 1 | Average Weekday | CAISO | 1-in-10 | 2026 | 12 | 526.6109 | 535.6806 | 42.2794 | 56.6167 | 0
| LCA | LA Basin | 1 | Average Weekday | CAISO | 1-in-10 | 2026 | 13 | 458.3872 | 469.7573 | 42.2937 | 59.0083 | 0
| LCA | LA Basin | 1 | Average Weekday | CAISO | 1-in-10 | 2026 | 14 | 416.5068 | 425.604 | 42.2768 | 60.5254 | 0
| LCA | LA Basin | 1 | Average Weekday | CAISO | 1-in-10 | 2026 | 15 | 367.7532 | 376.2805 | 42.2432 | 61.437 | 0
| LCA | LA Basin | 1 | Average Weekday | CAISO | 1-in-10 | 2026 | 16 | 313.3034 | 315.4014 | 42.2145 | 61.7907 | 0
| LCA | LA Basin | 1 | Average Weekday | CAISO | 1-in-10 | 2026 | 17 | 272.3808 | 283.0771 | 42.0554 | 61.3348 | 0
| LCA | LA Basin | 1 | Average Weekday | CAISO | 1-in-10 | 2026 | 18 | 273.3404 | 281.8397 | 42.0607 | 59.8087 | 0
| LCA | LA Basin | 1 | Average Weekday | CAISO | 1-in-10 | 2026 | 19 | 252.7031 | 258.2845 | 42.0186 | 57.4988 | 0
| LCA | LA Basin | 1 | Average Weekday | CAISO | 1-in-10 | 2026 | 20 | 259.4731 | 343.5643 | 42.8086 | 55.8484 | 0
| LCA | LA Basin | 1 | Average Weekday | CAISO | 1-in-10 | 2026 | 21 | 251.0462 | 256.1518 | 42.1171 | 54.6202 | 0
| LCA | LA Basin | 1 | Average Weekday | CAISO | 1-in-10 | 2026 | 22 | 435.3873 | 459.3863 | 42.2393 | 53.4966 | 0
| LCA | LA Basin | 1 | Average Weekday | CAISO | 1-in-10 | 2026 | 23 | 419.6012 | 439.2761 | 42.2349 | 52.3728 | 0
| LCA | LA Basin | 1 | Average Weekday | CAISO | 1-in-10 | 2026 | 24 | 439.9327 | 457.3174 | 42.2309 | 51.4044 | 0
| LCA | LA Basin | 1 | Monthly System Peak Day | CAISO | 1-in-10 | 2026 | 1 | 378.0315 | 386.182 | 42.2159 | 45.4651 | 0
| LCA | LA Basin | 1 | Monthly System Peak Day | CAISO | 1-in-10 | 2026 | 2 | 349.0717 | 356.6333 | 42.2047 | 45.0454 | 0
| LCA | LA Basin | 1 | Monthly System Peak Day | CAISO | 1-in-10 | 2026 | 3 | 434.879 | 447.0226 | 42.2032 | 45.1804 | 0
| LCA | LA Basin | 1 | Monthly System Peak Day | CAISO | 1-in-10 | 2026 | 4 | 429.237 | 445.2378 | 42.2021 | 44.8959 | 0
| LCA | LA Basin | 1 | Monthly System Peak Day | CAISO | 1-in-10 | 2026 | 5 | 476.2645 | 509.9456 | 42.2069 | 44.7934 | 0
| LCA | LA Basin | 1 | Monthly System Peak Day | CAISO | 1-in-10 | 2026 | 6 | 592.2408 | 640.402 | 42.2152 | 43.9289 | 0
| LCA | LA Basin | 1 | Monthly System Peak Day | CAISO | 1-in-10 | 2026 | 7 | 636.0627 | 658.3813 | 42.2301 | 43.6862 | 0
| LCA | LA Basin | 1 | Monthly System Peak Day | CAISO | 1-in-10 | 2026 | 8 | 682.1913 | 702.3843 | 42.2429 | 42.7533 | 0
| LCA | LA Basin | 1 | Monthly System Peak Day | CAISO | 1-in-10 | 2026 | 9 | 587.1161 | 616.9661 | 42.2552 | 42.2608 | 0
| LCA | LA Basin | 1 | Monthly System Peak Day | CAISO | 1-in-10 | 2026 | 10 | 568.2405 | 587.9044 | 42.2326 | 44.59 | 0
| LCA | LA Basin | 1 | Monthly System Peak Day | CAISO | 1-in-10 | 2026 | 11 | 556.6883 | 570.9353 | 42.256 | 46.6911 | 0
| LCA | LA Basin | 1 | Monthly System Peak Day | CAISO | 1-in-10 | 2026 | 12 | 526.6109 | 535.6806 | 42.2794 | 48.6754 | 0
| LCA | LA Basin | 1 | Monthly System Peak Day | CAISO | 1-in-10 | 2026 | 13 | 458.3872 | 469.7573 | 42.2937 | 49.8647 | 0
| LCA | LA Basin | 1 | Monthly System Peak Day | CAISO | 1-in-10 | 2026 | 14 | 416.5068 | 425.604 | 42.2768 | 49.6668 | 0
| LCA | LA Basin | 1 | Monthly System Peak Day | CAISO | 1-in-10 | 2026 | 15 | 367.7532 | 376.2805 | 42.2432 | 50.5197 | 0
| LCA | LA Basin | 1 | Monthly System Peak Day | CAISO | 1-in-10 | 2026 | 16 | 313.3034 | 315.4014 | 42.2145 | 51.4093 | 0
| LCA | LA Basin | 1 | Monthly System Peak Day | CAISO | 1-in-10 | 2026 | 17 | 272.3808 | 283.0771 | 42.0554 | 51.7017 | 0
| LCA | LA Basin | 1 | Monthly System Peak Day | CAISO | 1-in-10 | 2026 | 18 | 273.3404 | 281.8397 | 42.0607 | 50.6975 | 0
| LCA | LA Basin | 1 | Monthly System Peak Day | CAISO | 1-in-10 | 2026 | 19 | 252.7031 | 258.2845 | 42.0186 | 48.8825 | 0
| LCA | LA Basin | 1 | Monthly System Peak Day | CAISO | 1-in-10 | 2026 | 20 | 259.4731 | 343.5643 | 42.8086 | 47.9611 | 0
| LCA | LA Basin | 1 | Monthly System Peak Day | CAISO | 1-in-10 | 2026 | 21 | 251.0462 | 256.1518 | 42.1171 | 46.8322 | 0
| LCA | LA Basin | 1 | Monthly System Peak Day | CAISO | 1-in-10 | 2026 | 22 | 435.3873 | 459.3863 | 42.2393 | 46.1047 | 0
| LCA | LA Basin | 1 | Monthly System Peak Day | CAISO | 1-in-10 | 2026 | 23 | 419.6012 | 439.2761 | 42.2349 | 45.1543 | 0
| LCA | LA Basin | 1 | Monthly System Peak Day | CAISO | 1-in-10 | 2026 | 24 | 439.9327 | 457.3174 | 42.2309 | 44.0309 | 0
| LCA | LA Basin | 2 | Average Weekday | CAISO | 1-in-10 | 2026 | 1 | 352.5883 | 361.3458 | 42.2481 | 50.1113 | 0
| LCA | LA Basin | 2 | Average Weekday | CAISO | 1-in-10 | 2026 | 2 | 323.0882 | 331.2401 | 42.2358 | 49.2107 | 0
| LCA | LA Basin | 2 | Average Weekday | CAISO | 1-in-10 | 2026 | 3 | 401.5836 | 414.605 | 42.2342 | 48.3438 | 0
| LCA | LA Basin | 2 | Average Weekday | CAISO | 1-in-10 | 2026 | 4 | 392.1154 | 409.5878 | 42.233 | 47.5979 | 0
| LCA | LA Basin | 2 | Average Weekday | CAISO | 1-in-10 | 2026 | 5 | 442.5366 | 478.0092 | 42.2384 | 47.0173 | 0
| LCA | LA Basin | 2 | Average Weekday | CAISO | 1-in-10 | 2026 | 6 | 554.9855 | 604.1561 | 42.2478 | 46.4793 | 0
| LCA | LA Basin | 2 | Average Weekday | CAISO | 1-in-10 | 2026 | 7 | 589.2076 | 611.0641 | 42.2641 | 46.179 | 0
| LCA | LA Basin | 2 | Average Weekday | CAISO | 1-in-10 | 2026 | 8 | 642.2761 | 662.0423 | 42.2775 | 46.1339 | 0
| LCA | LA Basin | 2 | Average Weekday | CAISO | 1-in-10 | 2026 | 9 | 567.6071 | 597.1667 | 42.2903 | 47.6859 | 0
| LCA | LA Basin | 2 | Average Weekday | CAISO | 1-in-10 | 2026 | 10 | 543.1411 | 562.0094 | 42.2654 | 50.9967 | 0
| LCA | LA Basin | 2 | Average Weekday | CAISO | 1-in-10 | 2026 | 11 | 535.3895 | 549.3747 | 42.2907 | 54.578 | 0
| LCA | LA Basin | 2 | Average Weekday | CAISO | 1-in-10 | 2026 | 12 | 505.9483 | 515.2111 | 42.3162 | 57.4598 | 0
| LCA | LA Basin | 2 | Average Weekday | CAISO | 1-in-10 | 2026 | 13 | 435.9055 | 448.0213 | 42.3318 | 59.4503 | 0
| LCA | LA Basin | 2 | Average Weekday | CAISO | 1-in-10 | 2026 | 14 | 391.3059 | 400.4593 | 42.3133 | 60.8044 | 0
| LCA | LA Basin | 2 | Average Weekday | CAISO | 1-in-10 | 2026 | 15 | 335.121 | 343.797 | 42.277 | 61.7147 | 0
| LCA | LA Basin | 2 | Average Weekday | CAISO | 1-in-10 | 2026 | 16 | 281.7605 | 284.0845 | 42.2462 | 62.0952 | 0
| LCA | LA Basin | 2 | Average Weekday | CAISO | 1-in-10 | 2026 | 17 | 232.9544 | 243.4444 | 42.0657 | 61.6738 | 0
| LCA | LA Basin | 2 | Average Weekday | CAISO | 1-in-10 | 2026 | 18 | 230.9621 | 239.3768 | 42.0722 | 60.3894 | 0
| LCA | LA Basin | 2 | Average Weekday | CAISO | 1-in-10 | 2026 | 19 | 213.8438 | 220.0662 | 42.019 | 58.1787 | 0
| LCA | LA Basin | 2 | Average Weekday | CAISO | 1-in-10 | 2026 | 20 | 220.5166 | 302.0586 | 42.8825 | 56.2556 | 0
| LCA | LA Basin | 2 | Average Weekday | CAISO | 1-in-10 | 2026 | 21 | 212.626 | 218.0753 | 42.1327 | 54.7745 | 0
| LCA | LA Basin | 2 | Average Weekday | CAISO | 1-in-10 | 2026 | 22 | 399.5853 | 424.6619 | 42.2745 | 53.6291 | 0
| LCA | LA Basin | 2 | Average Weekday | CAISO | 1-in-10 | 2026 | 23 | 386.4232 | 407.3078 | 42.2695 | 52.5079 | 0
| LCA | LA Basin | 2 | Average Weekday | CAISO | 1-in-10 | 2026 | 24 | 406.013 | 424.0509 | 42.2646 | 51.4241 | 0
| LCA | LA Basin | 2 | Monthly System Peak Day | CAISO | 1-in-10 | 2026 | 1 | 352.5883 | 361.3458 | 42.2481 | 50.6226 | 0
| LCA | LA Basin | 2 | Monthly System Peak Day | CAISO | 1-in-10 | 2026 | 2 | 323.0882 | 331.2401 | 42.2358 | 50.4995 | 0
| LCA | LA Basin | 2 | Monthly System Peak Day | CAISO | 1-in-10 | 2026 | 3 | 401.5836 | 414.605 | 42.2342 | 50.4234 | 0
| LCA | LA Basin | 2 | Monthly System Peak Day | CAISO | 1-in-10 | 2026 | 4 | 392.1154 | 409.5878 | 42.233 | 50.5369 | 0
| LCA | LA Basin | 2 | Monthly System Peak Day | CAISO | 1-in-10 | 2026 | 5 | 442.5366 | 478.0092 | 42.2384 | 49.9904 | 0
| LCA | LA Basin | 2 | Monthly System Peak Day | CAISO | 1-in-10 | 2026 | 6 | 554.9855 | 604.1561 | 42.2478 | 49.1571 | 0
| LCA | LA Basin | 2 | Monthly System Peak Day | CAISO | 1-in-10 | 2026 | 7 | 589.2076 | 611.0641 | 42.2641 | 48.6676 | 0
| LCA | LA Basin | 2 | Monthly System Peak Day | CAISO | 1-in-10 | 2026 | 8 | 642.2761 | 662.0423 | 42.2775 | 48.5847 | 0
| LCA | LA Basin | 2 | Monthly System Peak Day | CAISO | 1-in-10 | 2026 | 9 | 567.6071 | 597.1667 | 42.2903 | 49.0371 | 0
| LCA | LA Basin | 2 | Monthly System Peak Day | CAISO | 1-in-10 | 2026 | 10 | 543.1411 | 562.0094 | 42.2654 | 50.3822 | 0
| LCA | LA Basin | 2 | Monthly System Peak Day | CAISO | 1-in-10 | 2026 | 11 | 535.3895 | 549.3747 | 42.2907 | 51.3262 | 0
| LCA | LA Basin | 2 | Monthly System Peak Day | CAISO | 1-in-10 | 2026 | 12 | 505.9483 | 515.2111 | 42.3162 | 52.4879 | 0
| LCA | LA Basin | 2 | Monthly System Peak Day | CAISO | 1-in-10 | 2026 | 13 | 435.9055 | 448.0213 | 42.3318 | 53.8069 | 0
| LCA | LA Basin | 2 | Monthly System Peak Day | CAISO | 1-in-10 | 2026 | 14 | 391.3059 | 400.4593 | 42.3133 | 55.1325 | 0
| LCA | LA Basin | 2 | Monthly System Peak Day | CAISO | 1-in-10 | 2026 | 15 | 335.121 | 343.797 | 42.277 | 55.7924 | 0
| LCA | LA Basin | 2 | Monthly System Peak Day | CAISO | 1-in-10 | 2026 | 16 | 281.7605 | 284.0845 | 42.2462 | 55.9094 | 0
| LCA | LA Basin | 2 | Monthly System Peak Day | CAISO | 1-in-10 | 2026 | 17 | 232.9544 | 243.4444 | 42.0657 | 57.5953 | 0
| LCA | LA Basin | 2 | Monthly System Peak Day | CAISO | 1-in-10 | 2026 | 18 | 230.9621 | 239.3768 | 42.0722 | 56.7246 | 0
| LCA | LA Basin | 2 | Monthly System Peak Day | CAISO | 1-in-10 | 2026 | 19 | 213.8438 | 220.0662 | 42.019 | 55.639 | 0
| LCA | LA Basin | 2 | Monthly System Peak Day | CAISO | 1-in-10 | 2026 | 20 | 220.5166 | 302.0586 | 42.8825 | 54.4933 | 0
| LCA | LA Basin | 2 | Monthly System Peak Day | CAISO | 1-in-10 | 2026 | 21 | 212.626 | 218.0753 | 42.1327 | 54.0144 | 0
| LCA | LA Basin | 2 | Monthly System Peak Day | CAISO | 1-in-10 | 2026 | 22 | 399.5853 | 424.6619 | 42.2745 | 53.3952 | 0
| LCA | LA Basin | 2 | Monthly System Peak Day | CAISO | 1-in-10 | 2026 | 23 | 386.4232 | 407.3078 | 42.2695 | 52.7554 | 0
| LCA | LA Basin | 2 | Monthly System Peak Day | CAISO | 1-in-10 | 2026 | 24 | 406.013 | 424.0509 | 42.2646 | 52.1309 | 0
| LCA | LA Basin | 3 | Average Weekday | CAISO | 1-in-10 | 2026 | 1 | 388.6935 | 404.9089 | 42.3376 | 59.0904 | 0
| LCA | LA Basin | 3 | Average Weekday | CAISO | 1-in-10 | 2026 | 2 | 357.0653 | 364.8988 | 42.2795 | 58.0099 | 0
| LCA | LA Basin | 3 | Average Weekday | CAISO | 1-in-10 | 2026 | 3 | 452.6804 | 462.8839 | 42.271 | 56.9859 | 0
| LCA | LA Basin | 3 | Average Weekday | CAISO | 1-in-10 | 2026 | 4 | 440.899 | 453.6178 | 42.2528 | 56.0739 | 0
| LCA | LA Basin | 3 | Average Weekday | CAISO | 1-in-10 | 2026 | 5 | 472.2289 | 492.5055 | 42.2585 | 55.3597 | 0
| LCA | LA Basin | 3 | Average Weekday | CAISO | 1-in-10 | 2026 | 6 | 595.3207 | 621.324 | 42.2461 | 54.7125 | 0
| LCA | LA Basin | 3 | Average Weekday | CAISO | 1-in-10 | 2026 | 7 | 637.0121 | 658.1911 | 42.2663 | 54.3717 | 0
| LCA | LA Basin | 3 | Average Weekday | CAISO | 1-in-10 | 2026 | 8 | 686.3454 | 723.7039 | 42.4126 | 54.3916 | 0
| LCA | LA Basin | 3 | Average Weekday | CAISO | 1-in-10 | 2026 | 9 | 601.5544 | 644.7869 | 42.538 | 55.8505 | 0
| LCA | LA Basin | 3 | Average Weekday | CAISO | 1-in-10 | 2026 | 10 | 579.5255 | 609.8577 | 42.4116 | 59.3312 | 0
| LCA | LA Basin | 3 | Average Weekday | CAISO | 1-in-10 | 2026 | 11 | 561.1726 | 584.8491 | 42.4762 | 63.5603 | 0
| LCA | LA Basin | 3 | Average Weekday | CAISO | 1-in-10 | 2026 | 12 | 532.2424 | 546.5273 | 42.5403 | 67.4405 | 0
| LCA | LA Basin | 3 | Average Weekday | CAISO | 1-in-10 | 2026 | 13 | 440.2854 | 451.1078 | 42.572 | 70.4453 | 0
| LCA | LA Basin | 3 | Average Weekday | CAISO | 1-in-10 | 2026 | 14 | 410.3257 | 417.8503 | 42.52 | 72.4795 | 0
| LCA | LA Basin | 3 | Average Weekday | CAISO | 1-in-10 | 2026 | 15 | 352.8101 | 359.8919 | 42.4199 | 73.6736 | 0
| LCA | LA Basin | 3 | Average Weekday | CAISO | 1-in-10 | 2026 | 16 | 304.2045 | 306.8636 | 42.2814 | 74.2045 | 0
| LCA | LA Basin | 3 | Average Weekday | CAISO | 1-in-10 | 2026 | 17 | 267.04 | 279.6307 | 42.063 | 74.0108 | 0
| LCA | LA Basin | 3 | Average Weekday | CAISO | 1-in-10 | 2026 | 18 | 267.3268 | 276.8611 | 42.0806 | 72.9461 | 0
| LCA | LA Basin | 3 | Average Weekday | CAISO | 1-in-10 | 2026 | 19 | 249.8465 | 254.9092 | 42.1514 | 71.0602 | 0
| LCA | LA Basin | 3 | Average Weekday | CAISO | 1-in-10 | 2026 | 20 | 244.9719 | 250.2768 | 42.0184 | 68.3652 | 0
| LCA | LA Basin | 3 | Average Weekday | CAISO | 1-in-10 | 2026 | 21 | 225.5707 | 230.0056 | 42.0893 | 65.7441 | 0
| LCA | LA Basin | 3 | Average Weekday | CAISO | 1-in-10 | 2026 | 22 | 436.0313 | 464.4 | 42.3051 | 64.0491 | 0
| LCA | LA Basin | 3 | Average Weekday | CAISO | 1-in-10 | 2026 | 23 | 429.7123 | 459.029 | 42.3504 | 62.7625 | 0
| LCA | LA Basin | 3 | Average Weekday | CAISO | 1-in-10 | 2026 | 24 | 459.843 | 496.6872 | 42.3991 | 61.4005 | 0
| LCA | LA Basin | 3 | Monthly System Peak Day | CAISO | 1-in-10 | 2026 | 1 | 388.6935 | 423.842 | 41.932 | 66.1204 | 0
| LCA | LA Basin | 3 | Monthly System Peak Day | CAISO | 1-in-10 | 2026 | 2 | 357.0653 | 377.1181 | 42.0093 | 64.2945 | 0
| LCA | LA Basin | 3 | Monthly System Peak Day | CAISO | 1-in-10 | 2026 | 3 | 452.6804 | 475.4188 | 42.0214 | 62.8338 | 0
| LCA | LA Basin | 3 | Monthly System Peak Day | CAISO | 1-in-10 | 2026 | 4 | 440.899 | 463.0603 | 42.0601 | 61.7939 | 0
| LCA | LA Basin | 3 | Monthly System Peak Day | CAISO | 1-in-10 | 2026 | 5 | 472.2289 | 505.6813 | 42.0566 | 60.8075 | 0
| LCA | LA Basin | 3 | Monthly System Peak Day | CAISO | 1-in-10 | 2026 | 6 | 595.3207 | 624.8658 | 42.1081 | 59.7989 | 0
| LCA | LA Basin | 3 | Monthly System Peak Day | CAISO | 1-in-10 | 2026 | 7 | 637.0121 | 656.5067 | 42.1208 | 59.4218 | 0
| LCA | LA Basin | 3 | Monthly System Peak Day | CAISO | 1-in-10 | 2026 | 8 | 686.3454 | 748.3156 | 41.8907 | 59.0993 | 0
| LCA | LA Basin | 3 | Monthly System Peak Day | CAISO | 1-in-10 | 2026 | 9 | 601.5544 | 654.2137 | 41.8439 | 60.5688 | 0
| LCA | LA Basin | 3 | Monthly System Peak Day | CAISO | 1-in-10 | 2026 | 10 | 579.5255 | 617.617 | 41.9146 | 65.3414 | 0
| LCA | LA Basin | 3 | Monthly System Peak Day | CAISO | 1-in-10 | 2026 | 11 | 561.1726 | 598.1703 | 41.9941 | 70.7516 | 0
| LCA | LA Basin | 3 | Monthly System Peak Day | CAISO | 1-in-10 | 2026 | 12 | 532.2424 | 560.0679 | 42.1578 | 76.3558 | 0
| LCA | LA Basin | 3 | Monthly System Peak Day | CAISO | 1-in-10 | 2026 | 13 | 440.2854 | 457.5956 | 42.3188 | 81.6032 | 0
| LCA | LA Basin | 3 | Monthly System Peak Day | CAISO | 1-in-10 | 2026 | 14 | 410.3257 | 420.2729 | 42.172 | 84.1063 | 0
| LCA | LA Basin | 3 | Monthly System Peak Day | CAISO | 1-in-10 | 2026 | 15 | 352.8101 | 360.8655 | 41.9838 | 84.7692 | 0
| LCA | LA Basin | 3 | Monthly System Peak Day | CAISO | 1-in-10 | 2026 | 16 | 304.2045 | 304.4825 | 42.0303 | 85.4466 | 0
| LCA | LA Basin | 3 | Monthly System Peak Day | CAISO | 1-in-10 | 2026 | 17 | 267.04 | 280.1796 | 42.0342 | 86.2918 | 0
| LCA | LA Basin | 3 | Monthly System Peak Day | CAISO | 1-in-10 | 2026 | 18 | 267.3268 | 277.55 | 42.0148 | 85.9592 | 0
| LCA | LA Basin | 3 | Monthly System Peak Day | CAISO | 1-in-10 | 2026 | 19 | 249.8465 | 254.9844 | 43.7459 | 84.2603 | 0
| LCA | LA Basin | 3 | Monthly System Peak Day | CAISO | 1-in-10 | 2026 | 20 | 244.9719 | 249.2 | 42.0184 | 81.6113 | 0
| LCA | LA Basin | 3 | Monthly System Peak Day | CAISO | 1-in-10 | 2026 | 21 | 225.5707 | 230.1672 | 42.2438 | 77.9332 | 0
| LCA | LA Basin | 3 | Monthly System Peak Day | CAISO | 1-in-10 | 2026 | 22 | 436.0313 | 465.3715 | 42.0757 | 75.495 | 0
| LCA | LA Basin | 3 | Monthly System Peak Day | CAISO | 1-in-10 | 2026 | 23 | 429.7123 | 465.135 | 41.9704 | 72.9901 | 0
| LCA | LA Basin | 3 | Monthly System Peak Day | CAISO | 1-in-10 | 2026 | 24 | 459.843 | 521.9406 | 41.876 | 70.3387 | 0
| LCA | LA Basin | 4 | Average Weekday | CAISO | 1-in-10 | 2026 | 1 | 352.037 | 367.1472 | 42.3386 | 59.793 | 0
| LCA | LA Basin | 4 | Average Weekday | CAISO | 1-in-10 | 2026 | 2 | 321.3305 | 329.9464 | 42.2809 | 58.7805 | 0
| LCA | LA Basin | 4 | Average Weekday | CAISO | 1-in-10 | 2026 | 3 | 411.586 | 422.3265 | 42.2724 | 57.798 | 0
| LCA | LA Basin | 4 | Average Weekday | CAISO | 1-in-10 | 2026 | 4 | 390.4438 | 402.7231 | 42.2545 | 56.8912 | 0
| LCA | LA Basin | 4 | Average Weekday | CAISO | 1-in-10 | 2026 | 5 | 412.1964 | 430.8713 | 42.2602 | 56.1875 | 0
| LCA | LA Basin | 4 | Average Weekday | CAISO | 1-in-10 | 2026 | 6 | 532.8502 | 557.7416 | 42.2481 | 55.6449 | 0
| LCA | LA Basin | 4 | Average Weekday | CAISO | 1-in-10 | 2026 | 7 | 579.3074 | 600.0743 | 42.2684 | 55.2741 | 0
| LCA | LA Basin | 4 | Average Weekday | CAISO | 1-in-10 | 2026 | 8 | 629.2474 | 664.3149 | 42.4137 | 55.3057 | 0
| LCA | LA Basin | 4 | Average Weekday | CAISO | 1-in-10 | 2026 | 9 | 537.8921 | 580.7211 | 42.538 | 57.4 | 0
| LCA | LA Basin | 4 | Average Weekday | CAISO | 1-in-10 | 2026 | 10 | 514.6093 | 544.2046 | 42.4119 | 60.548 | 0
| LCA | LA Basin | 4 | Average Weekday | CAISO | 1-in-10 | 2026 | 11 | 505.4674 | 526.4158 | 42.4761 | 64.096 | 0
| LCA | LA Basin | 4 | Average Weekday | CAISO | 1-in-10 | 2026 | 12 | 476.6999 | 490.9239 | 42.5397 | 67.463 | 0
| LCA | LA Basin | 4 | Average Weekday | CAISO | 1-in-10 | 2026 | 13 | 398.5371 | 409.3741 | 42.5711 | 69.7447 | 0
| LCA | LA Basin | 4 | Average Weekday | CAISO | 1-in-10 | 2026 | 14 | 362.8406 | 370.3753 | 42.5192 | 71.3864 | 0
| LCA | LA Basin | 4 | Average Weekday | CAISO | 1-in-10 | 2026 | 15 | 303.1849 | 310.2723 | 42.4197 | 72.5555 | 0
| LCA | LA Basin | 4 | Average Weekday | CAISO | 1-in-10 | 2026 | 16 | 252.4267 | 255.0792 | 42.2827 | 73.1443 | 0
| LCA | LA Basin | 4 | Average Weekday | CAISO | 1-in-10 | 2026 | 17 | 206.5728 | 219.4218 | 42.0634 | 73.2569 | 0
| LCA | LA Basin | 4 | Average Weekday | CAISO | 1-in-10 | 2026 | 18 | 203.9861 | 213.2678 | 42.0809 | 72.4661 | 0
| LCA | LA Basin | 4 | Average Weekday | CAISO | 1-in-10 | 2026 | 19 | 178.8929 | 183.8936 | 42.1514 | 71.1037 | 0
| LCA | LA Basin | 4 | Average Weekday | CAISO | 1-in-10 | 2026 | 20 | 171.7424 | 177.0602 | 42.0184 | 68.8835 | 0
| LCA | LA Basin | 4 | Average Weekday | CAISO | 1-in-10 | 2026 | 21 | 178.8002 | 183.3895 | 42.0905 | 65.9447 | 0
| LCA | LA Basin | 4 | Average Weekday | CAISO | 1-in-10 | 2026 | 22 | 391.593 | 419.7198 | 42.3071 | 63.8031 | 0
| LCA | LA Basin | 4 | Average Weekday | CAISO | 1-in-10 | 2026 | 23 | 389.4264 | 418.3729 | 42.352 | 62.3163 | 0
| LCA | LA Basin | 4 | Average Weekday | CAISO | 1-in-10 | 2026 | 24 | 418.4867 | 454.589 | 42.4 | 61.1147 | 0
| LCA | LA Basin | 4 | Monthly System Peak Day | CAISO | 1-in-10 | 2026 | 1 | 352.037 | 384.1985 | 41.9386 | 72.9047 | 0
| LCA | LA Basin | 4 | Monthly System Peak Day | CAISO | 1-in-10 | 2026 | 2 | 321.3305 | 341.8167 | 42.0144 | 70.5088 | 0
| LCA | LA Basin | 4 | Monthly System Peak Day | CAISO | 1-in-10 | 2026 | 3 | 411.586 | 434.9608 | 42.0263 | 68.5166 | 0
| LCA | LA Basin | 4 | Monthly System Peak Day | CAISO | 1-in-10 | 2026 | 4 | 390.4438 | 411.504 | 42.0644 | 67.159 | 0
| LCA | LA Basin | 4 | Monthly System Peak Day | CAISO | 1-in-10 | 2026 | 5 | 412.1964 | 443.3529 | 42.061 | 67.3462 | 0
| LCA | LA Basin | 4 | Monthly System Peak Day | CAISO | 1-in-10 | 2026 | 6 | 532.8502 | 561.041 | 42.1118 | 67.8517 | 0
| LCA | LA Basin | 4 | Monthly System Peak Day | CAISO | 1-in-10 | 2026 | 7 | 579.3074 | 598.3777 | 42.1247 | 68.2686 | 0
| LCA | LA Basin | 4 | Monthly System Peak Day | CAISO | 1-in-10 | 2026 | 8 | 629.2474 | 691.3455 | 41.8983 | 68.5595 | 0
| LCA | LA Basin | 4 | Monthly System Peak Day | CAISO | 1-in-10 | 2026 | 9 | 537.8921 | 590.0126 | 41.855 | 71.3326 | 0
| LCA | LA Basin | 4 | Monthly System Peak Day | CAISO | 1-in-10 | 2026 | 10 | 514.6093 | 551.8145 | 41.9237 | 75.5671 | 0
| LCA | LA Basin | 4 | Monthly System Peak Day | CAISO | 1-in-10 | 2026 | 11 | 505.4674 | 539.6227 | 42.0052 | 79.7461 | 0
| LCA | LA Basin | 4 | Monthly System Peak Day | CAISO | 1-in-10 | 2026 | 12 | 476.6999 | 504.3168 | 42.1708 | 83.6395 | 0
| LCA | LA Basin | 4 | Monthly System Peak Day | CAISO | 1-in-10 | 2026 | 13 | 398.5371 | 415.8019 | 42.333 | 86.3474 | 0
| LCA | LA Basin | 4 | Monthly System Peak Day | CAISO | 1-in-10 | 2026 | 14 | 362.8406 | 372.7906 | 42.1852 | 88.2171 | 0
| LCA | LA Basin | 4 | Monthly System Peak Day | CAISO | 1-in-10 | 2026 | 15 | 303.1849 | 311.2418 | 41.9941 | 89.5474 | 0
| LCA | LA Basin | 4 | Monthly System Peak Day | CAISO | 1-in-10 | 2026 | 16 | 252.4267 | 252.652 | 42.0357 | 90.5776 | 0
| LCA | LA Basin | 4 | Monthly System Peak Day | CAISO | 1-in-10 | 2026 | 17 | 206.5728 | 219.8932 | 42.0352 | 91.2211 | 0
| LCA | LA Basin | 4 | Monthly System Peak Day | CAISO | 1-in-10 | 2026 | 18 | 203.9861 | 214.0397 | 42.0164 | 91.3566 | 0
| LCA | LA Basin | 4 | Monthly System Peak Day | CAISO | 1-in-10 | 2026 | 19 | 178.8929 | 183.9977 | 43.7479 | 90.5553 | 0
| LCA | LA Basin | 4 | Monthly System Peak Day | CAISO | 1-in-10 | 2026 | 20 | 171.7424 | 175.9483 | 42.0184 | 88.5316 | 0
| LCA | LA Basin | 4 | Monthly System Peak Day | CAISO | 1-in-10 | 2026 | 21 | 178.8002 | 183.5406 | 42.2436 | 85.2487 | 0
| LCA | LA Basin | 4 | Monthly System Peak Day | CAISO | 1-in-10 | 2026 | 22 | 391.593 | 420.5872 | 42.0802 | 82.3495 | 0
| LCA | LA Basin | 4 | Monthly System Peak Day | CAISO | 1-in-10 | 2026 | 23 | 389.4264 | 424.3684 | 41.9764 | 79.7621 | 0
| LCA | LA Basin | 4 | Monthly System Peak Day | CAISO | 1-in-10 | 2026 | 24 | 418.4867 | 479.508 | 41.8837 | 76.8995 | 0
| LCA | LA Basin | 5 | Average Weekday | CAISO | 1-in-10 | 2026 | 1 | 352.2227 | 367.4126 | 42.3516 | 62.6899 | 0
| LCA | LA Basin | 5 | Average Weekday | CAISO | 1-in-10 | 2026 | 2 | 324.2198 | 331.196 | 42.2936 | 61.7945 | 0
| LCA | LA Basin | 5 | Average Weekday | CAISO | 1-in-10 | 2026 | 3 | 420.403 | 431.3018 | 42.285 | 61.0123 | 0
| LCA | LA Basin | 5 | Average Weekday | CAISO | 1-in-10 | 2026 | 4 | 402.2832 | 415.1479 | 42.2672 | 60.2966 | 0
| LCA | LA Basin | 5 | Average Weekday | CAISO | 1-in-10 | 2026 | 5 | 428.4122 | 447.6196 | 42.2731 | 59.7693 | 0
| LCA | LA Basin | 5 | Average Weekday | CAISO | 1-in-10 | 2026 | 6 | 543.8444 | 571.0541 | 42.2614 | 59.3658 | 0
| LCA | LA Basin | 5 | Average Weekday | CAISO | 1-in-10 | 2026 | 7 | 584.9803 | 605.2999 | 42.2825 | 59.2503 | 0
| LCA | LA Basin | 5 | Average Weekday | CAISO | 1-in-10 | 2026 | 8 | 640.9681 | 678.955 | 42.4277 | 60.092 | 0
| LCA | LA Basin | 5 | Average Weekday | CAISO | 1-in-10 | 2026 | 9 | 542.2755 | 582.7775 | 42.5516 | 62.4359 | 0
| LCA | LA Basin | 5 | Average Weekday | CAISO | 1-in-10 | 2026 | 10 | 524.6072 | 554.0997 | 42.4247 | 65.5235 | 0
| LCA | LA Basin | 5 | Average Weekday | CAISO | 1-in-10 | 2026 | 11 | 515.6116 | 537.1447 | 42.4891 | 68.4261 | 0
| LCA | LA Basin | 5 | Average Weekday | CAISO | 1-in-10 | 2026 | 12 | 482.9131 | 497.0899 | 42.5531 | 71.013 | 0
| LCA | LA Basin | 5 | Average Weekday | CAISO | 1-in-10 | 2026 | 13 | 402.9406 | 414.1093 | 42.5844 | 73.242 | 0
| LCA | LA Basin | 5 | Average Weekday | CAISO | 1-in-10 | 2026 | 14 | 375.7848 | 383.476 | 42.532 | 74.9936 | 0
| LCA | LA Basin | 5 | Average Weekday | CAISO | 1-in-10 | 2026 | 15 | 322.7298 | 329.8503 | 42.432 | 76.2616 | 0
| LCA | LA Basin | 5 | Average Weekday | CAISO | 1-in-10 | 2026 | 16 | 262.4959 | 265.3052 | 42.2954 | 76.8413 | 0
| LCA | LA Basin | 5 | Average Weekday | CAISO | 1-in-10 | 2026 | 17 | 211.3454 | 223.5518 | 42.0675 | 76.9175 | 0
| LCA | LA Basin | 5 | Average Weekday | CAISO | 1-in-10 | 2026 | 18 | 212.8783 | 221.8988 | 42.0852 | 76.1468 | 0
| LCA | LA Basin | 5 | Average Weekday | CAISO | 1-in-10 | 2026 | 19 | 192.8258 | 198.1949 | 42.1471 | 74.7177 | 0
| LCA | LA Basin | 5 | Average Weekday | CAISO | 1-in-10 | 2026 | 20 | 183.821 | 189.4762 | 42.0185 | 72.5783 | 0
| LCA | LA Basin | 5 | Average Weekday | CAISO | 1-in-10 | 2026 | 21 | 190.7558 | 195.6577 | 42.0966 | 69.5112 | 0
| LCA | LA Basin | 5 | Average Weekday | CAISO | 1-in-10 | 2026 | 22 | 397.2929 | 426.1263 | 42.322 | 66.7798 | 0
| LCA | LA Basin | 5 | Average Weekday | CAISO | 1-in-10 | 2026 | 23 | 401.6417 | 431.5312 | 42.3664 | 65.0022 | 0
| LCA | LA Basin | 5 | Average Weekday | CAISO | 1-in-10 | 2026 | 24 | 428.1164 | 464.8265 | 42.4136 | 63.6869 | 0
| LCA | LA Basin | 5 | Monthly System Peak Day | CAISO | 1-in-10 | 2026 | 1 | 352.2227 | 384.9166 | 41.9551 | 74.0812 | 0
| LCA | LA Basin | 5 | Monthly System Peak Day | CAISO | 1-in-10 | 2026 | 2 | 324.2198 | 342.2255 | 42.0294 | 72.6926 | 0
| LCA | LA Basin | 5 | Monthly System Peak Day | CAISO | 1-in-10 | 2026 | 3 | 420.403 | 443.2912 | 42.0412 | 71.2701 | 0
| LCA | LA Basin | 5 | Monthly System Peak Day | CAISO | 1-in-10 | 2026 | 4 | 402.2832 | 423.9691 | 42.0787 | 69.948 | 0
| LCA | LA Basin | 5 | Monthly System Peak Day | CAISO | 1-in-10 | 2026 | 5 | 428.4122 | 460.5476 | 42.0755 | 69.2212 | 0
| LCA | LA Basin | 5 | Monthly System Peak Day | CAISO | 1-in-10 | 2026 | 6 | 543.8444 | 575.1054 | 42.1262 | 68.1829 | 0
| LCA | LA Basin | 5 | Monthly System Peak Day | CAISO | 1-in-10 | 2026 | 7 | 584.9803 | 603.4315 | 42.1398 | 67.9264 | 0
| LCA | LA Basin | 5 | Monthly System Peak Day | CAISO | 1-in-10 | 2026 | 8 | 640.9681 | 701.2776 | 41.9165 | 68.4287 | 0
| LCA | LA Basin | 5 | Monthly System Peak Day | CAISO | 1-in-10 | 2026 | 9 | 542.2755 | 592.2823 | 41.8762 | 72.8303 | 0
| LCA | LA Basin | 5 | Monthly System Peak Day | CAISO | 1-in-10 | 2026 | 10 | 524.6072 | 561.3859 | 41.9425 | 79.5239 | 0
| LCA | LA Basin | 5 | Monthly System Peak Day | CAISO | 1-in-10 | 2026 | 11 | 515.6116 | 549.8983 | 42.0265 | 85.5337 | 0
| LCA | LA Basin | 5 | Monthly System Peak Day | CAISO | 1-in-10 | 2026 | 12 | 482.9131 | 509.9531 | 42.1945 | 89.3337 | 0
| LCA | LA Basin | 5 | Monthly System Peak Day | CAISO | 1-in-10 | 2026 | 13 | 402.9406 | 420.7364 | 42.3579 | 92.0218 | 0
| LCA | LA Basin | 5 | Monthly System Peak Day | CAISO | 1-in-10 | 2026 | 14 | 375.7848 | 385.4789 | 42.2084 | 93.5774 | 0
| LCA | LA Basin | 5 | Monthly System Peak Day | CAISO | 1-in-10 | 2026 | 15 | 322.7298 | 330.748 | 42.0138 | 94.8945 | 0
| LCA | LA Basin | 5 | Monthly System Peak Day | CAISO | 1-in-10 | 2026 | 16 | 262.4959 | 262.8834 | 42.0511 | 94.9253 | 0
| LCA | LA Basin | 5 | Monthly System Peak Day | CAISO | 1-in-10 | 2026 | 17 | 211.3454 | 224.1107 | 42.0404 | 94.3337 | 0
| LCA | LA Basin | 5 | Monthly System Peak Day | CAISO | 1-in-10 | 2026 | 18 | 212.8783 | 222.6125 | 42.0231 | 93.4453 | 0
| LCA | LA Basin | 5 | Monthly System Peak Day | CAISO | 1-in-10 | 2026 | 19 | 192.8258 | 198.156 | 43.7011 | 92.3526 | 0
| LCA | LA Basin | 5 | Monthly System Peak Day | CAISO | 1-in-10 | 2026 | 20 | 183.821 | 188.3959 | 42.0185 | 89.775 | 0
| LCA | LA Basin | 5 | Monthly System Peak Day | CAISO | 1-in-10 | 2026 | 21 | 190.7558 | 195.8476 | 42.2445 | 86.0276 | 0
| LCA | LA Basin | 5 | Monthly System Peak Day | CAISO | 1-in-10 | 2026 | 22 | 397.2929 | 427.098 | 42.0961 | 82.3532 | 0
| LCA | LA Basin | 5 | Monthly System Peak Day | CAISO | 1-in-10 | 2026 | 23 | 401.6417 | 437.7464 | 41.9934 | 79.8271 | 0
| LCA | LA Basin | 5 | Monthly System Peak Day | CAISO | 1-in-10 | 2026 | 24 | 428.1164 | 490.0061 | 41.9016 | 77.1318 | 0
| LCA | LA Basin | 6 | Average Weekday | CAISO | 1-in-10 | 2026 | 1 | 341.0733 | 373.5098 | 42.2436 | 66.0419 | 0
| LCA | LA Basin | 6 | Average Weekday | CAISO | 1-in-10 | 2026 | 2 | 314.4887 | 336.2035 | 42.2442 | 65.406 | 0
| LCA | LA Basin | 6 | Average Weekday | CAISO | 1-in-10 | 2026 | 3 | 401.6724 | 429.0408 | 42.2451 | 64.8511 | 0
| LCA | LA Basin | 6 | Average Weekday | CAISO | 1-in-10 | 2026 | 4 | 394.0052 | 415.4809 | 42.2457 | 64.3339 | 0
| LCA | LA Basin | 6 | Average Weekday | CAISO | 1-in-10 | 2026 | 5 | 407.5424 | 448.2567 | 42.2405 | 63.958 | 0
| LCA | LA Basin | 6 | Average Weekday | CAISO | 1-in-10 | 2026 | 6 | 521.9879 | 577.138 | 42.2309 | 63.6543 | 0
| LCA | LA Basin | 6 | Average Weekday | CAISO | 1-in-10 | 2026 | 7 | 568.5031 | 601.6246 | 42.19 | 63.4179 | 0
| LCA | LA Basin | 6 | Average Weekday | CAISO | 1-in-10 | 2026 | 8 | 616.7687 | 654.4098 | 42.265 | 63.9411 | 0
| LCA | LA Basin | 6 | Average Weekday | CAISO | 1-in-10 | 2026 | 9 | 548.0354 | 571.3632 | 42.2897 | 65.6191 | 0
| LCA | LA Basin | 6 | Average Weekday | CAISO | 1-in-10 | 2026 | 10 | 527.7963 | 544.9848 | 42.2576 | 68.1924 | 0
| LCA | LA Basin | 6 | Average Weekday | CAISO | 1-in-10 | 2026 | 11 | 510.387 | 526.725 | 42.2952 | 71.2075 | 0
| LCA | LA Basin | 6 | Average Weekday | CAISO | 1-in-10 | 2026 | 12 | 480.8559 | 497.576 | 42.3402 | 74.2059 | 0
| LCA | LA Basin | 6 | Average Weekday | CAISO | 1-in-10 | 2026 | 13 | 403.2347 | 426.2971 | 42.354 | 76.5274 | 0
| LCA | LA Basin | 6 | Average Weekday | CAISO | 1-in-10 | 2026 | 14 | 369.7333 | 389.9987 | 42.3169 | 78.2579 | 0
| LCA | LA Basin | 6 | Average Weekday | CAISO | 1-in-10 | 2026 | 15 | 306.3855 | 325.5304 | 42.2284 | 79.4505 | 0
| LCA | LA Basin | 6 | Average Weekday | CAISO | 1-in-10 | 2026 | 16 | 254.2264 | 257.5652 | 42.1516 | 80.0997 | 0
| LCA | LA Basin | 6 | Average Weekday | CAISO | 1-in-10 | 2026 | 17 | 213.5865 | 219.8189 | 42.3726 | 80.0446 | 0
| LCA | LA Basin | 6 | Average Weekday | CAISO | 1-in-10 | 2026 | 18 | 202.1835 | 216.5112 | 42.4125 | 79.2478 | 0
| LCA | LA Basin | 6 | Average Weekday | CAISO | 1-in-10 | 2026 | 19 | 179.787 | 203.9374 | 45.4639 | 77.8672 | 0
| LCA | LA Basin | 6 | Average Weekday | CAISO | 1-in-10 | 2026 | 20 | 170.2896 | 194.8428 | 42.4666 | 75.7653 | 0
| LCA | LA Basin | 6 | Average Weekday | CAISO | 1-in-10 | 2026 | 21 | 183.7158 | 200.2056 | 42.7454 | 72.8935 | 0
| LCA | LA Basin | 6 | Average Weekday | CAISO | 1-in-10 | 2026 | 22 | 366.1206 | 408.2178 | 42.3467 | 69.9628 | 0
| LCA | LA Basin | 6 | Average Weekday | CAISO | 1-in-10 | 2026 | 23 | 394.7184 | 435.833 | 42.2897 | 68.1691 | 0
| LCA | LA Basin | 6 | Average Weekday | CAISO | 1-in-10 | 2026 | 24 | 421.4251 | 469.4043 | 42.264 | 67.0248 | 0
| LCA | LA Basin | 6 | Monthly System Peak Day | CAISO | 1-in-10 | 2026 | 1 | 341.0733 | 335.9771 | 51.4257 | 73.7372 | 0
| LCA | LA Basin | 6 | Monthly System Peak Day | CAISO | 1-in-10 | 2026 | 2 | 314.4887 | 298.0876 | 51.4346 | 72.2246 | 0
| LCA | LA Basin | 6 | Monthly System Peak Day | CAISO | 1-in-10 | 2026 | 3 | 401.6724 | 366.4497 | 51.4395 | 71.1556 | 0
| LCA | LA Basin | 6 | Monthly System Peak Day | CAISO | 1-in-10 | 2026 | 4 | 394.0052 | 366.858 | 51.4441 | 70.5067 | 0
| LCA | LA Basin | 6 | Monthly System Peak Day | CAISO | 1-in-10 | 2026 | 5 | 407.5424 | 394.6973 | 51.4397 | 69.6044 | 0
| LCA | LA Basin | 6 | Monthly System Peak Day | CAISO | 1-in-10 | 2026 | 6 | 521.9879 | 498.1444 | 51.4357 | 68.9945 | 0
| LCA | LA Basin | 6 | Monthly System Peak Day | CAISO | 1-in-10 | 2026 | 7 | 568.5031 | 516.2298 | 51.3457 | 68.5504 | 0
| LCA | LA Basin | 6 | Monthly System Peak Day | CAISO | 1-in-10 | 2026 | 8 | 616.7687 | 565.1776 | 51.4194 | 69.4144 | 0
| LCA | LA Basin | 6 | Monthly System Peak Day | CAISO | 1-in-10 | 2026 | 9 | 548.0354 | 522.7433 | 51.3833 | 73.255 | 0
| LCA | LA Basin | 6 | Monthly System Peak Day | CAISO | 1-in-10 | 2026 | 10 | 527.7963 | 490.0381 | 51.3166 | 79.3458 | 0
| LCA | LA Basin | 6 | Monthly System Peak Day | CAISO | 1-in-10 | 2026 | 11 | 510.387 | 468.2755 | 51.3085 | 84.4605 | 0
| LCA | LA Basin | 6 | Monthly System Peak Day | CAISO | 1-in-10 | 2026 | 12 | 480.8559 | 446.6837 | 51.334 | 88.5582 | 0
| LCA | LA Basin | 6 | Monthly System Peak Day | CAISO | 1-in-10 | 2026 | 13 | 403.2347 | 385.6521 | 51.3163 | 89.7379 | 0
| LCA | LA Basin | 6 | Monthly System Peak Day | CAISO | 1-in-10 | 2026 | 14 | 369.7333 | 352.6037 | 51.3338 | 91.0531 | 0
| LCA | LA Basin | 6 | Monthly System Peak Day | CAISO | 1-in-10 | 2026 | 15 | 306.3855 | 293.7539 | 51.3103 | 92.8464 | 0
| LCA | LA Basin | 6 | Monthly System Peak Day | CAISO | 1-in-10 | 2026 | 16 | 254.2264 | 225.1151 | 51.2358 | 94.3608 | 0
| LCA | LA Basin | 6 | Monthly System Peak Day | CAISO | 1-in-10 | 2026 | 17 | 213.5865 | 226.0663 | 51.1325 | 94.5572 | 0
| LCA | LA Basin | 6 | Monthly System Peak Day | CAISO | 1-in-10 | 2026 | 18 | 202.1835 | 226.3793 | 51.2888 | 94.3669 | 0
| LCA | LA Basin | 6 | Monthly System Peak Day | CAISO | 1-in-10 | 2026 | 19 | 179.787 | 173.53 | 51.3573 | 92.9205 | 0
| LCA | LA Basin | 6 | Monthly System Peak Day | CAISO | 1-in-10 | 2026 | 20 | 170.2896 | 182.0228 | 50.2251 | 88.4795 | 0
| LCA | LA Basin | 6 | Monthly System Peak Day | CAISO | 1-in-10 | 2026 | 21 | 183.7158 | 169.3463 | 52.3574 | 83.6541 | 0
| LCA | LA Basin | 6 | Monthly System Peak Day | CAISO | 1-in-10 | 2026 | 22 | 366.1206 | 351.014 | 51.7299 | 79.5508 | 0
| LCA | LA Basin | 6 | Monthly System Peak Day | CAISO | 1-in-10 | 2026 | 23 | 394.7184 | 362.2407 | 51.5559 | 76.0228 | 0
| LCA | LA Basin | 6 | Monthly System Peak Day | CAISO | 1-in-10 | 2026 | 24 | 421.4251 | 404.1113 | 51.4614 | 73.8661 | 0
| LCA | LA Basin | 7 | Average Weekday | CAISO | 1-in-10 | 2026 | 1 | 343.9338 | 374.9549 | 45.3317 | 71.5048 | 0
| LCA | LA Basin | 7 | Average Weekday | CAISO | 1-in-10 | 2026 | 2 | 329.6176 | 349.1056 | 45.3199 | 70.8693 | 0
| LCA | LA Basin | 7 | Average Weekday | CAISO | 1-in-10 | 2026 | 3 | 405.4763 | 431.6811 | 45.3177 | 70.2777 | 0
| LCA | LA Basin | 7 | Average Weekday | CAISO | 1-in-10 | 2026 | 4 | 402.2038 | 426.1353 | 45.3145 | 69.8474 | 0
| LCA | LA Basin | 7 | Average Weekday | CAISO | 1-in-10 | 2026 | 5 | 420.3789 | 461.9342 | 45.3142 | 69.4915 | 0
| LCA | LA Basin | 7 | Average Weekday | CAISO | 1-in-10 | 2026 | 6 | 511.356 | 563.9524 | 45.3115 | 69.2195 | 0
| LCA | LA Basin | 7 | Average Weekday | CAISO | 1-in-10 | 2026 | 7 | 547.275 | 575.9332 | 45.3218 | 69.0681 | 0
| LCA | LA Basin | 7 | Average Weekday | CAISO | 1-in-10 | 2026 | 8 | 592.5332 | 628.7698 | 45.3647 | 69.5449 | 0
| LCA | LA Basin | 7 | Average Weekday | CAISO | 1-in-10 | 2026 | 9 | 512.4106 | 535.0724 | 45.4078 | 71.5716 | 0
| LCA | LA Basin | 7 | Average Weekday | CAISO | 1-in-10 | 2026 | 10 | 495.0891 | 510.767 | 45.3911 | 74.3441 | 0
| LCA | LA Basin | 7 | Average Weekday | CAISO | 1-in-10 | 2026 | 11 | 483.6333 | 498.6907 | 45.4425 | 77.5632 | 0
| LCA | LA Basin | 7 | Average Weekday | CAISO | 1-in-10 | 2026 | 12 | 458.1298 | 475.4732 | 45.4942 | 80.6092 | 0
| LCA | LA Basin | 7 | Average Weekday | CAISO | 1-in-10 | 2026 | 13 | 378.6201 | 399.6584 | 45.5181 | 82.9258 | 0
| LCA | LA Basin | 7 | Average Weekday | CAISO | 1-in-10 | 2026 | 14 | 350.4724 | 369.4606 | 45.473 | 84.6 | 0
| LCA | LA Basin | 7 | Average Weekday | CAISO | 1-in-10 | 2026 | 15 | 295.6396 | 314.2361 | 45.3904 | 85.666 | 0
| LCA | LA Basin | 7 | Average Weekday | CAISO | 1-in-10 | 2026 | 16 | 238.0356 | 238.9549 | 45.3268 | 86.2406 | 0
| LCA | LA Basin | 7 | Average Weekday | CAISO | 1-in-10 | 2026 | 17 | 200.6669 | 206.0852 | 45.603 | 86.1533 | 0
| LCA | LA Basin | 7 | Average Weekday | CAISO | 1-in-10 | 2026 | 18 | 199.0502 | 210.5493 | 45.6499 | 85.2921 | 0
| LCA | LA Basin | 7 | Average Weekday | CAISO | 1-in-10 | 2026 | 19 | 177.4343 | 199.2996 | 46.5944 | 83.8367 | 0
| LCA | LA Basin | 7 | Average Weekday | CAISO | 1-in-10 | 2026 | 20 | 176.5507 | 195.6616 | 45.2893 | 81.5489 | 0
| LCA | LA Basin | 7 | Average Weekday | CAISO | 1-in-10 | 2026 | 21 | 192.853 | 204.713 | 45.8058 | 78.4619 | 0
| LCA | LA Basin | 7 | Average Weekday | CAISO | 1-in-10 | 2026 | 22 | 375.5925 | 419.7929 | 45.3297 | 75.4852 | 0
| LCA | LA Basin | 7 | Average Weekday | CAISO | 1-in-10 | 2026 | 23 | 394.9159 | 431.4655 | 45.3305 | 73.7952 | 0
| LCA | LA Basin | 7 | Average Weekday | CAISO | 1-in-10 | 2026 | 24 | 418.2483 | 463.1933 | 45.3451 | 72.726 | 0
| LCA | LA Basin | 7 | Monthly System Peak Day | CAISO | 1-in-10 | 2026 | 1 | 343.9338 | 338.5184 | 45.3352 | 75.4027 | 0
| LCA | LA Basin | 7 | Monthly System Peak Day | CAISO | 1-in-10 | 2026 | 2 | 329.6176 | 309.902 | 45.3101 | 74.839 | 0
| LCA | LA Basin | 7 | Monthly System Peak Day | CAISO | 1-in-10 | 2026 | 3 | 405.4763 | 365.9614 | 45.3073 | 74.0038 | 0
| LCA | LA Basin | 7 | Monthly System Peak Day | CAISO | 1-in-10 | 2026 | 4 | 402.2038 | 377.0112 | 45.3031 | 73.413 | 0
| LCA | LA Basin | 7 | Monthly System Peak Day | CAISO | 1-in-10 | 2026 | 5 | 420.3789 | 409.3136 | 45.3153 | 72.7944 | 0
| LCA | LA Basin | 7 | Monthly System Peak Day | CAISO | 1-in-10 | 2026 | 6 | 511.356 | 493.681 | 45.3372 | 72.4389 | 0
| LCA | LA Basin | 7 | Monthly System Peak Day | CAISO | 1-in-10 | 2026 | 7 | 547.275 | 498.1178 | 45.4029 | 72.0081 | 0
| LCA | LA Basin | 7 | Monthly System Peak Day | CAISO | 1-in-10 | 2026 | 8 | 592.5332 | 547.1275 | 45.3723 | 72.2874 | 0
| LCA | LA Basin | 7 | Monthly System Peak Day | CAISO | 1-in-10 | 2026 | 9 | 512.4106 | 487.8737 | 45.381 | 74.5615 | 0
| LCA | LA Basin | 7 | Monthly System Peak Day | CAISO | 1-in-10 | 2026 | 10 | 495.0891 | 456.4867 | 45.3551 | 77.6898 | 0
| LCA | LA Basin | 7 | Monthly System Peak Day | CAISO | 1-in-10 | 2026 | 11 | 483.6333 | 443.1359 | 45.3781 | 81.323 | 0
| LCA | LA Basin | 7 | Monthly System Peak Day | CAISO | 1-in-10 | 2026 | 12 | 458.1298 | 425.7676 | 45.4026 | 84.6976 | 0
| LCA | LA Basin | 7 | Monthly System Peak Day | CAISO | 1-in-10 | 2026 | 13 | 378.6201 | 362.4398 | 45.4226 | 87.1992 | 0
| LCA | LA Basin | 7 | Monthly System Peak Day | CAISO | 1-in-10 | 2026 | 14 | 350.4724 | 334.4275 | 45.407 | 88.9847 | 0
| LCA | LA Basin | 7 | Monthly System Peak Day | CAISO | 1-in-10 | 2026 | 15 | 295.6396 | 284.079 | 45.4105 | 89.9225 | 0
| LCA | LA Basin | 7 | Monthly System Peak Day | CAISO | 1-in-10 | 2026 | 16 | 238.0356 | 209.5913 | 45.3948 | 90.3438 | 0
| LCA | LA Basin | 7 | Monthly System Peak Day | CAISO | 1-in-10 | 2026 | 17 | 200.6669 | 213.8084 | 45.0615 | 89.3737 | 0
| LCA | LA Basin | 7 | Monthly System Peak Day | CAISO | 1-in-10 | 2026 | 18 | 199.0502 | 221.3821 | 45.1741 | 88.8563 | 0
| LCA | LA Basin | 7 | Monthly System Peak Day | CAISO | 1-in-10 | 2026 | 19 | 177.4343 | 172.2802 | 44.8651 | 87.38 | 0
| LCA | LA Basin | 7 | Monthly System Peak Day | CAISO | 1-in-10 | 2026 | 20 | 176.5507 | 212.0087 | 44.6408 | 84.9145 | 0
| LCA | LA Basin | 7 | Monthly System Peak Day | CAISO | 1-in-10 | 2026 | 21 | 192.853 | 182.3088 | 45.8492 | 81.7018 | 0
| LCA | LA Basin | 7 | Monthly System Peak Day | CAISO | 1-in-10 | 2026 | 22 | 375.5925 | 367.5182 | 45.4723 | 78.1535 | 0
| LCA | LA Basin | 7 | Monthly System Peak Day | CAISO | 1-in-10 | 2026 | 23 | 394.9159 | 361.7773 | 45.3688 | 76.6233 | 0
| LCA | LA Basin | 7 | Monthly System Peak Day | CAISO | 1-in-10 | 2026 | 24 | 418.2483 | 400.0629 | 45.3552 | 75.353 | 0
| LCA | LA Basin | 8 | Average Weekday | CAISO | 1-in-10 | 2026 | 1 | 370.1241 | 405.54 | 42.4037 | 71.1821 | 0
| LCA | LA Basin | 8 | Average Weekday | CAISO | 1-in-10 | 2026 | 2 | 341.078 | 364.4974 | 42.3934 | 70.5502 | 0
| LCA | LA Basin | 8 | Average Weekday | CAISO | 1-in-10 | 2026 | 3 | 413.7195 | 439.5799 | 42.3911 | 69.986 | 0
| LCA | LA Basin | 8 | Average Weekday | CAISO | 1-in-10 | 2026 | 4 | 420.1642 | 444.0881 | 42.3871 | 69.56 | 0
| LCA | LA Basin | 8 | Average Weekday | CAISO | 1-in-10 | 2026 | 5 | 429.8482 | 472.006 | 42.3859 | 69.1631 | 0
| LCA | LA Basin | 8 | Average Weekday | CAISO | 1-in-10 | 2026 | 6 | 528.5429 | 585.1126 | 42.3808 | 68.8966 | 0
| LCA | LA Basin | 8 | Average Weekday | CAISO | 1-in-10 | 2026 | 7 | 573.3698 | 607.7422 | 42.3958 | 68.6448 | 0
| LCA | LA Basin | 8 | Average Weekday | CAISO | 1-in-10 | 2026 | 8 | 609.3164 | 649.1818 | 42.4349 | 68.6851 | 0
| LCA | LA Basin | 8 | Average Weekday | CAISO | 1-in-10 | 2026 | 9 | 525.0005 | 548.6113 | 42.4781 | 70.1666 | 0
| LCA | LA Basin | 8 | Average Weekday | CAISO | 1-in-10 | 2026 | 10 | 510.4943 | 527.2586 | 42.4716 | 72.5728 | 0
| LCA | LA Basin | 8 | Average Weekday | CAISO | 1-in-10 | 2026 | 11 | 491.3297 | 507.5427 | 42.5162 | 75.4907 | 0
| LCA | LA Basin | 8 | Average Weekday | CAISO | 1-in-10 | 2026 | 12 | 461.6883 | 480.3331 | 42.5563 | 78.4324 | 0
| LCA | LA Basin | 8 | Average Weekday | CAISO | 1-in-10 | 2026 | 13 | 391.7065 | 415.3535 | 42.5774 | 80.9215 | 0
| LCA | LA Basin | 8 | Average Weekday | CAISO | 1-in-10 | 2026 | 14 | 360.8053 | 381.4717 | 42.5369 | 82.9616 | 0
| LCA | LA Basin | 8 | Average Weekday | CAISO | 1-in-10 | 2026 | 15 | 305.1479 | 324.8524 | 42.4653 | 84.3818 | 0
| LCA | LA Basin | 8 | Average Weekday | CAISO | 1-in-10 | 2026 | 16 | 246.2793 | 251.0885 | 42.412 | 84.9627 | 0
| LCA | LA Basin | 8 | Average Weekday | CAISO | 1-in-10 | 2026 | 17 | 212.1928 | 215.6721 | 42.6911 | 84.9634 | 0
| LCA | LA Basin | 8 | Average Weekday | CAISO | 1-in-10 | 2026 | 18 | 197.5916 | 210.5116 | 42.7678 | 84.0924 | 0
| LCA | LA Basin | 8 | Average Weekday | CAISO | 1-in-10 | 2026 | 19 | 176.968 | 202.2235 | 43.9565 | 82.5626 | 0
| LCA | LA Basin | 8 | Average Weekday | CAISO | 1-in-10 | 2026 | 20 | 178.0985 | 202.4445 | 42.6152 | 80.205 | 0
| LCA | LA Basin | 8 | Average Weekday | CAISO | 1-in-10 | 2026 | 21 | 204.3398 | 220.2505 | 43.0127 | 76.9323 | 0
| LCA | LA Basin | 8 | Average Weekday | CAISO | 1-in-10 | 2026 | 22 | 393.3684 | 433.8675 | 42.3803 | 74.5866 | 0
| LCA | LA Basin | 8 | Average Weekday | CAISO | 1-in-10 | 2026 | 23 | 417.0113 | 459.771 | 42.3852 | 73.2481 | 0
| LCA | LA Basin | 8 | Average Weekday | CAISO | 1-in-10 | 2026 | 24 | 444.3315 | 493.5709 | 42.4109 | 72.2639 | 0
| LCA | LA Basin | 8 | Monthly System Peak Day | CAISO | 1-in-10 | 2026 | 1 | 370.1241 | 364.307 | 36.0198 | 74.3439 | 0
| LCA | LA Basin | 8 | Monthly System Peak Day | CAISO | 1-in-10 | 2026 | 2 | 341.078 | 323.3543 | 35.9953 | 73.5502 | 0
| LCA | LA Basin | 8 | Monthly System Peak Day | CAISO | 1-in-10 | 2026 | 3 | 413.7195 | 380.5596 | 35.993 | 72.9993 | 0
| LCA | LA Basin | 8 | Monthly System Peak Day | CAISO | 1-in-10 | 2026 | 4 | 420.1642 | 395.9685 | 35.9895 | 72.4909 | 0
| LCA | LA Basin | 8 | Monthly System Peak Day | CAISO | 1-in-10 | 2026 | 5 | 429.8482 | 421.4769 | 36.0015 | 71.8364 | 0
| LCA | LA Basin | 8 | Monthly System Peak Day | CAISO | 1-in-10 | 2026 | 6 | 528.5429 | 508.1421 | 36.0244 | 71.3569 | 0
| LCA | LA Basin | 8 | Monthly System Peak Day | CAISO | 1-in-10 | 2026 | 7 | 573.3698 | 524.2585 | 36.084 | 70.9561 | 0
| LCA | LA Basin | 8 | Monthly System Peak Day | CAISO | 1-in-10 | 2026 | 8 | 609.3164 | 561.7542 | 36.0549 | 70.8809 | 0
| LCA | LA Basin | 8 | Monthly System Peak Day | CAISO | 1-in-10 | 2026 | 9 | 525.0005 | 502.1229 | 36.0612 | 72.9533 | 0
| LCA | LA Basin | 8 | Monthly System Peak Day | CAISO | 1-in-10 | 2026 | 10 | 510.4943 | 473.8476 | 36.0292 | 76.7184 | 0
| LCA | LA Basin | 8 | Monthly System Peak Day | CAISO | 1-in-10 | 2026 | 11 | 491.3297 | 450.6835 | 36.0537 | 81.5518 | 0
| LCA | LA Basin | 8 | Monthly System Peak Day | CAISO | 1-in-10 | 2026 | 12 | 461.6883 | 427.7594 | 36.0846 | 86.5047 | 0
| LCA | LA Basin | 8 | Monthly System Peak Day | CAISO | 1-in-10 | 2026 | 13 | 391.7065 | 376.7115 | 36.106 | 89.8688 | 0
| LCA | LA Basin | 8 | Monthly System Peak Day | CAISO | 1-in-10 | 2026 | 14 | 360.8053 | 346.7698 | 36.0914 | 92.6145 | 0
| LCA | LA Basin | 8 | Monthly System Peak Day | CAISO | 1-in-10 | 2026 | 15 | 305.1479 | 295.455 | 36.093 | 93.5513 | 0
| LCA | LA Basin | 8 | Monthly System Peak Day | CAISO | 1-in-10 | 2026 | 16 | 246.2793 | 222.6782 | 36.0677 | 93.2975 | 0
| LCA | LA Basin | 8 | Monthly System Peak Day | CAISO | 1-in-10 | 2026 | 17 | 212.1928 | 223.0698 | 35.7381 | 92.8797 | 0
| LCA | LA Basin | 8 | Monthly System Peak Day | CAISO | 1-in-10 | 2026 | 18 | 197.5916 | 221.8216 | 35.8402 | 92.011 | 0
| LCA | LA Basin | 8 | Monthly System Peak Day | CAISO | 1-in-10 | 2026 | 19 | 176.968 | 174.7362 | 35.5996 | 90.3425 | 0
| LCA | LA Basin | 8 | Monthly System Peak Day | CAISO | 1-in-10 | 2026 | 20 | 178.0985 | 174.3624 | 35.468 | 87.901 | 0
| LCA | LA Basin | 8 | Monthly System Peak Day | CAISO | 1-in-10 | 2026 | 21 | 204.3398 | 186.1817 | 36.6893 | 83.6645 | 0
| LCA | LA Basin | 8 | Monthly System Peak Day | CAISO | 1-in-10 | 2026 | 22 | 393.3684 | 372.1805 | 36.1984 | 80.755 | 0
| LCA | LA Basin | 8 | Monthly System Peak Day | CAISO | 1-in-10 | 2026 | 23 | 417.0113 | 391.6524 | 36.0697 | 79.4943 | 0
| LCA | LA Basin | 8 | Monthly System Peak Day | CAISO | 1-in-10 | 2026 | 24 | 444.3315 | 430.5485 | 36.0435 | 78.3382 | 0
| LCA | LA Basin | 8 | Typical Event Day | CAISO | 1-in-10 | 2026 | 1 | 370.1241 | 364.307 | 36.0198 | 75.5392 | 0
| LCA | LA Basin | 8 | Typical Event Day | CAISO | 1-in-10 | 2026 | 2 | 341.078 | 323.3543 | 35.9953 | 74.5538 | 0
| LCA | LA Basin | 8 | Typical Event Day | CAISO | 1-in-10 | 2026 | 3 | 413.7195 | 380.5596 | 35.993 | 73.6966 | 0
| LCA | LA Basin | 8 | Typical Event Day | CAISO | 1-in-10 | 2026 | 4 | 420.1642 | 395.9685 | 35.9895 | 73.1318 | 0
| LCA | LA Basin | 8 | Typical Event Day | CAISO | 1-in-10 | 2026 | 5 | 429.8482 | 421.4769 | 36.0015 | 72.4612 | 0
| LCA | LA Basin | 8 | Typical Event Day | CAISO | 1-in-10 | 2026 | 6 | 528.5429 | 508.1421 | 36.0244 | 72.0565 | 0
| LCA | LA Basin | 8 | Typical Event Day | CAISO | 1-in-10 | 2026 | 7 | 573.3698 | 524.2585 | 36.084 | 71.6826 | 0
| LCA | LA Basin | 8 | Typical Event Day | CAISO | 1-in-10 | 2026 | 8 | 609.3164 | 561.7542 | 36.0549 | 72.0737 | 0
| LCA | LA Basin | 8 | Typical Event Day | CAISO | 1-in-10 | 2026 | 9 | 525.0005 | 502.1229 | 36.0612 | 74.5143 | 0
| LCA | LA Basin | 8 | Typical Event Day | CAISO | 1-in-10 | 2026 | 10 | 510.4943 | 473.8476 | 36.0292 | 78.5645 | 0
| LCA | LA Basin | 8 | Typical Event Day | CAISO | 1-in-10 | 2026 | 11 | 491.3297 | 450.6835 | 36.0537 | 83.1928 | 0
| LCA | LA Basin | 8 | Typical Event Day | CAISO | 1-in-10 | 2026 | 12 | 461.6883 | 427.7594 | 36.0846 | 87.381 | 0
| LCA | LA Basin | 8 | Typical Event Day | CAISO | 1-in-10 | 2026 | 13 | 391.7065 | 376.7115 | 36.106 | 89.9484 | 0
| LCA | LA Basin | 8 | Typical Event Day | CAISO | 1-in-10 | 2026 | 14 | 360.8053 | 346.7698 | 36.0914 | 91.8571 | 0
| LCA | LA Basin | 8 | Typical Event Day | CAISO | 1-in-10 | 2026 | 15 | 305.1479 | 295.455 | 36.093 | 93.0707 | 0
| LCA | LA Basin | 8 | Typical Event Day | CAISO | 1-in-10 | 2026 | 16 | 246.2793 | 222.6782 | 36.0677 | 93.5186 | 0
| LCA | LA Basin | 8 | Typical Event Day | CAISO | 1-in-10 | 2026 | 17 | 212.1928 | 223.0698 | 35.7381 | 93.2339 | 0
| LCA | LA Basin | 8 | Typical Event Day | CAISO | 1-in-10 | 2026 | 18 | 197.5916 | 221.8216 | 35.8402 | 92.5256 | 0
| LCA | LA Basin | 8 | Typical Event Day | CAISO | 1-in-10 | 2026 | 19 | 176.968 | 174.7362 | 35.5996 | 90.9975 | 0
| LCA | LA Basin | 8 | Typical Event Day | CAISO | 1-in-10 | 2026 | 20 | 178.0985 | 174.3624 | 35.468 | 88.0332 | 0
| LCA | LA Basin | 8 | Typical Event Day | CAISO | 1-in-10 | 2026 | 21 | 204.3398 | 186.1817 | 36.6893 | 84.1394 | 0
| LCA | LA Basin | 8 | Typical Event Day | CAISO | 1-in-10 | 2026 | 22 | 393.3684 | 372.1805 | 36.1984 | 81.1364 | 0
| LCA | LA Basin | 8 | Typical Event Day | CAISO | 1-in-10 | 2026 | 23 | 417.0113 | 391.6524 | 36.0697 | 79.2793 | 0
| LCA | LA Basin | 8 | Typical Event Day | CAISO | 1-in-10 | 2026 | 24 | 444.3315 | 430.5485 | 36.0435 | 77.7276 | 0
| LCA | LA Basin | 9 | Average Weekday | CAISO | 1-in-10 | 2026 | 1 | 326.9734 | 351.9084 | 45.5465 | 71.8669 | 0
| LCA | LA Basin | 9 | Average Weekday | CAISO | 1-in-10 | 2026 | 2 | 309.4424 | 321.8204 | 45.5375 | 70.9959 | 0
| LCA | LA Basin | 9 | Average Weekday | CAISO | 1-in-10 | 2026 | 3 | 398.4462 | 405.6216 | 45.5354 | 70.223 | 0
| LCA | LA Basin | 9 | Average Weekday | CAISO | 1-in-10 | 2026 | 4 | 403.075 | 413.0225 | 45.5342 | 69.5376 | 0
| LCA | LA Basin | 9 | Average Weekday | CAISO | 1-in-10 | 2026 | 5 | 398.9228 | 419.8406 | 45.5322 | 68.9831 | 0
| LCA | LA Basin | 9 | Average Weekday | CAISO | 1-in-10 | 2026 | 6 | 486.8967 | 524.1786 | 45.5279 | 68.5098 | 0
| LCA | LA Basin | 9 | Average Weekday | CAISO | 1-in-10 | 2026 | 7 | 543.1851 | 573.119 | 45.5217 | 68.1268 | 0
| LCA | LA Basin | 9 | Average Weekday | CAISO | 1-in-10 | 2026 | 8 | 566.9866 | 591.3132 | 45.5646 | 67.9214 | 0
| LCA | LA Basin | 9 | Average Weekday | CAISO | 1-in-10 | 2026 | 9 | 488.4296 | 508.6302 | 45.6062 | 69.3554 | 0
| LCA | LA Basin | 9 | Average Weekday | CAISO | 1-in-10 | 2026 | 10 | 480.9866 | 493.4632 | 45.5946 | 72.3824 | 0
| LCA | LA Basin | 9 | Average Weekday | CAISO | 1-in-10 | 2026 | 11 | 469.6298 | 481.2022 | 45.6478 | 75.8098 | 0
| LCA | LA Basin | 9 | Average Weekday | CAISO | 1-in-10 | 2026 | 12 | 441.974 | 453.3672 | 45.7024 | 79.1357 | 0
| LCA | LA Basin | 9 | Average Weekday | CAISO | 1-in-10 | 2026 | 13 | 378.777 | 392.87 | 45.7262 | 81.714 | 0
| LCA | LA Basin | 9 | Average Weekday | CAISO | 1-in-10 | 2026 | 14 | 343.5503 | 358.0349 | 45.6837 | 83.5285 | 0
| LCA | LA Basin | 9 | Average Weekday | CAISO | 1-in-10 | 2026 | 15 | 295.8669 | 310.2768 | 45.5973 | 84.7551 | 0
| LCA | LA Basin | 9 | Average Weekday | CAISO | 1-in-10 | 2026 | 16 | 257.0054 | 257.0086 | 45.5318 | 85.1074 | 0
| LCA | LA Basin | 9 | Average Weekday | CAISO | 1-in-10 | 2026 | 17 | 205.922 | 221.9355 | 45.6948 | 84.9811 | 0
| LCA | LA Basin | 9 | Average Weekday | CAISO | 1-in-10 | 2026 | 18 | 201.8289 | 221.6842 | 45.6126 | 84.0766 | 0
| LCA | LA Basin | 9 | Average Weekday | CAISO | 1-in-10 | 2026 | 19 | 203.6928 | 211.1596 | 47.093 | 82.2484 | 0
| LCA | LA Basin | 9 | Average Weekday | CAISO | 1-in-10 | 2026 | 20 | 204.1036 | 214.2086 | 45.3351 | 79.3915 | 0
| LCA | LA Basin | 9 | Average Weekday | CAISO | 1-in-10 | 2026 | 21 | 222.6436 | 231.539 | 45.5391 | 76.3927 | 0
| LCA | LA Basin | 9 | Average Weekday | CAISO | 1-in-10 | 2026 | 22 | 387.397 | 416.0144 | 45.5067 | 74.643 | 0
| LCA | LA Basin | 9 | Average Weekday | CAISO | 1-in-10 | 2026 | 23 | 389.0484 | 415.9036 | 45.5579 | 73.3839 | 0
| LCA | LA Basin | 9 | Average Weekday | CAISO | 1-in-10 | 2026 | 24 | 400.0807 | 438.3492 | 45.56 | 72.357 | 0
| LCA | LA Basin | 9 | Monthly System Peak Day | CAISO | 1-in-10 | 2026 | 1 | 326.9734 | 313.2548 | 45.6324 | 78.765 | 0
| LCA | LA Basin | 9 | Monthly System Peak Day | CAISO | 1-in-10 | 2026 | 2 | 309.4424 | 284.09 | 45.6127 | 77.6888 | 0
| LCA | LA Basin | 9 | Monthly System Peak Day | CAISO | 1-in-10 | 2026 | 3 | 398.4462 | 349.2987 | 45.6103 | 76.715 | 0
| LCA | LA Basin | 9 | Monthly System Peak Day | CAISO | 1-in-10 | 2026 | 4 | 403.075 | 362.1706 | 45.6054 | 76.1862 | 0
| LCA | LA Basin | 9 | Monthly System Peak Day | CAISO | 1-in-10 | 2026 | 5 | 398.9228 | 364.3119 | 45.6154 | 75.6787 | 0
| LCA | LA Basin | 9 | Monthly System Peak Day | CAISO | 1-in-10 | 2026 | 6 | 486.8967 | 433.9863 | 45.632 | 75.4975 | 0
| LCA | LA Basin | 9 | Monthly System Peak Day | CAISO | 1-in-10 | 2026 | 7 | 543.1851 | 475.5117 | 45.7001 | 75.2875 | 0
| LCA | LA Basin | 9 | Monthly System Peak Day | CAISO | 1-in-10 | 2026 | 8 | 566.9866 | 488.086 | 45.6642 | 75.795 | 0
| LCA | LA Basin | 9 | Monthly System Peak Day | CAISO | 1-in-10 | 2026 | 9 | 488.4296 | 459.0733 | 45.6691 | 77.3825 | 0
| LCA | LA Basin | 9 | Monthly System Peak Day | CAISO | 1-in-10 | 2026 | 10 | 480.9866 | 435.4407 | 45.6581 | 80.615 | 0
| LCA | LA Basin | 9 | Monthly System Peak Day | CAISO | 1-in-10 | 2026 | 11 | 469.6298 | 419.0673 | 45.6665 | 85.5512 | 0
| LCA | LA Basin | 9 | Monthly System Peak Day | CAISO | 1-in-10 | 2026 | 12 | 441.974 | 399.2797 | 45.6706 | 89.88 | 0
| LCA | LA Basin | 9 | Monthly System Peak Day | CAISO | 1-in-10 | 2026 | 13 | 378.777 | 348.2329 | 45.6827 | 93.1575 | 0
| LCA | LA Basin | 9 | Monthly System Peak Day | CAISO | 1-in-10 | 2026 | 14 | 343.5503 | 319.1616 | 45.6759 | 94.9538 | 0
| LCA | LA Basin | 9 | Monthly System Peak Day | CAISO | 1-in-10 | 2026 | 15 | 295.8669 | 277.1408 | 45.6992 | 96.1413 | 0
| LCA | LA Basin | 9 | Monthly System Peak Day | CAISO | 1-in-10 | 2026 | 16 | 257.0054 | 222.8385 | 45.7046 | 96.235 | 0
| LCA | LA Basin | 9 | Monthly System Peak Day | CAISO | 1-in-10 | 2026 | 17 | 205.922 | 223.6867 | 45.4533 | 96.255 | 0
| LCA | LA Basin | 9 | Monthly System Peak Day | CAISO | 1-in-10 | 2026 | 18 | 201.8289 | 226.1721 | 45.4637 | 94.9912 | 0
| LCA | LA Basin | 9 | Monthly System Peak Day | CAISO | 1-in-10 | 2026 | 19 | 203.6928 | 166.4285 | 46.0308 | 93.4512 | 0
| LCA | LA Basin | 9 | Monthly System Peak Day | CAISO | 1-in-10 | 2026 | 20 | 204.1036 | 160.6995 | 44.6074 | 91.0188 | 0
| LCA | LA Basin | 9 | Monthly System Peak Day | CAISO | 1-in-10 | 2026 | 21 | 222.6436 | 189.1149 | 45.6255 | 87.7125 | 0
| LCA | LA Basin | 9 | Monthly System Peak Day | CAISO | 1-in-10 | 2026 | 22 | 387.397 | 344.5551 | 45.7597 | 86.2213 | 0
| LCA | LA Basin | 9 | Monthly System Peak Day | CAISO | 1-in-10 | 2026 | 23 | 389.0484 | 339.9489 | 45.6349 | 85.0662 | 0
| LCA | LA Basin | 9 | Monthly System Peak Day | CAISO | 1-in-10 | 2026 | 24 | 400.0807 | 370.57 | 45.641 | 83.4137 | 0
| LCA | LA Basin | 10 | Average Weekday | CAISO | 1-in-10 | 2026 | 1 | 356.3918 | 370.9947 | 42.4609 | 68.555 | 0
| LCA | LA Basin | 10 | Average Weekday | CAISO | 1-in-10 | 2026 | 2 | 312.5224 | 318.6402 | 42.3509 | 67.6929 | 0
| LCA | LA Basin | 10 | Average Weekday | CAISO | 1-in-10 | 2026 | 3 | 392.6347 | 401.4549 | 42.3353 | 67.0076 | 0
| LCA | LA Basin | 10 | Average Weekday | CAISO | 1-in-10 | 2026 | 4 | 387.6362 | 398.8622 | 42.2985 | 66.3674 | 0
| LCA | LA Basin | 10 | Average Weekday | CAISO | 1-in-10 | 2026 | 5 | 442.1791 | 458.3138 | 42.307 | 65.7726 | 0
| LCA | LA Basin | 10 | Average Weekday | CAISO | 1-in-10 | 2026 | 6 | 554.9841 | 579.0887 | 42.2749 | 65.2813 | 0
| LCA | LA Basin | 10 | Average Weekday | CAISO | 1-in-10 | 2026 | 7 | 595.585 | 616.5376 | 42.2967 | 64.856 | 0
| LCA | LA Basin | 10 | Average Weekday | CAISO | 1-in-10 | 2026 | 8 | 649.6904 | 683.1718 | 42.5851 | 64.5914 | 0
| LCA | LA Basin | 10 | Average Weekday | CAISO | 1-in-10 | 2026 | 9 | 562.801 | 604.3125 | 42.864 | 65.0372 | 0
| LCA | LA Basin | 10 | Average Weekday | CAISO | 1-in-10 | 2026 | 10 | 542.5724 | 568.535 | 42.6089 | 67.8623 | 0
| LCA | LA Basin | 10 | Average Weekday | CAISO | 1-in-10 | 2026 | 11 | 538.8901 | 559.5282 | 42.7466 | 71.4722 | 0
| LCA | LA Basin | 10 | Average Weekday | CAISO | 1-in-10 | 2026 | 12 | 498.8931 | 513.1823 | 42.8994 | 75.0476 | 0
| LCA | LA Basin | 10 | Average Weekday | CAISO | 1-in-10 | 2026 | 13 | 405.0809 | 415.5543 | 42.999 | 77.9464 | 0
| LCA | LA Basin | 10 | Average Weekday | CAISO | 1-in-10 | 2026 | 14 | 353.0137 | 360.3917 | 42.879 | 79.8654 | 0
| LCA | LA Basin | 10 | Average Weekday | CAISO | 1-in-10 | 2026 | 15 | 298.8984 | 305.8252 | 42.6504 | 81.0123 | 0
| LCA | LA Basin | 10 | Average Weekday | CAISO | 1-in-10 | 2026 | 16 | 240.4112 | 242.9168 | 42.3515 | 81.494 | 0
| LCA | LA Basin | 10 | Average Weekday | CAISO | 1-in-10 | 2026 | 17 | 202.6328 | 214.24 | 42.0699 | 81.3193 | 0
| LCA | LA Basin | 10 | Average Weekday | CAISO | 1-in-10 | 2026 | 18 | 207.9622 | 216.2327 | 42.1013 | 80.4769 | 0
| LCA | LA Basin | 10 | Average Weekday | CAISO | 1-in-10 | 2026 | 19 | 186.7443 | 191.4316 | 42.6664 | 78.5379 | 0
| LCA | LA Basin | 10 | Average Weekday | CAISO | 1-in-10 | 2026 | 20 | 195.4671 | 200.4991 | 42.0185 | 75.4623 | 0
| LCA | LA Basin | 10 | Average Weekday | CAISO | 1-in-10 | 2026 | 21 | 206.3869 | 210.7895 | 42.1142 | 73.2762 | 0
| LCA | LA Basin | 10 | Average Weekday | CAISO | 1-in-10 | 2026 | 22 | 413.038 | 440.5685 | 42.3605 | 71.8236 | 0
| LCA | LA Basin | 10 | Average Weekday | CAISO | 1-in-10 | 2026 | 23 | 393.8629 | 422.111 | 42.458 | 70.6065 | 0
| LCA | LA Basin | 10 | Average Weekday | CAISO | 1-in-10 | 2026 | 24 | 411.5843 | 447.1458 | 42.5726 | 69.5898 | 0
| LCA | LA Basin | 10 | Monthly System Peak Day | CAISO | 1-in-10 | 2026 | 1 | 356.3918 | 387.8681 | 42.0039 | 77.8105 | 0
| LCA | LA Basin | 10 | Monthly System Peak Day | CAISO | 1-in-10 | 2026 | 2 | 312.5224 | 327.9704 | 42.0583 | 76.7246 | 0
| LCA | LA Basin | 10 | Monthly System Peak Day | CAISO | 1-in-10 | 2026 | 3 | 392.6347 | 411.8965 | 42.0665 | 75.7132 | 0
| LCA | LA Basin | 10 | Monthly System Peak Day | CAISO | 1-in-10 | 2026 | 4 | 387.6362 | 406.0039 | 42.0934 | 74.7559 | 0
| LCA | LA Basin | 10 | Monthly System Peak Day | CAISO | 1-in-10 | 2026 | 5 | 442.1791 | 469.5772 | 42.0917 | 74.3109 | 0
| LCA | LA Basin | 10 | Monthly System Peak Day | CAISO | 1-in-10 | 2026 | 6 | 554.9841 | 582.1969 | 42.1289 | 73.9266 | 0
| LCA | LA Basin | 10 | Monthly System Peak Day | CAISO | 1-in-10 | 2026 | 7 | 595.585 | 614.8392 | 42.1429 | 73.3537 | 0
| LCA | LA Basin | 10 | Monthly System Peak Day | CAISO | 1-in-10 | 2026 | 8 | 649.6904 | 697.7731 | 41.9793 | 73.1109 | 0
| LCA | LA Basin | 10 | Monthly System Peak Day | CAISO | 1-in-10 | 2026 | 9 | 562.801 | 614.0501 | 41.9085 | 73.8571 | 0
| LCA | LA Basin | 10 | Monthly System Peak Day | CAISO | 1-in-10 | 2026 | 10 | 542.5724 | 576.0297 | 41.9784 | 77.6895 | 0
| LCA | LA Basin | 10 | Monthly System Peak Day | CAISO | 1-in-10 | 2026 | 11 | 538.8901 | 570.6143 | 42.0068 | 81.277 | 0
| LCA | LA Basin | 10 | Monthly System Peak Day | CAISO | 1-in-10 | 2026 | 12 | 498.8931 | 527.1298 | 42.0761 | 84.4803 | 0
| LCA | LA Basin | 10 | Monthly System Peak Day | CAISO | 1-in-10 | 2026 | 13 | 405.0809 | 422.6812 | 42.1434 | 86.9539 | 0
| LCA | LA Basin | 10 | Monthly System Peak Day | CAISO | 1-in-10 | 2026 | 14 | 353.0137 | 363.1872 | 42.0765 | 88.2526 | 0
| LCA | LA Basin | 10 | Monthly System Peak Day | CAISO | 1-in-10 | 2026 | 15 | 298.8984 | 306.8622 | 42.003 | 88.8658 | 0
| LCA | LA Basin | 10 | Monthly System Peak Day | CAISO | 1-in-10 | 2026 | 16 | 240.4112 | 240.5298 | 42.0726 | 89.5421 | 0
| LCA | LA Basin | 10 | Monthly System Peak Day | CAISO | 1-in-10 | 2026 | 17 | 202.6328 | 214.6678 | 42.0354 | 88.9579 | 0
| LCA | LA Basin | 10 | Monthly System Peak Day | CAISO | 1-in-10 | 2026 | 18 | 207.9622 | 216.7921 | 42.0214 | 87.8237 | 0
| LCA | LA Basin | 10 | Monthly System Peak Day | CAISO | 1-in-10 | 2026 | 19 | 186.7443 | 191.4092 | 42.8239 | 84.604 | 0
| LCA | LA Basin | 10 | Monthly System Peak Day | CAISO | 1-in-10 | 2026 | 20 | 195.4671 | 199.3987 | 42.0182 | 81.1316 | 0
| LCA | LA Basin | 10 | Monthly System Peak Day | CAISO | 1-in-10 | 2026 | 21 | 206.3869 | 211.113 | 42.173 | 77.9908 | 0
| LCA | LA Basin | 10 | Monthly System Peak Day | CAISO | 1-in-10 | 2026 | 22 | 413.038 | 441.359 | 42.1171 | 76.2697 | 0
| LCA | LA Basin | 10 | Monthly System Peak Day | CAISO | 1-in-10 | 2026 | 23 | 393.8629 | 427.9572 | 42.0405 | 75.2239 | 0
| LCA | LA Basin | 10 | Monthly System Peak Day | CAISO | 1-in-10 | 2026 | 24 | 411.5843 | 471.8755 | 41.9647 | 74.3334 | 0
| LCA | LA Basin | 11 | Average Weekday | CAISO | 1-in-10 | 2026 | 1 | 328.8048 | 337.1978 | 42.3427 | 57.9601 | 0
| LCA | LA Basin | 11 | Average Weekday | CAISO | 1-in-10 | 2026 | 2 | 294.2242 | 300.1783 | 42.3237 | 56.9747 | 0
| LCA | LA Basin | 11 | Average Weekday | CAISO | 1-in-10 | 2026 | 3 | 374.7051 | 385.79 | 42.2969 | 56.0638 | 0
| LCA | LA Basin | 11 | Average Weekday | CAISO | 1-in-10 | 2026 | 4 | 371.2242 | 386.1445 | 42.3008 | 55.144 | 0
| LCA | LA Basin | 11 | Average Weekday | CAISO | 1-in-10 | 2026 | 5 | 412.0897 | 443.9737 | 42.2795 | 54.3786 | 0
| LCA | LA Basin | 11 | Average Weekday | CAISO | 1-in-10 | 2026 | 6 | 534.004 | 579.4477 | 42.2937 | 53.8108 | 0
| LCA | LA Basin | 11 | Average Weekday | CAISO | 1-in-10 | 2026 | 7 | 578.8151 | 600.5236 | 42.4973 | 53.3821 | 0
| LCA | LA Basin | 11 | Average Weekday | CAISO | 1-in-10 | 2026 | 8 | 621.3213 | 640.1126 | 42.6846 | 53.205 | 0
| LCA | LA Basin | 11 | Average Weekday | CAISO | 1-in-10 | 2026 | 9 | 538.9411 | 570.03 | 42.5264 | 54.7891 | 0
| LCA | LA Basin | 11 | Average Weekday | CAISO | 1-in-10 | 2026 | 10 | 519.1956 | 538.4252 | 42.5928 | 58.7128 | 0
| LCA | LA Basin | 11 | Average Weekday | CAISO | 1-in-10 | 2026 | 11 | 506.1896 | 520.2974 | 42.6973 | 63.2581 | 0
| LCA | LA Basin | 11 | Average Weekday | CAISO | 1-in-10 | 2026 | 12 | 474.3126 | 483.4728 | 42.7715 | 66.9529 | 0
| LCA | LA Basin | 11 | Average Weekday | CAISO | 1-in-10 | 2026 | 13 | 391.8987 | 403.4777 | 42.7165 | 69.623 | 0
| LCA | LA Basin | 11 | Average Weekday | CAISO | 1-in-10 | 2026 | 14 | 351.2413 | 360.3299 | 42.5789 | 71.1869 | 0
| LCA | LA Basin | 11 | Average Weekday | CAISO | 1-in-10 | 2026 | 15 | 287.2704 | 295.8987 | 42.3667 | 71.987 | 0
| LCA | LA Basin | 11 | Average Weekday | CAISO | 1-in-10 | 2026 | 16 | 236.0362 | 238.1332 | 42.3593 | 72.1217 | 0
| LCA | LA Basin | 11 | Average Weekday | CAISO | 1-in-10 | 2026 | 17 | 190.8702 | 200.8095 | 42.0945 | 71.3364 | 0
| LCA | LA Basin | 11 | Average Weekday | CAISO | 1-in-10 | 2026 | 18 | 188.9022 | 197.4465 | 42.1655 | 69.3138 | 0
| LCA | LA Basin | 11 | Average Weekday | CAISO | 1-in-10 | 2026 | 19 | 173.5107 | 179.4005 | 42.0191 | 66.7823 | 0
| LCA | LA Basin | 11 | Average Weekday | CAISO | 1-in-10 | 2026 | 20 | 180.2343 | 263.584 | 50.8753 | 64.7013 | 0
| LCA | LA Basin | 11 | Average Weekday | CAISO | 1-in-10 | 2026 | 21 | 183.6026 | 188.7963 | 42.1558 | 63.0818 | 0
| LCA | LA Basin | 11 | Average Weekday | CAISO | 1-in-10 | 2026 | 22 | 382.5106 | 406.9399 | 42.4179 | 61.5232 | 0
| LCA | LA Basin | 11 | Average Weekday | CAISO | 1-in-10 | 2026 | 23 | 363.6913 | 383.8812 | 42.4923 | 60.18 | 0
| LCA | LA Basin | 11 | Average Weekday | CAISO | 1-in-10 | 2026 | 24 | 380.0799 | 397.6964 | 42.4236 | 59.0036 | 0
| LCA | LA Basin | 11 | Monthly System Peak Day | CAISO | 1-in-10 | 2026 | 1 | 328.8048 | 347.7591 | 42.0777 | 71.5513 | 0
| LCA | LA Basin | 11 | Monthly System Peak Day | CAISO | 1-in-10 | 2026 | 2 | 294.2242 | 309.4467 | 42.0731 | 70.1891 | 0
| LCA | LA Basin | 11 | Monthly System Peak Day | CAISO | 1-in-10 | 2026 | 3 | 374.7051 | 393.954 | 42.1045 | 69.5076 | 0
| LCA | LA Basin | 11 | Monthly System Peak Day | CAISO | 1-in-10 | 2026 | 4 | 371.2242 | 395.1692 | 42.0959 | 68.1163 | 0
| LCA | LA Basin | 11 | Monthly System Peak Day | CAISO | 1-in-10 | 2026 | 5 | 412.0897 | 452.2499 | 42.1379 | 67.2789 | 0
| LCA | LA Basin | 11 | Monthly System Peak Day | CAISO | 1-in-10 | 2026 | 6 | 534.004 | 584.2 | 42.1387 | 66.485 | 0
| LCA | LA Basin | 11 | Monthly System Peak Day | CAISO | 1-in-10 | 2026 | 7 | 578.8151 | 602.915 | 41.9361 | 66.3057 | 0
| LCA | LA Basin | 11 | Monthly System Peak Day | CAISO | 1-in-10 | 2026 | 8 | 621.3213 | 670.4799 | 41.8662 | 66.9505 | 0
| LCA | LA Basin | 11 | Monthly System Peak Day | CAISO | 1-in-10 | 2026 | 9 | 538.9411 | 578.4437 | 42.0275 | 68.6008 | 0
| LCA | LA Basin | 11 | Monthly System Peak Day | CAISO | 1-in-10 | 2026 | 10 | 519.1956 | 548.8619 | 41.9694 | 72.9428 | 0
| LCA | LA Basin | 11 | Monthly System Peak Day | CAISO | 1-in-10 | 2026 | 11 | 506.1896 | 535.5616 | 42.0671 | 80.1355 | 0
| LCA | LA Basin | 11 | Monthly System Peak Day | CAISO | 1-in-10 | 2026 | 12 | 474.3126 | 499.8836 | 42.2169 | 85.9434 | 0
| LCA | LA Basin | 11 | Monthly System Peak Day | CAISO | 1-in-10 | 2026 | 13 | 391.8987 | 409.3392 | 42.2242 | 89.3829 | 0
| LCA | LA Basin | 11 | Monthly System Peak Day | CAISO | 1-in-10 | 2026 | 14 | 351.2413 | 361.3447 | 42.1102 | 90.9987 | 0
| LCA | LA Basin | 11 | Monthly System Peak Day | CAISO | 1-in-10 | 2026 | 15 | 287.2704 | 295.5254 | 42.1233 | 91.5474 | 0
| LCA | LA Basin | 11 | Monthly System Peak Day | CAISO | 1-in-10 | 2026 | 16 | 236.0362 | 235.768 | 42.0571 | 91.5197 | 0
| LCA | LA Basin | 11 | Monthly System Peak Day | CAISO | 1-in-10 | 2026 | 17 | 190.8702 | 201.9594 | 42.0154 | 90.7408 | 0
| LCA | LA Basin | 11 | Monthly System Peak Day | CAISO | 1-in-10 | 2026 | 18 | 188.9022 | 200.1663 | 41.9552 | 88.8921 | 0
| LCA | LA Basin | 11 | Monthly System Peak Day | CAISO | 1-in-10 | 2026 | 19 | 173.5107 | 178.8653 | 42.0189 | 85.9039 | 0
| LCA | LA Basin | 11 | Monthly System Peak Day | CAISO | 1-in-10 | 2026 | 20 | 180.2343 | 330.7811 | 55.1532 | 82.2526 | 0
| LCA | LA Basin | 11 | Monthly System Peak Day | CAISO | 1-in-10 | 2026 | 21 | 183.6026 | 189.0632 | 42.1987 | 79.0605 | 0
| LCA | LA Basin | 11 | Monthly System Peak Day | CAISO | 1-in-10 | 2026 | 22 | 382.5106 | 410.3747 | 42.0429 | 76.4662 | 0
| LCA | LA Basin | 11 | Monthly System Peak Day | CAISO | 1-in-10 | 2026 | 23 | 363.6913 | 393.2646 | 41.9635 | 74.3099 | 0
| LCA | LA Basin | 11 | Monthly System Peak Day | CAISO | 1-in-10 | 2026 | 24 | 380.0799 | 416.4285 | 42.0248 | 72.6928 | 0
| LCA | LA Basin | 12 | Average Weekday | CAISO | 1-in-10 | 2026 | 1 | 387.2226 | 395.5583 | 42.2166 | 52.4722 | 0
| LCA | LA Basin | 12 | Average Weekday | CAISO | 1-in-10 | 2026 | 2 | 354.0295 | 360.4751 | 42.2054 | 51.7027 | 0
| LCA | LA Basin | 12 | Average Weekday | CAISO | 1-in-10 | 2026 | 3 | 432.9653 | 444.889 | 42.204 | 50.9654 | 0
| LCA | LA Basin | 12 | Average Weekday | CAISO | 1-in-10 | 2026 | 4 | 430.0201 | 446.1474 | 42.2028 | 50.2564 | 0
| LCA | LA Basin | 12 | Average Weekday | CAISO | 1-in-10 | 2026 | 5 | 476.5271 | 510.1086 | 42.2076 | 49.6342 | 0
| LCA | LA Basin | 12 | Average Weekday | CAISO | 1-in-10 | 2026 | 6 | 582.9717 | 629.8792 | 42.216 | 49.1067 | 0
| LCA | LA Basin | 12 | Average Weekday | CAISO | 1-in-10 | 2026 | 7 | 622.9426 | 645.0342 | 42.2309 | 48.7226 | 0
| LCA | LA Basin | 12 | Average Weekday | CAISO | 1-in-10 | 2026 | 8 | 669.0674 | 689.046 | 42.2437 | 48.679 | 0
| LCA | LA Basin | 12 | Average Weekday | CAISO | 1-in-10 | 2026 | 9 | 577.0543 | 609.0732 | 42.256 | 49.4997 | 0
| LCA | LA Basin | 12 | Average Weekday | CAISO | 1-in-10 | 2026 | 10 | 545.2596 | 565.9046 | 42.2333 | 52.3837 | 0
| LCA | LA Basin | 12 | Average Weekday | CAISO | 1-in-10 | 2026 | 11 | 537.4666 | 551.6962 | 42.2568 | 56.0605 | 0
| LCA | LA Basin | 12 | Average Weekday | CAISO | 1-in-10 | 2026 | 12 | 504.9522 | 514.0164 | 42.2802 | 59.3856 | 0
| LCA | LA Basin | 12 | Average Weekday | CAISO | 1-in-10 | 2026 | 13 | 427.0193 | 438.3937 | 42.2946 | 61.7418 | 0
| LCA | LA Basin | 12 | Average Weekday | CAISO | 1-in-10 | 2026 | 14 | 389.3615 | 398.4604 | 42.2776 | 63.2924 | 0
| LCA | LA Basin | 12 | Average Weekday | CAISO | 1-in-10 | 2026 | 15 | 344.7049 | 353.2318 | 42.2439 | 64.0322 | 0
| LCA | LA Basin | 12 | Average Weekday | CAISO | 1-in-10 | 2026 | 16 | 291.0885 | 293.1838 | 42.2152 | 64.0793 | 0
| LCA | LA Basin | 12 | Average Weekday | CAISO | 1-in-10 | 2026 | 17 | 254.2776 | 265.1079 | 42.0555 | 63.3258 | 0
| LCA | LA Basin | 12 | Average Weekday | CAISO | 1-in-10 | 2026 | 18 | 255.7241 | 264.0753 | 42.0609 | 61.3192 | 0
| LCA | LA Basin | 12 | Average Weekday | CAISO | 1-in-10 | 2026 | 19 | 242.0035 | 247.5858 | 42.0186 | 59.1225 | 0
| LCA | LA Basin | 12 | Average Weekday | CAISO | 1-in-10 | 2026 | 20 | 258.2977 | 343.011 | 42.8115 | 57.5947 | 0
| LCA | LA Basin | 12 | Average Weekday | CAISO | 1-in-10 | 2026 | 21 | 263.659 | 268.9775 | 42.1174 | 56.3307 | 0
| LCA | LA Basin | 12 | Average Weekday | CAISO | 1-in-10 | 2026 | 22 | 446.7549 | 470.512 | 42.2401 | 55.1238 | 0
| LCA | LA Basin | 12 | Average Weekday | CAISO | 1-in-10 | 2026 | 23 | 428.8939 | 448.502 | 42.2357 | 54.1089 | 0
| LCA | LA Basin | 12 | Average Weekday | CAISO | 1-in-10 | 2026 | 24 | 443.4987 | 460.8025 | 42.2317 | 53.2199 | 0
| LCA | LA Basin | 12 | Monthly System Peak Day | CAISO | 1-in-10 | 2026 | 1 | 387.2226 | 395.5583 | 42.2166 | 43.7887 | 0
| LCA | LA Basin | 12 | Monthly System Peak Day | CAISO | 1-in-10 | 2026 | 2 | 354.0295 | 360.4751 | 42.2054 | 42.7476 | 0
| LCA | LA Basin | 12 | Monthly System Peak Day | CAISO | 1-in-10 | 2026 | 3 | 432.9653 | 444.889 | 42.204 | 41.6828 | 0
| LCA | LA Basin | 12 | Monthly System Peak Day | CAISO | 1-in-10 | 2026 | 4 | 430.0201 | 446.1474 | 42.2028 | 40.8868 | 0
| LCA | LA Basin | 12 | Monthly System Peak Day | CAISO | 1-in-10 | 2026 | 5 | 476.5271 | 510.1086 | 42.2076 | 39.9918 | 0
| LCA | LA Basin | 12 | Monthly System Peak Day | CAISO | 1-in-10 | 2026 | 6 | 582.9717 | 629.8792 | 42.216 | 39.0575 | 0
| LCA | LA Basin | 12 | Monthly System Peak Day | CAISO | 1-in-10 | 2026 | 7 | 622.9426 | 645.0342 | 42.2309 | 38.3624 | 0
| LCA | LA Basin | 12 | Monthly System Peak Day | CAISO | 1-in-10 | 2026 | 8 | 669.0674 | 689.046 | 42.2437 | 38.6474 | 0
| LCA | LA Basin | 12 | Monthly System Peak Day | CAISO | 1-in-10 | 2026 | 9 | 577.0543 | 609.0732 | 42.256 | 39.7196 | 0
| LCA | LA Basin | 12 | Monthly System Peak Day | CAISO | 1-in-10 | 2026 | 10 | 545.2596 | 565.9046 | 42.2333 | 43.7558 | 0
| LCA | LA Basin | 12 | Monthly System Peak Day | CAISO | 1-in-10 | 2026 | 11 | 537.4666 | 551.6962 | 42.2568 | 48.4107 | 0
| LCA | LA Basin | 12 | Monthly System Peak Day | CAISO | 1-in-10 | 2026 | 12 | 504.9522 | 514.0164 | 42.2802 | 51.2009 | 0
| LCA | LA Basin | 12 | Monthly System Peak Day | CAISO | 1-in-10 | 2026 | 13 | 427.0193 | 438.3937 | 42.2946 | 52.4076 | 0
| LCA | LA Basin | 12 | Monthly System Peak Day | CAISO | 1-in-10 | 2026 | 14 | 389.3615 | 398.4604 | 42.2776 | 53.5787 | 0
| LCA | LA Basin | 12 | Monthly System Peak Day | CAISO | 1-in-10 | 2026 | 15 | 344.7049 | 353.2318 | 42.2439 | 54.5351 | 0
| LCA | LA Basin | 12 | Monthly System Peak Day | CAISO | 1-in-10 | 2026 | 16 | 291.0885 | 293.1838 | 42.2152 | 54.8984 | 0
| LCA | LA Basin | 12 | Monthly System Peak Day | CAISO | 1-in-10 | 2026 | 17 | 254.2776 | 265.1079 | 42.0555 | 54.613 | 0
| LCA | LA Basin | 12 | Monthly System Peak Day | CAISO | 1-in-10 | 2026 | 18 | 255.7241 | 264.0753 | 42.0609 | 52.7462 | 0
| LCA | LA Basin | 12 | Monthly System Peak Day | CAISO | 1-in-10 | 2026 | 19 | 242.0035 | 247.5858 | 42.0186 | 50.6778 | 0
| LCA | LA Basin | 12 | Monthly System Peak Day | CAISO | 1-in-10 | 2026 | 20 | 258.2977 | 343.011 | 42.8115 | 49.5764 | 0
| LCA | LA Basin | 12 | Monthly System Peak Day | CAISO | 1-in-10 | 2026 | 21 | 263.659 | 268.9775 | 42.1174 | 48.2487 | 0
| LCA | LA Basin | 12 | Monthly System Peak Day | CAISO | 1-in-10 | 2026 | 22 | 446.7549 | 470.512 | 42.2401 | 46.5763 | 0
| LCA | LA Basin | 12 | Monthly System Peak Day | CAISO | 1-in-10 | 2026 | 23 | 428.8939 | 448.502 | 42.2357 | 45.8611 | 0
| LCA | LA Basin | 12 | Monthly System Peak Day | CAISO | 1-in-10 | 2026 | 24 | 443.4987 | 460.8025 | 42.2317 | 45.4583 | 0
| LCA | LA Basin | 1 | Average Weekday | CAISO | 1-in-10 | 2027 | 1 | 378.4797 | 386.6362 | 42.3055 | 50.3292 | 0
| LCA | LA Basin | 1 | Average Weekday | CAISO | 1-in-10 | 2027 | 2 | 349.4799 | 357.0485 | 42.2943 | 49.4929 | 0
| LCA | LA Basin | 1 | Average Weekday | CAISO | 1-in-10 | 2027 | 3 | 435.4366 | 447.5803 | 42.2929 | 48.846 | 0
| LCA | LA Basin | 1 | Average Weekday | CAISO | 1-in-10 | 2027 | 4 | 429.7686 | 445.7761 | 42.2917 | 48.1615 | 0
| LCA | LA Basin | 1 | Average Weekday | CAISO | 1-in-10 | 2027 | 5 | 476.6332 | 510.3276 | 42.2964 | 47.4809 | 0
| LCA | LA Basin | 1 | Average Weekday | CAISO | 1-in-10 | 2027 | 6 | 592.7683 | 640.9656 | 42.3048 | 46.8357 | 0
| LCA | LA Basin | 1 | Average Weekday | CAISO | 1-in-10 | 2027 | 7 | 636.6102 | 658.9288 | 42.3196 | 46.3081 | 0
| LCA | LA Basin | 1 | Average Weekday | CAISO | 1-in-10 | 2027 | 8 | 682.7857 | 702.9787 | 42.3325 | 46.1585 | 0
| LCA | LA Basin | 1 | Average Weekday | CAISO | 1-in-10 | 2027 | 9 | 587.5281 | 617.4079 | 42.3447 | 46.7547 | 0
| LCA | LA Basin | 1 | Average Weekday | CAISO | 1-in-10 | 2027 | 10 | 568.6398 | 588.3038 | 42.3222 | 49.5868 | 0
| LCA | LA Basin | 1 | Average Weekday | CAISO | 1-in-10 | 2027 | 11 | 557.0176 | 571.2646 | 42.3455 | 53.252 | 0
| LCA | LA Basin | 1 | Average Weekday | CAISO | 1-in-10 | 2027 | 12 | 526.9571 | 536.0267 | 42.3689 | 56.6167 | 0
| LCA | LA Basin | 1 | Average Weekday | CAISO | 1-in-10 | 2027 | 13 | 458.6664 | 470.0365 | 42.3832 | 59.0083 | 0
| LCA | LA Basin | 1 | Average Weekday | CAISO | 1-in-10 | 2027 | 14 | 416.8379 | 425.935 | 42.3663 | 60.5254 | 0
| LCA | LA Basin | 1 | Average Weekday | CAISO | 1-in-10 | 2027 | 15 | 367.9532 | 376.4804 | 42.3327 | 61.437 | 0
| LCA | LA Basin | 1 | Average Weekday | CAISO | 1-in-10 | 2027 | 16 | 313.4912 | 315.5892 | 42.3041 | 61.7907 | 0
| LCA | LA Basin | 1 | Average Weekday | CAISO | 1-in-10 | 2027 | 17 | 272.5914 | 283.2877 | 42.1455 | 61.3348 | 0
| LCA | LA Basin | 1 | Average Weekday | CAISO | 1-in-10 | 2027 | 18 | 273.5648 | 282.0728 | 42.1508 | 59.8087 | 0
| LCA | LA Basin | 1 | Average Weekday | CAISO | 1-in-10 | 2027 | 19 | 252.9035 | 258.485 | 42.1088 | 57.4988 | 0
| LCA | LA Basin | 1 | Average Weekday | CAISO | 1-in-10 | 2027 | 20 | 259.6349 | 343.6562 | 42.8972 | 55.8484 | 0
| LCA | LA Basin | 1 | Average Weekday | CAISO | 1-in-10 | 2027 | 21 | 251.1948 | 256.3038 | 42.207 | 54.6202 | 0
| LCA | LA Basin | 1 | Average Weekday | CAISO | 1-in-10 | 2027 | 22 | 435.625 | 459.6262 | 42.3288 | 53.4966 | 0
| LCA | LA Basin | 1 | Average Weekday | CAISO | 1-in-10 | 2027 | 23 | 420.0384 | 439.7133 | 42.3244 | 52.3728 | 0
| LCA | LA Basin | 1 | Average Weekday | CAISO | 1-in-10 | 2027 | 24 | 440.5569 | 457.9417 | 42.3205 | 51.4044 | 0
| LCA | LA Basin | 1 | Monthly System Peak Day | CAISO | 1-in-10 | 2027 | 1 | 378.4797 | 386.6362 | 42.3055 | 45.4651 | 0
| LCA | LA Basin | 1 | Monthly System Peak Day | CAISO | 1-in-10 | 2027 | 2 | 349.4799 | 357.0485 | 42.2943 | 45.0454 | 0
| LCA | LA Basin | 1 | Monthly System Peak Day | CAISO | 1-in-10 | 2027 | 3 | 435.4366 | 447.5803 | 42.2929 | 45.1804 | 0
| LCA | LA Basin | 1 | Monthly System Peak Day | CAISO | 1-in-10 | 2027 | 4 | 429.7686 | 445.7761 | 42.2917 | 44.8959 | 0
| LCA | LA Basin | 1 | Monthly System Peak Day | CAISO | 1-in-10 | 2027 | 5 | 476.6332 | 510.3276 | 42.2964 | 44.7934 | 0
| LCA | LA Basin | 1 | Monthly System Peak Day | CAISO | 1-in-10 | 2027 | 6 | 592.7683 | 640.9656 | 42.3048 | 43.9289 | 0
| LCA | LA Basin | 1 | Monthly System Peak Day | CAISO | 1-in-10 | 2027 | 7 | 636.6102 | 658.9288 | 42.3196 | 43.6862 | 0
| LCA | LA Basin | 1 | Monthly System Peak Day | CAISO | 1-in-10 | 2027 | 8 | 682.7857 | 702.9787 | 42.3325 | 42.7533 | 0
| LCA | LA Basin | 1 | Monthly System Peak Day | CAISO | 1-in-10 | 2027 | 9 | 587.5281 | 617.4079 | 42.3447 | 42.2608 | 0
| LCA | LA Basin | 1 | Monthly System Peak Day | CAISO | 1-in-10 | 2027 | 10 | 568.6398 | 588.3038 | 42.3222 | 44.59 | 0
| LCA | LA Basin | 1 | Monthly System Peak Day | CAISO | 1-in-10 | 2027 | 11 | 557.0176 | 571.2646 | 42.3455 | 46.6911 | 0
| LCA | LA Basin | 1 | Monthly System Peak Day | CAISO | 1-in-10 | 2027 | 12 | 526.9571 | 536.0267 | 42.3689 | 48.6754 | 0
| LCA | LA Basin | 1 | Monthly System Peak Day | CAISO | 1-in-10 | 2027 | 13 | 458.6664 | 470.0365 | 42.3832 | 49.8647 | 0
| LCA | LA Basin | 1 | Monthly System Peak Day | CAISO | 1-in-10 | 2027 | 14 | 416.8379 | 425.935 | 42.3663 | 49.6668 | 0
| LCA | LA Basin | 1 | Monthly System Peak Day | CAISO | 1-in-10 | 2027 | 15 | 367.9532 | 376.4804 | 42.3327 | 50.5197 | 0
| LCA | LA Basin | 1 | Monthly System Peak Day | CAISO | 1-in-10 | 2027 | 16 | 313.4912 | 315.5892 | 42.3041 | 51.4093 | 0
| LCA | LA Basin | 1 | Monthly System Peak Day | CAISO | 1-in-10 | 2027 | 17 | 272.5914 | 283.2877 | 42.1455 | 51.7017 | 0
| LCA | LA Basin | 1 | Monthly System Peak Day | CAISO | 1-in-10 | 2027 | 18 | 273.5648 | 282.0728 | 42.1508 | 50.6975 | 0
| LCA | LA Basin | 1 | Monthly System Peak Day | CAISO | 1-in-10 | 2027 | 19 | 252.9035 | 258.485 | 42.1088 | 48.8825 | 0
| LCA | LA Basin | 1 | Monthly System Peak Day | CAISO | 1-in-10 | 2027 | 20 | 259.6349 | 343.6562 | 42.8972 | 47.9611 | 0
| LCA | LA Basin | 1 | Monthly System Peak Day | CAISO | 1-in-10 | 2027 | 21 | 251.1948 | 256.3038 | 42.207 | 46.8322 | 0
| LCA | LA Basin | 1 | Monthly System Peak Day | CAISO | 1-in-10 | 2027 | 22 | 435.625 | 459.6262 | 42.3288 | 46.1047 | 0
| LCA | LA Basin | 1 | Monthly System Peak Day | CAISO | 1-in-10 | 2027 | 23 | 420.0384 | 439.7133 | 42.3244 | 45.1543 | 0
| LCA | LA Basin | 1 | Monthly System Peak Day | CAISO | 1-in-10 | 2027 | 24 | 440.5569 | 457.9417 | 42.3205 | 44.0309 | 0
| LCA | LA Basin | 2 | Average Weekday | CAISO | 1-in-10 | 2027 | 1 | 353.0366 | 361.8 | 42.3376 | 50.1113 | 0
| LCA | LA Basin | 2 | Average Weekday | CAISO | 1-in-10 | 2027 | 2 | 323.5034 | 331.6553 | 42.3253 | 49.2107 | 0
| LCA | LA Basin | 2 | Average Weekday | CAISO | 1-in-10 | 2027 | 3 | 402.1413 | 415.173 | 42.3237 | 48.3438 | 0
| LCA | LA Basin | 2 | Average Weekday | CAISO | 1-in-10 | 2027 | 4 | 392.5999 | 410.1262 | 42.3226 | 47.5979 | 0
| LCA | LA Basin | 2 | Average Weekday | CAISO | 1-in-10 | 2027 | 5 | 442.9186 | 478.3912 | 42.3279 | 47.0173 | 0
| LCA | LA Basin | 2 | Average Weekday | CAISO | 1-in-10 | 2027 | 6 | 555.5129 | 604.7181 | 42.3373 | 46.4793 | 0
| LCA | LA Basin | 2 | Average Weekday | CAISO | 1-in-10 | 2027 | 7 | 589.7551 | 611.634 | 42.3535 | 46.179 | 0
| LCA | LA Basin | 2 | Average Weekday | CAISO | 1-in-10 | 2027 | 8 | 642.8704 | 662.6367 | 42.3669 | 46.1339 | 0
| LCA | LA Basin | 2 | Average Weekday | CAISO | 1-in-10 | 2027 | 9 | 568.019 | 597.6183 | 42.3797 | 47.6859 | 0
| LCA | LA Basin | 2 | Average Weekday | CAISO | 1-in-10 | 2027 | 10 | 543.5404 | 562.4088 | 42.3549 | 50.9967 | 0
| LCA | LA Basin | 2 | Average Weekday | CAISO | 1-in-10 | 2027 | 11 | 535.7188 | 549.704 | 42.3802 | 54.578 | 0
| LCA | LA Basin | 2 | Average Weekday | CAISO | 1-in-10 | 2027 | 12 | 506.2944 | 515.5573 | 42.4056 | 57.4598 | 0
| LCA | LA Basin | 2 | Average Weekday | CAISO | 1-in-10 | 2027 | 13 | 436.1847 | 448.3004 | 42.4212 | 59.4503 | 0
| LCA | LA Basin | 2 | Average Weekday | CAISO | 1-in-10 | 2027 | 14 | 391.637 | 400.7904 | 42.4028 | 60.8044 | 0
| LCA | LA Basin | 2 | Average Weekday | CAISO | 1-in-10 | 2027 | 15 | 335.2864 | 343.9969 | 42.3665 | 61.7147 | 0
| LCA | LA Basin | 2 | Average Weekday | CAISO | 1-in-10 | 2027 | 16 | 281.9571 | 284.2812 | 42.3358 | 62.0952 | 0
| LCA | LA Basin | 2 | Average Weekday | CAISO | 1-in-10 | 2027 | 17 | 233.1546 | 243.6549 | 42.1558 | 61.6738 | 0
| LCA | LA Basin | 2 | Average Weekday | CAISO | 1-in-10 | 2027 | 18 | 231.1979 | 239.6198 | 42.1623 | 60.3894 | 0
| LCA | LA Basin | 2 | Average Weekday | CAISO | 1-in-10 | 2027 | 19 | 214.0442 | 220.2666 | 42.1093 | 58.1787 | 0
| LCA | LA Basin | 2 | Average Weekday | CAISO | 1-in-10 | 2027 | 20 | 220.6747 | 302.1505 | 42.971 | 56.2556 | 0
| LCA | LA Basin | 2 | Average Weekday | CAISO | 1-in-10 | 2027 | 21 | 212.7761 | 218.2254 | 42.2226 | 54.7745 | 0
| LCA | LA Basin | 2 | Average Weekday | CAISO | 1-in-10 | 2027 | 22 | 399.823 | 424.9027 | 42.3638 | 53.6291 | 0
| LCA | LA Basin | 2 | Average Weekday | CAISO | 1-in-10 | 2027 | 23 | 386.8604 | 407.745 | 42.3589 | 52.5079 | 0
| LCA | LA Basin | 2 | Average Weekday | CAISO | 1-in-10 | 2027 | 24 | 406.6372 | 424.6794 | 42.3541 | 51.4241 | 0
| LCA | LA Basin | 2 | Monthly System Peak Day | CAISO | 1-in-10 | 2027 | 1 | 353.0366 | 361.8 | 42.3376 | 50.6226 | 0
| LCA | LA Basin | 2 | Monthly System Peak Day | CAISO | 1-in-10 | 2027 | 2 | 323.5034 | 331.6553 | 42.3253 | 50.4995 | 0
| LCA | LA Basin | 2 | Monthly System Peak Day | CAISO | 1-in-10 | 2027 | 3 | 402.1413 | 415.173 | 42.3237 | 50.4234 | 0
| LCA | LA Basin | 2 | Monthly System Peak Day | CAISO | 1-in-10 | 2027 | 4 | 392.5999 | 410.1262 | 42.3226 | 50.5369 | 0
| LCA | LA Basin | 2 | Monthly System Peak Day | CAISO | 1-in-10 | 2027 | 5 | 442.9186 | 478.3912 | 42.3279 | 49.9904 | 0
| LCA | LA Basin | 2 | Monthly System Peak Day | CAISO | 1-in-10 | 2027 | 6 | 555.5129 | 604.7181 | 42.3373 | 49.1571 | 0
| LCA | LA Basin | 2 | Monthly System Peak Day | CAISO | 1-in-10 | 2027 | 7 | 589.7551 | 611.634 | 42.3535 | 48.6676 | 0
| LCA | LA Basin | 2 | Monthly System Peak Day | CAISO | 1-in-10 | 2027 | 8 | 642.8704 | 662.6367 | 42.3669 | 48.5847 | 0
| LCA | LA Basin | 2 | Monthly System Peak Day | CAISO | 1-in-10 | 2027 | 9 | 568.019 | 597.6183 | 42.3797 | 49.0371 | 0
| LCA | LA Basin | 2 | Monthly System Peak Day | CAISO | 1-in-10 | 2027 | 10 | 543.5404 | 562.4088 | 42.3549 | 50.3822 | 0
| LCA | LA Basin | 2 | Monthly System Peak Day | CAISO | 1-in-10 | 2027 | 11 | 535.7188 | 549.704 | 42.3802 | 51.3262 | 0
| LCA | LA Basin | 2 | Monthly System Peak Day | CAISO | 1-in-10 | 2027 | 12 | 506.2944 | 515.5573 | 42.4056 | 52.4879 | 0
| LCA | LA Basin | 2 | Monthly System Peak Day | CAISO | 1-in-10 | 2027 | 13 | 436.1847 | 448.3004 | 42.4212 | 53.8069 | 0
| LCA | LA Basin | 2 | Monthly System Peak Day | CAISO | 1-in-10 | 2027 | 14 | 391.637 | 400.7904 | 42.4028 | 55.1325 | 0
| LCA | LA Basin | 2 | Monthly System Peak Day | CAISO | 1-in-10 | 2027 | 15 | 335.2864 | 343.9969 | 42.3665 | 55.7924 | 0
| LCA | LA Basin | 2 | Monthly System Peak Day | CAISO | 1-in-10 | 2027 | 16 | 281.9571 | 284.2812 | 42.3358 | 55.9094 | 0
| LCA | LA Basin | 2 | Monthly System Peak Day | CAISO | 1-in-10 | 2027 | 17 | 233.1546 | 243.6549 | 42.1558 | 57.5953 | 0
| LCA | LA Basin | 2 | Monthly System Peak Day | CAISO | 1-in-10 | 2027 | 18 | 231.1979 | 239.6198 | 42.1623 | 56.7246 | 0
| LCA | LA Basin | 2 | Monthly System Peak Day | CAISO | 1-in-10 | 2027 | 19 | 214.0442 | 220.2666 | 42.1093 | 55.639 | 0
| LCA | LA Basin | 2 | Monthly System Peak Day | CAISO | 1-in-10 | 2027 | 20 | 220.6747 | 302.1505 | 42.971 | 54.4933 | 0
| LCA | LA Basin | 2 | Monthly System Peak Day | CAISO | 1-in-10 | 2027 | 21 | 212.7761 | 218.2254 | 42.2226 | 54.0144 | 0
| LCA | LA Basin | 2 | Monthly System Peak Day | CAISO | 1-in-10 | 2027 | 22 | 399.823 | 424.9027 | 42.3638 | 53.3952 | 0
| LCA | LA Basin | 2 | Monthly System Peak Day | CAISO | 1-in-10 | 2027 | 23 | 386.8604 | 407.745 | 42.3589 | 52.7554 | 0
| LCA | LA Basin | 2 | Monthly System Peak Day | CAISO | 1-in-10 | 2027 | 24 | 406.6372 | 424.6794 | 42.3541 | 52.1309 | 0
| LCA | LA Basin | 3 | Average Weekday | CAISO | 1-in-10 | 2027 | 1 | 389.1558 | 405.3984 | 42.4269 | 59.0904 | 0
| LCA | LA Basin | 3 | Average Weekday | CAISO | 1-in-10 | 2027 | 2 | 357.4391 | 365.3246 | 42.3689 | 58.0099 | 0
| LCA | LA Basin | 3 | Average Weekday | CAISO | 1-in-10 | 2027 | 3 | 453.187 | 463.4009 | 42.3604 | 56.9859 | 0
| LCA | LA Basin | 3 | Average Weekday | CAISO | 1-in-10 | 2027 | 4 | 441.3897 | 454.1152 | 42.3423 | 56.0739 | 0
| LCA | LA Basin | 3 | Average Weekday | CAISO | 1-in-10 | 2027 | 5 | 472.6109 | 492.8876 | 42.348 | 55.3597 | 0
| LCA | LA Basin | 3 | Average Weekday | CAISO | 1-in-10 | 2027 | 6 | 595.8521 | 621.8553 | 42.3356 | 54.7125 | 0
| LCA | LA Basin | 3 | Average Weekday | CAISO | 1-in-10 | 2027 | 7 | 637.5596 | 658.7386 | 42.3557 | 54.3717 | 0
| LCA | LA Basin | 3 | Average Weekday | CAISO | 1-in-10 | 2027 | 8 | 686.9259 | 724.3328 | 42.5018 | 54.3916 | 0
| LCA | LA Basin | 3 | Average Weekday | CAISO | 1-in-10 | 2027 | 9 | 601.9963 | 645.2385 | 42.6269 | 55.8505 | 0
| LCA | LA Basin | 3 | Average Weekday | CAISO | 1-in-10 | 2027 | 10 | 579.968 | 610.3002 | 42.5008 | 59.3312 | 0
| LCA | LA Basin | 3 | Average Weekday | CAISO | 1-in-10 | 2027 | 11 | 561.5349 | 585.2114 | 42.5653 | 63.5603 | 0
| LCA | LA Basin | 3 | Average Weekday | CAISO | 1-in-10 | 2027 | 12 | 532.5886 | 546.8735 | 42.6293 | 67.4405 | 0
| LCA | LA Basin | 3 | Average Weekday | CAISO | 1-in-10 | 2027 | 13 | 440.5646 | 451.387 | 42.661 | 70.4453 | 0
| LCA | LA Basin | 3 | Average Weekday | CAISO | 1-in-10 | 2027 | 14 | 410.6567 | 418.1814 | 42.609 | 72.4795 | 0
| LCA | LA Basin | 3 | Average Weekday | CAISO | 1-in-10 | 2027 | 15 | 353.01 | 360.0919 | 42.5091 | 73.6736 | 0
| LCA | LA Basin | 3 | Average Weekday | CAISO | 1-in-10 | 2027 | 16 | 304.3923 | 307.0514 | 42.3709 | 74.2045 | 0
| LCA | LA Basin | 3 | Average Weekday | CAISO | 1-in-10 | 2027 | 17 | 267.2588 | 279.8495 | 42.1531 | 74.0108 | 0
| LCA | LA Basin | 3 | Average Weekday | CAISO | 1-in-10 | 2027 | 18 | 267.5785 | 277.1013 | 42.1707 | 72.9461 | 0
| LCA | LA Basin | 3 | Average Weekday | CAISO | 1-in-10 | 2027 | 19 | 250.0495 | 255.1123 | 42.2413 | 71.0602 | 0
| LCA | LA Basin | 3 | Average Weekday | CAISO | 1-in-10 | 2027 | 20 | 245.1449 | 250.4442 | 42.1087 | 68.3652 | 0
| LCA | LA Basin | 3 | Average Weekday | CAISO | 1-in-10 | 2027 | 21 | 225.7355 | 230.1704 | 42.1792 | 65.7441 | 0
| LCA | LA Basin | 3 | Average Weekday | CAISO | 1-in-10 | 2027 | 22 | 436.2722 | 464.6407 | 42.3944 | 64.0491 | 0
| LCA | LA Basin | 3 | Average Weekday | CAISO | 1-in-10 | 2027 | 23 | 430.1496 | 459.4663 | 42.4397 | 62.7625 | 0
| LCA | LA Basin | 3 | Average Weekday | CAISO | 1-in-10 | 2027 | 24 | 460.4814 | 497.3256 | 42.4883 | 61.4005 | 0
| LCA | LA Basin | 3 | Monthly System Peak Day | CAISO | 1-in-10 | 2027 | 1 | 389.1558 | 424.3316 | 42.0222 | 66.1204 | 0
| LCA | LA Basin | 3 | Monthly System Peak Day | CAISO | 1-in-10 | 2027 | 2 | 357.4391 | 377.5439 | 42.0993 | 64.2945 | 0
| LCA | LA Basin | 3 | Monthly System Peak Day | CAISO | 1-in-10 | 2027 | 3 | 453.187 | 475.9868 | 42.1114 | 62.8338 | 0
| LCA | LA Basin | 3 | Monthly System Peak Day | CAISO | 1-in-10 | 2027 | 4 | 441.3897 | 463.6047 | 42.15 | 61.7939 | 0
| LCA | LA Basin | 3 | Monthly System Peak Day | CAISO | 1-in-10 | 2027 | 5 | 472.6109 | 506.0633 | 42.1465 | 60.8075 | 0
| LCA | LA Basin | 3 | Monthly System Peak Day | CAISO | 1-in-10 | 2027 | 6 | 595.8521 | 625.3972 | 42.1978 | 59.7989 | 0
| LCA | LA Basin | 3 | Monthly System Peak Day | CAISO | 1-in-10 | 2027 | 7 | 637.5596 | 657.0541 | 42.2106 | 59.4218 | 0
| LCA | LA Basin | 3 | Monthly System Peak Day | CAISO | 1-in-10 | 2027 | 8 | 686.9259 | 748.8409 | 41.9809 | 59.0993 | 0
| LCA | LA Basin | 3 | Monthly System Peak Day | CAISO | 1-in-10 | 2027 | 9 | 601.9963 | 654.6653 | 41.9343 | 60.5688 | 0
| LCA | LA Basin | 3 | Monthly System Peak Day | CAISO | 1-in-10 | 2027 | 10 | 579.968 | 618.0595 | 42.0049 | 65.3414 | 0
| LCA | LA Basin | 3 | Monthly System Peak Day | CAISO | 1-in-10 | 2027 | 11 | 561.5349 | 598.5327 | 42.0842 | 70.7516 | 0
| LCA | LA Basin | 3 | Monthly System Peak Day | CAISO | 1-in-10 | 2027 | 12 | 532.5886 | 560.4141 | 42.2476 | 76.3558 | 0
| LCA | LA Basin | 3 | Monthly System Peak Day | CAISO | 1-in-10 | 2027 | 13 | 440.5646 | 457.8811 | 42.4083 | 81.6032 | 0
| LCA | LA Basin | 3 | Monthly System Peak Day | CAISO | 1-in-10 | 2027 | 14 | 410.6567 | 420.604 | 42.2618 | 84.1063 | 0
| LCA | LA Basin | 3 | Monthly System Peak Day | CAISO | 1-in-10 | 2027 | 15 | 353.01 | 361.0655 | 42.0739 | 84.7692 | 0
| LCA | LA Basin | 3 | Monthly System Peak Day | CAISO | 1-in-10 | 2027 | 16 | 304.3923 | 304.6703 | 42.1203 | 85.4466 | 0
| LCA | LA Basin | 3 | Monthly System Peak Day | CAISO | 1-in-10 | 2027 | 17 | 267.2588 | 280.3984 | 42.1243 | 86.2918 | 0
| LCA | LA Basin | 3 | Monthly System Peak Day | CAISO | 1-in-10 | 2027 | 18 | 267.5785 | 277.8003 | 42.105 | 85.9592 | 0
| LCA | LA Basin | 3 | Monthly System Peak Day | CAISO | 1-in-10 | 2027 | 19 | 250.0495 | 255.1874 | 43.8326 | 84.2603 | 0
| LCA | LA Basin | 3 | Monthly System Peak Day | CAISO | 1-in-10 | 2027 | 20 | 245.1449 | 249.373 | 42.1086 | 81.6113 | 0
| LCA | LA Basin | 3 | Monthly System Peak Day | CAISO | 1-in-10 | 2027 | 21 | 225.7355 | 230.332 | 42.3334 | 77.9332 | 0
| LCA | LA Basin | 3 | Monthly System Peak Day | CAISO | 1-in-10 | 2027 | 22 | 436.2722 | 465.6114 | 42.1655 | 75.495 | 0
| LCA | LA Basin | 3 | Monthly System Peak Day | CAISO | 1-in-10 | 2027 | 23 | 430.1496 | 465.5722 | 42.0605 | 72.9901 | 0
| LCA | LA Basin | 3 | Monthly System Peak Day | CAISO | 1-in-10 | 2027 | 24 | 460.4814 | 522.5745 | 41.9663 | 70.3387 | 0
| LCA | LA Basin | 4 | Average Weekday | CAISO | 1-in-10 | 2027 | 1 | 352.4911 | 367.6013 | 42.428 | 59.793 | 0
| LCA | LA Basin | 4 | Average Weekday | CAISO | 1-in-10 | 2027 | 2 | 321.7563 | 330.3722 | 42.3703 | 58.7805 | 0
| LCA | LA Basin | 4 | Average Weekday | CAISO | 1-in-10 | 2027 | 3 | 412.1437 | 422.8945 | 42.3619 | 57.798 | 0
| LCA | LA Basin | 4 | Average Weekday | CAISO | 1-in-10 | 2027 | 4 | 390.9193 | 403.2608 | 42.3439 | 56.8912 | 0
| LCA | LA Basin | 4 | Average Weekday | CAISO | 1-in-10 | 2027 | 5 | 412.5651 | 431.2436 | 42.3496 | 56.1875 | 0
| LCA | LA Basin | 4 | Average Weekday | CAISO | 1-in-10 | 2027 | 6 | 533.3777 | 558.269 | 42.3376 | 55.6449 | 0
| LCA | LA Basin | 4 | Average Weekday | CAISO | 1-in-10 | 2027 | 7 | 579.8646 | 600.6314 | 42.3578 | 55.2741 | 0
| LCA | LA Basin | 4 | Average Weekday | CAISO | 1-in-10 | 2027 | 8 | 629.8444 | 664.9124 | 42.5028 | 55.3057 | 0
| LCA | LA Basin | 4 | Average Weekday | CAISO | 1-in-10 | 2027 | 9 | 538.3339 | 581.1727 | 42.6269 | 57.4 | 0
| LCA | LA Basin | 4 | Average Weekday | CAISO | 1-in-10 | 2027 | 10 | 515.0087 | 544.6471 | 42.5011 | 60.548 | 0
| LCA | LA Basin | 4 | Average Weekday | CAISO | 1-in-10 | 2027 | 11 | 505.7967 | 526.7781 | 42.5651 | 64.096 | 0
| LCA | LA Basin | 4 | Average Weekday | CAISO | 1-in-10 | 2027 | 12 | 477.0461 | 491.2701 | 42.6287 | 67.463 | 0
| LCA | LA Basin | 4 | Average Weekday | CAISO | 1-in-10 | 2027 | 13 | 398.8163 | 409.6533 | 42.66 | 69.7447 | 0
| LCA | LA Basin | 4 | Average Weekday | CAISO | 1-in-10 | 2027 | 14 | 363.1717 | 370.7064 | 42.6082 | 71.3864 | 0
| LCA | LA Basin | 4 | Average Weekday | CAISO | 1-in-10 | 2027 | 15 | 303.3849 | 310.4723 | 42.5089 | 72.5555 | 0
| LCA | LA Basin | 4 | Average Weekday | CAISO | 1-in-10 | 2027 | 16 | 252.6233 | 255.2758 | 42.3721 | 73.1443 | 0
| LCA | LA Basin | 4 | Average Weekday | CAISO | 1-in-10 | 2027 | 17 | 206.7915 | 219.6406 | 42.1535 | 73.2569 | 0
| LCA | LA Basin | 4 | Average Weekday | CAISO | 1-in-10 | 2027 | 18 | 204.2306 | 213.508 | 42.171 | 72.4661 | 0
| LCA | LA Basin | 4 | Average Weekday | CAISO | 1-in-10 | 2027 | 19 | 179.1017 | 184.1025 | 42.2414 | 71.1037 | 0
| LCA | LA Basin | 4 | Average Weekday | CAISO | 1-in-10 | 2027 | 20 | 171.9195 | 177.2372 | 42.1087 | 68.8835 | 0
| LCA | LA Basin | 4 | Average Weekday | CAISO | 1-in-10 | 2027 | 21 | 178.9551 | 183.5479 | 42.1805 | 65.9447 | 0
| LCA | LA Basin | 4 | Average Weekday | CAISO | 1-in-10 | 2027 | 22 | 391.8338 | 419.9605 | 42.3964 | 63.8031 | 0
| LCA | LA Basin | 4 | Average Weekday | CAISO | 1-in-10 | 2027 | 23 | 389.8637 | 418.8102 | 42.4413 | 62.3163 | 0
| LCA | LA Basin | 4 | Average Weekday | CAISO | 1-in-10 | 2027 | 24 | 419.1154 | 455.2275 | 42.4892 | 61.1147 | 0
| LCA | LA Basin | 4 | Monthly System Peak Day | CAISO | 1-in-10 | 2027 | 1 | 352.4911 | 384.6526 | 42.0288 | 72.9047 | 0
| LCA | LA Basin | 4 | Monthly System Peak Day | CAISO | 1-in-10 | 2027 | 2 | 321.7563 | 342.2425 | 42.1044 | 70.5088 | 0
| LCA | LA Basin | 4 | Monthly System Peak Day | CAISO | 1-in-10 | 2027 | 3 | 412.1437 | 435.5288 | 42.1163 | 68.5166 | 0
| LCA | LA Basin | 4 | Monthly System Peak Day | CAISO | 1-in-10 | 2027 | 4 | 390.9193 | 412.0485 | 42.1543 | 67.159 | 0
| LCA | LA Basin | 4 | Monthly System Peak Day | CAISO | 1-in-10 | 2027 | 5 | 412.5651 | 443.7349 | 42.1509 | 67.3462 | 0
| LCA | LA Basin | 4 | Monthly System Peak Day | CAISO | 1-in-10 | 2027 | 6 | 533.3777 | 561.5724 | 42.2016 | 67.8517 | 0
| LCA | LA Basin | 4 | Monthly System Peak Day | CAISO | 1-in-10 | 2027 | 7 | 579.8646 | 598.9349 | 42.2144 | 68.2686 | 0
| LCA | LA Basin | 4 | Monthly System Peak Day | CAISO | 1-in-10 | 2027 | 8 | 629.8444 | 691.8391 | 41.9885 | 68.5595 | 0
| LCA | LA Basin | 4 | Monthly System Peak Day | CAISO | 1-in-10 | 2027 | 9 | 538.3339 | 590.4642 | 41.9454 | 71.3326 | 0
| LCA | LA Basin | 4 | Monthly System Peak Day | CAISO | 1-in-10 | 2027 | 10 | 515.0087 | 552.257 | 42.0139 | 75.5671 | 0
| LCA | LA Basin | 4 | Monthly System Peak Day | CAISO | 1-in-10 | 2027 | 11 | 505.7967 | 539.985 | 42.0953 | 79.7461 | 0
| LCA | LA Basin | 4 | Monthly System Peak Day | CAISO | 1-in-10 | 2027 | 12 | 477.0461 | 504.663 | 42.2605 | 83.6395 | 0
| LCA | LA Basin | 4 | Monthly System Peak Day | CAISO | 1-in-10 | 2027 | 13 | 398.8163 | 416.0811 | 42.4224 | 86.3474 | 0
| LCA | LA Basin | 4 | Monthly System Peak Day | CAISO | 1-in-10 | 2027 | 14 | 363.1717 | 373.1216 | 42.2749 | 88.2171 | 0
| LCA | LA Basin | 4 | Monthly System Peak Day | CAISO | 1-in-10 | 2027 | 15 | 303.3849 | 311.4417 | 42.0842 | 89.5474 | 0
| LCA | LA Basin | 4 | Monthly System Peak Day | CAISO | 1-in-10 | 2027 | 16 | 252.6233 | 252.8486 | 42.1257 | 90.5776 | 0
| LCA | LA Basin | 4 | Monthly System Peak Day | CAISO | 1-in-10 | 2027 | 17 | 206.7915 | 220.112 | 42.1253 | 91.2211 | 0
| LCA | LA Basin | 4 | Monthly System Peak Day | CAISO | 1-in-10 | 2027 | 18 | 204.2306 | 214.29 | 42.1066 | 91.3566 | 0
| LCA | LA Basin | 4 | Monthly System Peak Day | CAISO | 1-in-10 | 2027 | 19 | 179.1017 | 184.2066 | 43.8346 | 90.5553 | 0
| LCA | LA Basin | 4 | Monthly System Peak Day | CAISO | 1-in-10 | 2027 | 20 | 171.9195 | 176.1254 | 42.1086 | 88.5316 | 0
| LCA | LA Basin | 4 | Monthly System Peak Day | CAISO | 1-in-10 | 2027 | 21 | 178.9551 | 183.699 | 42.3332 | 85.2487 | 0
| LCA | LA Basin | 4 | Monthly System Peak Day | CAISO | 1-in-10 | 2027 | 22 | 391.8338 | 420.828 | 42.17 | 82.3495 | 0
| LCA | LA Basin | 4 | Monthly System Peak Day | CAISO | 1-in-10 | 2027 | 23 | 389.8637 | 424.8057 | 42.0664 | 79.7621 | 0
| LCA | LA Basin | 4 | Monthly System Peak Day | CAISO | 1-in-10 | 2027 | 24 | 419.1154 | 480.142 | 41.974 | 76.8995 | 0
| LCA | LA Basin | 5 | Average Weekday | CAISO | 1-in-10 | 2027 | 1 | 352.6709 | 367.8668 | 42.4408 | 62.6899 | 0
| LCA | LA Basin | 5 | Average Weekday | CAISO | 1-in-10 | 2027 | 2 | 324.5447 | 331.5798 | 42.383 | 61.7945 | 0
| LCA | LA Basin | 5 | Average Weekday | CAISO | 1-in-10 | 2027 | 3 | 420.9412 | 431.8441 | 42.3745 | 61.0123 | 0
| LCA | LA Basin | 5 | Average Weekday | CAISO | 1-in-10 | 2027 | 4 | 402.7848 | 415.6673 | 42.3566 | 60.2966 | 0
| LCA | LA Basin | 5 | Average Weekday | CAISO | 1-in-10 | 2027 | 5 | 428.7809 | 447.9919 | 42.3625 | 59.7693 | 0
| LCA | LA Basin | 5 | Average Weekday | CAISO | 1-in-10 | 2027 | 6 | 544.3719 | 571.6177 | 42.3509 | 59.3658 | 0
| LCA | LA Basin | 5 | Average Weekday | CAISO | 1-in-10 | 2027 | 7 | 585.5278 | 605.8474 | 42.3719 | 59.2503 | 0
| LCA | LA Basin | 5 | Average Weekday | CAISO | 1-in-10 | 2027 | 8 | 641.5656 | 679.5584 | 42.5168 | 60.092 | 0
| LCA | LA Basin | 5 | Average Weekday | CAISO | 1-in-10 | 2027 | 9 | 542.7173 | 583.2291 | 42.6405 | 62.4359 | 0
| LCA | LA Basin | 5 | Average Weekday | CAISO | 1-in-10 | 2027 | 10 | 525.0498 | 554.5422 | 42.5139 | 65.5235 | 0
| LCA | LA Basin | 5 | Average Weekday | CAISO | 1-in-10 | 2027 | 11 | 515.9409 | 537.507 | 42.5782 | 68.4261 | 0
| LCA | LA Basin | 5 | Average Weekday | CAISO | 1-in-10 | 2027 | 12 | 483.2592 | 497.4361 | 42.6421 | 71.013 | 0
| LCA | LA Basin | 5 | Average Weekday | CAISO | 1-in-10 | 2027 | 13 | 403.2087 | 414.3885 | 42.6733 | 73.242 | 0
| LCA | LA Basin | 5 | Average Weekday | CAISO | 1-in-10 | 2027 | 14 | 376.1158 | 383.807 | 42.621 | 74.9936 | 0
| LCA | LA Basin | 5 | Average Weekday | CAISO | 1-in-10 | 2027 | 15 | 322.9273 | 330.0502 | 42.5212 | 76.2616 | 0
| LCA | LA Basin | 5 | Average Weekday | CAISO | 1-in-10 | 2027 | 16 | 262.6926 | 265.5018 | 42.3848 | 76.8413 | 0
| LCA | LA Basin | 5 | Average Weekday | CAISO | 1-in-10 | 2027 | 17 | 211.5539 | 223.7706 | 42.1576 | 76.9175 | 0
| LCA | LA Basin | 5 | Average Weekday | CAISO | 1-in-10 | 2027 | 18 | 213.1213 | 222.1391 | 42.1752 | 76.1468 | 0
| LCA | LA Basin | 5 | Average Weekday | CAISO | 1-in-10 | 2027 | 19 | 193.0262 | 198.3953 | 42.237 | 74.7177 | 0
| LCA | LA Basin | 5 | Average Weekday | CAISO | 1-in-10 | 2027 | 20 | 183.9828 | 189.6436 | 42.1088 | 72.5783 | 0
| LCA | LA Basin | 5 | Average Weekday | CAISO | 1-in-10 | 2027 | 21 | 190.9157 | 195.8176 | 42.1865 | 69.5112 | 0
| LCA | LA Basin | 5 | Average Weekday | CAISO | 1-in-10 | 2027 | 22 | 397.5337 | 426.3671 | 42.4113 | 66.7798 | 0
| LCA | LA Basin | 5 | Average Weekday | CAISO | 1-in-10 | 2027 | 23 | 402.079 | 431.9684 | 42.4556 | 65.0022 | 0
| LCA | LA Basin | 5 | Average Weekday | CAISO | 1-in-10 | 2027 | 24 | 428.7451 | 465.4552 | 42.5027 | 63.6869 | 0
| LCA | LA Basin | 5 | Monthly System Peak Day | CAISO | 1-in-10 | 2027 | 1 | 352.6709 | 385.3708 | 42.0453 | 74.0812 | 0
| LCA | LA Basin | 5 | Monthly System Peak Day | CAISO | 1-in-10 | 2027 | 2 | 324.5447 | 342.62 | 42.1194 | 72.6926 | 0
| LCA | LA Basin | 5 | Monthly System Peak Day | CAISO | 1-in-10 | 2027 | 3 | 420.9412 | 443.8336 | 42.1311 | 71.2701 | 0
| LCA | LA Basin | 5 | Monthly System Peak Day | CAISO | 1-in-10 | 2027 | 4 | 402.7848 | 424.4985 | 42.1686 | 69.948 | 0
| LCA | LA Basin | 5 | Monthly System Peak Day | CAISO | 1-in-10 | 2027 | 5 | 428.7809 | 460.9198 | 42.1654 | 69.2212 | 0
| LCA | LA Basin | 5 | Monthly System Peak Day | CAISO | 1-in-10 | 2027 | 6 | 544.3719 | 575.6689 | 42.2159 | 68.1829 | 0
| LCA | LA Basin | 5 | Monthly System Peak Day | CAISO | 1-in-10 | 2027 | 7 | 585.5278 | 603.9789 | 42.2295 | 67.9264 | 0
| LCA | LA Basin | 5 | Monthly System Peak Day | CAISO | 1-in-10 | 2027 | 8 | 641.5656 | 701.7773 | 42.0067 | 68.4287 | 0
| LCA | LA Basin | 5 | Monthly System Peak Day | CAISO | 1-in-10 | 2027 | 9 | 542.7173 | 592.7339 | 41.9665 | 72.8303 | 0
| LCA | LA Basin | 5 | Monthly System Peak Day | CAISO | 1-in-10 | 2027 | 10 | 525.0498 | 561.8284 | 42.0327 | 79.5239 | 0
| LCA | LA Basin | 5 | Monthly System Peak Day | CAISO | 1-in-10 | 2027 | 11 | 515.9409 | 550.2606 | 42.1166 | 85.5337 | 0
| LCA | LA Basin | 5 | Monthly System Peak Day | CAISO | 1-in-10 | 2027 | 12 | 483.2592 | 510.2993 | 42.2842 | 89.3337 | 0
| LCA | LA Basin | 5 | Monthly System Peak Day | CAISO | 1-in-10 | 2027 | 13 | 403.2087 | 421.0045 | 42.4473 | 92.0218 | 0
| LCA | LA Basin | 5 | Monthly System Peak Day | CAISO | 1-in-10 | 2027 | 14 | 376.1158 | 385.81 | 42.2981 | 93.5774 | 0
| LCA | LA Basin | 5 | Monthly System Peak Day | CAISO | 1-in-10 | 2027 | 15 | 322.9273 | 330.948 | 42.1038 | 94.8945 | 0
| LCA | LA Basin | 5 | Monthly System Peak Day | CAISO | 1-in-10 | 2027 | 16 | 262.6926 | 263.08 | 42.141 | 94.9253 | 0
| LCA | LA Basin | 5 | Monthly System Peak Day | CAISO | 1-in-10 | 2027 | 17 | 211.5539 | 224.3295 | 42.1305 | 94.3337 | 0
| LCA | LA Basin | 5 | Monthly System Peak Day | CAISO | 1-in-10 | 2027 | 18 | 213.1213 | 222.8528 | 42.1132 | 93.4453 | 0
| LCA | LA Basin | 5 | Monthly System Peak Day | CAISO | 1-in-10 | 2027 | 19 | 193.0262 | 198.3564 | 43.7878 | 92.3526 | 0
| LCA | LA Basin | 5 | Monthly System Peak Day | CAISO | 1-in-10 | 2027 | 20 | 183.9828 | 188.5634 | 42.1087 | 89.775 | 0
| LCA | LA Basin | 5 | Monthly System Peak Day | CAISO | 1-in-10 | 2027 | 21 | 190.9157 | 196.0075 | 42.3342 | 86.0276 | 0
| LCA | LA Basin | 5 | Monthly System Peak Day | CAISO | 1-in-10 | 2027 | 22 | 397.5337 | 427.3388 | 42.1859 | 82.3532 | 0
| LCA | LA Basin | 5 | Monthly System Peak Day | CAISO | 1-in-10 | 2027 | 23 | 402.079 | 438.1837 | 42.0834 | 79.8271 | 0
| LCA | LA Basin | 5 | Monthly System Peak Day | CAISO | 1-in-10 | 2027 | 24 | 428.7451 | 490.6303 | 41.9919 | 77.1318 | 0
| LCA | LA Basin | 6 | Average Weekday | CAISO | 1-in-10 | 2027 | 1 | 341.4827 | 373.925 | 42.3331 | 66.0419 | 0
| LCA | LA Basin | 6 | Average Weekday | CAISO | 1-in-10 | 2027 | 2 | 314.9611 | 336.7331 | 42.3337 | 65.406 | 0
| LCA | LA Basin | 6 | Average Weekday | CAISO | 1-in-10 | 2027 | 3 | 402.1496 | 429.5592 | 42.3346 | 64.8511 | 0
| LCA | LA Basin | 6 | Average Weekday | CAISO | 1-in-10 | 2027 | 4 | 394.5233 | 415.9901 | 42.3352 | 64.3339 | 0
| LCA | LA Basin | 6 | Average Weekday | CAISO | 1-in-10 | 2027 | 5 | 407.8986 | 448.6665 | 42.33 | 63.958 | 0
| LCA | LA Basin | 6 | Average Weekday | CAISO | 1-in-10 | 2027 | 6 | 522.5018 | 577.6871 | 42.3204 | 63.6543 | 0
| LCA | LA Basin | 6 | Average Weekday | CAISO | 1-in-10 | 2027 | 7 | 569.0366 | 602.158 | 42.2796 | 63.4179 | 0
| LCA | LA Basin | 6 | Average Weekday | CAISO | 1-in-10 | 2027 | 8 | 617.3005 | 654.9889 | 42.3544 | 63.9411 | 0
| LCA | LA Basin | 6 | Average Weekday | CAISO | 1-in-10 | 2027 | 9 | 548.4463 | 571.7888 | 42.3792 | 65.6191 | 0
| LCA | LA Basin | 6 | Average Weekday | CAISO | 1-in-10 | 2027 | 10 | 528.1855 | 545.3899 | 42.3472 | 68.1924 | 0
| LCA | LA Basin | 6 | Average Weekday | CAISO | 1-in-10 | 2027 | 11 | 510.7079 | 527.0684 | 42.3847 | 71.2075 | 0
| LCA | LA Basin | 6 | Average Weekday | CAISO | 1-in-10 | 2027 | 12 | 481.1493 | 497.8694 | 42.4296 | 74.2059 | 0
| LCA | LA Basin | 6 | Average Weekday | CAISO | 1-in-10 | 2027 | 13 | 403.5067 | 426.5691 | 42.4434 | 76.5274 | 0
| LCA | LA Basin | 6 | Average Weekday | CAISO | 1-in-10 | 2027 | 14 | 370.0559 | 390.3213 | 42.4063 | 78.2579 | 0
| LCA | LA Basin | 6 | Average Weekday | CAISO | 1-in-10 | 2027 | 15 | 306.5803 | 325.7252 | 42.3179 | 79.4505 | 0
| LCA | LA Basin | 6 | Average Weekday | CAISO | 1-in-10 | 2027 | 16 | 254.4137 | 257.7526 | 42.2414 | 80.0997 | 0
| LCA | LA Basin | 6 | Average Weekday | CAISO | 1-in-10 | 2027 | 17 | 213.7956 | 220.028 | 42.462 | 80.0446 | 0
| LCA | LA Basin | 6 | Average Weekday | CAISO | 1-in-10 | 2027 | 18 | 202.4151 | 216.7428 | 42.5018 | 79.2478 | 0
| LCA | LA Basin | 6 | Average Weekday | CAISO | 1-in-10 | 2027 | 19 | 179.9848 | 204.1352 | 45.5473 | 77.8672 | 0
| LCA | LA Basin | 6 | Average Weekday | CAISO | 1-in-10 | 2027 | 20 | 170.4507 | 195.0039 | 42.556 | 75.7653 | 0
| LCA | LA Basin | 6 | Average Weekday | CAISO | 1-in-10 | 2027 | 21 | 183.8701 | 200.3599 | 42.834 | 72.8935 | 0
| LCA | LA Basin | 6 | Average Weekday | CAISO | 1-in-10 | 2027 | 22 | 366.3552 | 408.4524 | 42.4359 | 69.9628 | 0
| LCA | LA Basin | 6 | Average Weekday | CAISO | 1-in-10 | 2027 | 23 | 395.1445 | 436.259 | 42.3791 | 68.1691 | 0
| LCA | LA Basin | 6 | Average Weekday | CAISO | 1-in-10 | 2027 | 24 | 422.0377 | 470.0169 | 42.3534 | 67.0248 | 0
| LCA | LA Basin | 6 | Monthly System Peak Day | CAISO | 1-in-10 | 2027 | 1 | 341.4827 | 336.3865 | 51.4993 | 73.7372 | 0
| LCA | LA Basin | 6 | Monthly System Peak Day | CAISO | 1-in-10 | 2027 | 2 | 314.9611 | 298.5447 | 51.5082 | 72.2246 | 0
| LCA | LA Basin | 6 | Monthly System Peak Day | CAISO | 1-in-10 | 2027 | 3 | 402.1496 | 366.9828 | 51.5131 | 71.1556 | 0
| LCA | LA Basin | 6 | Monthly System Peak Day | CAISO | 1-in-10 | 2027 | 4 | 394.5233 | 367.3678 | 51.5176 | 70.5067 | 0
| LCA | LA Basin | 6 | Monthly System Peak Day | CAISO | 1-in-10 | 2027 | 5 | 407.8986 | 395.1104 | 51.5132 | 69.6044 | 0
| LCA | LA Basin | 6 | Monthly System Peak Day | CAISO | 1-in-10 | 2027 | 6 | 522.5018 | 498.6071 | 51.5093 | 68.9945 | 0
| LCA | LA Basin | 6 | Monthly System Peak Day | CAISO | 1-in-10 | 2027 | 7 | 569.0366 | 516.6465 | 51.4193 | 68.5504 | 0
| LCA | LA Basin | 6 | Monthly System Peak Day | CAISO | 1-in-10 | 2027 | 8 | 617.3005 | 565.6765 | 51.4929 | 69.4144 | 0
| LCA | LA Basin | 6 | Monthly System Peak Day | CAISO | 1-in-10 | 2027 | 9 | 548.4463 | 523.1689 | 51.4569 | 73.255 | 0
| LCA | LA Basin | 6 | Monthly System Peak Day | CAISO | 1-in-10 | 2027 | 10 | 528.1855 | 490.4432 | 51.3903 | 79.3458 | 0
| LCA | LA Basin | 6 | Monthly System Peak Day | CAISO | 1-in-10 | 2027 | 11 | 510.7079 | 468.619 | 51.3822 | 84.4605 | 0
| LCA | LA Basin | 6 | Monthly System Peak Day | CAISO | 1-in-10 | 2027 | 12 | 481.1493 | 446.9374 | 51.4078 | 88.5582 | 0
| LCA | LA Basin | 6 | Monthly System Peak Day | CAISO | 1-in-10 | 2027 | 13 | 403.5067 | 385.894 | 51.3901 | 89.7379 | 0
| LCA | LA Basin | 6 | Monthly System Peak Day | CAISO | 1-in-10 | 2027 | 14 | 370.0559 | 352.8996 | 51.4075 | 91.0531 | 0
| LCA | LA Basin | 6 | Monthly System Peak Day | CAISO | 1-in-10 | 2027 | 15 | 306.5803 | 293.9324 | 51.3841 | 92.8464 | 0
| LCA | LA Basin | 6 | Monthly System Peak Day | CAISO | 1-in-10 | 2027 | 16 | 254.4137 | 225.2818 | 51.3096 | 94.3608 | 0
| LCA | LA Basin | 6 | Monthly System Peak Day | CAISO | 1-in-10 | 2027 | 17 | 213.7956 | 226.2768 | 51.2066 | 94.5572 | 0
| LCA | LA Basin | 6 | Monthly System Peak Day | CAISO | 1-in-10 | 2027 | 18 | 202.4151 | 226.6232 | 51.3627 | 94.3669 | 0
| LCA | LA Basin | 6 | Monthly System Peak Day | CAISO | 1-in-10 | 2027 | 19 | 179.9848 | 173.7469 | 51.4311 | 92.9205 | 0
| LCA | LA Basin | 6 | Monthly System Peak Day | CAISO | 1-in-10 | 2027 | 20 | 170.4507 | 182.221 | 50.3007 | 88.4795 | 0
| LCA | LA Basin | 6 | Monthly System Peak Day | CAISO | 1-in-10 | 2027 | 21 | 183.8701 | 169.5217 | 52.4297 | 83.6541 | 0
| LCA | LA Basin | 6 | Monthly System Peak Day | CAISO | 1-in-10 | 2027 | 22 | 366.3552 | 351.3109 | 51.8029 | 79.5508 | 0
| LCA | LA Basin | 6 | Monthly System Peak Day | CAISO | 1-in-10 | 2027 | 23 | 395.1445 | 362.6467 | 51.6292 | 76.0228 | 0
| LCA | LA Basin | 6 | Monthly System Peak Day | CAISO | 1-in-10 | 2027 | 24 | 422.0377 | 404.7195 | 51.5349 | 73.8661 | 0
| LCA | LA Basin | 7 | Average Weekday | CAISO | 1-in-10 | 2027 | 1 | 344.333 | 375.3597 | 45.4151 | 71.5048 | 0
| LCA | LA Basin | 7 | Average Weekday | CAISO | 1-in-10 | 2027 | 2 | 330.0947 | 349.632 | 45.4034 | 70.8693 | 0
| LCA | LA Basin | 7 | Average Weekday | CAISO | 1-in-10 | 2027 | 3 | 405.9416 | 432.1865 | 45.4011 | 70.2777 | 0
| LCA | LA Basin | 7 | Average Weekday | CAISO | 1-in-10 | 2027 | 4 | 402.7083 | 426.5862 | 45.3979 | 69.8474 | 0
| LCA | LA Basin | 7 | Average Weekday | CAISO | 1-in-10 | 2027 | 5 | 420.7227 | 462.2811 | 45.3977 | 69.4915 | 0
| LCA | LA Basin | 7 | Average Weekday | CAISO | 1-in-10 | 2027 | 6 | 511.8475 | 564.4878 | 45.3949 | 69.2195 | 0
| LCA | LA Basin | 7 | Average Weekday | CAISO | 1-in-10 | 2027 | 7 | 547.795 | 576.4533 | 45.4052 | 69.0681 | 0
| LCA | LA Basin | 7 | Average Weekday | CAISO | 1-in-10 | 2027 | 8 | 593.0518 | 629.3344 | 45.448 | 69.5449 | 0
| LCA | LA Basin | 7 | Average Weekday | CAISO | 1-in-10 | 2027 | 9 | 512.8113 | 535.5015 | 45.4911 | 71.5716 | 0
| LCA | LA Basin | 7 | Average Weekday | CAISO | 1-in-10 | 2027 | 10 | 495.4686 | 511.1464 | 45.4745 | 74.3441 | 0
| LCA | LA Basin | 7 | Average Weekday | CAISO | 1-in-10 | 2027 | 11 | 483.9462 | 499.0255 | 45.5258 | 77.5632 | 0
| LCA | LA Basin | 7 | Average Weekday | CAISO | 1-in-10 | 2027 | 12 | 458.4586 | 475.802 | 45.5774 | 80.6092 | 0
| LCA | LA Basin | 7 | Average Weekday | CAISO | 1-in-10 | 2027 | 13 | 378.8853 | 399.9236 | 45.6013 | 82.9258 | 0
| LCA | LA Basin | 7 | Average Weekday | CAISO | 1-in-10 | 2027 | 14 | 350.7869 | 369.7751 | 45.5562 | 84.6 | 0
| LCA | LA Basin | 7 | Average Weekday | CAISO | 1-in-10 | 2027 | 15 | 295.8295 | 314.4261 | 45.4737 | 85.666 | 0
| LCA | LA Basin | 7 | Average Weekday | CAISO | 1-in-10 | 2027 | 16 | 238.2183 | 239.1376 | 45.4103 | 86.2406 | 0
| LCA | LA Basin | 7 | Average Weekday | CAISO | 1-in-10 | 2027 | 17 | 200.8707 | 206.2849 | 45.6861 | 86.1533 | 0
| LCA | LA Basin | 7 | Average Weekday | CAISO | 1-in-10 | 2027 | 18 | 199.2854 | 210.7751 | 45.7329 | 85.2921 | 0
| LCA | LA Basin | 7 | Average Weekday | CAISO | 1-in-10 | 2027 | 19 | 177.6271 | 199.4925 | 46.6758 | 83.8367 | 0
| LCA | LA Basin | 7 | Average Weekday | CAISO | 1-in-10 | 2027 | 20 | 176.7077 | 195.8187 | 45.373 | 81.5489 | 0
| LCA | LA Basin | 7 | Average Weekday | CAISO | 1-in-10 | 2027 | 21 | 193.0034 | 204.8634 | 45.8885 | 78.4619 | 0
| LCA | LA Basin | 7 | Average Weekday | CAISO | 1-in-10 | 2027 | 22 | 375.8213 | 420.0217 | 45.4131 | 75.4852 | 0
| LCA | LA Basin | 7 | Average Weekday | CAISO | 1-in-10 | 2027 | 23 | 395.3313 | 431.8809 | 45.4139 | 73.7952 | 0
| LCA | LA Basin | 7 | Average Weekday | CAISO | 1-in-10 | 2027 | 24 | 418.8455 | 463.7906 | 45.4285 | 72.726 | 0
| LCA | LA Basin | 7 | Monthly System Peak Day | CAISO | 1-in-10 | 2027 | 1 | 344.333 | 338.9232 | 45.4186 | 75.4027 | 0
| LCA | LA Basin | 7 | Monthly System Peak Day | CAISO | 1-in-10 | 2027 | 2 | 330.0947 | 310.3643 | 45.3936 | 74.839 | 0
| LCA | LA Basin | 7 | Monthly System Peak Day | CAISO | 1-in-10 | 2027 | 3 | 405.9416 | 366.4325 | 45.3907 | 74.0038 | 0
| LCA | LA Basin | 7 | Monthly System Peak Day | CAISO | 1-in-10 | 2027 | 4 | 402.7083 | 377.5073 | 45.3866 | 73.413 | 0
| LCA | LA Basin | 7 | Monthly System Peak Day | CAISO | 1-in-10 | 2027 | 5 | 420.7227 | 409.7129 | 45.3988 | 72.7944 | 0
| LCA | LA Basin | 7 | Monthly System Peak Day | CAISO | 1-in-10 | 2027 | 6 | 511.8475 | 494.1174 | 45.4206 | 72.4389 | 0
| LCA | LA Basin | 7 | Monthly System Peak Day | CAISO | 1-in-10 | 2027 | 7 | 547.795 | 498.5241 | 45.4861 | 72.0081 | 0
| LCA | LA Basin | 7 | Monthly System Peak Day | CAISO | 1-in-10 | 2027 | 8 | 593.0518 | 547.6139 | 45.4557 | 72.2874 | 0
| LCA | LA Basin | 7 | Monthly System Peak Day | CAISO | 1-in-10 | 2027 | 9 | 512.8113 | 488.3078 | 45.4643 | 74.5615 | 0
| LCA | LA Basin | 7 | Monthly System Peak Day | CAISO | 1-in-10 | 2027 | 10 | 495.4686 | 456.8817 | 45.4385 | 77.6898 | 0
| LCA | LA Basin | 7 | Monthly System Peak Day | CAISO | 1-in-10 | 2027 | 11 | 483.9462 | 443.3854 | 45.4615 | 81.323 | 0
| LCA | LA Basin | 7 | Monthly System Peak Day | CAISO | 1-in-10 | 2027 | 12 | 458.4586 | 426.0577 | 45.486 | 84.6976 | 0
| LCA | LA Basin | 7 | Monthly System Peak Day | CAISO | 1-in-10 | 2027 | 13 | 378.8853 | 362.6652 | 45.506 | 87.1992 | 0
| LCA | LA Basin | 7 | Monthly System Peak Day | CAISO | 1-in-10 | 2027 | 14 | 350.7869 | 334.704 | 45.4904 | 88.9847 | 0
| LCA | LA Basin | 7 | Monthly System Peak Day | CAISO | 1-in-10 | 2027 | 15 | 295.8295 | 284.2448 | 45.4938 | 89.9225 | 0
| LCA | LA Basin | 7 | Monthly System Peak Day | CAISO | 1-in-10 | 2027 | 16 | 238.2183 | 209.7473 | 45.4782 | 90.3438 | 0
| LCA | LA Basin | 7 | Monthly System Peak Day | CAISO | 1-in-10 | 2027 | 17 | 200.8707 | 214.0062 | 45.1456 | 89.3737 | 0
| LCA | LA Basin | 7 | Monthly System Peak Day | CAISO | 1-in-10 | 2027 | 18 | 199.2854 | 221.6174 | 45.258 | 88.8563 | 0
| LCA | LA Basin | 7 | Monthly System Peak Day | CAISO | 1-in-10 | 2027 | 19 | 177.6271 | 172.4767 | 44.9496 | 87.38 | 0
| LCA | LA Basin | 7 | Monthly System Peak Day | CAISO | 1-in-10 | 2027 | 20 | 176.7077 | 212.212 | 44.7258 | 84.9145 | 0
| LCA | LA Basin | 7 | Monthly System Peak Day | CAISO | 1-in-10 | 2027 | 21 | 193.0034 | 182.4874 | 45.9318 | 81.7018 | 0
| LCA | LA Basin | 7 | Monthly System Peak Day | CAISO | 1-in-10 | 2027 | 22 | 375.8213 | 367.8078 | 45.5554 | 78.1535 | 0
| LCA | LA Basin | 7 | Monthly System Peak Day | CAISO | 1-in-10 | 2027 | 23 | 395.3313 | 362.1732 | 45.4521 | 76.6233 | 0
| LCA | LA Basin | 7 | Monthly System Peak Day | CAISO | 1-in-10 | 2027 | 24 | 418.8455 | 400.6559 | 45.4386 | 75.353 | 0
| LCA | LA Basin | 8 | Average Weekday | CAISO | 1-in-10 | 2027 | 1 | 370.5499 | 405.9715 | 42.4929 | 71.1821 | 0
| LCA | LA Basin | 8 | Average Weekday | CAISO | 1-in-10 | 2027 | 2 | 341.545 | 365.0138 | 42.4826 | 70.5502 | 0
| LCA | LA Basin | 8 | Average Weekday | CAISO | 1-in-10 | 2027 | 3 | 414.2299 | 440.0735 | 42.4803 | 69.986 | 0
| LCA | LA Basin | 8 | Average Weekday | CAISO | 1-in-10 | 2027 | 4 | 420.6688 | 444.637 | 42.4763 | 69.56 | 0
| LCA | LA Basin | 8 | Average Weekday | CAISO | 1-in-10 | 2027 | 5 | 430.2442 | 472.4055 | 42.4751 | 69.1631 | 0
| LCA | LA Basin | 8 | Average Weekday | CAISO | 1-in-10 | 2027 | 6 | 529.0441 | 585.648 | 42.47 | 68.8966 | 0
| LCA | LA Basin | 8 | Average Weekday | CAISO | 1-in-10 | 2027 | 7 | 573.8898 | 608.2623 | 42.4849 | 68.6448 | 0
| LCA | LA Basin | 8 | Average Weekday | CAISO | 1-in-10 | 2027 | 8 | 609.881 | 649.7464 | 42.524 | 68.6851 | 0
| LCA | LA Basin | 8 | Average Weekday | CAISO | 1-in-10 | 2027 | 9 | 525.4012 | 549.0119 | 42.5672 | 70.1666 | 0
| LCA | LA Basin | 8 | Average Weekday | CAISO | 1-in-10 | 2027 | 10 | 510.8737 | 527.6536 | 42.5607 | 72.5728 | 0
| LCA | LA Basin | 8 | Average Weekday | CAISO | 1-in-10 | 2027 | 11 | 491.6426 | 507.8776 | 42.6052 | 75.4907 | 0
| LCA | LA Basin | 8 | Average Weekday | CAISO | 1-in-10 | 2027 | 12 | 462.0171 | 480.662 | 42.6453 | 78.4324 | 0
| LCA | LA Basin | 8 | Average Weekday | CAISO | 1-in-10 | 2027 | 13 | 391.9717 | 415.6187 | 42.6663 | 80.9215 | 0
| LCA | LA Basin | 8 | Average Weekday | CAISO | 1-in-10 | 2027 | 14 | 361.1198 | 381.7862 | 42.6259 | 82.9616 | 0
| LCA | LA Basin | 8 | Average Weekday | CAISO | 1-in-10 | 2027 | 15 | 305.3378 | 325.0424 | 42.5544 | 84.3818 | 0
| LCA | LA Basin | 8 | Average Weekday | CAISO | 1-in-10 | 2027 | 16 | 246.4619 | 251.2712 | 42.5011 | 84.9627 | 0
| LCA | LA Basin | 8 | Average Weekday | CAISO | 1-in-10 | 2027 | 17 | 212.3967 | 215.8718 | 42.7799 | 84.9634 | 0
| LCA | LA Basin | 8 | Average Weekday | CAISO | 1-in-10 | 2027 | 18 | 197.8268 | 210.7374 | 42.8564 | 84.0924 | 0
| LCA | LA Basin | 8 | Average Weekday | CAISO | 1-in-10 | 2027 | 19 | 177.1494 | 202.4164 | 44.0428 | 82.5626 | 0
| LCA | LA Basin | 8 | Average Weekday | CAISO | 1-in-10 | 2027 | 20 | 178.252 | 202.5981 | 42.7042 | 80.205 | 0
| LCA | LA Basin | 8 | Average Weekday | CAISO | 1-in-10 | 2027 | 21 | 204.487 | 220.401 | 43.1007 | 76.9323 | 0
| LCA | LA Basin | 8 | Average Weekday | CAISO | 1-in-10 | 2027 | 22 | 393.5972 | 434.0962 | 42.4695 | 74.5866 | 0
| LCA | LA Basin | 8 | Average Weekday | CAISO | 1-in-10 | 2027 | 23 | 417.4267 | 460.1864 | 42.4743 | 73.2481 | 0
| LCA | LA Basin | 8 | Average Weekday | CAISO | 1-in-10 | 2027 | 24 | 444.9287 | 494.1682 | 42.5001 | 72.2639 | 0
| LCA | LA Basin | 8 | Monthly System Peak Day | CAISO | 1-in-10 | 2027 | 1 | 370.5499 | 364.7119 | 36.1247 | 74.3439 | 0
| LCA | LA Basin | 8 | Monthly System Peak Day | CAISO | 1-in-10 | 2027 | 2 | 341.545 | 323.8335 | 36.1003 | 73.5502 | 0
| LCA | LA Basin | 8 | Monthly System Peak Day | CAISO | 1-in-10 | 2027 | 3 | 414.2299 | 381.0715 | 36.098 | 72.9993 | 0
| LCA | LA Basin | 8 | Monthly System Peak Day | CAISO | 1-in-10 | 2027 | 4 | 420.6688 | 396.5237 | 36.0945 | 72.4909 | 0
| LCA | LA Basin | 8 | Monthly System Peak Day | CAISO | 1-in-10 | 2027 | 5 | 430.2442 | 421.8797 | 36.1065 | 71.8364 | 0
| LCA | LA Basin | 8 | Monthly System Peak Day | CAISO | 1-in-10 | 2027 | 6 | 529.0441 | 508.5932 | 36.1293 | 71.3569 | 0
| LCA | LA Basin | 8 | Monthly System Peak Day | CAISO | 1-in-10 | 2027 | 7 | 573.8898 | 524.6648 | 36.1887 | 70.9561 | 0
| LCA | LA Basin | 8 | Monthly System Peak Day | CAISO | 1-in-10 | 2027 | 8 | 609.881 | 562.2406 | 36.1597 | 70.8809 | 0
| LCA | LA Basin | 8 | Monthly System Peak Day | CAISO | 1-in-10 | 2027 | 9 | 525.4012 | 502.5285 | 36.1661 | 72.9533 | 0
| LCA | LA Basin | 8 | Monthly System Peak Day | CAISO | 1-in-10 | 2027 | 10 | 510.8737 | 474.2426 | 36.1341 | 76.7184 | 0
| LCA | LA Basin | 8 | Monthly System Peak Day | CAISO | 1-in-10 | 2027 | 11 | 491.6426 | 451.0184 | 36.1586 | 81.5518 | 0
| LCA | LA Basin | 8 | Monthly System Peak Day | CAISO | 1-in-10 | 2027 | 12 | 462.0171 | 428.0495 | 36.1895 | 86.5047 | 0
| LCA | LA Basin | 8 | Monthly System Peak Day | CAISO | 1-in-10 | 2027 | 13 | 391.9717 | 376.931 | 36.2108 | 89.8688 | 0
| LCA | LA Basin | 8 | Monthly System Peak Day | CAISO | 1-in-10 | 2027 | 14 | 361.1198 | 347.0583 | 36.1963 | 92.6145 | 0
| LCA | LA Basin | 8 | Monthly System Peak Day | CAISO | 1-in-10 | 2027 | 15 | 305.3378 | 295.6152 | 36.1978 | 93.5513 | 0
| LCA | LA Basin | 8 | Monthly System Peak Day | CAISO | 1-in-10 | 2027 | 16 | 246.4619 | 222.8342 | 36.1725 | 93.2975 | 0
| LCA | LA Basin | 8 | Monthly System Peak Day | CAISO | 1-in-10 | 2027 | 17 | 212.3967 | 223.2709 | 35.844 | 92.8797 | 0
| LCA | LA Basin | 8 | Monthly System Peak Day | CAISO | 1-in-10 | 2027 | 18 | 197.8268 | 222.0499 | 35.9459 | 92.011 | 0
| LCA | LA Basin | 8 | Monthly System Peak Day | CAISO | 1-in-10 | 2027 | 19 | 177.1494 | 174.9423 | 35.706 | 90.3425 | 0
| LCA | LA Basin | 8 | Monthly System Peak Day | CAISO | 1-in-10 | 2027 | 20 | 178.252 | 174.5498 | 35.5749 | 87.901 | 0
| LCA | LA Basin | 8 | Monthly System Peak Day | CAISO | 1-in-10 | 2027 | 21 | 204.487 | 186.3368 | 36.7925 | 83.6645 | 0
| LCA | LA Basin | 8 | Monthly System Peak Day | CAISO | 1-in-10 | 2027 | 22 | 393.5972 | 372.3982 | 36.3027 | 80.755 | 0
| LCA | LA Basin | 8 | Monthly System Peak Day | CAISO | 1-in-10 | 2027 | 23 | 417.4267 | 392.0483 | 36.1744 | 79.4943 | 0
| LCA | LA Basin | 8 | Monthly System Peak Day | CAISO | 1-in-10 | 2027 | 24 | 444.9287 | 431.1415 | 36.1483 | 78.3382 | 0
| LCA | LA Basin | 8 | Typical Event Day | CAISO | 1-in-10 | 2027 | 1 | 370.5499 | 364.7119 | 36.1247 | 75.5392 | 0
| LCA | LA Basin | 8 | Typical Event Day | CAISO | 1-in-10 | 2027 | 2 | 341.545 | 323.8335 | 36.1003 | 74.5538 | 0
| LCA | LA Basin | 8 | Typical Event Day | CAISO | 1-in-10 | 2027 | 3 | 414.2299 | 381.0715 | 36.098 | 73.6966 | 0
| LCA | LA Basin | 8 | Typical Event Day | CAISO | 1-in-10 | 2027 | 4 | 420.6688 | 396.5237 | 36.0945 | 73.1318 | 0
| LCA | LA Basin | 8 | Typical Event Day | CAISO | 1-in-10 | 2027 | 5 | 430.2442 | 421.8797 | 36.1065 | 72.4612 | 0
| LCA | LA Basin | 8 | Typical Event Day | CAISO | 1-in-10 | 2027 | 6 | 529.0441 | 508.5932 | 36.1293 | 72.0565 | 0
| LCA | LA Basin | 8 | Typical Event Day | CAISO | 1-in-10 | 2027 | 7 | 573.8898 | 524.6648 | 36.1887 | 71.6826 | 0
| LCA | LA Basin | 8 | Typical Event Day | CAISO | 1-in-10 | 2027 | 8 | 609.881 | 562.2406 | 36.1597 | 72.0737 | 0
| LCA | LA Basin | 8 | Typical Event Day | CAISO | 1-in-10 | 2027 | 9 | 525.4012 | 502.5285 | 36.1661 | 74.5143 | 0
| LCA | LA Basin | 8 | Typical Event Day | CAISO | 1-in-10 | 2027 | 10 | 510.8737 | 474.2426 | 36.1341 | 78.5645 | 0
| LCA | LA Basin | 8 | Typical Event Day | CAISO | 1-in-10 | 2027 | 11 | 491.6426 | 451.0184 | 36.1586 | 83.1928 | 0
| LCA | LA Basin | 8 | Typical Event Day | CAISO | 1-in-10 | 2027 | 12 | 462.0171 | 428.0495 | 36.1895 | 87.381 | 0
| LCA | LA Basin | 8 | Typical Event Day | CAISO | 1-in-10 | 2027 | 13 | 391.9717 | 376.931 | 36.2108 | 89.9484 | 0
| LCA | LA Basin | 8 | Typical Event Day | CAISO | 1-in-10 | 2027 | 14 | 361.1198 | 347.0583 | 36.1963 | 91.8571 | 0
| LCA | LA Basin | 8 | Typical Event Day | CAISO | 1-in-10 | 2027 | 15 | 305.3378 | 295.6152 | 36.1978 | 93.0707 | 0
| LCA | LA Basin | 8 | Typical Event Day | CAISO | 1-in-10 | 2027 | 16 | 246.4619 | 222.8342 | 36.1725 | 93.5186 | 0
| LCA | LA Basin | 8 | Typical Event Day | CAISO | 1-in-10 | 2027 | 17 | 212.3967 | 223.2709 | 35.844 | 93.2339 | 0
| LCA | LA Basin | 8 | Typical Event Day | CAISO | 1-in-10 | 2027 | 18 | 197.8268 | 222.0499 | 35.9459 | 92.5256 | 0
| LCA | LA Basin | 8 | Typical Event Day | CAISO | 1-in-10 | 2027 | 19 | 177.1494 | 174.9423 | 35.706 | 90.9975 | 0
| LCA | LA Basin | 8 | Typical Event Day | CAISO | 1-in-10 | 2027 | 20 | 178.252 | 174.5498 | 35.5749 | 88.0332 | 0
| LCA | LA Basin | 8 | Typical Event Day | CAISO | 1-in-10 | 2027 | 21 | 204.487 | 186.3368 | 36.7925 | 84.1394 | 0
| LCA | LA Basin | 8 | Typical Event Day | CAISO | 1-in-10 | 2027 | 22 | 393.5972 | 372.3982 | 36.3027 | 81.1364 | 0
| LCA | LA Basin | 8 | Typical Event Day | CAISO | 1-in-10 | 2027 | 23 | 417.4267 | 392.0483 | 36.1744 | 79.2793 | 0
| LCA | LA Basin | 8 | Typical Event Day | CAISO | 1-in-10 | 2027 | 24 | 444.9287 | 431.1415 | 36.1483 | 77.7276 | 0
| LCA | LA Basin | 9 | Average Weekday | CAISO | 1-in-10 | 2027 | 1 | 327.3726 | 352.3075 | 45.6295 | 71.8669 | 0
| LCA | LA Basin | 9 | Average Weekday | CAISO | 1-in-10 | 2027 | 2 | 309.764 | 322.1419 | 45.6206 | 70.9959 | 0
| LCA | LA Basin | 9 | Average Weekday | CAISO | 1-in-10 | 2027 | 3 | 398.9081 | 406.0835 | 45.6184 | 70.223 | 0
| LCA | LA Basin | 9 | Average Weekday | CAISO | 1-in-10 | 2027 | 4 | 403.5796 | 413.5271 | 45.6172 | 69.5376 | 0
| LCA | LA Basin | 9 | Average Weekday | CAISO | 1-in-10 | 2027 | 5 | 399.263 | 420.1844 | 45.6153 | 68.9831 | 0
| LCA | LA Basin | 9 | Average Weekday | CAISO | 1-in-10 | 2027 | 6 | 487.3882 | 524.6798 | 45.611 | 68.5098 | 0
| LCA | LA Basin | 9 | Average Weekday | CAISO | 1-in-10 | 2027 | 7 | 543.7051 | 573.639 | 45.6048 | 68.1268 | 0
| LCA | LA Basin | 9 | Average Weekday | CAISO | 1-in-10 | 2027 | 8 | 567.5052 | 591.8318 | 45.6476 | 67.9214 | 0
| LCA | LA Basin | 9 | Average Weekday | CAISO | 1-in-10 | 2027 | 9 | 488.8303 | 509.0308 | 45.6891 | 69.3554 | 0
| LCA | LA Basin | 9 | Average Weekday | CAISO | 1-in-10 | 2027 | 10 | 481.366 | 493.8426 | 45.6776 | 72.3824 | 0
| LCA | LA Basin | 9 | Average Weekday | CAISO | 1-in-10 | 2027 | 11 | 469.9426 | 481.5151 | 45.7307 | 75.8098 | 0
| LCA | LA Basin | 9 | Average Weekday | CAISO | 1-in-10 | 2027 | 12 | 442.26 | 453.6532 | 45.7853 | 79.1357 | 0
| LCA | LA Basin | 9 | Average Weekday | CAISO | 1-in-10 | 2027 | 13 | 379.0423 | 393.1352 | 45.809 | 81.714 | 0
| LCA | LA Basin | 9 | Average Weekday | CAISO | 1-in-10 | 2027 | 14 | 343.8648 | 358.3494 | 45.7666 | 83.5285 | 0
| LCA | LA Basin | 9 | Average Weekday | CAISO | 1-in-10 | 2027 | 15 | 296.0569 | 310.4667 | 45.6803 | 84.7551 | 0
| LCA | LA Basin | 9 | Average Weekday | CAISO | 1-in-10 | 2027 | 16 | 257.1881 | 257.1912 | 45.6149 | 85.1074 | 0
| LCA | LA Basin | 9 | Average Weekday | CAISO | 1-in-10 | 2027 | 17 | 206.1259 | 222.1352 | 45.7778 | 84.9811 | 0
| LCA | LA Basin | 9 | Average Weekday | CAISO | 1-in-10 | 2027 | 18 | 202.0546 | 221.9099 | 45.6957 | 84.0766 | 0
| LCA | LA Basin | 9 | Average Weekday | CAISO | 1-in-10 | 2027 | 19 | 203.8857 | 211.3525 | 47.1735 | 82.2484 | 0
| LCA | LA Basin | 9 | Average Weekday | CAISO | 1-in-10 | 2027 | 20 | 204.2607 | 214.3677 | 45.4188 | 79.3915 | 0
| LCA | LA Basin | 9 | Average Weekday | CAISO | 1-in-10 | 2027 | 21 | 222.7941 | 231.6895 | 45.6222 | 76.3927 | 0
| LCA | LA Basin | 9 | Average Weekday | CAISO | 1-in-10 | 2027 | 22 | 387.6258 | 416.2432 | 45.5897 | 74.643 | 0
| LCA | LA Basin | 9 | Average Weekday | CAISO | 1-in-10 | 2027 | 23 | 389.4638 | 416.319 | 45.6409 | 73.3839 | 0
| LCA | LA Basin | 9 | Average Weekday | CAISO | 1-in-10 | 2027 | 24 | 400.678 | 438.9464 | 45.643 | 72.357 | 0
| LCA | LA Basin | 9 | Monthly System Peak Day | CAISO | 1-in-10 | 2027 | 1 | 327.3726 | 313.6539 | 45.7153 | 78.765 | 0
| LCA | LA Basin | 9 | Monthly System Peak Day | CAISO | 1-in-10 | 2027 | 2 | 309.764 | 284.4864 | 45.6956 | 77.6888 | 0
| LCA | LA Basin | 9 | Monthly System Peak Day | CAISO | 1-in-10 | 2027 | 3 | 398.9081 | 349.7217 | 45.6933 | 76.715 | 0
| LCA | LA Basin | 9 | Monthly System Peak Day | CAISO | 1-in-10 | 2027 | 4 | 403.5796 | 362.6613 | 45.6883 | 76.1862 | 0
| LCA | LA Basin | 9 | Monthly System Peak Day | CAISO | 1-in-10 | 2027 | 5 | 399.263 | 364.6556 | 45.6983 | 75.6787 | 0
| LCA | LA Basin | 9 | Monthly System Peak Day | CAISO | 1-in-10 | 2027 | 6 | 487.3882 | 434.4032 | 45.7149 | 75.4975 | 0
| LCA | LA Basin | 9 | Monthly System Peak Day | CAISO | 1-in-10 | 2027 | 7 | 543.7051 | 475.918 | 45.7828 | 75.2875 | 0
| LCA | LA Basin | 9 | Monthly System Peak Day | CAISO | 1-in-10 | 2027 | 8 | 567.5052 | 488.5264 | 45.747 | 75.795 | 0
| LCA | LA Basin | 9 | Monthly System Peak Day | CAISO | 1-in-10 | 2027 | 9 | 488.8303 | 459.479 | 45.7519 | 77.3825 | 0
| LCA | LA Basin | 9 | Monthly System Peak Day | CAISO | 1-in-10 | 2027 | 10 | 481.366 | 435.8357 | 45.741 | 80.615 | 0
| LCA | LA Basin | 9 | Monthly System Peak Day | CAISO | 1-in-10 | 2027 | 11 | 469.9426 | 419.4022 | 45.7494 | 85.5512 | 0
| LCA | LA Basin | 9 | Monthly System Peak Day | CAISO | 1-in-10 | 2027 | 12 | 442.26 | 399.527 | 45.7535 | 89.88 | 0
| LCA | LA Basin | 9 | Monthly System Peak Day | CAISO | 1-in-10 | 2027 | 13 | 379.0423 | 348.463 | 45.7656 | 93.1575 | 0
| LCA | LA Basin | 9 | Monthly System Peak Day | CAISO | 1-in-10 | 2027 | 14 | 343.8648 | 319.4501 | 45.7588 | 94.9538 | 0
| LCA | LA Basin | 9 | Monthly System Peak Day | CAISO | 1-in-10 | 2027 | 15 | 296.0569 | 277.3066 | 45.782 | 96.1413 | 0
| LCA | LA Basin | 9 | Monthly System Peak Day | CAISO | 1-in-10 | 2027 | 16 | 257.1881 | 222.9996 | 45.7874 | 96.235 | 0
| LCA | LA Basin | 9 | Monthly System Peak Day | CAISO | 1-in-10 | 2027 | 17 | 206.1259 | 223.8878 | 45.5366 | 96.255 | 0
| LCA | LA Basin | 9 | Monthly System Peak Day | CAISO | 1-in-10 | 2027 | 18 | 202.0546 | 226.3978 | 45.547 | 94.9912 | 0
| LCA | LA Basin | 9 | Monthly System Peak Day | CAISO | 1-in-10 | 2027 | 19 | 203.8857 | 166.6269 | 46.1131 | 93.4512 | 0
| LCA | LA Basin | 9 | Monthly System Peak Day | CAISO | 1-in-10 | 2027 | 20 | 204.2607 | 160.8868 | 44.6924 | 91.0188 | 0
| LCA | LA Basin | 9 | Monthly System Peak Day | CAISO | 1-in-10 | 2027 | 21 | 222.7941 | 189.2683 | 45.7085 | 87.7125 | 0
| LCA | LA Basin | 9 | Monthly System Peak Day | CAISO | 1-in-10 | 2027 | 22 | 387.6258 | 344.7728 | 45.8423 | 86.2213 | 0
| LCA | LA Basin | 9 | Monthly System Peak Day | CAISO | 1-in-10 | 2027 | 23 | 389.4638 | 340.3448 | 45.7177 | 85.0662 | 0
| LCA | LA Basin | 9 | Monthly System Peak Day | CAISO | 1-in-10 | 2027 | 24 | 400.678 | 371.163 | 45.7239 | 83.4137 | 0
| LCA | LA Basin | 10 | Average Weekday | CAISO | 1-in-10 | 2027 | 1 | 356.8401 | 371.4489 | 42.55 | 68.555 | 0
| LCA | LA Basin | 10 | Average Weekday | CAISO | 1-in-10 | 2027 | 2 | 312.8543 | 318.9721 | 42.4401 | 67.6929 | 0
| LCA | LA Basin | 10 | Average Weekday | CAISO | 1-in-10 | 2027 | 3 | 393.1288 | 401.949 | 42.4246 | 67.0076 | 0
| LCA | LA Basin | 10 | Average Weekday | CAISO | 1-in-10 | 2027 | 4 | 388.1208 | 399.3466 | 42.3879 | 66.3674 | 0
| LCA | LA Basin | 10 | Average Weekday | CAISO | 1-in-10 | 2027 | 5 | 442.5544 | 458.6408 | 42.3964 | 65.7726 | 0
| LCA | LA Basin | 10 | Average Weekday | CAISO | 1-in-10 | 2027 | 6 | 555.5054 | 579.61 | 42.3643 | 65.2813 | 0
| LCA | LA Basin | 10 | Average Weekday | CAISO | 1-in-10 | 2027 | 7 | 596.1324 | 617.085 | 42.3861 | 64.856 | 0
| LCA | LA Basin | 10 | Average Weekday | CAISO | 1-in-10 | 2027 | 8 | 650.2363 | 683.7692 | 42.6739 | 64.5914 | 0
| LCA | LA Basin | 10 | Average Weekday | CAISO | 1-in-10 | 2027 | 9 | 563.213 | 604.7641 | 42.9523 | 65.0372 | 0
| LCA | LA Basin | 10 | Average Weekday | CAISO | 1-in-10 | 2027 | 10 | 542.9719 | 568.9344 | 42.6977 | 67.8623 | 0
| LCA | LA Basin | 10 | Average Weekday | CAISO | 1-in-10 | 2027 | 11 | 539.2194 | 559.8575 | 42.8351 | 71.4722 | 0
| LCA | LA Basin | 10 | Average Weekday | CAISO | 1-in-10 | 2027 | 12 | 499.2393 | 513.5285 | 42.9876 | 75.0476 | 0
| LCA | LA Basin | 10 | Average Weekday | CAISO | 1-in-10 | 2027 | 13 | 405.3601 | 415.8335 | 43.0871 | 77.9464 | 0
| LCA | LA Basin | 10 | Average Weekday | CAISO | 1-in-10 | 2027 | 14 | 353.3448 | 360.7227 | 42.9672 | 79.8654 | 0
| LCA | LA Basin | 10 | Average Weekday | CAISO | 1-in-10 | 2027 | 15 | 299.0984 | 306.0251 | 42.7391 | 81.0123 | 0
| LCA | LA Basin | 10 | Average Weekday | CAISO | 1-in-10 | 2027 | 16 | 240.599 | 243.1046 | 42.4408 | 81.494 | 0
| LCA | LA Basin | 10 | Average Weekday | CAISO | 1-in-10 | 2027 | 17 | 202.7722 | 214.4588 | 42.16 | 81.3193 | 0
| LCA | LA Basin | 10 | Average Weekday | CAISO | 1-in-10 | 2027 | 18 | 208.1154 | 216.473 | 42.1913 | 80.4769 | 0
| LCA | LA Basin | 10 | Average Weekday | CAISO | 1-in-10 | 2027 | 19 | 186.9319 | 191.6277 | 42.7553 | 78.5379 | 0
| LCA | LA Basin | 10 | Average Weekday | CAISO | 1-in-10 | 2027 | 20 | 195.6345 | 200.6666 | 42.1088 | 75.4623 | 0
| LCA | LA Basin | 10 | Average Weekday | CAISO | 1-in-10 | 2027 | 21 | 206.5389 | 210.9415 | 42.2042 | 73.2762 | 0
| LCA | LA Basin | 10 | Average Weekday | CAISO | 1-in-10 | 2027 | 22 | 413.2757 | 440.8093 | 42.4496 | 71.8236 | 0
| LCA | LA Basin | 10 | Average Weekday | CAISO | 1-in-10 | 2027 | 23 | 394.3001 | 422.5482 | 42.547 | 70.6065 | 0
| LCA | LA Basin | 10 | Average Weekday | CAISO | 1-in-10 | 2027 | 24 | 412.2085 | 447.77 | 42.6614 | 69.5898 | 0
| LCA | LA Basin | 10 | Monthly System Peak Day | CAISO | 1-in-10 | 2027 | 1 | 356.8401 | 388.3223 | 42.094 | 77.8105 | 0
| LCA | LA Basin | 10 | Monthly System Peak Day | CAISO | 1-in-10 | 2027 | 2 | 312.8543 | 328.3543 | 42.1482 | 76.7246 | 0
| LCA | LA Basin | 10 | Monthly System Peak Day | CAISO | 1-in-10 | 2027 | 3 | 393.1288 | 412.4417 | 42.1564 | 75.7132 | 0
| LCA | LA Basin | 10 | Monthly System Peak Day | CAISO | 1-in-10 | 2027 | 4 | 388.1208 | 406.4884 | 42.1832 | 74.7559 | 0
| LCA | LA Basin | 10 | Monthly System Peak Day | CAISO | 1-in-10 | 2027 | 5 | 442.5544 | 469.9043 | 42.1815 | 74.3109 | 0
| LCA | LA Basin | 10 | Monthly System Peak Day | CAISO | 1-in-10 | 2027 | 6 | 555.5054 | 582.7283 | 42.2187 | 73.9266 | 0
| LCA | LA Basin | 10 | Monthly System Peak Day | CAISO | 1-in-10 | 2027 | 7 | 596.1324 | 615.3867 | 42.2326 | 73.3537 | 0
| LCA | LA Basin | 10 | Monthly System Peak Day | CAISO | 1-in-10 | 2027 | 8 | 650.2363 | 698.3552 | 42.0693 | 73.1109 | 0
| LCA | LA Basin | 10 | Monthly System Peak Day | CAISO | 1-in-10 | 2027 | 9 | 563.213 | 614.5017 | 41.9988 | 73.8571 | 0
| LCA | LA Basin | 10 | Monthly System Peak Day | CAISO | 1-in-10 | 2027 | 10 | 542.9719 | 576.4723 | 42.0685 | 77.6895 | 0
| LCA | LA Basin | 10 | Monthly System Peak Day | CAISO | 1-in-10 | 2027 | 11 | 539.2194 | 570.9766 | 42.0969 | 81.277 | 0
| LCA | LA Basin | 10 | Monthly System Peak Day | CAISO | 1-in-10 | 2027 | 12 | 499.2393 | 527.476 | 42.1661 | 84.4803 | 0
| LCA | LA Basin | 10 | Monthly System Peak Day | CAISO | 1-in-10 | 2027 | 13 | 405.3601 | 422.9492 | 42.2332 | 86.9539 | 0
| LCA | LA Basin | 10 | Monthly System Peak Day | CAISO | 1-in-10 | 2027 | 14 | 353.3448 | 363.5182 | 42.1664 | 88.2526 | 0
| LCA | LA Basin | 10 | Monthly System Peak Day | CAISO | 1-in-10 | 2027 | 15 | 299.0984 | 307.0621 | 42.0931 | 88.8658 | 0
| LCA | LA Basin | 10 | Monthly System Peak Day | CAISO | 1-in-10 | 2027 | 16 | 240.599 | 240.7176 | 42.1625 | 89.5421 | 0
| LCA | LA Basin | 10 | Monthly System Peak Day | CAISO | 1-in-10 | 2027 | 17 | 202.7722 | 214.8866 | 42.1256 | 88.9579 | 0
| LCA | LA Basin | 10 | Monthly System Peak Day | CAISO | 1-in-10 | 2027 | 18 | 208.1154 | 217.0324 | 42.1115 | 87.8237 | 0
| LCA | LA Basin | 10 | Monthly System Peak Day | CAISO | 1-in-10 | 2027 | 19 | 186.9319 | 191.6052 | 42.9124 | 84.604 | 0
| LCA | LA Basin | 10 | Monthly System Peak Day | CAISO | 1-in-10 | 2027 | 20 | 195.6345 | 199.5662 | 42.1085 | 81.1316 | 0
| LCA | LA Basin | 10 | Monthly System Peak Day | CAISO | 1-in-10 | 2027 | 21 | 206.5389 | 211.265 | 42.2628 | 77.9908 | 0
| LCA | LA Basin | 10 | Monthly System Peak Day | CAISO | 1-in-10 | 2027 | 22 | 413.2757 | 441.5999 | 42.2068 | 76.2697 | 0
| LCA | LA Basin | 10 | Monthly System Peak Day | CAISO | 1-in-10 | 2027 | 23 | 394.3001 | 428.3944 | 42.1304 | 75.2239 | 0
| LCA | LA Basin | 10 | Monthly System Peak Day | CAISO | 1-in-10 | 2027 | 24 | 412.2085 | 472.4997 | 42.0548 | 74.3334 | 0
| LCA | LA Basin | 11 | Average Weekday | CAISO | 1-in-10 | 2027 | 1 | 329.2531 | 337.6519 | 42.432 | 57.9601 | 0
| LCA | LA Basin | 11 | Average Weekday | CAISO | 1-in-10 | 2027 | 2 | 294.5561 | 300.5103 | 42.413 | 56.9747 | 0
| LCA | LA Basin | 11 | Average Weekday | CAISO | 1-in-10 | 2027 | 3 | 375.1992 | 386.2945 | 42.3863 | 56.0638 | 0
| LCA | LA Basin | 11 | Average Weekday | CAISO | 1-in-10 | 2027 | 4 | 371.7087 | 386.6357 | 42.3902 | 55.144 | 0
| LCA | LA Basin | 11 | Average Weekday | CAISO | 1-in-10 | 2027 | 5 | 412.4167 | 444.3557 | 42.3689 | 54.3786 | 0
| LCA | LA Basin | 11 | Average Weekday | CAISO | 1-in-10 | 2027 | 6 | 534.5252 | 579.9791 | 42.3831 | 53.8108 | 0
| LCA | LA Basin | 11 | Average Weekday | CAISO | 1-in-10 | 2027 | 7 | 579.3723 | 601.0807 | 42.5863 | 53.3821 | 0
| LCA | LA Basin | 11 | Average Weekday | CAISO | 1-in-10 | 2027 | 8 | 621.8672 | 640.707 | 42.7732 | 53.205 | 0
| LCA | LA Basin | 11 | Average Weekday | CAISO | 1-in-10 | 2027 | 9 | 539.353 | 570.4719 | 42.6153 | 54.7891 | 0
| LCA | LA Basin | 11 | Average Weekday | CAISO | 1-in-10 | 2027 | 10 | 519.595 | 538.8246 | 42.6816 | 58.7128 | 0
| LCA | LA Basin | 11 | Average Weekday | CAISO | 1-in-10 | 2027 | 11 | 506.5189 | 520.6267 | 42.7859 | 63.2581 | 0
| LCA | LA Basin | 11 | Average Weekday | CAISO | 1-in-10 | 2027 | 12 | 474.6587 | 483.819 | 42.8601 | 66.9529 | 0
| LCA | LA Basin | 11 | Average Weekday | CAISO | 1-in-10 | 2027 | 13 | 392.1668 | 403.7457 | 42.8051 | 69.623 | 0
| LCA | LA Basin | 11 | Average Weekday | CAISO | 1-in-10 | 2027 | 14 | 351.5598 | 360.6484 | 42.6678 | 71.1869 | 0
| LCA | LA Basin | 11 | Average Weekday | CAISO | 1-in-10 | 2027 | 15 | 287.4703 | 296.0987 | 42.456 | 71.987 | 0
| LCA | LA Basin | 11 | Average Weekday | CAISO | 1-in-10 | 2027 | 16 | 236.2259 | 238.3229 | 42.4486 | 72.1217 | 0
| LCA | LA Basin | 11 | Average Weekday | CAISO | 1-in-10 | 2027 | 17 | 191.0704 | 201.0179 | 42.1845 | 71.3364 | 0
| LCA | LA Basin | 11 | Average Weekday | CAISO | 1-in-10 | 2027 | 18 | 189.128 | 197.6709 | 42.2554 | 69.3138 | 0
| LCA | LA Basin | 11 | Average Weekday | CAISO | 1-in-10 | 2027 | 19 | 173.7111 | 179.6009 | 42.1094 | 66.7823 | 0
| LCA | LA Basin | 11 | Average Weekday | CAISO | 1-in-10 | 2027 | 20 | 180.4017 | 263.6815 | 50.9499 | 64.7013 | 0
| LCA | LA Basin | 11 | Average Weekday | CAISO | 1-in-10 | 2027 | 21 | 183.7511 | 188.9448 | 42.2456 | 63.0818 | 0
| LCA | LA Basin | 11 | Average Weekday | CAISO | 1-in-10 | 2027 | 22 | 382.7483 | 407.1798 | 42.507 | 61.5232 | 0
| LCA | LA Basin | 11 | Average Weekday | CAISO | 1-in-10 | 2027 | 23 | 364.1286 | 384.3184 | 42.5813 | 60.18 | 0
| LCA | LA Basin | 11 | Average Weekday | CAISO | 1-in-10 | 2027 | 24 | 380.704 | 398.3206 | 42.5128 | 59.0036 | 0
| LCA | LA Basin | 11 | Monthly System Peak Day | CAISO | 1-in-10 | 2027 | 1 | 329.2531 | 348.2132 | 42.1676 | 71.5513 | 0
| LCA | LA Basin | 11 | Monthly System Peak Day | CAISO | 1-in-10 | 2027 | 2 | 294.5561 | 309.81 | 42.163 | 70.1891 | 0
| LCA | LA Basin | 11 | Monthly System Peak Day | CAISO | 1-in-10 | 2027 | 3 | 375.1992 | 394.4586 | 42.1943 | 69.5076 | 0
| LCA | LA Basin | 11 | Monthly System Peak Day | CAISO | 1-in-10 | 2027 | 4 | 371.7087 | 395.6605 | 42.1857 | 68.1163 | 0
| LCA | LA Basin | 11 | Monthly System Peak Day | CAISO | 1-in-10 | 2027 | 5 | 412.4167 | 452.6319 | 42.2277 | 67.2789 | 0
| LCA | LA Basin | 11 | Monthly System Peak Day | CAISO | 1-in-10 | 2027 | 6 | 534.5252 | 584.726 | 42.2284 | 66.485 | 0
| LCA | LA Basin | 11 | Monthly System Peak Day | CAISO | 1-in-10 | 2027 | 7 | 579.3723 | 603.4505 | 42.0262 | 66.3057 | 0
| LCA | LA Basin | 11 | Monthly System Peak Day | CAISO | 1-in-10 | 2027 | 8 | 621.8672 | 671.062 | 41.9565 | 66.9505 | 0
| LCA | LA Basin | 11 | Monthly System Peak Day | CAISO | 1-in-10 | 2027 | 9 | 539.353 | 578.8953 | 42.1175 | 68.6008 | 0
| LCA | LA Basin | 11 | Monthly System Peak Day | CAISO | 1-in-10 | 2027 | 10 | 519.595 | 549.3044 | 42.0596 | 72.9428 | 0
| LCA | LA Basin | 11 | Monthly System Peak Day | CAISO | 1-in-10 | 2027 | 11 | 506.5189 | 535.9239 | 42.157 | 80.1355 | 0
| LCA | LA Basin | 11 | Monthly System Peak Day | CAISO | 1-in-10 | 2027 | 12 | 474.6587 | 500.2145 | 42.3066 | 85.9434 | 0
| LCA | LA Basin | 11 | Monthly System Peak Day | CAISO | 1-in-10 | 2027 | 13 | 392.1668 | 409.6073 | 42.3139 | 89.3829 | 0
| LCA | LA Basin | 11 | Monthly System Peak Day | CAISO | 1-in-10 | 2027 | 14 | 351.5598 | 361.6632 | 42.2001 | 90.9987 | 0
| LCA | LA Basin | 11 | Monthly System Peak Day | CAISO | 1-in-10 | 2027 | 15 | 287.4703 | 295.7254 | 42.2131 | 91.5474 | 0
| LCA | LA Basin | 11 | Monthly System Peak Day | CAISO | 1-in-10 | 2027 | 16 | 236.2259 | 235.9577 | 42.147 | 91.5197 | 0
| LCA | LA Basin | 11 | Monthly System Peak Day | CAISO | 1-in-10 | 2027 | 17 | 191.0704 | 202.1596 | 42.1056 | 90.7408 | 0
| LCA | LA Basin | 11 | Monthly System Peak Day | CAISO | 1-in-10 | 2027 | 18 | 189.128 | 200.3906 | 42.0455 | 88.8921 | 0
| LCA | LA Basin | 11 | Monthly System Peak Day | CAISO | 1-in-10 | 2027 | 19 | 173.7111 | 179.0657 | 42.1091 | 85.9039 | 0
| LCA | LA Basin | 11 | Monthly System Peak Day | CAISO | 1-in-10 | 2027 | 20 | 180.4017 | 330.873 | 55.222 | 82.2526 | 0
| LCA | LA Basin | 11 | Monthly System Peak Day | CAISO | 1-in-10 | 2027 | 21 | 183.7511 | 189.2118 | 42.2885 | 79.0605 | 0
| LCA | LA Basin | 11 | Monthly System Peak Day | CAISO | 1-in-10 | 2027 | 22 | 382.7483 | 410.6146 | 42.1328 | 76.4662 | 0
| LCA | LA Basin | 11 | Monthly System Peak Day | CAISO | 1-in-10 | 2027 | 23 | 364.1286 | 393.7003 | 42.0535 | 74.3099 | 0
| LCA | LA Basin | 11 | Monthly System Peak Day | CAISO | 1-in-10 | 2027 | 24 | 380.704 | 417.0527 | 42.1147 | 72.6928 | 0
| LCA | LA Basin | 12 | Average Weekday | CAISO | 1-in-10 | 2027 | 1 | 387.6708 | 396.0397 | 42.3062 | 52.4722 | 0
| LCA | LA Basin | 12 | Average Weekday | CAISO | 1-in-10 | 2027 | 2 | 354.3927 | 360.8903 | 42.295 | 51.7027 | 0
| LCA | LA Basin | 12 | Average Weekday | CAISO | 1-in-10 | 2027 | 3 | 433.5106 | 445.4446 | 42.2936 | 50.9654 | 0
| LCA | LA Basin | 12 | Average Weekday | CAISO | 1-in-10 | 2027 | 4 | 430.5208 | 446.6857 | 42.2924 | 50.2564 | 0
| LCA | LA Basin | 12 | Average Weekday | CAISO | 1-in-10 | 2027 | 5 | 476.9091 | 510.4906 | 42.2972 | 49.6342 | 0
| LCA | LA Basin | 12 | Average Weekday | CAISO | 1-in-10 | 2027 | 6 | 583.503 | 630.4465 | 42.3055 | 49.1067 | 0
| LCA | LA Basin | 12 | Average Weekday | CAISO | 1-in-10 | 2027 | 7 | 623.4901 | 645.5817 | 42.3204 | 48.7226 | 0
| LCA | LA Basin | 12 | Average Weekday | CAISO | 1-in-10 | 2027 | 8 | 669.6617 | 689.6403 | 42.3332 | 48.679 | 0
| LCA | LA Basin | 12 | Average Weekday | CAISO | 1-in-10 | 2027 | 9 | 577.4962 | 609.515 | 42.3455 | 49.4997 | 0
| LCA | LA Basin | 12 | Average Weekday | CAISO | 1-in-10 | 2027 | 10 | 545.659 | 566.3472 | 42.3229 | 52.3837 | 0
| LCA | LA Basin | 12 | Average Weekday | CAISO | 1-in-10 | 2027 | 11 | 537.7959 | 552.0272 | 42.3463 | 56.0605 | 0
| LCA | LA Basin | 12 | Average Weekday | CAISO | 1-in-10 | 2027 | 12 | 505.2983 | 514.3625 | 42.3698 | 59.3856 | 0
| LCA | LA Basin | 12 | Average Weekday | CAISO | 1-in-10 | 2027 | 13 | 427.2985 | 438.6729 | 42.3841 | 61.7418 | 0
| LCA | LA Basin | 12 | Average Weekday | CAISO | 1-in-10 | 2027 | 14 | 389.6925 | 398.7914 | 42.3671 | 63.2924 | 0
| LCA | LA Basin | 12 | Average Weekday | CAISO | 1-in-10 | 2027 | 15 | 344.9048 | 353.4318 | 42.3335 | 64.0322 | 0
| LCA | LA Basin | 12 | Average Weekday | CAISO | 1-in-10 | 2027 | 16 | 291.2763 | 293.3716 | 42.3048 | 64.0793 | 0
| LCA | LA Basin | 12 | Average Weekday | CAISO | 1-in-10 | 2027 | 17 | 254.4882 | 265.3267 | 42.1456 | 63.3258 | 0
| LCA | LA Basin | 12 | Average Weekday | CAISO | 1-in-10 | 2027 | 18 | 255.9484 | 264.2996 | 42.151 | 61.3192 | 0
| LCA | LA Basin | 12 | Average Weekday | CAISO | 1-in-10 | 2027 | 19 | 242.2039 | 247.7863 | 42.1088 | 59.1225 | 0
| LCA | LA Basin | 12 | Average Weekday | CAISO | 1-in-10 | 2027 | 20 | 258.4595 | 343.103 | 42.9001 | 57.5947 | 0
| LCA | LA Basin | 12 | Average Weekday | CAISO | 1-in-10 | 2027 | 21 | 263.8075 | 269.131 | 42.2073 | 56.3307 | 0
| LCA | LA Basin | 12 | Average Weekday | CAISO | 1-in-10 | 2027 | 22 | 446.9925 | 470.7519 | 42.3296 | 55.1238 | 0
| LCA | LA Basin | 12 | Average Weekday | CAISO | 1-in-10 | 2027 | 23 | 429.3311 | 448.9392 | 42.3252 | 54.1089 | 0
| LCA | LA Basin | 12 | Average Weekday | CAISO | 1-in-10 | 2027 | 24 | 444.1229 | 461.4266 | 42.3213 | 53.2199 | 0
| LCA | LA Basin | 12 | Monthly System Peak Day | CAISO | 1-in-10 | 2027 | 1 | 387.6708 | 396.0397 | 42.3062 | 43.7887 | 0
| LCA | LA Basin | 12 | Monthly System Peak Day | CAISO | 1-in-10 | 2027 | 2 | 354.3927 | 360.8903 | 42.295 | 42.7476 | 0
| LCA | LA Basin | 12 | Monthly System Peak Day | CAISO | 1-in-10 | 2027 | 3 | 433.5106 | 445.4446 | 42.2936 | 41.6828 | 0
| LCA | LA Basin | 12 | Monthly System Peak Day | CAISO | 1-in-10 | 2027 | 4 | 430.5208 | 446.6857 | 42.2924 | 40.8868 | 0
| LCA | LA Basin | 12 | Monthly System Peak Day | CAISO | 1-in-10 | 2027 | 5 | 476.9091 | 510.4906 | 42.2972 | 39.9918 | 0
| LCA | LA Basin | 12 | Monthly System Peak Day | CAISO | 1-in-10 | 2027 | 6 | 583.503 | 630.4465 | 42.3055 | 39.0575 | 0
| LCA | LA Basin | 12 | Monthly System Peak Day | CAISO | 1-in-10 | 2027 | 7 | 623.4901 | 645.5817 | 42.3204 | 38.3624 | 0
| LCA | LA Basin | 12 | Monthly System Peak Day | CAISO | 1-in-10 | 2027 | 8 | 669.6617 | 689.6403 | 42.3332 | 38.6474 | 0
| LCA | LA Basin | 12 | Monthly System Peak Day | CAISO | 1-in-10 | 2027 | 9 | 577.4962 | 609.515 | 42.3455 | 39.7196 | 0
| LCA | LA Basin | 12 | Monthly System Peak Day | CAISO | 1-in-10 | 2027 | 10 | 545.659 | 566.3472 | 42.3229 | 43.7558 | 0
| LCA | LA Basin | 12 | Monthly System Peak Day | CAISO | 1-in-10 | 2027 | 11 | 537.7959 | 552.0272 | 42.3463 | 48.4107 | 0
| LCA | LA Basin | 12 | Monthly System Peak Day | CAISO | 1-in-10 | 2027 | 12 | 505.2983 | 514.3625 | 42.3698 | 51.2009 | 0
| LCA | LA Basin | 12 | Monthly System Peak Day | CAISO | 1-in-10 | 2027 | 13 | 427.2985 | 438.6729 | 42.3841 | 52.4076 | 0
| LCA | LA Basin | 12 | Monthly System Peak Day | CAISO | 1-in-10 | 2027 | 14 | 389.6925 | 398.7914 | 42.3671 | 53.5787 | 0
| LCA | LA Basin | 12 | Monthly System Peak Day | CAISO | 1-in-10 | 2027 | 15 | 344.9048 | 353.4318 | 42.3335 | 54.5351 | 0
| LCA | LA Basin | 12 | Monthly System Peak Day | CAISO | 1-in-10 | 2027 | 16 | 291.2763 | 293.3716 | 42.3048 | 54.8984 | 0
| LCA | LA Basin | 12 | Monthly System Peak Day | CAISO | 1-in-10 | 2027 | 17 | 254.4882 | 265.3267 | 42.1456 | 54.613 | 0
| LCA | LA Basin | 12 | Monthly System Peak Day | CAISO | 1-in-10 | 2027 | 18 | 255.9484 | 264.2996 | 42.151 | 52.7462 | 0
| LCA | LA Basin | 12 | Monthly System Peak Day | CAISO | 1-in-10 | 2027 | 19 | 242.2039 | 247.7863 | 42.1088 | 50.6778 | 0
| LCA | LA Basin | 12 | Monthly System Peak Day | CAISO | 1-in-10 | 2027 | 20 | 258.4595 | 343.103 | 42.9001 | 49.5764 | 0
| LCA | LA Basin | 12 | Monthly System Peak Day | CAISO | 1-in-10 | 2027 | 21 | 263.8075 | 269.131 | 42.2073 | 48.2487 | 0
| LCA | LA Basin | 12 | Monthly System Peak Day | CAISO | 1-in-10 | 2027 | 22 | 446.9925 | 470.7519 | 42.3296 | 46.5763 | 0
| LCA | LA Basin | 12 | Monthly System Peak Day | CAISO | 1-in-10 | 2027 | 23 | 429.3311 | 448.9392 | 42.3252 | 45.8611 | 0
| LCA | LA Basin | 12 | Monthly System Peak Day | CAISO | 1-in-10 | 2027 | 24 | 444.1229 | 461.4266 | 42.3213 | 45.4583 | 0
| LCA | LA Basin | 1 | Average Weekday | CAISO | 1-in-10 | 2028 | 1 | 378.7038 | 386.8633 | 42.3535 | 50.3292 | 0
| LCA | LA Basin | 1 | Average Weekday | CAISO | 1-in-10 | 2028 | 2 | 349.6841 | 357.2561 | 42.3423 | 49.4929 | 0
| LCA | LA Basin | 1 | Average Weekday | CAISO | 1-in-10 | 2028 | 3 | 435.7155 | 447.8591 | 42.3409 | 48.846 | 0
| LCA | LA Basin | 1 | Average Weekday | CAISO | 1-in-10 | 2028 | 4 | 430.0343 | 446.0453 | 42.3397 | 48.1615 | 0
| LCA | LA Basin | 1 | Average Weekday | CAISO | 1-in-10 | 2028 | 5 | 476.8176 | 510.5186 | 42.3445 | 47.4809 | 0
| LCA | LA Basin | 1 | Average Weekday | CAISO | 1-in-10 | 2028 | 6 | 593.032 | 641.2473 | 42.3528 | 46.8357 | 0
| LCA | LA Basin | 1 | Average Weekday | CAISO | 1-in-10 | 2028 | 7 | 636.8839 | 659.2025 | 42.3676 | 46.3081 | 0
| LCA | LA Basin | 1 | Average Weekday | CAISO | 1-in-10 | 2028 | 8 | 683.0828 | 703.2759 | 42.3804 | 46.1585 | 0
| LCA | LA Basin | 1 | Average Weekday | CAISO | 1-in-10 | 2028 | 9 | 587.7341 | 617.6288 | 42.3927 | 46.7547 | 0
| LCA | LA Basin | 1 | Average Weekday | CAISO | 1-in-10 | 2028 | 10 | 568.8395 | 588.5035 | 42.3702 | 49.5868 | 0
| LCA | LA Basin | 1 | Average Weekday | CAISO | 1-in-10 | 2028 | 11 | 557.1823 | 571.4292 | 42.3936 | 53.252 | 0
| LCA | LA Basin | 1 | Average Weekday | CAISO | 1-in-10 | 2028 | 12 | 527.1301 | 536.1998 | 42.4169 | 56.6167 | 0
| LCA | LA Basin | 1 | Average Weekday | CAISO | 1-in-10 | 2028 | 13 | 458.806 | 470.1761 | 42.4312 | 59.0083 | 0
| LCA | LA Basin | 1 | Average Weekday | CAISO | 1-in-10 | 2028 | 14 | 417.0034 | 426.1006 | 42.4143 | 60.5254 | 0
| LCA | LA Basin | 1 | Average Weekday | CAISO | 1-in-10 | 2028 | 15 | 368.0531 | 376.5804 | 42.3807 | 61.437 | 0
| LCA | LA Basin | 1 | Average Weekday | CAISO | 1-in-10 | 2028 | 16 | 313.5851 | 315.683 | 42.3521 | 61.7907 | 0
| LCA | LA Basin | 1 | Average Weekday | CAISO | 1-in-10 | 2028 | 17 | 272.6967 | 283.393 | 42.1938 | 61.3348 | 0
| LCA | LA Basin | 1 | Average Weekday | CAISO | 1-in-10 | 2028 | 18 | 273.6769 | 282.1893 | 42.1991 | 59.8087 | 0
| LCA | LA Basin | 1 | Average Weekday | CAISO | 1-in-10 | 2028 | 19 | 253.0037 | 258.5851 | 42.1572 | 57.4988 | 0
| LCA | LA Basin | 1 | Average Weekday | CAISO | 1-in-10 | 2028 | 20 | 259.7159 | 343.7021 | 42.9447 | 55.8484 | 0
| LCA | LA Basin | 1 | Average Weekday | CAISO | 1-in-10 | 2028 | 21 | 251.269 | 256.3798 | 42.2552 | 54.6202 | 0
| LCA | LA Basin | 1 | Average Weekday | CAISO | 1-in-10 | 2028 | 22 | 435.7438 | 459.7462 | 42.3767 | 53.4966 | 0
| LCA | LA Basin | 1 | Average Weekday | CAISO | 1-in-10 | 2028 | 23 | 420.257 | 439.9319 | 42.3724 | 52.3728 | 0
| LCA | LA Basin | 1 | Average Weekday | CAISO | 1-in-10 | 2028 | 24 | 440.869 | 458.2537 | 42.3685 | 51.4044 | 0
| LCA | LA Basin | 1 | Monthly System Peak Day | CAISO | 1-in-10 | 2028 | 1 | 378.7038 | 386.8633 | 42.3535 | 45.4651 | 0
| LCA | LA Basin | 1 | Monthly System Peak Day | CAISO | 1-in-10 | 2028 | 2 | 349.6841 | 357.2561 | 42.3423 | 45.0454 | 0
| LCA | LA Basin | 1 | Monthly System Peak Day | CAISO | 1-in-10 | 2028 | 3 | 435.7155 | 447.8591 | 42.3409 | 45.1804 | 0
| LCA | LA Basin | 1 | Monthly System Peak Day | CAISO | 1-in-10 | 2028 | 4 | 430.0343 | 446.0453 | 42.3397 | 44.8959 | 0
| LCA | LA Basin | 1 | Monthly System Peak Day | CAISO | 1-in-10 | 2028 | 5 | 476.8176 | 510.5186 | 42.3445 | 44.7934 | 0
| LCA | LA Basin | 1 | Monthly System Peak Day | CAISO | 1-in-10 | 2028 | 6 | 593.032 | 641.2473 | 42.3528 | 43.9289 | 0
| LCA | LA Basin | 1 | Monthly System Peak Day | CAISO | 1-in-10 | 2028 | 7 | 636.8839 | 659.2025 | 42.3676 | 43.6862 | 0
| LCA | LA Basin | 1 | Monthly System Peak Day | CAISO | 1-in-10 | 2028 | 8 | 683.0828 | 703.2759 | 42.3804 | 42.7533 | 0
| LCA | LA Basin | 1 | Monthly System Peak Day | CAISO | 1-in-10 | 2028 | 9 | 587.7341 | 617.6288 | 42.3927 | 42.2608 | 0
| LCA | LA Basin | 1 | Monthly System Peak Day | CAISO | 1-in-10 | 2028 | 10 | 568.8395 | 588.5035 | 42.3702 | 44.59 | 0
| LCA | LA Basin | 1 | Monthly System Peak Day | CAISO | 1-in-10 | 2028 | 11 | 557.1823 | 571.4292 | 42.3936 | 46.6911 | 0
| LCA | LA Basin | 1 | Monthly System Peak Day | CAISO | 1-in-10 | 2028 | 12 | 527.1301 | 536.1998 | 42.4169 | 48.6754 | 0
| LCA | LA Basin | 1 | Monthly System Peak Day | CAISO | 1-in-10 | 2028 | 13 | 458.806 | 470.1761 | 42.4312 | 49.8647 | 0
| LCA | LA Basin | 1 | Monthly System Peak Day | CAISO | 1-in-10 | 2028 | 14 | 417.0034 | 426.1006 | 42.4143 | 49.6668 | 0
| LCA | LA Basin | 1 | Monthly System Peak Day | CAISO | 1-in-10 | 2028 | 15 | 368.0531 | 376.5804 | 42.3807 | 50.5197 | 0
| LCA | LA Basin | 1 | Monthly System Peak Day | CAISO | 1-in-10 | 2028 | 16 | 313.5851 | 315.683 | 42.3521 | 51.4093 | 0
| LCA | LA Basin | 1 | Monthly System Peak Day | CAISO | 1-in-10 | 2028 | 17 | 272.6967 | 283.393 | 42.1938 | 51.7017 | 0
| LCA | LA Basin | 1 | Monthly System Peak Day | CAISO | 1-in-10 | 2028 | 18 | 273.6769 | 282.1893 | 42.1991 | 50.6975 | 0
| LCA | LA Basin | 1 | Monthly System Peak Day | CAISO | 1-in-10 | 2028 | 19 | 253.0037 | 258.5851 | 42.1572 | 48.8825 | 0
| LCA | LA Basin | 1 | Monthly System Peak Day | CAISO | 1-in-10 | 2028 | 20 | 259.7159 | 343.7021 | 42.9447 | 47.9611 | 0
| LCA | LA Basin | 1 | Monthly System Peak Day | CAISO | 1-in-10 | 2028 | 21 | 251.269 | 256.3798 | 42.2552 | 46.8322 | 0
| LCA | LA Basin | 1 | Monthly System Peak Day | CAISO | 1-in-10 | 2028 | 22 | 435.7438 | 459.7462 | 42.3767 | 46.1047 | 0
| LCA | LA Basin | 1 | Monthly System Peak Day | CAISO | 1-in-10 | 2028 | 23 | 420.257 | 439.9319 | 42.3724 | 45.1543 | 0
| LCA | LA Basin | 1 | Monthly System Peak Day | CAISO | 1-in-10 | 2028 | 24 | 440.869 | 458.2537 | 42.3685 | 44.0309 | 0
| LCA | LA Basin | 2 | Average Weekday | CAISO | 1-in-10 | 2028 | 1 | 353.2607 | 362.027 | 42.3855 | 50.1113 | 0
| LCA | LA Basin | 2 | Average Weekday | CAISO | 1-in-10 | 2028 | 2 | 323.711 | 331.8629 | 42.3733 | 49.2107 | 0
| LCA | LA Basin | 2 | Average Weekday | CAISO | 1-in-10 | 2028 | 3 | 402.4201 | 415.457 | 42.3717 | 48.3438 | 0
| LCA | LA Basin | 2 | Average Weekday | CAISO | 1-in-10 | 2028 | 4 | 392.8506 | 410.3953 | 42.3706 | 47.5979 | 0
| LCA | LA Basin | 2 | Average Weekday | CAISO | 1-in-10 | 2028 | 5 | 443.1096 | 478.5822 | 42.3759 | 47.0173 | 0
| LCA | LA Basin | 2 | Average Weekday | CAISO | 1-in-10 | 2028 | 6 | 555.7767 | 604.9991 | 42.3853 | 46.4793 | 0
| LCA | LA Basin | 2 | Average Weekday | CAISO | 1-in-10 | 2028 | 7 | 590.0287 | 611.9188 | 42.4014 | 46.179 | 0
| LCA | LA Basin | 2 | Average Weekday | CAISO | 1-in-10 | 2028 | 8 | 643.1676 | 662.9338 | 42.4149 | 46.1339 | 0
| LCA | LA Basin | 2 | Average Weekday | CAISO | 1-in-10 | 2028 | 9 | 568.225 | 597.8441 | 42.4277 | 47.6859 | 0
| LCA | LA Basin | 2 | Average Weekday | CAISO | 1-in-10 | 2028 | 10 | 543.7401 | 562.6085 | 42.4029 | 50.9967 | 0
| LCA | LA Basin | 2 | Average Weekday | CAISO | 1-in-10 | 2028 | 11 | 535.8835 | 549.8687 | 42.4281 | 54.578 | 0
| LCA | LA Basin | 2 | Average Weekday | CAISO | 1-in-10 | 2028 | 12 | 506.4675 | 515.7303 | 42.4536 | 57.4598 | 0
| LCA | LA Basin | 2 | Average Weekday | CAISO | 1-in-10 | 2028 | 13 | 436.3242 | 448.44 | 42.4691 | 59.4503 | 0
| LCA | LA Basin | 2 | Average Weekday | CAISO | 1-in-10 | 2028 | 14 | 391.8025 | 400.9559 | 42.4507 | 60.8044 | 0
| LCA | LA Basin | 2 | Average Weekday | CAISO | 1-in-10 | 2028 | 15 | 335.3691 | 344.0969 | 42.4145 | 61.7147 | 0
| LCA | LA Basin | 2 | Average Weekday | CAISO | 1-in-10 | 2028 | 16 | 282.0554 | 284.3795 | 42.3838 | 62.0952 | 0
| LCA | LA Basin | 2 | Average Weekday | CAISO | 1-in-10 | 2028 | 17 | 233.2547 | 243.7602 | 42.2041 | 61.6738 | 0
| LCA | LA Basin | 2 | Average Weekday | CAISO | 1-in-10 | 2028 | 18 | 231.3158 | 239.7413 | 42.2105 | 60.3894 | 0
| LCA | LA Basin | 2 | Average Weekday | CAISO | 1-in-10 | 2028 | 19 | 214.1444 | 220.3668 | 42.1576 | 58.1787 | 0
| LCA | LA Basin | 2 | Average Weekday | CAISO | 1-in-10 | 2028 | 20 | 220.7537 | 302.1965 | 43.0184 | 56.2556 | 0
| LCA | LA Basin | 2 | Average Weekday | CAISO | 1-in-10 | 2028 | 21 | 212.8511 | 218.3004 | 42.2708 | 54.7745 | 0
| LCA | LA Basin | 2 | Average Weekday | CAISO | 1-in-10 | 2028 | 22 | 399.9418 | 425.0231 | 42.4117 | 53.6291 | 0
| LCA | LA Basin | 2 | Average Weekday | CAISO | 1-in-10 | 2028 | 23 | 387.0791 | 407.9637 | 42.4068 | 52.5079 | 0
| LCA | LA Basin | 2 | Average Weekday | CAISO | 1-in-10 | 2028 | 24 | 406.9493 | 424.9937 | 42.402 | 51.4241 | 0
| LCA | LA Basin | 2 | Monthly System Peak Day | CAISO | 1-in-10 | 2028 | 1 | 353.2607 | 362.027 | 42.3855 | 50.6226 | 0
| LCA | LA Basin | 2 | Monthly System Peak Day | CAISO | 1-in-10 | 2028 | 2 | 323.711 | 331.8629 | 42.3733 | 50.4995 | 0
| LCA | LA Basin | 2 | Monthly System Peak Day | CAISO | 1-in-10 | 2028 | 3 | 402.4201 | 415.457 | 42.3717 | 50.4234 | 0
| LCA | LA Basin | 2 | Monthly System Peak Day | CAISO | 1-in-10 | 2028 | 4 | 392.8506 | 410.3953 | 42.3706 | 50.5369 | 0
| LCA | LA Basin | 2 | Monthly System Peak Day | CAISO | 1-in-10 | 2028 | 5 | 443.1096 | 478.5822 | 42.3759 | 49.9904 | 0
| LCA | LA Basin | 2 | Monthly System Peak Day | CAISO | 1-in-10 | 2028 | 6 | 555.7767 | 604.9991 | 42.3853 | 49.1571 | 0
| LCA | LA Basin | 2 | Monthly System Peak Day | CAISO | 1-in-10 | 2028 | 7 | 590.0287 | 611.9188 | 42.4014 | 48.6676 | 0
| LCA | LA Basin | 2 | Monthly System Peak Day | CAISO | 1-in-10 | 2028 | 8 | 643.1676 | 662.9338 | 42.4149 | 48.5847 | 0
| LCA | LA Basin | 2 | Monthly System Peak Day | CAISO | 1-in-10 | 2028 | 9 | 568.225 | 597.8441 | 42.4277 | 49.0371 | 0
| LCA | LA Basin | 2 | Monthly System Peak Day | CAISO | 1-in-10 | 2028 | 10 | 543.7401 | 562.6085 | 42.4029 | 50.3822 | 0
| LCA | LA Basin | 2 | Monthly System Peak Day | CAISO | 1-in-10 | 2028 | 11 | 535.8835 | 549.8687 | 42.4281 | 51.3262 | 0
| LCA | LA Basin | 2 | Monthly System Peak Day | CAISO | 1-in-10 | 2028 | 12 | 506.4675 | 515.7303 | 42.4536 | 52.4879 | 0
| LCA | LA Basin | 2 | Monthly System Peak Day | CAISO | 1-in-10 | 2028 | 13 | 436.3242 | 448.44 | 42.4691 | 53.8069 | 0
| LCA | LA Basin | 2 | Monthly System Peak Day | CAISO | 1-in-10 | 2028 | 14 | 391.8025 | 400.9559 | 42.4507 | 55.1325 | 0
| LCA | LA Basin | 2 | Monthly System Peak Day | CAISO | 1-in-10 | 2028 | 15 | 335.3691 | 344.0969 | 42.4145 | 55.7924 | 0
| LCA | LA Basin | 2 | Monthly System Peak Day | CAISO | 1-in-10 | 2028 | 16 | 282.0554 | 284.3795 | 42.3838 | 55.9094 | 0
| LCA | LA Basin | 2 | Monthly System Peak Day | CAISO | 1-in-10 | 2028 | 17 | 233.2547 | 243.7602 | 42.2041 | 57.5953 | 0
| LCA | LA Basin | 2 | Monthly System Peak Day | CAISO | 1-in-10 | 2028 | 18 | 231.3158 | 239.7413 | 42.2105 | 56.7246 | 0
| LCA | LA Basin | 2 | Monthly System Peak Day | CAISO | 1-in-10 | 2028 | 19 | 214.1444 | 220.3668 | 42.1576 | 55.639 | 0
| LCA | LA Basin | 2 | Monthly System Peak Day | CAISO | 1-in-10 | 2028 | 20 | 220.7537 | 302.1965 | 43.0184 | 54.4933 | 0
| LCA | LA Basin | 2 | Monthly System Peak Day | CAISO | 1-in-10 | 2028 | 21 | 212.8511 | 218.3004 | 42.2708 | 54.0144 | 0
| LCA | LA Basin | 2 | Monthly System Peak Day | CAISO | 1-in-10 | 2028 | 22 | 399.9418 | 425.0231 | 42.4117 | 53.3952 | 0
| LCA | LA Basin | 2 | Monthly System Peak Day | CAISO | 1-in-10 | 2028 | 23 | 387.0791 | 407.9637 | 42.4068 | 52.7554 | 0
| LCA | LA Basin | 2 | Monthly System Peak Day | CAISO | 1-in-10 | 2028 | 24 | 406.9493 | 424.9937 | 42.402 | 52.1309 | 0
| LCA | LA Basin | 3 | Average Weekday | CAISO | 1-in-10 | 2028 | 1 | 389.3869 | 405.6431 | 42.4748 | 59.0904 | 0
| LCA | LA Basin | 3 | Average Weekday | CAISO | 1-in-10 | 2028 | 2 | 357.6261 | 365.5374 | 42.4169 | 58.0099 | 0
| LCA | LA Basin | 3 | Average Weekday | CAISO | 1-in-10 | 2028 | 3 | 453.4402 | 463.6594 | 42.4084 | 56.9859 | 0
| LCA | LA Basin | 3 | Average Weekday | CAISO | 1-in-10 | 2028 | 4 | 441.635 | 454.3639 | 42.3903 | 56.0739 | 0
| LCA | LA Basin | 3 | Average Weekday | CAISO | 1-in-10 | 2028 | 5 | 472.8019 | 493.0786 | 42.396 | 55.3597 | 0
| LCA | LA Basin | 3 | Average Weekday | CAISO | 1-in-10 | 2028 | 6 | 596.1177 | 622.121 | 42.3836 | 54.7125 | 0
| LCA | LA Basin | 3 | Average Weekday | CAISO | 1-in-10 | 2028 | 7 | 637.8333 | 659.0123 | 42.4036 | 54.3717 | 0
| LCA | LA Basin | 3 | Average Weekday | CAISO | 1-in-10 | 2028 | 8 | 687.2161 | 724.6473 | 42.5496 | 54.3916 | 0
| LCA | LA Basin | 3 | Average Weekday | CAISO | 1-in-10 | 2028 | 9 | 602.2172 | 645.4643 | 42.6746 | 55.8505 | 0
| LCA | LA Basin | 3 | Average Weekday | CAISO | 1-in-10 | 2028 | 10 | 580.1893 | 610.5215 | 42.5486 | 59.3312 | 0
| LCA | LA Basin | 3 | Average Weekday | CAISO | 1-in-10 | 2028 | 11 | 561.7161 | 585.3925 | 42.6131 | 63.5603 | 0
| LCA | LA Basin | 3 | Average Weekday | CAISO | 1-in-10 | 2028 | 12 | 532.7617 | 547.0466 | 42.677 | 67.4405 | 0
| LCA | LA Basin | 3 | Average Weekday | CAISO | 1-in-10 | 2028 | 13 | 440.7042 | 451.5266 | 42.7086 | 70.4453 | 0
| LCA | LA Basin | 3 | Average Weekday | CAISO | 1-in-10 | 2028 | 14 | 410.8222 | 418.3469 | 42.6567 | 72.4795 | 0
| LCA | LA Basin | 3 | Average Weekday | CAISO | 1-in-10 | 2028 | 15 | 353.11 | 360.1919 | 42.5569 | 73.6736 | 0
| LCA | LA Basin | 3 | Average Weekday | CAISO | 1-in-10 | 2028 | 16 | 304.4861 | 307.1453 | 42.4188 | 74.2045 | 0
| LCA | LA Basin | 3 | Average Weekday | CAISO | 1-in-10 | 2028 | 17 | 267.3682 | 279.9589 | 42.2014 | 74.0108 | 0
| LCA | LA Basin | 3 | Average Weekday | CAISO | 1-in-10 | 2028 | 18 | 267.7043 | 277.2215 | 42.2189 | 72.9461 | 0
| LCA | LA Basin | 3 | Average Weekday | CAISO | 1-in-10 | 2028 | 19 | 250.151 | 255.2138 | 42.2895 | 71.0602 | 0
| LCA | LA Basin | 3 | Average Weekday | CAISO | 1-in-10 | 2028 | 20 | 245.2313 | 250.528 | 42.1571 | 68.3652 | 0
| LCA | LA Basin | 3 | Average Weekday | CAISO | 1-in-10 | 2028 | 21 | 225.8179 | 230.2528 | 42.2275 | 65.7441 | 0
| LCA | LA Basin | 3 | Average Weekday | CAISO | 1-in-10 | 2028 | 22 | 436.3925 | 464.7611 | 42.4423 | 64.0491 | 0
| LCA | LA Basin | 3 | Average Weekday | CAISO | 1-in-10 | 2028 | 23 | 430.3682 | 459.6849 | 42.4875 | 62.7625 | 0
| LCA | LA Basin | 3 | Average Weekday | CAISO | 1-in-10 | 2028 | 24 | 460.8007 | 497.6448 | 42.5361 | 61.4005 | 0
| LCA | LA Basin | 3 | Monthly System Peak Day | CAISO | 1-in-10 | 2028 | 1 | 389.3869 | 424.5763 | 42.0705 | 66.1204 | 0
| LCA | LA Basin | 3 | Monthly System Peak Day | CAISO | 1-in-10 | 2028 | 2 | 357.6261 | 377.7567 | 42.1475 | 64.2945 | 0
| LCA | LA Basin | 3 | Monthly System Peak Day | CAISO | 1-in-10 | 2028 | 3 | 453.4402 | 476.2709 | 42.1597 | 62.8338 | 0
| LCA | LA Basin | 3 | Monthly System Peak Day | CAISO | 1-in-10 | 2028 | 4 | 441.635 | 463.877 | 42.1982 | 61.7939 | 0
| LCA | LA Basin | 3 | Monthly System Peak Day | CAISO | 1-in-10 | 2028 | 5 | 472.8019 | 506.2543 | 42.1947 | 60.8075 | 0
| LCA | LA Basin | 3 | Monthly System Peak Day | CAISO | 1-in-10 | 2028 | 6 | 596.1177 | 625.6628 | 42.246 | 59.7989 | 0
| LCA | LA Basin | 3 | Monthly System Peak Day | CAISO | 1-in-10 | 2028 | 7 | 637.8333 | 657.3278 | 42.2587 | 59.4218 | 0
| LCA | LA Basin | 3 | Monthly System Peak Day | CAISO | 1-in-10 | 2028 | 8 | 687.2161 | 749.1035 | 42.0293 | 59.0993 | 0
| LCA | LA Basin | 3 | Monthly System Peak Day | CAISO | 1-in-10 | 2028 | 9 | 602.2172 | 654.8911 | 41.9827 | 60.5688 | 0
| LCA | LA Basin | 3 | Monthly System Peak Day | CAISO | 1-in-10 | 2028 | 10 | 580.1893 | 618.2808 | 42.0533 | 65.3414 | 0
| LCA | LA Basin | 3 | Monthly System Peak Day | CAISO | 1-in-10 | 2028 | 11 | 561.7161 | 598.7137 | 42.1325 | 70.7516 | 0
| LCA | LA Basin | 3 | Monthly System Peak Day | CAISO | 1-in-10 | 2028 | 12 | 532.7617 | 560.5872 | 42.2957 | 76.3558 | 0
| LCA | LA Basin | 3 | Monthly System Peak Day | CAISO | 1-in-10 | 2028 | 13 | 440.7042 | 458.0239 | 42.4562 | 81.6032 | 0
| LCA | LA Basin | 3 | Monthly System Peak Day | CAISO | 1-in-10 | 2028 | 14 | 410.8222 | 420.7695 | 42.3099 | 84.1063 | 0
| LCA | LA Basin | 3 | Monthly System Peak Day | CAISO | 1-in-10 | 2028 | 15 | 353.11 | 361.1654 | 42.1222 | 84.7692 | 0
| LCA | LA Basin | 3 | Monthly System Peak Day | CAISO | 1-in-10 | 2028 | 16 | 304.4861 | 304.7642 | 42.1685 | 85.4466 | 0
| LCA | LA Basin | 3 | Monthly System Peak Day | CAISO | 1-in-10 | 2028 | 17 | 267.3682 | 280.5078 | 42.1726 | 86.2918 | 0
| LCA | LA Basin | 3 | Monthly System Peak Day | CAISO | 1-in-10 | 2028 | 18 | 267.7043 | 277.9254 | 42.1533 | 85.9592 | 0
| LCA | LA Basin | 3 | Monthly System Peak Day | CAISO | 1-in-10 | 2028 | 19 | 250.151 | 255.289 | 43.8791 | 84.2603 | 0
| LCA | LA Basin | 3 | Monthly System Peak Day | CAISO | 1-in-10 | 2028 | 20 | 245.2313 | 249.4595 | 42.157 | 81.6113 | 0
| LCA | LA Basin | 3 | Monthly System Peak Day | CAISO | 1-in-10 | 2028 | 21 | 225.8179 | 230.4144 | 42.3815 | 77.9332 | 0
| LCA | LA Basin | 3 | Monthly System Peak Day | CAISO | 1-in-10 | 2028 | 22 | 436.3925 | 465.7314 | 42.2136 | 75.495 | 0
| LCA | LA Basin | 3 | Monthly System Peak Day | CAISO | 1-in-10 | 2028 | 23 | 430.3682 | 465.7908 | 42.1087 | 72.9901 | 0
| LCA | LA Basin | 3 | Monthly System Peak Day | CAISO | 1-in-10 | 2028 | 24 | 460.8007 | 522.8915 | 42.0147 | 70.3387 | 0
| LCA | LA Basin | 4 | Average Weekday | CAISO | 1-in-10 | 2028 | 1 | 352.7182 | 367.8284 | 42.4758 | 59.793 | 0
| LCA | LA Basin | 4 | Average Weekday | CAISO | 1-in-10 | 2028 | 2 | 321.9691 | 330.585 | 42.4183 | 58.7805 | 0
| LCA | LA Basin | 4 | Average Weekday | CAISO | 1-in-10 | 2028 | 3 | 412.4225 | 423.1786 | 42.4098 | 57.798 | 0
| LCA | LA Basin | 4 | Average Weekday | CAISO | 1-in-10 | 2028 | 4 | 391.1571 | 403.5296 | 42.3919 | 56.8912 | 0
| LCA | LA Basin | 4 | Average Weekday | CAISO | 1-in-10 | 2028 | 5 | 412.7495 | 431.4297 | 42.3976 | 56.1875 | 0
| LCA | LA Basin | 4 | Average Weekday | CAISO | 1-in-10 | 2028 | 6 | 533.6414 | 558.5328 | 42.3855 | 55.6449 | 0
| LCA | LA Basin | 4 | Average Weekday | CAISO | 1-in-10 | 2028 | 7 | 580.1431 | 600.9099 | 42.4057 | 55.2741 | 0
| LCA | LA Basin | 4 | Average Weekday | CAISO | 1-in-10 | 2028 | 8 | 630.1431 | 665.2111 | 42.5506 | 55.3057 | 0
| LCA | LA Basin | 4 | Average Weekday | CAISO | 1-in-10 | 2028 | 9 | 538.5549 | 581.3985 | 42.6746 | 57.4 | 0
| LCA | LA Basin | 4 | Average Weekday | CAISO | 1-in-10 | 2028 | 10 | 515.2083 | 544.8683 | 42.549 | 60.548 | 0
| LCA | LA Basin | 4 | Average Weekday | CAISO | 1-in-10 | 2028 | 11 | 505.9614 | 526.9593 | 42.6129 | 64.096 | 0
| LCA | LA Basin | 4 | Average Weekday | CAISO | 1-in-10 | 2028 | 12 | 477.2191 | 491.4431 | 42.6764 | 67.463 | 0
| LCA | LA Basin | 4 | Average Weekday | CAISO | 1-in-10 | 2028 | 13 | 398.9559 | 409.7928 | 42.7077 | 69.7447 | 0
| LCA | LA Basin | 4 | Average Weekday | CAISO | 1-in-10 | 2028 | 14 | 363.3372 | 370.8719 | 42.6559 | 71.3864 | 0
| LCA | LA Basin | 4 | Average Weekday | CAISO | 1-in-10 | 2028 | 15 | 303.4848 | 310.5722 | 42.5567 | 72.5555 | 0
| LCA | LA Basin | 4 | Average Weekday | CAISO | 1-in-10 | 2028 | 16 | 252.7216 | 255.3741 | 42.4201 | 73.1443 | 0
| LCA | LA Basin | 4 | Average Weekday | CAISO | 1-in-10 | 2028 | 17 | 206.9009 | 219.75 | 42.2018 | 73.2569 | 0
| LCA | LA Basin | 4 | Average Weekday | CAISO | 1-in-10 | 2028 | 18 | 204.3528 | 213.6282 | 42.2192 | 72.4661 | 0
| LCA | LA Basin | 4 | Average Weekday | CAISO | 1-in-10 | 2028 | 19 | 179.2062 | 184.2069 | 42.2896 | 71.1037 | 0
| LCA | LA Basin | 4 | Average Weekday | CAISO | 1-in-10 | 2028 | 20 | 172.008 | 177.3258 | 42.1571 | 68.8835 | 0
| LCA | LA Basin | 4 | Average Weekday | CAISO | 1-in-10 | 2028 | 21 | 179.0326 | 183.6271 | 42.2288 | 65.9447 | 0
| LCA | LA Basin | 4 | Average Weekday | CAISO | 1-in-10 | 2028 | 22 | 391.9541 | 420.0809 | 42.4443 | 63.8031 | 0
| LCA | LA Basin | 4 | Average Weekday | CAISO | 1-in-10 | 2028 | 23 | 390.0823 | 419.0287 | 42.4891 | 62.3163 | 0
| LCA | LA Basin | 4 | Average Weekday | CAISO | 1-in-10 | 2028 | 24 | 419.4297 | 455.5467 | 42.537 | 61.1147 | 0
| LCA | LA Basin | 4 | Monthly System Peak Day | CAISO | 1-in-10 | 2028 | 1 | 352.7182 | 384.8797 | 42.0771 | 72.9047 | 0
| LCA | LA Basin | 4 | Monthly System Peak Day | CAISO | 1-in-10 | 2028 | 2 | 321.9691 | 342.4554 | 42.1527 | 70.5088 | 0
| LCA | LA Basin | 4 | Monthly System Peak Day | CAISO | 1-in-10 | 2028 | 3 | 412.4225 | 435.8128 | 42.1646 | 68.5166 | 0
| LCA | LA Basin | 4 | Monthly System Peak Day | CAISO | 1-in-10 | 2028 | 4 | 391.1571 | 412.3207 | 42.2025 | 67.159 | 0
| LCA | LA Basin | 4 | Monthly System Peak Day | CAISO | 1-in-10 | 2028 | 5 | 412.7495 | 443.9259 | 42.1991 | 67.3462 | 0
| LCA | LA Basin | 4 | Monthly System Peak Day | CAISO | 1-in-10 | 2028 | 6 | 533.6414 | 561.838 | 42.2497 | 67.8517 | 0
| LCA | LA Basin | 4 | Monthly System Peak Day | CAISO | 1-in-10 | 2028 | 7 | 580.1431 | 599.2134 | 42.2625 | 68.2686 | 0
| LCA | LA Basin | 4 | Monthly System Peak Day | CAISO | 1-in-10 | 2028 | 8 | 630.1431 | 692.086 | 42.0369 | 68.5595 | 0
| LCA | LA Basin | 4 | Monthly System Peak Day | CAISO | 1-in-10 | 2028 | 9 | 538.5549 | 590.69 | 41.9938 | 71.3326 | 0
| LCA | LA Basin | 4 | Monthly System Peak Day | CAISO | 1-in-10 | 2028 | 10 | 515.2083 | 552.4783 | 42.0623 | 75.5671 | 0
| LCA | LA Basin | 4 | Monthly System Peak Day | CAISO | 1-in-10 | 2028 | 11 | 505.9614 | 540.1661 | 42.1436 | 79.7461 | 0
| LCA | LA Basin | 4 | Monthly System Peak Day | CAISO | 1-in-10 | 2028 | 12 | 477.2191 | 504.8361 | 42.3087 | 83.6395 | 0
| LCA | LA Basin | 4 | Monthly System Peak Day | CAISO | 1-in-10 | 2028 | 13 | 398.9559 | 416.2206 | 42.4704 | 86.3474 | 0
| LCA | LA Basin | 4 | Monthly System Peak Day | CAISO | 1-in-10 | 2028 | 14 | 363.3372 | 373.2872 | 42.323 | 88.2171 | 0
| LCA | LA Basin | 4 | Monthly System Peak Day | CAISO | 1-in-10 | 2028 | 15 | 303.4848 | 311.5417 | 42.1325 | 89.5474 | 0
| LCA | LA Basin | 4 | Monthly System Peak Day | CAISO | 1-in-10 | 2028 | 16 | 252.7216 | 252.9469 | 42.1739 | 90.5776 | 0
| LCA | LA Basin | 4 | Monthly System Peak Day | CAISO | 1-in-10 | 2028 | 17 | 206.9009 | 220.2214 | 42.1736 | 91.2211 | 0
| LCA | LA Basin | 4 | Monthly System Peak Day | CAISO | 1-in-10 | 2028 | 18 | 204.3528 | 214.4151 | 42.1549 | 91.3566 | 0
| LCA | LA Basin | 4 | Monthly System Peak Day | CAISO | 1-in-10 | 2028 | 19 | 179.2062 | 184.311 | 43.881 | 90.5553 | 0
| LCA | LA Basin | 4 | Monthly System Peak Day | CAISO | 1-in-10 | 2028 | 20 | 172.008 | 176.214 | 42.157 | 88.5316 | 0
| LCA | LA Basin | 4 | Monthly System Peak Day | CAISO | 1-in-10 | 2028 | 21 | 179.0326 | 183.7782 | 42.3813 | 85.2487 | 0
| LCA | LA Basin | 4 | Monthly System Peak Day | CAISO | 1-in-10 | 2028 | 22 | 391.9541 | 420.9484 | 42.2181 | 82.3495 | 0
| LCA | LA Basin | 4 | Monthly System Peak Day | CAISO | 1-in-10 | 2028 | 23 | 390.0823 | 425.0243 | 42.1147 | 79.7621 | 0
| LCA | LA Basin | 4 | Monthly System Peak Day | CAISO | 1-in-10 | 2028 | 24 | 419.4297 | 480.4589 | 42.0224 | 76.8995 | 0
| LCA | LA Basin | 5 | Average Weekday | CAISO | 1-in-10 | 2028 | 1 | 352.895 | 368.0938 | 42.4887 | 62.6899 | 0
| LCA | LA Basin | 5 | Average Weekday | CAISO | 1-in-10 | 2028 | 2 | 324.7072 | 331.7718 | 42.4309 | 61.7945 | 0
| LCA | LA Basin | 5 | Average Weekday | CAISO | 1-in-10 | 2028 | 3 | 421.2124 | 432.1153 | 42.4224 | 61.0123 | 0
| LCA | LA Basin | 5 | Average Weekday | CAISO | 1-in-10 | 2028 | 4 | 403.043 | 415.9286 | 42.4046 | 60.2966 | 0
| LCA | LA Basin | 5 | Average Weekday | CAISO | 1-in-10 | 2028 | 5 | 428.9653 | 448.1779 | 42.4105 | 59.7693 | 0
| LCA | LA Basin | 5 | Average Weekday | CAISO | 1-in-10 | 2028 | 6 | 544.6356 | 571.8994 | 42.3989 | 59.3658 | 0
| LCA | LA Basin | 5 | Average Weekday | CAISO | 1-in-10 | 2028 | 7 | 585.8015 | 606.121 | 42.4198 | 59.2503 | 0
| LCA | LA Basin | 5 | Average Weekday | CAISO | 1-in-10 | 2028 | 8 | 641.8642 | 679.8601 | 42.5646 | 60.092 | 0
| LCA | LA Basin | 5 | Average Weekday | CAISO | 1-in-10 | 2028 | 9 | 542.9382 | 583.4548 | 42.6881 | 62.4359 | 0
| LCA | LA Basin | 5 | Average Weekday | CAISO | 1-in-10 | 2028 | 10 | 525.2711 | 554.7635 | 42.5617 | 65.5235 | 0
| LCA | LA Basin | 5 | Average Weekday | CAISO | 1-in-10 | 2028 | 11 | 516.1055 | 537.6881 | 42.6259 | 68.4261 | 0
| LCA | LA Basin | 5 | Average Weekday | CAISO | 1-in-10 | 2028 | 12 | 483.4323 | 497.6092 | 42.6898 | 71.013 | 0
| LCA | LA Basin | 5 | Average Weekday | CAISO | 1-in-10 | 2028 | 13 | 403.3427 | 414.528 | 42.721 | 73.242 | 0
| LCA | LA Basin | 5 | Average Weekday | CAISO | 1-in-10 | 2028 | 14 | 376.2813 | 383.9725 | 42.6687 | 74.9936 | 0
| LCA | LA Basin | 5 | Average Weekday | CAISO | 1-in-10 | 2028 | 15 | 323.026 | 330.1501 | 42.569 | 76.2616 | 0
| LCA | LA Basin | 5 | Average Weekday | CAISO | 1-in-10 | 2028 | 16 | 262.7909 | 265.6001 | 42.4327 | 76.8413 | 0
| LCA | LA Basin | 5 | Average Weekday | CAISO | 1-in-10 | 2028 | 17 | 211.6581 | 223.8799 | 42.2059 | 76.9175 | 0
| LCA | LA Basin | 5 | Average Weekday | CAISO | 1-in-10 | 2028 | 18 | 213.2428 | 222.2592 | 42.2235 | 76.1468 | 0
| LCA | LA Basin | 5 | Average Weekday | CAISO | 1-in-10 | 2028 | 19 | 193.1264 | 198.4955 | 42.2852 | 74.7177 | 0
| LCA | LA Basin | 5 | Average Weekday | CAISO | 1-in-10 | 2028 | 20 | 184.0637 | 189.7274 | 42.1572 | 72.5783 | 0
| LCA | LA Basin | 5 | Average Weekday | CAISO | 1-in-10 | 2028 | 21 | 190.9957 | 195.8975 | 42.2347 | 69.5112 | 0
| LCA | LA Basin | 5 | Average Weekday | CAISO | 1-in-10 | 2028 | 22 | 397.6541 | 426.4875 | 42.4591 | 66.7798 | 0
| LCA | LA Basin | 5 | Average Weekday | CAISO | 1-in-10 | 2028 | 23 | 402.2976 | 432.187 | 42.5034 | 65.0022 | 0
| LCA | LA Basin | 5 | Average Weekday | CAISO | 1-in-10 | 2028 | 24 | 429.0594 | 465.7695 | 42.5505 | 63.6869 | 0
| LCA | LA Basin | 5 | Monthly System Peak Day | CAISO | 1-in-10 | 2028 | 1 | 352.895 | 385.5979 | 42.0936 | 74.0812 | 0
| LCA | LA Basin | 5 | Monthly System Peak Day | CAISO | 1-in-10 | 2028 | 2 | 324.7072 | 342.8172 | 42.1677 | 72.6926 | 0
| LCA | LA Basin | 5 | Monthly System Peak Day | CAISO | 1-in-10 | 2028 | 3 | 421.2124 | 444.1047 | 42.1793 | 71.2701 | 0
| LCA | LA Basin | 5 | Monthly System Peak Day | CAISO | 1-in-10 | 2028 | 4 | 403.043 | 424.7632 | 42.2168 | 69.948 | 0
| LCA | LA Basin | 5 | Monthly System Peak Day | CAISO | 1-in-10 | 2028 | 5 | 428.9653 | 461.1059 | 42.2136 | 69.2212 | 0
| LCA | LA Basin | 5 | Monthly System Peak Day | CAISO | 1-in-10 | 2028 | 6 | 544.6356 | 575.9507 | 42.2641 | 68.1829 | 0
| LCA | LA Basin | 5 | Monthly System Peak Day | CAISO | 1-in-10 | 2028 | 7 | 585.8015 | 604.2526 | 42.2776 | 67.9264 | 0
| LCA | LA Basin | 5 | Monthly System Peak Day | CAISO | 1-in-10 | 2028 | 8 | 641.8642 | 702.0272 | 42.0551 | 68.4287 | 0
| LCA | LA Basin | 5 | Monthly System Peak Day | CAISO | 1-in-10 | 2028 | 9 | 542.9382 | 592.9597 | 42.015 | 72.8303 | 0
| LCA | LA Basin | 5 | Monthly System Peak Day | CAISO | 1-in-10 | 2028 | 10 | 525.2711 | 562.0497 | 42.0811 | 79.5239 | 0
| LCA | LA Basin | 5 | Monthly System Peak Day | CAISO | 1-in-10 | 2028 | 11 | 516.1055 | 550.4418 | 42.1648 | 85.5337 | 0
| LCA | LA Basin | 5 | Monthly System Peak Day | CAISO | 1-in-10 | 2028 | 12 | 483.4323 | 510.4724 | 42.3323 | 89.3337 | 0
| LCA | LA Basin | 5 | Monthly System Peak Day | CAISO | 1-in-10 | 2028 | 13 | 403.3427 | 421.1385 | 42.4952 | 92.0218 | 0
| LCA | LA Basin | 5 | Monthly System Peak Day | CAISO | 1-in-10 | 2028 | 14 | 376.2813 | 385.9755 | 42.3461 | 93.5774 | 0
| LCA | LA Basin | 5 | Monthly System Peak Day | CAISO | 1-in-10 | 2028 | 15 | 323.026 | 331.0479 | 42.1521 | 94.8945 | 0
| LCA | LA Basin | 5 | Monthly System Peak Day | CAISO | 1-in-10 | 2028 | 16 | 262.7909 | 263.1783 | 42.1892 | 94.9253 | 0
| LCA | LA Basin | 5 | Monthly System Peak Day | CAISO | 1-in-10 | 2028 | 17 | 211.6581 | 224.4389 | 42.1788 | 94.3337 | 0
| LCA | LA Basin | 5 | Monthly System Peak Day | CAISO | 1-in-10 | 2028 | 18 | 213.2428 | 222.9729 | 42.1616 | 93.4453 | 0
| LCA | LA Basin | 5 | Monthly System Peak Day | CAISO | 1-in-10 | 2028 | 19 | 193.1264 | 198.4566 | 43.8344 | 92.3526 | 0
| LCA | LA Basin | 5 | Monthly System Peak Day | CAISO | 1-in-10 | 2028 | 20 | 184.0637 | 188.6471 | 42.1571 | 89.775 | 0
| LCA | LA Basin | 5 | Monthly System Peak Day | CAISO | 1-in-10 | 2028 | 21 | 190.9957 | 196.0874 | 42.3822 | 86.0276 | 0
| LCA | LA Basin | 5 | Monthly System Peak Day | CAISO | 1-in-10 | 2028 | 22 | 397.6541 | 427.4591 | 42.234 | 82.3532 | 0
| LCA | LA Basin | 5 | Monthly System Peak Day | CAISO | 1-in-10 | 2028 | 23 | 402.2976 | 438.4023 | 42.1317 | 79.8271 | 0
| LCA | LA Basin | 5 | Monthly System Peak Day | CAISO | 1-in-10 | 2028 | 24 | 429.0594 | 490.9424 | 42.0402 | 77.1318 | 0
| LCA | LA Basin | 6 | Average Weekday | CAISO | 1-in-10 | 2028 | 1 | 341.6874 | 374.1326 | 42.3811 | 66.0419 | 0
| LCA | LA Basin | 6 | Average Weekday | CAISO | 1-in-10 | 2028 | 2 | 315.1972 | 336.9979 | 42.3817 | 65.406 | 0
| LCA | LA Basin | 6 | Average Weekday | CAISO | 1-in-10 | 2028 | 3 | 402.3882 | 429.8183 | 42.3826 | 64.8511 | 0
| LCA | LA Basin | 6 | Average Weekday | CAISO | 1-in-10 | 2028 | 4 | 394.7823 | 416.2447 | 42.3832 | 64.3339 | 0
| LCA | LA Basin | 6 | Average Weekday | CAISO | 1-in-10 | 2028 | 5 | 408.0767 | 448.8713 | 42.378 | 63.958 | 0
| LCA | LA Basin | 6 | Average Weekday | CAISO | 1-in-10 | 2028 | 6 | 522.7588 | 577.9616 | 42.3684 | 63.6543 | 0
| LCA | LA Basin | 6 | Average Weekday | CAISO | 1-in-10 | 2028 | 7 | 569.3032 | 602.4247 | 42.3276 | 63.4179 | 0
| LCA | LA Basin | 6 | Average Weekday | CAISO | 1-in-10 | 2028 | 8 | 617.5665 | 655.2784 | 42.4024 | 63.9411 | 0
| LCA | LA Basin | 6 | Average Weekday | CAISO | 1-in-10 | 2028 | 9 | 548.6517 | 572.0015 | 42.4271 | 65.6191 | 0
| LCA | LA Basin | 6 | Average Weekday | CAISO | 1-in-10 | 2028 | 10 | 528.38 | 545.5925 | 42.3952 | 68.1924 | 0
| LCA | LA Basin | 6 | Average Weekday | CAISO | 1-in-10 | 2028 | 11 | 510.8683 | 527.2401 | 42.4327 | 71.2075 | 0
| LCA | LA Basin | 6 | Average Weekday | CAISO | 1-in-10 | 2028 | 12 | 481.296 | 498.0161 | 42.4776 | 74.2059 | 0
| LCA | LA Basin | 6 | Average Weekday | CAISO | 1-in-10 | 2028 | 13 | 403.6428 | 426.7051 | 42.4913 | 76.5274 | 0
| LCA | LA Basin | 6 | Average Weekday | CAISO | 1-in-10 | 2028 | 14 | 370.2172 | 390.4826 | 42.4543 | 78.2579 | 0
| LCA | LA Basin | 6 | Average Weekday | CAISO | 1-in-10 | 2028 | 15 | 306.6777 | 325.8226 | 42.366 | 79.4505 | 0
| LCA | LA Basin | 6 | Average Weekday | CAISO | 1-in-10 | 2028 | 16 | 254.5074 | 257.8462 | 42.2895 | 80.0997 | 0
| LCA | LA Basin | 6 | Average Weekday | CAISO | 1-in-10 | 2028 | 17 | 213.9001 | 220.1325 | 42.51 | 80.0446 | 0
| LCA | LA Basin | 6 | Average Weekday | CAISO | 1-in-10 | 2028 | 18 | 202.5308 | 216.8585 | 42.5497 | 79.2478 | 0
| LCA | LA Basin | 6 | Average Weekday | CAISO | 1-in-10 | 2028 | 19 | 180.0837 | 204.2341 | 45.592 | 77.8672 | 0
| LCA | LA Basin | 6 | Average Weekday | CAISO | 1-in-10 | 2028 | 20 | 170.5312 | 195.0844 | 42.6038 | 75.7653 | 0
| LCA | LA Basin | 6 | Average Weekday | CAISO | 1-in-10 | 2028 | 21 | 183.9473 | 200.4371 | 42.8815 | 72.8935 | 0
| LCA | LA Basin | 6 | Average Weekday | CAISO | 1-in-10 | 2028 | 22 | 366.4725 | 408.5697 | 42.4837 | 69.9628 | 0
| LCA | LA Basin | 6 | Average Weekday | CAISO | 1-in-10 | 2028 | 23 | 395.3575 | 436.472 | 42.427 | 68.1691 | 0
| LCA | LA Basin | 6 | Average Weekday | CAISO | 1-in-10 | 2028 | 24 | 422.3439 | 470.3231 | 42.4014 | 67.0248 | 0
| LCA | LA Basin | 6 | Monthly System Peak Day | CAISO | 1-in-10 | 2028 | 1 | 341.6874 | 336.5912 | 51.5387 | 73.7372 | 0
| LCA | LA Basin | 6 | Monthly System Peak Day | CAISO | 1-in-10 | 2028 | 2 | 315.1972 | 298.7733 | 51.5476 | 72.2246 | 0
| LCA | LA Basin | 6 | Monthly System Peak Day | CAISO | 1-in-10 | 2028 | 3 | 402.3882 | 367.2494 | 51.5525 | 71.1556 | 0
| LCA | LA Basin | 6 | Monthly System Peak Day | CAISO | 1-in-10 | 2028 | 4 | 394.7823 | 367.6227 | 51.557 | 70.5067 | 0
| LCA | LA Basin | 6 | Monthly System Peak Day | CAISO | 1-in-10 | 2028 | 5 | 408.0767 | 395.3169 | 51.5527 | 69.6044 | 0
| LCA | LA Basin | 6 | Monthly System Peak Day | CAISO | 1-in-10 | 2028 | 6 | 522.7588 | 498.8384 | 51.5487 | 68.9945 | 0
| LCA | LA Basin | 6 | Monthly System Peak Day | CAISO | 1-in-10 | 2028 | 7 | 569.3032 | 516.8549 | 51.4588 | 68.5504 | 0
| LCA | LA Basin | 6 | Monthly System Peak Day | CAISO | 1-in-10 | 2028 | 8 | 617.5665 | 565.9258 | 51.5324 | 69.4144 | 0
| LCA | LA Basin | 6 | Monthly System Peak Day | CAISO | 1-in-10 | 2028 | 9 | 548.6517 | 523.3817 | 51.4964 | 73.255 | 0
| LCA | LA Basin | 6 | Monthly System Peak Day | CAISO | 1-in-10 | 2028 | 10 | 528.38 | 490.6458 | 51.4299 | 79.3458 | 0
| LCA | LA Basin | 6 | Monthly System Peak Day | CAISO | 1-in-10 | 2028 | 11 | 510.8683 | 468.7907 | 51.4218 | 84.4605 | 0
| LCA | LA Basin | 6 | Monthly System Peak Day | CAISO | 1-in-10 | 2028 | 12 | 481.296 | 447.0642 | 51.4474 | 88.5582 | 0
| LCA | LA Basin | 6 | Monthly System Peak Day | CAISO | 1-in-10 | 2028 | 13 | 403.6428 | 386.0149 | 51.4296 | 89.7379 | 0
| LCA | LA Basin | 6 | Monthly System Peak Day | CAISO | 1-in-10 | 2028 | 14 | 370.2172 | 353.0475 | 51.4471 | 91.0531 | 0
| LCA | LA Basin | 6 | Monthly System Peak Day | CAISO | 1-in-10 | 2028 | 15 | 306.6777 | 294.0216 | 51.4236 | 92.8464 | 0
| LCA | LA Basin | 6 | Monthly System Peak Day | CAISO | 1-in-10 | 2028 | 16 | 254.5074 | 225.3651 | 51.3492 | 94.3608 | 0
| LCA | LA Basin | 6 | Monthly System Peak Day | CAISO | 1-in-10 | 2028 | 17 | 213.9001 | 226.382 | 51.2463 | 94.5572 | 0
| LCA | LA Basin | 6 | Monthly System Peak Day | CAISO | 1-in-10 | 2028 | 18 | 202.5308 | 226.7451 | 51.4023 | 94.3669 | 0
| LCA | LA Basin | 6 | Monthly System Peak Day | CAISO | 1-in-10 | 2028 | 19 | 180.0837 | 173.8553 | 51.4707 | 92.9205 | 0
| LCA | LA Basin | 6 | Monthly System Peak Day | CAISO | 1-in-10 | 2028 | 20 | 170.5312 | 182.3201 | 50.3412 | 88.4795 | 0
| LCA | LA Basin | 6 | Monthly System Peak Day | CAISO | 1-in-10 | 2028 | 21 | 183.9473 | 169.6093 | 52.4685 | 83.6541 | 0
| LCA | LA Basin | 6 | Monthly System Peak Day | CAISO | 1-in-10 | 2028 | 22 | 366.4725 | 351.4594 | 51.8421 | 79.5508 | 0
| LCA | LA Basin | 6 | Monthly System Peak Day | CAISO | 1-in-10 | 2028 | 23 | 395.3575 | 362.8496 | 51.6685 | 76.0228 | 0
| LCA | LA Basin | 6 | Monthly System Peak Day | CAISO | 1-in-10 | 2028 | 24 | 422.3439 | 405.0236 | 51.5743 | 73.8661 | 0
| LCA | LA Basin | 7 | Average Weekday | CAISO | 1-in-10 | 2028 | 1 | 344.5326 | 375.5621 | 45.4599 | 71.5048 | 0
| LCA | LA Basin | 7 | Average Weekday | CAISO | 1-in-10 | 2028 | 2 | 330.3333 | 349.8953 | 45.4481 | 70.8693 | 0
| LCA | LA Basin | 7 | Average Weekday | CAISO | 1-in-10 | 2028 | 3 | 406.1742 | 432.4392 | 45.4459 | 70.2777 | 0
| LCA | LA Basin | 7 | Average Weekday | CAISO | 1-in-10 | 2028 | 4 | 402.9606 | 426.8115 | 45.4427 | 69.8474 | 0
| LCA | LA Basin | 7 | Average Weekday | CAISO | 1-in-10 | 2028 | 5 | 420.8946 | 462.4545 | 45.4424 | 69.4915 | 0
| LCA | LA Basin | 7 | Average Weekday | CAISO | 1-in-10 | 2028 | 6 | 512.0933 | 564.7554 | 45.4397 | 69.2195 | 0
| LCA | LA Basin | 7 | Average Weekday | CAISO | 1-in-10 | 2028 | 7 | 548.0551 | 576.7133 | 45.4499 | 69.0681 | 0
| LCA | LA Basin | 7 | Average Weekday | CAISO | 1-in-10 | 2028 | 8 | 593.3111 | 629.6167 | 45.4927 | 69.5449 | 0
| LCA | LA Basin | 7 | Average Weekday | CAISO | 1-in-10 | 2028 | 9 | 513.0116 | 535.7159 | 45.5358 | 71.5716 | 0
| LCA | LA Basin | 7 | Average Weekday | CAISO | 1-in-10 | 2028 | 10 | 495.6582 | 511.3361 | 45.5192 | 74.3441 | 0
| LCA | LA Basin | 7 | Average Weekday | CAISO | 1-in-10 | 2028 | 11 | 484.1026 | 499.193 | 45.5705 | 77.5632 | 0
| LCA | LA Basin | 7 | Average Weekday | CAISO | 1-in-10 | 2028 | 12 | 458.623 | 475.9665 | 45.622 | 80.6092 | 0
| LCA | LA Basin | 7 | Average Weekday | CAISO | 1-in-10 | 2028 | 13 | 379.0179 | 400.0563 | 45.6459 | 82.9258 | 0
| LCA | LA Basin | 7 | Average Weekday | CAISO | 1-in-10 | 2028 | 14 | 350.9441 | 369.9324 | 45.6008 | 84.6 | 0
| LCA | LA Basin | 7 | Average Weekday | CAISO | 1-in-10 | 2028 | 15 | 295.9245 | 314.5211 | 45.5184 | 85.666 | 0
| LCA | LA Basin | 7 | Average Weekday | CAISO | 1-in-10 | 2028 | 16 | 238.3096 | 239.2289 | 45.455 | 86.2406 | 0
| LCA | LA Basin | 7 | Average Weekday | CAISO | 1-in-10 | 2028 | 17 | 200.9726 | 206.3847 | 45.7307 | 86.1533 | 0
| LCA | LA Basin | 7 | Average Weekday | CAISO | 1-in-10 | 2028 | 18 | 199.4031 | 210.888 | 45.7774 | 85.2921 | 0
| LCA | LA Basin | 7 | Average Weekday | CAISO | 1-in-10 | 2028 | 19 | 177.7236 | 199.5889 | 46.7195 | 83.8367 | 0
| LCA | LA Basin | 7 | Average Weekday | CAISO | 1-in-10 | 2028 | 20 | 176.7863 | 195.8972 | 45.418 | 81.5489 | 0
| LCA | LA Basin | 7 | Average Weekday | CAISO | 1-in-10 | 2028 | 21 | 193.0786 | 204.9387 | 45.9329 | 78.4619 | 0
| LCA | LA Basin | 7 | Average Weekday | CAISO | 1-in-10 | 2028 | 22 | 375.9356 | 420.136 | 45.4578 | 75.4852 | 0
| LCA | LA Basin | 7 | Average Weekday | CAISO | 1-in-10 | 2028 | 23 | 395.539 | 432.0886 | 45.4586 | 73.7952 | 0
| LCA | LA Basin | 7 | Average Weekday | CAISO | 1-in-10 | 2028 | 24 | 419.1441 | 464.0892 | 45.4732 | 72.726 | 0
| LCA | LA Basin | 7 | Monthly System Peak Day | CAISO | 1-in-10 | 2028 | 1 | 344.5326 | 339.1256 | 45.4634 | 75.4027 | 0
| LCA | LA Basin | 7 | Monthly System Peak Day | CAISO | 1-in-10 | 2028 | 2 | 330.3333 | 310.5955 | 45.4384 | 74.839 | 0
| LCA | LA Basin | 7 | Monthly System Peak Day | CAISO | 1-in-10 | 2028 | 3 | 406.1742 | 366.668 | 45.4355 | 74.0038 | 0
| LCA | LA Basin | 7 | Monthly System Peak Day | CAISO | 1-in-10 | 2028 | 4 | 402.9606 | 377.7553 | 45.4314 | 73.413 | 0
| LCA | LA Basin | 7 | Monthly System Peak Day | CAISO | 1-in-10 | 2028 | 5 | 420.8946 | 409.9126 | 45.4435 | 72.7944 | 0
| LCA | LA Basin | 7 | Monthly System Peak Day | CAISO | 1-in-10 | 2028 | 6 | 512.0933 | 494.3356 | 45.4654 | 72.4389 | 0
| LCA | LA Basin | 7 | Monthly System Peak Day | CAISO | 1-in-10 | 2028 | 7 | 548.0551 | 498.7272 | 45.5308 | 72.0081 | 0
| LCA | LA Basin | 7 | Monthly System Peak Day | CAISO | 1-in-10 | 2028 | 8 | 593.3111 | 547.8571 | 45.5003 | 72.2874 | 0
| LCA | LA Basin | 7 | Monthly System Peak Day | CAISO | 1-in-10 | 2028 | 9 | 513.0116 | 488.5248 | 45.509 | 74.5615 | 0
| LCA | LA Basin | 7 | Monthly System Peak Day | CAISO | 1-in-10 | 2028 | 10 | 495.6582 | 457.0792 | 45.4833 | 77.6898 | 0
| LCA | LA Basin | 7 | Monthly System Peak Day | CAISO | 1-in-10 | 2028 | 11 | 484.1026 | 443.5102 | 45.5062 | 81.323 | 0
| LCA | LA Basin | 7 | Monthly System Peak Day | CAISO | 1-in-10 | 2028 | 12 | 458.623 | 426.2028 | 45.5307 | 84.6976 | 0
| LCA | LA Basin | 7 | Monthly System Peak Day | CAISO | 1-in-10 | 2028 | 13 | 379.0179 | 362.7778 | 45.5507 | 87.1992 | 0
| LCA | LA Basin | 7 | Monthly System Peak Day | CAISO | 1-in-10 | 2028 | 14 | 350.9441 | 334.8423 | 45.5351 | 88.9847 | 0
| LCA | LA Basin | 7 | Monthly System Peak Day | CAISO | 1-in-10 | 2028 | 15 | 295.9245 | 284.3277 | 45.5385 | 89.9225 | 0
| LCA | LA Basin | 7 | Monthly System Peak Day | CAISO | 1-in-10 | 2028 | 16 | 238.3096 | 209.8252 | 45.5228 | 90.3438 | 0
| LCA | LA Basin | 7 | Monthly System Peak Day | CAISO | 1-in-10 | 2028 | 17 | 200.9726 | 214.105 | 45.1907 | 89.3737 | 0
| LCA | LA Basin | 7 | Monthly System Peak Day | CAISO | 1-in-10 | 2028 | 18 | 199.4031 | 221.735 | 45.303 | 88.8563 | 0
| LCA | LA Basin | 7 | Monthly System Peak Day | CAISO | 1-in-10 | 2028 | 19 | 177.7236 | 172.5748 | 44.995 | 87.38 | 0
| LCA | LA Basin | 7 | Monthly System Peak Day | CAISO | 1-in-10 | 2028 | 20 | 176.7863 | 212.3137 | 44.7713 | 84.9145 | 0
| LCA | LA Basin | 7 | Monthly System Peak Day | CAISO | 1-in-10 | 2028 | 21 | 193.0786 | 182.5766 | 45.9761 | 81.7018 | 0
| LCA | LA Basin | 7 | Monthly System Peak Day | CAISO | 1-in-10 | 2028 | 22 | 375.9356 | 367.9526 | 45.6 | 78.1535 | 0
| LCA | LA Basin | 7 | Monthly System Peak Day | CAISO | 1-in-10 | 2028 | 23 | 395.539 | 362.3711 | 45.4968 | 76.6233 | 0
| LCA | LA Basin | 7 | Monthly System Peak Day | CAISO | 1-in-10 | 2028 | 24 | 419.1441 | 400.9524 | 45.4833 | 75.353 | 0
| LCA | LA Basin | 8 | Average Weekday | CAISO | 1-in-10 | 2028 | 1 | 370.7628 | 406.1872 | 42.5407 | 71.1821 | 0
| LCA | LA Basin | 8 | Average Weekday | CAISO | 1-in-10 | 2028 | 2 | 341.7786 | 365.272 | 42.5304 | 70.5502 | 0
| LCA | LA Basin | 8 | Average Weekday | CAISO | 1-in-10 | 2028 | 3 | 414.4851 | 440.3202 | 42.5281 | 69.986 | 0
| LCA | LA Basin | 8 | Average Weekday | CAISO | 1-in-10 | 2028 | 4 | 420.921 | 444.9114 | 42.5241 | 69.56 | 0
| LCA | LA Basin | 8 | Average Weekday | CAISO | 1-in-10 | 2028 | 5 | 430.4421 | 472.6052 | 42.523 | 69.1631 | 0
| LCA | LA Basin | 8 | Average Weekday | CAISO | 1-in-10 | 2028 | 6 | 529.2946 | 585.9156 | 42.5178 | 68.8966 | 0
| LCA | LA Basin | 8 | Average Weekday | CAISO | 1-in-10 | 2028 | 7 | 574.1499 | 608.5224 | 42.5327 | 68.6448 | 0
| LCA | LA Basin | 8 | Average Weekday | CAISO | 1-in-10 | 2028 | 8 | 610.1633 | 650.0287 | 42.5718 | 68.6851 | 0
| LCA | LA Basin | 8 | Average Weekday | CAISO | 1-in-10 | 2028 | 9 | 525.6015 | 549.2122 | 42.6149 | 70.1666 | 0
| LCA | LA Basin | 8 | Average Weekday | CAISO | 1-in-10 | 2028 | 10 | 511.0634 | 527.8511 | 42.6085 | 72.5728 | 0
| LCA | LA Basin | 8 | Average Weekday | CAISO | 1-in-10 | 2028 | 11 | 491.799 | 508.045 | 42.6529 | 75.4907 | 0
| LCA | LA Basin | 8 | Average Weekday | CAISO | 1-in-10 | 2028 | 12 | 462.1815 | 480.8264 | 42.693 | 78.4324 | 0
| LCA | LA Basin | 8 | Average Weekday | CAISO | 1-in-10 | 2028 | 13 | 392.1043 | 415.7513 | 42.7139 | 80.9215 | 0
| LCA | LA Basin | 8 | Average Weekday | CAISO | 1-in-10 | 2028 | 14 | 361.277 | 381.9434 | 42.6736 | 82.9616 | 0
| LCA | LA Basin | 8 | Average Weekday | CAISO | 1-in-10 | 2028 | 15 | 305.4328 | 325.1373 | 42.6022 | 84.3818 | 0
| LCA | LA Basin | 8 | Average Weekday | CAISO | 1-in-10 | 2028 | 16 | 246.5532 | 251.3625 | 42.5489 | 84.9627 | 0
| LCA | LA Basin | 8 | Average Weekday | CAISO | 1-in-10 | 2028 | 17 | 212.4986 | 215.9716 | 42.8275 | 84.9634 | 0
| LCA | LA Basin | 8 | Average Weekday | CAISO | 1-in-10 | 2028 | 18 | 197.9444 | 210.8503 | 42.9039 | 84.0924 | 0
| LCA | LA Basin | 8 | Average Weekday | CAISO | 1-in-10 | 2028 | 19 | 177.2402 | 202.5128 | 44.089 | 82.5626 | 0
| LCA | LA Basin | 8 | Average Weekday | CAISO | 1-in-10 | 2028 | 20 | 178.3288 | 202.6748 | 42.7519 | 80.205 | 0
| LCA | LA Basin | 8 | Average Weekday | CAISO | 1-in-10 | 2028 | 21 | 204.5606 | 220.4762 | 43.1479 | 76.9323 | 0
| LCA | LA Basin | 8 | Average Weekday | CAISO | 1-in-10 | 2028 | 22 | 393.7115 | 434.2106 | 42.5172 | 74.5866 | 0
| LCA | LA Basin | 8 | Average Weekday | CAISO | 1-in-10 | 2028 | 23 | 417.6343 | 460.3941 | 42.5222 | 73.2481 | 0
| LCA | LA Basin | 8 | Average Weekday | CAISO | 1-in-10 | 2028 | 24 | 445.2273 | 494.4667 | 42.5479 | 72.2639 | 0
| LCA | LA Basin | 8 | Monthly System Peak Day | CAISO | 1-in-10 | 2028 | 1 | 370.7628 | 364.9142 | 36.1809 | 74.3439 | 0
| LCA | LA Basin | 8 | Monthly System Peak Day | CAISO | 1-in-10 | 2028 | 2 | 341.7786 | 324.0731 | 36.1566 | 73.5502 | 0
| LCA | LA Basin | 8 | Monthly System Peak Day | CAISO | 1-in-10 | 2028 | 3 | 414.4851 | 381.3275 | 36.1543 | 72.9993 | 0
| LCA | LA Basin | 8 | Monthly System Peak Day | CAISO | 1-in-10 | 2028 | 4 | 420.921 | 396.8014 | 36.1508 | 72.4909 | 0
| LCA | LA Basin | 8 | Monthly System Peak Day | CAISO | 1-in-10 | 2028 | 5 | 430.4421 | 422.0811 | 36.1628 | 71.8364 | 0
| LCA | LA Basin | 8 | Monthly System Peak Day | CAISO | 1-in-10 | 2028 | 6 | 529.2946 | 508.8187 | 36.1856 | 71.3569 | 0
| LCA | LA Basin | 8 | Monthly System Peak Day | CAISO | 1-in-10 | 2028 | 7 | 574.1499 | 524.8679 | 36.2448 | 70.9561 | 0
| LCA | LA Basin | 8 | Monthly System Peak Day | CAISO | 1-in-10 | 2028 | 8 | 610.1633 | 562.4838 | 36.2159 | 70.8809 | 0
| LCA | LA Basin | 8 | Monthly System Peak Day | CAISO | 1-in-10 | 2028 | 9 | 525.6015 | 502.7313 | 36.2222 | 72.9533 | 0
| LCA | LA Basin | 8 | Monthly System Peak Day | CAISO | 1-in-10 | 2028 | 10 | 511.0634 | 474.4401 | 36.1904 | 76.7184 | 0
| LCA | LA Basin | 8 | Monthly System Peak Day | CAISO | 1-in-10 | 2028 | 11 | 491.799 | 451.1858 | 36.2148 | 81.5518 | 0
| LCA | LA Basin | 8 | Monthly System Peak Day | CAISO | 1-in-10 | 2028 | 12 | 462.1815 | 428.1946 | 36.2457 | 86.5047 | 0
| LCA | LA Basin | 8 | Monthly System Peak Day | CAISO | 1-in-10 | 2028 | 13 | 392.1043 | 377.0408 | 36.267 | 89.8688 | 0
| LCA | LA Basin | 8 | Monthly System Peak Day | CAISO | 1-in-10 | 2028 | 14 | 361.277 | 347.2025 | 36.2524 | 92.6145 | 0
| LCA | LA Basin | 8 | Monthly System Peak Day | CAISO | 1-in-10 | 2028 | 15 | 305.4328 | 295.6953 | 36.2539 | 93.5513 | 0
| LCA | LA Basin | 8 | Monthly System Peak Day | CAISO | 1-in-10 | 2028 | 16 | 246.5532 | 222.9121 | 36.2286 | 93.2975 | 0
| LCA | LA Basin | 8 | Monthly System Peak Day | CAISO | 1-in-10 | 2028 | 17 | 212.4986 | 223.3715 | 35.9008 | 92.8797 | 0
| LCA | LA Basin | 8 | Monthly System Peak Day | CAISO | 1-in-10 | 2028 | 18 | 197.9444 | 222.1641 | 36.0025 | 92.011 | 0
| LCA | LA Basin | 8 | Monthly System Peak Day | CAISO | 1-in-10 | 2028 | 19 | 177.2402 | 175.0453 | 35.7631 | 90.3425 | 0
| LCA | LA Basin | 8 | Monthly System Peak Day | CAISO | 1-in-10 | 2028 | 20 | 178.3288 | 174.6434 | 35.6321 | 87.901 | 0
| LCA | LA Basin | 8 | Monthly System Peak Day | CAISO | 1-in-10 | 2028 | 21 | 204.5606 | 186.4143 | 36.8478 | 83.6645 | 0
| LCA | LA Basin | 8 | Monthly System Peak Day | CAISO | 1-in-10 | 2028 | 22 | 393.7115 | 372.5071 | 36.3586 | 80.755 | 0
| LCA | LA Basin | 8 | Monthly System Peak Day | CAISO | 1-in-10 | 2028 | 23 | 417.6343 | 392.2462 | 36.2306 | 79.4943 | 0
| LCA | LA Basin | 8 | Monthly System Peak Day | CAISO | 1-in-10 | 2028 | 24 | 445.2273 | 431.438 | 36.2045 | 78.3382 | 0
| LCA | LA Basin | 8 | Typical Event Day | CAISO | 1-in-10 | 2028 | 1 | 370.7628 | 364.9142 | 36.1809 | 75.5392 | 0
| LCA | LA Basin | 8 | Typical Event Day | CAISO | 1-in-10 | 2028 | 2 | 341.7786 | 324.0731 | 36.1566 | 74.5538 | 0
| LCA | LA Basin | 8 | Typical Event Day | CAISO | 1-in-10 | 2028 | 3 | 414.4851 | 381.3275 | 36.1543 | 73.6966 | 0
| LCA | LA Basin | 8 | Typical Event Day | CAISO | 1-in-10 | 2028 | 4 | 420.921 | 396.8014 | 36.1508 | 73.1318 | 0
| LCA | LA Basin | 8 | Typical Event Day | CAISO | 1-in-10 | 2028 | 5 | 430.4421 | 422.0811 | 36.1628 | 72.4612 | 0
| LCA | LA Basin | 8 | Typical Event Day | CAISO | 1-in-10 | 2028 | 6 | 529.2946 | 508.8187 | 36.1856 | 72.0565 | 0
| LCA | LA Basin | 8 | Typical Event Day | CAISO | 1-in-10 | 2028 | 7 | 574.1499 | 524.8679 | 36.2448 | 71.6826 | 0
| LCA | LA Basin | 8 | Typical Event Day | CAISO | 1-in-10 | 2028 | 8 | 610.1633 | 562.4838 | 36.2159 | 72.0737 | 0
| LCA | LA Basin | 8 | Typical Event Day | CAISO | 1-in-10 | 2028 | 9 | 525.6015 | 502.7313 | 36.2222 | 74.5143 | 0
| LCA | LA Basin | 8 | Typical Event Day | CAISO | 1-in-10 | 2028 | 10 | 511.0634 | 474.4401 | 36.1904 | 78.5645 | 0
| LCA | LA Basin | 8 | Typical Event Day | CAISO | 1-in-10 | 2028 | 11 | 491.799 | 451.1858 | 36.2148 | 83.1928 | 0
| LCA | LA Basin | 8 | Typical Event Day | CAISO | 1-in-10 | 2028 | 12 | 462.1815 | 428.1946 | 36.2457 | 87.381 | 0
| LCA | LA Basin | 8 | Typical Event Day | CAISO | 1-in-10 | 2028 | 13 | 392.1043 | 377.0408 | 36.267 | 89.9484 | 0
| LCA | LA Basin | 8 | Typical Event Day | CAISO | 1-in-10 | 2028 | 14 | 361.277 | 347.2025 | 36.2524 | 91.8571 | 0
| LCA | LA Basin | 8 | Typical Event Day | CAISO | 1-in-10 | 2028 | 15 | 305.4328 | 295.6953 | 36.2539 | 93.0707 | 0
| LCA | LA Basin | 8 | Typical Event Day | CAISO | 1-in-10 | 2028 | 16 | 246.5532 | 222.9121 | 36.2286 | 93.5186 | 0
| LCA | LA Basin | 8 | Typical Event Day | CAISO | 1-in-10 | 2028 | 17 | 212.4986 | 223.3715 | 35.9008 | 93.2339 | 0
| LCA | LA Basin | 8 | Typical Event Day | CAISO | 1-in-10 | 2028 | 18 | 197.9444 | 222.1641 | 36.0025 | 92.5256 | 0
| LCA | LA Basin | 8 | Typical Event Day | CAISO | 1-in-10 | 2028 | 19 | 177.2402 | 175.0453 | 35.7631 | 90.9975 | 0
| LCA | LA Basin | 8 | Typical Event Day | CAISO | 1-in-10 | 2028 | 20 | 178.3288 | 174.6434 | 35.6321 | 88.0332 | 0
| LCA | LA Basin | 8 | Typical Event Day | CAISO | 1-in-10 | 2028 | 21 | 204.5606 | 186.4143 | 36.8478 | 84.1394 | 0
| LCA | LA Basin | 8 | Typical Event Day | CAISO | 1-in-10 | 2028 | 22 | 393.7115 | 372.5071 | 36.3586 | 81.1364 | 0
| LCA | LA Basin | 8 | Typical Event Day | CAISO | 1-in-10 | 2028 | 23 | 417.6343 | 392.2462 | 36.2306 | 79.2793 | 0
| LCA | LA Basin | 8 | Typical Event Day | CAISO | 1-in-10 | 2028 | 24 | 445.2273 | 431.438 | 36.2045 | 77.7276 | 0
| LCA | LA Basin | 9 | Average Weekday | CAISO | 1-in-10 | 2028 | 1 | 327.5722 | 352.5071 | 45.674 | 71.8669 | 0
| LCA | LA Basin | 9 | Average Weekday | CAISO | 1-in-10 | 2028 | 2 | 309.9248 | 322.3027 | 45.6651 | 70.9959 | 0
| LCA | LA Basin | 9 | Average Weekday | CAISO | 1-in-10 | 2028 | 3 | 399.139 | 406.3144 | 45.663 | 70.223 | 0
| LCA | LA Basin | 9 | Average Weekday | CAISO | 1-in-10 | 2028 | 4 | 403.8318 | 413.7794 | 45.6618 | 69.5376 | 0
| LCA | LA Basin | 9 | Average Weekday | CAISO | 1-in-10 | 2028 | 5 | 399.4331 | 420.3562 | 45.6598 | 68.9831 | 0
| LCA | LA Basin | 9 | Average Weekday | CAISO | 1-in-10 | 2028 | 6 | 487.634 | 524.9304 | 45.6555 | 68.5098 | 0
| LCA | LA Basin | 9 | Average Weekday | CAISO | 1-in-10 | 2028 | 7 | 543.9651 | 573.899 | 45.6493 | 68.1268 | 0
| LCA | LA Basin | 9 | Average Weekday | CAISO | 1-in-10 | 2028 | 8 | 567.7645 | 592.0911 | 45.6921 | 67.9214 | 0
| LCA | LA Basin | 9 | Average Weekday | CAISO | 1-in-10 | 2028 | 9 | 489.0305 | 509.2311 | 45.7336 | 69.3554 | 0
| LCA | LA Basin | 9 | Average Weekday | CAISO | 1-in-10 | 2028 | 10 | 481.5557 | 494.0323 | 45.7221 | 72.3824 | 0
| LCA | LA Basin | 9 | Average Weekday | CAISO | 1-in-10 | 2028 | 11 | 470.0991 | 481.6715 | 45.7752 | 75.8098 | 0
| LCA | LA Basin | 9 | Average Weekday | CAISO | 1-in-10 | 2028 | 12 | 442.4031 | 453.7962 | 45.8297 | 79.1357 | 0
| LCA | LA Basin | 9 | Average Weekday | CAISO | 1-in-10 | 2028 | 13 | 379.1749 | 393.2678 | 45.8534 | 81.714 | 0
| LCA | LA Basin | 9 | Average Weekday | CAISO | 1-in-10 | 2028 | 14 | 344.022 | 358.5067 | 45.811 | 83.5285 | 0
| LCA | LA Basin | 9 | Average Weekday | CAISO | 1-in-10 | 2028 | 15 | 296.1518 | 310.5617 | 45.7248 | 84.7551 | 0
| LCA | LA Basin | 9 | Average Weekday | CAISO | 1-in-10 | 2028 | 16 | 257.2794 | 257.2825 | 45.6594 | 85.1074 | 0
| LCA | LA Basin | 9 | Average Weekday | CAISO | 1-in-10 | 2028 | 17 | 206.2278 | 222.235 | 45.8222 | 84.9811 | 0
| LCA | LA Basin | 9 | Average Weekday | CAISO | 1-in-10 | 2028 | 18 | 202.1675 | 222.0228 | 45.7402 | 84.0766 | 0
| LCA | LA Basin | 9 | Average Weekday | CAISO | 1-in-10 | 2028 | 19 | 203.9821 | 211.4489 | 47.2167 | 82.2484 | 0
| LCA | LA Basin | 9 | Average Weekday | CAISO | 1-in-10 | 2028 | 20 | 204.3393 | 214.4473 | 45.4636 | 79.3915 | 0
| LCA | LA Basin | 9 | Average Weekday | CAISO | 1-in-10 | 2028 | 21 | 222.8693 | 231.7647 | 45.6668 | 76.3927 | 0
| LCA | LA Basin | 9 | Average Weekday | CAISO | 1-in-10 | 2028 | 22 | 387.7401 | 416.3575 | 45.6342 | 74.643 | 0
| LCA | LA Basin | 9 | Average Weekday | CAISO | 1-in-10 | 2028 | 23 | 389.6715 | 416.5267 | 45.6854 | 73.3839 | 0
| LCA | LA Basin | 9 | Average Weekday | CAISO | 1-in-10 | 2028 | 24 | 400.9766 | 439.245 | 45.6875 | 72.357 | 0
| LCA | LA Basin | 9 | Monthly System Peak Day | CAISO | 1-in-10 | 2028 | 1 | 327.5722 | 313.8535 | 45.7598 | 78.765 | 0
| LCA | LA Basin | 9 | Monthly System Peak Day | CAISO | 1-in-10 | 2028 | 2 | 309.9248 | 284.6845 | 45.74 | 77.6888 | 0
| LCA | LA Basin | 9 | Monthly System Peak Day | CAISO | 1-in-10 | 2028 | 3 | 399.139 | 349.9331 | 45.7377 | 76.715 | 0
| LCA | LA Basin | 9 | Monthly System Peak Day | CAISO | 1-in-10 | 2028 | 4 | 403.8318 | 362.9066 | 45.7328 | 76.1862 | 0
| LCA | LA Basin | 9 | Monthly System Peak Day | CAISO | 1-in-10 | 2028 | 5 | 399.4331 | 364.8275 | 45.7427 | 75.6787 | 0
| LCA | LA Basin | 9 | Monthly System Peak Day | CAISO | 1-in-10 | 2028 | 6 | 487.634 | 434.6116 | 45.7593 | 75.4975 | 0
| LCA | LA Basin | 9 | Monthly System Peak Day | CAISO | 1-in-10 | 2028 | 7 | 543.9651 | 476.1212 | 45.8272 | 75.2875 | 0
| LCA | LA Basin | 9 | Monthly System Peak Day | CAISO | 1-in-10 | 2028 | 8 | 567.7645 | 488.7466 | 45.7914 | 75.795 | 0
| LCA | LA Basin | 9 | Monthly System Peak Day | CAISO | 1-in-10 | 2028 | 9 | 489.0305 | 459.6818 | 45.7963 | 77.3825 | 0
| LCA | LA Basin | 9 | Monthly System Peak Day | CAISO | 1-in-10 | 2028 | 10 | 481.5557 | 436.0332 | 45.7854 | 80.615 | 0
| LCA | LA Basin | 9 | Monthly System Peak Day | CAISO | 1-in-10 | 2028 | 11 | 470.0991 | 419.5696 | 45.7938 | 85.5512 | 0
| LCA | LA Basin | 9 | Monthly System Peak Day | CAISO | 1-in-10 | 2028 | 12 | 442.4031 | 399.6507 | 45.7979 | 89.88 | 0
| LCA | LA Basin | 9 | Monthly System Peak Day | CAISO | 1-in-10 | 2028 | 13 | 379.1749 | 348.578 | 45.81 | 93.1575 | 0
| LCA | LA Basin | 9 | Monthly System Peak Day | CAISO | 1-in-10 | 2028 | 14 | 344.022 | 319.5943 | 45.8032 | 94.9538 | 0
| LCA | LA Basin | 9 | Monthly System Peak Day | CAISO | 1-in-10 | 2028 | 15 | 296.1518 | 277.3895 | 45.8264 | 96.1413 | 0
| LCA | LA Basin | 9 | Monthly System Peak Day | CAISO | 1-in-10 | 2028 | 16 | 257.2794 | 223.0801 | 45.8317 | 96.235 | 0
| LCA | LA Basin | 9 | Monthly System Peak Day | CAISO | 1-in-10 | 2028 | 17 | 206.2278 | 223.9884 | 45.5813 | 96.255 | 0
| LCA | LA Basin | 9 | Monthly System Peak Day | CAISO | 1-in-10 | 2028 | 18 | 202.1675 | 226.5107 | 45.5917 | 94.9912 | 0
| LCA | LA Basin | 9 | Monthly System Peak Day | CAISO | 1-in-10 | 2028 | 19 | 203.9821 | 166.7261 | 46.1573 | 93.4512 | 0
| LCA | LA Basin | 9 | Monthly System Peak Day | CAISO | 1-in-10 | 2028 | 20 | 204.3393 | 160.9805 | 44.738 | 91.0188 | 0
| LCA | LA Basin | 9 | Monthly System Peak Day | CAISO | 1-in-10 | 2028 | 21 | 222.8693 | 189.3449 | 45.753 | 87.7125 | 0
| LCA | LA Basin | 9 | Monthly System Peak Day | CAISO | 1-in-10 | 2028 | 22 | 387.7401 | 344.8817 | 45.8866 | 86.2213 | 0
| LCA | LA Basin | 9 | Monthly System Peak Day | CAISO | 1-in-10 | 2028 | 23 | 389.6715 | 340.5427 | 45.7622 | 85.0662 | 0
| LCA | LA Basin | 9 | Monthly System Peak Day | CAISO | 1-in-10 | 2028 | 24 | 400.9766 | 371.4595 | 45.7683 | 83.4137 | 0
| LCA | LA Basin | 10 | Average Weekday | CAISO | 1-in-10 | 2028 | 1 | 357.0642 | 371.6759 | 42.5977 | 68.555 | 0
| LCA | LA Basin | 10 | Average Weekday | CAISO | 1-in-10 | 2028 | 2 | 313.0203 | 319.138 | 42.488 | 67.6929 | 0
| LCA | LA Basin | 10 | Average Weekday | CAISO | 1-in-10 | 2028 | 3 | 393.3759 | 402.196 | 42.4725 | 67.0076 | 0
| LCA | LA Basin | 10 | Average Weekday | CAISO | 1-in-10 | 2028 | 4 | 388.363 | 399.5889 | 42.4359 | 66.3674 | 0
| LCA | LA Basin | 10 | Average Weekday | CAISO | 1-in-10 | 2028 | 5 | 442.7421 | 458.8043 | 42.4443 | 65.7726 | 0
| LCA | LA Basin | 10 | Average Weekday | CAISO | 1-in-10 | 2028 | 6 | 555.7659 | 579.8707 | 42.4123 | 65.2813 | 0
| LCA | LA Basin | 10 | Average Weekday | CAISO | 1-in-10 | 2028 | 7 | 596.4061 | 617.3588 | 42.434 | 64.856 | 0
| LCA | LA Basin | 10 | Average Weekday | CAISO | 1-in-10 | 2028 | 8 | 650.5092 | 684.0679 | 42.7215 | 64.5914 | 0
| LCA | LA Basin | 10 | Average Weekday | CAISO | 1-in-10 | 2028 | 9 | 563.4189 | 604.9899 | 42.9996 | 65.0372 | 0
| LCA | LA Basin | 10 | Average Weekday | CAISO | 1-in-10 | 2028 | 10 | 543.1715 | 569.134 | 42.7453 | 67.8623 | 0
| LCA | LA Basin | 10 | Average Weekday | CAISO | 1-in-10 | 2028 | 11 | 539.384 | 560.0222 | 42.8826 | 71.4722 | 0
| LCA | LA Basin | 10 | Average Weekday | CAISO | 1-in-10 | 2028 | 12 | 499.4123 | 513.7016 | 43.035 | 75.0476 | 0
| LCA | LA Basin | 10 | Average Weekday | CAISO | 1-in-10 | 2028 | 13 | 405.4997 | 415.9731 | 43.1343 | 77.9464 | 0
| LCA | LA Basin | 10 | Average Weekday | CAISO | 1-in-10 | 2028 | 14 | 353.5103 | 360.8882 | 43.0146 | 79.8654 | 0
| LCA | LA Basin | 10 | Average Weekday | CAISO | 1-in-10 | 2028 | 15 | 299.1984 | 306.1251 | 42.7867 | 81.0123 | 0
| LCA | LA Basin | 10 | Average Weekday | CAISO | 1-in-10 | 2028 | 16 | 240.6928 | 243.1985 | 42.4887 | 81.494 | 0
| LCA | LA Basin | 10 | Average Weekday | CAISO | 1-in-10 | 2028 | 17 | 202.8419 | 214.5682 | 42.2083 | 81.3193 | 0
| LCA | LA Basin | 10 | Average Weekday | CAISO | 1-in-10 | 2028 | 18 | 208.192 | 216.5932 | 42.2396 | 80.4769 | 0
| LCA | LA Basin | 10 | Average Weekday | CAISO | 1-in-10 | 2028 | 19 | 187.0256 | 191.7257 | 42.8029 | 78.5379 | 0
| LCA | LA Basin | 10 | Average Weekday | CAISO | 1-in-10 | 2028 | 20 | 195.7182 | 200.7503 | 42.1572 | 75.4623 | 0
| LCA | LA Basin | 10 | Average Weekday | CAISO | 1-in-10 | 2028 | 21 | 206.6149 | 211.0174 | 42.2524 | 73.2762 | 0
| LCA | LA Basin | 10 | Average Weekday | CAISO | 1-in-10 | 2028 | 22 | 413.3945 | 440.9297 | 42.4974 | 71.8236 | 0
| LCA | LA Basin | 10 | Average Weekday | CAISO | 1-in-10 | 2028 | 23 | 394.5187 | 422.7668 | 42.5948 | 70.6065 | 0
| LCA | LA Basin | 10 | Average Weekday | CAISO | 1-in-10 | 2028 | 24 | 412.5206 | 448.0821 | 42.709 | 69.5898 | 0
| LCA | LA Basin | 10 | Monthly System Peak Day | CAISO | 1-in-10 | 2028 | 1 | 357.0642 | 388.5493 | 42.1422 | 77.8105 | 0
| LCA | LA Basin | 10 | Monthly System Peak Day | CAISO | 1-in-10 | 2028 | 2 | 313.0203 | 328.5462 | 42.1964 | 76.7246 | 0
| LCA | LA Basin | 10 | Monthly System Peak Day | CAISO | 1-in-10 | 2028 | 3 | 393.3759 | 412.7143 | 42.2046 | 75.7132 | 0
| LCA | LA Basin | 10 | Monthly System Peak Day | CAISO | 1-in-10 | 2028 | 4 | 388.363 | 406.7307 | 42.2314 | 74.7559 | 0
| LCA | LA Basin | 10 | Monthly System Peak Day | CAISO | 1-in-10 | 2028 | 5 | 442.7421 | 470.0678 | 42.2297 | 74.3109 | 0
| LCA | LA Basin | 10 | Monthly System Peak Day | CAISO | 1-in-10 | 2028 | 6 | 555.7659 | 582.994 | 42.2668 | 73.9266 | 0
| LCA | LA Basin | 10 | Monthly System Peak Day | CAISO | 1-in-10 | 2028 | 7 | 596.4061 | 615.6604 | 42.2807 | 73.3537 | 0
| LCA | LA Basin | 10 | Monthly System Peak Day | CAISO | 1-in-10 | 2028 | 8 | 650.5092 | 698.6462 | 42.1176 | 73.1109 | 0
| LCA | LA Basin | 10 | Monthly System Peak Day | CAISO | 1-in-10 | 2028 | 9 | 563.4189 | 614.7275 | 42.0472 | 73.8571 | 0
| LCA | LA Basin | 10 | Monthly System Peak Day | CAISO | 1-in-10 | 2028 | 10 | 543.1715 | 576.6935 | 42.1169 | 77.6895 | 0
| LCA | LA Basin | 10 | Monthly System Peak Day | CAISO | 1-in-10 | 2028 | 11 | 539.384 | 571.1577 | 42.1452 | 81.277 | 0
| LCA | LA Basin | 10 | Monthly System Peak Day | CAISO | 1-in-10 | 2028 | 12 | 499.4123 | 527.649 | 42.2143 | 84.4803 | 0
| LCA | LA Basin | 10 | Monthly System Peak Day | CAISO | 1-in-10 | 2028 | 13 | 405.4997 | 423.0833 | 42.2813 | 86.9539 | 0
| LCA | LA Basin | 10 | Monthly System Peak Day | CAISO | 1-in-10 | 2028 | 14 | 353.5103 | 363.6837 | 42.2147 | 88.2526 | 0
| LCA | LA Basin | 10 | Monthly System Peak Day | CAISO | 1-in-10 | 2028 | 15 | 299.1984 | 307.1621 | 42.1414 | 88.8658 | 0
| LCA | LA Basin | 10 | Monthly System Peak Day | CAISO | 1-in-10 | 2028 | 16 | 240.6928 | 240.8115 | 42.2106 | 89.5421 | 0
| LCA | LA Basin | 10 | Monthly System Peak Day | CAISO | 1-in-10 | 2028 | 17 | 202.8419 | 214.996 | 42.1739 | 88.9579 | 0
| LCA | LA Basin | 10 | Monthly System Peak Day | CAISO | 1-in-10 | 2028 | 18 | 208.192 | 217.1525 | 42.1599 | 87.8237 | 0
| LCA | LA Basin | 10 | Monthly System Peak Day | CAISO | 1-in-10 | 2028 | 19 | 187.0256 | 191.7032 | 42.9599 | 84.604 | 0
| LCA | LA Basin | 10 | Monthly System Peak Day | CAISO | 1-in-10 | 2028 | 20 | 195.7182 | 199.6499 | 42.1569 | 81.1316 | 0
| LCA | LA Basin | 10 | Monthly System Peak Day | CAISO | 1-in-10 | 2028 | 21 | 206.6149 | 211.341 | 42.3109 | 77.9908 | 0
| LCA | LA Basin | 10 | Monthly System Peak Day | CAISO | 1-in-10 | 2028 | 22 | 413.3945 | 441.7202 | 42.2549 | 76.2697 | 0
| LCA | LA Basin | 10 | Monthly System Peak Day | CAISO | 1-in-10 | 2028 | 23 | 394.5187 | 428.613 | 42.1786 | 75.2239 | 0
| LCA | LA Basin | 10 | Monthly System Peak Day | CAISO | 1-in-10 | 2028 | 24 | 412.5206 | 472.8118 | 42.1031 | 74.3334 | 0
| LCA | LA Basin | 11 | Average Weekday | CAISO | 1-in-10 | 2028 | 1 | 329.4772 | 337.879 | 42.4799 | 57.9601 | 0
| LCA | LA Basin | 11 | Average Weekday | CAISO | 1-in-10 | 2028 | 2 | 294.722 | 300.6762 | 42.4609 | 56.9747 | 0
| LCA | LA Basin | 11 | Average Weekday | CAISO | 1-in-10 | 2028 | 3 | 375.4463 | 386.5467 | 42.4342 | 56.0638 | 0
| LCA | LA Basin | 11 | Average Weekday | CAISO | 1-in-10 | 2028 | 4 | 371.9509 | 386.8814 | 42.4382 | 55.144 | 0
| LCA | LA Basin | 11 | Average Weekday | CAISO | 1-in-10 | 2028 | 5 | 412.5802 | 444.5468 | 42.4169 | 54.3786 | 0
| LCA | LA Basin | 11 | Average Weekday | CAISO | 1-in-10 | 2028 | 6 | 534.7858 | 580.2447 | 42.431 | 53.8108 | 0
| LCA | LA Basin | 11 | Average Weekday | CAISO | 1-in-10 | 2028 | 7 | 579.6508 | 601.3593 | 42.6339 | 53.3821 | 0
| LCA | LA Basin | 11 | Average Weekday | CAISO | 1-in-10 | 2028 | 8 | 622.1401 | 641.0042 | 42.8207 | 53.205 | 0
| LCA | LA Basin | 11 | Average Weekday | CAISO | 1-in-10 | 2028 | 9 | 539.559 | 570.6928 | 42.663 | 54.7891 | 0
| LCA | LA Basin | 11 | Average Weekday | CAISO | 1-in-10 | 2028 | 10 | 519.7946 | 539.0242 | 42.7292 | 58.7128 | 0
| LCA | LA Basin | 11 | Average Weekday | CAISO | 1-in-10 | 2028 | 11 | 506.6835 | 520.7913 | 42.8334 | 63.2581 | 0
| LCA | LA Basin | 11 | Average Weekday | CAISO | 1-in-10 | 2028 | 12 | 474.8318 | 483.992 | 42.9075 | 66.9529 | 0
| LCA | LA Basin | 11 | Average Weekday | CAISO | 1-in-10 | 2028 | 13 | 392.3008 | 403.8798 | 42.8526 | 69.623 | 0
| LCA | LA Basin | 11 | Average Weekday | CAISO | 1-in-10 | 2028 | 14 | 351.719 | 360.8076 | 42.7155 | 71.1869 | 0
| LCA | LA Basin | 11 | Average Weekday | CAISO | 1-in-10 | 2028 | 15 | 287.5703 | 296.1986 | 42.5038 | 71.987 | 0
| LCA | LA Basin | 11 | Average Weekday | CAISO | 1-in-10 | 2028 | 16 | 236.3208 | 238.4178 | 42.4964 | 72.1217 | 0
| LCA | LA Basin | 11 | Average Weekday | CAISO | 1-in-10 | 2028 | 17 | 191.1705 | 201.1221 | 42.2328 | 71.3364 | 0
| LCA | LA Basin | 11 | Average Weekday | CAISO | 1-in-10 | 2028 | 18 | 189.2408 | 197.783 | 42.3035 | 69.3138 | 0
| LCA | LA Basin | 11 | Average Weekday | CAISO | 1-in-10 | 2028 | 19 | 173.8113 | 179.7011 | 42.1577 | 66.7823 | 0
| LCA | LA Basin | 11 | Average Weekday | CAISO | 1-in-10 | 2028 | 20 | 180.4855 | 263.7303 | 50.9899 | 64.7013 | 0
| LCA | LA Basin | 11 | Average Weekday | CAISO | 1-in-10 | 2028 | 21 | 183.8254 | 189.0191 | 42.2938 | 63.0818 | 0
| LCA | LA Basin | 11 | Average Weekday | CAISO | 1-in-10 | 2028 | 22 | 382.8671 | 407.2997 | 42.5547 | 61.5232 | 0
| LCA | LA Basin | 11 | Average Weekday | CAISO | 1-in-10 | 2028 | 23 | 364.3472 | 384.537 | 42.629 | 60.18 | 0
| LCA | LA Basin | 11 | Average Weekday | CAISO | 1-in-10 | 2028 | 24 | 381.0161 | 398.6327 | 42.5606 | 59.0036 | 0
| LCA | LA Basin | 11 | Monthly System Peak Day | CAISO | 1-in-10 | 2028 | 1 | 329.4772 | 348.4403 | 42.2157 | 71.5513 | 0
| LCA | LA Basin | 11 | Monthly System Peak Day | CAISO | 1-in-10 | 2028 | 2 | 294.722 | 309.9916 | 42.2112 | 70.1891 | 0
| LCA | LA Basin | 11 | Monthly System Peak Day | CAISO | 1-in-10 | 2028 | 3 | 375.4463 | 394.7108 | 42.2424 | 69.5076 | 0
| LCA | LA Basin | 11 | Monthly System Peak Day | CAISO | 1-in-10 | 2028 | 4 | 371.9509 | 395.9061 | 42.2339 | 68.1163 | 0
| LCA | LA Basin | 11 | Monthly System Peak Day | CAISO | 1-in-10 | 2028 | 5 | 412.5802 | 452.8229 | 42.2758 | 67.2789 | 0
| LCA | LA Basin | 11 | Monthly System Peak Day | CAISO | 1-in-10 | 2028 | 6 | 534.7858 | 584.989 | 42.2765 | 66.485 | 0
| LCA | LA Basin | 11 | Monthly System Peak Day | CAISO | 1-in-10 | 2028 | 7 | 579.6508 | 603.7182 | 42.0745 | 66.3057 | 0
| LCA | LA Basin | 11 | Monthly System Peak Day | CAISO | 1-in-10 | 2028 | 8 | 622.1401 | 671.353 | 42.0049 | 66.9505 | 0
| LCA | LA Basin | 11 | Monthly System Peak Day | CAISO | 1-in-10 | 2028 | 9 | 539.559 | 579.121 | 42.1657 | 68.6008 | 0
| LCA | LA Basin | 11 | Monthly System Peak Day | CAISO | 1-in-10 | 2028 | 10 | 519.7946 | 549.5257 | 42.1079 | 72.9428 | 0
| LCA | LA Basin | 11 | Monthly System Peak Day | CAISO | 1-in-10 | 2028 | 11 | 506.6835 | 536.105 | 42.2053 | 80.1355 | 0
| LCA | LA Basin | 11 | Monthly System Peak Day | CAISO | 1-in-10 | 2028 | 12 | 474.8318 | 500.3799 | 42.3547 | 85.9434 | 0
| LCA | LA Basin | 11 | Monthly System Peak Day | CAISO | 1-in-10 | 2028 | 13 | 392.3008 | 409.7414 | 42.3619 | 89.3829 | 0
| LCA | LA Basin | 11 | Monthly System Peak Day | CAISO | 1-in-10 | 2028 | 14 | 351.719 | 361.8224 | 42.2483 | 90.9987 | 0
| LCA | LA Basin | 11 | Monthly System Peak Day | CAISO | 1-in-10 | 2028 | 15 | 287.5703 | 295.8253 | 42.2613 | 91.5474 | 0
| LCA | LA Basin | 11 | Monthly System Peak Day | CAISO | 1-in-10 | 2028 | 16 | 236.3208 | 236.0525 | 42.1952 | 91.5197 | 0
| LCA | LA Basin | 11 | Monthly System Peak Day | CAISO | 1-in-10 | 2028 | 17 | 191.1705 | 202.2597 | 42.1539 | 90.7408 | 0
| LCA | LA Basin | 11 | Monthly System Peak Day | CAISO | 1-in-10 | 2028 | 18 | 189.2408 | 200.5028 | 42.0939 | 88.8921 | 0
| LCA | LA Basin | 11 | Monthly System Peak Day | CAISO | 1-in-10 | 2028 | 19 | 173.8113 | 179.1659 | 42.1575 | 85.9039 | 0
| LCA | LA Basin | 11 | Monthly System Peak Day | CAISO | 1-in-10 | 2028 | 20 | 180.4855 | 330.919 | 55.2589 | 82.2526 | 0
| LCA | LA Basin | 11 | Monthly System Peak Day | CAISO | 1-in-10 | 2028 | 21 | 183.8254 | 189.2861 | 42.3366 | 79.0605 | 0
| LCA | LA Basin | 11 | Monthly System Peak Day | CAISO | 1-in-10 | 2028 | 22 | 382.8671 | 410.7345 | 42.1809 | 76.4662 | 0
| LCA | LA Basin | 11 | Monthly System Peak Day | CAISO | 1-in-10 | 2028 | 23 | 364.3472 | 393.9182 | 42.1018 | 74.3099 | 0
| LCA | LA Basin | 11 | Monthly System Peak Day | CAISO | 1-in-10 | 2028 | 24 | 381.0161 | 417.3648 | 42.163 | 72.6928 | 0
| LCA | LA Basin | 12 | Average Weekday | CAISO | 1-in-10 | 2028 | 1 | 387.8949 | 396.2804 | 42.3542 | 52.4722 | 0
| LCA | LA Basin | 12 | Average Weekday | CAISO | 1-in-10 | 2028 | 2 | 354.5743 | 361.0978 | 42.343 | 51.7027 | 0
| LCA | LA Basin | 12 | Average Weekday | CAISO | 1-in-10 | 2028 | 3 | 433.7831 | 445.7224 | 42.3416 | 50.9654 | 0
| LCA | LA Basin | 12 | Average Weekday | CAISO | 1-in-10 | 2028 | 4 | 430.7865 | 446.9548 | 42.3404 | 50.2564 | 0
| LCA | LA Basin | 12 | Average Weekday | CAISO | 1-in-10 | 2028 | 5 | 477.1002 | 510.6816 | 42.3452 | 49.6342 | 0
| LCA | LA Basin | 12 | Average Weekday | CAISO | 1-in-10 | 2028 | 6 | 583.7687 | 630.7302 | 42.3536 | 49.1067 | 0
| LCA | LA Basin | 12 | Average Weekday | CAISO | 1-in-10 | 2028 | 7 | 623.7638 | 645.8554 | 42.3684 | 48.7226 | 0
| LCA | LA Basin | 12 | Average Weekday | CAISO | 1-in-10 | 2028 | 8 | 669.9589 | 689.9374 | 42.3812 | 48.679 | 0
| LCA | LA Basin | 12 | Average Weekday | CAISO | 1-in-10 | 2028 | 9 | 577.7171 | 609.7359 | 42.3935 | 49.4997 | 0
| LCA | LA Basin | 12 | Average Weekday | CAISO | 1-in-10 | 2028 | 10 | 545.8586 | 566.5684 | 42.371 | 52.3837 | 0
| LCA | LA Basin | 12 | Average Weekday | CAISO | 1-in-10 | 2028 | 11 | 537.9606 | 552.2084 | 42.3943 | 56.0605 | 0
| LCA | LA Basin | 12 | Average Weekday | CAISO | 1-in-10 | 2028 | 12 | 505.4714 | 514.5356 | 42.4178 | 59.3856 | 0
| LCA | LA Basin | 12 | Average Weekday | CAISO | 1-in-10 | 2028 | 13 | 427.4381 | 438.8125 | 42.4321 | 61.7418 | 0
| LCA | LA Basin | 12 | Average Weekday | CAISO | 1-in-10 | 2028 | 14 | 389.858 | 398.9569 | 42.4151 | 63.2924 | 0
| LCA | LA Basin | 12 | Average Weekday | CAISO | 1-in-10 | 2028 | 15 | 345.0048 | 353.5317 | 42.3815 | 64.0322 | 0
| LCA | LA Basin | 12 | Average Weekday | CAISO | 1-in-10 | 2028 | 16 | 291.3702 | 293.4654 | 42.3528 | 64.0793 | 0
| LCA | LA Basin | 12 | Average Weekday | CAISO | 1-in-10 | 2028 | 17 | 254.5935 | 265.4361 | 42.1939 | 63.3258 | 0
| LCA | LA Basin | 12 | Average Weekday | CAISO | 1-in-10 | 2028 | 18 | 256.0606 | 264.4118 | 42.1993 | 61.3192 | 0
| LCA | LA Basin | 12 | Average Weekday | CAISO | 1-in-10 | 2028 | 19 | 242.3041 | 247.8865 | 42.1572 | 59.1225 | 0
| LCA | LA Basin | 12 | Average Weekday | CAISO | 1-in-10 | 2028 | 20 | 258.5404 | 343.1489 | 42.9476 | 57.5947 | 0
| LCA | LA Basin | 12 | Average Weekday | CAISO | 1-in-10 | 2028 | 21 | 263.8818 | 269.2078 | 42.2555 | 56.3307 | 0
| LCA | LA Basin | 12 | Average Weekday | CAISO | 1-in-10 | 2028 | 22 | 447.1114 | 470.8718 | 42.3775 | 55.1238 | 0
| LCA | LA Basin | 12 | Average Weekday | CAISO | 1-in-10 | 2028 | 23 | 429.5497 | 449.1579 | 42.3732 | 54.1089 | 0
| LCA | LA Basin | 12 | Average Weekday | CAISO | 1-in-10 | 2028 | 24 | 444.4349 | 461.7387 | 42.3692 | 53.2199 | 0
| LCA | LA Basin | 12 | Monthly System Peak Day | CAISO | 1-in-10 | 2028 | 1 | 387.8949 | 396.2804 | 42.3542 | 43.7887 | 0
| LCA | LA Basin | 12 | Monthly System Peak Day | CAISO | 1-in-10 | 2028 | 2 | 354.5743 | 361.0978 | 42.343 | 42.7476 | 0
| LCA | LA Basin | 12 | Monthly System Peak Day | CAISO | 1-in-10 | 2028 | 3 | 433.7831 | 445.7224 | 42.3416 | 41.6828 | 0
| LCA | LA Basin | 12 | Monthly System Peak Day | CAISO | 1-in-10 | 2028 | 4 | 430.7865 | 446.9548 | 42.3404 | 40.8868 | 0
| LCA | LA Basin | 12 | Monthly System Peak Day | CAISO | 1-in-10 | 2028 | 5 | 477.1002 | 510.6816 | 42.3452 | 39.9918 | 0
| LCA | LA Basin | 12 | Monthly System Peak Day | CAISO | 1-in-10 | 2028 | 6 | 583.7687 | 630.7302 | 42.3536 | 39.0575 | 0
| LCA | LA Basin | 12 | Monthly System Peak Day | CAISO | 1-in-10 | 2028 | 7 | 623.7638 | 645.8554 | 42.3684 | 38.3624 | 0
| LCA | LA Basin | 12 | Monthly System Peak Day | CAISO | 1-in-10 | 2028 | 8 | 669.9589 | 689.9374 | 42.3812 | 38.6474 | 0
| LCA | LA Basin | 12 | Monthly System Peak Day | CAISO | 1-in-10 | 2028 | 9 | 577.7171 | 609.7359 | 42.3935 | 39.7196 | 0
| LCA | LA Basin | 12 | Monthly System Peak Day | CAISO | 1-in-10 | 2028 | 10 | 545.8586 | 566.5684 | 42.371 | 43.7558 | 0
| LCA | LA Basin | 12 | Monthly System Peak Day | CAISO | 1-in-10 | 2028 | 11 | 537.9606 | 552.2084 | 42.3943 | 48.4107 | 0
| LCA | LA Basin | 12 | Monthly System Peak Day | CAISO | 1-in-10 | 2028 | 12 | 505.4714 | 514.5356 | 42.4178 | 51.2009 | 0
| LCA | LA Basin | 12 | Monthly System Peak Day | CAISO | 1-in-10 | 2028 | 13 | 427.4381 | 438.8125 | 42.4321 | 52.4076 | 0
| LCA | LA Basin | 12 | Monthly System Peak Day | CAISO | 1-in-10 | 2028 | 14 | 389.858 | 398.9569 | 42.4151 | 53.5787 | 0
| LCA | LA Basin | 12 | Monthly System Peak Day | CAISO | 1-in-10 | 2028 | 15 | 345.0048 | 353.5317 | 42.3815 | 54.5351 | 0
| LCA | LA Basin | 12 | Monthly System Peak Day | CAISO | 1-in-10 | 2028 | 16 | 291.3702 | 293.4654 | 42.3528 | 54.8984 | 0
| LCA | LA Basin | 12 | Monthly System Peak Day | CAISO | 1-in-10 | 2028 | 17 | 254.5935 | 265.4361 | 42.1939 | 54.613 | 0
| LCA | LA Basin | 12 | Monthly System Peak Day | CAISO | 1-in-10 | 2028 | 18 | 256.0606 | 264.4118 | 42.1993 | 52.7462 | 0
| LCA | LA Basin | 12 | Monthly System Peak Day | CAISO | 1-in-10 | 2028 | 19 | 242.3041 | 247.8865 | 42.1572 | 50.6778 | 0
| LCA | LA Basin | 12 | Monthly System Peak Day | CAISO | 1-in-10 | 2028 | 20 | 258.5404 | 343.1489 | 42.9476 | 49.5764 | 0
| LCA | LA Basin | 12 | Monthly System Peak Day | CAISO | 1-in-10 | 2028 | 21 | 263.8818 | 269.2078 | 42.2555 | 48.2487 | 0
| LCA | LA Basin | 12 | Monthly System Peak Day | CAISO | 1-in-10 | 2028 | 22 | 447.1114 | 470.8718 | 42.3775 | 46.5763 | 0
| LCA | LA Basin | 12 | Monthly System Peak Day | CAISO | 1-in-10 | 2028 | 23 | 429.5497 | 449.1579 | 42.3732 | 45.8611 | 0
| LCA | LA Basin | 12 | Monthly System Peak Day | CAISO | 1-in-10 | 2028 | 24 | 444.4349 | 461.7387 | 42.3692 | 45.4583 | 0
| LCA | LA Basin | 1 | Average Weekday | CAISO | 1-in-10 | 2029 | 1 | 378.8159 | 386.9768 | 42.3783 | 50.3292 | 0
| LCA | LA Basin | 1 | Average Weekday | CAISO | 1-in-10 | 2029 | 2 | 349.7861 | 357.3598 | 42.3672 | 49.4929 | 0
| LCA | LA Basin | 1 | Average Weekday | CAISO | 1-in-10 | 2029 | 3 | 435.8548 | 447.9984 | 42.3657 | 48.846 | 0
| LCA | LA Basin | 1 | Average Weekday | CAISO | 1-in-10 | 2029 | 4 | 430.1672 | 446.1798 | 42.3645 | 48.1615 | 0
| LCA | LA Basin | 1 | Average Weekday | CAISO | 1-in-10 | 2029 | 5 | 476.9098 | 510.6141 | 42.3693 | 47.4809 | 0
| LCA | LA Basin | 1 | Average Weekday | CAISO | 1-in-10 | 2029 | 6 | 593.1639 | 641.3881 | 42.3776 | 46.8357 | 0
| LCA | LA Basin | 1 | Average Weekday | CAISO | 1-in-10 | 2029 | 7 | 637.0207 | 659.3393 | 42.3924 | 46.3081 | 0
| LCA | LA Basin | 1 | Average Weekday | CAISO | 1-in-10 | 2029 | 8 | 683.2314 | 703.4244 | 42.4052 | 46.1585 | 0
| LCA | LA Basin | 1 | Average Weekday | CAISO | 1-in-10 | 2029 | 9 | 587.837 | 617.7393 | 42.4175 | 46.7547 | 0
| LCA | LA Basin | 1 | Average Weekday | CAISO | 1-in-10 | 2029 | 10 | 568.9393 | 588.6033 | 42.395 | 49.5868 | 0
| LCA | LA Basin | 1 | Average Weekday | CAISO | 1-in-10 | 2029 | 11 | 557.2645 | 571.5115 | 42.4184 | 53.252 | 0
| LCA | LA Basin | 1 | Average Weekday | CAISO | 1-in-10 | 2029 | 12 | 527.2167 | 536.2863 | 42.4417 | 56.6167 | 0
| LCA | LA Basin | 1 | Average Weekday | CAISO | 1-in-10 | 2029 | 13 | 458.8758 | 470.2458 | 42.456 | 59.0083 | 0
| LCA | LA Basin | 1 | Average Weekday | CAISO | 1-in-10 | 2029 | 14 | 417.0861 | 426.1833 | 42.4391 | 60.5254 | 0
| LCA | LA Basin | 1 | Average Weekday | CAISO | 1-in-10 | 2029 | 15 | 368.1031 | 376.6303 | 42.4056 | 61.437 | 0
| LCA | LA Basin | 1 | Average Weekday | CAISO | 1-in-10 | 2029 | 16 | 313.632 | 315.73 | 42.3769 | 61.7907 | 0
| LCA | LA Basin | 1 | Average Weekday | CAISO | 1-in-10 | 2029 | 17 | 272.7493 | 283.4456 | 42.2187 | 61.3348 | 0
| LCA | LA Basin | 1 | Average Weekday | CAISO | 1-in-10 | 2029 | 18 | 273.733 | 282.2475 | 42.224 | 59.8087 | 0
| LCA | LA Basin | 1 | Average Weekday | CAISO | 1-in-10 | 2029 | 19 | 253.0538 | 258.6353 | 42.1822 | 57.4988 | 0
| LCA | LA Basin | 1 | Average Weekday | CAISO | 1-in-10 | 2029 | 20 | 259.7563 | 343.7251 | 42.9692 | 55.8484 | 0
| LCA | LA Basin | 1 | Average Weekday | CAISO | 1-in-10 | 2029 | 21 | 251.3062 | 256.4177 | 42.2801 | 54.6202 | 0
| LCA | LA Basin | 1 | Average Weekday | CAISO | 1-in-10 | 2029 | 22 | 435.8032 | 459.8061 | 42.4015 | 53.4966 | 0
| LCA | LA Basin | 1 | Average Weekday | CAISO | 1-in-10 | 2029 | 23 | 420.3663 | 440.0412 | 42.3972 | 52.3728 | 0
| LCA | LA Basin | 1 | Average Weekday | CAISO | 1-in-10 | 2029 | 24 | 441.025 | 458.4097 | 42.3933 | 51.4044 | 0
| LCA | LA Basin | 1 | Monthly System Peak Day | CAISO | 1-in-10 | 2029 | 1 | 378.8159 | 386.9768 | 42.3783 | 45.4651 | 0
| LCA | LA Basin | 1 | Monthly System Peak Day | CAISO | 1-in-10 | 2029 | 2 | 349.7861 | 357.3598 | 42.3672 | 45.0454 | 0
| LCA | LA Basin | 1 | Monthly System Peak Day | CAISO | 1-in-10 | 2029 | 3 | 435.8548 | 447.9984 | 42.3657 | 45.1804 | 0
| LCA | LA Basin | 1 | Monthly System Peak Day | CAISO | 1-in-10 | 2029 | 4 | 430.1672 | 446.1798 | 42.3645 | 44.8959 | 0
| LCA | LA Basin | 1 | Monthly System Peak Day | CAISO | 1-in-10 | 2029 | 5 | 476.9098 | 510.6141 | 42.3693 | 44.7934 | 0
| LCA | LA Basin | 1 | Monthly System Peak Day | CAISO | 1-in-10 | 2029 | 6 | 593.1639 | 641.3881 | 42.3776 | 43.9289 | 0
| LCA | LA Basin | 1 | Monthly System Peak Day | CAISO | 1-in-10 | 2029 | 7 | 637.0207 | 659.3393 | 42.3924 | 43.6862 | 0
| LCA | LA Basin | 1 | Monthly System Peak Day | CAISO | 1-in-10 | 2029 | 8 | 683.2314 | 703.4244 | 42.4052 | 42.7533 | 0
| LCA | LA Basin | 1 | Monthly System Peak Day | CAISO | 1-in-10 | 2029 | 9 | 587.837 | 617.7393 | 42.4175 | 42.2608 | 0
| LCA | LA Basin | 1 | Monthly System Peak Day | CAISO | 1-in-10 | 2029 | 10 | 568.9393 | 588.6033 | 42.395 | 44.59 | 0
| LCA | LA Basin | 1 | Monthly System Peak Day | CAISO | 1-in-10 | 2029 | 11 | 557.2645 | 571.5115 | 42.4184 | 46.6911 | 0
| LCA | LA Basin | 1 | Monthly System Peak Day | CAISO | 1-in-10 | 2029 | 12 | 527.2167 | 536.2863 | 42.4417 | 48.6754 | 0
| LCA | LA Basin | 1 | Monthly System Peak Day | CAISO | 1-in-10 | 2029 | 13 | 458.8758 | 470.2458 | 42.456 | 49.8647 | 0
| LCA | LA Basin | 1 | Monthly System Peak Day | CAISO | 1-in-10 | 2029 | 14 | 417.0861 | 426.1833 | 42.4391 | 49.6668 | 0
| LCA | LA Basin | 1 | Monthly System Peak Day | CAISO | 1-in-10 | 2029 | 15 | 368.1031 | 376.6303 | 42.4056 | 50.5197 | 0
| LCA | LA Basin | 1 | Monthly System Peak Day | CAISO | 1-in-10 | 2029 | 16 | 313.632 | 315.73 | 42.3769 | 51.4093 | 0
| LCA | LA Basin | 1 | Monthly System Peak Day | CAISO | 1-in-10 | 2029 | 17 | 272.7493 | 283.4456 | 42.2187 | 51.7017 | 0
| LCA | LA Basin | 1 | Monthly System Peak Day | CAISO | 1-in-10 | 2029 | 18 | 273.733 | 282.2475 | 42.224 | 50.6975 | 0
| LCA | LA Basin | 1 | Monthly System Peak Day | CAISO | 1-in-10 | 2029 | 19 | 253.0538 | 258.6353 | 42.1822 | 48.8825 | 0
| LCA | LA Basin | 1 | Monthly System Peak Day | CAISO | 1-in-10 | 2029 | 20 | 259.7563 | 343.7251 | 42.9692 | 47.9611 | 0
| LCA | LA Basin | 1 | Monthly System Peak Day | CAISO | 1-in-10 | 2029 | 21 | 251.3062 | 256.4177 | 42.2801 | 46.8322 | 0
| LCA | LA Basin | 1 | Monthly System Peak Day | CAISO | 1-in-10 | 2029 | 22 | 435.8032 | 459.8061 | 42.4015 | 46.1047 | 0
| LCA | LA Basin | 1 | Monthly System Peak Day | CAISO | 1-in-10 | 2029 | 23 | 420.3663 | 440.0412 | 42.3972 | 45.1543 | 0
| LCA | LA Basin | 1 | Monthly System Peak Day | CAISO | 1-in-10 | 2029 | 24 | 441.025 | 458.4097 | 42.3933 | 44.0309 | 0
| LCA | LA Basin | 2 | Average Weekday | CAISO | 1-in-10 | 2029 | 1 | 353.3727 | 362.1406 | 42.4103 | 50.1113 | 0
| LCA | LA Basin | 2 | Average Weekday | CAISO | 1-in-10 | 2029 | 2 | 323.8147 | 331.9666 | 42.3981 | 49.2107 | 0
| LCA | LA Basin | 2 | Average Weekday | CAISO | 1-in-10 | 2029 | 3 | 402.5595 | 415.599 | 42.3965 | 48.3438 | 0
| LCA | LA Basin | 2 | Average Weekday | CAISO | 1-in-10 | 2029 | 4 | 392.9835 | 410.5298 | 42.3954 | 47.5979 | 0
| LCA | LA Basin | 2 | Average Weekday | CAISO | 1-in-10 | 2029 | 5 | 443.2051 | 478.6777 | 42.4007 | 47.0173 | 0
| LCA | LA Basin | 2 | Average Weekday | CAISO | 1-in-10 | 2029 | 6 | 555.9085 | 605.1395 | 42.4101 | 46.4793 | 0
| LCA | LA Basin | 2 | Average Weekday | CAISO | 1-in-10 | 2029 | 7 | 590.1656 | 612.0612 | 42.4262 | 46.179 | 0
| LCA | LA Basin | 2 | Average Weekday | CAISO | 1-in-10 | 2029 | 8 | 643.3162 | 663.0823 | 42.4396 | 46.1339 | 0
| LCA | LA Basin | 2 | Average Weekday | CAISO | 1-in-10 | 2029 | 9 | 568.3279 | 597.957 | 42.4524 | 47.6859 | 0
| LCA | LA Basin | 2 | Average Weekday | CAISO | 1-in-10 | 2029 | 10 | 543.8399 | 562.7083 | 42.4277 | 50.9967 | 0
| LCA | LA Basin | 2 | Average Weekday | CAISO | 1-in-10 | 2029 | 11 | 535.9658 | 549.9509 | 42.4529 | 54.578 | 0
| LCA | LA Basin | 2 | Average Weekday | CAISO | 1-in-10 | 2029 | 12 | 506.554 | 515.8168 | 42.4784 | 57.4598 | 0
| LCA | LA Basin | 2 | Average Weekday | CAISO | 1-in-10 | 2029 | 13 | 436.394 | 448.5098 | 42.4939 | 59.4503 | 0
| LCA | LA Basin | 2 | Average Weekday | CAISO | 1-in-10 | 2029 | 14 | 391.8852 | 401.0386 | 42.4755 | 60.8044 | 0
| LCA | LA Basin | 2 | Average Weekday | CAISO | 1-in-10 | 2029 | 15 | 335.4162 | 344.1469 | 42.4393 | 61.7147 | 0
| LCA | LA Basin | 2 | Average Weekday | CAISO | 1-in-10 | 2029 | 16 | 282.1046 | 284.4286 | 42.4086 | 62.0952 | 0
| LCA | LA Basin | 2 | Average Weekday | CAISO | 1-in-10 | 2029 | 17 | 233.3047 | 243.8128 | 42.2291 | 61.6738 | 0
| LCA | LA Basin | 2 | Average Weekday | CAISO | 1-in-10 | 2029 | 18 | 231.3747 | 239.8021 | 42.2355 | 60.3894 | 0
| LCA | LA Basin | 2 | Average Weekday | CAISO | 1-in-10 | 2029 | 19 | 214.1945 | 220.4169 | 42.1826 | 58.1787 | 0
| LCA | LA Basin | 2 | Average Weekday | CAISO | 1-in-10 | 2029 | 20 | 220.7932 | 302.2195 | 43.0429 | 56.2556 | 0
| LCA | LA Basin | 2 | Average Weekday | CAISO | 1-in-10 | 2029 | 21 | 212.8886 | 218.3379 | 42.2957 | 54.7745 | 0
| LCA | LA Basin | 2 | Average Weekday | CAISO | 1-in-10 | 2029 | 22 | 400.0012 | 425.0833 | 42.4365 | 53.6291 | 0
| LCA | LA Basin | 2 | Average Weekday | CAISO | 1-in-10 | 2029 | 23 | 387.1883 | 408.0729 | 42.4316 | 52.5079 | 0
| LCA | LA Basin | 2 | Average Weekday | CAISO | 1-in-10 | 2029 | 24 | 407.1053 | 425.1508 | 42.4268 | 51.4241 | 0
| LCA | LA Basin | 2 | Monthly System Peak Day | CAISO | 1-in-10 | 2029 | 1 | 353.3727 | 362.1406 | 42.4103 | 50.6226 | 0
| LCA | LA Basin | 2 | Monthly System Peak Day | CAISO | 1-in-10 | 2029 | 2 | 323.8147 | 331.9666 | 42.3981 | 50.4995 | 0
| LCA | LA Basin | 2 | Monthly System Peak Day | CAISO | 1-in-10 | 2029 | 3 | 402.5595 | 415.599 | 42.3965 | 50.4234 | 0
| LCA | LA Basin | 2 | Monthly System Peak Day | CAISO | 1-in-10 | 2029 | 4 | 392.9835 | 410.5298 | 42.3954 | 50.5369 | 0
| LCA | LA Basin | 2 | Monthly System Peak Day | CAISO | 1-in-10 | 2029 | 5 | 443.2051 | 478.6777 | 42.4007 | 49.9904 | 0
| LCA | LA Basin | 2 | Monthly System Peak Day | CAISO | 1-in-10 | 2029 | 6 | 555.9085 | 605.1395 | 42.4101 | 49.1571 | 0
| LCA | LA Basin | 2 | Monthly System Peak Day | CAISO | 1-in-10 | 2029 | 7 | 590.1656 | 612.0612 | 42.4262 | 48.6676 | 0
| LCA | LA Basin | 2 | Monthly System Peak Day | CAISO | 1-in-10 | 2029 | 8 | 643.3162 | 663.0823 | 42.4396 | 48.5847 | 0
| LCA | LA Basin | 2 | Monthly System Peak Day | CAISO | 1-in-10 | 2029 | 9 | 568.3279 | 597.957 | 42.4524 | 49.0371 | 0
| LCA | LA Basin | 2 | Monthly System Peak Day | CAISO | 1-in-10 | 2029 | 10 | 543.8399 | 562.7083 | 42.4277 | 50.3822 | 0
| LCA | LA Basin | 2 | Monthly System Peak Day | CAISO | 1-in-10 | 2029 | 11 | 535.9658 | 549.9509 | 42.4529 | 51.3262 | 0
| LCA | LA Basin | 2 | Monthly System Peak Day | CAISO | 1-in-10 | 2029 | 12 | 506.554 | 515.8168 | 42.4784 | 52.4879 | 0
| LCA | LA Basin | 2 | Monthly System Peak Day | CAISO | 1-in-10 | 2029 | 13 | 436.394 | 448.5098 | 42.4939 | 53.8069 | 0
| LCA | LA Basin | 2 | Monthly System Peak Day | CAISO | 1-in-10 | 2029 | 14 | 391.8852 | 401.0386 | 42.4755 | 55.1325 | 0
| LCA | LA Basin | 2 | Monthly System Peak Day | CAISO | 1-in-10 | 2029 | 15 | 335.4162 | 344.1469 | 42.4393 | 55.7924 | 0
| LCA | LA Basin | 2 | Monthly System Peak Day | CAISO | 1-in-10 | 2029 | 16 | 282.1046 | 284.4286 | 42.4086 | 55.9094 | 0
| LCA | LA Basin | 2 | Monthly System Peak Day | CAISO | 1-in-10 | 2029 | 17 | 233.3047 | 243.8128 | 42.2291 | 57.5953 | 0
| LCA | LA Basin | 2 | Monthly System Peak Day | CAISO | 1-in-10 | 2029 | 18 | 231.3747 | 239.8021 | 42.2355 | 56.7246 | 0
| LCA | LA Basin | 2 | Monthly System Peak Day | CAISO | 1-in-10 | 2029 | 19 | 214.1945 | 220.4169 | 42.1826 | 55.639 | 0
| LCA | LA Basin | 2 | Monthly System Peak Day | CAISO | 1-in-10 | 2029 | 20 | 220.7932 | 302.2195 | 43.0429 | 54.4933 | 0
| LCA | LA Basin | 2 | Monthly System Peak Day | CAISO | 1-in-10 | 2029 | 21 | 212.8886 | 218.3379 | 42.2957 | 54.0144 | 0
| LCA | LA Basin | 2 | Monthly System Peak Day | CAISO | 1-in-10 | 2029 | 22 | 400.0012 | 425.0833 | 42.4365 | 53.3952 | 0
| LCA | LA Basin | 2 | Monthly System Peak Day | CAISO | 1-in-10 | 2029 | 23 | 387.1883 | 408.0729 | 42.4316 | 52.7554 | 0
| LCA | LA Basin | 2 | Monthly System Peak Day | CAISO | 1-in-10 | 2029 | 24 | 407.1053 | 425.1508 | 42.4268 | 52.1309 | 0
| LCA | LA Basin | 3 | Average Weekday | CAISO | 1-in-10 | 2029 | 1 | 389.5024 | 405.7655 | 42.4995 | 59.0904 | 0
| LCA | LA Basin | 3 | Average Weekday | CAISO | 1-in-10 | 2029 | 2 | 357.7195 | 365.6439 | 42.4417 | 58.0099 | 0
| LCA | LA Basin | 3 | Average Weekday | CAISO | 1-in-10 | 2029 | 3 | 453.5668 | 463.7885 | 42.4332 | 56.9859 | 0
| LCA | LA Basin | 3 | Average Weekday | CAISO | 1-in-10 | 2029 | 4 | 441.7576 | 454.4882 | 42.4151 | 56.0739 | 0
| LCA | LA Basin | 3 | Average Weekday | CAISO | 1-in-10 | 2029 | 5 | 472.8974 | 493.174 | 42.4208 | 55.3597 | 0
| LCA | LA Basin | 3 | Average Weekday | CAISO | 1-in-10 | 2029 | 6 | 596.2505 | 622.2538 | 42.4084 | 54.7125 | 0
| LCA | LA Basin | 3 | Average Weekday | CAISO | 1-in-10 | 2029 | 7 | 637.9702 | 659.1491 | 42.4284 | 54.3717 | 0
| LCA | LA Basin | 3 | Average Weekday | CAISO | 1-in-10 | 2029 | 8 | 687.3612 | 724.8045 | 42.5743 | 54.3916 | 0
| LCA | LA Basin | 3 | Average Weekday | CAISO | 1-in-10 | 2029 | 9 | 602.3276 | 645.5771 | 42.6993 | 55.8505 | 0
| LCA | LA Basin | 3 | Average Weekday | CAISO | 1-in-10 | 2029 | 10 | 580.2999 | 610.6321 | 42.5733 | 59.3312 | 0
| LCA | LA Basin | 3 | Average Weekday | CAISO | 1-in-10 | 2029 | 11 | 561.8066 | 585.483 | 42.6378 | 63.5603 | 0
| LCA | LA Basin | 3 | Average Weekday | CAISO | 1-in-10 | 2029 | 12 | 532.8481 | 547.1331 | 42.7017 | 67.4405 | 0
| LCA | LA Basin | 3 | Average Weekday | CAISO | 1-in-10 | 2029 | 13 | 440.774 | 451.5963 | 42.7333 | 70.4453 | 0
| LCA | LA Basin | 3 | Average Weekday | CAISO | 1-in-10 | 2029 | 14 | 410.9049 | 418.4296 | 42.6814 | 72.4795 | 0
| LCA | LA Basin | 3 | Average Weekday | CAISO | 1-in-10 | 2029 | 15 | 353.1599 | 360.2418 | 42.5816 | 73.6736 | 0
| LCA | LA Basin | 3 | Average Weekday | CAISO | 1-in-10 | 2029 | 16 | 304.5331 | 307.1922 | 42.4436 | 74.2045 | 0
| LCA | LA Basin | 3 | Average Weekday | CAISO | 1-in-10 | 2029 | 17 | 267.4229 | 280.0135 | 42.2263 | 74.0108 | 0
| LCA | LA Basin | 3 | Average Weekday | CAISO | 1-in-10 | 2029 | 18 | 267.7672 | 277.2815 | 42.2439 | 72.9461 | 0
| LCA | LA Basin | 3 | Average Weekday | CAISO | 1-in-10 | 2029 | 19 | 250.2017 | 255.2645 | 42.3145 | 71.0602 | 0
| LCA | LA Basin | 3 | Average Weekday | CAISO | 1-in-10 | 2029 | 20 | 245.2746 | 250.5698 | 42.1821 | 68.3652 | 0
| LCA | LA Basin | 3 | Average Weekday | CAISO | 1-in-10 | 2029 | 21 | 225.8591 | 230.294 | 42.2524 | 65.7441 | 0
| LCA | LA Basin | 3 | Average Weekday | CAISO | 1-in-10 | 2029 | 22 | 436.4527 | 464.8213 | 42.467 | 64.0491 | 0
| LCA | LA Basin | 3 | Average Weekday | CAISO | 1-in-10 | 2029 | 23 | 430.4775 | 459.7942 | 42.5122 | 62.7625 | 0
| LCA | LA Basin | 3 | Average Weekday | CAISO | 1-in-10 | 2029 | 24 | 460.9602 | 497.8044 | 42.5608 | 61.4005 | 0
| LCA | LA Basin | 3 | Monthly System Peak Day | CAISO | 1-in-10 | 2029 | 1 | 389.5024 | 424.6986 | 42.0955 | 66.1204 | 0
| LCA | LA Basin | 3 | Monthly System Peak Day | CAISO | 1-in-10 | 2029 | 2 | 357.7195 | 377.8632 | 42.1725 | 64.2945 | 0
| LCA | LA Basin | 3 | Monthly System Peak Day | CAISO | 1-in-10 | 2029 | 3 | 453.5668 | 476.4128 | 42.1846 | 62.8338 | 0
| LCA | LA Basin | 3 | Monthly System Peak Day | CAISO | 1-in-10 | 2029 | 4 | 441.7576 | 464.013 | 42.2231 | 61.7939 | 0
| LCA | LA Basin | 3 | Monthly System Peak Day | CAISO | 1-in-10 | 2029 | 5 | 472.8974 | 506.3498 | 42.2196 | 60.8075 | 0
| LCA | LA Basin | 3 | Monthly System Peak Day | CAISO | 1-in-10 | 2029 | 6 | 596.2505 | 625.7957 | 42.2708 | 59.7989 | 0
| LCA | LA Basin | 3 | Monthly System Peak Day | CAISO | 1-in-10 | 2029 | 7 | 637.9702 | 657.4647 | 42.2835 | 59.4218 | 0
| LCA | LA Basin | 3 | Monthly System Peak Day | CAISO | 1-in-10 | 2029 | 8 | 687.3612 | 749.2347 | 42.0543 | 59.0993 | 0
| LCA | LA Basin | 3 | Monthly System Peak Day | CAISO | 1-in-10 | 2029 | 9 | 602.3276 | 655.004 | 42.0078 | 60.5688 | 0
| LCA | LA Basin | 3 | Monthly System Peak Day | CAISO | 1-in-10 | 2029 | 10 | 580.2999 | 618.3914 | 42.0783 | 65.3414 | 0
| LCA | LA Basin | 3 | Monthly System Peak Day | CAISO | 1-in-10 | 2029 | 11 | 561.8066 | 598.8043 | 42.1575 | 70.7516 | 0
| LCA | LA Basin | 3 | Monthly System Peak Day | CAISO | 1-in-10 | 2029 | 12 | 532.8481 | 560.6736 | 42.3206 | 76.3558 | 0
| LCA | LA Basin | 3 | Monthly System Peak Day | CAISO | 1-in-10 | 2029 | 13 | 440.774 | 458.0952 | 42.481 | 81.6032 | 0
| LCA | LA Basin | 3 | Monthly System Peak Day | CAISO | 1-in-10 | 2029 | 14 | 410.9049 | 420.8522 | 42.3347 | 84.1063 | 0
| LCA | LA Basin | 3 | Monthly System Peak Day | CAISO | 1-in-10 | 2029 | 15 | 353.1599 | 361.2154 | 42.1471 | 84.7692 | 0
| LCA | LA Basin | 3 | Monthly System Peak Day | CAISO | 1-in-10 | 2029 | 16 | 304.5331 | 304.8111 | 42.1935 | 85.4466 | 0
| LCA | LA Basin | 3 | Monthly System Peak Day | CAISO | 1-in-10 | 2029 | 17 | 267.4229 | 280.5624 | 42.1976 | 86.2918 | 0
| LCA | LA Basin | 3 | Monthly System Peak Day | CAISO | 1-in-10 | 2029 | 18 | 267.7672 | 277.9879 | 42.1783 | 85.9592 | 0
| LCA | LA Basin | 3 | Monthly System Peak Day | CAISO | 1-in-10 | 2029 | 19 | 250.2017 | 255.3397 | 43.9031 | 84.2603 | 0
| LCA | LA Basin | 3 | Monthly System Peak Day | CAISO | 1-in-10 | 2029 | 20 | 245.2746 | 249.5027 | 42.182 | 81.6113 | 0
| LCA | LA Basin | 3 | Monthly System Peak Day | CAISO | 1-in-10 | 2029 | 21 | 225.8591 | 230.4556 | 42.4063 | 77.9332 | 0
| LCA | LA Basin | 3 | Monthly System Peak Day | CAISO | 1-in-10 | 2029 | 22 | 436.4527 | 465.7913 | 42.2385 | 75.495 | 0
| LCA | LA Basin | 3 | Monthly System Peak Day | CAISO | 1-in-10 | 2029 | 23 | 430.4775 | 465.9001 | 42.1337 | 72.9901 | 0
| LCA | LA Basin | 3 | Monthly System Peak Day | CAISO | 1-in-10 | 2029 | 24 | 460.9602 | 523.0499 | 42.0397 | 70.3387 | 0
| LCA | LA Basin | 4 | Average Weekday | CAISO | 1-in-10 | 2029 | 1 | 352.8317 | 367.9419 | 42.5006 | 59.793 | 0
| LCA | LA Basin | 4 | Average Weekday | CAISO | 1-in-10 | 2029 | 2 | 322.0756 | 330.6914 | 42.443 | 58.7805 | 0
| LCA | LA Basin | 4 | Average Weekday | CAISO | 1-in-10 | 2029 | 3 | 412.5619 | 423.3205 | 42.4346 | 57.798 | 0
| LCA | LA Basin | 4 | Average Weekday | CAISO | 1-in-10 | 2029 | 4 | 391.2759 | 403.664 | 42.4167 | 56.8912 | 0
| LCA | LA Basin | 4 | Average Weekday | CAISO | 1-in-10 | 2029 | 5 | 412.8416 | 431.5227 | 42.4224 | 56.1875 | 0
| LCA | LA Basin | 4 | Average Weekday | CAISO | 1-in-10 | 2029 | 6 | 533.7733 | 558.6646 | 42.4103 | 55.6449 | 0
| LCA | LA Basin | 4 | Average Weekday | CAISO | 1-in-10 | 2029 | 7 | 580.2823 | 601.0491 | 42.4305 | 55.2741 | 0
| LCA | LA Basin | 4 | Average Weekday | CAISO | 1-in-10 | 2029 | 8 | 630.2924 | 665.3604 | 42.5753 | 55.3057 | 0
| LCA | LA Basin | 4 | Average Weekday | CAISO | 1-in-10 | 2029 | 9 | 538.6653 | 581.5114 | 42.6992 | 57.4 | 0
| LCA | LA Basin | 4 | Average Weekday | CAISO | 1-in-10 | 2029 | 10 | 515.3082 | 544.9789 | 42.5737 | 60.548 | 0
| LCA | LA Basin | 4 | Average Weekday | CAISO | 1-in-10 | 2029 | 11 | 506.0436 | 527.0498 | 42.6376 | 64.096 | 0
| LCA | LA Basin | 4 | Average Weekday | CAISO | 1-in-10 | 2029 | 12 | 477.3056 | 491.5296 | 42.7011 | 67.463 | 0
| LCA | LA Basin | 4 | Average Weekday | CAISO | 1-in-10 | 2029 | 13 | 399.0257 | 409.8626 | 42.7323 | 69.7447 | 0
| LCA | LA Basin | 4 | Average Weekday | CAISO | 1-in-10 | 2029 | 14 | 363.4199 | 370.9547 | 42.6806 | 71.3864 | 0
| LCA | LA Basin | 4 | Average Weekday | CAISO | 1-in-10 | 2029 | 15 | 303.5348 | 310.6222 | 42.5814 | 72.5555 | 0
| LCA | LA Basin | 4 | Average Weekday | CAISO | 1-in-10 | 2029 | 16 | 252.7707 | 255.4232 | 42.4449 | 73.1443 | 0
| LCA | LA Basin | 4 | Average Weekday | CAISO | 1-in-10 | 2029 | 17 | 206.9556 | 219.8046 | 42.2268 | 73.2569 | 0
| LCA | LA Basin | 4 | Average Weekday | CAISO | 1-in-10 | 2029 | 18 | 204.4139 | 213.6882 | 42.2442 | 72.4661 | 0
| LCA | LA Basin | 4 | Average Weekday | CAISO | 1-in-10 | 2029 | 19 | 179.2584 | 184.2591 | 42.3145 | 71.1037 | 0
| LCA | LA Basin | 4 | Average Weekday | CAISO | 1-in-10 | 2029 | 20 | 172.0523 | 177.37 | 42.1821 | 68.8835 | 0
| LCA | LA Basin | 4 | Average Weekday | CAISO | 1-in-10 | 2029 | 21 | 179.0714 | 183.6666 | 42.2537 | 65.9447 | 0
| LCA | LA Basin | 4 | Average Weekday | CAISO | 1-in-10 | 2029 | 22 | 392.0143 | 420.1411 | 42.469 | 63.8031 | 0
| LCA | LA Basin | 4 | Average Weekday | CAISO | 1-in-10 | 2029 | 23 | 390.1916 | 419.138 | 42.5139 | 62.3163 | 0
| LCA | LA Basin | 4 | Average Weekday | CAISO | 1-in-10 | 2029 | 24 | 419.5868 | 455.7062 | 42.5617 | 61.1147 | 0
| LCA | LA Basin | 4 | Monthly System Peak Day | CAISO | 1-in-10 | 2029 | 1 | 352.8317 | 384.9932 | 42.1021 | 72.9047 | 0
| LCA | LA Basin | 4 | Monthly System Peak Day | CAISO | 1-in-10 | 2029 | 2 | 322.0756 | 342.5618 | 42.1776 | 70.5088 | 0
| LCA | LA Basin | 4 | Monthly System Peak Day | CAISO | 1-in-10 | 2029 | 3 | 412.5619 | 435.9548 | 42.1895 | 68.5166 | 0
| LCA | LA Basin | 4 | Monthly System Peak Day | CAISO | 1-in-10 | 2029 | 4 | 391.2759 | 412.4568 | 42.2274 | 67.159 | 0
| LCA | LA Basin | 4 | Monthly System Peak Day | CAISO | 1-in-10 | 2029 | 5 | 412.8416 | 444.0214 | 42.224 | 67.3462 | 0
| LCA | LA Basin | 4 | Monthly System Peak Day | CAISO | 1-in-10 | 2029 | 6 | 533.7733 | 561.9708 | 42.2746 | 67.8517 | 0
| LCA | LA Basin | 4 | Monthly System Peak Day | CAISO | 1-in-10 | 2029 | 7 | 580.2823 | 599.3527 | 42.2874 | 68.2686 | 0
| LCA | LA Basin | 4 | Monthly System Peak Day | CAISO | 1-in-10 | 2029 | 8 | 630.2924 | 692.2094 | 42.0619 | 68.5595 | 0
| LCA | LA Basin | 4 | Monthly System Peak Day | CAISO | 1-in-10 | 2029 | 9 | 538.6653 | 590.8029 | 42.0189 | 71.3326 | 0
| LCA | LA Basin | 4 | Monthly System Peak Day | CAISO | 1-in-10 | 2029 | 10 | 515.3082 | 552.5889 | 42.0873 | 75.5671 | 0
| LCA | LA Basin | 4 | Monthly System Peak Day | CAISO | 1-in-10 | 2029 | 11 | 506.0436 | 540.2567 | 42.1686 | 79.7461 | 0
| LCA | LA Basin | 4 | Monthly System Peak Day | CAISO | 1-in-10 | 2029 | 12 | 477.3056 | 504.9226 | 42.3335 | 83.6395 | 0
| LCA | LA Basin | 4 | Monthly System Peak Day | CAISO | 1-in-10 | 2029 | 13 | 399.0257 | 416.2904 | 42.4951 | 86.3474 | 0
| LCA | LA Basin | 4 | Monthly System Peak Day | CAISO | 1-in-10 | 2029 | 14 | 363.4199 | 373.3699 | 42.3479 | 88.2171 | 0
| LCA | LA Basin | 4 | Monthly System Peak Day | CAISO | 1-in-10 | 2029 | 15 | 303.5348 | 311.5917 | 42.1574 | 89.5474 | 0
| LCA | LA Basin | 4 | Monthly System Peak Day | CAISO | 1-in-10 | 2029 | 16 | 252.7707 | 252.9961 | 42.1988 | 90.5776 | 0
| LCA | LA Basin | 4 | Monthly System Peak Day | CAISO | 1-in-10 | 2029 | 17 | 206.9556 | 220.276 | 42.1986 | 91.2211 | 0
| LCA | LA Basin | 4 | Monthly System Peak Day | CAISO | 1-in-10 | 2029 | 18 | 204.4139 | 214.4776 | 42.1799 | 91.3566 | 0
| LCA | LA Basin | 4 | Monthly System Peak Day | CAISO | 1-in-10 | 2029 | 19 | 179.2584 | 184.3632 | 43.905 | 90.5553 | 0
| LCA | LA Basin | 4 | Monthly System Peak Day | CAISO | 1-in-10 | 2029 | 20 | 172.0523 | 176.2582 | 42.182 | 88.5316 | 0
| LCA | LA Basin | 4 | Monthly System Peak Day | CAISO | 1-in-10 | 2029 | 21 | 179.0714 | 183.8177 | 42.4061 | 85.2487 | 0
| LCA | LA Basin | 4 | Monthly System Peak Day | CAISO | 1-in-10 | 2029 | 22 | 392.0143 | 421.0086 | 42.243 | 82.3495 | 0
| LCA | LA Basin | 4 | Monthly System Peak Day | CAISO | 1-in-10 | 2029 | 23 | 390.1916 | 425.1336 | 42.1396 | 79.7621 | 0
| LCA | LA Basin | 4 | Monthly System Peak Day | CAISO | 1-in-10 | 2029 | 24 | 419.5868 | 480.6174 | 42.0474 | 76.8995 | 0
| LCA | LA Basin | 5 | Average Weekday | CAISO | 1-in-10 | 2029 | 1 | 353.007 | 368.2074 | 42.5134 | 62.6899 | 0
| LCA | LA Basin | 5 | Average Weekday | CAISO | 1-in-10 | 2029 | 2 | 324.7885 | 331.8677 | 42.4557 | 61.7945 | 0
| LCA | LA Basin | 5 | Average Weekday | CAISO | 1-in-10 | 2029 | 3 | 421.3479 | 432.2508 | 42.4472 | 61.0123 | 0
| LCA | LA Basin | 5 | Average Weekday | CAISO | 1-in-10 | 2029 | 4 | 403.172 | 416.0592 | 42.4294 | 60.2966 | 0
| LCA | LA Basin | 5 | Average Weekday | CAISO | 1-in-10 | 2029 | 5 | 429.0575 | 448.271 | 42.4352 | 59.7693 | 0
| LCA | LA Basin | 5 | Average Weekday | CAISO | 1-in-10 | 2029 | 6 | 544.7675 | 572.0402 | 42.4236 | 59.3658 | 0
| LCA | LA Basin | 5 | Average Weekday | CAISO | 1-in-10 | 2029 | 7 | 585.9384 | 606.2579 | 42.4446 | 59.2503 | 0
| LCA | LA Basin | 5 | Average Weekday | CAISO | 1-in-10 | 2029 | 8 | 642.0135 | 680.0109 | 42.5893 | 60.092 | 0
| LCA | LA Basin | 5 | Average Weekday | CAISO | 1-in-10 | 2029 | 9 | 543.0486 | 583.5677 | 42.7128 | 62.4359 | 0
| LCA | LA Basin | 5 | Average Weekday | CAISO | 1-in-10 | 2029 | 10 | 525.3817 | 554.8741 | 42.5864 | 65.5235 | 0
| LCA | LA Basin | 5 | Average Weekday | CAISO | 1-in-10 | 2029 | 11 | 516.1878 | 537.7786 | 42.6506 | 68.4261 | 0
| LCA | LA Basin | 5 | Average Weekday | CAISO | 1-in-10 | 2029 | 12 | 483.5188 | 497.6957 | 42.7144 | 71.013 | 0
| LCA | LA Basin | 5 | Average Weekday | CAISO | 1-in-10 | 2029 | 13 | 403.4097 | 414.5978 | 42.7456 | 73.242 | 0
| LCA | LA Basin | 5 | Average Weekday | CAISO | 1-in-10 | 2029 | 14 | 376.3641 | 384.0553 | 42.6933 | 74.9936 | 0
| LCA | LA Basin | 5 | Average Weekday | CAISO | 1-in-10 | 2029 | 15 | 323.0753 | 330.2001 | 42.5937 | 76.2616 | 0
| LCA | LA Basin | 5 | Average Weekday | CAISO | 1-in-10 | 2029 | 16 | 262.84 | 265.6493 | 42.4575 | 76.8413 | 0
| LCA | LA Basin | 5 | Average Weekday | CAISO | 1-in-10 | 2029 | 17 | 211.7102 | 223.9346 | 42.2308 | 76.9175 | 0
| LCA | LA Basin | 5 | Average Weekday | CAISO | 1-in-10 | 2029 | 18 | 213.3035 | 222.3192 | 42.2484 | 76.1468 | 0
| LCA | LA Basin | 5 | Average Weekday | CAISO | 1-in-10 | 2029 | 19 | 193.1765 | 198.5456 | 42.3102 | 74.7177 | 0
| LCA | LA Basin | 5 | Average Weekday | CAISO | 1-in-10 | 2029 | 20 | 184.1042 | 189.7692 | 42.1822 | 72.5783 | 0
| LCA | LA Basin | 5 | Average Weekday | CAISO | 1-in-10 | 2029 | 21 | 191.0356 | 195.9375 | 42.2597 | 69.5112 | 0
| LCA | LA Basin | 5 | Average Weekday | CAISO | 1-in-10 | 2029 | 22 | 397.7143 | 426.5477 | 42.4838 | 66.7798 | 0
| LCA | LA Basin | 5 | Average Weekday | CAISO | 1-in-10 | 2029 | 23 | 402.4069 | 432.2963 | 42.5281 | 65.0022 | 0
| LCA | LA Basin | 5 | Average Weekday | CAISO | 1-in-10 | 2029 | 24 | 429.2165 | 465.9266 | 42.5752 | 63.6869 | 0
| LCA | LA Basin | 5 | Monthly System Peak Day | CAISO | 1-in-10 | 2029 | 1 | 353.007 | 385.7114 | 42.1185 | 74.0812 | 0
| LCA | LA Basin | 5 | Monthly System Peak Day | CAISO | 1-in-10 | 2029 | 2 | 324.7885 | 342.9158 | 42.1926 | 72.6926 | 0
| LCA | LA Basin | 5 | Monthly System Peak Day | CAISO | 1-in-10 | 2029 | 3 | 421.3479 | 444.2403 | 42.2042 | 71.2701 | 0
| LCA | LA Basin | 5 | Monthly System Peak Day | CAISO | 1-in-10 | 2029 | 4 | 403.172 | 424.8955 | 42.2417 | 69.948 | 0
| LCA | LA Basin | 5 | Monthly System Peak Day | CAISO | 1-in-10 | 2029 | 5 | 429.0575 | 461.1989 | 42.2385 | 69.2212 | 0
| LCA | LA Basin | 5 | Monthly System Peak Day | CAISO | 1-in-10 | 2029 | 6 | 544.7675 | 576.0915 | 42.2889 | 68.1829 | 0
| LCA | LA Basin | 5 | Monthly System Peak Day | CAISO | 1-in-10 | 2029 | 7 | 585.9384 | 604.3895 | 42.3024 | 67.9264 | 0
| LCA | LA Basin | 5 | Monthly System Peak Day | CAISO | 1-in-10 | 2029 | 8 | 642.0135 | 702.1521 | 42.0801 | 68.4287 | 0
| LCA | LA Basin | 5 | Monthly System Peak Day | CAISO | 1-in-10 | 2029 | 9 | 543.0486 | 593.0726 | 42.04 | 72.8303 | 0
| LCA | LA Basin | 5 | Monthly System Peak Day | CAISO | 1-in-10 | 2029 | 10 | 525.3817 | 562.1603 | 42.1061 | 79.5239 | 0
| LCA | LA Basin | 5 | Monthly System Peak Day | CAISO | 1-in-10 | 2029 | 11 | 516.1878 | 550.5323 | 42.1898 | 85.5337 | 0
| LCA | LA Basin | 5 | Monthly System Peak Day | CAISO | 1-in-10 | 2029 | 12 | 483.5188 | 510.5588 | 42.3571 | 89.3337 | 0
| LCA | LA Basin | 5 | Monthly System Peak Day | CAISO | 1-in-10 | 2029 | 13 | 403.4097 | 421.2055 | 42.5199 | 92.0218 | 0
| LCA | LA Basin | 5 | Monthly System Peak Day | CAISO | 1-in-10 | 2029 | 14 | 376.3641 | 386.0582 | 42.371 | 93.5774 | 0
| LCA | LA Basin | 5 | Monthly System Peak Day | CAISO | 1-in-10 | 2029 | 15 | 323.0753 | 331.0979 | 42.177 | 94.8945 | 0
| LCA | LA Basin | 5 | Monthly System Peak Day | CAISO | 1-in-10 | 2029 | 16 | 262.84 | 263.2275 | 42.2141 | 94.9253 | 0
| LCA | LA Basin | 5 | Monthly System Peak Day | CAISO | 1-in-10 | 2029 | 17 | 211.7102 | 224.4936 | 42.2038 | 94.3337 | 0
| LCA | LA Basin | 5 | Monthly System Peak Day | CAISO | 1-in-10 | 2029 | 18 | 213.3035 | 223.033 | 42.1865 | 93.4453 | 0
| LCA | LA Basin | 5 | Monthly System Peak Day | CAISO | 1-in-10 | 2029 | 19 | 193.1765 | 198.5067 | 43.8584 | 92.3526 | 0
| LCA | LA Basin | 5 | Monthly System Peak Day | CAISO | 1-in-10 | 2029 | 20 | 184.1042 | 188.6889 | 42.1821 | 89.775 | 0
| LCA | LA Basin | 5 | Monthly System Peak Day | CAISO | 1-in-10 | 2029 | 21 | 191.0356 | 196.1274 | 42.4071 | 86.0276 | 0
| LCA | LA Basin | 5 | Monthly System Peak Day | CAISO | 1-in-10 | 2029 | 22 | 397.7143 | 427.5193 | 42.2588 | 82.3532 | 0
| LCA | LA Basin | 5 | Monthly System Peak Day | CAISO | 1-in-10 | 2029 | 23 | 402.4069 | 438.5116 | 42.1566 | 79.8271 | 0
| LCA | LA Basin | 5 | Monthly System Peak Day | CAISO | 1-in-10 | 2029 | 24 | 429.2165 | 491.0984 | 42.0652 | 77.1318 | 0
| LCA | LA Basin | 6 | Average Weekday | CAISO | 1-in-10 | 2029 | 1 | 341.7897 | 374.2363 | 42.4059 | 66.0419 | 0
| LCA | LA Basin | 6 | Average Weekday | CAISO | 1-in-10 | 2029 | 2 | 315.3152 | 337.1302 | 42.4065 | 65.406 | 0
| LCA | LA Basin | 6 | Average Weekday | CAISO | 1-in-10 | 2029 | 3 | 402.5075 | 429.9478 | 42.4074 | 64.8511 | 0
| LCA | LA Basin | 6 | Average Weekday | CAISO | 1-in-10 | 2029 | 4 | 394.9117 | 416.372 | 42.408 | 64.3339 | 0
| LCA | LA Basin | 6 | Average Weekday | CAISO | 1-in-10 | 2029 | 5 | 408.1657 | 448.9737 | 42.4028 | 63.958 | 0
| LCA | LA Basin | 6 | Average Weekday | CAISO | 1-in-10 | 2029 | 6 | 522.8873 | 578.0988 | 42.3932 | 63.6543 | 0
| LCA | LA Basin | 6 | Average Weekday | CAISO | 1-in-10 | 2029 | 7 | 569.4365 | 602.558 | 42.3525 | 63.4179 | 0
| LCA | LA Basin | 6 | Average Weekday | CAISO | 1-in-10 | 2029 | 8 | 617.6994 | 655.4232 | 42.4272 | 63.9411 | 0
| LCA | LA Basin | 6 | Average Weekday | CAISO | 1-in-10 | 2029 | 9 | 548.7544 | 572.1079 | 42.4519 | 65.6191 | 0
| LCA | LA Basin | 6 | Average Weekday | CAISO | 1-in-10 | 2029 | 10 | 528.4773 | 545.6937 | 42.42 | 68.1924 | 0
| LCA | LA Basin | 6 | Average Weekday | CAISO | 1-in-10 | 2029 | 11 | 510.9485 | 527.3259 | 42.4574 | 71.2075 | 0
| LCA | LA Basin | 6 | Average Weekday | CAISO | 1-in-10 | 2029 | 12 | 481.3693 | 498.0894 | 42.5023 | 74.2059 | 0
| LCA | LA Basin | 6 | Average Weekday | CAISO | 1-in-10 | 2029 | 13 | 403.7107 | 426.7731 | 42.516 | 76.5274 | 0
| LCA | LA Basin | 6 | Average Weekday | CAISO | 1-in-10 | 2029 | 14 | 370.2978 | 390.5632 | 42.4791 | 78.2579 | 0
| LCA | LA Basin | 6 | Average Weekday | CAISO | 1-in-10 | 2029 | 15 | 306.7264 | 325.8713 | 42.3908 | 79.4505 | 0
| LCA | LA Basin | 6 | Average Weekday | CAISO | 1-in-10 | 2029 | 16 | 254.5542 | 257.893 | 42.3143 | 80.0997 | 0
| LCA | LA Basin | 6 | Average Weekday | CAISO | 1-in-10 | 2029 | 17 | 213.9524 | 220.1847 | 42.5347 | 80.0446 | 0
| LCA | LA Basin | 6 | Average Weekday | CAISO | 1-in-10 | 2029 | 18 | 202.5887 | 216.9164 | 42.5745 | 79.2478 | 0
| LCA | LA Basin | 6 | Average Weekday | CAISO | 1-in-10 | 2029 | 19 | 180.1332 | 204.2835 | 45.6151 | 77.8672 | 0
| LCA | LA Basin | 6 | Average Weekday | CAISO | 1-in-10 | 2029 | 20 | 170.5715 | 195.1247 | 42.6286 | 75.7653 | 0
| LCA | LA Basin | 6 | Average Weekday | CAISO | 1-in-10 | 2029 | 21 | 183.9858 | 200.4756 | 42.9061 | 72.8935 | 0
| LCA | LA Basin | 6 | Average Weekday | CAISO | 1-in-10 | 2029 | 22 | 366.5311 | 408.6284 | 42.5084 | 69.9628 | 0
| LCA | LA Basin | 6 | Average Weekday | CAISO | 1-in-10 | 2029 | 23 | 395.464 | 436.5785 | 42.4518 | 68.1691 | 0
| LCA | LA Basin | 6 | Average Weekday | CAISO | 1-in-10 | 2029 | 24 | 422.497 | 470.4762 | 42.4262 | 67.0248 | 0
| LCA | LA Basin | 6 | Monthly System Peak Day | CAISO | 1-in-10 | 2029 | 1 | 341.7897 | 336.6935 | 51.5591 | 73.7372 | 0
| LCA | LA Basin | 6 | Monthly System Peak Day | CAISO | 1-in-10 | 2029 | 2 | 315.3152 | 298.8875 | 51.568 | 72.2246 | 0
| LCA | LA Basin | 6 | Monthly System Peak Day | CAISO | 1-in-10 | 2029 | 3 | 402.5075 | 367.3826 | 51.5729 | 71.1556 | 0
| LCA | LA Basin | 6 | Monthly System Peak Day | CAISO | 1-in-10 | 2029 | 4 | 394.9117 | 367.7501 | 51.5774 | 70.5067 | 0
| LCA | LA Basin | 6 | Monthly System Peak Day | CAISO | 1-in-10 | 2029 | 5 | 408.1657 | 395.4202 | 51.573 | 69.6044 | 0
| LCA | LA Basin | 6 | Monthly System Peak Day | CAISO | 1-in-10 | 2029 | 6 | 522.8873 | 498.954 | 51.5691 | 68.9945 | 0
| LCA | LA Basin | 6 | Monthly System Peak Day | CAISO | 1-in-10 | 2029 | 7 | 569.4365 | 516.959 | 51.4793 | 68.5504 | 0
| LCA | LA Basin | 6 | Monthly System Peak Day | CAISO | 1-in-10 | 2029 | 8 | 617.6994 | 566.0505 | 51.5528 | 69.4144 | 0
| LCA | LA Basin | 6 | Monthly System Peak Day | CAISO | 1-in-10 | 2029 | 9 | 548.7544 | 523.488 | 51.5169 | 73.255 | 0
| LCA | LA Basin | 6 | Monthly System Peak Day | CAISO | 1-in-10 | 2029 | 10 | 528.4773 | 490.747 | 51.4503 | 79.3458 | 0
| LCA | LA Basin | 6 | Monthly System Peak Day | CAISO | 1-in-10 | 2029 | 11 | 510.9485 | 468.8765 | 51.4423 | 84.4605 | 0
| LCA | LA Basin | 6 | Monthly System Peak Day | CAISO | 1-in-10 | 2029 | 12 | 481.3693 | 447.1276 | 51.4678 | 88.5582 | 0
| LCA | LA Basin | 6 | Monthly System Peak Day | CAISO | 1-in-10 | 2029 | 13 | 403.7107 | 386.0754 | 51.4501 | 89.7379 | 0
| LCA | LA Basin | 6 | Monthly System Peak Day | CAISO | 1-in-10 | 2029 | 14 | 370.2978 | 353.1214 | 51.4675 | 91.0531 | 0
| LCA | LA Basin | 6 | Monthly System Peak Day | CAISO | 1-in-10 | 2029 | 15 | 306.7264 | 294.0662 | 51.4441 | 92.8464 | 0
| LCA | LA Basin | 6 | Monthly System Peak Day | CAISO | 1-in-10 | 2029 | 16 | 254.5542 | 225.4068 | 51.3697 | 94.3608 | 0
| LCA | LA Basin | 6 | Monthly System Peak Day | CAISO | 1-in-10 | 2029 | 17 | 213.9524 | 226.4347 | 51.2669 | 94.5572 | 0
| LCA | LA Basin | 6 | Monthly System Peak Day | CAISO | 1-in-10 | 2029 | 18 | 202.5887 | 226.806 | 51.4228 | 94.3669 | 0
| LCA | LA Basin | 6 | Monthly System Peak Day | CAISO | 1-in-10 | 2029 | 19 | 180.1332 | 173.9095 | 51.4912 | 92.9205 | 0
| LCA | LA Basin | 6 | Monthly System Peak Day | CAISO | 1-in-10 | 2029 | 20 | 170.5715 | 182.3696 | 50.3621 | 88.4795 | 0
| LCA | LA Basin | 6 | Monthly System Peak Day | CAISO | 1-in-10 | 2029 | 21 | 183.9858 | 169.6532 | 52.4886 | 83.6541 | 0
| LCA | LA Basin | 6 | Monthly System Peak Day | CAISO | 1-in-10 | 2029 | 22 | 366.5311 | 351.5337 | 51.8624 | 79.5508 | 0
| LCA | LA Basin | 6 | Monthly System Peak Day | CAISO | 1-in-10 | 2029 | 23 | 395.464 | 362.9511 | 51.6889 | 76.0228 | 0
| LCA | LA Basin | 6 | Monthly System Peak Day | CAISO | 1-in-10 | 2029 | 24 | 422.497 | 405.1756 | 51.5947 | 73.8661 | 0
| LCA | LA Basin | 7 | Average Weekday | CAISO | 1-in-10 | 2029 | 1 | 344.6323 | 375.6633 | 45.483 | 71.5048 | 0
| LCA | LA Basin | 7 | Average Weekday | CAISO | 1-in-10 | 2029 | 2 | 330.4525 | 350.0268 | 45.4713 | 70.8693 | 0
| LCA | LA Basin | 7 | Average Weekday | CAISO | 1-in-10 | 2029 | 3 | 406.2904 | 432.5655 | 45.469 | 70.2777 | 0
| LCA | LA Basin | 7 | Average Weekday | CAISO | 1-in-10 | 2029 | 4 | 403.0867 | 426.9242 | 45.4658 | 69.8474 | 0
| LCA | LA Basin | 7 | Average Weekday | CAISO | 1-in-10 | 2029 | 5 | 420.9805 | 462.5411 | 45.4655 | 69.4915 | 0
| LCA | LA Basin | 7 | Average Weekday | CAISO | 1-in-10 | 2029 | 6 | 512.2161 | 564.8892 | 45.4628 | 69.2195 | 0
| LCA | LA Basin | 7 | Average Weekday | CAISO | 1-in-10 | 2029 | 7 | 548.185 | 576.8433 | 45.473 | 69.0681 | 0
| LCA | LA Basin | 7 | Average Weekday | CAISO | 1-in-10 | 2029 | 8 | 593.4407 | 629.7578 | 45.5158 | 69.5449 | 0
| LCA | LA Basin | 7 | Average Weekday | CAISO | 1-in-10 | 2029 | 9 | 513.1117 | 535.8232 | 45.5588 | 71.5716 | 0
| LCA | LA Basin | 7 | Average Weekday | CAISO | 1-in-10 | 2029 | 10 | 495.7531 | 511.4309 | 45.5423 | 74.3441 | 0
| LCA | LA Basin | 7 | Average Weekday | CAISO | 1-in-10 | 2029 | 11 | 484.1808 | 499.2766 | 45.5935 | 77.5632 | 0
| LCA | LA Basin | 7 | Average Weekday | CAISO | 1-in-10 | 2029 | 12 | 458.7052 | 476.0486 | 45.6451 | 80.6092 | 0
| LCA | LA Basin | 7 | Average Weekday | CAISO | 1-in-10 | 2029 | 13 | 379.0842 | 400.1225 | 45.6689 | 82.9258 | 0
| LCA | LA Basin | 7 | Average Weekday | CAISO | 1-in-10 | 2029 | 14 | 351.0227 | 370.011 | 45.6239 | 84.6 | 0
| LCA | LA Basin | 7 | Average Weekday | CAISO | 1-in-10 | 2029 | 15 | 295.972 | 314.5685 | 45.5415 | 85.666 | 0
| LCA | LA Basin | 7 | Average Weekday | CAISO | 1-in-10 | 2029 | 16 | 238.3552 | 239.2745 | 45.4782 | 86.2406 | 0
| LCA | LA Basin | 7 | Average Weekday | CAISO | 1-in-10 | 2029 | 17 | 201.0236 | 206.4346 | 45.7537 | 86.1533 | 0
| LCA | LA Basin | 7 | Average Weekday | CAISO | 1-in-10 | 2029 | 18 | 199.4618 | 210.9444 | 45.8004 | 85.2921 | 0
| LCA | LA Basin | 7 | Average Weekday | CAISO | 1-in-10 | 2029 | 19 | 177.7718 | 199.6371 | 46.742 | 83.8367 | 0
| LCA | LA Basin | 7 | Average Weekday | CAISO | 1-in-10 | 2029 | 20 | 176.8255 | 195.9365 | 45.4412 | 81.5489 | 0
| LCA | LA Basin | 7 | Average Weekday | CAISO | 1-in-10 | 2029 | 21 | 193.1162 | 204.9763 | 45.9558 | 78.4619 | 0
| LCA | LA Basin | 7 | Average Weekday | CAISO | 1-in-10 | 2029 | 22 | 375.9928 | 420.1932 | 45.4808 | 75.4852 | 0
| LCA | LA Basin | 7 | Average Weekday | CAISO | 1-in-10 | 2029 | 23 | 395.6428 | 432.1924 | 45.4817 | 73.7952 | 0
| LCA | LA Basin | 7 | Average Weekday | CAISO | 1-in-10 | 2029 | 24 | 419.2934 | 464.2384 | 45.4963 | 72.726 | 0
| LCA | LA Basin | 7 | Monthly System Peak Day | CAISO | 1-in-10 | 2029 | 1 | 344.6323 | 339.2268 | 45.4865 | 75.4027 | 0
| LCA | LA Basin | 7 | Monthly System Peak Day | CAISO | 1-in-10 | 2029 | 2 | 330.4525 | 310.7111 | 45.4615 | 74.839 | 0
| LCA | LA Basin | 7 | Monthly System Peak Day | CAISO | 1-in-10 | 2029 | 3 | 406.2904 | 366.7857 | 45.4586 | 74.0038 | 0
| LCA | LA Basin | 7 | Monthly System Peak Day | CAISO | 1-in-10 | 2029 | 4 | 403.0867 | 377.8792 | 45.4545 | 73.413 | 0
| LCA | LA Basin | 7 | Monthly System Peak Day | CAISO | 1-in-10 | 2029 | 5 | 420.9805 | 410.0124 | 45.4666 | 72.7944 | 0
| LCA | LA Basin | 7 | Monthly System Peak Day | CAISO | 1-in-10 | 2029 | 6 | 512.2161 | 494.4446 | 45.4885 | 72.4389 | 0
| LCA | LA Basin | 7 | Monthly System Peak Day | CAISO | 1-in-10 | 2029 | 7 | 548.185 | 498.8288 | 45.5539 | 72.0081 | 0
| LCA | LA Basin | 7 | Monthly System Peak Day | CAISO | 1-in-10 | 2029 | 8 | 593.4407 | 547.9786 | 45.5234 | 72.2874 | 0
| LCA | LA Basin | 7 | Monthly System Peak Day | CAISO | 1-in-10 | 2029 | 9 | 513.1117 | 488.6332 | 45.5321 | 74.5615 | 0
| LCA | LA Basin | 7 | Monthly System Peak Day | CAISO | 1-in-10 | 2029 | 10 | 495.7531 | 457.1779 | 45.5064 | 77.6898 | 0
| LCA | LA Basin | 7 | Monthly System Peak Day | CAISO | 1-in-10 | 2029 | 11 | 484.1808 | 443.5725 | 45.5293 | 81.323 | 0
| LCA | LA Basin | 7 | Monthly System Peak Day | CAISO | 1-in-10 | 2029 | 12 | 458.7052 | 426.2753 | 45.5538 | 84.6976 | 0
| LCA | LA Basin | 7 | Monthly System Peak Day | CAISO | 1-in-10 | 2029 | 13 | 379.0842 | 362.8341 | 45.5737 | 87.1992 | 0
| LCA | LA Basin | 7 | Monthly System Peak Day | CAISO | 1-in-10 | 2029 | 14 | 351.0227 | 334.9114 | 45.5582 | 88.9847 | 0
| LCA | LA Basin | 7 | Monthly System Peak Day | CAISO | 1-in-10 | 2029 | 15 | 295.972 | 284.3691 | 45.5615 | 89.9225 | 0
| LCA | LA Basin | 7 | Monthly System Peak Day | CAISO | 1-in-10 | 2029 | 16 | 238.3552 | 209.8642 | 45.5459 | 90.3438 | 0
| LCA | LA Basin | 7 | Monthly System Peak Day | CAISO | 1-in-10 | 2029 | 17 | 201.0236 | 214.1545 | 45.214 | 89.3737 | 0
| LCA | LA Basin | 7 | Monthly System Peak Day | CAISO | 1-in-10 | 2029 | 18 | 199.4618 | 221.7937 | 45.3262 | 88.8563 | 0
| LCA | LA Basin | 7 | Monthly System Peak Day | CAISO | 1-in-10 | 2029 | 19 | 177.7718 | 172.6239 | 45.0184 | 87.38 | 0
| LCA | LA Basin | 7 | Monthly System Peak Day | CAISO | 1-in-10 | 2029 | 20 | 176.8255 | 212.3645 | 44.7949 | 84.9145 | 0
| LCA | LA Basin | 7 | Monthly System Peak Day | CAISO | 1-in-10 | 2029 | 21 | 193.1162 | 182.6212 | 45.999 | 81.7018 | 0
| LCA | LA Basin | 7 | Monthly System Peak Day | CAISO | 1-in-10 | 2029 | 22 | 375.9928 | 368.025 | 45.623 | 78.1535 | 0
| LCA | LA Basin | 7 | Monthly System Peak Day | CAISO | 1-in-10 | 2029 | 23 | 395.6428 | 362.47 | 45.5198 | 76.6233 | 0
| LCA | LA Basin | 7 | Monthly System Peak Day | CAISO | 1-in-10 | 2029 | 24 | 419.2934 | 401.1006 | 45.5064 | 75.353 | 0
| LCA | LA Basin | 8 | Average Weekday | CAISO | 1-in-10 | 2029 | 1 | 370.8693 | 406.295 | 42.5654 | 71.1821 | 0
| LCA | LA Basin | 8 | Average Weekday | CAISO | 1-in-10 | 2029 | 2 | 341.8953 | 365.401 | 42.5551 | 70.5502 | 0
| LCA | LA Basin | 8 | Average Weekday | CAISO | 1-in-10 | 2029 | 3 | 414.6126 | 440.4436 | 42.5528 | 69.986 | 0
| LCA | LA Basin | 8 | Average Weekday | CAISO | 1-in-10 | 2029 | 4 | 421.0471 | 445.0485 | 42.5488 | 69.56 | 0
| LCA | LA Basin | 8 | Average Weekday | CAISO | 1-in-10 | 2029 | 5 | 430.5411 | 472.7051 | 42.5477 | 69.1631 | 0
| LCA | LA Basin | 8 | Average Weekday | CAISO | 1-in-10 | 2029 | 6 | 529.4199 | 586.0494 | 42.5425 | 68.8966 | 0
| LCA | LA Basin | 8 | Average Weekday | CAISO | 1-in-10 | 2029 | 7 | 574.2798 | 608.6523 | 42.5574 | 68.6448 | 0
| LCA | LA Basin | 8 | Average Weekday | CAISO | 1-in-10 | 2029 | 8 | 610.3044 | 650.1698 | 42.5965 | 68.6851 | 0
| LCA | LA Basin | 8 | Average Weekday | CAISO | 1-in-10 | 2029 | 9 | 525.7016 | 549.3123 | 42.6396 | 70.1666 | 0
| LCA | LA Basin | 8 | Average Weekday | CAISO | 1-in-10 | 2029 | 10 | 511.1582 | 527.9498 | 42.6331 | 72.5728 | 0
| LCA | LA Basin | 8 | Average Weekday | CAISO | 1-in-10 | 2029 | 11 | 491.8772 | 508.1287 | 42.6776 | 75.4907 | 0
| LCA | LA Basin | 8 | Average Weekday | CAISO | 1-in-10 | 2029 | 12 | 462.2637 | 480.9086 | 42.7176 | 78.4324 | 0
| LCA | LA Basin | 8 | Average Weekday | CAISO | 1-in-10 | 2029 | 13 | 392.1706 | 415.8176 | 42.7386 | 80.9215 | 0
| LCA | LA Basin | 8 | Average Weekday | CAISO | 1-in-10 | 2029 | 14 | 361.3556 | 382.022 | 42.6983 | 82.9616 | 0
| LCA | LA Basin | 8 | Average Weekday | CAISO | 1-in-10 | 2029 | 15 | 305.4803 | 325.1848 | 42.6269 | 84.3818 | 0
| LCA | LA Basin | 8 | Average Weekday | CAISO | 1-in-10 | 2029 | 16 | 246.5989 | 251.4081 | 42.5736 | 84.9627 | 0
| LCA | LA Basin | 8 | Average Weekday | CAISO | 1-in-10 | 2029 | 17 | 212.5495 | 216.0215 | 42.8521 | 84.9634 | 0
| LCA | LA Basin | 8 | Average Weekday | CAISO | 1-in-10 | 2029 | 18 | 198.0032 | 210.9067 | 42.9285 | 84.0924 | 0
| LCA | LA Basin | 8 | Average Weekday | CAISO | 1-in-10 | 2029 | 19 | 177.2855 | 202.561 | 44.1129 | 82.5626 | 0
| LCA | LA Basin | 8 | Average Weekday | CAISO | 1-in-10 | 2029 | 20 | 178.3671 | 202.7132 | 42.7766 | 80.205 | 0
| LCA | LA Basin | 8 | Average Weekday | CAISO | 1-in-10 | 2029 | 21 | 204.5974 | 220.5138 | 43.1723 | 76.9323 | 0
| LCA | LA Basin | 8 | Average Weekday | CAISO | 1-in-10 | 2029 | 22 | 393.7687 | 434.2677 | 42.5419 | 74.5866 | 0
| LCA | LA Basin | 8 | Average Weekday | CAISO | 1-in-10 | 2029 | 23 | 417.7382 | 460.4979 | 42.5469 | 73.2481 | 0
| LCA | LA Basin | 8 | Average Weekday | CAISO | 1-in-10 | 2029 | 24 | 445.3766 | 494.616 | 42.5726 | 72.2639 | 0
| LCA | LA Basin | 8 | Monthly System Peak Day | CAISO | 1-in-10 | 2029 | 1 | 370.8693 | 365.0154 | 36.21 | 74.3439 | 0
| LCA | LA Basin | 8 | Monthly System Peak Day | CAISO | 1-in-10 | 2029 | 2 | 341.8953 | 324.1928 | 36.1857 | 73.5502 | 0
| LCA | LA Basin | 8 | Monthly System Peak Day | CAISO | 1-in-10 | 2029 | 3 | 414.6126 | 381.4554 | 36.1833 | 72.9993 | 0
| LCA | LA Basin | 8 | Monthly System Peak Day | CAISO | 1-in-10 | 2029 | 4 | 421.0471 | 396.9401 | 36.1799 | 72.4909 | 0
| LCA | LA Basin | 8 | Monthly System Peak Day | CAISO | 1-in-10 | 2029 | 5 | 430.5411 | 422.1817 | 36.1918 | 71.8364 | 0
| LCA | LA Basin | 8 | Monthly System Peak Day | CAISO | 1-in-10 | 2029 | 6 | 529.4199 | 508.9315 | 36.2146 | 71.3569 | 0
| LCA | LA Basin | 8 | Monthly System Peak Day | CAISO | 1-in-10 | 2029 | 7 | 574.2798 | 524.9695 | 36.2738 | 70.9561 | 0
| LCA | LA Basin | 8 | Monthly System Peak Day | CAISO | 1-in-10 | 2029 | 8 | 610.3044 | 562.6053 | 36.2449 | 70.8809 | 0
| LCA | LA Basin | 8 | Monthly System Peak Day | CAISO | 1-in-10 | 2029 | 9 | 525.7016 | 502.8327 | 36.2513 | 72.9533 | 0
| LCA | LA Basin | 8 | Monthly System Peak Day | CAISO | 1-in-10 | 2029 | 10 | 511.1582 | 474.5388 | 36.2194 | 76.7184 | 0
| LCA | LA Basin | 8 | Monthly System Peak Day | CAISO | 1-in-10 | 2029 | 11 | 491.8772 | 451.2695 | 36.2438 | 81.5518 | 0
| LCA | LA Basin | 8 | Monthly System Peak Day | CAISO | 1-in-10 | 2029 | 12 | 462.2637 | 428.2671 | 36.2747 | 86.5047 | 0
| LCA | LA Basin | 8 | Monthly System Peak Day | CAISO | 1-in-10 | 2029 | 13 | 392.1706 | 377.0957 | 36.296 | 89.8688 | 0
| LCA | LA Basin | 8 | Monthly System Peak Day | CAISO | 1-in-10 | 2029 | 14 | 361.3556 | 347.2746 | 36.2814 | 92.6145 | 0
| LCA | LA Basin | 8 | Monthly System Peak Day | CAISO | 1-in-10 | 2029 | 15 | 305.4803 | 295.7353 | 36.2829 | 93.5513 | 0
| LCA | LA Basin | 8 | Monthly System Peak Day | CAISO | 1-in-10 | 2029 | 16 | 246.5989 | 222.9511 | 36.2576 | 93.2975 | 0
| LCA | LA Basin | 8 | Monthly System Peak Day | CAISO | 1-in-10 | 2029 | 17 | 212.5495 | 223.4217 | 35.9301 | 92.8797 | 0
| LCA | LA Basin | 8 | Monthly System Peak Day | CAISO | 1-in-10 | 2029 | 18 | 198.0032 | 222.2212 | 36.0317 | 92.011 | 0
| LCA | LA Basin | 8 | Monthly System Peak Day | CAISO | 1-in-10 | 2029 | 19 | 177.2855 | 175.0968 | 35.7925 | 90.3425 | 0
| LCA | LA Basin | 8 | Monthly System Peak Day | CAISO | 1-in-10 | 2029 | 20 | 178.3671 | 174.6903 | 35.6617 | 87.901 | 0
| LCA | LA Basin | 8 | Monthly System Peak Day | CAISO | 1-in-10 | 2029 | 21 | 204.5974 | 186.4531 | 36.8764 | 83.6645 | 0
| LCA | LA Basin | 8 | Monthly System Peak Day | CAISO | 1-in-10 | 2029 | 22 | 393.7687 | 372.5615 | 36.3874 | 80.755 | 0
| LCA | LA Basin | 8 | Monthly System Peak Day | CAISO | 1-in-10 | 2029 | 23 | 417.7382 | 392.3451 | 36.2595 | 79.4943 | 0
| LCA | LA Basin | 8 | Monthly System Peak Day | CAISO | 1-in-10 | 2029 | 24 | 445.3766 | 431.5862 | 36.2335 | 78.3382 | 0
| LCA | LA Basin | 8 | Typical Event Day | CAISO | 1-in-10 | 2029 | 1 | 370.8693 | 365.0154 | 36.21 | 75.5392 | 0
| LCA | LA Basin | 8 | Typical Event Day | CAISO | 1-in-10 | 2029 | 2 | 341.8953 | 324.1928 | 36.1857 | 74.5538 | 0
| LCA | LA Basin | 8 | Typical Event Day | CAISO | 1-in-10 | 2029 | 3 | 414.6126 | 381.4554 | 36.1833 | 73.6966 | 0
| LCA | LA Basin | 8 | Typical Event Day | CAISO | 1-in-10 | 2029 | 4 | 421.0471 | 396.9401 | 36.1799 | 73.1318 | 0
| LCA | LA Basin | 8 | Typical Event Day | CAISO | 1-in-10 | 2029 | 5 | 430.5411 | 422.1817 | 36.1918 | 72.4612 | 0
| LCA | LA Basin | 8 | Typical Event Day | CAISO | 1-in-10 | 2029 | 6 | 529.4199 | 508.9315 | 36.2146 | 72.0565 | 0
| LCA | LA Basin | 8 | Typical Event Day | CAISO | 1-in-10 | 2029 | 7 | 574.2798 | 524.9695 | 36.2738 | 71.6826 | 0
| LCA | LA Basin | 8 | Typical Event Day | CAISO | 1-in-10 | 2029 | 8 | 610.3044 | 562.6053 | 36.2449 | 72.0737 | 0
| LCA | LA Basin | 8 | Typical Event Day | CAISO | 1-in-10 | 2029 | 9 | 525.7016 | 502.8327 | 36.2513 | 74.5143 | 0
| LCA | LA Basin | 8 | Typical Event Day | CAISO | 1-in-10 | 2029 | 10 | 511.1582 | 474.5388 | 36.2194 | 78.5645 | 0
| LCA | LA Basin | 8 | Typical Event Day | CAISO | 1-in-10 | 2029 | 11 | 491.8772 | 451.2695 | 36.2438 | 83.1928 | 0
| LCA | LA Basin | 8 | Typical Event Day | CAISO | 1-in-10 | 2029 | 12 | 462.2637 | 428.2671 | 36.2747 | 87.381 | 0
| LCA | LA Basin | 8 | Typical Event Day | CAISO | 1-in-10 | 2029 | 13 | 392.1706 | 377.0957 | 36.296 | 89.9484 | 0
| LCA | LA Basin | 8 | Typical Event Day | CAISO | 1-in-10 | 2029 | 14 | 361.3556 | 347.2746 | 36.2814 | 91.8571 | 0
| LCA | LA Basin | 8 | Typical Event Day | CAISO | 1-in-10 | 2029 | 15 | 305.4803 | 295.7353 | 36.2829 | 93.0707 | 0
| LCA | LA Basin | 8 | Typical Event Day | CAISO | 1-in-10 | 2029 | 16 | 246.5989 | 222.9511 | 36.2576 | 93.5186 | 0
| LCA | LA Basin | 8 | Typical Event Day | CAISO | 1-in-10 | 2029 | 17 | 212.5495 | 223.4217 | 35.9301 | 93.2339 | 0
| LCA | LA Basin | 8 | Typical Event Day | CAISO | 1-in-10 | 2029 | 18 | 198.0032 | 222.2212 | 36.0317 | 92.5256 | 0
| LCA | LA Basin | 8 | Typical Event Day | CAISO | 1-in-10 | 2029 | 19 | 177.2855 | 175.0968 | 35.7925 | 90.9975 | 0
| LCA | LA Basin | 8 | Typical Event Day | CAISO | 1-in-10 | 2029 | 20 | 178.3671 | 174.6903 | 35.6617 | 88.0332 | 0
| LCA | LA Basin | 8 | Typical Event Day | CAISO | 1-in-10 | 2029 | 21 | 204.5974 | 186.4531 | 36.8764 | 84.1394 | 0
| LCA | LA Basin | 8 | Typical Event Day | CAISO | 1-in-10 | 2029 | 22 | 393.7687 | 372.5615 | 36.3874 | 81.1364 | 0
| LCA | LA Basin | 8 | Typical Event Day | CAISO | 1-in-10 | 2029 | 23 | 417.7382 | 392.3451 | 36.2595 | 79.2793 | 0
| LCA | LA Basin | 8 | Typical Event Day | CAISO | 1-in-10 | 2029 | 24 | 445.3766 | 431.5862 | 36.2335 | 77.7276 | 0
| LCA | LA Basin | 9 | Average Weekday | CAISO | 1-in-10 | 2029 | 1 | 327.6719 | 352.6069 | 45.697 | 71.8669 | 0
| LCA | LA Basin | 9 | Average Weekday | CAISO | 1-in-10 | 2029 | 2 | 310.0051 | 322.3831 | 45.6881 | 70.9959 | 0
| LCA | LA Basin | 9 | Average Weekday | CAISO | 1-in-10 | 2029 | 3 | 399.2545 | 406.4298 | 45.686 | 70.223 | 0
| LCA | LA Basin | 9 | Average Weekday | CAISO | 1-in-10 | 2029 | 4 | 403.9579 | 413.9055 | 45.6848 | 69.5376 | 0
| LCA | LA Basin | 9 | Average Weekday | CAISO | 1-in-10 | 2029 | 5 | 399.5182 | 420.4421 | 45.6828 | 68.9831 | 0
| LCA | LA Basin | 9 | Average Weekday | CAISO | 1-in-10 | 2029 | 6 | 487.7568 | 525.0555 | 45.6785 | 68.5098 | 0
| LCA | LA Basin | 9 | Average Weekday | CAISO | 1-in-10 | 2029 | 7 | 544.0952 | 574.0291 | 45.6723 | 68.1268 | 0
| LCA | LA Basin | 9 | Average Weekday | CAISO | 1-in-10 | 2029 | 8 | 567.8942 | 592.2206 | 45.7151 | 67.9214 | 0
| LCA | LA Basin | 9 | Average Weekday | CAISO | 1-in-10 | 2029 | 9 | 489.1307 | 509.3312 | 45.7566 | 69.3554 | 0
| LCA | LA Basin | 9 | Average Weekday | CAISO | 1-in-10 | 2029 | 10 | 481.6505 | 494.1271 | 45.7451 | 72.3824 | 0
| LCA | LA Basin | 9 | Average Weekday | CAISO | 1-in-10 | 2029 | 11 | 470.1772 | 481.7497 | 45.7981 | 75.8098 | 0
| LCA | LA Basin | 9 | Average Weekday | CAISO | 1-in-10 | 2029 | 12 | 442.4745 | 453.8677 | 45.8526 | 79.1357 | 0
| LCA | LA Basin | 9 | Average Weekday | CAISO | 1-in-10 | 2029 | 13 | 379.2411 | 393.3341 | 45.8764 | 81.714 | 0
| LCA | LA Basin | 9 | Average Weekday | CAISO | 1-in-10 | 2029 | 14 | 344.1006 | 358.5852 | 45.834 | 83.5285 | 0
| LCA | LA Basin | 9 | Average Weekday | CAISO | 1-in-10 | 2029 | 15 | 296.1993 | 310.6092 | 45.7478 | 84.7551 | 0
| LCA | LA Basin | 9 | Average Weekday | CAISO | 1-in-10 | 2029 | 16 | 257.325 | 257.3282 | 45.6824 | 85.1074 | 0
| LCA | LA Basin | 9 | Average Weekday | CAISO | 1-in-10 | 2029 | 17 | 206.2787 | 222.2849 | 45.8452 | 84.9811 | 0
| LCA | LA Basin | 9 | Average Weekday | CAISO | 1-in-10 | 2029 | 18 | 202.2239 | 222.0792 | 45.7632 | 84.0766 | 0
| LCA | LA Basin | 9 | Average Weekday | CAISO | 1-in-10 | 2029 | 19 | 204.0303 | 211.4971 | 47.239 | 82.2484 | 0
| LCA | LA Basin | 9 | Average Weekday | CAISO | 1-in-10 | 2029 | 20 | 204.3785 | 214.487 | 45.4868 | 79.3915 | 0
| LCA | LA Basin | 9 | Average Weekday | CAISO | 1-in-10 | 2029 | 21 | 222.9069 | 231.8023 | 45.6899 | 76.3927 | 0
| LCA | LA Basin | 9 | Average Weekday | CAISO | 1-in-10 | 2029 | 22 | 387.7973 | 416.4147 | 45.6572 | 74.643 | 0
| LCA | LA Basin | 9 | Average Weekday | CAISO | 1-in-10 | 2029 | 23 | 389.7753 | 416.6305 | 45.7084 | 73.3839 | 0
| LCA | LA Basin | 9 | Average Weekday | CAISO | 1-in-10 | 2029 | 24 | 401.1259 | 439.3943 | 45.7105 | 72.357 | 0
| LCA | LA Basin | 9 | Monthly System Peak Day | CAISO | 1-in-10 | 2029 | 1 | 327.6719 | 313.9533 | 45.7827 | 78.765 | 0
| LCA | LA Basin | 9 | Monthly System Peak Day | CAISO | 1-in-10 | 2029 | 2 | 310.0051 | 284.7836 | 45.763 | 77.6888 | 0
| LCA | LA Basin | 9 | Monthly System Peak Day | CAISO | 1-in-10 | 2029 | 3 | 399.2545 | 350.0388 | 45.7607 | 76.715 | 0
| LCA | LA Basin | 9 | Monthly System Peak Day | CAISO | 1-in-10 | 2029 | 4 | 403.9579 | 363.0292 | 45.7558 | 76.1862 | 0
| LCA | LA Basin | 9 | Monthly System Peak Day | CAISO | 1-in-10 | 2029 | 5 | 399.5182 | 364.9134 | 45.7657 | 75.6787 | 0
| LCA | LA Basin | 9 | Monthly System Peak Day | CAISO | 1-in-10 | 2029 | 6 | 487.7568 | 434.7158 | 45.7823 | 75.4975 | 0
| LCA | LA Basin | 9 | Monthly System Peak Day | CAISO | 1-in-10 | 2029 | 7 | 544.0952 | 476.2227 | 45.8501 | 75.2875 | 0
| LCA | LA Basin | 9 | Monthly System Peak Day | CAISO | 1-in-10 | 2029 | 8 | 567.8942 | 488.8566 | 45.8144 | 75.795 | 0
| LCA | LA Basin | 9 | Monthly System Peak Day | CAISO | 1-in-10 | 2029 | 9 | 489.1307 | 459.7832 | 45.8193 | 77.3825 | 0
| LCA | LA Basin | 9 | Monthly System Peak Day | CAISO | 1-in-10 | 2029 | 10 | 481.6505 | 436.1319 | 45.8084 | 80.615 | 0
| LCA | LA Basin | 9 | Monthly System Peak Day | CAISO | 1-in-10 | 2029 | 11 | 470.1772 | 419.6533 | 45.8168 | 85.5512 | 0
| LCA | LA Basin | 9 | Monthly System Peak Day | CAISO | 1-in-10 | 2029 | 12 | 442.4745 | 399.7125 | 45.8209 | 89.88 | 0
| LCA | LA Basin | 9 | Monthly System Peak Day | CAISO | 1-in-10 | 2029 | 13 | 379.2411 | 348.6355 | 45.833 | 93.1575 | 0
| LCA | LA Basin | 9 | Monthly System Peak Day | CAISO | 1-in-10 | 2029 | 14 | 344.1006 | 319.6664 | 45.8262 | 94.9538 | 0
| LCA | LA Basin | 9 | Monthly System Peak Day | CAISO | 1-in-10 | 2029 | 15 | 296.1993 | 277.4309 | 45.8494 | 96.1413 | 0
| LCA | LA Basin | 9 | Monthly System Peak Day | CAISO | 1-in-10 | 2029 | 16 | 257.325 | 223.1203 | 45.8547 | 96.235 | 0
| LCA | LA Basin | 9 | Monthly System Peak Day | CAISO | 1-in-10 | 2029 | 17 | 206.2787 | 224.0386 | 45.6045 | 96.255 | 0
| LCA | LA Basin | 9 | Monthly System Peak Day | CAISO | 1-in-10 | 2029 | 18 | 202.2239 | 226.5671 | 45.6148 | 94.9912 | 0
| LCA | LA Basin | 9 | Monthly System Peak Day | CAISO | 1-in-10 | 2029 | 19 | 204.0303 | 166.7757 | 46.1802 | 93.4512 | 0
| LCA | LA Basin | 9 | Monthly System Peak Day | CAISO | 1-in-10 | 2029 | 20 | 204.3785 | 161.0273 | 44.7615 | 91.0188 | 0
| LCA | LA Basin | 9 | Monthly System Peak Day | CAISO | 1-in-10 | 2029 | 21 | 222.9069 | 189.3833 | 45.776 | 87.7125 | 0
| LCA | LA Basin | 9 | Monthly System Peak Day | CAISO | 1-in-10 | 2029 | 22 | 387.7973 | 344.9361 | 45.9094 | 86.2213 | 0
| LCA | LA Basin | 9 | Monthly System Peak Day | CAISO | 1-in-10 | 2029 | 23 | 389.7753 | 340.6416 | 45.7851 | 85.0662 | 0
| LCA | LA Basin | 9 | Monthly System Peak Day | CAISO | 1-in-10 | 2029 | 24 | 401.1259 | 371.6077 | 45.7913 | 83.4137 | 0
| LCA | LA Basin | 10 | Average Weekday | CAISO | 1-in-10 | 2029 | 1 | 357.1762 | 371.7894 | 42.6224 | 68.555 | 0
| LCA | LA Basin | 10 | Average Weekday | CAISO | 1-in-10 | 2029 | 2 | 313.1032 | 319.221 | 42.5128 | 67.6929 | 0
| LCA | LA Basin | 10 | Average Weekday | CAISO | 1-in-10 | 2029 | 3 | 393.4994 | 402.3195 | 42.4972 | 67.0076 | 0
| LCA | LA Basin | 10 | Average Weekday | CAISO | 1-in-10 | 2029 | 4 | 388.4841 | 399.71 | 42.4606 | 66.3674 | 0
| LCA | LA Basin | 10 | Average Weekday | CAISO | 1-in-10 | 2029 | 5 | 442.8359 | 458.886 | 42.4691 | 65.7726 | 0
| LCA | LA Basin | 10 | Average Weekday | CAISO | 1-in-10 | 2029 | 6 | 555.8962 | 580.0009 | 42.437 | 65.2813 | 0
| LCA | LA Basin | 10 | Average Weekday | CAISO | 1-in-10 | 2029 | 7 | 596.5429 | 617.4955 | 42.4588 | 64.856 | 0
| LCA | LA Basin | 10 | Average Weekday | CAISO | 1-in-10 | 2029 | 8 | 650.6456 | 684.2172 | 42.7461 | 64.5914 | 0
| LCA | LA Basin | 10 | Average Weekday | CAISO | 1-in-10 | 2029 | 9 | 563.5219 | 605.1028 | 43.0241 | 65.0372 | 0
| LCA | LA Basin | 10 | Average Weekday | CAISO | 1-in-10 | 2029 | 10 | 543.2713 | 569.2338 | 42.7699 | 67.8623 | 0
| LCA | LA Basin | 10 | Average Weekday | CAISO | 1-in-10 | 2029 | 11 | 539.4663 | 560.1045 | 42.9071 | 71.4722 | 0
| LCA | LA Basin | 10 | Average Weekday | CAISO | 1-in-10 | 2029 | 12 | 499.4988 | 513.7881 | 43.0594 | 75.0476 | 0
| LCA | LA Basin | 10 | Average Weekday | CAISO | 1-in-10 | 2029 | 13 | 405.5695 | 416.0428 | 43.1587 | 77.9464 | 0
| LCA | LA Basin | 10 | Average Weekday | CAISO | 1-in-10 | 2029 | 14 | 353.593 | 360.971 | 43.039 | 79.8654 | 0
| LCA | LA Basin | 10 | Average Weekday | CAISO | 1-in-10 | 2029 | 15 | 299.2483 | 306.175 | 42.8112 | 81.0123 | 0
| LCA | LA Basin | 10 | Average Weekday | CAISO | 1-in-10 | 2029 | 16 | 240.7398 | 243.2454 | 42.5134 | 81.494 | 0
| LCA | LA Basin | 10 | Average Weekday | CAISO | 1-in-10 | 2029 | 17 | 202.8768 | 214.6228 | 42.2332 | 81.3193 | 0
| LCA | LA Basin | 10 | Average Weekday | CAISO | 1-in-10 | 2029 | 18 | 208.2303 | 216.6532 | 42.2645 | 80.4769 | 0
| LCA | LA Basin | 10 | Average Weekday | CAISO | 1-in-10 | 2029 | 19 | 187.0725 | 191.7747 | 42.8275 | 78.5379 | 0
| LCA | LA Basin | 10 | Average Weekday | CAISO | 1-in-10 | 2029 | 20 | 195.7601 | 200.7921 | 42.1822 | 75.4623 | 0
| LCA | LA Basin | 10 | Average Weekday | CAISO | 1-in-10 | 2029 | 21 | 206.6528 | 211.0554 | 42.2773 | 73.2762 | 0
| LCA | LA Basin | 10 | Average Weekday | CAISO | 1-in-10 | 2029 | 22 | 413.4539 | 440.9899 | 42.5221 | 71.8236 | 0
| LCA | LA Basin | 10 | Average Weekday | CAISO | 1-in-10 | 2029 | 23 | 394.628 | 422.8761 | 42.6194 | 70.6065 | 0
| LCA | LA Basin | 10 | Average Weekday | CAISO | 1-in-10 | 2029 | 24 | 412.6766 | 448.2381 | 42.7336 | 69.5898 | 0
| LCA | LA Basin | 10 | Monthly System Peak Day | CAISO | 1-in-10 | 2029 | 1 | 357.1762 | 388.6628 | 42.1672 | 77.8105 | 0
| LCA | LA Basin | 10 | Monthly System Peak Day | CAISO | 1-in-10 | 2029 | 2 | 313.1032 | 328.6421 | 42.2213 | 76.7246 | 0
| LCA | LA Basin | 10 | Monthly System Peak Day | CAISO | 1-in-10 | 2029 | 3 | 393.4994 | 412.8506 | 42.2295 | 75.7132 | 0
| LCA | LA Basin | 10 | Monthly System Peak Day | CAISO | 1-in-10 | 2029 | 4 | 388.4841 | 406.8517 | 42.2562 | 74.7559 | 0
| LCA | LA Basin | 10 | Monthly System Peak Day | CAISO | 1-in-10 | 2029 | 5 | 442.8359 | 470.1495 | 42.2546 | 74.3109 | 0
| LCA | LA Basin | 10 | Monthly System Peak Day | CAISO | 1-in-10 | 2029 | 6 | 555.8962 | 583.1267 | 42.2916 | 73.9266 | 0
| LCA | LA Basin | 10 | Monthly System Peak Day | CAISO | 1-in-10 | 2029 | 7 | 596.5429 | 615.7972 | 42.3055 | 73.3537 | 0
| LCA | LA Basin | 10 | Monthly System Peak Day | CAISO | 1-in-10 | 2029 | 8 | 650.6456 | 698.7916 | 42.1426 | 73.1109 | 0
| LCA | LA Basin | 10 | Monthly System Peak Day | CAISO | 1-in-10 | 2029 | 9 | 563.5219 | 614.8403 | 42.0722 | 73.8571 | 0
| LCA | LA Basin | 10 | Monthly System Peak Day | CAISO | 1-in-10 | 2029 | 10 | 543.2713 | 576.8041 | 42.1418 | 77.6895 | 0
| LCA | LA Basin | 10 | Monthly System Peak Day | CAISO | 1-in-10 | 2029 | 11 | 539.4663 | 571.2483 | 42.1701 | 81.277 | 0
| LCA | LA Basin | 10 | Monthly System Peak Day | CAISO | 1-in-10 | 2029 | 12 | 499.4988 | 527.7355 | 42.2393 | 84.4803 | 0
| LCA | LA Basin | 10 | Monthly System Peak Day | CAISO | 1-in-10 | 2029 | 13 | 405.5695 | 423.1503 | 42.3062 | 86.9539 | 0
| LCA | LA Basin | 10 | Monthly System Peak Day | CAISO | 1-in-10 | 2029 | 14 | 353.593 | 363.7665 | 42.2396 | 88.2526 | 0
| LCA | LA Basin | 10 | Monthly System Peak Day | CAISO | 1-in-10 | 2029 | 15 | 299.2483 | 307.2121 | 42.1663 | 88.8658 | 0
| LCA | LA Basin | 10 | Monthly System Peak Day | CAISO | 1-in-10 | 2029 | 16 | 240.7398 | 240.8584 | 42.2355 | 89.5421 | 0
| LCA | LA Basin | 10 | Monthly System Peak Day | CAISO | 1-in-10 | 2029 | 17 | 202.8768 | 215.0507 | 42.1988 | 88.9579 | 0
| LCA | LA Basin | 10 | Monthly System Peak Day | CAISO | 1-in-10 | 2029 | 18 | 208.2303 | 217.2126 | 42.1848 | 87.8237 | 0
| LCA | LA Basin | 10 | Monthly System Peak Day | CAISO | 1-in-10 | 2029 | 19 | 187.0725 | 191.7522 | 42.9844 | 84.604 | 0
| LCA | LA Basin | 10 | Monthly System Peak Day | CAISO | 1-in-10 | 2029 | 20 | 195.7601 | 199.6918 | 42.1819 | 81.1316 | 0
| LCA | LA Basin | 10 | Monthly System Peak Day | CAISO | 1-in-10 | 2029 | 21 | 206.6528 | 211.3789 | 42.3358 | 77.9908 | 0
| LCA | LA Basin | 10 | Monthly System Peak Day | CAISO | 1-in-10 | 2029 | 22 | 413.4539 | 441.7804 | 42.2797 | 76.2697 | 0
| LCA | LA Basin | 10 | Monthly System Peak Day | CAISO | 1-in-10 | 2029 | 23 | 394.628 | 428.7223 | 42.2035 | 75.2239 | 0
| LCA | LA Basin | 10 | Monthly System Peak Day | CAISO | 1-in-10 | 2029 | 24 | 412.6766 | 472.9678 | 42.1281 | 74.3334 | 0
| LCA | LA Basin | 11 | Average Weekday | CAISO | 1-in-10 | 2029 | 1 | 329.5892 | 337.9925 | 42.5046 | 57.9601 | 0
| LCA | LA Basin | 11 | Average Weekday | CAISO | 1-in-10 | 2029 | 2 | 294.805 | 300.7592 | 42.4857 | 56.9747 | 0
| LCA | LA Basin | 11 | Average Weekday | CAISO | 1-in-10 | 2029 | 3 | 375.5698 | 386.6728 | 42.459 | 56.0638 | 0
| LCA | LA Basin | 11 | Average Weekday | CAISO | 1-in-10 | 2029 | 4 | 372.072 | 387.0042 | 42.4629 | 55.144 | 0
| LCA | LA Basin | 11 | Average Weekday | CAISO | 1-in-10 | 2029 | 5 | 412.662 | 444.6422 | 42.4417 | 54.3786 | 0
| LCA | LA Basin | 11 | Average Weekday | CAISO | 1-in-10 | 2029 | 6 | 534.9161 | 580.3775 | 42.4558 | 53.8108 | 0
| LCA | LA Basin | 11 | Average Weekday | CAISO | 1-in-10 | 2029 | 7 | 579.79 | 601.4985 | 42.6586 | 53.3821 | 0
| LCA | LA Basin | 11 | Average Weekday | CAISO | 1-in-10 | 2029 | 8 | 622.2765 | 641.1526 | 42.8452 | 53.205 | 0
| LCA | LA Basin | 11 | Average Weekday | CAISO | 1-in-10 | 2029 | 9 | 539.662 | 570.8032 | 42.6877 | 54.7891 | 0
| LCA | LA Basin | 11 | Average Weekday | CAISO | 1-in-10 | 2029 | 10 | 519.8945 | 539.1241 | 42.7538 | 58.7128 | 0
| LCA | LA Basin | 11 | Average Weekday | CAISO | 1-in-10 | 2029 | 11 | 506.7658 | 520.8736 | 42.858 | 63.2581 | 0
| LCA | LA Basin | 11 | Average Weekday | CAISO | 1-in-10 | 2029 | 12 | 474.9183 | 484.0786 | 42.932 | 66.9529 | 0
| LCA | LA Basin | 11 | Average Weekday | CAISO | 1-in-10 | 2029 | 13 | 392.3679 | 403.9468 | 42.8772 | 69.623 | 0
| LCA | LA Basin | 11 | Average Weekday | CAISO | 1-in-10 | 2029 | 14 | 351.7986 | 360.8872 | 42.7401 | 71.1869 | 0
| LCA | LA Basin | 11 | Average Weekday | CAISO | 1-in-10 | 2029 | 15 | 287.6203 | 296.2486 | 42.5286 | 71.987 | 0
| LCA | LA Basin | 11 | Average Weekday | CAISO | 1-in-10 | 2029 | 16 | 236.3681 | 238.4652 | 42.5211 | 72.1217 | 0
| LCA | LA Basin | 11 | Average Weekday | CAISO | 1-in-10 | 2029 | 17 | 191.2205 | 201.1742 | 42.2577 | 71.3364 | 0
| LCA | LA Basin | 11 | Average Weekday | CAISO | 1-in-10 | 2029 | 18 | 189.2973 | 197.8391 | 42.3284 | 69.3138 | 0
| LCA | LA Basin | 11 | Average Weekday | CAISO | 1-in-10 | 2029 | 19 | 173.8614 | 179.7512 | 42.1827 | 66.7823 | 0
| LCA | LA Basin | 11 | Average Weekday | CAISO | 1-in-10 | 2029 | 20 | 180.5273 | 263.7547 | 51.0105 | 64.7013 | 0
| LCA | LA Basin | 11 | Average Weekday | CAISO | 1-in-10 | 2029 | 21 | 183.8625 | 189.0562 | 42.3187 | 63.0818 | 0
| LCA | LA Basin | 11 | Average Weekday | CAISO | 1-in-10 | 2029 | 22 | 382.9265 | 407.3597 | 42.5794 | 61.5232 | 0
| LCA | LA Basin | 11 | Average Weekday | CAISO | 1-in-10 | 2029 | 23 | 364.4565 | 384.6463 | 42.6536 | 60.18 | 0
| LCA | LA Basin | 11 | Average Weekday | CAISO | 1-in-10 | 2029 | 24 | 381.1721 | 398.7887 | 42.5852 | 59.0036 | 0
| LCA | LA Basin | 11 | Monthly System Peak Day | CAISO | 1-in-10 | 2029 | 1 | 329.5892 | 348.5538 | 42.2406 | 71.5513 | 0
| LCA | LA Basin | 11 | Monthly System Peak Day | CAISO | 1-in-10 | 2029 | 2 | 294.805 | 310.0824 | 42.2361 | 70.1891 | 0
| LCA | LA Basin | 11 | Monthly System Peak Day | CAISO | 1-in-10 | 2029 | 3 | 375.5698 | 394.8369 | 42.2673 | 69.5076 | 0
| LCA | LA Basin | 11 | Monthly System Peak Day | CAISO | 1-in-10 | 2029 | 4 | 372.072 | 396.0288 | 42.2588 | 68.1163 | 0
| LCA | LA Basin | 11 | Monthly System Peak Day | CAISO | 1-in-10 | 2029 | 5 | 412.662 | 452.9184 | 42.3006 | 67.2789 | 0
| LCA | LA Basin | 11 | Monthly System Peak Day | CAISO | 1-in-10 | 2029 | 6 | 534.9161 | 585.1204 | 42.3013 | 66.485 | 0
| LCA | LA Basin | 11 | Monthly System Peak Day | CAISO | 1-in-10 | 2029 | 7 | 579.79 | 603.8521 | 42.0995 | 66.3057 | 0
| LCA | LA Basin | 11 | Monthly System Peak Day | CAISO | 1-in-10 | 2029 | 8 | 622.2765 | 671.4985 | 42.0299 | 66.9505 | 0
| LCA | LA Basin | 11 | Monthly System Peak Day | CAISO | 1-in-10 | 2029 | 9 | 539.662 | 579.2339 | 42.1907 | 68.6008 | 0
| LCA | LA Basin | 11 | Monthly System Peak Day | CAISO | 1-in-10 | 2029 | 10 | 519.8945 | 549.6363 | 42.1329 | 72.9428 | 0
| LCA | LA Basin | 11 | Monthly System Peak Day | CAISO | 1-in-10 | 2029 | 11 | 506.7658 | 536.1956 | 42.2302 | 80.1355 | 0
| LCA | LA Basin | 11 | Monthly System Peak Day | CAISO | 1-in-10 | 2029 | 12 | 474.9183 | 500.4647 | 42.3795 | 85.9434 | 0
| LCA | LA Basin | 11 | Monthly System Peak Day | CAISO | 1-in-10 | 2029 | 13 | 392.3679 | 409.8083 | 42.3868 | 89.3829 | 0
| LCA | LA Basin | 11 | Monthly System Peak Day | CAISO | 1-in-10 | 2029 | 14 | 351.7986 | 361.902 | 42.2732 | 90.9987 | 0
| LCA | LA Basin | 11 | Monthly System Peak Day | CAISO | 1-in-10 | 2029 | 15 | 287.6203 | 295.8753 | 42.2861 | 91.5474 | 0
| LCA | LA Basin | 11 | Monthly System Peak Day | CAISO | 1-in-10 | 2029 | 16 | 236.3681 | 236.0999 | 42.2201 | 91.5197 | 0
| LCA | LA Basin | 11 | Monthly System Peak Day | CAISO | 1-in-10 | 2029 | 17 | 191.2205 | 202.3097 | 42.1789 | 90.7408 | 0
| LCA | LA Basin | 11 | Monthly System Peak Day | CAISO | 1-in-10 | 2029 | 18 | 189.2973 | 200.5589 | 42.1189 | 88.8921 | 0
| LCA | LA Basin | 11 | Monthly System Peak Day | CAISO | 1-in-10 | 2029 | 19 | 173.8614 | 179.216 | 42.1825 | 85.9039 | 0
| LCA | LA Basin | 11 | Monthly System Peak Day | CAISO | 1-in-10 | 2029 | 20 | 180.5273 | 330.942 | 55.278 | 82.2526 | 0
| LCA | LA Basin | 11 | Monthly System Peak Day | CAISO | 1-in-10 | 2029 | 21 | 183.8625 | 189.3232 | 42.3615 | 79.0605 | 0
| LCA | LA Basin | 11 | Monthly System Peak Day | CAISO | 1-in-10 | 2029 | 22 | 382.9265 | 410.7944 | 42.2058 | 76.4662 | 0
| LCA | LA Basin | 11 | Monthly System Peak Day | CAISO | 1-in-10 | 2029 | 23 | 364.4565 | 394.0271 | 42.1268 | 74.3099 | 0
| LCA | LA Basin | 11 | Monthly System Peak Day | CAISO | 1-in-10 | 2029 | 24 | 381.1721 | 417.5208 | 42.1879 | 72.6928 | 0
| LCA | LA Basin | 12 | Average Weekday | CAISO | 1-in-10 | 2029 | 1 | 388.007 | 396.4007 | 42.379 | 52.4722 | 0
| LCA | LA Basin | 12 | Average Weekday | CAISO | 1-in-10 | 2029 | 2 | 354.6651 | 361.2016 | 42.3679 | 51.7027 | 0
| LCA | LA Basin | 12 | Average Weekday | CAISO | 1-in-10 | 2029 | 3 | 433.9194 | 445.8613 | 42.3664 | 50.9654 | 0
| LCA | LA Basin | 12 | Average Weekday | CAISO | 1-in-10 | 2029 | 4 | 430.9193 | 447.0894 | 42.3652 | 50.2564 | 0
| LCA | LA Basin | 12 | Average Weekday | CAISO | 1-in-10 | 2029 | 5 | 477.1956 | 510.7771 | 42.37 | 49.6342 | 0
| LCA | LA Basin | 12 | Average Weekday | CAISO | 1-in-10 | 2029 | 6 | 583.9014 | 630.872 | 42.3784 | 49.1067 | 0
| LCA | LA Basin | 12 | Average Weekday | CAISO | 1-in-10 | 2029 | 7 | 623.9006 | 645.9922 | 42.3932 | 48.7226 | 0
| LCA | LA Basin | 12 | Average Weekday | CAISO | 1-in-10 | 2029 | 8 | 670.1075 | 690.086 | 42.406 | 48.679 | 0
| LCA | LA Basin | 12 | Average Weekday | CAISO | 1-in-10 | 2029 | 9 | 577.8275 | 609.8464 | 42.4183 | 49.4997 | 0
| LCA | LA Basin | 12 | Average Weekday | CAISO | 1-in-10 | 2029 | 10 | 545.9585 | 566.679 | 42.3958 | 52.3837 | 0
| LCA | LA Basin | 12 | Average Weekday | CAISO | 1-in-10 | 2029 | 11 | 538.0428 | 552.2989 | 42.4191 | 56.0605 | 0
| LCA | LA Basin | 12 | Average Weekday | CAISO | 1-in-10 | 2029 | 12 | 505.5579 | 514.6221 | 42.4426 | 59.3856 | 0
| LCA | LA Basin | 12 | Average Weekday | CAISO | 1-in-10 | 2029 | 13 | 427.5079 | 438.8823 | 42.4569 | 61.7418 | 0
| LCA | LA Basin | 12 | Average Weekday | CAISO | 1-in-10 | 2029 | 14 | 389.9408 | 399.0397 | 42.4399 | 63.2924 | 0
| LCA | LA Basin | 12 | Average Weekday | CAISO | 1-in-10 | 2029 | 15 | 345.0548 | 353.5817 | 42.4063 | 64.0322 | 0
| LCA | LA Basin | 12 | Average Weekday | CAISO | 1-in-10 | 2029 | 16 | 291.4171 | 293.5124 | 42.3776 | 64.0793 | 0
| LCA | LA Basin | 12 | Average Weekday | CAISO | 1-in-10 | 2029 | 17 | 254.6461 | 265.4908 | 42.2189 | 63.3258 | 0
| LCA | LA Basin | 12 | Average Weekday | CAISO | 1-in-10 | 2029 | 18 | 256.1166 | 264.4678 | 42.2242 | 61.3192 | 0
| LCA | LA Basin | 12 | Average Weekday | CAISO | 1-in-10 | 2029 | 19 | 242.3542 | 247.9365 | 42.1822 | 59.1225 | 0
| LCA | LA Basin | 12 | Average Weekday | CAISO | 1-in-10 | 2029 | 20 | 258.5808 | 343.1719 | 42.9721 | 57.5947 | 0
| LCA | LA Basin | 12 | Average Weekday | CAISO | 1-in-10 | 2029 | 21 | 263.9189 | 269.2461 | 42.2804 | 56.3307 | 0
| LCA | LA Basin | 12 | Average Weekday | CAISO | 1-in-10 | 2029 | 22 | 447.1708 | 470.9318 | 42.4023 | 55.1238 | 0
| LCA | LA Basin | 12 | Average Weekday | CAISO | 1-in-10 | 2029 | 23 | 429.659 | 449.2672 | 42.398 | 54.1089 | 0
| LCA | LA Basin | 12 | Average Weekday | CAISO | 1-in-10 | 2029 | 24 | 444.5909 | 461.8947 | 42.394 | 53.2199 | 0
| LCA | LA Basin | 12 | Monthly System Peak Day | CAISO | 1-in-10 | 2029 | 1 | 388.007 | 396.4007 | 42.379 | 43.7887 | 0
| LCA | LA Basin | 12 | Monthly System Peak Day | CAISO | 1-in-10 | 2029 | 2 | 354.6651 | 361.2016 | 42.3679 | 42.7476 | 0
| LCA | LA Basin | 12 | Monthly System Peak Day | CAISO | 1-in-10 | 2029 | 3 | 433.9194 | 445.8613 | 42.3664 | 41.6828 | 0
| LCA | LA Basin | 12 | Monthly System Peak Day | CAISO | 1-in-10 | 2029 | 4 | 430.9193 | 447.0894 | 42.3652 | 40.8868 | 0
| LCA | LA Basin | 12 | Monthly System Peak Day | CAISO | 1-in-10 | 2029 | 5 | 477.1956 | 510.7771 | 42.37 | 39.9918 | 0
| LCA | LA Basin | 12 | Monthly System Peak Day | CAISO | 1-in-10 | 2029 | 6 | 583.9014 | 630.872 | 42.3784 | 39.0575 | 0
| LCA | LA Basin | 12 | Monthly System Peak Day | CAISO | 1-in-10 | 2029 | 7 | 623.9006 | 645.9922 | 42.3932 | 38.3624 | 0
| LCA | LA Basin | 12 | Monthly System Peak Day | CAISO | 1-in-10 | 2029 | 8 | 670.1075 | 690.086 | 42.406 | 38.6474 | 0
| LCA | LA Basin | 12 | Monthly System Peak Day | CAISO | 1-in-10 | 2029 | 9 | 577.8275 | 609.8464 | 42.4183 | 39.7196 | 0
| LCA | LA Basin | 12 | Monthly System Peak Day | CAISO | 1-in-10 | 2029 | 10 | 545.9585 | 566.679 | 42.3958 | 43.7558 | 0
| LCA | LA Basin | 12 | Monthly System Peak Day | CAISO | 1-in-10 | 2029 | 11 | 538.0428 | 552.2989 | 42.4191 | 48.4107 | 0
| LCA | LA Basin | 12 | Monthly System Peak Day | CAISO | 1-in-10 | 2029 | 12 | 505.5579 | 514.6221 | 42.4426 | 51.2009 | 0
| LCA | LA Basin | 12 | Monthly System Peak Day | CAISO | 1-in-10 | 2029 | 13 | 427.5079 | 438.8823 | 42.4569 | 52.4076 | 0
| LCA | LA Basin | 12 | Monthly System Peak Day | CAISO | 1-in-10 | 2029 | 14 | 389.9408 | 399.0397 | 42.4399 | 53.5787 | 0
| LCA | LA Basin | 12 | Monthly System Peak Day | CAISO | 1-in-10 | 2029 | 15 | 345.0548 | 353.5817 | 42.4063 | 54.5351 | 0
| LCA | LA Basin | 12 | Monthly System Peak Day | CAISO | 1-in-10 | 2029 | 16 | 291.4171 | 293.5124 | 42.3776 | 54.8984 | 0
| LCA | LA Basin | 12 | Monthly System Peak Day | CAISO | 1-in-10 | 2029 | 17 | 254.6461 | 265.4908 | 42.2189 | 54.613 | 0
| LCA | LA Basin | 12 | Monthly System Peak Day | CAISO | 1-in-10 | 2029 | 18 | 256.1166 | 264.4678 | 42.2242 | 52.7462 | 0
| LCA | LA Basin | 12 | Monthly System Peak Day | CAISO | 1-in-10 | 2029 | 19 | 242.3542 | 247.9365 | 42.1822 | 50.6778 | 0
| LCA | LA Basin | 12 | Monthly System Peak Day | CAISO | 1-in-10 | 2029 | 20 | 258.5808 | 343.1719 | 42.9721 | 49.5764 | 0
| LCA | LA Basin | 12 | Monthly System Peak Day | CAISO | 1-in-10 | 2029 | 21 | 263.9189 | 269.2461 | 42.2804 | 48.2487 | 0
| LCA | LA Basin | 12 | Monthly System Peak Day | CAISO | 1-in-10 | 2029 | 22 | 447.1708 | 470.9318 | 42.4023 | 46.5763 | 0
| LCA | LA Basin | 12 | Monthly System Peak Day | CAISO | 1-in-10 | 2029 | 23 | 429.659 | 449.2672 | 42.398 | 45.8611 | 0
| LCA | LA Basin | 12 | Monthly System Peak Day | CAISO | 1-in-10 | 2029 | 24 | 444.5909 | 461.8947 | 42.394 | 45.4583 | 0
| LCA | LA Basin | 1 | Average Weekday | CAISO | 1-in-10 | 2030 | 1 | 378.8719 | 387.0336 | 42.3909 | 50.3292 | 0
| LCA | LA Basin | 1 | Average Weekday | CAISO | 1-in-10 | 2030 | 2 | 349.8371 | 357.4117 | 42.3798 | 49.4929 | 0
| LCA | LA Basin | 1 | Average Weekday | CAISO | 1-in-10 | 2030 | 3 | 435.9245 | 448.0682 | 42.3783 | 48.846 | 0
| LCA | LA Basin | 1 | Average Weekday | CAISO | 1-in-10 | 2030 | 4 | 430.2336 | 446.2471 | 42.3772 | 48.1615 | 0
| LCA | LA Basin | 1 | Average Weekday | CAISO | 1-in-10 | 2030 | 5 | 476.9558 | 510.6619 | 42.3819 | 47.4809 | 0
| LCA | LA Basin | 1 | Average Weekday | CAISO | 1-in-10 | 2030 | 6 | 593.2298 | 641.4586 | 42.3902 | 46.8357 | 0
| LCA | LA Basin | 1 | Average Weekday | CAISO | 1-in-10 | 2030 | 7 | 637.0891 | 659.4077 | 42.405 | 46.3081 | 0
| LCA | LA Basin | 1 | Average Weekday | CAISO | 1-in-10 | 2030 | 8 | 683.3057 | 703.4987 | 42.4178 | 46.1585 | 0
| LCA | LA Basin | 1 | Average Weekday | CAISO | 1-in-10 | 2030 | 9 | 587.8885 | 617.7945 | 42.4301 | 46.7547 | 0
| LCA | LA Basin | 1 | Average Weekday | CAISO | 1-in-10 | 2030 | 10 | 568.9893 | 588.6532 | 42.4076 | 49.5868 | 0
| LCA | LA Basin | 1 | Average Weekday | CAISO | 1-in-10 | 2030 | 11 | 557.3057 | 571.5527 | 42.431 | 53.252 | 0
| LCA | LA Basin | 1 | Average Weekday | CAISO | 1-in-10 | 2030 | 12 | 527.2599 | 536.3296 | 42.4543 | 56.6167 | 0
| LCA | LA Basin | 1 | Average Weekday | CAISO | 1-in-10 | 2030 | 13 | 458.9106 | 470.2808 | 42.4686 | 59.0083 | 0
| LCA | LA Basin | 1 | Average Weekday | CAISO | 1-in-10 | 2030 | 14 | 417.1275 | 426.2247 | 42.4517 | 60.5254 | 0
| LCA | LA Basin | 1 | Average Weekday | CAISO | 1-in-10 | 2030 | 15 | 368.1281 | 376.6553 | 42.4182 | 61.437 | 0
| LCA | LA Basin | 1 | Average Weekday | CAISO | 1-in-10 | 2030 | 16 | 313.6555 | 315.7534 | 42.3895 | 61.7907 | 0
| LCA | LA Basin | 1 | Average Weekday | CAISO | 1-in-10 | 2030 | 17 | 272.7756 | 283.4719 | 42.2314 | 61.3348 | 0
| LCA | LA Basin | 1 | Average Weekday | CAISO | 1-in-10 | 2030 | 18 | 273.761 | 282.2766 | 42.2367 | 59.8087 | 0
| LCA | LA Basin | 1 | Average Weekday | CAISO | 1-in-10 | 2030 | 19 | 253.0788 | 258.6603 | 42.1949 | 57.4988 | 0
| LCA | LA Basin | 1 | Average Weekday | CAISO | 1-in-10 | 2030 | 20 | 259.7765 | 343.7366 | 42.9817 | 55.8484 | 0
| LCA | LA Basin | 1 | Average Weekday | CAISO | 1-in-10 | 2030 | 21 | 251.3247 | 256.4367 | 42.2927 | 54.6202 | 0
| LCA | LA Basin | 1 | Average Weekday | CAISO | 1-in-10 | 2030 | 22 | 435.8329 | 459.8361 | 42.4141 | 53.4966 | 0
| LCA | LA Basin | 1 | Average Weekday | CAISO | 1-in-10 | 2030 | 23 | 420.421 | 440.0959 | 42.4098 | 52.3728 | 0
| LCA | LA Basin | 1 | Average Weekday | CAISO | 1-in-10 | 2030 | 24 | 441.103 | 458.4877 | 42.4059 | 51.4044 | 0
| LCA | LA Basin | 1 | Monthly System Peak Day | CAISO | 1-in-10 | 2030 | 1 | 378.8719 | 387.0336 | 42.3909 | 45.4651 | 0
| LCA | LA Basin | 1 | Monthly System Peak Day | CAISO | 1-in-10 | 2030 | 2 | 349.8371 | 357.4117 | 42.3798 | 45.0454 | 0
| LCA | LA Basin | 1 | Monthly System Peak Day | CAISO | 1-in-10 | 2030 | 3 | 435.9245 | 448.0682 | 42.3783 | 45.1804 | 0
| LCA | LA Basin | 1 | Monthly System Peak Day | CAISO | 1-in-10 | 2030 | 4 | 430.2336 | 446.2471 | 42.3772 | 44.8959 | 0
| LCA | LA Basin | 1 | Monthly System Peak Day | CAISO | 1-in-10 | 2030 | 5 | 476.9558 | 510.6619 | 42.3819 | 44.7934 | 0
| LCA | LA Basin | 1 | Monthly System Peak Day | CAISO | 1-in-10 | 2030 | 6 | 593.2298 | 641.4586 | 42.3902 | 43.9289 | 0
| LCA | LA Basin | 1 | Monthly System Peak Day | CAISO | 1-in-10 | 2030 | 7 | 637.0891 | 659.4077 | 42.405 | 43.6862 | 0
| LCA | LA Basin | 1 | Monthly System Peak Day | CAISO | 1-in-10 | 2030 | 8 | 683.3057 | 703.4987 | 42.4178 | 42.7533 | 0
| LCA | LA Basin | 1 | Monthly System Peak Day | CAISO | 1-in-10 | 2030 | 9 | 587.8885 | 617.7945 | 42.4301 | 42.2608 | 0
| LCA | LA Basin | 1 | Monthly System Peak Day | CAISO | 1-in-10 | 2030 | 10 | 568.9893 | 588.6532 | 42.4076 | 44.59 | 0
| LCA | LA Basin | 1 | Monthly System Peak Day | CAISO | 1-in-10 | 2030 | 11 | 557.3057 | 571.5527 | 42.431 | 46.6911 | 0
| LCA | LA Basin | 1 | Monthly System Peak Day | CAISO | 1-in-10 | 2030 | 12 | 527.2599 | 536.3296 | 42.4543 | 48.6754 | 0
| LCA | LA Basin | 1 | Monthly System Peak Day | CAISO | 1-in-10 | 2030 | 13 | 458.9106 | 470.2808 | 42.4686 | 49.8647 | 0
| LCA | LA Basin | 1 | Monthly System Peak Day | CAISO | 1-in-10 | 2030 | 14 | 417.1275 | 426.2247 | 42.4517 | 49.6668 | 0
| LCA | LA Basin | 1 | Monthly System Peak Day | CAISO | 1-in-10 | 2030 | 15 | 368.1281 | 376.6553 | 42.4182 | 50.5197 | 0
| LCA | LA Basin | 1 | Monthly System Peak Day | CAISO | 1-in-10 | 2030 | 16 | 313.6555 | 315.7534 | 42.3895 | 51.4093 | 0
| LCA | LA Basin | 1 | Monthly System Peak Day | CAISO | 1-in-10 | 2030 | 17 | 272.7756 | 283.4719 | 42.2314 | 51.7017 | 0
| LCA | LA Basin | 1 | Monthly System Peak Day | CAISO | 1-in-10 | 2030 | 18 | 273.761 | 282.2766 | 42.2367 | 50.6975 | 0
| LCA | LA Basin | 1 | Monthly System Peak Day | CAISO | 1-in-10 | 2030 | 19 | 253.0788 | 258.6603 | 42.1949 | 48.8825 | 0
| LCA | LA Basin | 1 | Monthly System Peak Day | CAISO | 1-in-10 | 2030 | 20 | 259.7765 | 343.7366 | 42.9817 | 47.9611 | 0
| LCA | LA Basin | 1 | Monthly System Peak Day | CAISO | 1-in-10 | 2030 | 21 | 251.3247 | 256.4367 | 42.2927 | 46.8322 | 0
| LCA | LA Basin | 1 | Monthly System Peak Day | CAISO | 1-in-10 | 2030 | 22 | 435.8329 | 459.8361 | 42.4141 | 46.1047 | 0
| LCA | LA Basin | 1 | Monthly System Peak Day | CAISO | 1-in-10 | 2030 | 23 | 420.421 | 440.0959 | 42.4098 | 45.1543 | 0
| LCA | LA Basin | 1 | Monthly System Peak Day | CAISO | 1-in-10 | 2030 | 24 | 441.103 | 458.4877 | 42.4059 | 44.0309 | 0
| LCA | LA Basin | 2 | Average Weekday | CAISO | 1-in-10 | 2030 | 1 | 353.4288 | 362.1973 | 42.4229 | 50.1113 | 0
| LCA | LA Basin | 2 | Average Weekday | CAISO | 1-in-10 | 2030 | 2 | 323.8666 | 332.0186 | 42.4107 | 49.2107 | 0
| LCA | LA Basin | 2 | Average Weekday | CAISO | 1-in-10 | 2030 | 3 | 402.6292 | 415.67 | 42.4092 | 48.3438 | 0
| LCA | LA Basin | 2 | Average Weekday | CAISO | 1-in-10 | 2030 | 4 | 393.0499 | 410.5971 | 42.408 | 47.5979 | 0
| LCA | LA Basin | 2 | Average Weekday | CAISO | 1-in-10 | 2030 | 5 | 443.2529 | 478.7255 | 42.4133 | 47.0173 | 0
| LCA | LA Basin | 2 | Average Weekday | CAISO | 1-in-10 | 2030 | 6 | 555.9744 | 605.2098 | 42.4227 | 46.4793 | 0
| LCA | LA Basin | 2 | Average Weekday | CAISO | 1-in-10 | 2030 | 7 | 590.234 | 612.1324 | 42.4388 | 46.179 | 0
| LCA | LA Basin | 2 | Average Weekday | CAISO | 1-in-10 | 2030 | 8 | 643.3904 | 663.1567 | 42.4522 | 46.1339 | 0
| LCA | LA Basin | 2 | Average Weekday | CAISO | 1-in-10 | 2030 | 9 | 568.3795 | 598.0134 | 42.465 | 47.6859 | 0
| LCA | LA Basin | 2 | Average Weekday | CAISO | 1-in-10 | 2030 | 10 | 543.8898 | 562.7582 | 42.4403 | 50.9967 | 0
| LCA | LA Basin | 2 | Average Weekday | CAISO | 1-in-10 | 2030 | 11 | 536.0069 | 549.9921 | 42.4655 | 54.578 | 0
| LCA | LA Basin | 2 | Average Weekday | CAISO | 1-in-10 | 2030 | 12 | 506.5973 | 515.8601 | 42.491 | 57.4598 | 0
| LCA | LA Basin | 2 | Average Weekday | CAISO | 1-in-10 | 2030 | 13 | 436.4289 | 448.5447 | 42.5065 | 59.4503 | 0
| LCA | LA Basin | 2 | Average Weekday | CAISO | 1-in-10 | 2030 | 14 | 391.9266 | 401.08 | 42.4881 | 60.8044 | 0
| LCA | LA Basin | 2 | Average Weekday | CAISO | 1-in-10 | 2030 | 15 | 335.4412 | 344.1718 | 42.4519 | 61.7147 | 0
| LCA | LA Basin | 2 | Average Weekday | CAISO | 1-in-10 | 2030 | 16 | 282.1291 | 284.4532 | 42.4212 | 62.0952 | 0
| LCA | LA Basin | 2 | Average Weekday | CAISO | 1-in-10 | 2030 | 17 | 233.3298 | 243.8391 | 42.2417 | 61.6738 | 0
| LCA | LA Basin | 2 | Average Weekday | CAISO | 1-in-10 | 2030 | 18 | 231.4041 | 239.8325 | 42.2482 | 60.3894 | 0
| LCA | LA Basin | 2 | Average Weekday | CAISO | 1-in-10 | 2030 | 19 | 214.2195 | 220.442 | 42.1953 | 58.1787 | 0
| LCA | LA Basin | 2 | Average Weekday | CAISO | 1-in-10 | 2030 | 20 | 220.8129 | 302.2309 | 43.0553 | 56.2556 | 0
| LCA | LA Basin | 2 | Average Weekday | CAISO | 1-in-10 | 2030 | 21 | 212.9073 | 218.3566 | 42.3083 | 54.7745 | 0
| LCA | LA Basin | 2 | Average Weekday | CAISO | 1-in-10 | 2030 | 22 | 400.0309 | 425.1134 | 42.4491 | 53.6291 | 0
| LCA | LA Basin | 2 | Average Weekday | CAISO | 1-in-10 | 2030 | 23 | 387.243 | 408.1276 | 42.4442 | 52.5079 | 0
| LCA | LA Basin | 2 | Average Weekday | CAISO | 1-in-10 | 2030 | 24 | 407.1833 | 425.2293 | 42.4394 | 51.4241 | 0
| LCA | LA Basin | 2 | Monthly System Peak Day | CAISO | 1-in-10 | 2030 | 1 | 353.4288 | 362.1973 | 42.4229 | 50.6226 | 0
| LCA | LA Basin | 2 | Monthly System Peak Day | CAISO | 1-in-10 | 2030 | 2 | 323.8666 | 332.0186 | 42.4107 | 50.4995 | 0
| LCA | LA Basin | 2 | Monthly System Peak Day | CAISO | 1-in-10 | 2030 | 3 | 402.6292 | 415.67 | 42.4092 | 50.4234 | 0
| LCA | LA Basin | 2 | Monthly System Peak Day | CAISO | 1-in-10 | 2030 | 4 | 393.0499 | 410.5971 | 42.408 | 50.5369 | 0
| LCA | LA Basin | 2 | Monthly System Peak Day | CAISO | 1-in-10 | 2030 | 5 | 443.2529 | 478.7255 | 42.4133 | 49.9904 | 0
| LCA | LA Basin | 2 | Monthly System Peak Day | CAISO | 1-in-10 | 2030 | 6 | 555.9744 | 605.2098 | 42.4227 | 49.1571 | 0
| LCA | LA Basin | 2 | Monthly System Peak Day | CAISO | 1-in-10 | 2030 | 7 | 590.234 | 612.1324 | 42.4388 | 48.6676 | 0
| LCA | LA Basin | 2 | Monthly System Peak Day | CAISO | 1-in-10 | 2030 | 8 | 643.3904 | 663.1567 | 42.4522 | 48.5847 | 0
| LCA | LA Basin | 2 | Monthly System Peak Day | CAISO | 1-in-10 | 2030 | 9 | 568.3795 | 598.0134 | 42.465 | 49.0371 | 0
| LCA | LA Basin | 2 | Monthly System Peak Day | CAISO | 1-in-10 | 2030 | 10 | 543.8898 | 562.7582 | 42.4403 | 50.3822 | 0
| LCA | LA Basin | 2 | Monthly System Peak Day | CAISO | 1-in-10 | 2030 | 11 | 536.0069 | 549.9921 | 42.4655 | 51.3262 | 0
| LCA | LA Basin | 2 | Monthly System Peak Day | CAISO | 1-in-10 | 2030 | 12 | 506.5973 | 515.8601 | 42.491 | 52.4879 | 0
| LCA | LA Basin | 2 | Monthly System Peak Day | CAISO | 1-in-10 | 2030 | 13 | 436.4289 | 448.5447 | 42.5065 | 53.8069 | 0
| LCA | LA Basin | 2 | Monthly System Peak Day | CAISO | 1-in-10 | 2030 | 14 | 391.9266 | 401.08 | 42.4881 | 55.1325 | 0
| LCA | LA Basin | 2 | Monthly System Peak Day | CAISO | 1-in-10 | 2030 | 15 | 335.4412 | 344.1718 | 42.4519 | 55.7924 | 0
| LCA | LA Basin | 2 | Monthly System Peak Day | CAISO | 1-in-10 | 2030 | 16 | 282.1291 | 284.4532 | 42.4212 | 55.9094 | 0
| LCA | LA Basin | 2 | Monthly System Peak Day | CAISO | 1-in-10 | 2030 | 17 | 233.3298 | 243.8391 | 42.2417 | 57.5953 | 0
| LCA | LA Basin | 2 | Monthly System Peak Day | CAISO | 1-in-10 | 2030 | 18 | 231.4041 | 239.8325 | 42.2482 | 56.7246 | 0
| LCA | LA Basin | 2 | Monthly System Peak Day | CAISO | 1-in-10 | 2030 | 19 | 214.2195 | 220.442 | 42.1953 | 55.639 | 0
| LCA | LA Basin | 2 | Monthly System Peak Day | CAISO | 1-in-10 | 2030 | 20 | 220.8129 | 302.2309 | 43.0553 | 54.4933 | 0
| LCA | LA Basin | 2 | Monthly System Peak Day | CAISO | 1-in-10 | 2030 | 21 | 212.9073 | 218.3566 | 42.3083 | 54.0144 | 0
| LCA | LA Basin | 2 | Monthly System Peak Day | CAISO | 1-in-10 | 2030 | 22 | 400.0309 | 425.1134 | 42.4491 | 53.3952 | 0
| LCA | LA Basin | 2 | Monthly System Peak Day | CAISO | 1-in-10 | 2030 | 23 | 387.243 | 408.1276 | 42.4442 | 52.7554 | 0
| LCA | LA Basin | 2 | Monthly System Peak Day | CAISO | 1-in-10 | 2030 | 24 | 407.1833 | 425.2293 | 42.4394 | 52.1309 | 0
| LCA | LA Basin | 3 | Average Weekday | CAISO | 1-in-10 | 2030 | 1 | 389.5602 | 405.8267 | 42.5121 | 59.0904 | 0
| LCA | LA Basin | 3 | Average Weekday | CAISO | 1-in-10 | 2030 | 2 | 357.7662 | 365.6971 | 42.4543 | 58.0099 | 0
| LCA | LA Basin | 3 | Average Weekday | CAISO | 1-in-10 | 2030 | 3 | 453.6302 | 463.8532 | 42.4458 | 56.9859 | 0
| LCA | LA Basin | 3 | Average Weekday | CAISO | 1-in-10 | 2030 | 4 | 441.8189 | 454.5504 | 42.4277 | 56.0739 | 0
| LCA | LA Basin | 3 | Average Weekday | CAISO | 1-in-10 | 2030 | 5 | 472.9451 | 493.2218 | 42.4334 | 55.3597 | 0
| LCA | LA Basin | 3 | Average Weekday | CAISO | 1-in-10 | 2030 | 6 | 596.317 | 622.3202 | 42.421 | 54.7125 | 0
| LCA | LA Basin | 3 | Average Weekday | CAISO | 1-in-10 | 2030 | 7 | 638.0386 | 659.2175 | 42.441 | 54.3717 | 0
| LCA | LA Basin | 3 | Average Weekday | CAISO | 1-in-10 | 2030 | 8 | 687.4338 | 724.8831 | 42.5868 | 54.3916 | 0
| LCA | LA Basin | 3 | Average Weekday | CAISO | 1-in-10 | 2030 | 9 | 602.3828 | 645.6336 | 42.7118 | 55.8505 | 0
| LCA | LA Basin | 3 | Average Weekday | CAISO | 1-in-10 | 2030 | 10 | 580.3552 | 610.6874 | 42.5859 | 59.3312 | 0
| LCA | LA Basin | 3 | Average Weekday | CAISO | 1-in-10 | 2030 | 11 | 561.8519 | 585.5283 | 42.6503 | 63.5603 | 0
| LCA | LA Basin | 3 | Average Weekday | CAISO | 1-in-10 | 2030 | 12 | 532.8914 | 547.1763 | 42.7142 | 67.4405 | 0
| LCA | LA Basin | 3 | Average Weekday | CAISO | 1-in-10 | 2030 | 13 | 440.8089 | 451.6313 | 42.7458 | 70.4453 | 0
| LCA | LA Basin | 3 | Average Weekday | CAISO | 1-in-10 | 2030 | 14 | 410.9463 | 418.471 | 42.6939 | 72.4795 | 0
| LCA | LA Basin | 3 | Average Weekday | CAISO | 1-in-10 | 2030 | 15 | 353.1849 | 360.2668 | 42.5941 | 73.6736 | 0
| LCA | LA Basin | 3 | Average Weekday | CAISO | 1-in-10 | 2030 | 16 | 304.5565 | 307.2157 | 42.4562 | 74.2045 | 0
| LCA | LA Basin | 3 | Average Weekday | CAISO | 1-in-10 | 2030 | 17 | 267.4502 | 280.0409 | 42.239 | 74.0108 | 0
| LCA | LA Basin | 3 | Average Weekday | CAISO | 1-in-10 | 2030 | 18 | 267.7987 | 277.3116 | 42.2565 | 72.9461 | 0
| LCA | LA Basin | 3 | Average Weekday | CAISO | 1-in-10 | 2030 | 19 | 250.2271 | 255.2899 | 42.3271 | 71.0602 | 0
| LCA | LA Basin | 3 | Average Weekday | CAISO | 1-in-10 | 2030 | 20 | 245.2962 | 250.5907 | 42.1948 | 68.3652 | 0
| LCA | LA Basin | 3 | Average Weekday | CAISO | 1-in-10 | 2030 | 21 | 225.8797 | 230.3146 | 42.2651 | 65.7441 | 0
| LCA | LA Basin | 3 | Average Weekday | CAISO | 1-in-10 | 2030 | 22 | 436.4828 | 464.8514 | 42.4796 | 64.0491 | 0
| LCA | LA Basin | 3 | Average Weekday | CAISO | 1-in-10 | 2030 | 23 | 430.5322 | 459.8488 | 42.5248 | 62.7625 | 0
| LCA | LA Basin | 3 | Average Weekday | CAISO | 1-in-10 | 2030 | 24 | 461.04 | 497.8842 | 42.5734 | 61.4005 | 0
| LCA | LA Basin | 3 | Monthly System Peak Day | CAISO | 1-in-10 | 2030 | 1 | 389.5602 | 424.7598 | 42.1082 | 66.1204 | 0
| LCA | LA Basin | 3 | Monthly System Peak Day | CAISO | 1-in-10 | 2030 | 2 | 357.7662 | 377.9164 | 42.1851 | 64.2945 | 0
| LCA | LA Basin | 3 | Monthly System Peak Day | CAISO | 1-in-10 | 2030 | 3 | 453.6302 | 476.4838 | 42.1973 | 62.8338 | 0
| LCA | LA Basin | 3 | Monthly System Peak Day | CAISO | 1-in-10 | 2030 | 4 | 441.8189 | 464.0811 | 42.2358 | 61.7939 | 0
| LCA | LA Basin | 3 | Monthly System Peak Day | CAISO | 1-in-10 | 2030 | 5 | 472.9451 | 506.3976 | 42.2323 | 60.8075 | 0
| LCA | LA Basin | 3 | Monthly System Peak Day | CAISO | 1-in-10 | 2030 | 6 | 596.317 | 625.8621 | 42.2835 | 59.7989 | 0
| LCA | LA Basin | 3 | Monthly System Peak Day | CAISO | 1-in-10 | 2030 | 7 | 638.0386 | 657.5331 | 42.2962 | 59.4218 | 0
| LCA | LA Basin | 3 | Monthly System Peak Day | CAISO | 1-in-10 | 2030 | 8 | 687.4338 | 749.3004 | 42.067 | 59.0993 | 0
| LCA | LA Basin | 3 | Monthly System Peak Day | CAISO | 1-in-10 | 2030 | 9 | 602.3828 | 655.0604 | 42.0205 | 60.5688 | 0
| LCA | LA Basin | 3 | Monthly System Peak Day | CAISO | 1-in-10 | 2030 | 10 | 580.3552 | 618.4467 | 42.091 | 65.3414 | 0
| LCA | LA Basin | 3 | Monthly System Peak Day | CAISO | 1-in-10 | 2030 | 11 | 561.8519 | 598.8496 | 42.1702 | 70.7516 | 0
| LCA | LA Basin | 3 | Monthly System Peak Day | CAISO | 1-in-10 | 2030 | 12 | 532.8914 | 560.7169 | 42.3332 | 76.3558 | 0
| LCA | LA Basin | 3 | Monthly System Peak Day | CAISO | 1-in-10 | 2030 | 13 | 440.8089 | 458.1309 | 42.4936 | 81.6032 | 0
| LCA | LA Basin | 3 | Monthly System Peak Day | CAISO | 1-in-10 | 2030 | 14 | 410.9463 | 420.8936 | 42.3474 | 84.1063 | 0
| LCA | LA Basin | 3 | Monthly System Peak Day | CAISO | 1-in-10 | 2030 | 15 | 353.1849 | 361.2404 | 42.1598 | 84.7692 | 0
| LCA | LA Basin | 3 | Monthly System Peak Day | CAISO | 1-in-10 | 2030 | 16 | 304.5565 | 304.8346 | 42.2061 | 85.4466 | 0
| LCA | LA Basin | 3 | Monthly System Peak Day | CAISO | 1-in-10 | 2030 | 17 | 267.4502 | 280.5898 | 42.2103 | 86.2918 | 0
| LCA | LA Basin | 3 | Monthly System Peak Day | CAISO | 1-in-10 | 2030 | 18 | 267.7987 | 278.0192 | 42.191 | 85.9592 | 0
| LCA | LA Basin | 3 | Monthly System Peak Day | CAISO | 1-in-10 | 2030 | 19 | 250.2271 | 255.3651 | 43.9153 | 84.2603 | 0
| LCA | LA Basin | 3 | Monthly System Peak Day | CAISO | 1-in-10 | 2030 | 20 | 245.2962 | 249.5243 | 42.1947 | 81.6113 | 0
| LCA | LA Basin | 3 | Monthly System Peak Day | CAISO | 1-in-10 | 2030 | 21 | 225.8797 | 230.4762 | 42.4189 | 77.9332 | 0
| LCA | LA Basin | 3 | Monthly System Peak Day | CAISO | 1-in-10 | 2030 | 22 | 436.4828 | 465.8213 | 42.2512 | 75.495 | 0
| LCA | LA Basin | 3 | Monthly System Peak Day | CAISO | 1-in-10 | 2030 | 23 | 430.5322 | 465.9548 | 42.1464 | 72.9901 | 0
| LCA | LA Basin | 3 | Monthly System Peak Day | CAISO | 1-in-10 | 2030 | 24 | 461.04 | 523.1292 | 42.0524 | 70.3387 | 0
| LCA | LA Basin | 4 | Average Weekday | CAISO | 1-in-10 | 2030 | 1 | 352.8885 | 367.9987 | 42.5131 | 59.793 | 0
| LCA | LA Basin | 4 | Average Weekday | CAISO | 1-in-10 | 2030 | 2 | 322.1288 | 330.7447 | 42.4556 | 58.7805 | 0
| LCA | LA Basin | 4 | Average Weekday | CAISO | 1-in-10 | 2030 | 3 | 412.6316 | 423.3915 | 42.4472 | 57.798 | 0
| LCA | LA Basin | 4 | Average Weekday | CAISO | 1-in-10 | 2030 | 4 | 391.3354 | 403.7312 | 42.4293 | 56.8912 | 0
| LCA | LA Basin | 4 | Average Weekday | CAISO | 1-in-10 | 2030 | 5 | 412.8877 | 431.5692 | 42.435 | 56.1875 | 0
| LCA | LA Basin | 4 | Average Weekday | CAISO | 1-in-10 | 2030 | 6 | 533.8392 | 558.7305 | 42.4229 | 55.6449 | 0
| LCA | LA Basin | 4 | Average Weekday | CAISO | 1-in-10 | 2030 | 7 | 580.352 | 601.1188 | 42.4431 | 55.2741 | 0
| LCA | LA Basin | 4 | Average Weekday | CAISO | 1-in-10 | 2030 | 8 | 630.367 | 665.4351 | 42.5879 | 55.3057 | 0
| LCA | LA Basin | 4 | Average Weekday | CAISO | 1-in-10 | 2030 | 9 | 538.7205 | 581.5678 | 42.7118 | 57.4 | 0
| LCA | LA Basin | 4 | Average Weekday | CAISO | 1-in-10 | 2030 | 10 | 515.358 | 545.0342 | 42.5862 | 60.548 | 0
| LCA | LA Basin | 4 | Average Weekday | CAISO | 1-in-10 | 2030 | 11 | 506.0848 | 527.0951 | 42.6501 | 64.096 | 0
| LCA | LA Basin | 4 | Average Weekday | CAISO | 1-in-10 | 2030 | 12 | 477.3489 | 491.5729 | 42.7136 | 67.463 | 0
| LCA | LA Basin | 4 | Average Weekday | CAISO | 1-in-10 | 2030 | 13 | 399.0606 | 409.8975 | 42.7448 | 69.7447 | 0
| LCA | LA Basin | 4 | Average Weekday | CAISO | 1-in-10 | 2030 | 14 | 363.4613 | 370.996 | 42.6931 | 71.3864 | 0
| LCA | LA Basin | 4 | Average Weekday | CAISO | 1-in-10 | 2030 | 15 | 303.5598 | 310.6472 | 42.5939 | 72.5555 | 0
| LCA | LA Basin | 4 | Average Weekday | CAISO | 1-in-10 | 2030 | 16 | 252.7953 | 255.4478 | 42.4575 | 73.1443 | 0
| LCA | LA Basin | 4 | Average Weekday | CAISO | 1-in-10 | 2030 | 17 | 206.983 | 219.832 | 42.2394 | 73.2569 | 0
| LCA | LA Basin | 4 | Average Weekday | CAISO | 1-in-10 | 2030 | 18 | 204.4445 | 213.7182 | 42.2569 | 72.4661 | 0
| LCA | LA Basin | 4 | Average Weekday | CAISO | 1-in-10 | 2030 | 19 | 179.2845 | 184.2852 | 42.3272 | 71.1037 | 0
| LCA | LA Basin | 4 | Average Weekday | CAISO | 1-in-10 | 2030 | 20 | 172.0744 | 177.3922 | 42.1948 | 68.8835 | 0
| LCA | LA Basin | 4 | Average Weekday | CAISO | 1-in-10 | 2030 | 21 | 179.0907 | 183.6864 | 42.2663 | 65.9447 | 0
| LCA | LA Basin | 4 | Average Weekday | CAISO | 1-in-10 | 2030 | 22 | 392.0444 | 420.1712 | 42.4816 | 63.8031 | 0
| LCA | LA Basin | 4 | Average Weekday | CAISO | 1-in-10 | 2030 | 23 | 390.2462 | 419.1927 | 42.5264 | 62.3163 | 0
| LCA | LA Basin | 4 | Average Weekday | CAISO | 1-in-10 | 2030 | 24 | 419.6654 | 455.786 | 42.5743 | 61.1147 | 0
| LCA | LA Basin | 4 | Monthly System Peak Day | CAISO | 1-in-10 | 2030 | 1 | 352.8885 | 385.05 | 42.1148 | 72.9047 | 0
| LCA | LA Basin | 4 | Monthly System Peak Day | CAISO | 1-in-10 | 2030 | 2 | 322.1288 | 342.615 | 42.1903 | 70.5088 | 0
| LCA | LA Basin | 4 | Monthly System Peak Day | CAISO | 1-in-10 | 2030 | 3 | 412.6316 | 436.0258 | 42.2021 | 68.5166 | 0
| LCA | LA Basin | 4 | Monthly System Peak Day | CAISO | 1-in-10 | 2030 | 4 | 391.3354 | 412.5248 | 42.24 | 67.159 | 0
| LCA | LA Basin | 4 | Monthly System Peak Day | CAISO | 1-in-10 | 2030 | 5 | 412.8877 | 444.0692 | 42.2366 | 67.3462 | 0
| LCA | LA Basin | 4 | Monthly System Peak Day | CAISO | 1-in-10 | 2030 | 6 | 533.8392 | 562.0372 | 42.2872 | 67.8517 | 0
| LCA | LA Basin | 4 | Monthly System Peak Day | CAISO | 1-in-10 | 2030 | 7 | 580.352 | 599.4223 | 42.3 | 68.2686 | 0
| LCA | LA Basin | 4 | Monthly System Peak Day | CAISO | 1-in-10 | 2030 | 8 | 630.367 | 692.2711 | 42.0746 | 68.5595 | 0
| LCA | LA Basin | 4 | Monthly System Peak Day | CAISO | 1-in-10 | 2030 | 9 | 538.7205 | 590.8593 | 42.0316 | 71.3326 | 0
| LCA | LA Basin | 4 | Monthly System Peak Day | CAISO | 1-in-10 | 2030 | 10 | 515.358 | 552.6442 | 42.1 | 75.5671 | 0
| LCA | LA Basin | 4 | Monthly System Peak Day | CAISO | 1-in-10 | 2030 | 11 | 506.0848 | 540.302 | 42.1812 | 79.7461 | 0
| LCA | LA Basin | 4 | Monthly System Peak Day | CAISO | 1-in-10 | 2030 | 12 | 477.3489 | 504.9659 | 42.3462 | 83.6395 | 0
| LCA | LA Basin | 4 | Monthly System Peak Day | CAISO | 1-in-10 | 2030 | 13 | 399.0606 | 416.3253 | 42.5077 | 86.3474 | 0
| LCA | LA Basin | 4 | Monthly System Peak Day | CAISO | 1-in-10 | 2030 | 14 | 363.4613 | 373.4113 | 42.3605 | 88.2171 | 0
| LCA | LA Basin | 4 | Monthly System Peak Day | CAISO | 1-in-10 | 2030 | 15 | 303.5598 | 311.6167 | 42.1701 | 89.5474 | 0
| LCA | LA Basin | 4 | Monthly System Peak Day | CAISO | 1-in-10 | 2030 | 16 | 252.7953 | 253.0206 | 42.2115 | 90.5776 | 0
| LCA | LA Basin | 4 | Monthly System Peak Day | CAISO | 1-in-10 | 2030 | 17 | 206.983 | 220.3034 | 42.2113 | 91.2211 | 0
| LCA | LA Basin | 4 | Monthly System Peak Day | CAISO | 1-in-10 | 2030 | 18 | 204.4445 | 214.5089 | 42.1926 | 91.3566 | 0
| LCA | LA Basin | 4 | Monthly System Peak Day | CAISO | 1-in-10 | 2030 | 19 | 179.2845 | 184.3893 | 43.9172 | 90.5553 | 0
| LCA | LA Basin | 4 | Monthly System Peak Day | CAISO | 1-in-10 | 2030 | 20 | 172.0744 | 176.2804 | 42.1947 | 88.5316 | 0
| LCA | LA Basin | 4 | Monthly System Peak Day | CAISO | 1-in-10 | 2030 | 21 | 179.0907 | 183.8375 | 42.4188 | 85.2487 | 0
| LCA | LA Basin | 4 | Monthly System Peak Day | CAISO | 1-in-10 | 2030 | 22 | 392.0444 | 421.0387 | 42.2556 | 82.3495 | 0
| LCA | LA Basin | 4 | Monthly System Peak Day | CAISO | 1-in-10 | 2030 | 23 | 390.2462 | 425.1882 | 42.1523 | 79.7621 | 0
| LCA | LA Basin | 4 | Monthly System Peak Day | CAISO | 1-in-10 | 2030 | 24 | 419.6654 | 480.6966 | 42.0601 | 76.8995 | 0
| LCA | LA Basin | 5 | Average Weekday | CAISO | 1-in-10 | 2030 | 1 | 353.0631 | 368.2641 | 42.526 | 62.6899 | 0
| LCA | LA Basin | 5 | Average Weekday | CAISO | 1-in-10 | 2030 | 2 | 324.8291 | 331.9156 | 42.4683 | 61.7945 | 0
| LCA | LA Basin | 5 | Average Weekday | CAISO | 1-in-10 | 2030 | 3 | 421.4157 | 432.3186 | 42.4598 | 61.0123 | 0
| LCA | LA Basin | 5 | Average Weekday | CAISO | 1-in-10 | 2030 | 4 | 403.2366 | 416.1245 | 42.442 | 60.2966 | 0
| LCA | LA Basin | 5 | Average Weekday | CAISO | 1-in-10 | 2030 | 5 | 429.1035 | 448.3175 | 42.4478 | 59.7693 | 0
| LCA | LA Basin | 5 | Average Weekday | CAISO | 1-in-10 | 2030 | 6 | 544.8334 | 572.1107 | 42.4362 | 59.3658 | 0
| LCA | LA Basin | 5 | Average Weekday | CAISO | 1-in-10 | 2030 | 7 | 586.0068 | 606.3263 | 42.4572 | 59.2503 | 0
| LCA | LA Basin | 5 | Average Weekday | CAISO | 1-in-10 | 2030 | 8 | 642.0882 | 680.0864 | 42.6018 | 60.092 | 0
| LCA | LA Basin | 5 | Average Weekday | CAISO | 1-in-10 | 2030 | 9 | 543.1039 | 583.6241 | 42.7253 | 62.4359 | 0
| LCA | LA Basin | 5 | Average Weekday | CAISO | 1-in-10 | 2030 | 10 | 525.437 | 554.9294 | 42.599 | 65.5235 | 0
| LCA | LA Basin | 5 | Average Weekday | CAISO | 1-in-10 | 2030 | 11 | 516.2289 | 537.8239 | 42.6632 | 68.4261 | 0
| LCA | LA Basin | 5 | Average Weekday | CAISO | 1-in-10 | 2030 | 12 | 483.5621 | 497.739 | 42.727 | 71.013 | 0
| LCA | LA Basin | 5 | Average Weekday | CAISO | 1-in-10 | 2030 | 13 | 403.4432 | 414.6327 | 42.7581 | 73.242 | 0
| LCA | LA Basin | 5 | Average Weekday | CAISO | 1-in-10 | 2030 | 14 | 376.4055 | 384.0966 | 42.7059 | 74.9936 | 0
| LCA | LA Basin | 5 | Average Weekday | CAISO | 1-in-10 | 2030 | 15 | 323.1 | 330.2251 | 42.6062 | 76.2616 | 0
| LCA | LA Basin | 5 | Average Weekday | CAISO | 1-in-10 | 2030 | 16 | 262.8646 | 265.6739 | 42.4701 | 76.8413 | 0
| LCA | LA Basin | 5 | Average Weekday | CAISO | 1-in-10 | 2030 | 17 | 211.7363 | 223.962 | 42.2435 | 76.9175 | 0
| LCA | LA Basin | 5 | Average Weekday | CAISO | 1-in-10 | 2030 | 18 | 213.3339 | 222.3493 | 42.2611 | 76.1468 | 0
| LCA | LA Basin | 5 | Average Weekday | CAISO | 1-in-10 | 2030 | 19 | 193.2015 | 198.5706 | 42.3228 | 74.7177 | 0
| LCA | LA Basin | 5 | Average Weekday | CAISO | 1-in-10 | 2030 | 20 | 184.1244 | 189.7901 | 42.1949 | 72.5783 | 0
| LCA | LA Basin | 5 | Average Weekday | CAISO | 1-in-10 | 2030 | 21 | 191.0556 | 195.9575 | 42.2723 | 69.5112 | 0
| LCA | LA Basin | 5 | Average Weekday | CAISO | 1-in-10 | 2030 | 22 | 397.7444 | 426.5778 | 42.4964 | 66.7798 | 0
| LCA | LA Basin | 5 | Average Weekday | CAISO | 1-in-10 | 2030 | 23 | 402.4615 | 432.351 | 42.5407 | 65.0022 | 0
| LCA | LA Basin | 5 | Average Weekday | CAISO | 1-in-10 | 2030 | 24 | 429.2951 | 466.0052 | 42.5877 | 63.6869 | 0
| LCA | LA Basin | 5 | Monthly System Peak Day | CAISO | 1-in-10 | 2030 | 1 | 353.0631 | 385.7682 | 42.1312 | 74.0812 | 0
| LCA | LA Basin | 5 | Monthly System Peak Day | CAISO | 1-in-10 | 2030 | 2 | 324.8291 | 342.9651 | 42.2052 | 72.6926 | 0
| LCA | LA Basin | 5 | Monthly System Peak Day | CAISO | 1-in-10 | 2030 | 3 | 421.4157 | 444.3081 | 42.2169 | 71.2701 | 0
| LCA | LA Basin | 5 | Monthly System Peak Day | CAISO | 1-in-10 | 2030 | 4 | 403.2366 | 424.9617 | 42.2543 | 69.948 | 0
| LCA | LA Basin | 5 | Monthly System Peak Day | CAISO | 1-in-10 | 2030 | 5 | 429.1035 | 461.2454 | 42.2511 | 69.2212 | 0
| LCA | LA Basin | 5 | Monthly System Peak Day | CAISO | 1-in-10 | 2030 | 6 | 544.8334 | 576.1619 | 42.3016 | 68.1829 | 0
| LCA | LA Basin | 5 | Monthly System Peak Day | CAISO | 1-in-10 | 2030 | 7 | 586.0068 | 604.4579 | 42.315 | 67.9264 | 0
| LCA | LA Basin | 5 | Monthly System Peak Day | CAISO | 1-in-10 | 2030 | 8 | 642.0882 | 702.2146 | 42.0928 | 68.4287 | 0
| LCA | LA Basin | 5 | Monthly System Peak Day | CAISO | 1-in-10 | 2030 | 9 | 543.1039 | 593.129 | 42.0527 | 72.8303 | 0
| LCA | LA Basin | 5 | Monthly System Peak Day | CAISO | 1-in-10 | 2030 | 10 | 525.437 | 562.2156 | 42.1188 | 79.5239 | 0
| LCA | LA Basin | 5 | Monthly System Peak Day | CAISO | 1-in-10 | 2030 | 11 | 516.2289 | 550.5776 | 42.2025 | 85.5337 | 0
| LCA | LA Basin | 5 | Monthly System Peak Day | CAISO | 1-in-10 | 2030 | 12 | 483.5621 | 510.6021 | 42.3697 | 89.3337 | 0
| LCA | LA Basin | 5 | Monthly System Peak Day | CAISO | 1-in-10 | 2030 | 13 | 403.4432 | 421.239 | 42.5325 | 92.0218 | 0
| LCA | LA Basin | 5 | Monthly System Peak Day | CAISO | 1-in-10 | 2030 | 14 | 376.4055 | 386.0996 | 42.3836 | 93.5774 | 0
| LCA | LA Basin | 5 | Monthly System Peak Day | CAISO | 1-in-10 | 2030 | 15 | 323.1 | 331.1229 | 42.1897 | 94.8945 | 0
| LCA | LA Basin | 5 | Monthly System Peak Day | CAISO | 1-in-10 | 2030 | 16 | 262.8646 | 263.2521 | 42.2268 | 94.9253 | 0
| LCA | LA Basin | 5 | Monthly System Peak Day | CAISO | 1-in-10 | 2030 | 17 | 211.7363 | 224.5209 | 42.2165 | 94.3337 | 0
| LCA | LA Basin | 5 | Monthly System Peak Day | CAISO | 1-in-10 | 2030 | 18 | 213.3339 | 223.063 | 42.1992 | 93.4453 | 0
| LCA | LA Basin | 5 | Monthly System Peak Day | CAISO | 1-in-10 | 2030 | 19 | 193.2015 | 198.5318 | 43.8706 | 92.3526 | 0
| LCA | LA Basin | 5 | Monthly System Peak Day | CAISO | 1-in-10 | 2030 | 20 | 184.1244 | 188.7099 | 42.1948 | 89.775 | 0
| LCA | LA Basin | 5 | Monthly System Peak Day | CAISO | 1-in-10 | 2030 | 21 | 191.0556 | 196.1474 | 42.4197 | 86.0276 | 0
| LCA | LA Basin | 5 | Monthly System Peak Day | CAISO | 1-in-10 | 2030 | 22 | 397.7444 | 427.5494 | 42.2715 | 82.3532 | 0
| LCA | LA Basin | 5 | Monthly System Peak Day | CAISO | 1-in-10 | 2030 | 23 | 402.4615 | 438.5662 | 42.1693 | 79.8271 | 0
| LCA | LA Basin | 5 | Monthly System Peak Day | CAISO | 1-in-10 | 2030 | 24 | 429.2951 | 491.1764 | 42.0779 | 77.1318 | 0
| LCA | LA Basin | 6 | Average Weekday | CAISO | 1-in-10 | 2030 | 1 | 341.8409 | 374.2882 | 42.4185 | 66.0419 | 0
| LCA | LA Basin | 6 | Average Weekday | CAISO | 1-in-10 | 2030 | 2 | 315.3742 | 337.1964 | 42.4191 | 65.406 | 0
| LCA | LA Basin | 6 | Average Weekday | CAISO | 1-in-10 | 2030 | 3 | 402.5671 | 430.0127 | 42.42 | 64.8511 | 0
| LCA | LA Basin | 6 | Average Weekday | CAISO | 1-in-10 | 2030 | 4 | 394.9765 | 416.4356 | 42.4206 | 64.3339 | 0
| LCA | LA Basin | 6 | Average Weekday | CAISO | 1-in-10 | 2030 | 5 | 408.2102 | 449.0249 | 42.4154 | 63.958 | 0
| LCA | LA Basin | 6 | Average Weekday | CAISO | 1-in-10 | 2030 | 6 | 522.9515 | 578.1675 | 42.4058 | 63.6543 | 0
| LCA | LA Basin | 6 | Average Weekday | CAISO | 1-in-10 | 2030 | 7 | 569.5032 | 602.6247 | 42.3651 | 63.4179 | 0
| LCA | LA Basin | 6 | Average Weekday | CAISO | 1-in-10 | 2030 | 8 | 617.7659 | 655.4955 | 42.4398 | 63.9411 | 0
| LCA | LA Basin | 6 | Average Weekday | CAISO | 1-in-10 | 2030 | 9 | 548.8058 | 572.1611 | 42.4645 | 65.6191 | 0
| LCA | LA Basin | 6 | Average Weekday | CAISO | 1-in-10 | 2030 | 10 | 528.5259 | 545.7443 | 42.4326 | 68.1924 | 0
| LCA | LA Basin | 6 | Average Weekday | CAISO | 1-in-10 | 2030 | 11 | 510.9886 | 527.3689 | 42.47 | 71.2075 | 0
| LCA | LA Basin | 6 | Average Weekday | CAISO | 1-in-10 | 2030 | 12 | 481.4059 | 498.1261 | 42.5149 | 74.2059 | 0
| LCA | LA Basin | 6 | Average Weekday | CAISO | 1-in-10 | 2030 | 13 | 403.7447 | 426.8071 | 42.5286 | 76.5274 | 0
| LCA | LA Basin | 6 | Average Weekday | CAISO | 1-in-10 | 2030 | 14 | 370.3381 | 390.6035 | 42.4917 | 78.2579 | 0
| LCA | LA Basin | 6 | Average Weekday | CAISO | 1-in-10 | 2030 | 15 | 306.7508 | 325.8956 | 42.4034 | 79.4505 | 0
| LCA | LA Basin | 6 | Average Weekday | CAISO | 1-in-10 | 2030 | 16 | 254.5776 | 257.9165 | 42.3269 | 80.0997 | 0
| LCA | LA Basin | 6 | Average Weekday | CAISO | 1-in-10 | 2030 | 17 | 213.9785 | 220.2109 | 42.5473 | 80.0446 | 0
| LCA | LA Basin | 6 | Average Weekday | CAISO | 1-in-10 | 2030 | 18 | 202.6176 | 216.9453 | 42.587 | 79.2478 | 0
| LCA | LA Basin | 6 | Average Weekday | CAISO | 1-in-10 | 2030 | 19 | 180.1579 | 204.3083 | 45.6269 | 77.8672 | 0
| LCA | LA Basin | 6 | Average Weekday | CAISO | 1-in-10 | 2030 | 20 | 170.5916 | 195.1449 | 42.6411 | 75.7653 | 0
| LCA | LA Basin | 6 | Average Weekday | CAISO | 1-in-10 | 2030 | 21 | 184.0051 | 200.4949 | 42.9185 | 72.8935 | 0
| LCA | LA Basin | 6 | Average Weekday | CAISO | 1-in-10 | 2030 | 22 | 366.5604 | 408.6577 | 42.5209 | 69.9628 | 0
| LCA | LA Basin | 6 | Average Weekday | CAISO | 1-in-10 | 2030 | 23 | 395.5172 | 436.6317 | 42.4643 | 68.1691 | 0
| LCA | LA Basin | 6 | Average Weekday | CAISO | 1-in-10 | 2030 | 24 | 422.5736 | 470.5528 | 42.4388 | 67.0248 | 0
| LCA | LA Basin | 6 | Monthly System Peak Day | CAISO | 1-in-10 | 2030 | 1 | 341.8409 | 336.7447 | 51.5695 | 73.7372 | 0
| LCA | LA Basin | 6 | Monthly System Peak Day | CAISO | 1-in-10 | 2030 | 2 | 315.3742 | 298.9446 | 51.5784 | 72.2246 | 0
| LCA | LA Basin | 6 | Monthly System Peak Day | CAISO | 1-in-10 | 2030 | 3 | 402.5671 | 367.4493 | 51.5832 | 71.1556 | 0
| LCA | LA Basin | 6 | Monthly System Peak Day | CAISO | 1-in-10 | 2030 | 4 | 394.9765 | 367.8138 | 51.5878 | 70.5067 | 0
| LCA | LA Basin | 6 | Monthly System Peak Day | CAISO | 1-in-10 | 2030 | 5 | 408.2102 | 395.4718 | 51.5834 | 69.6044 | 0
| LCA | LA Basin | 6 | Monthly System Peak Day | CAISO | 1-in-10 | 2030 | 6 | 522.9515 | 499.0119 | 51.5795 | 68.9945 | 0
| LCA | LA Basin | 6 | Monthly System Peak Day | CAISO | 1-in-10 | 2030 | 7 | 569.5032 | 517.011 | 51.4896 | 68.5504 | 0
| LCA | LA Basin | 6 | Monthly System Peak Day | CAISO | 1-in-10 | 2030 | 8 | 617.7659 | 566.1129 | 51.5631 | 69.4144 | 0
| LCA | LA Basin | 6 | Monthly System Peak Day | CAISO | 1-in-10 | 2030 | 9 | 548.8058 | 523.5412 | 51.5272 | 73.255 | 0
| LCA | LA Basin | 6 | Monthly System Peak Day | CAISO | 1-in-10 | 2030 | 10 | 528.5259 | 490.7976 | 51.4607 | 79.3458 | 0
| LCA | LA Basin | 6 | Monthly System Peak Day | CAISO | 1-in-10 | 2030 | 11 | 510.9886 | 468.9194 | 51.4527 | 84.4605 | 0
| LCA | LA Basin | 6 | Monthly System Peak Day | CAISO | 1-in-10 | 2030 | 12 | 481.4059 | 447.1593 | 51.4782 | 88.5582 | 0
| LCA | LA Basin | 6 | Monthly System Peak Day | CAISO | 1-in-10 | 2030 | 13 | 403.7447 | 386.1056 | 51.4605 | 89.7379 | 0
| LCA | LA Basin | 6 | Monthly System Peak Day | CAISO | 1-in-10 | 2030 | 14 | 370.3381 | 353.1584 | 51.4779 | 91.0531 | 0
| LCA | LA Basin | 6 | Monthly System Peak Day | CAISO | 1-in-10 | 2030 | 15 | 306.7508 | 294.0885 | 51.4545 | 92.8464 | 0
| LCA | LA Basin | 6 | Monthly System Peak Day | CAISO | 1-in-10 | 2030 | 16 | 254.5776 | 225.4276 | 51.3801 | 94.3608 | 0
| LCA | LA Basin | 6 | Monthly System Peak Day | CAISO | 1-in-10 | 2030 | 17 | 213.9785 | 226.461 | 51.2773 | 94.5572 | 0
| LCA | LA Basin | 6 | Monthly System Peak Day | CAISO | 1-in-10 | 2030 | 18 | 202.6176 | 226.8365 | 51.4332 | 94.3669 | 0
| LCA | LA Basin | 6 | Monthly System Peak Day | CAISO | 1-in-10 | 2030 | 19 | 180.1579 | 173.9366 | 51.5016 | 92.9205 | 0
| LCA | LA Basin | 6 | Monthly System Peak Day | CAISO | 1-in-10 | 2030 | 20 | 170.5916 | 182.3944 | 50.3727 | 88.4795 | 0
| LCA | LA Basin | 6 | Monthly System Peak Day | CAISO | 1-in-10 | 2030 | 21 | 184.0051 | 169.6751 | 52.4988 | 83.6541 | 0
| LCA | LA Basin | 6 | Monthly System Peak Day | CAISO | 1-in-10 | 2030 | 22 | 366.5604 | 351.5708 | 51.8727 | 79.5508 | 0
| LCA | LA Basin | 6 | Monthly System Peak Day | CAISO | 1-in-10 | 2030 | 23 | 395.5172 | 363.0019 | 51.6992 | 76.0228 | 0
| LCA | LA Basin | 6 | Monthly System Peak Day | CAISO | 1-in-10 | 2030 | 24 | 422.5736 | 405.2516 | 51.605 | 73.8661 | 0
| LCA | LA Basin | 7 | Average Weekday | CAISO | 1-in-10 | 2030 | 1 | 344.6822 | 375.7139 | 45.4948 | 71.5048 | 0
| LCA | LA Basin | 7 | Average Weekday | CAISO | 1-in-10 | 2030 | 2 | 330.5121 | 350.0926 | 45.483 | 70.8693 | 0
| LCA | LA Basin | 7 | Average Weekday | CAISO | 1-in-10 | 2030 | 3 | 406.3486 | 432.6287 | 45.4807 | 70.2777 | 0
| LCA | LA Basin | 7 | Average Weekday | CAISO | 1-in-10 | 2030 | 4 | 403.1497 | 426.9805 | 45.4776 | 69.8474 | 0
| LCA | LA Basin | 7 | Average Weekday | CAISO | 1-in-10 | 2030 | 5 | 421.0234 | 462.5845 | 45.4773 | 69.4915 | 0
| LCA | LA Basin | 7 | Average Weekday | CAISO | 1-in-10 | 2030 | 6 | 512.2776 | 564.9561 | 45.4746 | 69.2195 | 0
| LCA | LA Basin | 7 | Average Weekday | CAISO | 1-in-10 | 2030 | 7 | 548.25 | 576.9083 | 45.4848 | 69.0681 | 0
| LCA | LA Basin | 7 | Average Weekday | CAISO | 1-in-10 | 2030 | 8 | 593.5056 | 629.8284 | 45.5276 | 69.5449 | 0
| LCA | LA Basin | 7 | Average Weekday | CAISO | 1-in-10 | 2030 | 9 | 513.1618 | 535.8768 | 45.5706 | 71.5716 | 0
| LCA | LA Basin | 7 | Average Weekday | CAISO | 1-in-10 | 2030 | 10 | 495.8005 | 511.4784 | 45.554 | 74.3441 | 0
| LCA | LA Basin | 7 | Average Weekday | CAISO | 1-in-10 | 2030 | 11 | 484.2198 | 499.3185 | 45.6053 | 77.5632 | 0
| LCA | LA Basin | 7 | Average Weekday | CAISO | 1-in-10 | 2030 | 12 | 458.7463 | 476.0898 | 45.6568 | 80.6092 | 0
| LCA | LA Basin | 7 | Average Weekday | CAISO | 1-in-10 | 2030 | 13 | 379.1174 | 400.1557 | 45.6807 | 82.9258 | 0
| LCA | LA Basin | 7 | Average Weekday | CAISO | 1-in-10 | 2030 | 14 | 351.062 | 370.0503 | 45.6356 | 84.6 | 0
| LCA | LA Basin | 7 | Average Weekday | CAISO | 1-in-10 | 2030 | 15 | 295.9957 | 314.5923 | 45.5533 | 85.666 | 0
| LCA | LA Basin | 7 | Average Weekday | CAISO | 1-in-10 | 2030 | 16 | 238.3781 | 239.2974 | 45.4899 | 86.2406 | 0
| LCA | LA Basin | 7 | Average Weekday | CAISO | 1-in-10 | 2030 | 17 | 201.0491 | 206.4596 | 45.7654 | 86.1533 | 0
| LCA | LA Basin | 7 | Average Weekday | CAISO | 1-in-10 | 2030 | 18 | 199.4912 | 210.9726 | 45.8121 | 85.2921 | 0
| LCA | LA Basin | 7 | Average Weekday | CAISO | 1-in-10 | 2030 | 19 | 177.7959 | 199.6612 | 46.7535 | 83.8367 | 0
| LCA | LA Basin | 7 | Average Weekday | CAISO | 1-in-10 | 2030 | 20 | 176.8452 | 195.9561 | 45.453 | 81.5489 | 0
| LCA | LA Basin | 7 | Average Weekday | CAISO | 1-in-10 | 2030 | 21 | 193.135 | 204.9951 | 45.9674 | 78.4619 | 0
| LCA | LA Basin | 7 | Average Weekday | CAISO | 1-in-10 | 2030 | 22 | 376.0214 | 420.2218 | 45.4926 | 75.4852 | 0
| LCA | LA Basin | 7 | Average Weekday | CAISO | 1-in-10 | 2030 | 23 | 395.6947 | 432.2443 | 45.4935 | 73.7952 | 0
| LCA | LA Basin | 7 | Average Weekday | CAISO | 1-in-10 | 2030 | 24 | 419.368 | 464.3131 | 45.5081 | 72.726 | 0
| LCA | LA Basin | 7 | Monthly System Peak Day | CAISO | 1-in-10 | 2030 | 1 | 344.6822 | 339.2774 | 45.4982 | 75.4027 | 0
| LCA | LA Basin | 7 | Monthly System Peak Day | CAISO | 1-in-10 | 2030 | 2 | 330.5121 | 310.7689 | 45.4732 | 74.839 | 0
| LCA | LA Basin | 7 | Monthly System Peak Day | CAISO | 1-in-10 | 2030 | 3 | 406.3486 | 366.8446 | 45.4704 | 74.0038 | 0
| LCA | LA Basin | 7 | Monthly System Peak Day | CAISO | 1-in-10 | 2030 | 4 | 403.1497 | 377.9413 | 45.4662 | 73.413 | 0
| LCA | LA Basin | 7 | Monthly System Peak Day | CAISO | 1-in-10 | 2030 | 5 | 421.0234 | 410.0623 | 45.4784 | 72.7944 | 0
| LCA | LA Basin | 7 | Monthly System Peak Day | CAISO | 1-in-10 | 2030 | 6 | 512.2776 | 494.4992 | 45.5002 | 72.4389 | 0
| LCA | LA Basin | 7 | Monthly System Peak Day | CAISO | 1-in-10 | 2030 | 7 | 548.25 | 498.8796 | 45.5656 | 72.0081 | 0
| LCA | LA Basin | 7 | Monthly System Peak Day | CAISO | 1-in-10 | 2030 | 8 | 593.5056 | 548.0394 | 45.5352 | 72.2874 | 0
| LCA | LA Basin | 7 | Monthly System Peak Day | CAISO | 1-in-10 | 2030 | 9 | 513.1618 | 488.6875 | 45.5439 | 74.5615 | 0
| LCA | LA Basin | 7 | Monthly System Peak Day | CAISO | 1-in-10 | 2030 | 10 | 495.8005 | 457.2273 | 45.5181 | 77.6898 | 0
| LCA | LA Basin | 7 | Monthly System Peak Day | CAISO | 1-in-10 | 2030 | 11 | 484.2198 | 443.6037 | 45.5411 | 81.323 | 0
| LCA | LA Basin | 7 | Monthly System Peak Day | CAISO | 1-in-10 | 2030 | 12 | 458.7463 | 426.3116 | 45.5656 | 84.6976 | 0
| LCA | LA Basin | 7 | Monthly System Peak Day | CAISO | 1-in-10 | 2030 | 13 | 379.1174 | 362.8622 | 45.5855 | 87.1992 | 0
| LCA | LA Basin | 7 | Monthly System Peak Day | CAISO | 1-in-10 | 2030 | 14 | 351.062 | 334.9459 | 45.5699 | 88.9847 | 0
| LCA | LA Basin | 7 | Monthly System Peak Day | CAISO | 1-in-10 | 2030 | 15 | 295.9957 | 284.3898 | 45.5733 | 89.9225 | 0
| LCA | LA Basin | 7 | Monthly System Peak Day | CAISO | 1-in-10 | 2030 | 16 | 238.3781 | 209.8837 | 45.5577 | 90.3438 | 0
| LCA | LA Basin | 7 | Monthly System Peak Day | CAISO | 1-in-10 | 2030 | 17 | 201.0491 | 214.1792 | 45.2259 | 89.3737 | 0
| LCA | LA Basin | 7 | Monthly System Peak Day | CAISO | 1-in-10 | 2030 | 18 | 199.4912 | 221.8232 | 45.338 | 88.8563 | 0
| LCA | LA Basin | 7 | Monthly System Peak Day | CAISO | 1-in-10 | 2030 | 19 | 177.7959 | 172.6485 | 45.0303 | 87.38 | 0
| LCA | LA Basin | 7 | Monthly System Peak Day | CAISO | 1-in-10 | 2030 | 20 | 176.8452 | 212.3899 | 44.8068 | 84.9145 | 0
| LCA | LA Basin | 7 | Monthly System Peak Day | CAISO | 1-in-10 | 2030 | 21 | 193.135 | 182.6436 | 46.0106 | 81.7018 | 0
| LCA | LA Basin | 7 | Monthly System Peak Day | CAISO | 1-in-10 | 2030 | 22 | 376.0214 | 368.0612 | 45.6347 | 78.1535 | 0
| LCA | LA Basin | 7 | Monthly System Peak Day | CAISO | 1-in-10 | 2030 | 23 | 395.6947 | 362.5194 | 45.5316 | 76.6233 | 0
| LCA | LA Basin | 7 | Monthly System Peak Day | CAISO | 1-in-10 | 2030 | 24 | 419.368 | 401.1747 | 45.5181 | 75.353 | 0
| LCA | LA Basin | 8 | Average Weekday | CAISO | 1-in-10 | 2030 | 1 | 370.9225 | 406.349 | 42.578 | 71.1821 | 0
| LCA | LA Basin | 8 | Average Weekday | CAISO | 1-in-10 | 2030 | 2 | 341.9537 | 365.4656 | 42.5677 | 70.5502 | 0
| LCA | LA Basin | 8 | Average Weekday | CAISO | 1-in-10 | 2030 | 3 | 414.6765 | 440.5053 | 42.5654 | 69.986 | 0
| LCA | LA Basin | 8 | Average Weekday | CAISO | 1-in-10 | 2030 | 4 | 421.1102 | 445.1171 | 42.5614 | 69.56 | 0
| LCA | LA Basin | 8 | Average Weekday | CAISO | 1-in-10 | 2030 | 5 | 430.5906 | 472.755 | 42.5602 | 69.1631 | 0
| LCA | LA Basin | 8 | Average Weekday | CAISO | 1-in-10 | 2030 | 6 | 529.4825 | 586.1163 | 42.5551 | 68.8966 | 0
| LCA | LA Basin | 8 | Average Weekday | CAISO | 1-in-10 | 2030 | 7 | 574.3448 | 608.7173 | 42.57 | 68.6448 | 0
| LCA | LA Basin | 8 | Average Weekday | CAISO | 1-in-10 | 2030 | 8 | 610.3751 | 650.2404 | 42.609 | 68.6851 | 0
| LCA | LA Basin | 8 | Average Weekday | CAISO | 1-in-10 | 2030 | 9 | 525.7517 | 549.3624 | 42.6521 | 70.1666 | 0
| LCA | LA Basin | 8 | Average Weekday | CAISO | 1-in-10 | 2030 | 10 | 511.2057 | 527.9991 | 42.6457 | 72.5728 | 0
| LCA | LA Basin | 8 | Average Weekday | CAISO | 1-in-10 | 2030 | 11 | 491.9163 | 508.1706 | 42.6901 | 75.4907 | 0
| LCA | LA Basin | 8 | Average Weekday | CAISO | 1-in-10 | 2030 | 12 | 462.3048 | 480.9497 | 42.7301 | 78.4324 | 0
| LCA | LA Basin | 8 | Average Weekday | CAISO | 1-in-10 | 2030 | 13 | 392.2037 | 415.8507 | 42.7511 | 80.9215 | 0
| LCA | LA Basin | 8 | Average Weekday | CAISO | 1-in-10 | 2030 | 14 | 361.3949 | 382.0613 | 42.7108 | 82.9616 | 0
| LCA | LA Basin | 8 | Average Weekday | CAISO | 1-in-10 | 2030 | 15 | 305.504 | 325.2085 | 42.6394 | 84.3818 | 0
| LCA | LA Basin | 8 | Average Weekday | CAISO | 1-in-10 | 2030 | 16 | 246.6217 | 251.431 | 42.5862 | 84.9627 | 0
| LCA | LA Basin | 8 | Average Weekday | CAISO | 1-in-10 | 2030 | 17 | 212.575 | 216.0465 | 42.8646 | 84.9634 | 0
| LCA | LA Basin | 8 | Average Weekday | CAISO | 1-in-10 | 2030 | 18 | 198.0326 | 210.9349 | 42.9409 | 84.0924 | 0
| LCA | LA Basin | 8 | Average Weekday | CAISO | 1-in-10 | 2030 | 19 | 177.3082 | 202.5851 | 44.125 | 82.5626 | 0
| LCA | LA Basin | 8 | Average Weekday | CAISO | 1-in-10 | 2030 | 20 | 178.3863 | 202.7324 | 42.7891 | 80.205 | 0
| LCA | LA Basin | 8 | Average Weekday | CAISO | 1-in-10 | 2030 | 21 | 204.6158 | 220.5326 | 43.1847 | 76.9323 | 0
| LCA | LA Basin | 8 | Average Weekday | CAISO | 1-in-10 | 2030 | 22 | 393.7973 | 434.2963 | 42.5545 | 74.5866 | 0
| LCA | LA Basin | 8 | Average Weekday | CAISO | 1-in-10 | 2030 | 23 | 417.7901 | 460.5498 | 42.5594 | 73.2481 | 0
| LCA | LA Basin | 8 | Average Weekday | CAISO | 1-in-10 | 2030 | 24 | 445.4512 | 494.6906 | 42.5851 | 72.2639 | 0
| LCA | LA Basin | 8 | Monthly System Peak Day | CAISO | 1-in-10 | 2030 | 1 | 370.9225 | 365.066 | 36.2247 | 74.3439 | 0
| LCA | LA Basin | 8 | Monthly System Peak Day | CAISO | 1-in-10 | 2030 | 2 | 341.9537 | 324.2527 | 36.2004 | 73.5502 | 0
| LCA | LA Basin | 8 | Monthly System Peak Day | CAISO | 1-in-10 | 2030 | 3 | 414.6765 | 381.5193 | 36.1981 | 72.9993 | 0
| LCA | LA Basin | 8 | Monthly System Peak Day | CAISO | 1-in-10 | 2030 | 4 | 421.1102 | 397.0096 | 36.1946 | 72.4909 | 0
| LCA | LA Basin | 8 | Monthly System Peak Day | CAISO | 1-in-10 | 2030 | 5 | 430.5906 | 422.2321 | 36.2066 | 71.8364 | 0
| LCA | LA Basin | 8 | Monthly System Peak Day | CAISO | 1-in-10 | 2030 | 6 | 529.4825 | 508.9879 | 36.2293 | 71.3569 | 0
| LCA | LA Basin | 8 | Monthly System Peak Day | CAISO | 1-in-10 | 2030 | 7 | 574.3448 | 525.0203 | 36.2885 | 70.9561 | 0
| LCA | LA Basin | 8 | Monthly System Peak Day | CAISO | 1-in-10 | 2030 | 8 | 610.3751 | 562.6661 | 36.2596 | 70.8809 | 0
| LCA | LA Basin | 8 | Monthly System Peak Day | CAISO | 1-in-10 | 2030 | 9 | 525.7517 | 502.8834 | 36.266 | 72.9533 | 0
| LCA | LA Basin | 8 | Monthly System Peak Day | CAISO | 1-in-10 | 2030 | 10 | 511.2057 | 474.5882 | 36.2342 | 76.7184 | 0
| LCA | LA Basin | 8 | Monthly System Peak Day | CAISO | 1-in-10 | 2030 | 11 | 491.9163 | 451.3113 | 36.2586 | 81.5518 | 0
| LCA | LA Basin | 8 | Monthly System Peak Day | CAISO | 1-in-10 | 2030 | 12 | 462.3048 | 428.3033 | 36.2894 | 86.5047 | 0
| LCA | LA Basin | 8 | Monthly System Peak Day | CAISO | 1-in-10 | 2030 | 13 | 392.2037 | 377.1231 | 36.3107 | 89.8688 | 0
| LCA | LA Basin | 8 | Monthly System Peak Day | CAISO | 1-in-10 | 2030 | 14 | 361.3949 | 347.3107 | 36.2962 | 92.6145 | 0
| LCA | LA Basin | 8 | Monthly System Peak Day | CAISO | 1-in-10 | 2030 | 15 | 305.504 | 295.7553 | 36.2976 | 93.5513 | 0
| LCA | LA Basin | 8 | Monthly System Peak Day | CAISO | 1-in-10 | 2030 | 16 | 246.6217 | 222.9706 | 36.2724 | 93.2975 | 0
| LCA | LA Basin | 8 | Monthly System Peak Day | CAISO | 1-in-10 | 2030 | 17 | 212.575 | 223.4469 | 35.945 | 92.8797 | 0
| LCA | LA Basin | 8 | Monthly System Peak Day | CAISO | 1-in-10 | 2030 | 18 | 198.0326 | 222.2497 | 36.0466 | 92.011 | 0
| LCA | LA Basin | 8 | Monthly System Peak Day | CAISO | 1-in-10 | 2030 | 19 | 177.3082 | 175.1226 | 35.8075 | 90.3425 | 0
| LCA | LA Basin | 8 | Monthly System Peak Day | CAISO | 1-in-10 | 2030 | 20 | 178.3863 | 174.7137 | 35.6767 | 87.901 | 0
| LCA | LA Basin | 8 | Monthly System Peak Day | CAISO | 1-in-10 | 2030 | 21 | 204.6158 | 186.4725 | 36.8909 | 83.6645 | 0
| LCA | LA Basin | 8 | Monthly System Peak Day | CAISO | 1-in-10 | 2030 | 22 | 393.7973 | 372.5887 | 36.4021 | 80.755 | 0
| LCA | LA Basin | 8 | Monthly System Peak Day | CAISO | 1-in-10 | 2030 | 23 | 417.7901 | 392.3946 | 36.2743 | 79.4943 | 0
| LCA | LA Basin | 8 | Monthly System Peak Day | CAISO | 1-in-10 | 2030 | 24 | 445.4512 | 431.6603 | 36.2483 | 78.3382 | 0
| LCA | LA Basin | 8 | Typical Event Day | CAISO | 1-in-10 | 2030 | 1 | 370.9225 | 365.066 | 36.2247 | 75.5392 | 0
| LCA | LA Basin | 8 | Typical Event Day | CAISO | 1-in-10 | 2030 | 2 | 341.9537 | 324.2527 | 36.2004 | 74.5538 | 0
| LCA | LA Basin | 8 | Typical Event Day | CAISO | 1-in-10 | 2030 | 3 | 414.6765 | 381.5193 | 36.1981 | 73.6966 | 0
| LCA | LA Basin | 8 | Typical Event Day | CAISO | 1-in-10 | 2030 | 4 | 421.1102 | 397.0096 | 36.1946 | 73.1318 | 0
| LCA | LA Basin | 8 | Typical Event Day | CAISO | 1-in-10 | 2030 | 5 | 430.5906 | 422.2321 | 36.2066 | 72.4612 | 0
| LCA | LA Basin | 8 | Typical Event Day | CAISO | 1-in-10 | 2030 | 6 | 529.4825 | 508.9879 | 36.2293 | 72.0565 | 0
| LCA | LA Basin | 8 | Typical Event Day | CAISO | 1-in-10 | 2030 | 7 | 574.3448 | 525.0203 | 36.2885 | 71.6826 | 0
| LCA | LA Basin | 8 | Typical Event Day | CAISO | 1-in-10 | 2030 | 8 | 610.3751 | 562.6661 | 36.2596 | 72.0737 | 0
| LCA | LA Basin | 8 | Typical Event Day | CAISO | 1-in-10 | 2030 | 9 | 525.7517 | 502.8834 | 36.266 | 74.5143 | 0
| LCA | LA Basin | 8 | Typical Event Day | CAISO | 1-in-10 | 2030 | 10 | 511.2057 | 474.5882 | 36.2342 | 78.5645 | 0
| LCA | LA Basin | 8 | Typical Event Day | CAISO | 1-in-10 | 2030 | 11 | 491.9163 | 451.3113 | 36.2586 | 83.1928 | 0
| LCA | LA Basin | 8 | Typical Event Day | CAISO | 1-in-10 | 2030 | 12 | 462.3048 | 428.3033 | 36.2894 | 87.381 | 0
| LCA | LA Basin | 8 | Typical Event Day | CAISO | 1-in-10 | 2030 | 13 | 392.2037 | 377.1231 | 36.3107 | 89.9484 | 0
| LCA | LA Basin | 8 | Typical Event Day | CAISO | 1-in-10 | 2030 | 14 | 361.3949 | 347.3107 | 36.2962 | 91.8571 | 0
| LCA | LA Basin | 8 | Typical Event Day | CAISO | 1-in-10 | 2030 | 15 | 305.504 | 295.7553 | 36.2976 | 93.0707 | 0
| LCA | LA Basin | 8 | Typical Event Day | CAISO | 1-in-10 | 2030 | 16 | 246.6217 | 222.9706 | 36.2724 | 93.5186 | 0
| LCA | LA Basin | 8 | Typical Event Day | CAISO | 1-in-10 | 2030 | 17 | 212.575 | 223.4469 | 35.945 | 93.2339 | 0
| LCA | LA Basin | 8 | Typical Event Day | CAISO | 1-in-10 | 2030 | 18 | 198.0326 | 222.2497 | 36.0466 | 92.5256 | 0
| LCA | LA Basin | 8 | Typical Event Day | CAISO | 1-in-10 | 2030 | 19 | 177.3082 | 175.1226 | 35.8075 | 90.9975 | 0
| LCA | LA Basin | 8 | Typical Event Day | CAISO | 1-in-10 | 2030 | 20 | 178.3863 | 174.7137 | 35.6767 | 88.0332 | 0
| LCA | LA Basin | 8 | Typical Event Day | CAISO | 1-in-10 | 2030 | 21 | 204.6158 | 186.4725 | 36.8909 | 84.1394 | 0
| LCA | LA Basin | 8 | Typical Event Day | CAISO | 1-in-10 | 2030 | 22 | 393.7973 | 372.5887 | 36.4021 | 81.1364 | 0
| LCA | LA Basin | 8 | Typical Event Day | CAISO | 1-in-10 | 2030 | 23 | 417.7901 | 392.3946 | 36.2743 | 79.2793 | 0
| LCA | LA Basin | 8 | Typical Event Day | CAISO | 1-in-10 | 2030 | 24 | 445.4512 | 431.6603 | 36.2483 | 77.7276 | 0
| LCA | LA Basin | 9 | Average Weekday | CAISO | 1-in-10 | 2030 | 1 | 327.7218 | 352.6568 | 45.7087 | 71.8669 | 0
| LCA | LA Basin | 9 | Average Weekday | CAISO | 1-in-10 | 2030 | 2 | 310.0453 | 322.4232 | 45.6998 | 70.9959 | 0
| LCA | LA Basin | 9 | Average Weekday | CAISO | 1-in-10 | 2030 | 3 | 399.3122 | 406.4876 | 45.6977 | 70.223 | 0
| LCA | LA Basin | 9 | Average Weekday | CAISO | 1-in-10 | 2030 | 4 | 404.021 | 413.9685 | 45.6965 | 69.5376 | 0
| LCA | LA Basin | 9 | Average Weekday | CAISO | 1-in-10 | 2030 | 5 | 399.5607 | 420.4851 | 45.6945 | 68.9831 | 0
| LCA | LA Basin | 9 | Average Weekday | CAISO | 1-in-10 | 2030 | 6 | 487.8183 | 525.1182 | 45.6902 | 68.5098 | 0
| LCA | LA Basin | 9 | Average Weekday | CAISO | 1-in-10 | 2030 | 7 | 544.1602 | 574.0941 | 45.684 | 68.1268 | 0
| LCA | LA Basin | 9 | Average Weekday | CAISO | 1-in-10 | 2030 | 8 | 567.959 | 592.2855 | 45.7268 | 67.9214 | 0
| LCA | LA Basin | 9 | Average Weekday | CAISO | 1-in-10 | 2030 | 9 | 489.1808 | 509.3813 | 45.7683 | 69.3554 | 0
| LCA | LA Basin | 9 | Average Weekday | CAISO | 1-in-10 | 2030 | 10 | 481.6979 | 494.1746 | 45.7568 | 72.3824 | 0
| LCA | LA Basin | 9 | Average Weekday | CAISO | 1-in-10 | 2030 | 11 | 470.2163 | 481.7888 | 45.8098 | 75.8098 | 0
| LCA | LA Basin | 9 | Average Weekday | CAISO | 1-in-10 | 2030 | 12 | 442.5103 | 453.9035 | 45.8643 | 79.1357 | 0
| LCA | LA Basin | 9 | Average Weekday | CAISO | 1-in-10 | 2030 | 13 | 379.2743 | 393.3672 | 45.888 | 81.714 | 0
| LCA | LA Basin | 9 | Average Weekday | CAISO | 1-in-10 | 2030 | 14 | 344.1399 | 358.6245 | 45.8456 | 83.5285 | 0
| LCA | LA Basin | 9 | Average Weekday | CAISO | 1-in-10 | 2030 | 15 | 296.223 | 310.6329 | 45.7595 | 84.7551 | 0
| LCA | LA Basin | 9 | Average Weekday | CAISO | 1-in-10 | 2030 | 16 | 257.3479 | 257.351 | 45.6941 | 85.1074 | 0
| LCA | LA Basin | 9 | Average Weekday | CAISO | 1-in-10 | 2030 | 17 | 206.3042 | 222.3099 | 45.8569 | 84.9811 | 0
| LCA | LA Basin | 9 | Average Weekday | CAISO | 1-in-10 | 2030 | 18 | 202.2521 | 222.1074 | 45.7749 | 84.0766 | 0
| LCA | LA Basin | 9 | Average Weekday | CAISO | 1-in-10 | 2030 | 19 | 204.0544 | 211.5213 | 47.2503 | 82.2484 | 0
| LCA | LA Basin | 9 | Average Weekday | CAISO | 1-in-10 | 2030 | 20 | 204.3981 | 214.5069 | 45.4986 | 79.3915 | 0
| LCA | LA Basin | 9 | Average Weekday | CAISO | 1-in-10 | 2030 | 21 | 222.9257 | 231.8211 | 45.7016 | 76.3927 | 0
| LCA | LA Basin | 9 | Average Weekday | CAISO | 1-in-10 | 2030 | 22 | 387.8259 | 416.4433 | 45.6689 | 74.643 | 0
| LCA | LA Basin | 9 | Average Weekday | CAISO | 1-in-10 | 2030 | 23 | 389.8272 | 416.6824 | 45.72 | 73.3839 | 0
| LCA | LA Basin | 9 | Average Weekday | CAISO | 1-in-10 | 2030 | 24 | 401.2005 | 439.4689 | 45.7222 | 72.357 | 0
| LCA | LA Basin | 9 | Monthly System Peak Day | CAISO | 1-in-10 | 2030 | 1 | 327.7218 | 314.0032 | 45.7944 | 78.765 | 0
| LCA | LA Basin | 9 | Monthly System Peak Day | CAISO | 1-in-10 | 2030 | 2 | 310.0453 | 284.8332 | 45.7747 | 77.6888 | 0
| LCA | LA Basin | 9 | Monthly System Peak Day | CAISO | 1-in-10 | 2030 | 3 | 399.3122 | 350.0917 | 45.7724 | 76.715 | 0
| LCA | LA Basin | 9 | Monthly System Peak Day | CAISO | 1-in-10 | 2030 | 4 | 404.021 | 363.0905 | 45.7674 | 76.1862 | 0
| LCA | LA Basin | 9 | Monthly System Peak Day | CAISO | 1-in-10 | 2030 | 5 | 399.5607 | 364.9563 | 45.7774 | 75.6787 | 0
| LCA | LA Basin | 9 | Monthly System Peak Day | CAISO | 1-in-10 | 2030 | 6 | 487.8183 | 434.7679 | 45.794 | 75.4975 | 0
| LCA | LA Basin | 9 | Monthly System Peak Day | CAISO | 1-in-10 | 2030 | 7 | 544.1602 | 476.2735 | 45.8617 | 75.2875 | 0
| LCA | LA Basin | 9 | Monthly System Peak Day | CAISO | 1-in-10 | 2030 | 8 | 567.959 | 488.9117 | 45.826 | 75.795 | 0
| LCA | LA Basin | 9 | Monthly System Peak Day | CAISO | 1-in-10 | 2030 | 9 | 489.1808 | 459.8339 | 45.831 | 77.3825 | 0
| LCA | LA Basin | 9 | Monthly System Peak Day | CAISO | 1-in-10 | 2030 | 10 | 481.6979 | 436.1813 | 45.8201 | 80.615 | 0
| LCA | LA Basin | 9 | Monthly System Peak Day | CAISO | 1-in-10 | 2030 | 11 | 470.2163 | 419.6951 | 45.8284 | 85.5512 | 0
| LCA | LA Basin | 9 | Monthly System Peak Day | CAISO | 1-in-10 | 2030 | 12 | 442.5103 | 399.7434 | 45.8326 | 89.88 | 0
| LCA | LA Basin | 9 | Monthly System Peak Day | CAISO | 1-in-10 | 2030 | 13 | 379.2743 | 348.6642 | 45.8447 | 93.1575 | 0
| LCA | LA Basin | 9 | Monthly System Peak Day | CAISO | 1-in-10 | 2030 | 14 | 344.1399 | 319.7025 | 45.8379 | 94.9538 | 0
| LCA | LA Basin | 9 | Monthly System Peak Day | CAISO | 1-in-10 | 2030 | 15 | 296.223 | 277.4517 | 45.861 | 96.1413 | 0
| LCA | LA Basin | 9 | Monthly System Peak Day | CAISO | 1-in-10 | 2030 | 16 | 257.3479 | 223.1405 | 45.8663 | 96.235 | 0
| LCA | LA Basin | 9 | Monthly System Peak Day | CAISO | 1-in-10 | 2030 | 17 | 206.3042 | 224.0638 | 45.6162 | 96.255 | 0
| LCA | LA Basin | 9 | Monthly System Peak Day | CAISO | 1-in-10 | 2030 | 18 | 202.2521 | 226.5954 | 45.6265 | 94.9912 | 0
| LCA | LA Basin | 9 | Monthly System Peak Day | CAISO | 1-in-10 | 2030 | 19 | 204.0544 | 166.8005 | 46.1918 | 93.4512 | 0
| LCA | LA Basin | 9 | Monthly System Peak Day | CAISO | 1-in-10 | 2030 | 20 | 204.3981 | 161.0507 | 44.7735 | 91.0188 | 0
| LCA | LA Basin | 9 | Monthly System Peak Day | CAISO | 1-in-10 | 2030 | 21 | 222.9257 | 189.4024 | 45.7877 | 87.7125 | 0
| LCA | LA Basin | 9 | Monthly System Peak Day | CAISO | 1-in-10 | 2030 | 22 | 387.8259 | 344.9633 | 45.9211 | 86.2213 | 0
| LCA | LA Basin | 9 | Monthly System Peak Day | CAISO | 1-in-10 | 2030 | 23 | 389.8272 | 340.6911 | 45.7968 | 85.0662 | 0
| LCA | LA Basin | 9 | Monthly System Peak Day | CAISO | 1-in-10 | 2030 | 24 | 401.2005 | 371.6818 | 45.8029 | 83.4137 | 0
| LCA | LA Basin | 10 | Average Weekday | CAISO | 1-in-10 | 2030 | 1 | 357.2323 | 371.8462 | 42.6349 | 68.555 | 0
| LCA | LA Basin | 10 | Average Weekday | CAISO | 1-in-10 | 2030 | 2 | 313.1447 | 319.2625 | 42.5253 | 67.6929 | 0
| LCA | LA Basin | 10 | Average Weekday | CAISO | 1-in-10 | 2030 | 3 | 393.5612 | 402.3813 | 42.5098 | 67.0076 | 0
| LCA | LA Basin | 10 | Average Weekday | CAISO | 1-in-10 | 2030 | 4 | 388.5446 | 399.7705 | 42.4732 | 66.3674 | 0
| LCA | LA Basin | 10 | Average Weekday | CAISO | 1-in-10 | 2030 | 5 | 442.8828 | 458.9269 | 42.4817 | 65.7726 | 0
| LCA | LA Basin | 10 | Average Weekday | CAISO | 1-in-10 | 2030 | 6 | 555.9614 | 580.066 | 42.4496 | 65.2813 | 0
| LCA | LA Basin | 10 | Average Weekday | CAISO | 1-in-10 | 2030 | 7 | 596.6114 | 617.564 | 42.4713 | 64.856 | 0
| LCA | LA Basin | 10 | Average Weekday | CAISO | 1-in-10 | 2030 | 8 | 650.7138 | 684.2918 | 42.7586 | 64.5914 | 0
| LCA | LA Basin | 10 | Average Weekday | CAISO | 1-in-10 | 2030 | 9 | 563.5734 | 605.1592 | 43.0365 | 65.0372 | 0
| LCA | LA Basin | 10 | Average Weekday | CAISO | 1-in-10 | 2030 | 10 | 543.3212 | 569.2838 | 42.7824 | 67.8623 | 0
| LCA | LA Basin | 10 | Average Weekday | CAISO | 1-in-10 | 2030 | 11 | 539.5075 | 560.1456 | 42.9196 | 71.4722 | 0
| LCA | LA Basin | 10 | Average Weekday | CAISO | 1-in-10 | 2030 | 12 | 499.5421 | 513.8314 | 43.0718 | 75.0476 | 0
| LCA | LA Basin | 10 | Average Weekday | CAISO | 1-in-10 | 2030 | 13 | 405.6044 | 416.0778 | 43.1711 | 77.9464 | 0
| LCA | LA Basin | 10 | Average Weekday | CAISO | 1-in-10 | 2030 | 14 | 353.6344 | 361.0124 | 43.0514 | 79.8654 | 0
| LCA | LA Basin | 10 | Average Weekday | CAISO | 1-in-10 | 2030 | 15 | 299.2733 | 306.2 | 42.8237 | 81.0123 | 0
| LCA | LA Basin | 10 | Average Weekday | CAISO | 1-in-10 | 2030 | 16 | 240.7632 | 243.2689 | 42.526 | 81.494 | 0
| LCA | LA Basin | 10 | Average Weekday | CAISO | 1-in-10 | 2030 | 17 | 202.8942 | 214.6502 | 42.2459 | 81.3193 | 0
| LCA | LA Basin | 10 | Average Weekday | CAISO | 1-in-10 | 2030 | 18 | 208.2494 | 216.6832 | 42.2772 | 80.4769 | 0
| LCA | LA Basin | 10 | Average Weekday | CAISO | 1-in-10 | 2030 | 19 | 187.0959 | 191.7992 | 42.84 | 78.5379 | 0
| LCA | LA Basin | 10 | Average Weekday | CAISO | 1-in-10 | 2030 | 20 | 195.781 | 200.8131 | 42.1949 | 75.4623 | 0
| LCA | LA Basin | 10 | Average Weekday | CAISO | 1-in-10 | 2030 | 21 | 206.6718 | 211.0744 | 42.2899 | 73.2762 | 0
| LCA | LA Basin | 10 | Average Weekday | CAISO | 1-in-10 | 2030 | 22 | 413.4836 | 441.02 | 42.5347 | 71.8236 | 0
| LCA | LA Basin | 10 | Average Weekday | CAISO | 1-in-10 | 2030 | 23 | 394.6826 | 422.9308 | 42.632 | 70.6065 | 0
| LCA | LA Basin | 10 | Average Weekday | CAISO | 1-in-10 | 2030 | 24 | 412.7546 | 448.3161 | 42.7461 | 69.5898 | 0
| LCA | LA Basin | 10 | Monthly System Peak Day | CAISO | 1-in-10 | 2030 | 1 | 357.2323 | 388.7196 | 42.1798 | 77.8105 | 0
| LCA | LA Basin | 10 | Monthly System Peak Day | CAISO | 1-in-10 | 2030 | 2 | 313.1447 | 328.6901 | 42.234 | 76.7246 | 0
| LCA | LA Basin | 10 | Monthly System Peak Day | CAISO | 1-in-10 | 2030 | 3 | 393.5612 | 412.9187 | 42.2421 | 75.7132 | 0
| LCA | LA Basin | 10 | Monthly System Peak Day | CAISO | 1-in-10 | 2030 | 4 | 388.5446 | 406.9123 | 42.2689 | 74.7559 | 0
| LCA | LA Basin | 10 | Monthly System Peak Day | CAISO | 1-in-10 | 2030 | 5 | 442.8828 | 470.1904 | 42.2672 | 74.3109 | 0
| LCA | LA Basin | 10 | Monthly System Peak Day | CAISO | 1-in-10 | 2030 | 6 | 555.9614 | 583.1931 | 42.3043 | 73.9266 | 0
| LCA | LA Basin | 10 | Monthly System Peak Day | CAISO | 1-in-10 | 2030 | 7 | 596.6114 | 615.8657 | 42.3182 | 73.3537 | 0
| LCA | LA Basin | 10 | Monthly System Peak Day | CAISO | 1-in-10 | 2030 | 8 | 650.7138 | 698.8644 | 42.1552 | 73.1109 | 0
| LCA | LA Basin | 10 | Monthly System Peak Day | CAISO | 1-in-10 | 2030 | 9 | 563.5734 | 614.8968 | 42.0849 | 73.8571 | 0
| LCA | LA Basin | 10 | Monthly System Peak Day | CAISO | 1-in-10 | 2030 | 10 | 543.3212 | 576.8594 | 42.1545 | 77.6895 | 0
| LCA | LA Basin | 10 | Monthly System Peak Day | CAISO | 1-in-10 | 2030 | 11 | 539.5075 | 571.2936 | 42.1828 | 81.277 | 0
| LCA | LA Basin | 10 | Monthly System Peak Day | CAISO | 1-in-10 | 2030 | 12 | 499.5421 | 527.7788 | 42.2519 | 84.4803 | 0
| LCA | LA Basin | 10 | Monthly System Peak Day | CAISO | 1-in-10 | 2030 | 13 | 405.6044 | 423.1838 | 42.3189 | 86.9539 | 0
| LCA | LA Basin | 10 | Monthly System Peak Day | CAISO | 1-in-10 | 2030 | 14 | 353.6344 | 363.8079 | 42.2522 | 88.2526 | 0
| LCA | LA Basin | 10 | Monthly System Peak Day | CAISO | 1-in-10 | 2030 | 15 | 299.2733 | 307.237 | 42.179 | 88.8658 | 0
| LCA | LA Basin | 10 | Monthly System Peak Day | CAISO | 1-in-10 | 2030 | 16 | 240.7632 | 240.8819 | 42.2482 | 89.5421 | 0
| LCA | LA Basin | 10 | Monthly System Peak Day | CAISO | 1-in-10 | 2030 | 17 | 202.8942 | 215.078 | 42.2115 | 88.9579 | 0
| LCA | LA Basin | 10 | Monthly System Peak Day | CAISO | 1-in-10 | 2030 | 18 | 208.2494 | 217.2426 | 42.1975 | 87.8237 | 0
| LCA | LA Basin | 10 | Monthly System Peak Day | CAISO | 1-in-10 | 2030 | 19 | 187.0959 | 191.7767 | 42.9969 | 84.604 | 0
| LCA | LA Basin | 10 | Monthly System Peak Day | CAISO | 1-in-10 | 2030 | 20 | 195.781 | 199.7127 | 42.1946 | 81.1316 | 0
| LCA | LA Basin | 10 | Monthly System Peak Day | CAISO | 1-in-10 | 2030 | 21 | 206.6718 | 211.3979 | 42.3484 | 77.9908 | 0
| LCA | LA Basin | 10 | Monthly System Peak Day | CAISO | 1-in-10 | 2030 | 22 | 413.4836 | 441.8105 | 42.2923 | 76.2697 | 0
| LCA | LA Basin | 10 | Monthly System Peak Day | CAISO | 1-in-10 | 2030 | 23 | 394.6826 | 428.7769 | 42.2161 | 75.2239 | 0
| LCA | LA Basin | 10 | Monthly System Peak Day | CAISO | 1-in-10 | 2030 | 24 | 412.7546 | 473.0458 | 42.1408 | 74.3334 | 0
| LCA | LA Basin | 11 | Average Weekday | CAISO | 1-in-10 | 2030 | 1 | 329.6453 | 338.0493 | 42.5172 | 57.9601 | 0
| LCA | LA Basin | 11 | Average Weekday | CAISO | 1-in-10 | 2030 | 2 | 294.8465 | 300.8007 | 42.4982 | 56.9747 | 0
| LCA | LA Basin | 11 | Average Weekday | CAISO | 1-in-10 | 2030 | 3 | 375.6315 | 386.7359 | 42.4716 | 56.0638 | 0
| LCA | LA Basin | 11 | Average Weekday | CAISO | 1-in-10 | 2030 | 4 | 372.1326 | 387.0655 | 42.4755 | 55.144 | 0
| LCA | LA Basin | 11 | Average Weekday | CAISO | 1-in-10 | 2030 | 5 | 412.7029 | 444.69 | 42.4543 | 54.3786 | 0
| LCA | LA Basin | 11 | Average Weekday | CAISO | 1-in-10 | 2030 | 6 | 534.9813 | 580.4439 | 42.4684 | 53.8108 | 0
| LCA | LA Basin | 11 | Average Weekday | CAISO | 1-in-10 | 2030 | 7 | 579.8597 | 601.5681 | 42.6711 | 53.3821 | 0
| LCA | LA Basin | 11 | Average Weekday | CAISO | 1-in-10 | 2030 | 8 | 622.3447 | 641.227 | 42.8577 | 53.205 | 0
| LCA | LA Basin | 11 | Average Weekday | CAISO | 1-in-10 | 2030 | 9 | 539.7134 | 570.8585 | 42.7002 | 54.7891 | 0
| LCA | LA Basin | 11 | Average Weekday | CAISO | 1-in-10 | 2030 | 10 | 519.9443 | 539.174 | 42.7663 | 58.7128 | 0
| LCA | LA Basin | 11 | Average Weekday | CAISO | 1-in-10 | 2030 | 11 | 506.807 | 520.9148 | 42.8705 | 63.2581 | 0
| LCA | LA Basin | 11 | Average Weekday | CAISO | 1-in-10 | 2030 | 12 | 474.9616 | 484.1218 | 42.9445 | 66.9529 | 0
| LCA | LA Basin | 11 | Average Weekday | CAISO | 1-in-10 | 2030 | 13 | 392.4014 | 403.9803 | 42.8897 | 69.623 | 0
| LCA | LA Basin | 11 | Average Weekday | CAISO | 1-in-10 | 2030 | 14 | 351.8384 | 360.927 | 42.7526 | 71.1869 | 0
| LCA | LA Basin | 11 | Average Weekday | CAISO | 1-in-10 | 2030 | 15 | 287.6453 | 296.2736 | 42.5412 | 71.987 | 0
| LCA | LA Basin | 11 | Average Weekday | CAISO | 1-in-10 | 2030 | 16 | 236.3919 | 238.4889 | 42.5337 | 72.1217 | 0
| LCA | LA Basin | 11 | Average Weekday | CAISO | 1-in-10 | 2030 | 17 | 191.2455 | 201.2003 | 42.2704 | 71.3364 | 0
| LCA | LA Basin | 11 | Average Weekday | CAISO | 1-in-10 | 2030 | 18 | 189.3255 | 197.8671 | 42.3411 | 69.3138 | 0
| LCA | LA Basin | 11 | Average Weekday | CAISO | 1-in-10 | 2030 | 19 | 173.8865 | 179.7762 | 42.1954 | 66.7823 | 0
| LCA | LA Basin | 11 | Average Weekday | CAISO | 1-in-10 | 2030 | 20 | 180.5482 | 263.7669 | 51.0211 | 64.7013 | 0
| LCA | LA Basin | 11 | Average Weekday | CAISO | 1-in-10 | 2030 | 21 | 183.8811 | 189.0748 | 42.3313 | 63.0818 | 0
| LCA | LA Basin | 11 | Average Weekday | CAISO | 1-in-10 | 2030 | 22 | 382.9562 | 407.3897 | 42.5919 | 61.5232 | 0
| LCA | LA Basin | 11 | Average Weekday | CAISO | 1-in-10 | 2030 | 23 | 364.5111 | 384.701 | 42.6661 | 60.18 | 0
| LCA | LA Basin | 11 | Average Weekday | CAISO | 1-in-10 | 2030 | 24 | 381.2501 | 398.8667 | 42.5978 | 59.0036 | 0
| LCA | LA Basin | 11 | Monthly System Peak Day | CAISO | 1-in-10 | 2030 | 1 | 329.6453 | 348.6106 | 42.2533 | 71.5513 | 0
| LCA | LA Basin | 11 | Monthly System Peak Day | CAISO | 1-in-10 | 2030 | 2 | 294.8465 | 310.1278 | 42.2488 | 70.1891 | 0
| LCA | LA Basin | 11 | Monthly System Peak Day | CAISO | 1-in-10 | 2030 | 3 | 375.6315 | 394.9 | 42.2799 | 69.5076 | 0
| LCA | LA Basin | 11 | Monthly System Peak Day | CAISO | 1-in-10 | 2030 | 4 | 372.1326 | 396.0902 | 42.2714 | 68.1163 | 0
| LCA | LA Basin | 11 | Monthly System Peak Day | CAISO | 1-in-10 | 2030 | 5 | 412.7029 | 452.9661 | 42.3132 | 67.2789 | 0
| LCA | LA Basin | 11 | Monthly System Peak Day | CAISO | 1-in-10 | 2030 | 6 | 534.9813 | 585.1861 | 42.314 | 66.485 | 0
| LCA | LA Basin | 11 | Monthly System Peak Day | CAISO | 1-in-10 | 2030 | 7 | 579.8597 | 603.9189 | 42.1122 | 66.3057 | 0
| LCA | LA Basin | 11 | Monthly System Peak Day | CAISO | 1-in-10 | 2030 | 8 | 622.3447 | 671.5713 | 42.0426 | 66.9505 | 0
| LCA | LA Basin | 11 | Monthly System Peak Day | CAISO | 1-in-10 | 2030 | 9 | 539.7134 | 579.2903 | 42.2033 | 68.6008 | 0
| LCA | LA Basin | 11 | Monthly System Peak Day | CAISO | 1-in-10 | 2030 | 10 | 519.9443 | 549.6917 | 42.1455 | 72.9428 | 0
| LCA | LA Basin | 11 | Monthly System Peak Day | CAISO | 1-in-10 | 2030 | 11 | 506.807 | 536.2408 | 42.2429 | 80.1355 | 0
| LCA | LA Basin | 11 | Monthly System Peak Day | CAISO | 1-in-10 | 2030 | 12 | 474.9616 | 500.508 | 42.3921 | 85.9434 | 0
| LCA | LA Basin | 11 | Monthly System Peak Day | CAISO | 1-in-10 | 2030 | 13 | 392.4014 | 409.8419 | 42.3994 | 89.3829 | 0
| LCA | LA Basin | 11 | Monthly System Peak Day | CAISO | 1-in-10 | 2030 | 14 | 351.8384 | 361.9418 | 42.2859 | 90.9987 | 0
| LCA | LA Basin | 11 | Monthly System Peak Day | CAISO | 1-in-10 | 2030 | 15 | 287.6453 | 295.9003 | 42.2988 | 91.5474 | 0
| LCA | LA Basin | 11 | Monthly System Peak Day | CAISO | 1-in-10 | 2030 | 16 | 236.3919 | 236.1236 | 42.2328 | 91.5197 | 0
| LCA | LA Basin | 11 | Monthly System Peak Day | CAISO | 1-in-10 | 2030 | 17 | 191.2455 | 202.3348 | 42.1916 | 90.7408 | 0
| LCA | LA Basin | 11 | Monthly System Peak Day | CAISO | 1-in-10 | 2030 | 18 | 189.3255 | 200.5869 | 42.1316 | 88.8921 | 0
| LCA | LA Basin | 11 | Monthly System Peak Day | CAISO | 1-in-10 | 2030 | 19 | 173.8865 | 179.2411 | 42.1952 | 85.9039 | 0
| LCA | LA Basin | 11 | Monthly System Peak Day | CAISO | 1-in-10 | 2030 | 20 | 180.5482 | 330.9535 | 55.2877 | 82.2526 | 0
| LCA | LA Basin | 11 | Monthly System Peak Day | CAISO | 1-in-10 | 2030 | 21 | 183.8811 | 189.3418 | 42.3741 | 79.0605 | 0
| LCA | LA Basin | 11 | Monthly System Peak Day | CAISO | 1-in-10 | 2030 | 22 | 382.9562 | 410.8244 | 42.2185 | 76.4662 | 0
| LCA | LA Basin | 11 | Monthly System Peak Day | CAISO | 1-in-10 | 2030 | 23 | 364.5111 | 394.0816 | 42.1395 | 74.3099 | 0
| LCA | LA Basin | 11 | Monthly System Peak Day | CAISO | 1-in-10 | 2030 | 24 | 381.2501 | 417.5988 | 42.2006 | 72.6928 | 0
| LCA | LA Basin | 12 | Average Weekday | CAISO | 1-in-10 | 2030 | 1 | 388.063 | 396.4609 | 42.3917 | 52.4722 | 0
| LCA | LA Basin | 12 | Average Weekday | CAISO | 1-in-10 | 2030 | 2 | 354.7105 | 361.2534 | 42.3805 | 51.7027 | 0
| LCA | LA Basin | 12 | Average Weekday | CAISO | 1-in-10 | 2030 | 3 | 433.9876 | 445.931 | 42.379 | 50.9654 | 0
| LCA | LA Basin | 12 | Average Weekday | CAISO | 1-in-10 | 2030 | 4 | 430.9858 | 447.1566 | 42.3779 | 50.2564 | 0
| LCA | LA Basin | 12 | Average Weekday | CAISO | 1-in-10 | 2030 | 5 | 477.2434 | 510.8248 | 42.3826 | 49.6342 | 0
| LCA | LA Basin | 12 | Average Weekday | CAISO | 1-in-10 | 2030 | 6 | 583.9678 | 630.9429 | 42.391 | 49.1067 | 0
| LCA | LA Basin | 12 | Average Weekday | CAISO | 1-in-10 | 2030 | 7 | 623.9691 | 646.0606 | 42.4058 | 48.7226 | 0
| LCA | LA Basin | 12 | Average Weekday | CAISO | 1-in-10 | 2030 | 8 | 670.1818 | 690.1603 | 42.4186 | 48.679 | 0
| LCA | LA Basin | 12 | Average Weekday | CAISO | 1-in-10 | 2030 | 9 | 577.8828 | 609.9016 | 42.4309 | 49.4997 | 0
| LCA | LA Basin | 12 | Average Weekday | CAISO | 1-in-10 | 2030 | 10 | 546.0084 | 566.7343 | 42.4084 | 52.3837 | 0
| LCA | LA Basin | 12 | Average Weekday | CAISO | 1-in-10 | 2030 | 11 | 538.084 | 552.3442 | 42.4317 | 56.0605 | 0
| LCA | LA Basin | 12 | Average Weekday | CAISO | 1-in-10 | 2030 | 12 | 505.6012 | 514.6653 | 42.4552 | 59.3856 | 0
| LCA | LA Basin | 12 | Average Weekday | CAISO | 1-in-10 | 2030 | 13 | 427.5428 | 438.9172 | 42.4695 | 61.7418 | 0
| LCA | LA Basin | 12 | Average Weekday | CAISO | 1-in-10 | 2030 | 14 | 389.9821 | 399.0811 | 42.4525 | 63.2924 | 0
| LCA | LA Basin | 12 | Average Weekday | CAISO | 1-in-10 | 2030 | 15 | 345.0798 | 353.6067 | 42.4189 | 64.0322 | 0
| LCA | LA Basin | 12 | Average Weekday | CAISO | 1-in-10 | 2030 | 16 | 291.4406 | 293.5358 | 42.3902 | 64.0793 | 0
| LCA | LA Basin | 12 | Average Weekday | CAISO | 1-in-10 | 2030 | 17 | 254.6724 | 265.5181 | 42.2316 | 63.3258 | 0
| LCA | LA Basin | 12 | Average Weekday | CAISO | 1-in-10 | 2030 | 18 | 256.1447 | 264.4959 | 42.2369 | 61.3192 | 0
| LCA | LA Basin | 12 | Average Weekday | CAISO | 1-in-10 | 2030 | 19 | 242.3792 | 247.9616 | 42.1949 | 59.1225 | 0
| LCA | LA Basin | 12 | Average Weekday | CAISO | 1-in-10 | 2030 | 20 | 258.601 | 343.1834 | 42.9846 | 57.5947 | 0
| LCA | LA Basin | 12 | Average Weekday | CAISO | 1-in-10 | 2030 | 21 | 263.9375 | 269.2653 | 42.2931 | 56.3307 | 0
| LCA | LA Basin | 12 | Average Weekday | CAISO | 1-in-10 | 2030 | 22 | 447.2005 | 470.9618 | 42.4149 | 55.1238 | 0
| LCA | LA Basin | 12 | Average Weekday | CAISO | 1-in-10 | 2030 | 23 | 429.7137 | 449.3218 | 42.4106 | 54.1089 | 0
| LCA | LA Basin | 12 | Average Weekday | CAISO | 1-in-10 | 2030 | 24 | 444.6689 | 461.9727 | 42.4067 | 53.2199 | 0
| LCA | LA Basin | 12 | Monthly System Peak Day | CAISO | 1-in-10 | 2030 | 1 | 388.063 | 396.4609 | 42.3917 | 43.7887 | 0
| LCA | LA Basin | 12 | Monthly System Peak Day | CAISO | 1-in-10 | 2030 | 2 | 354.7105 | 361.2534 | 42.3805 | 42.7476 | 0
| LCA | LA Basin | 12 | Monthly System Peak Day | CAISO | 1-in-10 | 2030 | 3 | 433.9876 | 445.931 | 42.379 | 41.6828 | 0
| LCA | LA Basin | 12 | Monthly System Peak Day | CAISO | 1-in-10 | 2030 | 4 | 430.9858 | 447.1566 | 42.3779 | 40.8868 | 0
| LCA | LA Basin | 12 | Monthly System Peak Day | CAISO | 1-in-10 | 2030 | 5 | 477.2434 | 510.8248 | 42.3826 | 39.9918 | 0
| LCA | LA Basin | 12 | Monthly System Peak Day | CAISO | 1-in-10 | 2030 | 6 | 583.9678 | 630.9429 | 42.391 | 39.0575 | 0
| LCA | LA Basin | 12 | Monthly System Peak Day | CAISO | 1-in-10 | 2030 | 7 | 623.9691 | 646.0606 | 42.4058 | 38.3624 | 0
| LCA | LA Basin | 12 | Monthly System Peak Day | CAISO | 1-in-10 | 2030 | 8 | 670.1818 | 690.1603 | 42.4186 | 38.6474 | 0
| LCA | LA Basin | 12 | Monthly System Peak Day | CAISO | 1-in-10 | 2030 | 9 | 577.8828 | 609.9016 | 42.4309 | 39.7196 | 0
| LCA | LA Basin | 12 | Monthly System Peak Day | CAISO | 1-in-10 | 2030 | 10 | 546.0084 | 566.7343 | 42.4084 | 43.7558 | 0
| LCA | LA Basin | 12 | Monthly System Peak Day | CAISO | 1-in-10 | 2030 | 11 | 538.084 | 552.3442 | 42.4317 | 48.4107 | 0
| LCA | LA Basin | 12 | Monthly System Peak Day | CAISO | 1-in-10 | 2030 | 12 | 505.6012 | 514.6653 | 42.4552 | 51.2009 | 0
| LCA | LA Basin | 12 | Monthly System Peak Day | CAISO | 1-in-10 | 2030 | 13 | 427.5428 | 438.9172 | 42.4695 | 52.4076 | 0
| LCA | LA Basin | 12 | Monthly System Peak Day | CAISO | 1-in-10 | 2030 | 14 | 389.9821 | 399.0811 | 42.4525 | 53.5787 | 0
| LCA | LA Basin | 12 | Monthly System Peak Day | CAISO | 1-in-10 | 2030 | 15 | 345.0798 | 353.6067 | 42.4189 | 54.5351 | 0
| LCA | LA Basin | 12 | Monthly System Peak Day | CAISO | 1-in-10 | 2030 | 16 | 291.4406 | 293.5358 | 42.3902 | 54.8984 | 0
| LCA | LA Basin | 12 | Monthly System Peak Day | CAISO | 1-in-10 | 2030 | 17 | 254.6724 | 265.5181 | 42.2316 | 54.613 | 0
| LCA | LA Basin | 12 | Monthly System Peak Day | CAISO | 1-in-10 | 2030 | 18 | 256.1447 | 264.4959 | 42.2369 | 52.7462 | 0
| LCA | LA Basin | 12 | Monthly System Peak Day | CAISO | 1-in-10 | 2030 | 19 | 242.3792 | 247.9616 | 42.1949 | 50.6778 | 0
| LCA | LA Basin | 12 | Monthly System Peak Day | CAISO | 1-in-10 | 2030 | 20 | 258.601 | 343.1834 | 42.9846 | 49.5764 | 0
| LCA | LA Basin | 12 | Monthly System Peak Day | CAISO | 1-in-10 | 2030 | 21 | 263.9375 | 269.2653 | 42.2931 | 48.2487 | 0
| LCA | LA Basin | 12 | Monthly System Peak Day | CAISO | 1-in-10 | 2030 | 22 | 447.2005 | 470.9618 | 42.4149 | 46.5763 | 0
| LCA | LA Basin | 12 | Monthly System Peak Day | CAISO | 1-in-10 | 2030 | 23 | 429.7137 | 449.3218 | 42.4106 | 45.8611 | 0
| LCA | LA Basin | 12 | Monthly System Peak Day | CAISO | 1-in-10 | 2030 | 24 | 444.6689 | 461.9727 | 42.4067 | 45.4583 | 0
| LCA | LA Basin | 1 | Average Weekday | CAISO | 1-in-10 | 2031 | 1 | 378.9279 | 387.0904 | 42.4037 | 50.3292 | 0
| LCA | LA Basin | 1 | Average Weekday | CAISO | 1-in-10 | 2031 | 2 | 349.8882 | 357.4636 | 42.3925 | 49.4929 | 0
| LCA | LA Basin | 1 | Average Weekday | CAISO | 1-in-10 | 2031 | 3 | 435.9943 | 448.1379 | 42.3911 | 48.846 | 0
| LCA | LA Basin | 1 | Average Weekday | CAISO | 1-in-10 | 2031 | 4 | 430.3001 | 446.3144 | 42.3899 | 48.1615 | 0
| LCA | LA Basin | 1 | Average Weekday | CAISO | 1-in-10 | 2031 | 5 | 477.002 | 510.7096 | 42.3946 | 47.4809 | 0
| LCA | LA Basin | 1 | Average Weekday | CAISO | 1-in-10 | 2031 | 6 | 593.2958 | 641.5291 | 42.403 | 46.8357 | 0
| LCA | LA Basin | 1 | Average Weekday | CAISO | 1-in-10 | 2031 | 7 | 637.1576 | 659.4762 | 42.4177 | 46.3081 | 0
| LCA | LA Basin | 1 | Average Weekday | CAISO | 1-in-10 | 2031 | 8 | 683.38 | 703.573 | 42.4306 | 46.1585 | 0
| LCA | LA Basin | 1 | Average Weekday | CAISO | 1-in-10 | 2031 | 9 | 587.94 | 617.8497 | 42.4428 | 46.7547 | 0
| LCA | LA Basin | 1 | Average Weekday | CAISO | 1-in-10 | 2031 | 10 | 569.0392 | 588.7031 | 42.4204 | 49.5868 | 0
| LCA | LA Basin | 1 | Average Weekday | CAISO | 1-in-10 | 2031 | 11 | 557.3469 | 571.5939 | 42.4437 | 53.252 | 0
| LCA | LA Basin | 1 | Average Weekday | CAISO | 1-in-10 | 2031 | 12 | 527.3032 | 536.3729 | 42.4671 | 56.6167 | 0
| LCA | LA Basin | 1 | Average Weekday | CAISO | 1-in-10 | 2031 | 13 | 458.9456 | 470.3156 | 42.4814 | 59.0083 | 0
| LCA | LA Basin | 1 | Average Weekday | CAISO | 1-in-10 | 2031 | 14 | 417.1689 | 426.2661 | 42.4644 | 60.5254 | 0
| LCA | LA Basin | 1 | Average Weekday | CAISO | 1-in-10 | 2031 | 15 | 368.1531 | 376.6804 | 42.4309 | 61.437 | 0
| LCA | LA Basin | 1 | Average Weekday | CAISO | 1-in-10 | 2031 | 16 | 313.6789 | 315.7769 | 42.4023 | 61.7907 | 0
| LCA | LA Basin | 1 | Average Weekday | CAISO | 1-in-10 | 2031 | 17 | 272.8019 | 283.4982 | 42.2442 | 61.3348 | 0
| LCA | LA Basin | 1 | Average Weekday | CAISO | 1-in-10 | 2031 | 18 | 273.7891 | 282.3058 | 42.2495 | 59.8087 | 0
| LCA | LA Basin | 1 | Average Weekday | CAISO | 1-in-10 | 2031 | 19 | 253.1039 | 258.6853 | 42.2077 | 57.4988 | 0
| LCA | LA Basin | 1 | Average Weekday | CAISO | 1-in-10 | 2031 | 20 | 259.7968 | 343.7481 | 42.9943 | 55.8484 | 0
| LCA | LA Basin | 1 | Average Weekday | CAISO | 1-in-10 | 2031 | 21 | 251.3433 | 256.4557 | 42.3055 | 54.6202 | 0
| LCA | LA Basin | 1 | Average Weekday | CAISO | 1-in-10 | 2031 | 22 | 435.8626 | 459.8661 | 42.4268 | 53.4966 | 0
| LCA | LA Basin | 1 | Average Weekday | CAISO | 1-in-10 | 2031 | 23 | 420.4756 | 440.1505 | 42.4225 | 52.3728 | 0
| LCA | LA Basin | 1 | Average Weekday | CAISO | 1-in-10 | 2031 | 24 | 441.181 | 458.5658 | 42.4186 | 51.4044 | 0
| LCA | LA Basin | 1 | Monthly System Peak Day | CAISO | 1-in-10 | 2031 | 1 | 378.9279 | 387.0904 | 42.4037 | 45.4651 | 0
| LCA | LA Basin | 1 | Monthly System Peak Day | CAISO | 1-in-10 | 2031 | 2 | 349.8882 | 357.4636 | 42.3925 | 45.0454 | 0
| LCA | LA Basin | 1 | Monthly System Peak Day | CAISO | 1-in-10 | 2031 | 3 | 435.9943 | 448.1379 | 42.3911 | 45.1804 | 0
| LCA | LA Basin | 1 | Monthly System Peak Day | CAISO | 1-in-10 | 2031 | 4 | 430.3001 | 446.3144 | 42.3899 | 44.8959 | 0
| LCA | LA Basin | 1 | Monthly System Peak Day | CAISO | 1-in-10 | 2031 | 5 | 477.002 | 510.7096 | 42.3946 | 44.7934 | 0
| LCA | LA Basin | 1 | Monthly System Peak Day | CAISO | 1-in-10 | 2031 | 6 | 593.2958 | 641.5291 | 42.403 | 43.9289 | 0
| LCA | LA Basin | 1 | Monthly System Peak Day | CAISO | 1-in-10 | 2031 | 7 | 637.1576 | 659.4762 | 42.4177 | 43.6862 | 0
| LCA | LA Basin | 1 | Monthly System Peak Day | CAISO | 1-in-10 | 2031 | 8 | 683.38 | 703.573 | 42.4306 | 42.7533 | 0
| LCA | LA Basin | 1 | Monthly System Peak Day | CAISO | 1-in-10 | 2031 | 9 | 587.94 | 617.8497 | 42.4428 | 42.2608 | 0
| LCA | LA Basin | 1 | Monthly System Peak Day | CAISO | 1-in-10 | 2031 | 10 | 569.0392 | 588.7031 | 42.4204 | 44.59 | 0
| LCA | LA Basin | 1 | Monthly System Peak Day | CAISO | 1-in-10 | 2031 | 11 | 557.3469 | 571.5939 | 42.4437 | 46.6911 | 0
| LCA | LA Basin | 1 | Monthly System Peak Day | CAISO | 1-in-10 | 2031 | 12 | 527.3032 | 536.3729 | 42.4671 | 48.6754 | 0
| LCA | LA Basin | 1 | Monthly System Peak Day | CAISO | 1-in-10 | 2031 | 13 | 458.9456 | 470.3156 | 42.4814 | 49.8647 | 0
| LCA | LA Basin | 1 | Monthly System Peak Day | CAISO | 1-in-10 | 2031 | 14 | 417.1689 | 426.2661 | 42.4644 | 49.6668 | 0
| LCA | LA Basin | 1 | Monthly System Peak Day | CAISO | 1-in-10 | 2031 | 15 | 368.1531 | 376.6804 | 42.4309 | 50.5197 | 0
| LCA | LA Basin | 1 | Monthly System Peak Day | CAISO | 1-in-10 | 2031 | 16 | 313.6789 | 315.7769 | 42.4023 | 51.4093 | 0
| LCA | LA Basin | 1 | Monthly System Peak Day | CAISO | 1-in-10 | 2031 | 17 | 272.8019 | 283.4982 | 42.2442 | 51.7017 | 0
| LCA | LA Basin | 1 | Monthly System Peak Day | CAISO | 1-in-10 | 2031 | 18 | 273.7891 | 282.3058 | 42.2495 | 50.6975 | 0
| LCA | LA Basin | 1 | Monthly System Peak Day | CAISO | 1-in-10 | 2031 | 19 | 253.1039 | 258.6853 | 42.2077 | 48.8825 | 0
| LCA | LA Basin | 1 | Monthly System Peak Day | CAISO | 1-in-10 | 2031 | 20 | 259.7968 | 343.7481 | 42.9943 | 47.9611 | 0
| LCA | LA Basin | 1 | Monthly System Peak Day | CAISO | 1-in-10 | 2031 | 21 | 251.3433 | 256.4557 | 42.3055 | 46.8322 | 0
| LCA | LA Basin | 1 | Monthly System Peak Day | CAISO | 1-in-10 | 2031 | 22 | 435.8626 | 459.8661 | 42.4268 | 46.1047 | 0
| LCA | LA Basin | 1 | Monthly System Peak Day | CAISO | 1-in-10 | 2031 | 23 | 420.4756 | 440.1505 | 42.4225 | 45.1543 | 0
| LCA | LA Basin | 1 | Monthly System Peak Day | CAISO | 1-in-10 | 2031 | 24 | 441.181 | 458.5658 | 42.4186 | 44.0309 | 0
| LCA | LA Basin | 2 | Average Weekday | CAISO | 1-in-10 | 2031 | 1 | 353.4848 | 362.2541 | 42.4357 | 50.1113 | 0
| LCA | LA Basin | 2 | Average Weekday | CAISO | 1-in-10 | 2031 | 2 | 323.9185 | 332.0705 | 42.4235 | 49.2107 | 0
| LCA | LA Basin | 2 | Average Weekday | CAISO | 1-in-10 | 2031 | 3 | 402.6989 | 415.741 | 42.4219 | 48.3438 | 0
| LCA | LA Basin | 2 | Average Weekday | CAISO | 1-in-10 | 2031 | 4 | 393.1164 | 410.6644 | 42.4207 | 47.5979 | 0
| LCA | LA Basin | 2 | Average Weekday | CAISO | 1-in-10 | 2031 | 5 | 443.3006 | 478.7732 | 42.426 | 47.0173 | 0
| LCA | LA Basin | 2 | Average Weekday | CAISO | 1-in-10 | 2031 | 6 | 556.0404 | 605.28 | 42.4354 | 46.4793 | 0
| LCA | LA Basin | 2 | Average Weekday | CAISO | 1-in-10 | 2031 | 7 | 590.3024 | 612.2037 | 42.4515 | 46.179 | 0
| LCA | LA Basin | 2 | Average Weekday | CAISO | 1-in-10 | 2031 | 8 | 643.4647 | 663.231 | 42.4649 | 46.1339 | 0
| LCA | LA Basin | 2 | Average Weekday | CAISO | 1-in-10 | 2031 | 9 | 568.431 | 598.0699 | 42.4778 | 47.6859 | 0
| LCA | LA Basin | 2 | Average Weekday | CAISO | 1-in-10 | 2031 | 10 | 543.9398 | 562.8081 | 42.453 | 50.9967 | 0
| LCA | LA Basin | 2 | Average Weekday | CAISO | 1-in-10 | 2031 | 11 | 536.0481 | 550.0333 | 42.4783 | 54.578 | 0
| LCA | LA Basin | 2 | Average Weekday | CAISO | 1-in-10 | 2031 | 12 | 506.6406 | 515.9034 | 42.5037 | 57.4598 | 0
| LCA | LA Basin | 2 | Average Weekday | CAISO | 1-in-10 | 2031 | 13 | 436.4638 | 448.5796 | 42.5192 | 59.4503 | 0
| LCA | LA Basin | 2 | Average Weekday | CAISO | 1-in-10 | 2031 | 14 | 391.968 | 401.1214 | 42.5008 | 60.8044 | 0
| LCA | LA Basin | 2 | Average Weekday | CAISO | 1-in-10 | 2031 | 15 | 335.4662 | 344.1969 | 42.4646 | 61.7147 | 0
| LCA | LA Basin | 2 | Average Weekday | CAISO | 1-in-10 | 2031 | 16 | 282.1537 | 284.4778 | 42.4339 | 62.0952 | 0
| LCA | LA Basin | 2 | Average Weekday | CAISO | 1-in-10 | 2031 | 17 | 233.3548 | 243.8654 | 42.2546 | 61.6738 | 0
| LCA | LA Basin | 2 | Average Weekday | CAISO | 1-in-10 | 2031 | 18 | 231.4336 | 239.8629 | 42.261 | 60.3894 | 0
| LCA | LA Basin | 2 | Average Weekday | CAISO | 1-in-10 | 2031 | 19 | 214.2446 | 220.467 | 42.2082 | 58.1787 | 0
| LCA | LA Basin | 2 | Average Weekday | CAISO | 1-in-10 | 2031 | 20 | 220.8327 | 302.2424 | 43.0679 | 56.2556 | 0
| LCA | LA Basin | 2 | Average Weekday | CAISO | 1-in-10 | 2031 | 21 | 212.9261 | 218.3754 | 42.3211 | 54.7745 | 0
| LCA | LA Basin | 2 | Average Weekday | CAISO | 1-in-10 | 2031 | 22 | 400.0607 | 425.1435 | 42.4618 | 53.6291 | 0
| LCA | LA Basin | 2 | Average Weekday | CAISO | 1-in-10 | 2031 | 23 | 387.2977 | 408.1823 | 42.4569 | 52.5079 | 0
| LCA | LA Basin | 2 | Average Weekday | CAISO | 1-in-10 | 2031 | 24 | 407.2613 | 425.308 | 42.4521 | 51.4241 | 0
| LCA | LA Basin | 2 | Monthly System Peak Day | CAISO | 1-in-10 | 2031 | 1 | 353.4848 | 362.2541 | 42.4357 | 50.6226 | 0
| LCA | LA Basin | 2 | Monthly System Peak Day | CAISO | 1-in-10 | 2031 | 2 | 323.9185 | 332.0705 | 42.4235 | 50.4995 | 0
| LCA | LA Basin | 2 | Monthly System Peak Day | CAISO | 1-in-10 | 2031 | 3 | 402.6989 | 415.741 | 42.4219 | 50.4234 | 0
| LCA | LA Basin | 2 | Monthly System Peak Day | CAISO | 1-in-10 | 2031 | 4 | 393.1164 | 410.6644 | 42.4207 | 50.5369 | 0
| LCA | LA Basin | 2 | Monthly System Peak Day | CAISO | 1-in-10 | 2031 | 5 | 443.3006 | 478.7732 | 42.426 | 49.9904 | 0
| LCA | LA Basin | 2 | Monthly System Peak Day | CAISO | 1-in-10 | 2031 | 6 | 556.0404 | 605.28 | 42.4354 | 49.1571 | 0
| LCA | LA Basin | 2 | Monthly System Peak Day | CAISO | 1-in-10 | 2031 | 7 | 590.3024 | 612.2037 | 42.4515 | 48.6676 | 0
| LCA | LA Basin | 2 | Monthly System Peak Day | CAISO | 1-in-10 | 2031 | 8 | 643.4647 | 663.231 | 42.4649 | 48.5847 | 0
| LCA | LA Basin | 2 | Monthly System Peak Day | CAISO | 1-in-10 | 2031 | 9 | 568.431 | 598.0699 | 42.4778 | 49.0371 | 0
| LCA | LA Basin | 2 | Monthly System Peak Day | CAISO | 1-in-10 | 2031 | 10 | 543.9398 | 562.8081 | 42.453 | 50.3822 | 0
| LCA | LA Basin | 2 | Monthly System Peak Day | CAISO | 1-in-10 | 2031 | 11 | 536.0481 | 550.0333 | 42.4783 | 51.3262 | 0
| LCA | LA Basin | 2 | Monthly System Peak Day | CAISO | 1-in-10 | 2031 | 12 | 506.6406 | 515.9034 | 42.5037 | 52.4879 | 0
| LCA | LA Basin | 2 | Monthly System Peak Day | CAISO | 1-in-10 | 2031 | 13 | 436.4638 | 448.5796 | 42.5192 | 53.8069 | 0
| LCA | LA Basin | 2 | Monthly System Peak Day | CAISO | 1-in-10 | 2031 | 14 | 391.968 | 401.1214 | 42.5008 | 55.1325 | 0
| LCA | LA Basin | 2 | Monthly System Peak Day | CAISO | 1-in-10 | 2031 | 15 | 335.4662 | 344.1969 | 42.4646 | 55.7924 | 0
| LCA | LA Basin | 2 | Monthly System Peak Day | CAISO | 1-in-10 | 2031 | 16 | 282.1537 | 284.4778 | 42.4339 | 55.9094 | 0
| LCA | LA Basin | 2 | Monthly System Peak Day | CAISO | 1-in-10 | 2031 | 17 | 233.3548 | 243.8654 | 42.2546 | 57.5953 | 0
| LCA | LA Basin | 2 | Monthly System Peak Day | CAISO | 1-in-10 | 2031 | 18 | 231.4336 | 239.8629 | 42.261 | 56.7246 | 0
| LCA | LA Basin | 2 | Monthly System Peak Day | CAISO | 1-in-10 | 2031 | 19 | 214.2446 | 220.467 | 42.2082 | 55.639 | 0
| LCA | LA Basin | 2 | Monthly System Peak Day | CAISO | 1-in-10 | 2031 | 20 | 220.8327 | 302.2424 | 43.0679 | 54.4933 | 0
| LCA | LA Basin | 2 | Monthly System Peak Day | CAISO | 1-in-10 | 2031 | 21 | 212.9261 | 218.3754 | 42.3211 | 54.0144 | 0
| LCA | LA Basin | 2 | Monthly System Peak Day | CAISO | 1-in-10 | 2031 | 22 | 400.0607 | 425.1435 | 42.4618 | 53.3952 | 0
| LCA | LA Basin | 2 | Monthly System Peak Day | CAISO | 1-in-10 | 2031 | 23 | 387.2977 | 408.1823 | 42.4569 | 52.7554 | 0
| LCA | LA Basin | 2 | Monthly System Peak Day | CAISO | 1-in-10 | 2031 | 24 | 407.2613 | 425.308 | 42.4521 | 52.1309 | 0
| LCA | LA Basin | 3 | Average Weekday | CAISO | 1-in-10 | 2031 | 1 | 389.618 | 405.8879 | 42.5248 | 59.0904 | 0
| LCA | LA Basin | 3 | Average Weekday | CAISO | 1-in-10 | 2031 | 2 | 357.813 | 365.7503 | 42.467 | 58.0099 | 0
| LCA | LA Basin | 3 | Average Weekday | CAISO | 1-in-10 | 2031 | 3 | 453.6935 | 463.9178 | 42.4585 | 56.9859 | 0
| LCA | LA Basin | 3 | Average Weekday | CAISO | 1-in-10 | 2031 | 4 | 441.8802 | 454.6125 | 42.4404 | 56.0739 | 0
| LCA | LA Basin | 3 | Average Weekday | CAISO | 1-in-10 | 2031 | 5 | 472.9929 | 493.2696 | 42.4461 | 55.3597 | 0
| LCA | LA Basin | 3 | Average Weekday | CAISO | 1-in-10 | 2031 | 6 | 596.3834 | 622.3867 | 42.4337 | 54.7125 | 0
| LCA | LA Basin | 3 | Average Weekday | CAISO | 1-in-10 | 2031 | 7 | 638.1071 | 659.2859 | 42.4537 | 54.3717 | 0
| LCA | LA Basin | 3 | Average Weekday | CAISO | 1-in-10 | 2031 | 8 | 687.5064 | 724.9617 | 42.5995 | 54.3916 | 0
| LCA | LA Basin | 3 | Average Weekday | CAISO | 1-in-10 | 2031 | 9 | 602.438 | 645.6901 | 42.7244 | 55.8505 | 0
| LCA | LA Basin | 3 | Average Weekday | CAISO | 1-in-10 | 2031 | 10 | 580.4105 | 610.7427 | 42.5986 | 59.3312 | 0
| LCA | LA Basin | 3 | Average Weekday | CAISO | 1-in-10 | 2031 | 11 | 561.8972 | 585.5736 | 42.663 | 63.5603 | 0
| LCA | LA Basin | 3 | Average Weekday | CAISO | 1-in-10 | 2031 | 12 | 532.9347 | 547.2196 | 42.7268 | 67.4405 | 0
| LCA | LA Basin | 3 | Average Weekday | CAISO | 1-in-10 | 2031 | 13 | 440.8438 | 451.6662 | 42.7584 | 70.4453 | 0
| LCA | LA Basin | 3 | Average Weekday | CAISO | 1-in-10 | 2031 | 14 | 410.9877 | 418.5124 | 42.7066 | 72.4795 | 0
| LCA | LA Basin | 3 | Average Weekday | CAISO | 1-in-10 | 2031 | 15 | 353.21 | 360.2918 | 42.6068 | 73.6736 | 0
| LCA | LA Basin | 3 | Average Weekday | CAISO | 1-in-10 | 2031 | 16 | 304.58 | 307.2392 | 42.4689 | 74.2045 | 0
| LCA | LA Basin | 3 | Average Weekday | CAISO | 1-in-10 | 2031 | 17 | 267.4776 | 280.0682 | 42.2518 | 74.0108 | 0
| LCA | LA Basin | 3 | Average Weekday | CAISO | 1-in-10 | 2031 | 18 | 267.8301 | 277.3416 | 42.2694 | 72.9461 | 0
| LCA | LA Basin | 3 | Average Weekday | CAISO | 1-in-10 | 2031 | 19 | 250.2525 | 255.3153 | 42.3399 | 71.0602 | 0
| LCA | LA Basin | 3 | Average Weekday | CAISO | 1-in-10 | 2031 | 20 | 245.3178 | 250.6117 | 42.2076 | 68.3652 | 0
| LCA | LA Basin | 3 | Average Weekday | CAISO | 1-in-10 | 2031 | 21 | 225.9003 | 230.3352 | 42.2779 | 65.7441 | 0
| LCA | LA Basin | 3 | Average Weekday | CAISO | 1-in-10 | 2031 | 22 | 436.5129 | 464.8815 | 42.4923 | 64.0491 | 0
| LCA | LA Basin | 3 | Average Weekday | CAISO | 1-in-10 | 2031 | 23 | 430.5868 | 459.9035 | 42.5375 | 62.7625 | 0
| LCA | LA Basin | 3 | Average Weekday | CAISO | 1-in-10 | 2031 | 24 | 461.1198 | 497.964 | 42.5861 | 61.4005 | 0
| LCA | LA Basin | 3 | Monthly System Peak Day | CAISO | 1-in-10 | 2031 | 1 | 389.618 | 424.821 | 42.121 | 66.1204 | 0
| LCA | LA Basin | 3 | Monthly System Peak Day | CAISO | 1-in-10 | 2031 | 2 | 357.813 | 377.9696 | 42.1979 | 64.2945 | 0
| LCA | LA Basin | 3 | Monthly System Peak Day | CAISO | 1-in-10 | 2031 | 3 | 453.6935 | 476.5548 | 42.2101 | 62.8338 | 0
| LCA | LA Basin | 3 | Monthly System Peak Day | CAISO | 1-in-10 | 2031 | 4 | 441.8802 | 464.1492 | 42.2486 | 61.7939 | 0
| LCA | LA Basin | 3 | Monthly System Peak Day | CAISO | 1-in-10 | 2031 | 5 | 472.9929 | 506.4453 | 42.245 | 60.8075 | 0
| LCA | LA Basin | 3 | Monthly System Peak Day | CAISO | 1-in-10 | 2031 | 6 | 596.3834 | 625.9285 | 42.2962 | 59.7989 | 0
| LCA | LA Basin | 3 | Monthly System Peak Day | CAISO | 1-in-10 | 2031 | 7 | 638.1071 | 657.6015 | 42.3089 | 59.4218 | 0
| LCA | LA Basin | 3 | Monthly System Peak Day | CAISO | 1-in-10 | 2031 | 8 | 687.5064 | 749.3661 | 42.0799 | 59.0993 | 0
| LCA | LA Basin | 3 | Monthly System Peak Day | CAISO | 1-in-10 | 2031 | 9 | 602.438 | 655.1169 | 42.0333 | 60.5688 | 0
| LCA | LA Basin | 3 | Monthly System Peak Day | CAISO | 1-in-10 | 2031 | 10 | 580.4105 | 618.502 | 42.1038 | 65.3414 | 0
| LCA | LA Basin | 3 | Monthly System Peak Day | CAISO | 1-in-10 | 2031 | 11 | 561.8972 | 598.8949 | 42.183 | 70.7516 | 0
| LCA | LA Basin | 3 | Monthly System Peak Day | CAISO | 1-in-10 | 2031 | 12 | 532.9347 | 560.7602 | 42.346 | 76.3558 | 0
| LCA | LA Basin | 3 | Monthly System Peak Day | CAISO | 1-in-10 | 2031 | 13 | 440.8438 | 458.1666 | 42.5064 | 81.6032 | 0
| LCA | LA Basin | 3 | Monthly System Peak Day | CAISO | 1-in-10 | 2031 | 14 | 410.9877 | 420.935 | 42.3601 | 84.1063 | 0
| LCA | LA Basin | 3 | Monthly System Peak Day | CAISO | 1-in-10 | 2031 | 15 | 353.21 | 361.2654 | 42.1726 | 84.7692 | 0
| LCA | LA Basin | 3 | Monthly System Peak Day | CAISO | 1-in-10 | 2031 | 16 | 304.58 | 304.858 | 42.2189 | 85.4466 | 0
| LCA | LA Basin | 3 | Monthly System Peak Day | CAISO | 1-in-10 | 2031 | 17 | 267.4776 | 280.6171 | 42.2231 | 86.2918 | 0
| LCA | LA Basin | 3 | Monthly System Peak Day | CAISO | 1-in-10 | 2031 | 18 | 267.8301 | 278.0505 | 42.2038 | 85.9592 | 0
| LCA | LA Basin | 3 | Monthly System Peak Day | CAISO | 1-in-10 | 2031 | 19 | 250.2525 | 255.3905 | 43.9276 | 84.2603 | 0
| LCA | LA Basin | 3 | Monthly System Peak Day | CAISO | 1-in-10 | 2031 | 20 | 245.3178 | 249.546 | 42.2076 | 81.6113 | 0
| LCA | LA Basin | 3 | Monthly System Peak Day | CAISO | 1-in-10 | 2031 | 21 | 225.9003 | 230.4968 | 42.4317 | 77.9332 | 0
| LCA | LA Basin | 3 | Monthly System Peak Day | CAISO | 1-in-10 | 2031 | 22 | 436.5129 | 465.8513 | 42.2639 | 75.495 | 0
| LCA | LA Basin | 3 | Monthly System Peak Day | CAISO | 1-in-10 | 2031 | 23 | 430.5868 | 466.0095 | 42.1592 | 72.9901 | 0
| LCA | LA Basin | 3 | Monthly System Peak Day | CAISO | 1-in-10 | 2031 | 24 | 461.1198 | 523.2084 | 42.0653 | 70.3387 | 0
| LCA | LA Basin | 4 | Average Weekday | CAISO | 1-in-10 | 2031 | 1 | 352.9453 | 368.0555 | 42.5259 | 59.793 | 0
| LCA | LA Basin | 4 | Average Weekday | CAISO | 1-in-10 | 2031 | 2 | 322.182 | 330.7979 | 42.4684 | 58.7805 | 0
| LCA | LA Basin | 4 | Average Weekday | CAISO | 1-in-10 | 2031 | 3 | 412.7013 | 423.4625 | 42.4599 | 57.798 | 0
| LCA | LA Basin | 4 | Average Weekday | CAISO | 1-in-10 | 2031 | 4 | 391.3948 | 403.7984 | 42.4421 | 56.8912 | 0
| LCA | LA Basin | 4 | Average Weekday | CAISO | 1-in-10 | 2031 | 5 | 412.9338 | 431.6157 | 42.4477 | 56.1875 | 0
| LCA | LA Basin | 4 | Average Weekday | CAISO | 1-in-10 | 2031 | 6 | 533.9051 | 558.7965 | 42.4356 | 55.6449 | 0
| LCA | LA Basin | 4 | Average Weekday | CAISO | 1-in-10 | 2031 | 7 | 580.4216 | 601.1885 | 42.4558 | 55.2741 | 0
| LCA | LA Basin | 4 | Average Weekday | CAISO | 1-in-10 | 2031 | 8 | 630.4417 | 665.5097 | 42.6006 | 55.3057 | 0
| LCA | LA Basin | 4 | Average Weekday | CAISO | 1-in-10 | 2031 | 9 | 538.7758 | 581.6243 | 42.7244 | 57.4 | 0
| LCA | LA Basin | 4 | Average Weekday | CAISO | 1-in-10 | 2031 | 10 | 515.408 | 545.0896 | 42.5989 | 60.548 | 0
| LCA | LA Basin | 4 | Average Weekday | CAISO | 1-in-10 | 2031 | 11 | 506.126 | 527.1404 | 42.6628 | 64.096 | 0
| LCA | LA Basin | 4 | Average Weekday | CAISO | 1-in-10 | 2031 | 12 | 477.3922 | 491.6162 | 42.7263 | 67.463 | 0
| LCA | LA Basin | 4 | Average Weekday | CAISO | 1-in-10 | 2031 | 13 | 399.0955 | 409.9324 | 42.7575 | 69.7447 | 0
| LCA | LA Basin | 4 | Average Weekday | CAISO | 1-in-10 | 2031 | 14 | 363.5027 | 371.0374 | 42.7058 | 71.3864 | 0
| LCA | LA Basin | 4 | Average Weekday | CAISO | 1-in-10 | 2031 | 15 | 303.5848 | 310.6722 | 42.6066 | 72.5555 | 0
| LCA | LA Basin | 4 | Average Weekday | CAISO | 1-in-10 | 2031 | 16 | 252.8199 | 255.4724 | 42.4702 | 73.1443 | 0
| LCA | LA Basin | 4 | Average Weekday | CAISO | 1-in-10 | 2031 | 17 | 207.0103 | 219.8593 | 42.2523 | 73.2569 | 0
| LCA | LA Basin | 4 | Average Weekday | CAISO | 1-in-10 | 2031 | 18 | 204.475 | 213.7483 | 42.2697 | 72.4661 | 0
| LCA | LA Basin | 4 | Average Weekday | CAISO | 1-in-10 | 2031 | 19 | 179.3106 | 184.3114 | 42.34 | 71.1037 | 0
| LCA | LA Basin | 4 | Average Weekday | CAISO | 1-in-10 | 2031 | 20 | 172.0965 | 177.4143 | 42.2076 | 68.8835 | 0
| LCA | LA Basin | 4 | Average Weekday | CAISO | 1-in-10 | 2031 | 21 | 179.1101 | 183.7062 | 42.2791 | 65.9447 | 0
| LCA | LA Basin | 4 | Average Weekday | CAISO | 1-in-10 | 2031 | 22 | 392.0745 | 420.2013 | 42.4943 | 63.8031 | 0
| LCA | LA Basin | 4 | Average Weekday | CAISO | 1-in-10 | 2031 | 23 | 390.3009 | 419.2474 | 42.5391 | 62.3163 | 0
| LCA | LA Basin | 4 | Average Weekday | CAISO | 1-in-10 | 2031 | 24 | 419.744 | 455.8658 | 42.587 | 61.1147 | 0
| LCA | LA Basin | 4 | Monthly System Peak Day | CAISO | 1-in-10 | 2031 | 1 | 352.9453 | 385.1068 | 42.1276 | 72.9047 | 0
| LCA | LA Basin | 4 | Monthly System Peak Day | CAISO | 1-in-10 | 2031 | 2 | 322.182 | 342.6682 | 42.2031 | 70.5088 | 0
| LCA | LA Basin | 4 | Monthly System Peak Day | CAISO | 1-in-10 | 2031 | 3 | 412.7013 | 436.0968 | 42.2149 | 68.5166 | 0
| LCA | LA Basin | 4 | Monthly System Peak Day | CAISO | 1-in-10 | 2031 | 4 | 391.3948 | 412.5929 | 42.2528 | 67.159 | 0
| LCA | LA Basin | 4 | Monthly System Peak Day | CAISO | 1-in-10 | 2031 | 5 | 412.9338 | 444.1169 | 42.2494 | 67.3462 | 0
| LCA | LA Basin | 4 | Monthly System Peak Day | CAISO | 1-in-10 | 2031 | 6 | 533.9051 | 562.1037 | 42.3 | 67.8517 | 0
| LCA | LA Basin | 4 | Monthly System Peak Day | CAISO | 1-in-10 | 2031 | 7 | 580.4216 | 599.4919 | 42.3128 | 68.2686 | 0
| LCA | LA Basin | 4 | Monthly System Peak Day | CAISO | 1-in-10 | 2031 | 8 | 630.4417 | 692.3328 | 42.0875 | 68.5595 | 0
| LCA | LA Basin | 4 | Monthly System Peak Day | CAISO | 1-in-10 | 2031 | 9 | 538.7758 | 590.9158 | 42.0444 | 71.3326 | 0
| LCA | LA Basin | 4 | Monthly System Peak Day | CAISO | 1-in-10 | 2031 | 10 | 515.408 | 552.6995 | 42.1128 | 75.5671 | 0
| LCA | LA Basin | 4 | Monthly System Peak Day | CAISO | 1-in-10 | 2031 | 11 | 506.126 | 540.3473 | 42.1941 | 79.7461 | 0
| LCA | LA Basin | 4 | Monthly System Peak Day | CAISO | 1-in-10 | 2031 | 12 | 477.3922 | 505.0091 | 42.3589 | 83.6395 | 0
| LCA | LA Basin | 4 | Monthly System Peak Day | CAISO | 1-in-10 | 2031 | 13 | 399.0955 | 416.3602 | 42.5205 | 86.3474 | 0
| LCA | LA Basin | 4 | Monthly System Peak Day | CAISO | 1-in-10 | 2031 | 14 | 363.5027 | 373.4527 | 42.3733 | 88.2171 | 0
| LCA | LA Basin | 4 | Monthly System Peak Day | CAISO | 1-in-10 | 2031 | 15 | 303.5848 | 311.6417 | 42.1829 | 89.5474 | 0
| LCA | LA Basin | 4 | Monthly System Peak Day | CAISO | 1-in-10 | 2031 | 16 | 252.8199 | 253.0452 | 42.2243 | 90.5776 | 0
| LCA | LA Basin | 4 | Monthly System Peak Day | CAISO | 1-in-10 | 2031 | 17 | 207.0103 | 220.3307 | 42.2241 | 91.2211 | 0
| LCA | LA Basin | 4 | Monthly System Peak Day | CAISO | 1-in-10 | 2031 | 18 | 204.475 | 214.5402 | 42.2054 | 91.3566 | 0
| LCA | LA Basin | 4 | Monthly System Peak Day | CAISO | 1-in-10 | 2031 | 19 | 179.3106 | 184.4155 | 43.9296 | 90.5553 | 0
| LCA | LA Basin | 4 | Monthly System Peak Day | CAISO | 1-in-10 | 2031 | 20 | 172.0965 | 176.3025 | 42.2076 | 88.5316 | 0
| LCA | LA Basin | 4 | Monthly System Peak Day | CAISO | 1-in-10 | 2031 | 21 | 179.1101 | 183.8573 | 42.4315 | 85.2487 | 0
| LCA | LA Basin | 4 | Monthly System Peak Day | CAISO | 1-in-10 | 2031 | 22 | 392.0745 | 421.0688 | 42.2684 | 82.3495 | 0
| LCA | LA Basin | 4 | Monthly System Peak Day | CAISO | 1-in-10 | 2031 | 23 | 390.3009 | 425.2429 | 42.1651 | 79.7621 | 0
| LCA | LA Basin | 4 | Monthly System Peak Day | CAISO | 1-in-10 | 2031 | 24 | 419.744 | 480.7759 | 42.0729 | 76.8995 | 0
| LCA | LA Basin | 5 | Average Weekday | CAISO | 1-in-10 | 2031 | 1 | 353.1191 | 368.3209 | 42.5387 | 62.6899 | 0
| LCA | LA Basin | 5 | Average Weekday | CAISO | 1-in-10 | 2031 | 2 | 324.8697 | 331.9637 | 42.481 | 61.7945 | 0
| LCA | LA Basin | 5 | Average Weekday | CAISO | 1-in-10 | 2031 | 3 | 421.4835 | 432.3864 | 42.4725 | 61.0123 | 0
| LCA | LA Basin | 5 | Average Weekday | CAISO | 1-in-10 | 2031 | 4 | 403.3012 | 416.1898 | 42.4547 | 60.2966 | 0
| LCA | LA Basin | 5 | Average Weekday | CAISO | 1-in-10 | 2031 | 5 | 429.1497 | 448.364 | 42.4606 | 59.7693 | 0
| LCA | LA Basin | 5 | Average Weekday | CAISO | 1-in-10 | 2031 | 6 | 544.8994 | 572.1811 | 42.449 | 59.3658 | 0
| LCA | LA Basin | 5 | Average Weekday | CAISO | 1-in-10 | 2031 | 7 | 586.0752 | 606.3947 | 42.4699 | 59.2503 | 0
| LCA | LA Basin | 5 | Average Weekday | CAISO | 1-in-10 | 2031 | 8 | 642.1629 | 680.1618 | 42.6145 | 60.092 | 0
| LCA | LA Basin | 5 | Average Weekday | CAISO | 1-in-10 | 2031 | 9 | 543.1591 | 583.6806 | 42.7379 | 62.4359 | 0
| LCA | LA Basin | 5 | Average Weekday | CAISO | 1-in-10 | 2031 | 10 | 525.4923 | 554.9847 | 42.6117 | 65.5235 | 0
| LCA | LA Basin | 5 | Average Weekday | CAISO | 1-in-10 | 2031 | 11 | 516.2701 | 537.8692 | 42.6758 | 68.4261 | 0
| LCA | LA Basin | 5 | Average Weekday | CAISO | 1-in-10 | 2031 | 12 | 483.6054 | 497.7822 | 42.7396 | 71.013 | 0
| LCA | LA Basin | 5 | Average Weekday | CAISO | 1-in-10 | 2031 | 13 | 403.4768 | 414.6676 | 42.7708 | 73.242 | 0
| LCA | LA Basin | 5 | Average Weekday | CAISO | 1-in-10 | 2031 | 14 | 376.4468 | 384.138 | 42.7185 | 74.9936 | 0
| LCA | LA Basin | 5 | Average Weekday | CAISO | 1-in-10 | 2031 | 15 | 323.1247 | 330.2501 | 42.6189 | 76.2616 | 0
| LCA | LA Basin | 5 | Average Weekday | CAISO | 1-in-10 | 2031 | 16 | 262.8892 | 265.6984 | 42.4828 | 76.8413 | 0
| LCA | LA Basin | 5 | Average Weekday | CAISO | 1-in-10 | 2031 | 17 | 211.7623 | 223.9893 | 42.2563 | 76.9175 | 0
| LCA | LA Basin | 5 | Average Weekday | CAISO | 1-in-10 | 2031 | 18 | 213.3642 | 222.3793 | 42.2739 | 76.1468 | 0
| LCA | LA Basin | 5 | Average Weekday | CAISO | 1-in-10 | 2031 | 19 | 193.2266 | 198.5957 | 42.3356 | 74.7177 | 0
| LCA | LA Basin | 5 | Average Weekday | CAISO | 1-in-10 | 2031 | 20 | 184.1446 | 189.8111 | 42.2077 | 72.5783 | 0
| LCA | LA Basin | 5 | Average Weekday | CAISO | 1-in-10 | 2031 | 21 | 191.0756 | 195.9774 | 42.2851 | 69.5112 | 0
| LCA | LA Basin | 5 | Average Weekday | CAISO | 1-in-10 | 2031 | 22 | 397.7745 | 426.6079 | 42.5091 | 66.7798 | 0
| LCA | LA Basin | 5 | Average Weekday | CAISO | 1-in-10 | 2031 | 23 | 402.5162 | 432.4056 | 42.5534 | 65.0022 | 0
| LCA | LA Basin | 5 | Average Weekday | CAISO | 1-in-10 | 2031 | 24 | 429.3737 | 466.0838 | 42.6004 | 63.6869 | 0
| LCA | LA Basin | 5 | Monthly System Peak Day | CAISO | 1-in-10 | 2031 | 1 | 353.1191 | 385.825 | 42.1441 | 74.0812 | 0
| LCA | LA Basin | 5 | Monthly System Peak Day | CAISO | 1-in-10 | 2031 | 2 | 324.8697 | 343.0144 | 42.218 | 72.6926 | 0
| LCA | LA Basin | 5 | Monthly System Peak Day | CAISO | 1-in-10 | 2031 | 3 | 421.4835 | 444.3759 | 42.2297 | 71.2701 | 0
| LCA | LA Basin | 5 | Monthly System Peak Day | CAISO | 1-in-10 | 2031 | 4 | 403.3012 | 425.0279 | 42.2671 | 69.948 | 0
| LCA | LA Basin | 5 | Monthly System Peak Day | CAISO | 1-in-10 | 2031 | 5 | 429.1497 | 461.292 | 42.2639 | 69.2212 | 0
| LCA | LA Basin | 5 | Monthly System Peak Day | CAISO | 1-in-10 | 2031 | 6 | 544.8994 | 576.2324 | 42.3143 | 68.1829 | 0
| LCA | LA Basin | 5 | Monthly System Peak Day | CAISO | 1-in-10 | 2031 | 7 | 586.0752 | 604.5263 | 42.3278 | 67.9264 | 0
| LCA | LA Basin | 5 | Monthly System Peak Day | CAISO | 1-in-10 | 2031 | 8 | 642.1629 | 702.277 | 42.1056 | 68.4287 | 0
| LCA | LA Basin | 5 | Monthly System Peak Day | CAISO | 1-in-10 | 2031 | 9 | 543.1591 | 593.1855 | 42.0656 | 72.8303 | 0
| LCA | LA Basin | 5 | Monthly System Peak Day | CAISO | 1-in-10 | 2031 | 10 | 525.4923 | 562.2709 | 42.1316 | 79.5239 | 0
| LCA | LA Basin | 5 | Monthly System Peak Day | CAISO | 1-in-10 | 2031 | 11 | 516.2701 | 550.6229 | 42.2153 | 85.5337 | 0
| LCA | LA Basin | 5 | Monthly System Peak Day | CAISO | 1-in-10 | 2031 | 12 | 483.6054 | 510.6454 | 42.3825 | 89.3337 | 0
| LCA | LA Basin | 5 | Monthly System Peak Day | CAISO | 1-in-10 | 2031 | 13 | 403.4768 | 421.2726 | 42.5452 | 92.0218 | 0
| LCA | LA Basin | 5 | Monthly System Peak Day | CAISO | 1-in-10 | 2031 | 14 | 376.4468 | 386.141 | 42.3964 | 93.5774 | 0
| LCA | LA Basin | 5 | Monthly System Peak Day | CAISO | 1-in-10 | 2031 | 15 | 323.1247 | 331.1479 | 42.2025 | 94.8945 | 0
| LCA | LA Basin | 5 | Monthly System Peak Day | CAISO | 1-in-10 | 2031 | 16 | 262.8892 | 263.2766 | 42.2396 | 94.9253 | 0
| LCA | LA Basin | 5 | Monthly System Peak Day | CAISO | 1-in-10 | 2031 | 17 | 211.7623 | 224.5483 | 42.2293 | 94.3337 | 0
| LCA | LA Basin | 5 | Monthly System Peak Day | CAISO | 1-in-10 | 2031 | 18 | 213.3642 | 223.0931 | 42.2121 | 93.4453 | 0
| LCA | LA Basin | 5 | Monthly System Peak Day | CAISO | 1-in-10 | 2031 | 19 | 193.2266 | 198.5568 | 43.883 | 92.3526 | 0
| LCA | LA Basin | 5 | Monthly System Peak Day | CAISO | 1-in-10 | 2031 | 20 | 184.1446 | 188.7308 | 42.2077 | 89.775 | 0
| LCA | LA Basin | 5 | Monthly System Peak Day | CAISO | 1-in-10 | 2031 | 21 | 191.0756 | 196.1674 | 42.4324 | 86.0276 | 0
| LCA | LA Basin | 5 | Monthly System Peak Day | CAISO | 1-in-10 | 2031 | 22 | 397.7745 | 427.5795 | 42.2842 | 82.3532 | 0
| LCA | LA Basin | 5 | Monthly System Peak Day | CAISO | 1-in-10 | 2031 | 23 | 402.5162 | 438.6209 | 42.1821 | 79.8271 | 0
| LCA | LA Basin | 5 | Monthly System Peak Day | CAISO | 1-in-10 | 2031 | 24 | 429.3737 | 491.2544 | 42.0908 | 77.1318 | 0
| LCA | LA Basin | 6 | Average Weekday | CAISO | 1-in-10 | 2031 | 1 | 341.8921 | 374.3401 | 42.4312 | 66.0419 | 0
| LCA | LA Basin | 6 | Average Weekday | CAISO | 1-in-10 | 2031 | 2 | 315.4333 | 337.2626 | 42.4319 | 65.406 | 0
| LCA | LA Basin | 6 | Average Weekday | CAISO | 1-in-10 | 2031 | 3 | 402.6268 | 430.0775 | 42.4328 | 64.8511 | 0
| LCA | LA Basin | 6 | Average Weekday | CAISO | 1-in-10 | 2031 | 4 | 395.0413 | 416.4993 | 42.4333 | 64.3339 | 0
| LCA | LA Basin | 6 | Average Weekday | CAISO | 1-in-10 | 2031 | 5 | 408.2547 | 449.0761 | 42.4281 | 63.958 | 0
| LCA | LA Basin | 6 | Average Weekday | CAISO | 1-in-10 | 2031 | 6 | 523.0157 | 578.2361 | 42.4185 | 63.6543 | 0
| LCA | LA Basin | 6 | Average Weekday | CAISO | 1-in-10 | 2031 | 7 | 569.5699 | 602.6914 | 42.3778 | 63.4179 | 0
| LCA | LA Basin | 6 | Average Weekday | CAISO | 1-in-10 | 2031 | 8 | 617.8324 | 655.568 | 42.4525 | 63.9411 | 0
| LCA | LA Basin | 6 | Average Weekday | CAISO | 1-in-10 | 2031 | 9 | 548.8572 | 572.2143 | 42.4772 | 65.6191 | 0
| LCA | LA Basin | 6 | Average Weekday | CAISO | 1-in-10 | 2031 | 10 | 528.5746 | 545.795 | 42.4453 | 68.1924 | 0
| LCA | LA Basin | 6 | Average Weekday | CAISO | 1-in-10 | 2031 | 11 | 511.0287 | 527.4118 | 42.4828 | 71.2075 | 0
| LCA | LA Basin | 6 | Average Weekday | CAISO | 1-in-10 | 2031 | 12 | 481.4426 | 498.1628 | 42.5276 | 74.2059 | 0
| LCA | LA Basin | 6 | Average Weekday | CAISO | 1-in-10 | 2031 | 13 | 403.7787 | 426.8411 | 42.5413 | 76.5274 | 0
| LCA | LA Basin | 6 | Average Weekday | CAISO | 1-in-10 | 2031 | 14 | 370.3784 | 390.6438 | 42.5044 | 78.2579 | 0
| LCA | LA Basin | 6 | Average Weekday | CAISO | 1-in-10 | 2031 | 15 | 306.7751 | 325.92 | 42.4161 | 79.4505 | 0
| LCA | LA Basin | 6 | Average Weekday | CAISO | 1-in-10 | 2031 | 16 | 254.601 | 257.9399 | 42.3397 | 80.0997 | 0
| LCA | LA Basin | 6 | Average Weekday | CAISO | 1-in-10 | 2031 | 17 | 214.0047 | 220.237 | 42.56 | 80.0446 | 0
| LCA | LA Basin | 6 | Average Weekday | CAISO | 1-in-10 | 2031 | 18 | 202.6466 | 216.9743 | 42.5997 | 79.2478 | 0
| LCA | LA Basin | 6 | Average Weekday | CAISO | 1-in-10 | 2031 | 19 | 180.1826 | 204.333 | 45.6387 | 77.8672 | 0
| LCA | LA Basin | 6 | Average Weekday | CAISO | 1-in-10 | 2031 | 20 | 170.6118 | 195.165 | 42.6539 | 75.7653 | 0
| LCA | LA Basin | 6 | Average Weekday | CAISO | 1-in-10 | 2031 | 21 | 184.0244 | 200.5142 | 42.9312 | 72.8935 | 0
| LCA | LA Basin | 6 | Average Weekday | CAISO | 1-in-10 | 2031 | 22 | 366.5898 | 408.687 | 42.5336 | 69.9628 | 0
| LCA | LA Basin | 6 | Average Weekday | CAISO | 1-in-10 | 2031 | 23 | 395.5705 | 436.685 | 42.4771 | 68.1691 | 0
| LCA | LA Basin | 6 | Average Weekday | CAISO | 1-in-10 | 2031 | 24 | 422.6501 | 470.6294 | 42.4515 | 67.0248 | 0
| LCA | LA Basin | 6 | Monthly System Peak Day | CAISO | 1-in-10 | 2031 | 1 | 341.8921 | 336.7958 | 51.58 | 73.7372 | 0
| LCA | LA Basin | 6 | Monthly System Peak Day | CAISO | 1-in-10 | 2031 | 2 | 315.4333 | 299.0018 | 51.5888 | 72.2246 | 0
| LCA | LA Basin | 6 | Monthly System Peak Day | CAISO | 1-in-10 | 2031 | 3 | 402.6268 | 367.5159 | 51.5937 | 71.1556 | 0
| LCA | LA Basin | 6 | Monthly System Peak Day | CAISO | 1-in-10 | 2031 | 4 | 395.0413 | 367.8775 | 51.5983 | 70.5067 | 0
| LCA | LA Basin | 6 | Monthly System Peak Day | CAISO | 1-in-10 | 2031 | 5 | 408.2547 | 395.5235 | 51.5939 | 69.6044 | 0
| LCA | LA Basin | 6 | Monthly System Peak Day | CAISO | 1-in-10 | 2031 | 6 | 523.0157 | 499.0697 | 51.5899 | 68.9945 | 0
| LCA | LA Basin | 6 | Monthly System Peak Day | CAISO | 1-in-10 | 2031 | 7 | 569.5699 | 517.0632 | 51.5001 | 68.5504 | 0
| LCA | LA Basin | 6 | Monthly System Peak Day | CAISO | 1-in-10 | 2031 | 8 | 617.8324 | 566.1752 | 51.5736 | 69.4144 | 0
| LCA | LA Basin | 6 | Monthly System Peak Day | CAISO | 1-in-10 | 2031 | 9 | 548.8572 | 523.5944 | 51.5377 | 73.255 | 0
| LCA | LA Basin | 6 | Monthly System Peak Day | CAISO | 1-in-10 | 2031 | 10 | 528.5746 | 490.8483 | 51.4712 | 79.3458 | 0
| LCA | LA Basin | 6 | Monthly System Peak Day | CAISO | 1-in-10 | 2031 | 11 | 511.0287 | 468.9624 | 51.4632 | 84.4605 | 0
| LCA | LA Basin | 6 | Monthly System Peak Day | CAISO | 1-in-10 | 2031 | 12 | 481.4426 | 447.191 | 51.4887 | 88.5582 | 0
| LCA | LA Basin | 6 | Monthly System Peak Day | CAISO | 1-in-10 | 2031 | 13 | 403.7787 | 386.1359 | 51.471 | 89.7379 | 0
| LCA | LA Basin | 6 | Monthly System Peak Day | CAISO | 1-in-10 | 2031 | 14 | 370.3784 | 353.1954 | 51.4884 | 91.0531 | 0
| LCA | LA Basin | 6 | Monthly System Peak Day | CAISO | 1-in-10 | 2031 | 15 | 306.7751 | 294.1108 | 51.465 | 92.8464 | 0
| LCA | LA Basin | 6 | Monthly System Peak Day | CAISO | 1-in-10 | 2031 | 16 | 254.601 | 225.4485 | 51.3906 | 94.3608 | 0
| LCA | LA Basin | 6 | Monthly System Peak Day | CAISO | 1-in-10 | 2031 | 17 | 214.0047 | 226.4873 | 51.2879 | 94.5572 | 0
| LCA | LA Basin | 6 | Monthly System Peak Day | CAISO | 1-in-10 | 2031 | 18 | 202.6466 | 226.867 | 51.4437 | 94.3669 | 0
| LCA | LA Basin | 6 | Monthly System Peak Day | CAISO | 1-in-10 | 2031 | 19 | 180.1826 | 173.9637 | 51.5121 | 92.9205 | 0
| LCA | LA Basin | 6 | Monthly System Peak Day | CAISO | 1-in-10 | 2031 | 20 | 170.6118 | 182.4192 | 50.3835 | 88.4795 | 0
| LCA | LA Basin | 6 | Monthly System Peak Day | CAISO | 1-in-10 | 2031 | 21 | 184.0244 | 169.697 | 52.5091 | 83.6541 | 0
| LCA | LA Basin | 6 | Monthly System Peak Day | CAISO | 1-in-10 | 2031 | 22 | 366.5898 | 351.6079 | 51.8831 | 79.5508 | 0
| LCA | LA Basin | 6 | Monthly System Peak Day | CAISO | 1-in-10 | 2031 | 23 | 395.5705 | 363.0526 | 51.7096 | 76.0228 | 0
| LCA | LA Basin | 6 | Monthly System Peak Day | CAISO | 1-in-10 | 2031 | 24 | 422.6501 | 405.3276 | 51.6155 | 73.8661 | 0
| LCA | LA Basin | 7 | Average Weekday | CAISO | 1-in-10 | 2031 | 1 | 344.7321 | 375.7645 | 45.5066 | 71.5048 | 0
| LCA | LA Basin | 7 | Average Weekday | CAISO | 1-in-10 | 2031 | 2 | 330.5718 | 350.1584 | 45.4949 | 70.8693 | 0
| LCA | LA Basin | 7 | Average Weekday | CAISO | 1-in-10 | 2031 | 3 | 406.4068 | 432.6918 | 45.4926 | 70.2777 | 0
| LCA | LA Basin | 7 | Average Weekday | CAISO | 1-in-10 | 2031 | 4 | 403.2128 | 427.0369 | 45.4894 | 69.8474 | 0
| LCA | LA Basin | 7 | Average Weekday | CAISO | 1-in-10 | 2031 | 5 | 421.0664 | 462.6278 | 45.4892 | 69.4915 | 0
| LCA | LA Basin | 7 | Average Weekday | CAISO | 1-in-10 | 2031 | 6 | 512.3391 | 565.0231 | 45.4864 | 69.2195 | 0
| LCA | LA Basin | 7 | Average Weekday | CAISO | 1-in-10 | 2031 | 7 | 548.3151 | 576.9733 | 45.4967 | 69.0681 | 0
| LCA | LA Basin | 7 | Average Weekday | CAISO | 1-in-10 | 2031 | 8 | 593.5704 | 629.899 | 45.5394 | 69.5449 | 0
| LCA | LA Basin | 7 | Average Weekday | CAISO | 1-in-10 | 2031 | 9 | 513.2119 | 535.9304 | 45.5824 | 71.5716 | 0
| LCA | LA Basin | 7 | Average Weekday | CAISO | 1-in-10 | 2031 | 10 | 495.8479 | 511.5258 | 45.5659 | 74.3441 | 0
| LCA | LA Basin | 7 | Average Weekday | CAISO | 1-in-10 | 2031 | 11 | 484.259 | 499.3604 | 45.6171 | 77.5632 | 0
| LCA | LA Basin | 7 | Average Weekday | CAISO | 1-in-10 | 2031 | 12 | 458.7874 | 476.1309 | 45.6686 | 80.6092 | 0
| LCA | LA Basin | 7 | Average Weekday | CAISO | 1-in-10 | 2031 | 13 | 379.1505 | 400.1888 | 45.6925 | 82.9258 | 0
| LCA | LA Basin | 7 | Average Weekday | CAISO | 1-in-10 | 2031 | 14 | 351.1013 | 370.0896 | 45.6475 | 84.6 | 0
| LCA | LA Basin | 7 | Average Weekday | CAISO | 1-in-10 | 2031 | 15 | 296.0195 | 314.616 | 45.5651 | 85.666 | 0
| LCA | LA Basin | 7 | Average Weekday | CAISO | 1-in-10 | 2031 | 16 | 238.4009 | 239.3202 | 45.5018 | 86.2406 | 0
| LCA | LA Basin | 7 | Average Weekday | CAISO | 1-in-10 | 2031 | 17 | 201.0746 | 206.4846 | 45.7773 | 86.1533 | 0
| LCA | LA Basin | 7 | Average Weekday | CAISO | 1-in-10 | 2031 | 18 | 199.5207 | 211.0008 | 45.8239 | 85.2921 | 0
| LCA | LA Basin | 7 | Average Weekday | CAISO | 1-in-10 | 2031 | 19 | 177.82 | 199.6853 | 46.7651 | 83.8367 | 0
| LCA | LA Basin | 7 | Average Weekday | CAISO | 1-in-10 | 2031 | 20 | 176.8648 | 195.9758 | 45.4649 | 81.5489 | 0
| LCA | LA Basin | 7 | Average Weekday | CAISO | 1-in-10 | 2031 | 21 | 193.1539 | 205.0139 | 45.9792 | 78.4619 | 0
| LCA | LA Basin | 7 | Average Weekday | CAISO | 1-in-10 | 2031 | 22 | 376.05 | 420.2504 | 45.5044 | 75.4852 | 0
| LCA | LA Basin | 7 | Average Weekday | CAISO | 1-in-10 | 2031 | 23 | 395.7467 | 432.2963 | 45.5054 | 73.7952 | 0
| LCA | LA Basin | 7 | Average Weekday | CAISO | 1-in-10 | 2031 | 24 | 419.4427 | 464.3878 | 45.5199 | 72.726 | 0
| LCA | LA Basin | 7 | Monthly System Peak Day | CAISO | 1-in-10 | 2031 | 1 | 344.7321 | 339.328 | 45.5101 | 75.4027 | 0
| LCA | LA Basin | 7 | Monthly System Peak Day | CAISO | 1-in-10 | 2031 | 2 | 330.5718 | 310.8267 | 45.4851 | 74.839 | 0
| LCA | LA Basin | 7 | Monthly System Peak Day | CAISO | 1-in-10 | 2031 | 3 | 406.4068 | 366.9035 | 45.4823 | 74.0038 | 0
| LCA | LA Basin | 7 | Monthly System Peak Day | CAISO | 1-in-10 | 2031 | 4 | 403.2128 | 378.0033 | 45.4781 | 73.413 | 0
| LCA | LA Basin | 7 | Monthly System Peak Day | CAISO | 1-in-10 | 2031 | 5 | 421.0664 | 410.1122 | 45.4903 | 72.7944 | 0
| LCA | LA Basin | 7 | Monthly System Peak Day | CAISO | 1-in-10 | 2031 | 6 | 512.3391 | 494.5537 | 45.5121 | 72.4389 | 0
| LCA | LA Basin | 7 | Monthly System Peak Day | CAISO | 1-in-10 | 2031 | 7 | 548.3151 | 498.9304 | 45.5774 | 72.0081 | 0
| LCA | LA Basin | 7 | Monthly System Peak Day | CAISO | 1-in-10 | 2031 | 8 | 593.5704 | 548.1002 | 45.547 | 72.2874 | 0
| LCA | LA Basin | 7 | Monthly System Peak Day | CAISO | 1-in-10 | 2031 | 9 | 513.2119 | 488.7418 | 45.5557 | 74.5615 | 0
| LCA | LA Basin | 7 | Monthly System Peak Day | CAISO | 1-in-10 | 2031 | 10 | 495.8479 | 457.2766 | 45.53 | 77.6898 | 0
| LCA | LA Basin | 7 | Monthly System Peak Day | CAISO | 1-in-10 | 2031 | 11 | 484.259 | 443.6349 | 45.553 | 81.323 | 0
| LCA | LA Basin | 7 | Monthly System Peak Day | CAISO | 1-in-10 | 2031 | 12 | 458.7874 | 426.3478 | 45.5774 | 84.6976 | 0
| LCA | LA Basin | 7 | Monthly System Peak Day | CAISO | 1-in-10 | 2031 | 13 | 379.1505 | 362.8904 | 45.5974 | 87.1992 | 0
| LCA | LA Basin | 7 | Monthly System Peak Day | CAISO | 1-in-10 | 2031 | 14 | 351.1013 | 334.9805 | 45.5818 | 88.9847 | 0
| LCA | LA Basin | 7 | Monthly System Peak Day | CAISO | 1-in-10 | 2031 | 15 | 296.0195 | 284.4106 | 45.5851 | 89.9225 | 0
| LCA | LA Basin | 7 | Monthly System Peak Day | CAISO | 1-in-10 | 2031 | 16 | 238.4009 | 209.9032 | 45.5695 | 90.3438 | 0
| LCA | LA Basin | 7 | Monthly System Peak Day | CAISO | 1-in-10 | 2031 | 17 | 201.0746 | 214.2039 | 45.2378 | 89.3737 | 0
| LCA | LA Basin | 7 | Monthly System Peak Day | CAISO | 1-in-10 | 2031 | 18 | 199.5207 | 221.8526 | 45.35 | 88.8563 | 0
| LCA | LA Basin | 7 | Monthly System Peak Day | CAISO | 1-in-10 | 2031 | 19 | 177.82 | 172.673 | 45.0423 | 87.38 | 0
| LCA | LA Basin | 7 | Monthly System Peak Day | CAISO | 1-in-10 | 2031 | 20 | 176.8648 | 212.4153 | 44.8189 | 84.9145 | 0
| LCA | LA Basin | 7 | Monthly System Peak Day | CAISO | 1-in-10 | 2031 | 21 | 193.1539 | 182.6659 | 46.0224 | 81.7018 | 0
| LCA | LA Basin | 7 | Monthly System Peak Day | CAISO | 1-in-10 | 2031 | 22 | 376.05 | 368.0974 | 45.6465 | 78.1535 | 0
| LCA | LA Basin | 7 | Monthly System Peak Day | CAISO | 1-in-10 | 2031 | 23 | 395.7467 | 362.5689 | 45.5434 | 76.6233 | 0
| LCA | LA Basin | 7 | Monthly System Peak Day | CAISO | 1-in-10 | 2031 | 24 | 419.4427 | 401.2488 | 45.53 | 75.353 | 0
| LCA | LA Basin | 8 | Average Weekday | CAISO | 1-in-10 | 2031 | 1 | 370.9757 | 406.4029 | 42.5907 | 71.1821 | 0
| LCA | LA Basin | 8 | Average Weekday | CAISO | 1-in-10 | 2031 | 2 | 342.0121 | 365.5302 | 42.5804 | 70.5502 | 0
| LCA | LA Basin | 8 | Average Weekday | CAISO | 1-in-10 | 2031 | 3 | 414.7403 | 440.567 | 42.5781 | 69.986 | 0
| LCA | LA Basin | 8 | Average Weekday | CAISO | 1-in-10 | 2031 | 4 | 421.1733 | 445.1858 | 42.5741 | 69.56 | 0
| LCA | LA Basin | 8 | Average Weekday | CAISO | 1-in-10 | 2031 | 5 | 430.6401 | 472.8049 | 42.5729 | 69.1631 | 0
| LCA | LA Basin | 8 | Average Weekday | CAISO | 1-in-10 | 2031 | 6 | 529.5452 | 586.1833 | 42.5678 | 68.8966 | 0
| LCA | LA Basin | 8 | Average Weekday | CAISO | 1-in-10 | 2031 | 7 | 574.4099 | 608.7824 | 42.5827 | 68.6448 | 0
| LCA | LA Basin | 8 | Average Weekday | CAISO | 1-in-10 | 2031 | 8 | 610.4456 | 650.311 | 42.6217 | 68.6851 | 0
| LCA | LA Basin | 8 | Average Weekday | CAISO | 1-in-10 | 2031 | 9 | 525.8018 | 549.4125 | 42.6648 | 70.1666 | 0
| LCA | LA Basin | 8 | Average Weekday | CAISO | 1-in-10 | 2031 | 10 | 511.2531 | 528.0485 | 42.6584 | 72.5728 | 0
| LCA | LA Basin | 8 | Average Weekday | CAISO | 1-in-10 | 2031 | 11 | 491.9554 | 508.2124 | 42.7028 | 75.4907 | 0
| LCA | LA Basin | 8 | Average Weekday | CAISO | 1-in-10 | 2031 | 12 | 462.3459 | 480.9908 | 42.7428 | 78.4324 | 0
| LCA | LA Basin | 8 | Average Weekday | CAISO | 1-in-10 | 2031 | 13 | 392.2369 | 415.8839 | 42.7637 | 80.9215 | 0
| LCA | LA Basin | 8 | Average Weekday | CAISO | 1-in-10 | 2031 | 14 | 361.4342 | 382.1006 | 42.7235 | 82.9616 | 0
| LCA | LA Basin | 8 | Average Weekday | CAISO | 1-in-10 | 2031 | 15 | 305.5277 | 325.2323 | 42.6521 | 84.3818 | 0
| LCA | LA Basin | 8 | Average Weekday | CAISO | 1-in-10 | 2031 | 16 | 246.6445 | 251.4538 | 42.5989 | 84.9627 | 0
| LCA | LA Basin | 8 | Average Weekday | CAISO | 1-in-10 | 2031 | 17 | 212.6005 | 216.0715 | 42.8772 | 84.9634 | 0
| LCA | LA Basin | 8 | Average Weekday | CAISO | 1-in-10 | 2031 | 18 | 198.062 | 210.9631 | 42.9536 | 84.0924 | 0
| LCA | LA Basin | 8 | Average Weekday | CAISO | 1-in-10 | 2031 | 19 | 177.3309 | 202.6093 | 44.1373 | 82.5626 | 0
| LCA | LA Basin | 8 | Average Weekday | CAISO | 1-in-10 | 2031 | 20 | 178.4055 | 202.7516 | 42.8018 | 80.205 | 0
| LCA | LA Basin | 8 | Average Weekday | CAISO | 1-in-10 | 2031 | 21 | 204.6342 | 220.5514 | 43.1973 | 76.9323 | 0
| LCA | LA Basin | 8 | Average Weekday | CAISO | 1-in-10 | 2031 | 22 | 393.8259 | 434.3249 | 42.5672 | 74.5866 | 0
| LCA | LA Basin | 8 | Average Weekday | CAISO | 1-in-10 | 2031 | 23 | 417.842 | 460.6017 | 42.5721 | 73.2481 | 0
| LCA | LA Basin | 8 | Average Weekday | CAISO | 1-in-10 | 2031 | 24 | 445.5259 | 494.7653 | 42.5978 | 72.2639 | 0
| LCA | LA Basin | 8 | Monthly System Peak Day | CAISO | 1-in-10 | 2031 | 1 | 370.9757 | 365.1166 | 36.2396 | 74.3439 | 0
| LCA | LA Basin | 8 | Monthly System Peak Day | CAISO | 1-in-10 | 2031 | 2 | 342.0121 | 324.3126 | 36.2154 | 73.5502 | 0
| LCA | LA Basin | 8 | Monthly System Peak Day | CAISO | 1-in-10 | 2031 | 3 | 414.7403 | 381.5833 | 36.213 | 72.9993 | 0
| LCA | LA Basin | 8 | Monthly System Peak Day | CAISO | 1-in-10 | 2031 | 4 | 421.1733 | 397.079 | 36.2096 | 72.4909 | 0
| LCA | LA Basin | 8 | Monthly System Peak Day | CAISO | 1-in-10 | 2031 | 5 | 430.6401 | 422.2824 | 36.2215 | 71.8364 | 0
| LCA | LA Basin | 8 | Monthly System Peak Day | CAISO | 1-in-10 | 2031 | 6 | 529.5452 | 509.0443 | 36.2442 | 71.3569 | 0
| LCA | LA Basin | 8 | Monthly System Peak Day | CAISO | 1-in-10 | 2031 | 7 | 574.4099 | 525.071 | 36.3034 | 70.9561 | 0
| LCA | LA Basin | 8 | Monthly System Peak Day | CAISO | 1-in-10 | 2031 | 8 | 610.4456 | 562.7269 | 36.2745 | 70.8809 | 0
| LCA | LA Basin | 8 | Monthly System Peak Day | CAISO | 1-in-10 | 2031 | 9 | 525.8018 | 502.9341 | 36.2809 | 72.9533 | 0
| LCA | LA Basin | 8 | Monthly System Peak Day | CAISO | 1-in-10 | 2031 | 10 | 511.2531 | 474.6376 | 36.2491 | 76.7184 | 0
| LCA | LA Basin | 8 | Monthly System Peak Day | CAISO | 1-in-10 | 2031 | 11 | 491.9554 | 451.3532 | 36.2735 | 81.5518 | 0
| LCA | LA Basin | 8 | Monthly System Peak Day | CAISO | 1-in-10 | 2031 | 12 | 462.3459 | 428.3396 | 36.3044 | 86.5047 | 0
| LCA | LA Basin | 8 | Monthly System Peak Day | CAISO | 1-in-10 | 2031 | 13 | 392.2369 | 377.1505 | 36.3256 | 89.8688 | 0
| LCA | LA Basin | 8 | Monthly System Peak Day | CAISO | 1-in-10 | 2031 | 14 | 361.4342 | 347.3468 | 36.3111 | 92.6145 | 0
| LCA | LA Basin | 8 | Monthly System Peak Day | CAISO | 1-in-10 | 2031 | 15 | 305.5277 | 295.7753 | 36.3125 | 93.5513 | 0
| LCA | LA Basin | 8 | Monthly System Peak Day | CAISO | 1-in-10 | 2031 | 16 | 246.6445 | 222.9901 | 36.2873 | 93.2975 | 0
| LCA | LA Basin | 8 | Monthly System Peak Day | CAISO | 1-in-10 | 2031 | 17 | 212.6005 | 223.472 | 35.9601 | 92.8797 | 0
| LCA | LA Basin | 8 | Monthly System Peak Day | CAISO | 1-in-10 | 2031 | 18 | 198.062 | 222.2783 | 36.0616 | 92.011 | 0
| LCA | LA Basin | 8 | Monthly System Peak Day | CAISO | 1-in-10 | 2031 | 19 | 177.3309 | 175.1483 | 35.8226 | 90.3425 | 0
| LCA | LA Basin | 8 | Monthly System Peak Day | CAISO | 1-in-10 | 2031 | 20 | 178.4055 | 174.7371 | 35.6919 | 87.901 | 0
| LCA | LA Basin | 8 | Monthly System Peak Day | CAISO | 1-in-10 | 2031 | 21 | 204.6342 | 186.4919 | 36.9055 | 83.6645 | 0
| LCA | LA Basin | 8 | Monthly System Peak Day | CAISO | 1-in-10 | 2031 | 22 | 393.8259 | 372.6159 | 36.4169 | 80.755 | 0
| LCA | LA Basin | 8 | Monthly System Peak Day | CAISO | 1-in-10 | 2031 | 23 | 417.842 | 392.4441 | 36.2892 | 79.4943 | 0
| LCA | LA Basin | 8 | Monthly System Peak Day | CAISO | 1-in-10 | 2031 | 24 | 445.5259 | 431.7344 | 36.2632 | 78.3382 | 0
| LCA | LA Basin | 8 | Typical Event Day | CAISO | 1-in-10 | 2031 | 1 | 370.9757 | 365.1166 | 36.2396 | 75.5392 | 0
| LCA | LA Basin | 8 | Typical Event Day | CAISO | 1-in-10 | 2031 | 2 | 342.0121 | 324.3126 | 36.2154 | 74.5538 | 0
| LCA | LA Basin | 8 | Typical Event Day | CAISO | 1-in-10 | 2031 | 3 | 414.7403 | 381.5833 | 36.213 | 73.6966 | 0
| LCA | LA Basin | 8 | Typical Event Day | CAISO | 1-in-10 | 2031 | 4 | 421.1733 | 397.079 | 36.2096 | 73.1318 | 0
| LCA | LA Basin | 8 | Typical Event Day | CAISO | 1-in-10 | 2031 | 5 | 430.6401 | 422.2824 | 36.2215 | 72.4612 | 0
| LCA | LA Basin | 8 | Typical Event Day | CAISO | 1-in-10 | 2031 | 6 | 529.5452 | 509.0443 | 36.2442 | 72.0565 | 0
| LCA | LA Basin | 8 | Typical Event Day | CAISO | 1-in-10 | 2031 | 7 | 574.4099 | 525.071 | 36.3034 | 71.6826 | 0
| LCA | LA Basin | 8 | Typical Event Day | CAISO | 1-in-10 | 2031 | 8 | 610.4456 | 562.7269 | 36.2745 | 72.0737 | 0
| LCA | LA Basin | 8 | Typical Event Day | CAISO | 1-in-10 | 2031 | 9 | 525.8018 | 502.9341 | 36.2809 | 74.5143 | 0
| LCA | LA Basin | 8 | Typical Event Day | CAISO | 1-in-10 | 2031 | 10 | 511.2531 | 474.6376 | 36.2491 | 78.5645 | 0
| LCA | LA Basin | 8 | Typical Event Day | CAISO | 1-in-10 | 2031 | 11 | 491.9554 | 451.3532 | 36.2735 | 83.1928 | 0
| LCA | LA Basin | 8 | Typical Event Day | CAISO | 1-in-10 | 2031 | 12 | 462.3459 | 428.3396 | 36.3044 | 87.381 | 0
| LCA | LA Basin | 8 | Typical Event Day | CAISO | 1-in-10 | 2031 | 13 | 392.2369 | 377.1505 | 36.3256 | 89.9484 | 0
| LCA | LA Basin | 8 | Typical Event Day | CAISO | 1-in-10 | 2031 | 14 | 361.4342 | 347.3468 | 36.3111 | 91.8571 | 0
| LCA | LA Basin | 8 | Typical Event Day | CAISO | 1-in-10 | 2031 | 15 | 305.5277 | 295.7753 | 36.3125 | 93.0707 | 0
| LCA | LA Basin | 8 | Typical Event Day | CAISO | 1-in-10 | 2031 | 16 | 246.6445 | 222.9901 | 36.2873 | 93.5186 | 0
| LCA | LA Basin | 8 | Typical Event Day | CAISO | 1-in-10 | 2031 | 17 | 212.6005 | 223.472 | 35.9601 | 93.2339 | 0
| LCA | LA Basin | 8 | Typical Event Day | CAISO | 1-in-10 | 2031 | 18 | 198.062 | 222.2783 | 36.0616 | 92.5256 | 0
| LCA | LA Basin | 8 | Typical Event Day | CAISO | 1-in-10 | 2031 | 19 | 177.3309 | 175.1483 | 35.8226 | 90.9975 | 0
| LCA | LA Basin | 8 | Typical Event Day | CAISO | 1-in-10 | 2031 | 20 | 178.4055 | 174.7371 | 35.6919 | 88.0332 | 0
| LCA | LA Basin | 8 | Typical Event Day | CAISO | 1-in-10 | 2031 | 21 | 204.6342 | 186.4919 | 36.9055 | 84.1394 | 0
| LCA | LA Basin | 8 | Typical Event Day | CAISO | 1-in-10 | 2031 | 22 | 393.8259 | 372.6159 | 36.4169 | 81.1364 | 0
| LCA | LA Basin | 8 | Typical Event Day | CAISO | 1-in-10 | 2031 | 23 | 417.842 | 392.4441 | 36.2892 | 79.2793 | 0
| LCA | LA Basin | 8 | Typical Event Day | CAISO | 1-in-10 | 2031 | 24 | 445.5259 | 431.7344 | 36.2632 | 77.7276 | 0
| LCA | LA Basin | 9 | Average Weekday | CAISO | 1-in-10 | 2031 | 1 | 327.7717 | 352.7067 | 45.7205 | 71.8669 | 0
| LCA | LA Basin | 9 | Average Weekday | CAISO | 1-in-10 | 2031 | 2 | 310.0855 | 322.4634 | 45.7117 | 70.9959 | 0
| LCA | LA Basin | 9 | Average Weekday | CAISO | 1-in-10 | 2031 | 3 | 399.3699 | 406.5453 | 45.7095 | 70.223 | 0
| LCA | LA Basin | 9 | Average Weekday | CAISO | 1-in-10 | 2031 | 4 | 404.0841 | 414.0316 | 45.7083 | 69.5376 | 0
| LCA | LA Basin | 9 | Average Weekday | CAISO | 1-in-10 | 2031 | 5 | 399.6032 | 420.528 | 45.7064 | 68.9831 | 0
| LCA | LA Basin | 9 | Average Weekday | CAISO | 1-in-10 | 2031 | 6 | 487.8797 | 525.1808 | 45.702 | 68.5098 | 0
| LCA | LA Basin | 9 | Average Weekday | CAISO | 1-in-10 | 2031 | 7 | 544.2252 | 574.1591 | 45.6958 | 68.1268 | 0
| LCA | LA Basin | 9 | Average Weekday | CAISO | 1-in-10 | 2031 | 8 | 568.0238 | 592.3503 | 45.7386 | 67.9214 | 0
| LCA | LA Basin | 9 | Average Weekday | CAISO | 1-in-10 | 2031 | 9 | 489.2308 | 509.4314 | 45.7801 | 69.3554 | 0
| LCA | LA Basin | 9 | Average Weekday | CAISO | 1-in-10 | 2031 | 10 | 481.7454 | 494.222 | 45.7686 | 72.3824 | 0
| LCA | LA Basin | 9 | Average Weekday | CAISO | 1-in-10 | 2031 | 11 | 470.2554 | 481.8279 | 45.8216 | 75.8098 | 0
| LCA | LA Basin | 9 | Average Weekday | CAISO | 1-in-10 | 2031 | 12 | 442.5461 | 453.9392 | 45.8761 | 79.1357 | 0
| LCA | LA Basin | 9 | Average Weekday | CAISO | 1-in-10 | 2031 | 13 | 379.3075 | 393.4004 | 45.8998 | 81.714 | 0
| LCA | LA Basin | 9 | Average Weekday | CAISO | 1-in-10 | 2031 | 14 | 344.1793 | 358.6639 | 45.8574 | 83.5285 | 0
| LCA | LA Basin | 9 | Average Weekday | CAISO | 1-in-10 | 2031 | 15 | 296.2468 | 310.6567 | 45.7713 | 84.7551 | 0
| LCA | LA Basin | 9 | Average Weekday | CAISO | 1-in-10 | 2031 | 16 | 257.3707 | 257.3738 | 45.706 | 85.1074 | 0
| LCA | LA Basin | 9 | Average Weekday | CAISO | 1-in-10 | 2031 | 17 | 206.3297 | 222.3349 | 45.8687 | 84.9811 | 0
| LCA | LA Basin | 9 | Average Weekday | CAISO | 1-in-10 | 2031 | 18 | 202.2803 | 222.1356 | 45.7868 | 84.0766 | 0
| LCA | LA Basin | 9 | Average Weekday | CAISO | 1-in-10 | 2031 | 19 | 204.0785 | 211.5454 | 47.2618 | 82.2484 | 0
| LCA | LA Basin | 9 | Average Weekday | CAISO | 1-in-10 | 2031 | 20 | 204.4178 | 214.5268 | 45.5105 | 79.3915 | 0
| LCA | LA Basin | 9 | Average Weekday | CAISO | 1-in-10 | 2031 | 21 | 222.9445 | 231.84 | 45.7134 | 76.3927 | 0
| LCA | LA Basin | 9 | Average Weekday | CAISO | 1-in-10 | 2031 | 22 | 387.8545 | 416.4719 | 45.6808 | 74.643 | 0
| LCA | LA Basin | 9 | Average Weekday | CAISO | 1-in-10 | 2031 | 23 | 389.8792 | 416.7344 | 45.7319 | 73.3839 | 0
| LCA | LA Basin | 9 | Average Weekday | CAISO | 1-in-10 | 2031 | 24 | 401.2751 | 439.5436 | 45.734 | 72.357 | 0
| LCA | LA Basin | 9 | Monthly System Peak Day | CAISO | 1-in-10 | 2031 | 1 | 327.7717 | 314.0531 | 45.8062 | 78.765 | 0
| LCA | LA Basin | 9 | Monthly System Peak Day | CAISO | 1-in-10 | 2031 | 2 | 310.0855 | 284.8827 | 45.7865 | 77.6888 | 0
| LCA | LA Basin | 9 | Monthly System Peak Day | CAISO | 1-in-10 | 2031 | 3 | 399.3699 | 350.1446 | 45.7842 | 76.715 | 0
| LCA | LA Basin | 9 | Monthly System Peak Day | CAISO | 1-in-10 | 2031 | 4 | 404.0841 | 363.1519 | 45.7792 | 76.1862 | 0
| LCA | LA Basin | 9 | Monthly System Peak Day | CAISO | 1-in-10 | 2031 | 5 | 399.6032 | 364.9993 | 45.7892 | 75.6787 | 0
| LCA | LA Basin | 9 | Monthly System Peak Day | CAISO | 1-in-10 | 2031 | 6 | 487.8797 | 434.82 | 45.8058 | 75.4975 | 0
| LCA | LA Basin | 9 | Monthly System Peak Day | CAISO | 1-in-10 | 2031 | 7 | 544.2252 | 476.3242 | 45.8735 | 75.2875 | 0
| LCA | LA Basin | 9 | Monthly System Peak Day | CAISO | 1-in-10 | 2031 | 8 | 568.0238 | 488.9667 | 45.8378 | 75.795 | 0
| LCA | LA Basin | 9 | Monthly System Peak Day | CAISO | 1-in-10 | 2031 | 9 | 489.2308 | 459.8846 | 45.8428 | 77.3825 | 0
| LCA | LA Basin | 9 | Monthly System Peak Day | CAISO | 1-in-10 | 2031 | 10 | 481.7454 | 436.2307 | 45.8319 | 80.615 | 0
| LCA | LA Basin | 9 | Monthly System Peak Day | CAISO | 1-in-10 | 2031 | 11 | 470.2554 | 419.737 | 45.8402 | 85.5512 | 0
| LCA | LA Basin | 9 | Monthly System Peak Day | CAISO | 1-in-10 | 2031 | 12 | 442.5461 | 399.7744 | 45.8444 | 89.88 | 0
| LCA | LA Basin | 9 | Monthly System Peak Day | CAISO | 1-in-10 | 2031 | 13 | 379.3075 | 348.693 | 45.8565 | 93.1575 | 0
| LCA | LA Basin | 9 | Monthly System Peak Day | CAISO | 1-in-10 | 2031 | 14 | 344.1793 | 319.7386 | 45.8497 | 94.9538 | 0
| LCA | LA Basin | 9 | Monthly System Peak Day | CAISO | 1-in-10 | 2031 | 15 | 296.2468 | 277.4724 | 45.8728 | 96.1413 | 0
| LCA | LA Basin | 9 | Monthly System Peak Day | CAISO | 1-in-10 | 2031 | 16 | 257.3707 | 223.1606 | 45.8781 | 96.235 | 0
| LCA | LA Basin | 9 | Monthly System Peak Day | CAISO | 1-in-10 | 2031 | 17 | 206.3297 | 224.0889 | 45.6281 | 96.255 | 0
| LCA | LA Basin | 9 | Monthly System Peak Day | CAISO | 1-in-10 | 2031 | 18 | 202.2803 | 226.6236 | 45.6384 | 94.9912 | 0
| LCA | LA Basin | 9 | Monthly System Peak Day | CAISO | 1-in-10 | 2031 | 19 | 204.0785 | 166.8253 | 46.2035 | 93.4512 | 0
| LCA | LA Basin | 9 | Monthly System Peak Day | CAISO | 1-in-10 | 2031 | 20 | 204.4178 | 161.0742 | 44.7856 | 91.0188 | 0
| LCA | LA Basin | 9 | Monthly System Peak Day | CAISO | 1-in-10 | 2031 | 21 | 222.9445 | 189.4216 | 45.7995 | 87.7125 | 0
| LCA | LA Basin | 9 | Monthly System Peak Day | CAISO | 1-in-10 | 2031 | 22 | 387.8545 | 344.9905 | 45.9328 | 86.2213 | 0
| LCA | LA Basin | 9 | Monthly System Peak Day | CAISO | 1-in-10 | 2031 | 23 | 389.8792 | 340.7406 | 45.8086 | 85.0662 | 0
| LCA | LA Basin | 9 | Monthly System Peak Day | CAISO | 1-in-10 | 2031 | 24 | 401.2751 | 371.7559 | 45.8147 | 83.4137 | 0
| LCA | LA Basin | 10 | Average Weekday | CAISO | 1-in-10 | 2031 | 1 | 357.2883 | 371.903 | 42.6476 | 68.555 | 0
| LCA | LA Basin | 10 | Average Weekday | CAISO | 1-in-10 | 2031 | 2 | 313.1862 | 319.304 | 42.538 | 67.6929 | 0
| LCA | LA Basin | 10 | Average Weekday | CAISO | 1-in-10 | 2031 | 3 | 393.6229 | 402.4431 | 42.5225 | 67.0076 | 0
| LCA | LA Basin | 10 | Average Weekday | CAISO | 1-in-10 | 2031 | 4 | 388.6052 | 399.8311 | 42.4859 | 66.3674 | 0
| LCA | LA Basin | 10 | Average Weekday | CAISO | 1-in-10 | 2031 | 5 | 442.9297 | 458.9678 | 42.4944 | 65.7726 | 0
| LCA | LA Basin | 10 | Average Weekday | CAISO | 1-in-10 | 2031 | 6 | 556.0266 | 580.1312 | 42.4624 | 65.2813 | 0
| LCA | LA Basin | 10 | Average Weekday | CAISO | 1-in-10 | 2031 | 7 | 596.6798 | 617.6324 | 42.4841 | 64.856 | 0
| LCA | LA Basin | 10 | Average Weekday | CAISO | 1-in-10 | 2031 | 8 | 650.7821 | 684.3665 | 42.7713 | 64.5914 | 0
| LCA | LA Basin | 10 | Average Weekday | CAISO | 1-in-10 | 2031 | 9 | 563.6249 | 605.2157 | 43.049 | 65.0372 | 0
| LCA | LA Basin | 10 | Average Weekday | CAISO | 1-in-10 | 2031 | 10 | 543.3712 | 569.3337 | 42.795 | 67.8623 | 0
| LCA | LA Basin | 10 | Average Weekday | CAISO | 1-in-10 | 2031 | 11 | 539.5486 | 560.1868 | 42.9322 | 71.4722 | 0
| LCA | LA Basin | 10 | Average Weekday | CAISO | 1-in-10 | 2031 | 12 | 499.5854 | 513.8746 | 43.0844 | 75.0476 | 0
| LCA | LA Basin | 10 | Average Weekday | CAISO | 1-in-10 | 2031 | 13 | 405.6393 | 416.1126 | 43.1836 | 77.9464 | 0
| LCA | LA Basin | 10 | Average Weekday | CAISO | 1-in-10 | 2031 | 14 | 353.6758 | 361.0537 | 43.064 | 79.8654 | 0
| LCA | LA Basin | 10 | Average Weekday | CAISO | 1-in-10 | 2031 | 15 | 299.2983 | 306.225 | 42.8364 | 81.0123 | 0
| LCA | LA Basin | 10 | Average Weekday | CAISO | 1-in-10 | 2031 | 16 | 240.7867 | 243.2924 | 42.5387 | 81.494 | 0
| LCA | LA Basin | 10 | Average Weekday | CAISO | 1-in-10 | 2031 | 17 | 202.9116 | 214.6776 | 42.2587 | 81.3193 | 0
| LCA | LA Basin | 10 | Average Weekday | CAISO | 1-in-10 | 2031 | 18 | 208.2686 | 216.7133 | 42.29 | 80.4769 | 0
| LCA | LA Basin | 10 | Average Weekday | CAISO | 1-in-10 | 2031 | 19 | 187.1194 | 191.8237 | 42.8527 | 78.5379 | 0
| LCA | LA Basin | 10 | Average Weekday | CAISO | 1-in-10 | 2031 | 20 | 195.8019 | 200.834 | 42.2077 | 75.4623 | 0
| LCA | LA Basin | 10 | Average Weekday | CAISO | 1-in-10 | 2031 | 21 | 206.6908 | 211.0934 | 42.3027 | 73.2762 | 0
| LCA | LA Basin | 10 | Average Weekday | CAISO | 1-in-10 | 2031 | 22 | 413.5133 | 441.05 | 42.5474 | 71.8236 | 0
| LCA | LA Basin | 10 | Average Weekday | CAISO | 1-in-10 | 2031 | 23 | 394.7373 | 422.9854 | 42.6446 | 70.6065 | 0
| LCA | LA Basin | 10 | Average Weekday | CAISO | 1-in-10 | 2031 | 24 | 412.8326 | 448.3941 | 42.7587 | 69.5898 | 0
| LCA | LA Basin | 10 | Monthly System Peak Day | CAISO | 1-in-10 | 2031 | 1 | 357.2883 | 388.7764 | 42.1926 | 77.8105 | 0
| LCA | LA Basin | 10 | Monthly System Peak Day | CAISO | 1-in-10 | 2031 | 2 | 313.1862 | 328.7381 | 42.2468 | 76.7246 | 0
| LCA | LA Basin | 10 | Monthly System Peak Day | CAISO | 1-in-10 | 2031 | 3 | 393.6229 | 412.9869 | 42.2549 | 75.7132 | 0
| LCA | LA Basin | 10 | Monthly System Peak Day | CAISO | 1-in-10 | 2031 | 4 | 388.6052 | 406.9729 | 42.2817 | 74.7559 | 0
| LCA | LA Basin | 10 | Monthly System Peak Day | CAISO | 1-in-10 | 2031 | 5 | 442.9297 | 470.2313 | 42.28 | 74.3109 | 0
| LCA | LA Basin | 10 | Monthly System Peak Day | CAISO | 1-in-10 | 2031 | 6 | 556.0266 | 583.2596 | 42.317 | 73.9266 | 0
| LCA | LA Basin | 10 | Monthly System Peak Day | CAISO | 1-in-10 | 2031 | 7 | 596.6798 | 615.9341 | 42.3309 | 73.3537 | 0
| LCA | LA Basin | 10 | Monthly System Peak Day | CAISO | 1-in-10 | 2031 | 8 | 650.7821 | 698.9372 | 42.1681 | 73.1109 | 0
| LCA | LA Basin | 10 | Monthly System Peak Day | CAISO | 1-in-10 | 2031 | 9 | 563.6249 | 614.9532 | 42.0977 | 73.8571 | 0
| LCA | LA Basin | 10 | Monthly System Peak Day | CAISO | 1-in-10 | 2031 | 10 | 543.3712 | 576.9147 | 42.1673 | 77.6895 | 0
| LCA | LA Basin | 10 | Monthly System Peak Day | CAISO | 1-in-10 | 2031 | 11 | 539.5486 | 571.3389 | 42.1957 | 81.277 | 0
| LCA | LA Basin | 10 | Monthly System Peak Day | CAISO | 1-in-10 | 2031 | 12 | 499.5854 | 527.8221 | 42.2647 | 84.4803 | 0
| LCA | LA Basin | 10 | Monthly System Peak Day | CAISO | 1-in-10 | 2031 | 13 | 405.6393 | 423.2173 | 42.3317 | 86.9539 | 0
| LCA | LA Basin | 10 | Monthly System Peak Day | CAISO | 1-in-10 | 2031 | 14 | 353.6758 | 363.8492 | 42.265 | 88.2526 | 0
| LCA | LA Basin | 10 | Monthly System Peak Day | CAISO | 1-in-10 | 2031 | 15 | 299.2983 | 307.2621 | 42.1918 | 88.8658 | 0
| LCA | LA Basin | 10 | Monthly System Peak Day | CAISO | 1-in-10 | 2031 | 16 | 240.7867 | 240.9054 | 42.261 | 89.5421 | 0
| LCA | LA Basin | 10 | Monthly System Peak Day | CAISO | 1-in-10 | 2031 | 17 | 202.9116 | 215.1054 | 42.2244 | 88.9579 | 0
| LCA | LA Basin | 10 | Monthly System Peak Day | CAISO | 1-in-10 | 2031 | 18 | 208.2686 | 217.2726 | 42.2104 | 87.8237 | 0
| LCA | LA Basin | 10 | Monthly System Peak Day | CAISO | 1-in-10 | 2031 | 19 | 187.1194 | 191.8012 | 43.0095 | 84.604 | 0
| LCA | LA Basin | 10 | Monthly System Peak Day | CAISO | 1-in-10 | 2031 | 20 | 195.8019 | 199.7336 | 42.2074 | 81.1316 | 0
| LCA | LA Basin | 10 | Monthly System Peak Day | CAISO | 1-in-10 | 2031 | 21 | 206.6908 | 211.4169 | 42.3612 | 77.9908 | 0
| LCA | LA Basin | 10 | Monthly System Peak Day | CAISO | 1-in-10 | 2031 | 22 | 413.5133 | 441.8406 | 42.3051 | 76.2697 | 0
| LCA | LA Basin | 10 | Monthly System Peak Day | CAISO | 1-in-10 | 2031 | 23 | 394.7373 | 428.8316 | 42.2289 | 75.2239 | 0
| LCA | LA Basin | 10 | Monthly System Peak Day | CAISO | 1-in-10 | 2031 | 24 | 412.8326 | 473.1238 | 42.1536 | 74.3334 | 0
| LCA | LA Basin | 11 | Average Weekday | CAISO | 1-in-10 | 2031 | 1 | 329.7013 | 338.1061 | 42.5299 | 57.9601 | 0
| LCA | LA Basin | 11 | Average Weekday | CAISO | 1-in-10 | 2031 | 2 | 294.888 | 300.8421 | 42.511 | 56.9747 | 0
| LCA | LA Basin | 11 | Average Weekday | CAISO | 1-in-10 | 2031 | 3 | 375.6933 | 386.799 | 42.4843 | 56.0638 | 0
| LCA | LA Basin | 11 | Average Weekday | CAISO | 1-in-10 | 2031 | 4 | 372.1931 | 387.127 | 42.4882 | 55.144 | 0
| LCA | LA Basin | 11 | Average Weekday | CAISO | 1-in-10 | 2031 | 5 | 412.7437 | 444.7377 | 42.467 | 54.3786 | 0
| LCA | LA Basin | 11 | Average Weekday | CAISO | 1-in-10 | 2031 | 6 | 535.0464 | 580.5103 | 42.4811 | 53.8108 | 0
| LCA | LA Basin | 11 | Average Weekday | CAISO | 1-in-10 | 2031 | 7 | 579.9293 | 601.6378 | 42.6838 | 53.3821 | 0
| LCA | LA Basin | 11 | Average Weekday | CAISO | 1-in-10 | 2031 | 8 | 622.413 | 641.3013 | 42.8703 | 53.205 | 0
| LCA | LA Basin | 11 | Average Weekday | CAISO | 1-in-10 | 2031 | 9 | 539.765 | 570.9137 | 42.7128 | 54.7891 | 0
| LCA | LA Basin | 11 | Average Weekday | CAISO | 1-in-10 | 2031 | 10 | 519.9943 | 539.2239 | 42.779 | 58.7128 | 0
| LCA | LA Basin | 11 | Average Weekday | CAISO | 1-in-10 | 2031 | 11 | 506.8481 | 520.9559 | 42.8831 | 63.2581 | 0
| LCA | LA Basin | 11 | Average Weekday | CAISO | 1-in-10 | 2031 | 12 | 475.0049 | 484.1651 | 42.9571 | 66.9529 | 0
| LCA | LA Basin | 11 | Average Weekday | CAISO | 1-in-10 | 2031 | 13 | 392.4349 | 404.0138 | 42.9023 | 69.623 | 0
| LCA | LA Basin | 11 | Average Weekday | CAISO | 1-in-10 | 2031 | 14 | 351.8782 | 360.9668 | 42.7653 | 71.1869 | 0
| LCA | LA Basin | 11 | Average Weekday | CAISO | 1-in-10 | 2031 | 15 | 287.6703 | 296.2986 | 42.5539 | 71.987 | 0
| LCA | LA Basin | 11 | Average Weekday | CAISO | 1-in-10 | 2031 | 16 | 236.4156 | 238.5126 | 42.5464 | 72.1217 | 0
| LCA | LA Basin | 11 | Average Weekday | CAISO | 1-in-10 | 2031 | 17 | 191.2706 | 201.2263 | 42.2832 | 71.3364 | 0
| LCA | LA Basin | 11 | Average Weekday | CAISO | 1-in-10 | 2031 | 18 | 189.3537 | 197.8952 | 42.3538 | 69.3138 | 0
| LCA | LA Basin | 11 | Average Weekday | CAISO | 1-in-10 | 2031 | 19 | 173.9115 | 179.8013 | 42.2083 | 66.7823 | 0
| LCA | LA Basin | 11 | Average Weekday | CAISO | 1-in-10 | 2031 | 20 | 180.5692 | 263.7791 | 51.0317 | 64.7013 | 0
| LCA | LA Basin | 11 | Average Weekday | CAISO | 1-in-10 | 2031 | 21 | 183.8997 | 189.0934 | 42.3441 | 63.0818 | 0
| LCA | LA Basin | 11 | Average Weekday | CAISO | 1-in-10 | 2031 | 22 | 382.9859 | 407.4197 | 42.6046 | 61.5232 | 0
| LCA | LA Basin | 11 | Average Weekday | CAISO | 1-in-10 | 2031 | 23 | 364.5658 | 384.7556 | 42.6788 | 60.18 | 0
| LCA | LA Basin | 11 | Average Weekday | CAISO | 1-in-10 | 2031 | 24 | 381.3282 | 398.9447 | 42.6105 | 59.0036 | 0
| LCA | LA Basin | 11 | Monthly System Peak Day | CAISO | 1-in-10 | 2031 | 1 | 329.7013 | 348.6674 | 42.2661 | 71.5513 | 0
| LCA | LA Basin | 11 | Monthly System Peak Day | CAISO | 1-in-10 | 2031 | 2 | 294.888 | 310.1732 | 42.2615 | 70.1891 | 0
| LCA | LA Basin | 11 | Monthly System Peak Day | CAISO | 1-in-10 | 2031 | 3 | 375.6933 | 394.963 | 42.2927 | 69.5076 | 0
| LCA | LA Basin | 11 | Monthly System Peak Day | CAISO | 1-in-10 | 2031 | 4 | 372.1931 | 396.1517 | 42.2842 | 68.1163 | 0
| LCA | LA Basin | 11 | Monthly System Peak Day | CAISO | 1-in-10 | 2031 | 5 | 412.7437 | 453.0139 | 42.326 | 67.2789 | 0
| LCA | LA Basin | 11 | Monthly System Peak Day | CAISO | 1-in-10 | 2031 | 6 | 535.0464 | 585.2519 | 42.3267 | 66.485 | 0
| LCA | LA Basin | 11 | Monthly System Peak Day | CAISO | 1-in-10 | 2031 | 7 | 579.9293 | 603.9859 | 42.125 | 66.3057 | 0
| LCA | LA Basin | 11 | Monthly System Peak Day | CAISO | 1-in-10 | 2031 | 8 | 622.413 | 671.644 | 42.0555 | 66.9505 | 0
| LCA | LA Basin | 11 | Monthly System Peak Day | CAISO | 1-in-10 | 2031 | 9 | 539.765 | 579.3468 | 42.2161 | 68.6008 | 0
| LCA | LA Basin | 11 | Monthly System Peak Day | CAISO | 1-in-10 | 2031 | 10 | 519.9943 | 549.7469 | 42.1584 | 72.9428 | 0
| LCA | LA Basin | 11 | Monthly System Peak Day | CAISO | 1-in-10 | 2031 | 11 | 506.8481 | 536.2861 | 42.2557 | 80.1355 | 0
| LCA | LA Basin | 11 | Monthly System Peak Day | CAISO | 1-in-10 | 2031 | 12 | 475.0049 | 500.5512 | 42.4049 | 85.9434 | 0
| LCA | LA Basin | 11 | Monthly System Peak Day | CAISO | 1-in-10 | 2031 | 13 | 392.4349 | 409.8754 | 42.4121 | 89.3829 | 0
| LCA | LA Basin | 11 | Monthly System Peak Day | CAISO | 1-in-10 | 2031 | 14 | 351.8782 | 361.9816 | 42.2987 | 90.9987 | 0
| LCA | LA Basin | 11 | Monthly System Peak Day | CAISO | 1-in-10 | 2031 | 15 | 287.6703 | 295.9253 | 42.3116 | 91.5474 | 0
| LCA | LA Basin | 11 | Monthly System Peak Day | CAISO | 1-in-10 | 2031 | 16 | 236.4156 | 236.1473 | 42.2456 | 91.5197 | 0
| LCA | LA Basin | 11 | Monthly System Peak Day | CAISO | 1-in-10 | 2031 | 17 | 191.2706 | 202.3598 | 42.2044 | 90.7408 | 0
| LCA | LA Basin | 11 | Monthly System Peak Day | CAISO | 1-in-10 | 2031 | 18 | 189.3537 | 200.615 | 42.1445 | 88.8921 | 0
| LCA | LA Basin | 11 | Monthly System Peak Day | CAISO | 1-in-10 | 2031 | 19 | 173.9115 | 179.2661 | 42.208 | 85.9039 | 0
| LCA | LA Basin | 11 | Monthly System Peak Day | CAISO | 1-in-10 | 2031 | 20 | 180.5692 | 330.9649 | 55.2975 | 82.2526 | 0
| LCA | LA Basin | 11 | Monthly System Peak Day | CAISO | 1-in-10 | 2031 | 21 | 183.8997 | 189.3603 | 42.3869 | 79.0605 | 0
| LCA | LA Basin | 11 | Monthly System Peak Day | CAISO | 1-in-10 | 2031 | 22 | 382.9859 | 410.8544 | 42.2313 | 76.4662 | 0
| LCA | LA Basin | 11 | Monthly System Peak Day | CAISO | 1-in-10 | 2031 | 23 | 364.5658 | 394.1361 | 42.1523 | 74.3099 | 0
| LCA | LA Basin | 11 | Monthly System Peak Day | CAISO | 1-in-10 | 2031 | 24 | 381.3282 | 417.6768 | 42.2134 | 72.6928 | 0
| LCA | LA Basin | 12 | Average Weekday | CAISO | 1-in-10 | 2031 | 1 | 388.119 | 396.5211 | 42.4044 | 52.4722 | 0
| LCA | LA Basin | 12 | Average Weekday | CAISO | 1-in-10 | 2031 | 2 | 354.756 | 361.3054 | 42.3932 | 51.7027 | 0
| LCA | LA Basin | 12 | Average Weekday | CAISO | 1-in-10 | 2031 | 3 | 434.0557 | 446.002 | 42.3918 | 50.9654 | 0
| LCA | LA Basin | 12 | Average Weekday | CAISO | 1-in-10 | 2031 | 4 | 431.0523 | 447.224 | 42.3906 | 50.2564 | 0
| LCA | LA Basin | 12 | Average Weekday | CAISO | 1-in-10 | 2031 | 5 | 477.2911 | 510.8726 | 42.3954 | 49.6342 | 0
| LCA | LA Basin | 12 | Average Weekday | CAISO | 1-in-10 | 2031 | 6 | 584.0343 | 631.0139 | 42.4037 | 49.1067 | 0
| LCA | LA Basin | 12 | Average Weekday | CAISO | 1-in-10 | 2031 | 7 | 624.0375 | 646.1291 | 42.4185 | 48.7226 | 0
| LCA | LA Basin | 12 | Average Weekday | CAISO | 1-in-10 | 2031 | 8 | 670.256 | 690.2346 | 42.4314 | 48.679 | 0
| LCA | LA Basin | 12 | Average Weekday | CAISO | 1-in-10 | 2031 | 9 | 577.938 | 609.9568 | 42.4436 | 49.4997 | 0
| LCA | LA Basin | 12 | Average Weekday | CAISO | 1-in-10 | 2031 | 10 | 546.0583 | 566.7896 | 42.4211 | 52.3837 | 0
| LCA | LA Basin | 12 | Average Weekday | CAISO | 1-in-10 | 2031 | 11 | 538.1252 | 552.3895 | 42.4445 | 56.0605 | 0
| LCA | LA Basin | 12 | Average Weekday | CAISO | 1-in-10 | 2031 | 12 | 505.6445 | 514.7086 | 42.4679 | 59.3856 | 0
| LCA | LA Basin | 12 | Average Weekday | CAISO | 1-in-10 | 2031 | 13 | 427.5777 | 438.9521 | 42.4822 | 61.7418 | 0
| LCA | LA Basin | 12 | Average Weekday | CAISO | 1-in-10 | 2031 | 14 | 390.0235 | 399.1224 | 42.4653 | 63.2924 | 0
| LCA | LA Basin | 12 | Average Weekday | CAISO | 1-in-10 | 2031 | 15 | 345.1048 | 353.6317 | 42.4317 | 64.0322 | 0
| LCA | LA Basin | 12 | Average Weekday | CAISO | 1-in-10 | 2031 | 16 | 291.4641 | 293.5593 | 42.403 | 64.0793 | 0
| LCA | LA Basin | 12 | Average Weekday | CAISO | 1-in-10 | 2031 | 17 | 254.6987 | 265.5455 | 42.2444 | 63.3258 | 0
| LCA | LA Basin | 12 | Average Weekday | CAISO | 1-in-10 | 2031 | 18 | 256.1727 | 264.5239 | 42.2497 | 61.3192 | 0
| LCA | LA Basin | 12 | Average Weekday | CAISO | 1-in-10 | 2031 | 19 | 242.4043 | 247.9866 | 42.2077 | 59.1225 | 0
| LCA | LA Basin | 12 | Average Weekday | CAISO | 1-in-10 | 2031 | 20 | 258.6213 | 343.1949 | 42.9972 | 57.5947 | 0
| LCA | LA Basin | 12 | Average Weekday | CAISO | 1-in-10 | 2031 | 21 | 263.9561 | 269.2845 | 42.3059 | 56.3307 | 0
| LCA | LA Basin | 12 | Average Weekday | CAISO | 1-in-10 | 2031 | 22 | 447.2302 | 470.9918 | 42.4276 | 55.1238 | 0
| LCA | LA Basin | 12 | Average Weekday | CAISO | 1-in-10 | 2031 | 23 | 429.7683 | 449.3765 | 42.4233 | 54.1089 | 0
| LCA | LA Basin | 12 | Average Weekday | CAISO | 1-in-10 | 2031 | 24 | 444.747 | 462.0508 | 42.4194 | 53.2199 | 0
| LCA | LA Basin | 12 | Monthly System Peak Day | CAISO | 1-in-10 | 2031 | 1 | 388.119 | 396.5211 | 42.4044 | 43.7887 | 0
| LCA | LA Basin | 12 | Monthly System Peak Day | CAISO | 1-in-10 | 2031 | 2 | 354.756 | 361.3054 | 42.3932 | 42.7476 | 0
| LCA | LA Basin | 12 | Monthly System Peak Day | CAISO | 1-in-10 | 2031 | 3 | 434.0557 | 446.002 | 42.3918 | 41.6828 | 0
| LCA | LA Basin | 12 | Monthly System Peak Day | CAISO | 1-in-10 | 2031 | 4 | 431.0523 | 447.224 | 42.3906 | 40.8868 | 0
| LCA | LA Basin | 12 | Monthly System Peak Day | CAISO | 1-in-10 | 2031 | 5 | 477.2911 | 510.8726 | 42.3954 | 39.9918 | 0
| LCA | LA Basin | 12 | Monthly System Peak Day | CAISO | 1-in-10 | 2031 | 6 | 584.0343 | 631.0139 | 42.4037 | 39.0575 | 0
| LCA | LA Basin | 12 | Monthly System Peak Day | CAISO | 1-in-10 | 2031 | 7 | 624.0375 | 646.1291 | 42.4185 | 38.3624 | 0
| LCA | LA Basin | 12 | Monthly System Peak Day | CAISO | 1-in-10 | 2031 | 8 | 670.256 | 690.2346 | 42.4314 | 38.6474 | 0
| LCA | LA Basin | 12 | Monthly System Peak Day | CAISO | 1-in-10 | 2031 | 9 | 577.938 | 609.9568 | 42.4436 | 39.7196 | 0
| LCA | LA Basin | 12 | Monthly System Peak Day | CAISO | 1-in-10 | 2031 | 10 | 546.0583 | 566.7896 | 42.4211 | 43.7558 | 0
| LCA | LA Basin | 12 | Monthly System Peak Day | CAISO | 1-in-10 | 2031 | 11 | 538.1252 | 552.3895 | 42.4445 | 48.4107 | 0
| LCA | LA Basin | 12 | Monthly System Peak Day | CAISO | 1-in-10 | 2031 | 12 | 505.6445 | 514.7086 | 42.4679 | 51.2009 | 0
| LCA | LA Basin | 12 | Monthly System Peak Day | CAISO | 1-in-10 | 2031 | 13 | 427.5777 | 438.9521 | 42.4822 | 52.4076 | 0
| LCA | LA Basin | 12 | Monthly System Peak Day | CAISO | 1-in-10 | 2031 | 14 | 390.0235 | 399.1224 | 42.4653 | 53.5787 | 0
| LCA | LA Basin | 12 | Monthly System Peak Day | CAISO | 1-in-10 | 2031 | 15 | 345.1048 | 353.6317 | 42.4317 | 54.5351 | 0
| LCA | LA Basin | 12 | Monthly System Peak Day | CAISO | 1-in-10 | 2031 | 16 | 291.4641 | 293.5593 | 42.403 | 54.8984 | 0
| LCA | LA Basin | 12 | Monthly System Peak Day | CAISO | 1-in-10 | 2031 | 17 | 254.6987 | 265.5455 | 42.2444 | 54.613 | 0
| LCA | LA Basin | 12 | Monthly System Peak Day | CAISO | 1-in-10 | 2031 | 18 | 256.1727 | 264.5239 | 42.2497 | 52.7462 | 0
| LCA | LA Basin | 12 | Monthly System Peak Day | CAISO | 1-in-10 | 2031 | 19 | 242.4043 | 247.9866 | 42.2077 | 50.6778 | 0
| LCA | LA Basin | 12 | Monthly System Peak Day | CAISO | 1-in-10 | 2031 | 20 | 258.6213 | 343.1949 | 42.9972 | 49.5764 | 0
| LCA | LA Basin | 12 | Monthly System Peak Day | CAISO | 1-in-10 | 2031 | 21 | 263.9561 | 269.2845 | 42.3059 | 48.2487 | 0
| LCA | LA Basin | 12 | Monthly System Peak Day | CAISO | 1-in-10 | 2031 | 22 | 447.2302 | 470.9918 | 42.4276 | 46.5763 | 0
| LCA | LA Basin | 12 | Monthly System Peak Day | CAISO | 1-in-10 | 2031 | 23 | 429.7683 | 449.3765 | 42.4233 | 45.8611 | 0
| LCA | LA Basin | 12 | Monthly System Peak Day | CAISO | 1-in-10 | 2031 | 24 | 444.747 | 462.0508 | 42.4194 | 45.4583 | 0
| LCA | LA Basin | 1 | Average Weekday | CAISO | 1-in-2 | 2021 | 1 | 350.2411 | 358.3097 | 52.6597 | 53.6089 | 0
| LCA | LA Basin | 1 | Average Weekday | CAISO | 1-in-2 | 2021 | 2 | 325.0231 | 330.9821 | 52.6512 | 52.7769 | 0
| LCA | LA Basin | 1 | Average Weekday | CAISO | 1-in-2 | 2021 | 3 | 402.4694 | 413.1574 | 52.65 | 52.0451 | 0
| LCA | LA Basin | 1 | Average Weekday | CAISO | 1-in-2 | 2021 | 4 | 401.5564 | 415.9747 | 52.6488 | 51.5464 | 0
| LCA | LA Basin | 1 | Average Weekday | CAISO | 1-in-2 | 2021 | 5 | 453.6828 | 486.2612 | 52.6518 | 50.788 | 0
| LCA | LA Basin | 1 | Average Weekday | CAISO | 1-in-2 | 2021 | 6 | 559.5378 | 607.431 | 52.6568 | 50.2343 | 0
| LCA | LA Basin | 1 | Average Weekday | CAISO | 1-in-2 | 2021 | 7 | 602.1229 | 624.4415 | 52.6671 | 49.9495 | 0
| LCA | LA Basin | 1 | Average Weekday | CAISO | 1-in-2 | 2021 | 8 | 646.6758 | 665.5367 | 52.6806 | 49.7954 | 0
| LCA | LA Basin | 1 | Average Weekday | CAISO | 1-in-2 | 2021 | 9 | 561.5765 | 589.5735 | 52.6944 | 50.3999 | 0
| LCA | LA Basin | 1 | Average Weekday | CAISO | 1-in-2 | 2021 | 10 | 543.4805 | 563.1444 | 52.6783 | 53.3634 | 0
| LCA | LA Basin | 1 | Average Weekday | CAISO | 1-in-2 | 2021 | 11 | 536.2728 | 550.5198 | 52.6996 | 57.3759 | 0
| LCA | LA Basin | 1 | Average Weekday | CAISO | 1-in-2 | 2021 | 12 | 508.1701 | 515.5451 | 52.7204 | 61.0591 | 0
| LCA | LA Basin | 1 | Average Weekday | CAISO | 1-in-2 | 2021 | 13 | 441.7589 | 452.9951 | 52.7326 | 63.9993 | 0
| LCA | LA Basin | 1 | Average Weekday | CAISO | 1-in-2 | 2021 | 14 | 396.3459 | 405.4221 | 52.7171 | 65.9212 | 0
| LCA | LA Basin | 1 | Average Weekday | CAISO | 1-in-2 | 2021 | 15 | 355.5035 | 363.8846 | 52.686 | 67.0624 | 0
| LCA | LA Basin | 1 | Average Weekday | CAISO | 1-in-2 | 2021 | 16 | 301.9212 | 304.2811 | 52.6598 | 67.4442 | 0
| LCA | LA Basin | 1 | Average Weekday | CAISO | 1-in-2 | 2021 | 17 | 260.1391 | 270.2972 | 52.5504 | 66.7844 | 0
| LCA | LA Basin | 1 | Average Weekday | CAISO | 1-in-2 | 2021 | 18 | 259.4985 | 267.8995 | 52.5536 | 64.9549 | 0
| LCA | LA Basin | 1 | Average Weekday | CAISO | 1-in-2 | 2021 | 19 | 240.5061 | 245.9528 | 52.527 | 62.0869 | 0
| LCA | LA Basin | 1 | Average Weekday | CAISO | 1-in-2 | 2021 | 20 | 249.6169 | 337.8659 | 53.1636 | 60.0778 | 0
| LCA | LA Basin | 1 | Average Weekday | CAISO | 1-in-2 | 2021 | 21 | 241.8359 | 246.861 | 52.5942 | 58.6252 | 0
| LCA | LA Basin | 1 | Average Weekday | CAISO | 1-in-2 | 2021 | 22 | 420.9271 | 444.5294 | 52.6683 | 57.3027 | 0
| LCA | LA Basin | 1 | Average Weekday | CAISO | 1-in-2 | 2021 | 23 | 393.9759 | 412.7992 | 52.6701 | 56.0628 | 0
| LCA | LA Basin | 1 | Average Weekday | CAISO | 1-in-2 | 2021 | 24 | 401.2355 | 418.6203 | 52.6706 | 54.9205 | 0
| LCA | LA Basin | 1 | Monthly System Peak Day | CAISO | 1-in-2 | 2021 | 1 | 350.2411 | 358.3097 | 52.6597 | 49.7373 | 0
| LCA | LA Basin | 1 | Monthly System Peak Day | CAISO | 1-in-2 | 2021 | 2 | 325.0231 | 330.9821 | 52.6512 | 48.8143 | 0
| LCA | LA Basin | 1 | Monthly System Peak Day | CAISO | 1-in-2 | 2021 | 3 | 402.4694 | 413.1574 | 52.65 | 47.9021 | 0
| LCA | LA Basin | 1 | Monthly System Peak Day | CAISO | 1-in-2 | 2021 | 4 | 401.5564 | 415.9747 | 52.6488 | 47.1079 | 0
| LCA | LA Basin | 1 | Monthly System Peak Day | CAISO | 1-in-2 | 2021 | 5 | 453.6828 | 486.2612 | 52.6518 | 46.3688 | 0
| LCA | LA Basin | 1 | Monthly System Peak Day | CAISO | 1-in-2 | 2021 | 6 | 559.5378 | 607.431 | 52.6568 | 45.8751 | 0
| LCA | LA Basin | 1 | Monthly System Peak Day | CAISO | 1-in-2 | 2021 | 7 | 602.1229 | 624.4415 | 52.6671 | 45.4941 | 0
| LCA | LA Basin | 1 | Monthly System Peak Day | CAISO | 1-in-2 | 2021 | 8 | 646.6758 | 665.5367 | 52.6806 | 45.2632 | 0
| LCA | LA Basin | 1 | Monthly System Peak Day | CAISO | 1-in-2 | 2021 | 9 | 561.5765 | 589.5735 | 52.6944 | 46.1295 | 0
| LCA | LA Basin | 1 | Monthly System Peak Day | CAISO | 1-in-2 | 2021 | 10 | 543.4805 | 563.1444 | 52.6783 | 48.7022 | 0
| LCA | LA Basin | 1 | Monthly System Peak Day | CAISO | 1-in-2 | 2021 | 11 | 536.2728 | 550.5198 | 52.6996 | 51.8204 | 0
| LCA | LA Basin | 1 | Monthly System Peak Day | CAISO | 1-in-2 | 2021 | 12 | 508.1701 | 515.5451 | 52.7204 | 54.4103 | 0
| LCA | LA Basin | 1 | Monthly System Peak Day | CAISO | 1-in-2 | 2021 | 13 | 441.7589 | 452.9951 | 52.7326 | 55.8757 | 0
| LCA | LA Basin | 1 | Monthly System Peak Day | CAISO | 1-in-2 | 2021 | 14 | 396.3459 | 405.4221 | 52.7171 | 56.9455 | 0
| LCA | LA Basin | 1 | Monthly System Peak Day | CAISO | 1-in-2 | 2021 | 15 | 355.5035 | 363.8846 | 52.686 | 57.9759 | 0
| LCA | LA Basin | 1 | Monthly System Peak Day | CAISO | 1-in-2 | 2021 | 16 | 301.9212 | 304.2811 | 52.6598 | 58.3969 | 0
| LCA | LA Basin | 1 | Monthly System Peak Day | CAISO | 1-in-2 | 2021 | 17 | 260.1391 | 270.2972 | 52.5504 | 57.3632 | 0
| LCA | LA Basin | 1 | Monthly System Peak Day | CAISO | 1-in-2 | 2021 | 18 | 259.4985 | 267.8995 | 52.5536 | 55.9014 | 0
| LCA | LA Basin | 1 | Monthly System Peak Day | CAISO | 1-in-2 | 2021 | 19 | 240.5061 | 245.9528 | 52.527 | 54.5893 | 0
| LCA | LA Basin | 1 | Monthly System Peak Day | CAISO | 1-in-2 | 2021 | 20 | 249.6169 | 337.8659 | 53.1636 | 53.497 | 0
| LCA | LA Basin | 1 | Monthly System Peak Day | CAISO | 1-in-2 | 2021 | 21 | 241.8359 | 246.861 | 52.5942 | 52.3922 | 0
| LCA | LA Basin | 1 | Monthly System Peak Day | CAISO | 1-in-2 | 2021 | 22 | 420.9271 | 444.5294 | 52.6683 | 51.4697 | 0
| LCA | LA Basin | 1 | Monthly System Peak Day | CAISO | 1-in-2 | 2021 | 23 | 393.9759 | 412.7992 | 52.6701 | 50.4998 | 0
| LCA | LA Basin | 1 | Monthly System Peak Day | CAISO | 1-in-2 | 2021 | 24 | 401.2355 | 418.6203 | 52.6706 | 49.5507 | 0
| LCA | LA Basin | 2 | Average Weekday | CAISO | 1-in-2 | 2021 | 1 | 324.798 | 333.3456 | 52.6855 | 54.4699 | 0
| LCA | LA Basin | 2 | Average Weekday | CAISO | 1-in-2 | 2021 | 2 | 301.7082 | 307.7376 | 52.6761 | 53.6195 | 0
| LCA | LA Basin | 2 | Average Weekday | CAISO | 1-in-2 | 2021 | 3 | 369.4812 | 381.0083 | 52.6748 | 52.8248 | 0
| LCA | LA Basin | 2 | Average Weekday | CAISO | 1-in-2 | 2021 | 4 | 365.3419 | 381.0053 | 52.6736 | 51.9785 | 0
| LCA | LA Basin | 2 | Average Weekday | CAISO | 1-in-2 | 2021 | 5 | 420.8421 | 454.3249 | 52.6771 | 51.2609 | 0
| LCA | LA Basin | 2 | Average Weekday | CAISO | 1-in-2 | 2021 | 6 | 522.2825 | 572.6454 | 52.6829 | 50.6437 | 0
| LCA | LA Basin | 2 | Average Weekday | CAISO | 1-in-2 | 2021 | 7 | 555.2678 | 576.095 | 52.6944 | 50.2718 | 0
| LCA | LA Basin | 2 | Average Weekday | CAISO | 1-in-2 | 2021 | 8 | 606.3483 | 625.1946 | 52.7083 | 50.0934 | 0
| LCA | LA Basin | 2 | Average Weekday | CAISO | 1-in-2 | 2021 | 9 | 542.0675 | 569.1694 | 52.7225 | 51.4748 | 0
| LCA | LA Basin | 2 | Average Weekday | CAISO | 1-in-2 | 2021 | 10 | 518.381 | 537.2494 | 52.7046 | 54.9604 | 0
| LCA | LA Basin | 2 | Average Weekday | CAISO | 1-in-2 | 2021 | 11 | 514.9741 | 528.9592 | 52.7274 | 58.9029 | 0
| LCA | LA Basin | 2 | Average Weekday | CAISO | 1-in-2 | 2021 | 12 | 485.7811 | 493.7506 | 52.7499 | 62.247 | 0
| LCA | LA Basin | 2 | Average Weekday | CAISO | 1-in-2 | 2021 | 13 | 418.6116 | 430.713 | 52.7631 | 64.688 | 0
| LCA | LA Basin | 2 | Average Weekday | CAISO | 1-in-2 | 2021 | 14 | 370.7821 | 379.9355 | 52.7464 | 66.2436 | 0
| LCA | LA Basin | 2 | Average Weekday | CAISO | 1-in-2 | 2021 | 15 | 324.869 | 333.3366 | 52.7131 | 67.0442 | 0
| LCA | LA Basin | 2 | Average Weekday | CAISO | 1-in-2 | 2021 | 16 | 269.9991 | 272.5321 | 52.6853 | 67.1132 | 0
| LCA | LA Basin | 2 | Average Weekday | CAISO | 1-in-2 | 2021 | 17 | 220.6191 | 230.4838 | 52.5587 | 66.5634 | 0
| LCA | LA Basin | 2 | Average Weekday | CAISO | 1-in-2 | 2021 | 18 | 216.6407 | 225.3395 | 52.5628 | 65.1444 | 0
| LCA | LA Basin | 2 | Average Weekday | CAISO | 1-in-2 | 2021 | 19 | 201.4192 | 207.6416 | 52.5274 | 62.6319 | 0
| LCA | LA Basin | 2 | Average Weekday | CAISO | 1-in-2 | 2021 | 20 | 210.7184 | 296.3602 | 53.2232 | 60.4289 | 0
| LCA | LA Basin | 2 | Average Weekday | CAISO | 1-in-2 | 2021 | 21 | 203.3221 | 208.7713 | 52.6068 | 58.9182 | 0
| LCA | LA Basin | 2 | Average Weekday | CAISO | 1-in-2 | 2021 | 22 | 385.078 | 409.7343 | 52.6965 | 57.661 | 0
| LCA | LA Basin | 2 | Average Weekday | CAISO | 1-in-2 | 2021 | 23 | 360.3816 | 380.463 | 52.6978 | 56.4731 | 0
| LCA | LA Basin | 2 | Average Weekday | CAISO | 1-in-2 | 2021 | 24 | 367.3158 | 385.3537 | 52.6975 | 55.4219 | 0
| LCA | LA Basin | 2 | Monthly System Peak Day | CAISO | 1-in-2 | 2021 | 1 | 324.798 | 333.3456 | 52.6855 | 44.9273 | 0
| LCA | LA Basin | 2 | Monthly System Peak Day | CAISO | 1-in-2 | 2021 | 2 | 301.7082 | 307.7376 | 52.6761 | 44.337 | 0
| LCA | LA Basin | 2 | Monthly System Peak Day | CAISO | 1-in-2 | 2021 | 3 | 369.4812 | 381.0083 | 52.6748 | 43.529 | 0
| LCA | LA Basin | 2 | Monthly System Peak Day | CAISO | 1-in-2 | 2021 | 4 | 365.3419 | 381.0053 | 52.6736 | 42.9897 | 0
| LCA | LA Basin | 2 | Monthly System Peak Day | CAISO | 1-in-2 | 2021 | 5 | 420.8421 | 454.3249 | 52.6771 | 42.1742 | 0
| LCA | LA Basin | 2 | Monthly System Peak Day | CAISO | 1-in-2 | 2021 | 6 | 522.2825 | 572.6454 | 52.6829 | 41.3082 | 0
| LCA | LA Basin | 2 | Monthly System Peak Day | CAISO | 1-in-2 | 2021 | 7 | 555.2678 | 576.095 | 52.6944 | 40.5371 | 0
| LCA | LA Basin | 2 | Monthly System Peak Day | CAISO | 1-in-2 | 2021 | 8 | 606.3483 | 625.1946 | 52.7083 | 40.3082 | 0
| LCA | LA Basin | 2 | Monthly System Peak Day | CAISO | 1-in-2 | 2021 | 9 | 542.0675 | 569.1694 | 52.7225 | 42.0587 | 0
| LCA | LA Basin | 2 | Monthly System Peak Day | CAISO | 1-in-2 | 2021 | 10 | 518.381 | 537.2494 | 52.7046 | 45.5804 | 0
| LCA | LA Basin | 2 | Monthly System Peak Day | CAISO | 1-in-2 | 2021 | 11 | 514.9741 | 528.9592 | 52.7274 | 48.9448 | 0
| LCA | LA Basin | 2 | Monthly System Peak Day | CAISO | 1-in-2 | 2021 | 12 | 485.7811 | 493.7506 | 52.7499 | 52.1419 | 0
| LCA | LA Basin | 2 | Monthly System Peak Day | CAISO | 1-in-2 | 2021 | 13 | 418.6116 | 430.713 | 52.7631 | 54.482 | 0
| LCA | LA Basin | 2 | Monthly System Peak Day | CAISO | 1-in-2 | 2021 | 14 | 370.7821 | 379.9355 | 52.7464 | 56.1121 | 0
| LCA | LA Basin | 2 | Monthly System Peak Day | CAISO | 1-in-2 | 2021 | 15 | 324.869 | 333.3366 | 52.7131 | 57.1847 | 0
| LCA | LA Basin | 2 | Monthly System Peak Day | CAISO | 1-in-2 | 2021 | 16 | 269.9991 | 272.5321 | 52.6853 | 57.6294 | 0
| LCA | LA Basin | 2 | Monthly System Peak Day | CAISO | 1-in-2 | 2021 | 17 | 220.6191 | 230.4838 | 52.5587 | 57.4205 | 0
| LCA | LA Basin | 2 | Monthly System Peak Day | CAISO | 1-in-2 | 2021 | 18 | 216.6407 | 225.3395 | 52.5628 | 56.4754 | 0
| LCA | LA Basin | 2 | Monthly System Peak Day | CAISO | 1-in-2 | 2021 | 19 | 201.4192 | 207.6416 | 52.5274 | 54.4499 | 0
| LCA | LA Basin | 2 | Monthly System Peak Day | CAISO | 1-in-2 | 2021 | 20 | 210.7184 | 296.3602 | 53.2232 | 52.383 | 0
| LCA | LA Basin | 2 | Monthly System Peak Day | CAISO | 1-in-2 | 2021 | 21 | 203.3221 | 208.7713 | 52.6068 | 50.9981 | 0
| LCA | LA Basin | 2 | Monthly System Peak Day | CAISO | 1-in-2 | 2021 | 22 | 385.078 | 409.7343 | 52.6965 | 49.6804 | 0
| LCA | LA Basin | 2 | Monthly System Peak Day | CAISO | 1-in-2 | 2021 | 23 | 360.3816 | 380.463 | 52.6978 | 48.3694 | 0
| LCA | LA Basin | 2 | Monthly System Peak Day | CAISO | 1-in-2 | 2021 | 24 | 367.3158 | 385.3537 | 52.6975 | 47.0572 | 0
| LCA | LA Basin | 3 | Average Weekday | CAISO | 1-in-2 | 2021 | 1 | 360.2449 | 375.6867 | 52.7574 | 55.1366 | 0
| LCA | LA Basin | 3 | Average Weekday | CAISO | 1-in-2 | 2021 | 2 | 333.8877 | 341.5372 | 52.7112 | 54.1499 | 0
| LCA | LA Basin | 3 | Average Weekday | CAISO | 1-in-2 | 2021 | 3 | 421.2752 | 430.8946 | 52.7043 | 53.2438 | 0
| LCA | LA Basin | 3 | Average Weekday | CAISO | 1-in-2 | 2021 | 4 | 410.4813 | 422.7804 | 52.6895 | 52.4751 | 0
| LCA | LA Basin | 3 | Average Weekday | CAISO | 1-in-2 | 2021 | 5 | 451.2578 | 469.7794 | 52.6933 | 51.79 | 0
| LCA | LA Basin | 3 | Average Weekday | CAISO | 1-in-2 | 2021 | 6 | 562.3795 | 588.3827 | 52.6815 | 51.1894 | 0
| LCA | LA Basin | 3 | Average Weekday | CAISO | 1-in-2 | 2021 | 7 | 603.0724 | 624.2513 | 52.6961 | 50.8286 | 0
| LCA | LA Basin | 3 | Average Weekday | CAISO | 1-in-2 | 2021 | 8 | 652.4009 | 687.7467 | 52.8168 | 50.6731 | 0
| LCA | LA Basin | 3 | Average Weekday | CAISO | 1-in-2 | 2021 | 9 | 575.3532 | 616.7896 | 52.9214 | 51.7709 | 0
| LCA | LA Basin | 3 | Average Weekday | CAISO | 1-in-2 | 2021 | 10 | 553.739 | 582.4225 | 52.822 | 54.5932 | 0
| LCA | LA Basin | 3 | Average Weekday | CAISO | 1-in-2 | 2021 | 11 | 540.4426 | 562.3888 | 52.8764 | 57.9567 | 0
| LCA | LA Basin | 3 | Average Weekday | CAISO | 1-in-2 | 2021 | 12 | 510.782 | 525.0669 | 52.9299 | 61.1284 | 0
| LCA | LA Basin | 3 | Average Weekday | CAISO | 1-in-2 | 2021 | 13 | 422.9771 | 433.7995 | 52.9561 | 63.6199 | 0
| LCA | LA Basin | 3 | Average Weekday | CAISO | 1-in-2 | 2021 | 14 | 389.8018 | 397.3265 | 52.9124 | 65.3185 | 0
| LCA | LA Basin | 3 | Average Weekday | CAISO | 1-in-2 | 2021 | 15 | 340.4142 | 347.496 | 52.8277 | 66.4519 | 0
| LCA | LA Basin | 3 | Average Weekday | CAISO | 1-in-2 | 2021 | 16 | 292.563 | 295.2221 | 52.7135 | 67.0777 | 0
| LCA | LA Basin | 3 | Average Weekday | CAISO | 1-in-2 | 2021 | 17 | 253.5376 | 266.0666 | 52.5565 | 67.1499 | 0
| LCA | LA Basin | 3 | Average Weekday | CAISO | 1-in-2 | 2021 | 18 | 251.9306 | 261.9647 | 52.5695 | 66.3731 | 0
| LCA | LA Basin | 3 | Average Weekday | CAISO | 1-in-2 | 2021 | 19 | 237.2594 | 242.3222 | 52.6333 | 64.6998 | 0
| LCA | LA Basin | 3 | Average Weekday | CAISO | 1-in-2 | 2021 | 20 | 234.5409 | 239.896 | 52.5295 | 62.1715 | 0
| LCA | LA Basin | 3 | Average Weekday | CAISO | 1-in-2 | 2021 | 21 | 215.4805 | 220.12 | 52.572 | 59.6884 | 0
| LCA | LA Basin | 3 | Average Weekday | CAISO | 1-in-2 | 2021 | 22 | 421.1037 | 449.5252 | 52.7211 | 58.1791 | 0
| LCA | LA Basin | 3 | Average Weekday | CAISO | 1-in-2 | 2021 | 23 | 402.6039 | 431.9206 | 52.7628 | 56.9857 | 0
| LCA | LA Basin | 3 | Average Weekday | CAISO | 1-in-2 | 2021 | 24 | 420.2667 | 457.1055 | 52.8055 | 55.893 | 0
| LCA | LA Basin | 3 | Monthly System Peak Day | CAISO | 1-in-2 | 2021 | 1 | 360.2449 | 375.6867 | 52.7574 | 58.7097 | 0
| LCA | LA Basin | 3 | Monthly System Peak Day | CAISO | 1-in-2 | 2021 | 2 | 333.8877 | 341.5372 | 52.7112 | 57.5153 | 0
| LCA | LA Basin | 3 | Monthly System Peak Day | CAISO | 1-in-2 | 2021 | 3 | 421.2752 | 430.8946 | 52.7043 | 56.0525 | 0
| LCA | LA Basin | 3 | Monthly System Peak Day | CAISO | 1-in-2 | 2021 | 4 | 410.4813 | 422.7804 | 52.6895 | 55.0138 | 0
| LCA | LA Basin | 3 | Monthly System Peak Day | CAISO | 1-in-2 | 2021 | 5 | 451.2578 | 469.7794 | 52.6933 | 54.3553 | 0
| LCA | LA Basin | 3 | Monthly System Peak Day | CAISO | 1-in-2 | 2021 | 6 | 562.3795 | 588.3827 | 52.6815 | 53.3435 | 0
| LCA | LA Basin | 3 | Monthly System Peak Day | CAISO | 1-in-2 | 2021 | 7 | 603.0724 | 624.2513 | 52.6961 | 52.8803 | 0
| LCA | LA Basin | 3 | Monthly System Peak Day | CAISO | 1-in-2 | 2021 | 8 | 652.4009 | 687.7467 | 52.8168 | 52.0934 | 0
| LCA | LA Basin | 3 | Monthly System Peak Day | CAISO | 1-in-2 | 2021 | 9 | 575.3532 | 616.7896 | 52.9214 | 52.4065 | 0
| LCA | LA Basin | 3 | Monthly System Peak Day | CAISO | 1-in-2 | 2021 | 10 | 553.739 | 582.4225 | 52.822 | 55.4617 | 0
| LCA | LA Basin | 3 | Monthly System Peak Day | CAISO | 1-in-2 | 2021 | 11 | 540.4426 | 562.3888 | 52.8764 | 60.1908 | 0
| LCA | LA Basin | 3 | Monthly System Peak Day | CAISO | 1-in-2 | 2021 | 12 | 510.782 | 525.0669 | 52.9299 | 64.4339 | 0
| LCA | LA Basin | 3 | Monthly System Peak Day | CAISO | 1-in-2 | 2021 | 13 | 422.9771 | 433.7995 | 52.9561 | 67.4273 | 0
| LCA | LA Basin | 3 | Monthly System Peak Day | CAISO | 1-in-2 | 2021 | 14 | 389.8018 | 397.3265 | 52.9124 | 68.9139 | 0
| LCA | LA Basin | 3 | Monthly System Peak Day | CAISO | 1-in-2 | 2021 | 15 | 340.4142 | 347.496 | 52.8277 | 70.0222 | 0
| LCA | LA Basin | 3 | Monthly System Peak Day | CAISO | 1-in-2 | 2021 | 16 | 292.563 | 295.2221 | 52.7135 | 70.8862 | 0
| LCA | LA Basin | 3 | Monthly System Peak Day | CAISO | 1-in-2 | 2021 | 17 | 253.5376 | 266.0666 | 52.5565 | 71.1949 | 0
| LCA | LA Basin | 3 | Monthly System Peak Day | CAISO | 1-in-2 | 2021 | 18 | 251.9306 | 261.9647 | 52.5695 | 70.5505 | 0
| LCA | LA Basin | 3 | Monthly System Peak Day | CAISO | 1-in-2 | 2021 | 19 | 237.2594 | 242.3222 | 52.6333 | 68.8789 | 0
| LCA | LA Basin | 3 | Monthly System Peak Day | CAISO | 1-in-2 | 2021 | 20 | 234.5409 | 239.896 | 52.5295 | 65.6682 | 0
| LCA | LA Basin | 3 | Monthly System Peak Day | CAISO | 1-in-2 | 2021 | 21 | 215.4805 | 220.12 | 52.572 | 62.8275 | 0
| LCA | LA Basin | 3 | Monthly System Peak Day | CAISO | 1-in-2 | 2021 | 22 | 421.1037 | 449.5252 | 52.7211 | 61.166 | 0
| LCA | LA Basin | 3 | Monthly System Peak Day | CAISO | 1-in-2 | 2021 | 23 | 402.6039 | 431.9206 | 52.7628 | 59.807 | 0
| LCA | LA Basin | 3 | Monthly System Peak Day | CAISO | 1-in-2 | 2021 | 24 | 420.2667 | 457.1055 | 52.8055 | 58.3182 | 0
| LCA | LA Basin | 4 | Average Weekday | CAISO | 1-in-2 | 2021 | 1 | 324.1746 | 338.9897 | 52.7582 | 57.4247 | 0
| LCA | LA Basin | 4 | Average Weekday | CAISO | 1-in-2 | 2021 | 2 | 300.3851 | 306.7032 | 52.7123 | 56.6493 | 0
| LCA | LA Basin | 4 | Average Weekday | CAISO | 1-in-2 | 2021 | 3 | 378.7632 | 388.1593 | 52.7055 | 55.9108 | 0
| LCA | LA Basin | 4 | Average Weekday | CAISO | 1-in-2 | 2021 | 4 | 361.1537 | 372.2966 | 52.6908 | 55.3134 | 0
| LCA | LA Basin | 4 | Average Weekday | CAISO | 1-in-2 | 2021 | 5 | 391.2937 | 408.0581 | 52.6946 | 54.8131 | 0
| LCA | LA Basin | 4 | Average Weekday | CAISO | 1-in-2 | 2021 | 6 | 500.1472 | 525.0386 | 52.6831 | 54.4263 | 0
| LCA | LA Basin | 4 | Average Weekday | CAISO | 1-in-2 | 2021 | 7 | 544.7947 | 565.5354 | 52.6978 | 54.0819 | 0
| LCA | LA Basin | 4 | Average Weekday | CAISO | 1-in-2 | 2021 | 8 | 594.2824 | 628.4359 | 52.8176 | 54.0009 | 0
| LCA | LA Basin | 4 | Average Weekday | CAISO | 1-in-2 | 2021 | 9 | 510.4995 | 552.7237 | 52.9214 | 55.4317 | 0
| LCA | LA Basin | 4 | Average Weekday | CAISO | 1-in-2 | 2021 | 10 | 489.8493 | 516.7693 | 52.8222 | 57.972 | 0
| LCA | LA Basin | 4 | Average Weekday | CAISO | 1-in-2 | 2021 | 11 | 485.0519 | 505.3911 | 52.8763 | 60.727 | 0
| LCA | LA Basin | 4 | Average Weekday | CAISO | 1-in-2 | 2021 | 12 | 455.2394 | 469.4634 | 52.9294 | 63.4949 | 0
| LCA | LA Basin | 4 | Average Weekday | CAISO | 1-in-2 | 2021 | 13 | 381.2289 | 392.0658 | 52.9553 | 65.7621 | 0
| LCA | LA Basin | 4 | Average Weekday | CAISO | 1-in-2 | 2021 | 14 | 342.3168 | 349.8515 | 52.9117 | 67.5074 | 0
| LCA | LA Basin | 4 | Average Weekday | CAISO | 1-in-2 | 2021 | 15 | 290.789 | 297.8764 | 52.8276 | 68.7755 | 0
| LCA | LA Basin | 4 | Average Weekday | CAISO | 1-in-2 | 2021 | 16 | 240.2365 | 242.8891 | 52.7145 | 69.3561 | 0
| LCA | LA Basin | 4 | Average Weekday | CAISO | 1-in-2 | 2021 | 17 | 193.7646 | 205.8577 | 52.5568 | 69.4801 | 0
| LCA | LA Basin | 4 | Average Weekday | CAISO | 1-in-2 | 2021 | 18 | 189.3307 | 198.3714 | 52.5698 | 68.8529 | 0
| LCA | LA Basin | 4 | Average Weekday | CAISO | 1-in-2 | 2021 | 19 | 165.9606 | 171.0255 | 52.6333 | 67.534 | 0
| LCA | LA Basin | 4 | Average Weekday | CAISO | 1-in-2 | 2021 | 20 | 161.2445 | 166.5447 | 52.5295 | 65.2282 | 0
| LCA | LA Basin | 4 | Average Weekday | CAISO | 1-in-2 | 2021 | 21 | 169.1922 | 173.5709 | 52.573 | 62.3006 | 0
| LCA | LA Basin | 4 | Average Weekday | CAISO | 1-in-2 | 2021 | 22 | 376.6653 | 404.7921 | 52.7227 | 60.2831 | 0
| LCA | LA Basin | 4 | Average Weekday | CAISO | 1-in-2 | 2021 | 23 | 362.318 | 391.2645 | 52.7641 | 58.9672 | 0
| LCA | LA Basin | 4 | Average Weekday | CAISO | 1-in-2 | 2021 | 24 | 379.5113 | 415.4935 | 52.8062 | 58.0102 | 0
| LCA | LA Basin | 4 | Monthly System Peak Day | CAISO | 1-in-2 | 2021 | 1 | 324.1746 | 338.9897 | 52.7582 | 62.6006 | 0
| LCA | LA Basin | 4 | Monthly System Peak Day | CAISO | 1-in-2 | 2021 | 2 | 300.3851 | 306.7032 | 52.7123 | 61.4415 | 0
| LCA | LA Basin | 4 | Monthly System Peak Day | CAISO | 1-in-2 | 2021 | 3 | 378.7632 | 388.1593 | 52.7055 | 60.7161 | 0
| LCA | LA Basin | 4 | Monthly System Peak Day | CAISO | 1-in-2 | 2021 | 4 | 361.1537 | 372.2966 | 52.6908 | 59.9557 | 0
| LCA | LA Basin | 4 | Monthly System Peak Day | CAISO | 1-in-2 | 2021 | 5 | 391.2937 | 408.0581 | 52.6946 | 58.9204 | 0
| LCA | LA Basin | 4 | Monthly System Peak Day | CAISO | 1-in-2 | 2021 | 6 | 500.1472 | 525.0386 | 52.6831 | 58.2806 | 0
| LCA | LA Basin | 4 | Monthly System Peak Day | CAISO | 1-in-2 | 2021 | 7 | 544.7947 | 565.5354 | 52.6978 | 57.6808 | 0
| LCA | LA Basin | 4 | Monthly System Peak Day | CAISO | 1-in-2 | 2021 | 8 | 594.2824 | 628.4359 | 52.8176 | 57.4148 | 0
| LCA | LA Basin | 4 | Monthly System Peak Day | CAISO | 1-in-2 | 2021 | 9 | 510.4995 | 552.7237 | 52.9214 | 58.9357 | 0
| LCA | LA Basin | 4 | Monthly System Peak Day | CAISO | 1-in-2 | 2021 | 10 | 489.8493 | 516.7693 | 52.8222 | 62.9132 | 0
| LCA | LA Basin | 4 | Monthly System Peak Day | CAISO | 1-in-2 | 2021 | 11 | 485.0519 | 505.3911 | 52.8763 | 67.707 | 0
| LCA | LA Basin | 4 | Monthly System Peak Day | CAISO | 1-in-2 | 2021 | 12 | 455.2394 | 469.4634 | 52.9294 | 72.4058 | 0
| LCA | LA Basin | 4 | Monthly System Peak Day | CAISO | 1-in-2 | 2021 | 13 | 381.2289 | 392.0658 | 52.9553 | 76.2632 | 0
| LCA | LA Basin | 4 | Monthly System Peak Day | CAISO | 1-in-2 | 2021 | 14 | 342.3168 | 349.8515 | 52.9117 | 79.0472 | 0
| LCA | LA Basin | 4 | Monthly System Peak Day | CAISO | 1-in-2 | 2021 | 15 | 290.789 | 297.8764 | 52.8276 | 80.8239 | 0
| LCA | LA Basin | 4 | Monthly System Peak Day | CAISO | 1-in-2 | 2021 | 16 | 240.2365 | 242.8891 | 52.7145 | 81.2153 | 0
| LCA | LA Basin | 4 | Monthly System Peak Day | CAISO | 1-in-2 | 2021 | 17 | 193.7646 | 205.8577 | 52.5568 | 80.7314 | 0
| LCA | LA Basin | 4 | Monthly System Peak Day | CAISO | 1-in-2 | 2021 | 18 | 189.3307 | 198.3714 | 52.5698 | 79.8567 | 0
| LCA | LA Basin | 4 | Monthly System Peak Day | CAISO | 1-in-2 | 2021 | 19 | 165.9606 | 171.0255 | 52.6333 | 78.8266 | 0
| LCA | LA Basin | 4 | Monthly System Peak Day | CAISO | 1-in-2 | 2021 | 20 | 161.2445 | 166.5447 | 52.5295 | 76.2607 | 0
| LCA | LA Basin | 4 | Monthly System Peak Day | CAISO | 1-in-2 | 2021 | 21 | 169.1922 | 173.5709 | 52.573 | 71.9495 | 0
| LCA | LA Basin | 4 | Monthly System Peak Day | CAISO | 1-in-2 | 2021 | 22 | 376.6653 | 404.7921 | 52.7227 | 68.0025 | 0
| LCA | LA Basin | 4 | Monthly System Peak Day | CAISO | 1-in-2 | 2021 | 23 | 362.318 | 391.2645 | 52.7641 | 65.0641 | 0
| LCA | LA Basin | 4 | Monthly System Peak Day | CAISO | 1-in-2 | 2021 | 24 | 379.5113 | 415.4935 | 52.8062 | 63.2353 | 0
| LCA | LA Basin | 5 | Average Weekday | CAISO | 1-in-2 | 2021 | 1 | 324.4323 | 339.501 | 52.7686 | 60.0691 | 0
| LCA | LA Basin | 5 | Average Weekday | CAISO | 1-in-2 | 2021 | 2 | 304.071 | 310.4984 | 52.7225 | 59.5458 | 0
| LCA | LA Basin | 5 | Average Weekday | CAISO | 1-in-2 | 2021 | 3 | 390.8582 | 399.8676 | 52.7156 | 59.0947 | 0
| LCA | LA Basin | 5 | Average Weekday | CAISO | 1-in-2 | 2021 | 4 | 373.1812 | 384.9388 | 52.701 | 58.6649 | 0
| LCA | LA Basin | 5 | Average Weekday | CAISO | 1-in-2 | 2021 | 5 | 406.8171 | 424.5436 | 52.7049 | 58.3059 | 0
| LCA | LA Basin | 5 | Average Weekday | CAISO | 1-in-2 | 2021 | 6 | 511.1414 | 537.0774 | 52.6938 | 57.9561 | 0
| LCA | LA Basin | 5 | Average Weekday | CAISO | 1-in-2 | 2021 | 7 | 551.0405 | 571.36 | 52.7091 | 57.6526 | 0
| LCA | LA Basin | 5 | Average Weekday | CAISO | 1-in-2 | 2021 | 8 | 604.8536 | 641.9771 | 52.8288 | 57.9271 | 0
| LCA | LA Basin | 5 | Average Weekday | CAISO | 1-in-2 | 2021 | 9 | 514.8829 | 555.0003 | 52.9323 | 59.2878 | 0
| LCA | LA Basin | 5 | Average Weekday | CAISO | 1-in-2 | 2021 | 10 | 499.2018 | 526.6645 | 52.8325 | 61.2327 | 0
| LCA | LA Basin | 5 | Average Weekday | CAISO | 1-in-2 | 2021 | 11 | 495.1961 | 515.2596 | 52.8868 | 63.6253 | 0
| LCA | LA Basin | 5 | Average Weekday | CAISO | 1-in-2 | 2021 | 12 | 461.4526 | 475.6295 | 52.9402 | 65.9059 | 0
| LCA | LA Basin | 5 | Average Weekday | CAISO | 1-in-2 | 2021 | 13 | 386.3204 | 397.3461 | 52.966 | 67.955 | 0
| LCA | LA Basin | 5 | Average Weekday | CAISO | 1-in-2 | 2021 | 14 | 355.5906 | 363.1286 | 52.922 | 69.5993 | 0
| LCA | LA Basin | 5 | Average Weekday | CAISO | 1-in-2 | 2021 | 15 | 310.6331 | 317.4941 | 52.8375 | 70.7698 | 0
| LCA | LA Basin | 5 | Average Weekday | CAISO | 1-in-2 | 2021 | 16 | 250.3564 | 253.1151 | 52.7247 | 71.3576 | 0
| LCA | LA Basin | 5 | Average Weekday | CAISO | 1-in-2 | 2021 | 17 | 199.2201 | 209.9877 | 52.5601 | 71.3337 | 0
| LCA | LA Basin | 5 | Average Weekday | CAISO | 1-in-2 | 2021 | 18 | 198.8295 | 207.1249 | 52.5731 | 70.7157 | 0
| LCA | LA Basin | 5 | Average Weekday | CAISO | 1-in-2 | 2021 | 19 | 180.4012 | 185.7703 | 52.6298 | 69.3634 | 0
| LCA | LA Basin | 5 | Average Weekday | CAISO | 1-in-2 | 2021 | 20 | 173.7894 | 179.2492 | 52.5295 | 67.2923 | 0
| LCA | LA Basin | 5 | Average Weekday | CAISO | 1-in-2 | 2021 | 21 | 180.9529 | 185.7455 | 52.5778 | 64.6382 | 0
| LCA | LA Basin | 5 | Average Weekday | CAISO | 1-in-2 | 2021 | 22 | 382.3652 | 411.1986 | 52.7347 | 62.5717 | 0
| LCA | LA Basin | 5 | Average Weekday | CAISO | 1-in-2 | 2021 | 23 | 374.5333 | 404.4228 | 52.7756 | 61.4324 | 0
| LCA | LA Basin | 5 | Average Weekday | CAISO | 1-in-2 | 2021 | 24 | 389.1409 | 425.9039 | 52.8171 | 60.6204 | 0
| LCA | LA Basin | 5 | Monthly System Peak Day | CAISO | 1-in-2 | 2021 | 1 | 324.4323 | 339.501 | 52.7686 | 65.6312 | 0
| LCA | LA Basin | 5 | Monthly System Peak Day | CAISO | 1-in-2 | 2021 | 2 | 304.071 | 310.4984 | 52.7225 | 64.1701 | 0
| LCA | LA Basin | 5 | Monthly System Peak Day | CAISO | 1-in-2 | 2021 | 3 | 390.8582 | 399.8676 | 52.7156 | 62.8016 | 0
| LCA | LA Basin | 5 | Monthly System Peak Day | CAISO | 1-in-2 | 2021 | 4 | 373.1812 | 384.9388 | 52.701 | 61.5085 | 0
| LCA | LA Basin | 5 | Monthly System Peak Day | CAISO | 1-in-2 | 2021 | 5 | 406.8171 | 424.5436 | 52.7049 | 60.2076 | 0
| LCA | LA Basin | 5 | Monthly System Peak Day | CAISO | 1-in-2 | 2021 | 6 | 511.1414 | 537.0774 | 52.6938 | 59.5604 | 0
| LCA | LA Basin | 5 | Monthly System Peak Day | CAISO | 1-in-2 | 2021 | 7 | 551.0405 | 571.36 | 52.7091 | 59.3818 | 0
| LCA | LA Basin | 5 | Monthly System Peak Day | CAISO | 1-in-2 | 2021 | 8 | 604.8536 | 641.9771 | 52.8288 | 59.8051 | 0
| LCA | LA Basin | 5 | Monthly System Peak Day | CAISO | 1-in-2 | 2021 | 9 | 514.8829 | 555.0003 | 52.9323 | 62.4052 | 0
| LCA | LA Basin | 5 | Monthly System Peak Day | CAISO | 1-in-2 | 2021 | 10 | 499.2018 | 526.6645 | 52.8325 | 67.0621 | 0
| LCA | LA Basin | 5 | Monthly System Peak Day | CAISO | 1-in-2 | 2021 | 11 | 495.1961 | 515.2596 | 52.8868 | 72.4112 | 0
| LCA | LA Basin | 5 | Monthly System Peak Day | CAISO | 1-in-2 | 2021 | 12 | 461.4526 | 475.6295 | 52.9402 | 76.9477 | 0
| LCA | LA Basin | 5 | Monthly System Peak Day | CAISO | 1-in-2 | 2021 | 13 | 386.3204 | 397.3461 | 52.966 | 80.0548 | 0
| LCA | LA Basin | 5 | Monthly System Peak Day | CAISO | 1-in-2 | 2021 | 14 | 355.5906 | 363.1286 | 52.922 | 81.9742 | 0
| LCA | LA Basin | 5 | Monthly System Peak Day | CAISO | 1-in-2 | 2021 | 15 | 310.6331 | 317.4941 | 52.8375 | 83.1672 | 0
| LCA | LA Basin | 5 | Monthly System Peak Day | CAISO | 1-in-2 | 2021 | 16 | 250.3564 | 253.1151 | 52.7247 | 83.9553 | 0
| LCA | LA Basin | 5 | Monthly System Peak Day | CAISO | 1-in-2 | 2021 | 17 | 199.2201 | 209.9877 | 52.5601 | 83.8391 | 0
| LCA | LA Basin | 5 | Monthly System Peak Day | CAISO | 1-in-2 | 2021 | 18 | 198.8295 | 207.1249 | 52.5731 | 82.1251 | 0
| LCA | LA Basin | 5 | Monthly System Peak Day | CAISO | 1-in-2 | 2021 | 19 | 180.4012 | 185.7703 | 52.6298 | 79.4541 | 0
| LCA | LA Basin | 5 | Monthly System Peak Day | CAISO | 1-in-2 | 2021 | 20 | 173.7894 | 179.2492 | 52.5295 | 76.3869 | 0
| LCA | LA Basin | 5 | Monthly System Peak Day | CAISO | 1-in-2 | 2021 | 21 | 180.9529 | 185.7455 | 52.5778 | 72.131 | 0
| LCA | LA Basin | 5 | Monthly System Peak Day | CAISO | 1-in-2 | 2021 | 22 | 382.3652 | 411.1986 | 52.7347 | 68.7483 | 0
| LCA | LA Basin | 5 | Monthly System Peak Day | CAISO | 1-in-2 | 2021 | 23 | 374.5333 | 404.4228 | 52.7756 | 67.1238 | 0
| LCA | LA Basin | 5 | Monthly System Peak Day | CAISO | 1-in-2 | 2021 | 24 | 389.1409 | 425.9039 | 52.8171 | 65.1515 | 0
| LCA | LA Basin | 6 | Average Weekday | CAISO | 1-in-2 | 2021 | 1 | 315.6913 | 346.6158 | 54.0753 | 62.7825 | 0
| LCA | LA Basin | 6 | Average Weekday | CAISO | 1-in-2 | 2021 | 2 | 289.9182 | 314.4668 | 54.0438 | 61.9585 | 0
| LCA | LA Basin | 6 | Average Weekday | CAISO | 1-in-2 | 2021 | 3 | 372.5126 | 406.1138 | 54.037 | 61.2343 | 0
| LCA | LA Basin | 6 | Average Weekday | CAISO | 1-in-2 | 2021 | 4 | 362.2018 | 396.1493 | 54.0303 | 60.6245 | 0
| LCA | LA Basin | 6 | Average Weekday | CAISO | 1-in-2 | 2021 | 5 | 385.4632 | 429.2378 | 54.0423 | 60.1217 | 0
| LCA | LA Basin | 6 | Average Weekday | CAISO | 1-in-2 | 2021 | 6 | 490.1234 | 557.9261 | 54.0633 | 59.6838 | 0
| LCA | LA Basin | 6 | Average Weekday | CAISO | 1-in-2 | 2021 | 7 | 535.4335 | 586.4203 | 54.209 | 59.3245 | 0
| LCA | LA Basin | 6 | Average Weekday | CAISO | 1-in-2 | 2021 | 8 | 583.7933 | 633.1698 | 54.1 | 59.9882 | 0
| LCA | LA Basin | 6 | Average Weekday | CAISO | 1-in-2 | 2021 | 9 | 522.8704 | 540.7737 | 54.1468 | 61.9339 | 0
| LCA | LA Basin | 6 | Average Weekday | CAISO | 1-in-2 | 2021 | 10 | 504.328 | 515.5598 | 54.1854 | 64.5363 | 0
| LCA | LA Basin | 6 | Average Weekday | CAISO | 1-in-2 | 2021 | 11 | 491.1099 | 499.9918 | 54.2414 | 67.4622 | 0
| LCA | LA Basin | 6 | Average Weekday | CAISO | 1-in-2 | 2021 | 12 | 463.1721 | 477.5983 | 54.271 | 70.4391 | 0
| LCA | LA Basin | 6 | Average Weekday | CAISO | 1-in-2 | 2021 | 13 | 386.3702 | 412.7169 | 54.328 | 72.8549 | 0
| LCA | LA Basin | 6 | Average Weekday | CAISO | 1-in-2 | 2021 | 14 | 349.7358 | 370.8074 | 54.2862 | 74.8391 | 0
| LCA | LA Basin | 6 | Average Weekday | CAISO | 1-in-2 | 2021 | 15 | 294.3074 | 315.0341 | 54.3107 | 76.3172 | 0
| LCA | LA Basin | 6 | Average Weekday | CAISO | 1-in-2 | 2021 | 16 | 242.6127 | 256.8044 | 54.3623 | 77.0662 | 0
| LCA | LA Basin | 6 | Average Weekday | CAISO | 1-in-2 | 2021 | 17 | 201.1562 | 199.0127 | 54.1506 | 77.3233 | 0
| LCA | LA Basin | 6 | Average Weekday | CAISO | 1-in-2 | 2021 | 18 | 188.372 | 195.5218 | 54.1564 | 76.5831 | 0
| LCA | LA Basin | 6 | Average Weekday | CAISO | 1-in-2 | 2021 | 19 | 167.5227 | 200.7313 | 74.4041 | 75.1428 | 0
| LCA | LA Basin | 6 | Average Weekday | CAISO | 1-in-2 | 2021 | 20 | 160.7048 | 194.951 | 53.1458 | 72.9751 | 0
| LCA | LA Basin | 6 | Average Weekday | CAISO | 1-in-2 | 2021 | 21 | 174.1489 | 192.3687 | 54.1164 | 69.9749 | 0
| LCA | LA Basin | 6 | Average Weekday | CAISO | 1-in-2 | 2021 | 22 | 352.0119 | 414.185 | 53.9152 | 66.9454 | 0
| LCA | LA Basin | 6 | Average Weekday | CAISO | 1-in-2 | 2021 | 23 | 368.7761 | 423.6209 | 54.0148 | 65.1781 | 0
| LCA | LA Basin | 6 | Average Weekday | CAISO | 1-in-2 | 2021 | 24 | 383.449 | 435.1999 | 54.0699 | 63.9559 | 0
| LCA | LA Basin | 6 | Monthly System Peak Day | CAISO | 1-in-2 | 2021 | 1 | 315.6913 | 348.0219 | 52.6819 | 63.8259 | 0
| LCA | LA Basin | 6 | Monthly System Peak Day | CAISO | 1-in-2 | 2021 | 2 | 289.9182 | 309.8778 | 52.6829 | 63.1748 | 0
| LCA | LA Basin | 6 | Monthly System Peak Day | CAISO | 1-in-2 | 2021 | 3 | 372.5126 | 397.0892 | 52.6836 | 62.6028 | 0
| LCA | LA Basin | 6 | Monthly System Peak Day | CAISO | 1-in-2 | 2021 | 4 | 362.2018 | 387.1387 | 52.6838 | 61.792 | 0
| LCA | LA Basin | 6 | Monthly System Peak Day | CAISO | 1-in-2 | 2021 | 5 | 385.4632 | 422.856 | 52.6788 | 61.0112 | 0
| LCA | LA Basin | 6 | Monthly System Peak Day | CAISO | 1-in-2 | 2021 | 6 | 490.1234 | 544.1625 | 52.6693 | 60.1347 | 0
| LCA | LA Basin | 6 | Monthly System Peak Day | CAISO | 1-in-2 | 2021 | 7 | 535.4335 | 568.5551 | 52.635 | 59.5762 | 0
| LCA | LA Basin | 6 | Monthly System Peak Day | CAISO | 1-in-2 | 2021 | 8 | 583.7933 | 618.5069 | 52.6983 | 60.2274 | 0
| LCA | LA Basin | 6 | Monthly System Peak Day | CAISO | 1-in-2 | 2021 | 9 | 522.8704 | 546.1853 | 52.722 | 63.0639 | 0
| LCA | LA Basin | 6 | Monthly System Peak Day | CAISO | 1-in-2 | 2021 | 10 | 504.328 | 520.9886 | 52.6984 | 66.3198 | 0
| LCA | LA Basin | 6 | Monthly System Peak Day | CAISO | 1-in-2 | 2021 | 11 | 491.1099 | 506.6653 | 52.7311 | 69.4174 | 0
| LCA | LA Basin | 6 | Monthly System Peak Day | CAISO | 1-in-2 | 2021 | 12 | 463.1721 | 479.7725 | 52.7692 | 72.916 | 0
| LCA | LA Basin | 6 | Monthly System Peak Day | CAISO | 1-in-2 | 2021 | 13 | 386.3702 | 409.4326 | 52.7809 | 76.2603 | 0
| LCA | LA Basin | 6 | Monthly System Peak Day | CAISO | 1-in-2 | 2021 | 14 | 349.7358 | 370.0012 | 52.7493 | 78.9373 | 0
| LCA | LA Basin | 6 | Monthly System Peak Day | CAISO | 1-in-2 | 2021 | 15 | 294.3074 | 313.4523 | 52.6741 | 81.4125 | 0
| LCA | LA Basin | 6 | Monthly System Peak Day | CAISO | 1-in-2 | 2021 | 16 | 242.6127 | 245.9516 | 52.6095 | 82.3024 | 0
| LCA | LA Basin | 6 | Monthly System Peak Day | CAISO | 1-in-2 | 2021 | 17 | 201.1562 | 206.8576 | 52.8046 | 82.1115 | 0
| LCA | LA Basin | 6 | Monthly System Peak Day | CAISO | 1-in-2 | 2021 | 18 | 188.372 | 202.1568 | 52.8355 | 81.298 | 0
| LCA | LA Basin | 6 | Monthly System Peak Day | CAISO | 1-in-2 | 2021 | 19 | 167.5227 | 192.7886 | 55.3217 | 79.7169 | 0
| LCA | LA Basin | 6 | Monthly System Peak Day | CAISO | 1-in-2 | 2021 | 20 | 160.7048 | 185.4386 | 52.8887 | 77.0332 | 0
| LCA | LA Basin | 6 | Monthly System Peak Day | CAISO | 1-in-2 | 2021 | 21 | 174.1489 | 191.5541 | 53.0988 | 73.1669 | 0
| LCA | LA Basin | 6 | Monthly System Peak Day | CAISO | 1-in-2 | 2021 | 22 | 352.0119 | 393.8796 | 52.7544 | 69.0088 | 0
| LCA | LA Basin | 6 | Monthly System Peak Day | CAISO | 1-in-2 | 2021 | 23 | 368.7761 | 409.9575 | 52.714 | 66.5846 | 0
| LCA | LA Basin | 6 | Monthly System Peak Day | CAISO | 1-in-2 | 2021 | 24 | 383.449 | 431.4282 | 52.6971 | 65.2678 | 0
| LCA | LA Basin | 7 | Average Weekday | CAISO | 1-in-2 | 2021 | 1 | 319.1863 | 349.8587 | 55.189 | 67.4897 | 0
| LCA | LA Basin | 7 | Average Weekday | CAISO | 1-in-2 | 2021 | 2 | 308.3997 | 328.2034 | 55.1798 | 66.8502 | 0
| LCA | LA Basin | 7 | Average Weekday | CAISO | 1-in-2 | 2021 | 3 | 376.8882 | 403.1344 | 55.1779 | 66.2542 | 0
| LCA | LA Basin | 7 | Average Weekday | CAISO | 1-in-2 | 2021 | 4 | 370.9232 | 398.6434 | 55.175 | 65.7211 | 0
| LCA | LA Basin | 7 | Average Weekday | CAISO | 1-in-2 | 2021 | 5 | 399.0671 | 440.4322 | 55.174 | 65.2896 | 0
| LCA | LA Basin | 7 | Average Weekday | CAISO | 1-in-2 | 2021 | 6 | 480.8823 | 533.8553 | 55.1701 | 64.8804 | 0
| LCA | LA Basin | 7 | Average Weekday | CAISO | 1-in-2 | 2021 | 7 | 515.0321 | 543.6904 | 55.1771 | 64.6142 | 0
| LCA | LA Basin | 7 | Average Weekday | CAISO | 1-in-2 | 2021 | 8 | 560.3822 | 595.4266 | 55.2153 | 65.1033 | 0
| LCA | LA Basin | 7 | Average Weekday | CAISO | 1-in-2 | 2021 | 9 | 488.2248 | 509.4809 | 55.2545 | 67.0374 | 0
| LCA | LA Basin | 7 | Average Weekday | CAISO | 1-in-2 | 2021 | 10 | 472.2355 | 487.9274 | 55.2428 | 69.579 | 0
| LCA | LA Basin | 7 | Average Weekday | CAISO | 1-in-2 | 2021 | 11 | 464.8519 | 479.2581 | 55.2875 | 72.46 | 0
| LCA | LA Basin | 7 | Average Weekday | CAISO | 1-in-2 | 2021 | 12 | 438.5388 | 455.2738 | 55.3318 | 75.4411 | 0
| LCA | LA Basin | 7 | Average Weekday | CAISO | 1-in-2 | 2021 | 13 | 362.3324 | 383.2155 | 55.3522 | 77.8506 | 0
| LCA | LA Basin | 7 | Average Weekday | CAISO | 1-in-2 | 2021 | 14 | 330.9747 | 349.963 | 55.3133 | 79.6815 | 0
| LCA | LA Basin | 7 | Average Weekday | CAISO | 1-in-2 | 2021 | 15 | 283.9504 | 302.46 | 55.2414 | 81.0249 | 0
| LCA | LA Basin | 7 | Average Weekday | CAISO | 1-in-2 | 2021 | 16 | 226.7122 | 227.7027 | 55.1862 | 81.5726 | 0
| LCA | LA Basin | 7 | Average Weekday | CAISO | 1-in-2 | 2021 | 17 | 188.6495 | 193.7052 | 55.4304 | 81.7008 | 0
| LCA | LA Basin | 7 | Average Weekday | CAISO | 1-in-2 | 2021 | 18 | 185.341 | 196.5538 | 55.4679 | 80.9215 | 0
| LCA | LA Basin | 7 | Average Weekday | CAISO | 1-in-2 | 2021 | 19 | 165.7238 | 188.4933 | 56.2545 | 79.352 | 0
| LCA | LA Basin | 7 | Average Weekday | CAISO | 1-in-2 | 2021 | 20 | 167.059 | 186.1829 | 55.1808 | 77.194 | 0
| LCA | LA Basin | 7 | Average Weekday | CAISO | 1-in-2 | 2021 | 21 | 183.7239 | 196.2193 | 55.5921 | 74.2188 | 0
| LCA | LA Basin | 7 | Average Weekday | CAISO | 1-in-2 | 2021 | 22 | 361.8377 | 405.8131 | 55.1777 | 71.1576 | 0
| LCA | LA Basin | 7 | Average Weekday | CAISO | 1-in-2 | 2021 | 23 | 369.604 | 406.2191 | 55.1834 | 69.3294 | 0
| LCA | LA Basin | 7 | Average Weekday | CAISO | 1-in-2 | 2021 | 24 | 381.2216 | 426.1666 | 55.1988 | 68.2409 | 0
| LCA | LA Basin | 7 | Monthly System Peak Day | CAISO | 1-in-2 | 2021 | 1 | 319.1863 | 313.4222 | 55.1919 | 72.3923 | 0
| LCA | LA Basin | 7 | Monthly System Peak Day | CAISO | 1-in-2 | 2021 | 2 | 308.3997 | 287.6302 | 55.1717 | 71.4661 | 0
| LCA | LA Basin | 7 | Monthly System Peak Day | CAISO | 1-in-2 | 2021 | 3 | 376.8882 | 339.5963 | 55.1693 | 70.727 | 0
| LCA | LA Basin | 7 | Monthly System Peak Day | CAISO | 1-in-2 | 2021 | 4 | 370.9232 | 346.71 | 55.1657 | 70.1441 | 0
| LCA | LA Basin | 7 | Monthly System Peak Day | CAISO | 1-in-2 | 2021 | 5 | 399.0671 | 384.6854 | 55.1749 | 69.4841 | 0
| LCA | LA Basin | 7 | Monthly System Peak Day | CAISO | 1-in-2 | 2021 | 6 | 480.8823 | 467.5766 | 55.1912 | 68.9901 | 0
| LCA | LA Basin | 7 | Monthly System Peak Day | CAISO | 1-in-2 | 2021 | 7 | 515.0321 | 473.2364 | 55.2437 | 68.5434 | 0
| LCA | LA Basin | 7 | Monthly System Peak Day | CAISO | 1-in-2 | 2021 | 8 | 560.3822 | 516.973 | 55.2216 | 68.8225 | 0
| LCA | LA Basin | 7 | Monthly System Peak Day | CAISO | 1-in-2 | 2021 | 9 | 488.2248 | 462.0509 | 55.2325 | 71.5288 | 0
| LCA | LA Basin | 7 | Monthly System Peak Day | CAISO | 1-in-2 | 2021 | 10 | 472.2355 | 432.6767 | 55.2132 | 75.4105 | 0
| LCA | LA Basin | 7 | Monthly System Peak Day | CAISO | 1-in-2 | 2021 | 11 | 464.8519 | 428.2786 | 55.2345 | 79.7242 | 0
| LCA | LA Basin | 7 | Monthly System Peak Day | CAISO | 1-in-2 | 2021 | 12 | 438.5388 | 408.7635 | 55.2566 | 83.5382 | 0
| LCA | LA Basin | 7 | Monthly System Peak Day | CAISO | 1-in-2 | 2021 | 13 | 362.3324 | 348.6091 | 55.2737 | 86.161 | 0
| LCA | LA Basin | 7 | Monthly System Peak Day | CAISO | 1-in-2 | 2021 | 14 | 330.9747 | 317.2847 | 55.2591 | 87.9725 | 0
| LCA | LA Basin | 7 | Monthly System Peak Day | CAISO | 1-in-2 | 2021 | 15 | 283.9504 | 273.8011 | 55.2579 | 89.1593 | 0
| LCA | LA Basin | 7 | Monthly System Peak Day | CAISO | 1-in-2 | 2021 | 16 | 226.7122 | 199.9958 | 55.2421 | 89.3895 | 0
| LCA | LA Basin | 7 | Monthly System Peak Day | CAISO | 1-in-2 | 2021 | 17 | 188.6495 | 201.5476 | 54.9857 | 89.3155 | 0
| LCA | LA Basin | 7 | Monthly System Peak Day | CAISO | 1-in-2 | 2021 | 18 | 185.341 | 207.1404 | 55.077 | 87.8312 | 0
| LCA | LA Basin | 7 | Monthly System Peak Day | CAISO | 1-in-2 | 2021 | 19 | 165.7238 | 160.4571 | 54.8307 | 86.2755 | 0
| LCA | LA Basin | 7 | Monthly System Peak Day | CAISO | 1-in-2 | 2021 | 20 | 167.059 | 202.0428 | 54.6498 | 83.8545 | 0
| LCA | LA Basin | 7 | Monthly System Peak Day | CAISO | 1-in-2 | 2021 | 21 | 183.7239 | 171.3229 | 55.6278 | 81.2763 | 0
| LCA | LA Basin | 7 | Monthly System Peak Day | CAISO | 1-in-2 | 2021 | 22 | 361.8377 | 349.6821 | 55.2949 | 78.9425 | 0
| LCA | LA Basin | 7 | Monthly System Peak Day | CAISO | 1-in-2 | 2021 | 23 | 369.604 | 338.0218 | 55.2148 | 77.059 | 0
| LCA | LA Basin | 7 | Monthly System Peak Day | CAISO | 1-in-2 | 2021 | 24 | 381.2216 | 363.3006 | 55.2071 | 75.6018 | 0
| LCA | LA Basin | 8 | Average Weekday | CAISO | 1-in-2 | 2021 | 1 | 343.7232 | 378.7904 | 52.8104 | 68.2554 | 0
| LCA | LA Basin | 8 | Average Weekday | CAISO | 1-in-2 | 2021 | 2 | 318.1308 | 340.1895 | 52.8026 | 67.4163 | 0
| LCA | LA Basin | 8 | Average Weekday | CAISO | 1-in-2 | 2021 | 3 | 384.7788 | 408.9805 | 52.8007 | 66.654 | 0
| LCA | LA Basin | 8 | Average Weekday | CAISO | 1-in-2 | 2021 | 4 | 388.8837 | 410.0799 | 52.7972 | 65.9294 | 0
| LCA | LA Basin | 8 | Average Weekday | CAISO | 1-in-2 | 2021 | 5 | 408.4897 | 447.2403 | 52.7955 | 65.3341 | 0
| LCA | LA Basin | 8 | Average Weekday | CAISO | 1-in-2 | 2021 | 6 | 497.4814 | 551.9785 | 52.7896 | 64.8453 | 0
| LCA | LA Basin | 8 | Average Weekday | CAISO | 1-in-2 | 2021 | 7 | 541.127 | 575.4995 | 52.8001 | 64.5312 | 0
| LCA | LA Basin | 8 | Average Weekday | CAISO | 1-in-2 | 2021 | 8 | 577.0905 | 614.1765 | 52.8347 | 64.5877 | 0
| LCA | LA Basin | 8 | Average Weekday | CAISO | 1-in-2 | 2021 | 9 | 501.119 | 524.267 | 52.8733 | 66.6014 | 0
| LCA | LA Basin | 8 | Average Weekday | CAISO | 1-in-2 | 2021 | 10 | 487.8392 | 504.5181 | 52.8702 | 69.6444 | 0
| LCA | LA Basin | 8 | Average Weekday | CAISO | 1-in-2 | 2021 | 11 | 472.6645 | 488.2644 | 52.9085 | 73.2703 | 0
| LCA | LA Basin | 8 | Average Weekday | CAISO | 1-in-2 | 2021 | 12 | 443.2132 | 460.3686 | 52.9427 | 76.9059 | 0
| LCA | LA Basin | 8 | Average Weekday | CAISO | 1-in-2 | 2021 | 13 | 376.1023 | 398.941 | 52.9603 | 79.7256 | 0
| LCA | LA Basin | 8 | Average Weekday | CAISO | 1-in-2 | 2021 | 14 | 341.6758 | 361.9741 | 52.926 | 81.9072 | 0
| LCA | LA Basin | 8 | Average Weekday | CAISO | 1-in-2 | 2021 | 15 | 293.4524 | 313.1798 | 52.8642 | 83.2536 | 0
| LCA | LA Basin | 8 | Average Weekday | CAISO | 1-in-2 | 2021 | 16 | 234.9711 | 239.9726 | 52.8183 | 83.7499 | 0
| LCA | LA Basin | 8 | Average Weekday | CAISO | 1-in-2 | 2021 | 17 | 200.6157 | 203.2921 | 53.0605 | 83.827 | 0
| LCA | LA Basin | 8 | Average Weekday | CAISO | 1-in-2 | 2021 | 18 | 184.4025 | 196.5161 | 53.1212 | 83.0046 | 0
| LCA | LA Basin | 8 | Average Weekday | CAISO | 1-in-2 | 2021 | 19 | 165.7188 | 191.4141 | 54.0897 | 81.3775 | 0
| LCA | LA Basin | 8 | Average Weekday | CAISO | 1-in-2 | 2021 | 20 | 168.9404 | 193.4061 | 53.008 | 78.8161 | 0
| LCA | LA Basin | 8 | Average Weekday | CAISO | 1-in-2 | 2021 | 21 | 195.2122 | 211.8494 | 53.3141 | 75.0839 | 0
| LCA | LA Basin | 8 | Average Weekday | CAISO | 1-in-2 | 2021 | 22 | 379.7245 | 420.0011 | 52.7815 | 72.1328 | 0
| LCA | LA Basin | 8 | Average Weekday | CAISO | 1-in-2 | 2021 | 23 | 391.8246 | 434.6491 | 52.7907 | 70.4088 | 0
| LCA | LA Basin | 8 | Average Weekday | CAISO | 1-in-2 | 2021 | 24 | 407.3048 | 456.5442 | 52.815 | 69.281 | 0
| LCA | LA Basin | 8 | Monthly System Peak Day | CAISO | 1-in-2 | 2021 | 1 | 343.7232 | 339.4328 | 47.8361 | 77.2137 | 0
| LCA | LA Basin | 8 | Monthly System Peak Day | CAISO | 1-in-2 | 2021 | 2 | 318.1308 | 296.2763 | 47.8182 | 76.4202 | 0
| LCA | LA Basin | 8 | Monthly System Peak Day | CAISO | 1-in-2 | 2021 | 3 | 384.7788 | 349.3085 | 47.8164 | 75.8773 | 0
| LCA | LA Basin | 8 | Monthly System Peak Day | CAISO | 1-in-2 | 2021 | 4 | 388.8837 | 362.7178 | 47.8135 | 75.1137 | 0
| LCA | LA Basin | 8 | Monthly System Peak Day | CAISO | 1-in-2 | 2021 | 5 | 408.4897 | 396.5065 | 47.8216 | 74.5873 | 0
| LCA | LA Basin | 8 | Monthly System Peak Day | CAISO | 1-in-2 | 2021 | 6 | 497.4814 | 480.4257 | 47.8369 | 74.0996 | 0
| LCA | LA Basin | 8 | Monthly System Peak Day | CAISO | 1-in-2 | 2021 | 7 | 541.127 | 499.0699 | 47.8801 | 73.5948 | 0
| LCA | LA Basin | 8 | Monthly System Peak Day | CAISO | 1-in-2 | 2021 | 8 | 577.0905 | 531.5997 | 47.8616 | 73.8053 | 0
| LCA | LA Basin | 8 | Monthly System Peak Day | CAISO | 1-in-2 | 2021 | 9 | 501.119 | 477.4681 | 47.8707 | 75.7242 | 0
| LCA | LA Basin | 8 | Monthly System Peak Day | CAISO | 1-in-2 | 2021 | 10 | 487.8392 | 450.2361 | 47.8489 | 79.3332 | 0
| LCA | LA Basin | 8 | Monthly System Peak Day | CAISO | 1-in-2 | 2021 | 11 | 472.6645 | 432.9398 | 47.8701 | 83.3663 | 0
| LCA | LA Basin | 8 | Monthly System Peak Day | CAISO | 1-in-2 | 2021 | 12 | 443.2132 | 411.495 | 47.8956 | 87.2567 | 0
| LCA | LA Basin | 8 | Monthly System Peak Day | CAISO | 1-in-2 | 2021 | 13 | 376.1023 | 363.1011 | 47.9125 | 89.7633 | 0
| LCA | LA Basin | 8 | Monthly System Peak Day | CAISO | 1-in-2 | 2021 | 14 | 341.6758 | 329.609 | 47.8995 | 91.235 | 0
| LCA | LA Basin | 8 | Monthly System Peak Day | CAISO | 1-in-2 | 2021 | 15 | 293.4524 | 285.6318 | 47.896 | 91.6292 | 0
| LCA | LA Basin | 8 | Monthly System Peak Day | CAISO | 1-in-2 | 2021 | 16 | 234.9711 | 213.6279 | 47.8735 | 91.3367 | 0
| LCA | LA Basin | 8 | Monthly System Peak Day | CAISO | 1-in-2 | 2021 | 17 | 200.6157 | 210.9632 | 47.6455 | 90.6275 | 0
| LCA | LA Basin | 8 | Monthly System Peak Day | CAISO | 1-in-2 | 2021 | 18 | 184.4025 | 208.0988 | 47.721 | 88.2225 | 0
| LCA | LA Basin | 8 | Monthly System Peak Day | CAISO | 1-in-2 | 2021 | 19 | 165.7188 | 162.7 | 47.5484 | 86.1833 | 0
| LCA | LA Basin | 8 | Monthly System Peak Day | CAISO | 1-in-2 | 2021 | 20 | 168.9404 | 164.4951 | 47.4529 | 84.5642 | 0
| LCA | LA Basin | 8 | Monthly System Peak Day | CAISO | 1-in-2 | 2021 | 21 | 195.2122 | 176.5657 | 48.3572 | 81.8882 | 0
| LCA | LA Basin | 8 | Monthly System Peak Day | CAISO | 1-in-2 | 2021 | 22 | 379.7245 | 358.9125 | 47.9595 | 80.0593 | 0
| LCA | LA Basin | 8 | Monthly System Peak Day | CAISO | 1-in-2 | 2021 | 23 | 391.8246 | 367.7407 | 47.8683 | 78.9568 | 0
| LCA | LA Basin | 8 | Monthly System Peak Day | CAISO | 1-in-2 | 2021 | 24 | 407.3048 | 393.7862 | 47.8526 | 77.9413 | 0
| LCA | LA Basin | 8 | Typical Event Day | CAISO | 1-in-2 | 2021 | 1 | 343.7232 | 339.4328 | 47.8361 | 72.9846 | 0
| LCA | LA Basin | 8 | Typical Event Day | CAISO | 1-in-2 | 2021 | 2 | 318.1308 | 296.2763 | 47.8182 | 72.0751 | 0
| LCA | LA Basin | 8 | Typical Event Day | CAISO | 1-in-2 | 2021 | 3 | 384.7788 | 349.3085 | 47.8164 | 71.3445 | 0
| LCA | LA Basin | 8 | Typical Event Day | CAISO | 1-in-2 | 2021 | 4 | 388.8837 | 362.7178 | 47.8135 | 70.5168 | 0
| LCA | LA Basin | 8 | Typical Event Day | CAISO | 1-in-2 | 2021 | 5 | 408.4897 | 396.5065 | 47.8216 | 69.8446 | 0
| LCA | LA Basin | 8 | Typical Event Day | CAISO | 1-in-2 | 2021 | 6 | 497.4814 | 480.4257 | 47.8369 | 69.1692 | 0
| LCA | LA Basin | 8 | Typical Event Day | CAISO | 1-in-2 | 2021 | 7 | 541.127 | 499.0699 | 47.8801 | 68.8328 | 0
| LCA | LA Basin | 8 | Typical Event Day | CAISO | 1-in-2 | 2021 | 8 | 577.0905 | 531.5997 | 47.8616 | 69.2075 | 0
| LCA | LA Basin | 8 | Typical Event Day | CAISO | 1-in-2 | 2021 | 9 | 501.119 | 477.4681 | 47.8707 | 71.4535 | 0
| LCA | LA Basin | 8 | Typical Event Day | CAISO | 1-in-2 | 2021 | 10 | 487.8392 | 450.2361 | 47.8489 | 75.2656 | 0
| LCA | LA Basin | 8 | Typical Event Day | CAISO | 1-in-2 | 2021 | 11 | 472.6645 | 432.9398 | 47.8701 | 79.7058 | 0
| LCA | LA Basin | 8 | Typical Event Day | CAISO | 1-in-2 | 2021 | 12 | 443.2132 | 411.495 | 47.8956 | 83.7088 | 0
| LCA | LA Basin | 8 | Typical Event Day | CAISO | 1-in-2 | 2021 | 13 | 376.1023 | 363.1011 | 47.9125 | 86.5154 | 0
| LCA | LA Basin | 8 | Typical Event Day | CAISO | 1-in-2 | 2021 | 14 | 341.6758 | 329.609 | 47.8995 | 88.4451 | 0
| LCA | LA Basin | 8 | Typical Event Day | CAISO | 1-in-2 | 2021 | 15 | 293.4524 | 285.6318 | 47.896 | 89.6018 | 0
| LCA | LA Basin | 8 | Typical Event Day | CAISO | 1-in-2 | 2021 | 16 | 234.9711 | 213.6279 | 47.8735 | 89.4756 | 0
| LCA | LA Basin | 8 | Typical Event Day | CAISO | 1-in-2 | 2021 | 17 | 200.6157 | 210.9632 | 47.6455 | 88.9619 | 0
| LCA | LA Basin | 8 | Typical Event Day | CAISO | 1-in-2 | 2021 | 18 | 184.4025 | 208.0988 | 47.721 | 87.4261 | 0
| LCA | LA Basin | 8 | Typical Event Day | CAISO | 1-in-2 | 2021 | 19 | 165.7188 | 162.7 | 47.5484 | 85.8726 | 0
| LCA | LA Basin | 8 | Typical Event Day | CAISO | 1-in-2 | 2021 | 20 | 168.9404 | 164.4951 | 47.4529 | 83.7911 | 0
| LCA | LA Basin | 8 | Typical Event Day | CAISO | 1-in-2 | 2021 | 21 | 195.2122 | 176.5657 | 48.3572 | 80.7741 | 0
| LCA | LA Basin | 8 | Typical Event Day | CAISO | 1-in-2 | 2021 | 22 | 379.7245 | 358.9125 | 47.9595 | 78.1633 | 0
| LCA | LA Basin | 8 | Typical Event Day | CAISO | 1-in-2 | 2021 | 23 | 391.8246 | 367.7407 | 47.8683 | 76.2935 | 0
| LCA | LA Basin | 8 | Typical Event Day | CAISO | 1-in-2 | 2021 | 24 | 407.3048 | 393.7862 | 47.8526 | 74.9288 | 0
| LCA | LA Basin | 9 | Average Weekday | CAISO | 1-in-2 | 2021 | 1 | 302.2259 | 327.1609 | 55.3656 | 68.392 | 0
| LCA | LA Basin | 9 | Average Weekday | CAISO | 1-in-2 | 2021 | 2 | 289.5079 | 301.8858 | 55.3587 | 67.6548 | 0
| LCA | LA Basin | 9 | Average Weekday | CAISO | 1-in-2 | 2021 | 3 | 369.812 | 376.9874 | 55.3569 | 66.9909 | 0
| LCA | LA Basin | 9 | Average Weekday | CAISO | 1-in-2 | 2021 | 4 | 371.7945 | 381.742 | 55.3556 | 66.4751 | 0
| LCA | LA Basin | 9 | Average Weekday | CAISO | 1-in-2 | 2021 | 5 | 377.8288 | 398.6481 | 55.3532 | 66.0285 | 0
| LCA | LA Basin | 9 | Average Weekday | CAISO | 1-in-2 | 2021 | 6 | 456.423 | 493.1108 | 55.348 | 65.5865 | 0
| LCA | LA Basin | 9 | Average Weekday | CAISO | 1-in-2 | 2021 | 7 | 511.0883 | 540.8762 | 55.3414 | 65.3231 | 0
| LCA | LA Basin | 9 | Average Weekday | CAISO | 1-in-2 | 2021 | 8 | 534.8356 | 559.1622 | 55.3797 | 65.2274 | 0
| LCA | LA Basin | 9 | Average Weekday | CAISO | 1-in-2 | 2021 | 9 | 464.3686 | 484.7297 | 55.4176 | 66.2252 | 0
| LCA | LA Basin | 9 | Average Weekday | CAISO | 1-in-2 | 2021 | 10 | 458.0943 | 470.5502 | 55.4101 | 68.792 | 0
| LCA | LA Basin | 9 | Average Weekday | CAISO | 1-in-2 | 2021 | 11 | 450.8644 | 462.3909 | 55.4563 | 72.161 | 0
| LCA | LA Basin | 9 | Average Weekday | CAISO | 1-in-2 | 2021 | 12 | 424.8626 | 436.1306 | 55.5032 | 75.6476 | 0
| LCA | LA Basin | 9 | Average Weekday | CAISO | 1-in-2 | 2021 | 13 | 362.3341 | 376.4271 | 55.5235 | 78.5975 | 0
| LCA | LA Basin | 9 | Average Weekday | CAISO | 1-in-2 | 2021 | 14 | 324.0526 | 338.5373 | 55.4867 | 80.6874 | 0
| LCA | LA Basin | 9 | Average Weekday | CAISO | 1-in-2 | 2021 | 15 | 284.3 | 298.5844 | 55.4115 | 81.8257 | 0
| LCA | LA Basin | 9 | Average Weekday | CAISO | 1-in-2 | 2021 | 16 | 245.6821 | 245.6852 | 55.3547 | 82.2173 | 0
| LCA | LA Basin | 9 | Average Weekday | CAISO | 1-in-2 | 2021 | 17 | 193.5002 | 209.5555 | 55.5059 | 81.9109 | 0
| LCA | LA Basin | 9 | Average Weekday | CAISO | 1-in-2 | 2021 | 18 | 187.9994 | 207.6886 | 55.4372 | 80.7882 | 0
| LCA | LA Basin | 9 | Average Weekday | CAISO | 1-in-2 | 2021 | 19 | 191.9806 | 200.3942 | 56.6681 | 78.8985 | 0
| LCA | LA Basin | 9 | Average Weekday | CAISO | 1-in-2 | 2021 | 20 | 194.853 | 204.9744 | 55.2184 | 75.9924 | 0
| LCA | LA Basin | 9 | Average Weekday | CAISO | 1-in-2 | 2021 | 21 | 213.5026 | 223.0378 | 55.3725 | 73.0408 | 0
| LCA | LA Basin | 9 | Average Weekday | CAISO | 1-in-2 | 2021 | 22 | 373.6999 | 402.0793 | 55.3232 | 71.3408 | 0
| LCA | LA Basin | 9 | Average Weekday | CAISO | 1-in-2 | 2021 | 23 | 363.6104 | 390.535 | 55.3703 | 70.154 | 0
| LCA | LA Basin | 9 | Average Weekday | CAISO | 1-in-2 | 2021 | 24 | 363.054 | 401.3224 | 55.3755 | 69.1455 | 0
| LCA | LA Basin | 9 | Monthly System Peak Day | CAISO | 1-in-2 | 2021 | 1 | 302.2259 | 288.5073 | 55.4363 | 78.5841 | 0
| LCA | LA Basin | 9 | Monthly System Peak Day | CAISO | 1-in-2 | 2021 | 2 | 289.5079 | 263.3603 | 55.4205 | 77.3143 | 0
| LCA | LA Basin | 9 | Monthly System Peak Day | CAISO | 1-in-2 | 2021 | 3 | 369.812 | 323.0756 | 55.4185 | 76.2377 | 0
| LCA | LA Basin | 9 | Monthly System Peak Day | CAISO | 1-in-2 | 2021 | 4 | 371.7945 | 331.7507 | 55.4142 | 75.0881 | 0
| LCA | LA Basin | 9 | Monthly System Peak Day | CAISO | 1-in-2 | 2021 | 5 | 377.8288 | 343.1406 | 55.4216 | 74.3599 | 0
| LCA | LA Basin | 9 | Monthly System Peak Day | CAISO | 1-in-2 | 2021 | 6 | 456.423 | 408.329 | 55.4337 | 73.4937 | 0
| LCA | LA Basin | 9 | Monthly System Peak Day | CAISO | 1-in-2 | 2021 | 7 | 511.0883 | 450.3231 | 55.4882 | 73.6463 | 0
| LCA | LA Basin | 9 | Monthly System Peak Day | CAISO | 1-in-2 | 2021 | 8 | 534.8356 | 460.7859 | 55.4617 | 74.0013 | 0
| LCA | LA Basin | 9 | Monthly System Peak Day | CAISO | 1-in-2 | 2021 | 9 | 464.3686 | 434.5132 | 55.4694 | 75.527 | 0
| LCA | LA Basin | 9 | Monthly System Peak Day | CAISO | 1-in-2 | 2021 | 10 | 458.0943 | 411.5571 | 55.4624 | 80.0313 | 0
| LCA | LA Basin | 9 | Monthly System Peak Day | CAISO | 1-in-2 | 2021 | 11 | 450.8644 | 402.7331 | 55.4717 | 86.3685 | 0
| LCA | LA Basin | 9 | Monthly System Peak Day | CAISO | 1-in-2 | 2021 | 12 | 424.8626 | 384.6896 | 55.4769 | 91.1862 | 0
| LCA | LA Basin | 9 | Monthly System Peak Day | CAISO | 1-in-2 | 2021 | 13 | 362.3341 | 334.293 | 55.4876 | 93.956 | 0
| LCA | LA Basin | 9 | Monthly System Peak Day | CAISO | 1-in-2 | 2021 | 14 | 324.0526 | 301.4474 | 55.4802 | 95.7283 | 0
| LCA | LA Basin | 9 | Monthly System Peak Day | CAISO | 1-in-2 | 2021 | 15 | 284.3 | 266.9467 | 55.4954 | 96.2892 | 0
| LCA | LA Basin | 9 | Monthly System Peak Day | CAISO | 1-in-2 | 2021 | 16 | 245.6821 | 213.1091 | 55.4969 | 94.9773 | 0
| LCA | LA Basin | 9 | Monthly System Peak Day | CAISO | 1-in-2 | 2021 | 17 | 193.5002 | 211.2176 | 55.3072 | 93.9168 | 0
| LCA | LA Basin | 9 | Monthly System Peak Day | CAISO | 1-in-2 | 2021 | 18 | 187.9994 | 212.3617 | 55.3147 | 92.4795 | 0
| LCA | LA Basin | 9 | Monthly System Peak Day | CAISO | 1-in-2 | 2021 | 19 | 191.9806 | 154.246 | 55.7885 | 91.4275 | 0
| LCA | LA Basin | 9 | Monthly System Peak Day | CAISO | 1-in-2 | 2021 | 20 | 194.853 | 153.9285 | 54.6225 | 89.804 | 0
| LCA | LA Basin | 9 | Monthly System Peak Day | CAISO | 1-in-2 | 2021 | 21 | 213.5026 | 179.6087 | 55.4436 | 86.8403 | 0
| LCA | LA Basin | 9 | Monthly System Peak Day | CAISO | 1-in-2 | 2021 | 22 | 373.6999 | 331.2136 | 55.5315 | 84.7213 | 0
| LCA | LA Basin | 9 | Monthly System Peak Day | CAISO | 1-in-2 | 2021 | 23 | 363.6104 | 315.7854 | 55.4337 | 82.6683 | 0
| LCA | LA Basin | 9 | Monthly System Peak Day | CAISO | 1-in-2 | 2021 | 24 | 363.054 | 333.8077 | 55.4422 | 81.0055 | 0
| LCA | LA Basin | 10 | Average Weekday | CAISO | 1-in-2 | 2021 | 1 | 328.6015 | 342.8855 | 52.8564 | 63.6657 | 0
| LCA | LA Basin | 10 | Average Weekday | CAISO | 1-in-2 | 2021 | 2 | 292.3432 | 298.2586 | 52.7684 | 62.8264 | 0
| LCA | LA Basin | 10 | Average Weekday | CAISO | 1-in-2 | 2021 | 3 | 362.0001 | 370.8203 | 52.7559 | 61.926 | 0
| LCA | LA Basin | 10 | Average Weekday | CAISO | 1-in-2 | 2021 | 4 | 357.5994 | 368.8253 | 52.7262 | 61.2694 | 0
| LCA | LA Basin | 10 | Average Weekday | CAISO | 1-in-2 | 2021 | 5 | 421.8136 | 438.0634 | 52.7322 | 60.6269 | 0
| LCA | LA Basin | 10 | Average Weekday | CAISO | 1-in-2 | 2021 | 6 | 522.6682 | 546.7729 | 52.7046 | 60.2107 | 0
| LCA | LA Basin | 10 | Average Weekday | CAISO | 1-in-2 | 2021 | 7 | 561.6451 | 582.5978 | 52.7206 | 59.877 | 0
| LCA | LA Basin | 10 | Average Weekday | CAISO | 1-in-2 | 2021 | 8 | 615.8472 | 646.2917 | 52.9554 | 59.7362 | 0
| LCA | LA Basin | 10 | Average Weekday | CAISO | 1-in-2 | 2021 | 9 | 541.7219 | 580.7554 | 53.1838 | 60.1716 | 0
| LCA | LA Basin | 10 | Average Weekday | CAISO | 1-in-2 | 2021 | 10 | 522.342 | 548.4035 | 52.9805 | 62.5299 | 0
| LCA | LA Basin | 10 | Average Weekday | CAISO | 1-in-2 | 2021 | 11 | 522.7802 | 543.1711 | 53.0938 | 65.747 | 0
| LCA | LA Basin | 10 | Average Weekday | CAISO | 1-in-2 | 2021 | 12 | 483.795 | 495.4005 | 53.2189 | 69.117 | 0
| LCA | LA Basin | 10 | Average Weekday | CAISO | 1-in-2 | 2021 | 13 | 392.4471 | 402.8532 | 53.2999 | 72.001 | 0
| LCA | LA Basin | 10 | Average Weekday | CAISO | 1-in-2 | 2021 | 14 | 336.8979 | 344.2658 | 53.2013 | 74.0809 | 0
| LCA | LA Basin | 10 | Average Weekday | CAISO | 1-in-2 | 2021 | 15 | 290.444 | 297.5767 | 53.013 | 75.4555 | 0
| LCA | LA Basin | 10 | Average Weekday | CAISO | 1-in-2 | 2021 | 16 | 232.728 | 235.5512 | 52.7697 | 76.2355 | 0
| LCA | LA Basin | 10 | Average Weekday | CAISO | 1-in-2 | 2021 | 17 | 194.5454 | 204.3463 | 52.562 | 76.0171 | 0
| LCA | LA Basin | 10 | Average Weekday | CAISO | 1-in-2 | 2021 | 18 | 198.4639 | 205.4224 | 52.5861 | 74.9404 | 0
| LCA | LA Basin | 10 | Average Weekday | CAISO | 1-in-2 | 2021 | 19 | 178.3068 | 183.6093 | 53.0466 | 73.0036 | 0
| LCA | LA Basin | 10 | Average Weekday | CAISO | 1-in-2 | 2021 | 20 | 188.225 | 193.8859 | 52.5296 | 70.1814 | 0
| LCA | LA Basin | 10 | Average Weekday | CAISO | 1-in-2 | 2021 | 21 | 200.1345 | 205.3254 | 52.592 | 68.1425 | 0
| LCA | LA Basin | 10 | Average Weekday | CAISO | 1-in-2 | 2021 | 22 | 401.9527 | 429.1508 | 52.7655 | 66.6795 | 0
| LCA | LA Basin | 10 | Average Weekday | CAISO | 1-in-2 | 2021 | 23 | 371.0074 | 398.9606 | 52.8492 | 65.4921 | 0
| LCA | LA Basin | 10 | Average Weekday | CAISO | 1-in-2 | 2021 | 24 | 372.8871 | 408.4486 | 52.9449 | 64.4452 | 0
| LCA | LA Basin | 10 | Monthly System Peak Day | CAISO | 1-in-2 | 2021 | 1 | 328.6015 | 359.7106 | 52.49 | 73.5167 | 0
| LCA | LA Basin | 10 | Monthly System Peak Day | CAISO | 1-in-2 | 2021 | 2 | 292.3432 | 307.3229 | 52.5339 | 72.2975 | 0
| LCA | LA Basin | 10 | Monthly System Peak Day | CAISO | 1-in-2 | 2021 | 3 | 362.0001 | 380.5002 | 52.5405 | 71.2598 | 0
| LCA | LA Basin | 10 | Monthly System Peak Day | CAISO | 1-in-2 | 2021 | 4 | 357.5994 | 375.9671 | 52.5617 | 69.8762 | 0
| LCA | LA Basin | 10 | Monthly System Peak Day | CAISO | 1-in-2 | 2021 | 5 | 421.8136 | 449.3018 | 52.5596 | 68.9285 | 0
| LCA | LA Basin | 10 | Monthly System Peak Day | CAISO | 1-in-2 | 2021 | 6 | 522.6682 | 549.8204 | 52.5876 | 68.0681 | 0
| LCA | LA Basin | 10 | Monthly System Peak Day | CAISO | 1-in-2 | 2021 | 7 | 561.6451 | 580.8994 | 52.5972 | 67.4318 | 0
| LCA | LA Basin | 10 | Monthly System Peak Day | CAISO | 1-in-2 | 2021 | 8 | 615.8472 | 665.027 | 52.4694 | 67.0446 | 0
| LCA | LA Basin | 10 | Monthly System Peak Day | CAISO | 1-in-2 | 2021 | 9 | 541.7219 | 590.4856 | 52.4168 | 67.9249 | 0
| LCA | LA Basin | 10 | Monthly System Peak Day | CAISO | 1-in-2 | 2021 | 10 | 522.342 | 554.3889 | 52.4748 | 71.4273 | 0
| LCA | LA Basin | 10 | Monthly System Peak Day | CAISO | 1-in-2 | 2021 | 11 | 522.7802 | 553.7925 | 52.5 | 75.9984 | 0
| LCA | LA Basin | 10 | Monthly System Peak Day | CAISO | 1-in-2 | 2021 | 12 | 483.795 | 508.9617 | 52.5575 | 80.7339 | 0
| LCA | LA Basin | 10 | Monthly System Peak Day | CAISO | 1-in-2 | 2021 | 13 | 392.4471 | 410.7504 | 52.6121 | 84.2979 | 0
| LCA | LA Basin | 10 | Monthly System Peak Day | CAISO | 1-in-2 | 2021 | 14 | 336.8979 | 348.0064 | 52.5566 | 86.5067 | 0
| LCA | LA Basin | 10 | Monthly System Peak Day | CAISO | 1-in-2 | 2021 | 15 | 290.444 | 298.8695 | 52.4936 | 86.8832 | 0
| LCA | LA Basin | 10 | Monthly System Peak Day | CAISO | 1-in-2 | 2021 | 16 | 232.728 | 233.2425 | 52.5461 | 86.713 | 0
| LCA | LA Basin | 10 | Monthly System Peak Day | CAISO | 1-in-2 | 2021 | 17 | 194.5454 | 205.0309 | 52.5344 | 85.8496 | 0
| LCA | LA Basin | 10 | Monthly System Peak Day | CAISO | 1-in-2 | 2021 | 18 | 198.4639 | 206.6188 | 52.5221 | 84.863 | 0
| LCA | LA Basin | 10 | Monthly System Peak Day | CAISO | 1-in-2 | 2021 | 19 | 178.3068 | 182.9438 | 53.1734 | 82.9989 | 0
| LCA | LA Basin | 10 | Monthly System Peak Day | CAISO | 1-in-2 | 2021 | 20 | 188.225 | 192.5642 | 52.5293 | 80.1599 | 0
| LCA | LA Basin | 10 | Monthly System Peak Day | CAISO | 1-in-2 | 2021 | 21 | 200.1345 | 205.5981 | 52.639 | 77.4753 | 0
| LCA | LA Basin | 10 | Monthly System Peak Day | CAISO | 1-in-2 | 2021 | 22 | 401.9527 | 429.9207 | 52.5703 | 75.5544 | 0
| LCA | LA Basin | 10 | Monthly System Peak Day | CAISO | 1-in-2 | 2021 | 23 | 371.0074 | 405.0978 | 52.5143 | 73.9662 | 0
| LCA | LA Basin | 10 | Monthly System Peak Day | CAISO | 1-in-2 | 2021 | 24 | 372.8871 | 433.1783 | 52.4573 | 72.6622 | 0
| LCA | LA Basin | 11 | Average Weekday | CAISO | 1-in-2 | 2021 | 1 | 301.0145 | 309.2516 | 52.7615 | 56.8805 | 0
| LCA | LA Basin | 11 | Average Weekday | CAISO | 1-in-2 | 2021 | 2 | 274.0335 | 279.6008 | 52.7466 | 56.0363 | 0
| LCA | LA Basin | 11 | Average Weekday | CAISO | 1-in-2 | 2021 | 3 | 344.0705 | 355.0875 | 52.7251 | 55.343 | 0
| LCA | LA Basin | 11 | Average Weekday | CAISO | 1-in-2 | 2021 | 4 | 343.0023 | 357.8308 | 52.728 | 54.6941 | 0
| LCA | LA Basin | 11 | Average Weekday | CAISO | 1-in-2 | 2021 | 5 | 392.0033 | 423.3939 | 52.7101 | 54.1145 | 0
| LCA | LA Basin | 11 | Average Weekday | CAISO | 1-in-2 | 2021 | 6 | 501.8055 | 546.8234 | 52.7197 | 53.6201 | 0
| LCA | LA Basin | 11 | Average Weekday | CAISO | 1-in-2 | 2021 | 7 | 544.6511 | 566.0372 | 52.8816 | 53.4026 | 0
| LCA | LA Basin | 11 | Average Weekday | CAISO | 1-in-2 | 2021 | 8 | 587.4781 | 604.2208 | 53.0354 | 53.284 | 0
| LCA | LA Basin | 11 | Average Weekday | CAISO | 1-in-2 | 2021 | 9 | 516.8124 | 546.0347 | 52.9121 | 54.6665 | 0
| LCA | LA Basin | 11 | Average Weekday | CAISO | 1-in-2 | 2021 | 10 | 497.9655 | 517.2616 | 52.9675 | 57.7215 | 0
| LCA | LA Basin | 11 | Average Weekday | CAISO | 1-in-2 | 2021 | 11 | 488.8696 | 502.8349 | 53.0541 | 61.4769 | 0
| LCA | LA Basin | 11 | Average Weekday | CAISO | 1-in-2 | 2021 | 12 | 457.0825 | 465.2824 | 53.1159 | 64.8714 | 0
| LCA | LA Basin | 11 | Average Weekday | CAISO | 1-in-2 | 2021 | 13 | 378.6034 | 390.2729 | 53.0723 | 67.4264 | 0
| LCA | LA Basin | 11 | Average Weekday | CAISO | 1-in-2 | 2021 | 14 | 334.6814 | 343.9911 | 52.9598 | 68.9577 | 0
| LCA | LA Basin | 11 | Average Weekday | CAISO | 1-in-2 | 2021 | 15 | 278.2876 | 287.2576 | 52.785 | 69.6822 | 0
| LCA | LA Basin | 11 | Average Weekday | CAISO | 1-in-2 | 2021 | 16 | 227.1701 | 229.6775 | 52.776 | 69.6861 | 0
| LCA | LA Basin | 11 | Average Weekday | CAISO | 1-in-2 | 2021 | 17 | 182.6098 | 190.8842 | 52.5817 | 68.7066 | 0
| LCA | LA Basin | 11 | Average Weekday | CAISO | 1-in-2 | 2021 | 18 | 179.0713 | 186.6214 | 52.6375 | 66.506 | 0
| LCA | LA Basin | 11 | Average Weekday | CAISO | 1-in-2 | 2021 | 19 | 162.931 | 169.379 | 52.5274 | 64.1103 | 0
| LCA | LA Basin | 11 | Average Weekday | CAISO | 1-in-2 | 2021 | 20 | 172.0655 | 260.3472 | 59.8506 | 62.318 | 0
| LCA | LA Basin | 11 | Average Weekday | CAISO | 1-in-2 | 2021 | 21 | 175.7755 | 181.9753 | 52.6253 | 60.9271 | 0
| LCA | LA Basin | 11 | Average Weekday | CAISO | 1-in-2 | 2021 | 22 | 369.7763 | 393.6888 | 52.8117 | 59.6737 | 0
| LCA | LA Basin | 11 | Average Weekday | CAISO | 1-in-2 | 2021 | 23 | 339.9369 | 359.4526 | 52.8767 | 58.6119 | 0
| LCA | LA Basin | 11 | Average Weekday | CAISO | 1-in-2 | 2021 | 24 | 341.3827 | 358.9992 | 52.8252 | 57.7087 | 0
| LCA | LA Basin | 11 | Monthly System Peak Day | CAISO | 1-in-2 | 2021 | 1 | 301.0145 | 309.2516 | 52.7615 | 58.8842 | 0
| LCA | LA Basin | 11 | Monthly System Peak Day | CAISO | 1-in-2 | 2021 | 2 | 274.0335 | 279.6008 | 52.7466 | 57.589 | 0
| LCA | LA Basin | 11 | Monthly System Peak Day | CAISO | 1-in-2 | 2021 | 3 | 344.0705 | 355.0875 | 52.7251 | 56.5739 | 0
| LCA | LA Basin | 11 | Monthly System Peak Day | CAISO | 1-in-2 | 2021 | 4 | 343.0023 | 357.8308 | 52.728 | 55.865 | 0
| LCA | LA Basin | 11 | Monthly System Peak Day | CAISO | 1-in-2 | 2021 | 5 | 392.0033 | 423.3939 | 52.7101 | 55.0616 | 0
| LCA | LA Basin | 11 | Monthly System Peak Day | CAISO | 1-in-2 | 2021 | 6 | 501.8055 | 546.8234 | 52.7197 | 54.2175 | 0
| LCA | LA Basin | 11 | Monthly System Peak Day | CAISO | 1-in-2 | 2021 | 7 | 544.6511 | 566.0372 | 52.8816 | 53.99 | 0
| LCA | LA Basin | 11 | Monthly System Peak Day | CAISO | 1-in-2 | 2021 | 8 | 587.4781 | 604.2208 | 53.0354 | 53.5382 | 0
| LCA | LA Basin | 11 | Monthly System Peak Day | CAISO | 1-in-2 | 2021 | 9 | 516.8124 | 546.0347 | 52.9121 | 56.6938 | 0
| LCA | LA Basin | 11 | Monthly System Peak Day | CAISO | 1-in-2 | 2021 | 10 | 497.9655 | 517.2616 | 52.9675 | 62.4188 | 0
| LCA | LA Basin | 11 | Monthly System Peak Day | CAISO | 1-in-2 | 2021 | 11 | 488.8696 | 502.8349 | 53.0541 | 68.6182 | 0
| LCA | LA Basin | 11 | Monthly System Peak Day | CAISO | 1-in-2 | 2021 | 12 | 457.0825 | 465.2824 | 53.1159 | 73.5618 | 0
| LCA | LA Basin | 11 | Monthly System Peak Day | CAISO | 1-in-2 | 2021 | 13 | 378.6034 | 390.2729 | 53.0723 | 76.938 | 0
| LCA | LA Basin | 11 | Monthly System Peak Day | CAISO | 1-in-2 | 2021 | 14 | 334.6814 | 343.9911 | 52.9598 | 78.8073 | 0
| LCA | LA Basin | 11 | Monthly System Peak Day | CAISO | 1-in-2 | 2021 | 15 | 278.2876 | 287.2576 | 52.785 | 79.7448 | 0
| LCA | LA Basin | 11 | Monthly System Peak Day | CAISO | 1-in-2 | 2021 | 16 | 227.1701 | 229.6775 | 52.776 | 79.4456 | 0
| LCA | LA Basin | 11 | Monthly System Peak Day | CAISO | 1-in-2 | 2021 | 17 | 182.6098 | 190.8842 | 52.5817 | 77.95 | 0
| LCA | LA Basin | 11 | Monthly System Peak Day | CAISO | 1-in-2 | 2021 | 18 | 179.0713 | 186.6214 | 52.6375 | 74.5457 | 0
| LCA | LA Basin | 11 | Monthly System Peak Day | CAISO | 1-in-2 | 2021 | 19 | 162.931 | 169.379 | 52.5274 | 70.8782 | 0
| LCA | LA Basin | 11 | Monthly System Peak Day | CAISO | 1-in-2 | 2021 | 20 | 172.0655 | 260.3472 | 59.8506 | 68.9489 | 0
| LCA | LA Basin | 11 | Monthly System Peak Day | CAISO | 1-in-2 | 2021 | 21 | 175.7755 | 181.9753 | 52.6253 | 66.8709 | 0
| LCA | LA Basin | 11 | Monthly System Peak Day | CAISO | 1-in-2 | 2021 | 22 | 369.7763 | 393.6888 | 52.8117 | 65.1311 | 0
| LCA | LA Basin | 11 | Monthly System Peak Day | CAISO | 1-in-2 | 2021 | 23 | 339.9369 | 359.4526 | 52.8767 | 63.3036 | 0
| LCA | LA Basin | 11 | Monthly System Peak Day | CAISO | 1-in-2 | 2021 | 24 | 341.3827 | 358.9992 | 52.8252 | 61.8551 | 0
| LCA | LA Basin | 12 | Average Weekday | CAISO | 1-in-2 | 2021 | 1 | 359.4322 | 367.444 | 52.6603 | 50.0738 | 0
| LCA | LA Basin | 12 | Average Weekday | CAISO | 1-in-2 | 2021 | 2 | 331.8835 | 337.9466 | 52.6518 | 49.348 | 0
| LCA | LA Basin | 12 | Average Weekday | CAISO | 1-in-2 | 2021 | 3 | 401.92 | 412.5325 | 52.6506 | 48.7671 | 0
| LCA | LA Basin | 12 | Average Weekday | CAISO | 1-in-2 | 2021 | 4 | 403.4929 | 417.821 | 52.6494 | 48.2788 | 0
| LCA | LA Basin | 12 | Average Weekday | CAISO | 1-in-2 | 2021 | 5 | 454.3392 | 486.4242 | 52.6524 | 47.793 | 0
| LCA | LA Basin | 12 | Average Weekday | CAISO | 1-in-2 | 2021 | 6 | 550.0303 | 595.8282 | 52.6574 | 47.3043 | 0
| LCA | LA Basin | 12 | Average Weekday | CAISO | 1-in-2 | 2021 | 7 | 589.0028 | 611.0944 | 52.6677 | 46.9512 | 0
| LCA | LA Basin | 12 | Average Weekday | CAISO | 1-in-2 | 2021 | 8 | 632.2857 | 652.1982 | 52.6812 | 46.7201 | 0
| LCA | LA Basin | 12 | Average Weekday | CAISO | 1-in-2 | 2021 | 9 | 550.8364 | 581.6806 | 52.695 | 47.4533 | 0
| LCA | LA Basin | 12 | Average Weekday | CAISO | 1-in-2 | 2021 | 10 | 520.4996 | 540.1055 | 52.6789 | 50.318 | 0
| LCA | LA Basin | 12 | Average Weekday | CAISO | 1-in-2 | 2021 | 11 | 517.0511 | 531.2807 | 52.7003 | 53.7983 | 0
| LCA | LA Basin | 12 | Average Weekday | CAISO | 1-in-2 | 2021 | 12 | 484.2809 | 493.1962 | 52.721 | 56.9321 | 0
| LCA | LA Basin | 12 | Average Weekday | CAISO | 1-in-2 | 2021 | 13 | 410.1774 | 421.4179 | 52.7333 | 59.3293 | 0
| LCA | LA Basin | 12 | Average Weekday | CAISO | 1-in-2 | 2021 | 14 | 369.1339 | 378.2118 | 52.7178 | 60.9302 | 0
| LCA | LA Basin | 12 | Average Weekday | CAISO | 1-in-2 | 2021 | 15 | 332.309 | 340.8359 | 52.6866 | 61.8332 | 0
| LCA | LA Basin | 12 | Average Weekday | CAISO | 1-in-2 | 2021 | 16 | 280.4544 | 282.7169 | 52.6604 | 62.0229 | 0
| LCA | LA Basin | 12 | Average Weekday | CAISO | 1-in-2 | 2021 | 17 | 242.4373 | 252.573 | 52.5505 | 61.2423 | 0
| LCA | LA Basin | 12 | Average Weekday | CAISO | 1-in-2 | 2021 | 18 | 242.1471 | 250.5214 | 52.5537 | 59.1715 | 0
| LCA | LA Basin | 12 | Average Weekday | CAISO | 1-in-2 | 2021 | 19 | 229.6473 | 235.1612 | 52.527 | 56.8543 | 0
| LCA | LA Basin | 12 | Average Weekday | CAISO | 1-in-2 | 2021 | 20 | 248.2906 | 337.3127 | 53.166 | 55.2657 | 0
| LCA | LA Basin | 12 | Average Weekday | CAISO | 1-in-2 | 2021 | 21 | 254.4487 | 259.5439 | 52.5945 | 53.9364 | 0
| LCA | LA Basin | 12 | Average Weekday | CAISO | 1-in-2 | 2021 | 22 | 432.0201 | 455.8108 | 52.669 | 52.7788 | 0
| LCA | LA Basin | 12 | Average Weekday | CAISO | 1-in-2 | 2021 | 23 | 402.9092 | 421.6657 | 52.6707 | 51.7464 | 0
| LCA | LA Basin | 12 | Average Weekday | CAISO | 1-in-2 | 2021 | 24 | 404.8015 | 422.1053 | 52.6712 | 50.7787 | 0
| LCA | LA Basin | 12 | Monthly System Peak Day | CAISO | 1-in-2 | 2021 | 1 | 359.4322 | 367.444 | 52.6603 | 49.2847 | 0
| LCA | LA Basin | 12 | Monthly System Peak Day | CAISO | 1-in-2 | 2021 | 2 | 331.8835 | 337.9466 | 52.6518 | 47.9599 | 0
| LCA | LA Basin | 12 | Monthly System Peak Day | CAISO | 1-in-2 | 2021 | 3 | 401.92 | 412.5325 | 52.6506 | 47.2787 | 0
| LCA | LA Basin | 12 | Monthly System Peak Day | CAISO | 1-in-2 | 2021 | 4 | 403.4929 | 417.821 | 52.6494 | 46.6174 | 0
| LCA | LA Basin | 12 | Monthly System Peak Day | CAISO | 1-in-2 | 2021 | 5 | 454.3392 | 486.4242 | 52.6524 | 46.0146 | 0
| LCA | LA Basin | 12 | Monthly System Peak Day | CAISO | 1-in-2 | 2021 | 6 | 550.0303 | 595.8282 | 52.6574 | 45.6589 | 0
| LCA | LA Basin | 12 | Monthly System Peak Day | CAISO | 1-in-2 | 2021 | 7 | 589.0028 | 611.0944 | 52.6677 | 45.264 | 0
| LCA | LA Basin | 12 | Monthly System Peak Day | CAISO | 1-in-2 | 2021 | 8 | 632.2857 | 652.1982 | 52.6812 | 45.1376 | 0
| LCA | LA Basin | 12 | Monthly System Peak Day | CAISO | 1-in-2 | 2021 | 9 | 550.8364 | 581.6806 | 52.695 | 46.1116 | 0
| LCA | LA Basin | 12 | Monthly System Peak Day | CAISO | 1-in-2 | 2021 | 10 | 520.4996 | 540.1055 | 52.6789 | 49.7985 | 0
| LCA | LA Basin | 12 | Monthly System Peak Day | CAISO | 1-in-2 | 2021 | 11 | 517.0511 | 531.2807 | 52.7003 | 54.7311 | 0
| LCA | LA Basin | 12 | Monthly System Peak Day | CAISO | 1-in-2 | 2021 | 12 | 484.2809 | 493.1962 | 52.721 | 59.3775 | 0
| LCA | LA Basin | 12 | Monthly System Peak Day | CAISO | 1-in-2 | 2021 | 13 | 410.1774 | 421.4179 | 52.7333 | 62.9298 | 0
| LCA | LA Basin | 12 | Monthly System Peak Day | CAISO | 1-in-2 | 2021 | 14 | 369.1339 | 378.2118 | 52.7178 | 64.7702 | 0
| LCA | LA Basin | 12 | Monthly System Peak Day | CAISO | 1-in-2 | 2021 | 15 | 332.309 | 340.8359 | 52.6866 | 65.0077 | 0
| LCA | LA Basin | 12 | Monthly System Peak Day | CAISO | 1-in-2 | 2021 | 16 | 280.4544 | 282.7169 | 52.6604 | 64.8246 | 0
| LCA | LA Basin | 12 | Monthly System Peak Day | CAISO | 1-in-2 | 2021 | 17 | 242.4373 | 252.573 | 52.5505 | 64.1543 | 0
| LCA | LA Basin | 12 | Monthly System Peak Day | CAISO | 1-in-2 | 2021 | 18 | 242.1471 | 250.5214 | 52.5537 | 61.6706 | 0
| LCA | LA Basin | 12 | Monthly System Peak Day | CAISO | 1-in-2 | 2021 | 19 | 229.6473 | 235.1612 | 52.527 | 59.4679 | 0
| LCA | LA Basin | 12 | Monthly System Peak Day | CAISO | 1-in-2 | 2021 | 20 | 248.2906 | 337.3127 | 53.166 | 57.7508 | 0
| LCA | LA Basin | 12 | Monthly System Peak Day | CAISO | 1-in-2 | 2021 | 21 | 254.4487 | 259.5439 | 52.5945 | 56.1612 | 0
| LCA | LA Basin | 12 | Monthly System Peak Day | CAISO | 1-in-2 | 2021 | 22 | 432.0201 | 455.8108 | 52.669 | 54.6031 | 0
| LCA | LA Basin | 12 | Monthly System Peak Day | CAISO | 1-in-2 | 2021 | 23 | 402.9092 | 421.6657 | 52.6707 | 53.5766 | 0
| LCA | LA Basin | 12 | Monthly System Peak Day | CAISO | 1-in-2 | 2021 | 24 | 404.8015 | 422.1053 | 52.6712 | 52.3139 | 0
| LCA | LA Basin | 1 | Average Weekday | CAISO | 1-in-2 | 2022 | 1 | 364.5844 | 372.653 | 43.6205 | 53.6089 | 0
| LCA | LA Basin | 1 | Average Weekday | CAISO | 1-in-2 | 2022 | 2 | 336.8246 | 344.1788 | 43.6097 | 52.7769 | 0
| LCA | LA Basin | 1 | Average Weekday | CAISO | 1-in-2 | 2022 | 3 | 418.3 | 430.2935 | 43.6083 | 52.0451 | 0
| LCA | LA Basin | 1 | Average Weekday | CAISO | 1-in-2 | 2022 | 4 | 415.0993 | 430.4901 | 43.6072 | 51.5464 | 0
| LCA | LA Basin | 1 | Average Weekday | CAISO | 1-in-2 | 2022 | 5 | 465.2029 | 498.4854 | 43.6116 | 50.788 | 0
| LCA | LA Basin | 1 | Average Weekday | CAISO | 1-in-2 | 2022 | 6 | 576.4167 | 623.4971 | 43.6195 | 50.2343 | 0
| LCA | LA Basin | 1 | Average Weekday | CAISO | 1-in-2 | 2022 | 7 | 619.6401 | 641.9587 | 43.6336 | 49.9495 | 0
| LCA | LA Basin | 1 | Average Weekday | CAISO | 1-in-2 | 2022 | 8 | 664.3617 | 684.5547 | 43.6466 | 49.7954 | 0
| LCA | LA Basin | 1 | Average Weekday | CAISO | 1-in-2 | 2022 | 9 | 574.7582 | 603.7115 | 43.659 | 50.3999 | 0
| LCA | LA Basin | 1 | Average Weekday | CAISO | 1-in-2 | 2022 | 10 | 556.2598 | 575.9237 | 43.6374 | 53.3634 | 0
| LCA | LA Basin | 1 | Average Weekday | CAISO | 1-in-2 | 2022 | 11 | 546.8098 | 561.0568 | 43.6604 | 57.3759 | 0
| LCA | LA Basin | 1 | Average Weekday | CAISO | 1-in-2 | 2022 | 12 | 517.3632 | 525.2964 | 43.6834 | 61.0591 | 0
| LCA | LA Basin | 1 | Average Weekday | CAISO | 1-in-2 | 2022 | 13 | 450.337 | 461.5732 | 43.6974 | 63.9993 | 0
| LCA | LA Basin | 1 | Average Weekday | CAISO | 1-in-2 | 2022 | 14 | 406.5759 | 415.673 | 43.6807 | 65.9212 | 0
| LCA | LA Basin | 1 | Average Weekday | CAISO | 1-in-2 | 2022 | 15 | 361.7552 | 370.2824 | 43.6475 | 67.0624 | 0
| LCA | LA Basin | 1 | Average Weekday | CAISO | 1-in-2 | 2022 | 16 | 307.6704 | 309.7684 | 43.6193 | 67.4442 | 0
| LCA | LA Basin | 1 | Average Weekday | CAISO | 1-in-2 | 2022 | 17 | 266.2871 | 276.7607 | 43.468 | 66.7844 | 0
| LCA | LA Basin | 1 | Average Weekday | CAISO | 1-in-2 | 2022 | 18 | 266.6106 | 274.9885 | 43.473 | 64.9549 | 0
| LCA | LA Basin | 1 | Average Weekday | CAISO | 1-in-2 | 2022 | 19 | 246.7572 | 252.2726 | 43.4333 | 62.0869 | 0
| LCA | LA Basin | 1 | Average Weekday | CAISO | 1-in-2 | 2022 | 20 | 254.674 | 340.807 | 44.1984 | 60.0778 | 0
| LCA | LA Basin | 1 | Average Weekday | CAISO | 1-in-2 | 2022 | 21 | 246.5896 | 251.6147 | 43.5269 | 58.6252 | 0
| LCA | LA Basin | 1 | Average Weekday | CAISO | 1-in-2 | 2022 | 22 | 428.2575 | 452.1897 | 43.6417 | 57.3027 | 0
| LCA | LA Basin | 1 | Average Weekday | CAISO | 1-in-2 | 2022 | 23 | 406.8216 | 426.159 | 43.6382 | 56.0628 | 0
| LCA | LA Basin | 1 | Average Weekday | CAISO | 1-in-2 | 2022 | 24 | 421.2082 | 438.5929 | 43.6349 | 54.9205 | 0
| LCA | LA Basin | 1 | Monthly System Peak Day | CAISO | 1-in-2 | 2022 | 1 | 364.5844 | 372.653 | 43.6205 | 49.7373 | 0
| LCA | LA Basin | 1 | Monthly System Peak Day | CAISO | 1-in-2 | 2022 | 2 | 336.8246 | 344.1788 | 43.6097 | 48.8143 | 0
| LCA | LA Basin | 1 | Monthly System Peak Day | CAISO | 1-in-2 | 2022 | 3 | 418.3 | 430.2935 | 43.6083 | 47.9021 | 0
| LCA | LA Basin | 1 | Monthly System Peak Day | CAISO | 1-in-2 | 2022 | 4 | 415.0993 | 430.4901 | 43.6072 | 47.1079 | 0
| LCA | LA Basin | 1 | Monthly System Peak Day | CAISO | 1-in-2 | 2022 | 5 | 465.2029 | 498.4854 | 43.6116 | 46.3688 | 0
| LCA | LA Basin | 1 | Monthly System Peak Day | CAISO | 1-in-2 | 2022 | 6 | 576.4167 | 623.4971 | 43.6195 | 45.8751 | 0
| LCA | LA Basin | 1 | Monthly System Peak Day | CAISO | 1-in-2 | 2022 | 7 | 619.6401 | 641.9587 | 43.6336 | 45.4941 | 0
| LCA | LA Basin | 1 | Monthly System Peak Day | CAISO | 1-in-2 | 2022 | 8 | 664.3617 | 684.5547 | 43.6466 | 45.2632 | 0
| LCA | LA Basin | 1 | Monthly System Peak Day | CAISO | 1-in-2 | 2022 | 9 | 574.7582 | 603.7115 | 43.659 | 46.1295 | 0
| LCA | LA Basin | 1 | Monthly System Peak Day | CAISO | 1-in-2 | 2022 | 10 | 556.2598 | 575.9237 | 43.6374 | 48.7022 | 0
| LCA | LA Basin | 1 | Monthly System Peak Day | CAISO | 1-in-2 | 2022 | 11 | 546.8098 | 561.0568 | 43.6604 | 51.8204 | 0
| LCA | LA Basin | 1 | Monthly System Peak Day | CAISO | 1-in-2 | 2022 | 12 | 517.3632 | 525.2964 | 43.6834 | 54.4103 | 0
| LCA | LA Basin | 1 | Monthly System Peak Day | CAISO | 1-in-2 | 2022 | 13 | 450.337 | 461.5732 | 43.6974 | 55.8757 | 0
| LCA | LA Basin | 1 | Monthly System Peak Day | CAISO | 1-in-2 | 2022 | 14 | 406.5759 | 415.673 | 43.6807 | 56.9455 | 0
| LCA | LA Basin | 1 | Monthly System Peak Day | CAISO | 1-in-2 | 2022 | 15 | 361.7552 | 370.2824 | 43.6475 | 57.9759 | 0
| LCA | LA Basin | 1 | Monthly System Peak Day | CAISO | 1-in-2 | 2022 | 16 | 307.6704 | 309.7684 | 43.6193 | 58.3969 | 0
| LCA | LA Basin | 1 | Monthly System Peak Day | CAISO | 1-in-2 | 2022 | 17 | 266.2871 | 276.7607 | 43.468 | 57.3632 | 0
| LCA | LA Basin | 1 | Monthly System Peak Day | CAISO | 1-in-2 | 2022 | 18 | 266.6106 | 274.9885 | 43.473 | 55.9014 | 0
| LCA | LA Basin | 1 | Monthly System Peak Day | CAISO | 1-in-2 | 2022 | 19 | 246.7572 | 252.2726 | 43.4333 | 54.5893 | 0
| LCA | LA Basin | 1 | Monthly System Peak Day | CAISO | 1-in-2 | 2022 | 20 | 254.674 | 340.807 | 44.1984 | 53.497 | 0
| LCA | LA Basin | 1 | Monthly System Peak Day | CAISO | 1-in-2 | 2022 | 21 | 246.5896 | 251.6147 | 43.5269 | 52.3922 | 0
| LCA | LA Basin | 1 | Monthly System Peak Day | CAISO | 1-in-2 | 2022 | 22 | 428.2575 | 452.1897 | 43.6417 | 51.4697 | 0
| LCA | LA Basin | 1 | Monthly System Peak Day | CAISO | 1-in-2 | 2022 | 23 | 406.8216 | 426.159 | 43.6382 | 50.4998 | 0
| LCA | LA Basin | 1 | Monthly System Peak Day | CAISO | 1-in-2 | 2022 | 24 | 421.2082 | 438.5929 | 43.6349 | 49.5507 | 0
| LCA | LA Basin | 2 | Average Weekday | CAISO | 1-in-2 | 2022 | 1 | 339.1413 | 347.7211 | 43.6516 | 54.4699 | 0
| LCA | LA Basin | 2 | Average Weekday | CAISO | 1-in-2 | 2022 | 2 | 312.1075 | 318.9532 | 43.6398 | 53.6195 | 0
| LCA | LA Basin | 2 | Average Weekday | CAISO | 1-in-2 | 2022 | 3 | 385.2925 | 397.805 | 43.6383 | 52.8248 | 0
| LCA | LA Basin | 2 | Average Weekday | CAISO | 1-in-2 | 2022 | 4 | 378.8848 | 394.7648 | 43.6371 | 51.9785 | 0
| LCA | LA Basin | 2 | Average Weekday | CAISO | 1-in-2 | 2022 | 5 | 431.3069 | 466.549 | 43.6422 | 51.2609 | 0
| LCA | LA Basin | 2 | Average Weekday | CAISO | 1-in-2 | 2022 | 6 | 539.1613 | 587.297 | 43.651 | 50.6437 | 0
| LCA | LA Basin | 2 | Average Weekday | CAISO | 1-in-2 | 2022 | 7 | 572.785 | 593.9717 | 43.6665 | 50.2718 | 0
| LCA | LA Basin | 2 | Average Weekday | CAISO | 1-in-2 | 2022 | 8 | 624.4465 | 644.2127 | 43.68 | 50.0934 | 0
| LCA | LA Basin | 2 | Average Weekday | CAISO | 1-in-2 | 2022 | 9 | 555.2491 | 583.6196 | 43.6929 | 51.4748 | 0
| LCA | LA Basin | 2 | Average Weekday | CAISO | 1-in-2 | 2022 | 10 | 531.1603 | 550.0287 | 43.6691 | 54.9604 | 0
| LCA | LA Basin | 2 | Average Weekday | CAISO | 1-in-2 | 2022 | 11 | 525.511 | 539.4962 | 43.694 | 58.9029 | 0
| LCA | LA Basin | 2 | Average Weekday | CAISO | 1-in-2 | 2022 | 12 | 495.5641 | 504.827 | 43.719 | 62.247 | 0
| LCA | LA Basin | 2 | Average Weekday | CAISO | 1-in-2 | 2022 | 13 | 427.5304 | 439.6462 | 43.7342 | 64.688 | 0
| LCA | LA Basin | 2 | Average Weekday | CAISO | 1-in-2 | 2022 | 14 | 381.375 | 390.5284 | 43.716 | 66.2436 | 0
| LCA | LA Basin | 2 | Average Weekday | CAISO | 1-in-2 | 2022 | 15 | 330.1603 | 338.628 | 43.6803 | 67.0442 | 0
| LCA | LA Basin | 2 | Average Weekday | CAISO | 1-in-2 | 2022 | 16 | 276.0075 | 278.3281 | 43.65 | 67.1132 | 0
| LCA | LA Basin | 2 | Average Weekday | CAISO | 1-in-2 | 2022 | 17 | 226.9484 | 237.1279 | 43.478 | 66.5634 | 0
| LCA | LA Basin | 2 | Average Weekday | CAISO | 1-in-2 | 2022 | 18 | 223.9241 | 232.2915 | 43.4841 | 65.1444 | 0
| LCA | LA Basin | 2 | Average Weekday | CAISO | 1-in-2 | 2022 | 19 | 207.8319 | 214.0543 | 43.4337 | 62.6319 | 0
| LCA | LA Basin | 2 | Average Weekday | CAISO | 1-in-2 | 2022 | 20 | 215.7756 | 299.3013 | 44.27 | 60.4289 | 0
| LCA | LA Basin | 2 | Average Weekday | CAISO | 1-in-2 | 2022 | 21 | 208.1241 | 213.5733 | 43.542 | 58.9182 | 0
| LCA | LA Basin | 2 | Average Weekday | CAISO | 1-in-2 | 2022 | 22 | 392.4556 | 417.4388 | 43.6757 | 57.661 | 0
| LCA | LA Basin | 2 | Average Weekday | CAISO | 1-in-2 | 2022 | 23 | 373.4572 | 394.1907 | 43.6716 | 56.4731 | 0
| LCA | LA Basin | 2 | Average Weekday | CAISO | 1-in-2 | 2022 | 24 | 387.2885 | 405.3263 | 43.6674 | 55.4219 | 0
| LCA | LA Basin | 2 | Monthly System Peak Day | CAISO | 1-in-2 | 2022 | 1 | 339.1413 | 347.7211 | 43.6516 | 44.9273 | 0
| LCA | LA Basin | 2 | Monthly System Peak Day | CAISO | 1-in-2 | 2022 | 2 | 312.1075 | 318.9532 | 43.6398 | 44.337 | 0
| LCA | LA Basin | 2 | Monthly System Peak Day | CAISO | 1-in-2 | 2022 | 3 | 385.2925 | 397.805 | 43.6383 | 43.529 | 0
| LCA | LA Basin | 2 | Monthly System Peak Day | CAISO | 1-in-2 | 2022 | 4 | 378.8848 | 394.7648 | 43.6371 | 42.9897 | 0
| LCA | LA Basin | 2 | Monthly System Peak Day | CAISO | 1-in-2 | 2022 | 5 | 431.3069 | 466.549 | 43.6422 | 42.1742 | 0
| LCA | LA Basin | 2 | Monthly System Peak Day | CAISO | 1-in-2 | 2022 | 6 | 539.1613 | 587.297 | 43.651 | 41.3082 | 0
| LCA | LA Basin | 2 | Monthly System Peak Day | CAISO | 1-in-2 | 2022 | 7 | 572.785 | 593.9717 | 43.6665 | 40.5371 | 0
| LCA | LA Basin | 2 | Monthly System Peak Day | CAISO | 1-in-2 | 2022 | 8 | 624.4465 | 644.2127 | 43.68 | 40.3082 | 0
| LCA | LA Basin | 2 | Monthly System Peak Day | CAISO | 1-in-2 | 2022 | 9 | 555.2491 | 583.6196 | 43.6929 | 42.0587 | 0
| LCA | LA Basin | 2 | Monthly System Peak Day | CAISO | 1-in-2 | 2022 | 10 | 531.1603 | 550.0287 | 43.6691 | 45.5804 | 0
| LCA | LA Basin | 2 | Monthly System Peak Day | CAISO | 1-in-2 | 2022 | 11 | 525.511 | 539.4962 | 43.694 | 48.9448 | 0
| LCA | LA Basin | 2 | Monthly System Peak Day | CAISO | 1-in-2 | 2022 | 12 | 495.5641 | 504.827 | 43.719 | 52.1419 | 0
| LCA | LA Basin | 2 | Monthly System Peak Day | CAISO | 1-in-2 | 2022 | 13 | 427.5304 | 439.6462 | 43.7342 | 54.482 | 0
| LCA | LA Basin | 2 | Monthly System Peak Day | CAISO | 1-in-2 | 2022 | 14 | 381.375 | 390.5284 | 43.716 | 56.1121 | 0
| LCA | LA Basin | 2 | Monthly System Peak Day | CAISO | 1-in-2 | 2022 | 15 | 330.1603 | 338.628 | 43.6803 | 57.1847 | 0
| LCA | LA Basin | 2 | Monthly System Peak Day | CAISO | 1-in-2 | 2022 | 16 | 276.0075 | 278.3281 | 43.65 | 57.6294 | 0
| LCA | LA Basin | 2 | Monthly System Peak Day | CAISO | 1-in-2 | 2022 | 17 | 226.9484 | 237.1279 | 43.478 | 57.4205 | 0
| LCA | LA Basin | 2 | Monthly System Peak Day | CAISO | 1-in-2 | 2022 | 18 | 223.9241 | 232.2915 | 43.4841 | 56.4754 | 0
| LCA | LA Basin | 2 | Monthly System Peak Day | CAISO | 1-in-2 | 2022 | 19 | 207.8319 | 214.0543 | 43.4337 | 54.4499 | 0
| LCA | LA Basin | 2 | Monthly System Peak Day | CAISO | 1-in-2 | 2022 | 20 | 215.7756 | 299.3013 | 44.27 | 52.383 | 0
| LCA | LA Basin | 2 | Monthly System Peak Day | CAISO | 1-in-2 | 2022 | 21 | 208.1241 | 213.5733 | 43.542 | 50.9981 | 0
| LCA | LA Basin | 2 | Monthly System Peak Day | CAISO | 1-in-2 | 2022 | 22 | 392.4556 | 417.4388 | 43.6757 | 49.6804 | 0
| LCA | LA Basin | 2 | Monthly System Peak Day | CAISO | 1-in-2 | 2022 | 23 | 373.4572 | 394.1907 | 43.6716 | 48.3694 | 0
| LCA | LA Basin | 2 | Monthly System Peak Day | CAISO | 1-in-2 | 2022 | 24 | 387.2885 | 405.3263 | 43.6674 | 47.0572 | 0
| LCA | LA Basin | 3 | Average Weekday | CAISO | 1-in-2 | 2022 | 1 | 374.8264 | 390.4782 | 43.7383 | 55.1366 | 0
| LCA | LA Basin | 3 | Average Weekday | CAISO | 1-in-2 | 2022 | 2 | 345.8503 | 353.4998 | 43.6821 | 54.1499 | 0
| LCA | LA Basin | 3 | Average Weekday | CAISO | 1-in-2 | 2022 | 3 | 437.4843 | 447.3764 | 43.6739 | 53.2438 | 0
| LCA | LA Basin | 3 | Average Weekday | CAISO | 1-in-2 | 2022 | 4 | 426.1807 | 438.6964 | 43.6563 | 52.4751 | 0
| LCA | LA Basin | 3 | Average Weekday | CAISO | 1-in-2 | 2022 | 5 | 461.6625 | 481.0453 | 43.6617 | 51.79 | 0
| LCA | LA Basin | 3 | Average Weekday | CAISO | 1-in-2 | 2022 | 6 | 579.3813 | 605.3846 | 43.6494 | 51.1894 | 0
| LCA | LA Basin | 3 | Average Weekday | CAISO | 1-in-2 | 2022 | 7 | 620.5896 | 641.7686 | 43.6687 | 50.8286 | 0
| LCA | LA Basin | 3 | Average Weekday | CAISO | 1-in-2 | 2022 | 8 | 669.8683 | 704.8419 | 43.8108 | 50.6731 | 0
| LCA | LA Basin | 3 | Average Weekday | CAISO | 1-in-2 | 2022 | 9 | 588.5349 | 631.2397 | 43.9328 | 51.7709 | 0
| LCA | LA Basin | 3 | Average Weekday | CAISO | 1-in-2 | 2022 | 10 | 566.5183 | 596.5826 | 43.8107 | 54.5932 | 0
| LCA | LA Basin | 3 | Average Weekday | CAISO | 1-in-2 | 2022 | 11 | 550.9795 | 573.9811 | 43.8736 | 57.9567 | 0
| LCA | LA Basin | 3 | Average Weekday | CAISO | 1-in-2 | 2022 | 12 | 521.8583 | 536.1432 | 43.936 | 61.1284 | 0
| LCA | LA Basin | 3 | Average Weekday | CAISO | 1-in-2 | 2022 | 13 | 431.9104 | 442.7328 | 43.9668 | 63.6199 | 0
| LCA | LA Basin | 3 | Average Weekday | CAISO | 1-in-2 | 2022 | 14 | 400.3947 | 407.9194 | 43.9161 | 65.3185 | 0
| LCA | LA Basin | 3 | Average Weekday | CAISO | 1-in-2 | 2022 | 15 | 346.812 | 353.8939 | 43.8186 | 66.4519 | 0
| LCA | LA Basin | 3 | Average Weekday | CAISO | 1-in-2 | 2022 | 16 | 298.5715 | 301.2306 | 43.6841 | 67.0777 | 0
| LCA | LA Basin | 3 | Average Weekday | CAISO | 1-in-2 | 2022 | 17 | 260.4767 | 273.0674 | 43.4754 | 67.1499 | 0
| LCA | LA Basin | 3 | Average Weekday | CAISO | 1-in-2 | 2022 | 18 | 259.7762 | 269.6531 | 43.4923 | 66.3731 | 0
| LCA | LA Basin | 3 | Average Weekday | CAISO | 1-in-2 | 2022 | 19 | 243.7559 | 248.8187 | 43.5618 | 64.6998 | 0
| LCA | LA Basin | 3 | Average Weekday | CAISO | 1-in-2 | 2022 | 20 | 239.8987 | 245.2538 | 43.4335 | 62.1715 | 0
| LCA | LA Basin | 3 | Average Weekday | CAISO | 1-in-2 | 2022 | 21 | 220.6269 | 225.1876 | 43.5 | 59.6884 | 0
| LCA | LA Basin | 3 | Average Weekday | CAISO | 1-in-2 | 2022 | 22 | 428.8083 | 457.2015 | 43.7054 | 58.1791 | 0
| LCA | LA Basin | 3 | Average Weekday | CAISO | 1-in-2 | 2022 | 23 | 416.5953 | 445.912 | 43.75 | 56.9857 | 0
| LCA | LA Basin | 3 | Average Weekday | CAISO | 1-in-2 | 2022 | 24 | 440.6905 | 477.5347 | 43.7977 | 55.893 | 0
| LCA | LA Basin | 3 | Monthly System Peak Day | CAISO | 1-in-2 | 2022 | 1 | 374.8264 | 390.4782 | 43.7383 | 58.7097 | 0
| LCA | LA Basin | 3 | Monthly System Peak Day | CAISO | 1-in-2 | 2022 | 2 | 345.8503 | 353.4998 | 43.6821 | 57.5153 | 0
| LCA | LA Basin | 3 | Monthly System Peak Day | CAISO | 1-in-2 | 2022 | 3 | 437.4843 | 447.3764 | 43.6739 | 56.0525 | 0
| LCA | LA Basin | 3 | Monthly System Peak Day | CAISO | 1-in-2 | 2022 | 4 | 426.1807 | 438.6964 | 43.6563 | 55.0138 | 0
| LCA | LA Basin | 3 | Monthly System Peak Day | CAISO | 1-in-2 | 2022 | 5 | 461.6625 | 481.0453 | 43.6617 | 54.3553 | 0
| LCA | LA Basin | 3 | Monthly System Peak Day | CAISO | 1-in-2 | 2022 | 6 | 579.3813 | 605.3846 | 43.6494 | 53.3435 | 0
| LCA | LA Basin | 3 | Monthly System Peak Day | CAISO | 1-in-2 | 2022 | 7 | 620.5896 | 641.7686 | 43.6687 | 52.8803 | 0
| LCA | LA Basin | 3 | Monthly System Peak Day | CAISO | 1-in-2 | 2022 | 8 | 669.8683 | 704.8419 | 43.8108 | 52.0934 | 0
| LCA | LA Basin | 3 | Monthly System Peak Day | CAISO | 1-in-2 | 2022 | 9 | 588.5349 | 631.2397 | 43.9328 | 52.4065 | 0
| LCA | LA Basin | 3 | Monthly System Peak Day | CAISO | 1-in-2 | 2022 | 10 | 566.5183 | 596.5826 | 43.8107 | 55.4617 | 0
| LCA | LA Basin | 3 | Monthly System Peak Day | CAISO | 1-in-2 | 2022 | 11 | 550.9795 | 573.9811 | 43.8736 | 60.1908 | 0
| LCA | LA Basin | 3 | Monthly System Peak Day | CAISO | 1-in-2 | 2022 | 12 | 521.8583 | 536.1432 | 43.936 | 64.4339 | 0
| LCA | LA Basin | 3 | Monthly System Peak Day | CAISO | 1-in-2 | 2022 | 13 | 431.9104 | 442.7328 | 43.9668 | 67.4273 | 0
| LCA | LA Basin | 3 | Monthly System Peak Day | CAISO | 1-in-2 | 2022 | 14 | 400.3947 | 407.9194 | 43.9161 | 68.9139 | 0
| LCA | LA Basin | 3 | Monthly System Peak Day | CAISO | 1-in-2 | 2022 | 15 | 346.812 | 353.8939 | 43.8186 | 70.0222 | 0
| LCA | LA Basin | 3 | Monthly System Peak Day | CAISO | 1-in-2 | 2022 | 16 | 298.5715 | 301.2306 | 43.6841 | 70.8862 | 0
| LCA | LA Basin | 3 | Monthly System Peak Day | CAISO | 1-in-2 | 2022 | 17 | 260.4767 | 273.0674 | 43.4754 | 71.1949 | 0
| LCA | LA Basin | 3 | Monthly System Peak Day | CAISO | 1-in-2 | 2022 | 18 | 259.7762 | 269.6531 | 43.4923 | 70.5505 | 0
| LCA | LA Basin | 3 | Monthly System Peak Day | CAISO | 1-in-2 | 2022 | 19 | 243.7559 | 248.8187 | 43.5618 | 68.8789 | 0
| LCA | LA Basin | 3 | Monthly System Peak Day | CAISO | 1-in-2 | 2022 | 20 | 239.8987 | 245.2538 | 43.4335 | 65.6682 | 0
| LCA | LA Basin | 3 | Monthly System Peak Day | CAISO | 1-in-2 | 2022 | 21 | 220.6269 | 225.1876 | 43.5 | 62.8275 | 0
| LCA | LA Basin | 3 | Monthly System Peak Day | CAISO | 1-in-2 | 2022 | 22 | 428.8083 | 457.2015 | 43.7054 | 61.166 | 0
| LCA | LA Basin | 3 | Monthly System Peak Day | CAISO | 1-in-2 | 2022 | 23 | 416.5953 | 445.912 | 43.75 | 59.807 | 0
| LCA | LA Basin | 3 | Monthly System Peak Day | CAISO | 1-in-2 | 2022 | 24 | 440.6905 | 477.5347 | 43.7977 | 58.3182 | 0
| LCA | LA Basin | 4 | Average Weekday | CAISO | 1-in-2 | 2022 | 1 | 338.5179 | 353.5225 | 43.7393 | 57.4247 | 0
| LCA | LA Basin | 4 | Average Weekday | CAISO | 1-in-2 | 2022 | 2 | 310.93 | 317.484 | 43.6835 | 56.6493 | 0
| LCA | LA Basin | 4 | Average Weekday | CAISO | 1-in-2 | 2022 | 3 | 394.9723 | 405.3134 | 43.6753 | 55.9108 | 0
| LCA | LA Basin | 4 | Average Weekday | CAISO | 1-in-2 | 2022 | 4 | 376.1778 | 387.4621 | 43.6578 | 55.3134 | 0
| LCA | LA Basin | 4 | Average Weekday | CAISO | 1-in-2 | 2022 | 5 | 401.3332 | 419.7055 | 43.6633 | 54.8131 | 0
| LCA | LA Basin | 4 | Average Weekday | CAISO | 1-in-2 | 2022 | 6 | 517.0261 | 541.9174 | 43.6513 | 54.4263 | 0
| LCA | LA Basin | 4 | Average Weekday | CAISO | 1-in-2 | 2022 | 7 | 562.595 | 583.3618 | 43.6707 | 54.0819 | 0
| LCA | LA Basin | 4 | Average Weekday | CAISO | 1-in-2 | 2022 | 8 | 611.7498 | 646.3937 | 43.8118 | 54.0009 | 0
| LCA | LA Basin | 4 | Average Weekday | CAISO | 1-in-2 | 2022 | 9 | 524.6376 | 567.174 | 43.9328 | 55.4317 | 0
| LCA | LA Basin | 4 | Average Weekday | CAISO | 1-in-2 | 2022 | 10 | 502.6286 | 530.9294 | 43.811 | 57.972 | 0
| LCA | LA Basin | 4 | Average Weekday | CAISO | 1-in-2 | 2022 | 11 | 495.5889 | 515.928 | 43.8735 | 60.727 | 0
| LCA | LA Basin | 4 | Average Weekday | CAISO | 1-in-2 | 2022 | 12 | 466.3157 | 480.5397 | 43.9354 | 63.4949 | 0
| LCA | LA Basin | 4 | Average Weekday | CAISO | 1-in-2 | 2022 | 13 | 390.1621 | 400.9991 | 43.9659 | 65.7621 | 0
| LCA | LA Basin | 4 | Average Weekday | CAISO | 1-in-2 | 2022 | 14 | 352.9097 | 360.4444 | 43.9153 | 67.5074 | 0
| LCA | LA Basin | 4 | Average Weekday | CAISO | 1-in-2 | 2022 | 15 | 297.1869 | 304.2743 | 43.8184 | 68.7755 | 0
| LCA | LA Basin | 4 | Average Weekday | CAISO | 1-in-2 | 2022 | 16 | 246.5282 | 249.1807 | 43.6853 | 69.3561 | 0
| LCA | LA Basin | 4 | Average Weekday | CAISO | 1-in-2 | 2022 | 17 | 200.176 | 212.8585 | 43.4758 | 69.4801 | 0
| LCA | LA Basin | 4 | Average Weekday | CAISO | 1-in-2 | 2022 | 18 | 196.6521 | 206.0598 | 43.4926 | 68.8529 | 0
| LCA | LA Basin | 4 | Average Weekday | CAISO | 1-in-2 | 2022 | 19 | 172.6271 | 177.6615 | 43.5618 | 67.534 | 0
| LCA | LA Basin | 4 | Average Weekday | CAISO | 1-in-2 | 2022 | 20 | 166.5453 | 171.9025 | 43.4335 | 65.2282 | 0
| LCA | LA Basin | 4 | Average Weekday | CAISO | 1-in-2 | 2022 | 21 | 174.1511 | 178.6385 | 43.5012 | 62.3006 | 0
| LCA | LA Basin | 4 | Average Weekday | CAISO | 1-in-2 | 2022 | 22 | 384.3699 | 412.4966 | 43.7073 | 60.2831 | 0
| LCA | LA Basin | 4 | Average Weekday | CAISO | 1-in-2 | 2022 | 23 | 376.3094 | 405.2558 | 43.7516 | 58.9672 | 0
| LCA | LA Basin | 4 | Average Weekday | CAISO | 1-in-2 | 2022 | 24 | 399.6275 | 435.5524 | 43.7985 | 58.0102 | 0
| LCA | LA Basin | 4 | Monthly System Peak Day | CAISO | 1-in-2 | 2022 | 1 | 338.5179 | 353.5225 | 43.7393 | 62.6006 | 0
| LCA | LA Basin | 4 | Monthly System Peak Day | CAISO | 1-in-2 | 2022 | 2 | 310.93 | 317.484 | 43.6835 | 61.4415 | 0
| LCA | LA Basin | 4 | Monthly System Peak Day | CAISO | 1-in-2 | 2022 | 3 | 394.9723 | 405.3134 | 43.6753 | 60.7161 | 0
| LCA | LA Basin | 4 | Monthly System Peak Day | CAISO | 1-in-2 | 2022 | 4 | 376.1778 | 387.4621 | 43.6578 | 59.9557 | 0
| LCA | LA Basin | 4 | Monthly System Peak Day | CAISO | 1-in-2 | 2022 | 5 | 401.3332 | 419.7055 | 43.6633 | 58.9204 | 0
| LCA | LA Basin | 4 | Monthly System Peak Day | CAISO | 1-in-2 | 2022 | 6 | 517.0261 | 541.9174 | 43.6513 | 58.2806 | 0
| LCA | LA Basin | 4 | Monthly System Peak Day | CAISO | 1-in-2 | 2022 | 7 | 562.595 | 583.3618 | 43.6707 | 57.6808 | 0
| LCA | LA Basin | 4 | Monthly System Peak Day | CAISO | 1-in-2 | 2022 | 8 | 611.7498 | 646.3937 | 43.8118 | 57.4148 | 0
| LCA | LA Basin | 4 | Monthly System Peak Day | CAISO | 1-in-2 | 2022 | 9 | 524.6376 | 567.174 | 43.9328 | 58.9357 | 0
| LCA | LA Basin | 4 | Monthly System Peak Day | CAISO | 1-in-2 | 2022 | 10 | 502.6286 | 530.9294 | 43.811 | 62.9132 | 0
| LCA | LA Basin | 4 | Monthly System Peak Day | CAISO | 1-in-2 | 2022 | 11 | 495.5889 | 515.928 | 43.8735 | 67.707 | 0
| LCA | LA Basin | 4 | Monthly System Peak Day | CAISO | 1-in-2 | 2022 | 12 | 466.3157 | 480.5397 | 43.9354 | 72.4058 | 0
| LCA | LA Basin | 4 | Monthly System Peak Day | CAISO | 1-in-2 | 2022 | 13 | 390.1621 | 400.9991 | 43.9659 | 76.2632 | 0
| LCA | LA Basin | 4 | Monthly System Peak Day | CAISO | 1-in-2 | 2022 | 14 | 352.9097 | 360.4444 | 43.9153 | 79.0472 | 0
| LCA | LA Basin | 4 | Monthly System Peak Day | CAISO | 1-in-2 | 2022 | 15 | 297.1869 | 304.2743 | 43.8184 | 80.8239 | 0
| LCA | LA Basin | 4 | Monthly System Peak Day | CAISO | 1-in-2 | 2022 | 16 | 246.5282 | 249.1807 | 43.6853 | 81.2153 | 0
| LCA | LA Basin | 4 | Monthly System Peak Day | CAISO | 1-in-2 | 2022 | 17 | 200.176 | 212.8585 | 43.4758 | 80.7314 | 0
| LCA | LA Basin | 4 | Monthly System Peak Day | CAISO | 1-in-2 | 2022 | 18 | 196.6521 | 206.0598 | 43.4926 | 79.8567 | 0
| LCA | LA Basin | 4 | Monthly System Peak Day | CAISO | 1-in-2 | 2022 | 19 | 172.6271 | 177.6615 | 43.5618 | 78.8266 | 0
| LCA | LA Basin | 4 | Monthly System Peak Day | CAISO | 1-in-2 | 2022 | 20 | 166.5453 | 171.9025 | 43.4335 | 76.2607 | 0
| LCA | LA Basin | 4 | Monthly System Peak Day | CAISO | 1-in-2 | 2022 | 21 | 174.1511 | 178.6385 | 43.5012 | 71.9495 | 0
| LCA | LA Basin | 4 | Monthly System Peak Day | CAISO | 1-in-2 | 2022 | 22 | 384.3699 | 412.4966 | 43.7073 | 68.0025 | 0
| LCA | LA Basin | 4 | Monthly System Peak Day | CAISO | 1-in-2 | 2022 | 23 | 376.3094 | 405.2558 | 43.7516 | 65.0641 | 0
| LCA | LA Basin | 4 | Monthly System Peak Day | CAISO | 1-in-2 | 2022 | 24 | 399.6275 | 435.5524 | 43.7985 | 63.2353 | 0
| LCA | LA Basin | 5 | Average Weekday | CAISO | 1-in-2 | 2022 | 1 | 338.7756 | 353.8444 | 43.7518 | 60.0691 | 0
| LCA | LA Basin | 5 | Average Weekday | CAISO | 1-in-2 | 2022 | 2 | 314.4703 | 320.8977 | 43.6957 | 59.5458 | 0
| LCA | LA Basin | 5 | Average Weekday | CAISO | 1-in-2 | 2022 | 3 | 405.9445 | 415.4827 | 43.6875 | 59.0947 | 0
| LCA | LA Basin | 5 | Average Weekday | CAISO | 1-in-2 | 2022 | 4 | 388.2015 | 399.9591 | 43.6702 | 58.6649 | 0
| LCA | LA Basin | 5 | Average Weekday | CAISO | 1-in-2 | 2022 | 5 | 417.3506 | 436.4538 | 43.6757 | 58.3059 | 0
| LCA | LA Basin | 5 | Average Weekday | CAISO | 1-in-2 | 2022 | 6 | 528.0203 | 554.1492 | 43.6642 | 57.9561 | 0
| LCA | LA Basin | 5 | Average Weekday | CAISO | 1-in-2 | 2022 | 7 | 568.5578 | 588.8773 | 43.6844 | 57.6526 | 0
| LCA | LA Basin | 5 | Average Weekday | CAISO | 1-in-2 | 2022 | 8 | 623.1119 | 661.0227 | 43.8254 | 57.9271 | 0
| LCA | LA Basin | 5 | Average Weekday | CAISO | 1-in-2 | 2022 | 9 | 529.0209 | 569.2303 | 43.9459 | 59.2878 | 0
| LCA | LA Basin | 5 | Average Weekday | CAISO | 1-in-2 | 2022 | 10 | 511.981 | 540.8245 | 43.8234 | 61.2327 | 0
| LCA | LA Basin | 5 | Average Weekday | CAISO | 1-in-2 | 2022 | 11 | 505.7331 | 526.2767 | 43.8861 | 63.6253 | 0
| LCA | LA Basin | 5 | Average Weekday | CAISO | 1-in-2 | 2022 | 12 | 472.5289 | 486.7058 | 43.9484 | 65.9059 | 0
| LCA | LA Basin | 5 | Average Weekday | CAISO | 1-in-2 | 2022 | 13 | 394.8986 | 405.9242 | 43.9788 | 67.955 | 0
| LCA | LA Basin | 5 | Average Weekday | CAISO | 1-in-2 | 2022 | 14 | 365.8538 | 373.545 | 43.9277 | 69.5993 | 0
| LCA | LA Basin | 5 | Average Weekday | CAISO | 1-in-2 | 2022 | 15 | 316.8067 | 323.8522 | 43.8303 | 70.7698 | 0
| LCA | LA Basin | 5 | Average Weekday | CAISO | 1-in-2 | 2022 | 16 | 256.5975 | 259.4067 | 43.6976 | 71.3576 | 0
| LCA | LA Basin | 5 | Average Weekday | CAISO | 1-in-2 | 2022 | 17 | 205.0926 | 216.9885 | 43.4797 | 71.3337 | 0
| LCA | LA Basin | 5 | Average Weekday | CAISO | 1-in-2 | 2022 | 18 | 205.5894 | 214.6908 | 43.4967 | 70.7157 | 0
| LCA | LA Basin | 5 | Average Weekday | CAISO | 1-in-2 | 2022 | 19 | 186.8138 | 192.1829 | 43.5576 | 69.3634 | 0
| LCA | LA Basin | 5 | Average Weekday | CAISO | 1-in-2 | 2022 | 20 | 178.967 | 184.4532 | 43.4336 | 67.2923 | 0
| LCA | LA Basin | 5 | Average Weekday | CAISO | 1-in-2 | 2022 | 21 | 185.9596 | 190.8615 | 43.507 | 64.6382 | 0
| LCA | LA Basin | 5 | Average Weekday | CAISO | 1-in-2 | 2022 | 22 | 390.0698 | 418.9032 | 43.7217 | 62.5717 | 0
| LCA | LA Basin | 5 | Average Weekday | CAISO | 1-in-2 | 2022 | 23 | 388.5247 | 418.4141 | 43.7654 | 61.4324 | 0
| LCA | LA Basin | 5 | Average Weekday | CAISO | 1-in-2 | 2022 | 24 | 409.2572 | 445.9673 | 43.8116 | 60.6204 | 0
| LCA | LA Basin | 5 | Monthly System Peak Day | CAISO | 1-in-2 | 2022 | 1 | 338.7756 | 353.8444 | 43.7518 | 65.6312 | 0
| LCA | LA Basin | 5 | Monthly System Peak Day | CAISO | 1-in-2 | 2022 | 2 | 314.4703 | 320.8977 | 43.6957 | 64.1701 | 0
| LCA | LA Basin | 5 | Monthly System Peak Day | CAISO | 1-in-2 | 2022 | 3 | 405.9445 | 415.4827 | 43.6875 | 62.8016 | 0
| LCA | LA Basin | 5 | Monthly System Peak Day | CAISO | 1-in-2 | 2022 | 4 | 388.2015 | 399.9591 | 43.6702 | 61.5085 | 0
| LCA | LA Basin | 5 | Monthly System Peak Day | CAISO | 1-in-2 | 2022 | 5 | 417.3506 | 436.4538 | 43.6757 | 60.2076 | 0
| LCA | LA Basin | 5 | Monthly System Peak Day | CAISO | 1-in-2 | 2022 | 6 | 528.0203 | 554.1492 | 43.6642 | 59.5604 | 0
| LCA | LA Basin | 5 | Monthly System Peak Day | CAISO | 1-in-2 | 2022 | 7 | 568.5578 | 588.8773 | 43.6844 | 59.3818 | 0
| LCA | LA Basin | 5 | Monthly System Peak Day | CAISO | 1-in-2 | 2022 | 8 | 623.1119 | 661.0227 | 43.8254 | 59.8051 | 0
| LCA | LA Basin | 5 | Monthly System Peak Day | CAISO | 1-in-2 | 2022 | 9 | 529.0209 | 569.2303 | 43.9459 | 62.4052 | 0
| LCA | LA Basin | 5 | Monthly System Peak Day | CAISO | 1-in-2 | 2022 | 10 | 511.981 | 540.8245 | 43.8234 | 67.0621 | 0
| LCA | LA Basin | 5 | Monthly System Peak Day | CAISO | 1-in-2 | 2022 | 11 | 505.7331 | 526.2767 | 43.8861 | 72.4112 | 0
| LCA | LA Basin | 5 | Monthly System Peak Day | CAISO | 1-in-2 | 2022 | 12 | 472.5289 | 486.7058 | 43.9484 | 76.9477 | 0
| LCA | LA Basin | 5 | Monthly System Peak Day | CAISO | 1-in-2 | 2022 | 13 | 394.8986 | 405.9242 | 43.9788 | 80.0548 | 0
| LCA | LA Basin | 5 | Monthly System Peak Day | CAISO | 1-in-2 | 2022 | 14 | 365.8538 | 373.545 | 43.9277 | 81.9742 | 0
| LCA | LA Basin | 5 | Monthly System Peak Day | CAISO | 1-in-2 | 2022 | 15 | 316.8067 | 323.8522 | 43.8303 | 83.1672 | 0
| LCA | LA Basin | 5 | Monthly System Peak Day | CAISO | 1-in-2 | 2022 | 16 | 256.5975 | 259.4067 | 43.6976 | 83.9553 | 0
| LCA | LA Basin | 5 | Monthly System Peak Day | CAISO | 1-in-2 | 2022 | 17 | 205.0926 | 216.9885 | 43.4797 | 83.8391 | 0
| LCA | LA Basin | 5 | Monthly System Peak Day | CAISO | 1-in-2 | 2022 | 18 | 205.5894 | 214.6908 | 43.4967 | 82.1251 | 0
| LCA | LA Basin | 5 | Monthly System Peak Day | CAISO | 1-in-2 | 2022 | 19 | 186.8138 | 192.1829 | 43.5576 | 79.4541 | 0
| LCA | LA Basin | 5 | Monthly System Peak Day | CAISO | 1-in-2 | 2022 | 20 | 178.967 | 184.4532 | 43.4336 | 76.3869 | 0
| LCA | LA Basin | 5 | Monthly System Peak Day | CAISO | 1-in-2 | 2022 | 21 | 185.9596 | 190.8615 | 43.507 | 72.131 | 0
| LCA | LA Basin | 5 | Monthly System Peak Day | CAISO | 1-in-2 | 2022 | 22 | 390.0698 | 418.9032 | 43.7217 | 68.7483 | 0
| LCA | LA Basin | 5 | Monthly System Peak Day | CAISO | 1-in-2 | 2022 | 23 | 388.5247 | 418.4141 | 43.7654 | 67.1238 | 0
| LCA | LA Basin | 5 | Monthly System Peak Day | CAISO | 1-in-2 | 2022 | 24 | 409.2572 | 445.9673 | 43.8116 | 65.1515 | 0
| LCA | LA Basin | 6 | Average Weekday | CAISO | 1-in-2 | 2022 | 1 | 328.7916 | 359.7162 | 45.3192 | 62.7825 | 0
| LCA | LA Basin | 6 | Average Weekday | CAISO | 1-in-2 | 2022 | 2 | 300.4709 | 325.2259 | 45.2812 | 61.9585 | 0
| LCA | LA Basin | 6 | Average Weekday | CAISO | 1-in-2 | 2022 | 3 | 387.3946 | 421.6715 | 45.2732 | 61.2343 | 0
| LCA | LA Basin | 6 | Average Weekday | CAISO | 1-in-2 | 2022 | 4 | 378.4644 | 410.7845 | 45.2655 | 60.6245 | 0
| LCA | LA Basin | 6 | Average Weekday | CAISO | 1-in-2 | 2022 | 5 | 396.8589 | 441.3471 | 45.2806 | 60.1217 | 0
| LCA | LA Basin | 6 | Average Weekday | CAISO | 1-in-2 | 2022 | 6 | 506.5695 | 574.3722 | 45.3075 | 59.6838 | 0
| LCA | LA Basin | 6 | Average Weekday | CAISO | 1-in-2 | 2022 | 7 | 552.5016 | 603.4884 | 45.4828 | 59.3245 | 0
| LCA | LA Basin | 6 | Average Weekday | CAISO | 1-in-2 | 2022 | 8 | 600.8127 | 650.1893 | 45.3496 | 59.9882 | 0
| LCA | LA Basin | 6 | Average Weekday | CAISO | 1-in-2 | 2022 | 9 | 535.7092 | 553.6128 | 45.4014 | 61.9339 | 0
| LCA | LA Basin | 6 | Average Weekday | CAISO | 1-in-2 | 2022 | 10 | 516.1228 | 527.3725 | 45.4453 | 64.5363 | 0
| LCA | LA Basin | 6 | Average Weekday | CAISO | 1-in-2 | 2022 | 11 | 500.7618 | 509.5591 | 45.5094 | 67.4622 | 0
| LCA | LA Basin | 6 | Average Weekday | CAISO | 1-in-2 | 2022 | 12 | 472.0546 | 486.3684 | 45.5428 | 70.4391 | 0
| LCA | LA Basin | 6 | Average Weekday | CAISO | 1-in-2 | 2022 | 13 | 395.0744 | 421.4211 | 45.6099 | 72.8549 | 0
| LCA | LA Basin | 6 | Average Weekday | CAISO | 1-in-2 | 2022 | 14 | 360.0571 | 381.1287 | 45.562 | 74.8391 | 0
| LCA | LA Basin | 6 | Average Weekday | CAISO | 1-in-2 | 2022 | 15 | 300.5412 | 321.2679 | 45.5955 | 76.3172 | 0
| LCA | LA Basin | 6 | Average Weekday | CAISO | 1-in-2 | 2022 | 16 | 248.6068 | 262.7986 | 45.6601 | 77.0662 | 0
| LCA | LA Basin | 6 | Average Weekday | CAISO | 1-in-2 | 2022 | 17 | 207.3149 | 205.7024 | 45.3895 | 77.3233 | 0
| LCA | LA Basin | 6 | Average Weekday | CAISO | 1-in-2 | 2022 | 18 | 195.2378 | 202.9305 | 45.3976 | 76.5831 | 0
| LCA | LA Basin | 6 | Average Weekday | CAISO | 1-in-2 | 2022 | 19 | 173.8526 | 205.4632 | 68.2887 | 75.1428 | 0
| LCA | LA Basin | 6 | Average Weekday | CAISO | 1-in-2 | 2022 | 20 | 165.4564 | 198.3958 | 44.1769 | 72.9751 | 0
| LCA | LA Basin | 6 | Average Weekday | CAISO | 1-in-2 | 2022 | 21 | 179.0866 | 195.651 | 45.3544 | 69.9749 | 0
| LCA | LA Basin | 6 | Average Weekday | CAISO | 1-in-2 | 2022 | 22 | 359.0827 | 421.4815 | 45.1386 | 66.9454 | 0
| LCA | LA Basin | 6 | Average Weekday | CAISO | 1-in-2 | 2022 | 23 | 381.9377 | 436.7162 | 45.252 | 65.1781 | 0
| LCA | LA Basin | 6 | Average Weekday | CAISO | 1-in-2 | 2022 | 24 | 403.0495 | 454.8004 | 45.3142 | 63.9559 | 0
| LCA | LA Basin | 6 | Monthly System Peak Day | CAISO | 1-in-2 | 2022 | 1 | 328.7916 | 361.1222 | 43.6473 | 63.8259 | 0
| LCA | LA Basin | 6 | Monthly System Peak Day | CAISO | 1-in-2 | 2022 | 2 | 300.4709 | 321.37 | 43.648 | 63.1748 | 0
| LCA | LA Basin | 6 | Monthly System Peak Day | CAISO | 1-in-2 | 2022 | 3 | 387.3946 | 413.4916 | 43.6489 | 62.6028 | 0
| LCA | LA Basin | 6 | Monthly System Peak Day | CAISO | 1-in-2 | 2022 | 4 | 378.4644 | 401.6031 | 43.6494 | 61.792 | 0
| LCA | LA Basin | 6 | Monthly System Peak Day | CAISO | 1-in-2 | 2022 | 5 | 396.8589 | 435.966 | 43.6442 | 61.0112 | 0
| LCA | LA Basin | 6 | Monthly System Peak Day | CAISO | 1-in-2 | 2022 | 6 | 506.5695 | 560.6665 | 43.6346 | 60.1347 | 0
| LCA | LA Basin | 6 | Monthly System Peak Day | CAISO | 1-in-2 | 2022 | 7 | 552.5016 | 585.6231 | 43.5949 | 59.5762 | 0
| LCA | LA Basin | 6 | Monthly System Peak Day | CAISO | 1-in-2 | 2022 | 8 | 600.8127 | 637.0374 | 43.6679 | 60.2274 | 0
| LCA | LA Basin | 6 | Monthly System Peak Day | CAISO | 1-in-2 | 2022 | 9 | 535.7092 | 559.0278 | 43.6924 | 63.0639 | 0
| LCA | LA Basin | 6 | Monthly System Peak Day | CAISO | 1-in-2 | 2022 | 10 | 516.1228 | 532.8318 | 43.6617 | 66.3198 | 0
| LCA | LA Basin | 6 | Monthly System Peak Day | CAISO | 1-in-2 | 2022 | 11 | 500.7618 | 516.4222 | 43.6984 | 69.4174 | 0
| LCA | LA Basin | 6 | Monthly System Peak Day | CAISO | 1-in-2 | 2022 | 12 | 472.0546 | 488.7747 | 43.7423 | 72.916 | 0
| LCA | LA Basin | 6 | Monthly System Peak Day | CAISO | 1-in-2 | 2022 | 13 | 395.0744 | 418.1368 | 43.7557 | 76.2603 | 0
| LCA | LA Basin | 6 | Monthly System Peak Day | CAISO | 1-in-2 | 2022 | 14 | 360.0571 | 380.3224 | 43.7195 | 78.9373 | 0
| LCA | LA Basin | 6 | Monthly System Peak Day | CAISO | 1-in-2 | 2022 | 15 | 300.5412 | 319.6861 | 43.6332 | 81.4125 | 0
| LCA | LA Basin | 6 | Monthly System Peak Day | CAISO | 1-in-2 | 2022 | 16 | 248.6068 | 251.9457 | 43.5585 | 82.3024 | 0
| LCA | LA Basin | 6 | Monthly System Peak Day | CAISO | 1-in-2 | 2022 | 17 | 207.3149 | 213.5473 | 43.775 | 82.1115 | 0
| LCA | LA Basin | 6 | Monthly System Peak Day | CAISO | 1-in-2 | 2022 | 18 | 195.2378 | 209.5655 | 43.8134 | 81.298 | 0
| LCA | LA Basin | 6 | Monthly System Peak Day | CAISO | 1-in-2 | 2022 | 19 | 173.8526 | 198.003 | 46.7745 | 79.7169 | 0
| LCA | LA Basin | 6 | Monthly System Peak Day | CAISO | 1-in-2 | 2022 | 20 | 165.4564 | 190.0096 | 43.8673 | 77.0332 | 0
| LCA | LA Basin | 6 | Monthly System Peak Day | CAISO | 1-in-2 | 2022 | 21 | 179.0866 | 195.5765 | 44.1352 | 73.1669 | 0
| LCA | LA Basin | 6 | Monthly System Peak Day | CAISO | 1-in-2 | 2022 | 22 | 359.0827 | 401.1799 | 43.7456 | 69.0088 | 0
| LCA | LA Basin | 6 | Monthly System Peak Day | CAISO | 1-in-2 | 2022 | 23 | 381.9377 | 423.0522 | 43.6912 | 66.5846 | 0
| LCA | LA Basin | 6 | Monthly System Peak Day | CAISO | 1-in-2 | 2022 | 24 | 403.0495 | 451.0287 | 43.6669 | 65.2678 | 0
| LCA | LA Basin | 7 | Average Weekday | CAISO | 1-in-2 | 2022 | 1 | 331.9592 | 362.8115 | 46.6426 | 67.4897 | 0
| LCA | LA Basin | 7 | Average Weekday | CAISO | 1-in-2 | 2022 | 2 | 318.7163 | 338.5988 | 46.6312 | 66.8502 | 0
| LCA | LA Basin | 7 | Average Weekday | CAISO | 1-in-2 | 2022 | 3 | 391.5201 | 417.752 | 46.629 | 66.2542 | 0
| LCA | LA Basin | 7 | Average Weekday | CAISO | 1-in-2 | 2022 | 4 | 387.068 | 412.7466 | 46.6258 | 65.7211 | 0
| LCA | LA Basin | 7 | Average Weekday | CAISO | 1-in-2 | 2022 | 5 | 410.0667 | 451.53 | 46.6255 | 65.2896 | 0
| LCA | LA Basin | 7 | Average Weekday | CAISO | 1-in-2 | 2022 | 6 | 496.6106 | 547.8927 | 46.6226 | 64.8804 | 0
| LCA | LA Basin | 7 | Average Weekday | CAISO | 1-in-2 | 2022 | 7 | 531.6735 | 560.3318 | 46.6324 | 64.6142 | 0
| LCA | LA Basin | 7 | Average Weekday | CAISO | 1-in-2 | 2022 | 8 | 576.9762 | 611.8316 | 46.6745 | 65.1033 | 0
| LCA | LA Basin | 7 | Average Weekday | CAISO | 1-in-2 | 2022 | 9 | 500.3926 | 522.2026 | 46.7169 | 67.0374 | 0
| LCA | LA Basin | 7 | Average Weekday | CAISO | 1-in-2 | 2022 | 10 | 483.7075 | 499.3853 | 46.701 | 69.579 | 0
| LCA | LA Basin | 7 | Average Weekday | CAISO | 1-in-2 | 2022 | 11 | 474.2487 | 488.6981 | 46.7513 | 72.46 | 0
| LCA | LA Basin | 7 | Average Weekday | CAISO | 1-in-2 | 2022 | 12 | 448.2648 | 465.6082 | 46.8018 | 75.4411 | 0
| LCA | LA Basin | 7 | Average Weekday | CAISO | 1-in-2 | 2022 | 13 | 370.6638 | 391.7021 | 46.8252 | 77.8506 | 0
| LCA | LA Basin | 7 | Average Weekday | CAISO | 1-in-2 | 2022 | 14 | 341.038 | 360.0262 | 46.781 | 79.6815 | 0
| LCA | LA Basin | 7 | Average Weekday | CAISO | 1-in-2 | 2022 | 15 | 289.9414 | 308.538 | 46.7002 | 81.0249 | 0
| LCA | LA Basin | 7 | Average Weekday | CAISO | 1-in-2 | 2022 | 16 | 232.5565 | 233.4759 | 46.638 | 81.5726 | 0
| LCA | LA Basin | 7 | Average Weekday | CAISO | 1-in-2 | 2022 | 17 | 194.552 | 200.0948 | 46.9089 | 81.7008 | 0
| LCA | LA Basin | 7 | Average Weekday | CAISO | 1-in-2 | 2022 | 18 | 191.9939 | 203.7773 | 46.9544 | 80.9215 | 0
| LCA | LA Basin | 7 | Average Weekday | CAISO | 1-in-2 | 2022 | 19 | 171.6834 | 193.5136 | 47.8741 | 79.352 | 0
| LCA | LA Basin | 7 | Average Weekday | CAISO | 1-in-2 | 2022 | 20 | 171.865 | 190.9493 | 46.6052 | 77.194 | 0
| LCA | LA Basin | 7 | Average Weekday | CAISO | 1-in-2 | 2022 | 21 | 188.4349 | 200.1996 | 47.1054 | 74.2188 | 0
| LCA | LA Basin | 7 | Average Weekday | CAISO | 1-in-2 | 2022 | 22 | 368.7306 | 412.931 | 46.6392 | 71.1576 | 0
| LCA | LA Basin | 7 | Average Weekday | CAISO | 1-in-2 | 2022 | 23 | 382.4547 | 419.0043 | 46.6408 | 69.3294 | 0
| LCA | LA Basin | 7 | Average Weekday | CAISO | 1-in-2 | 2022 | 24 | 400.332 | 445.2771 | 46.6554 | 68.2409 | 0
| LCA | LA Basin | 7 | Monthly System Peak Day | CAISO | 1-in-2 | 2022 | 1 | 331.9592 | 326.375 | 46.646 | 72.3923 | 0
| LCA | LA Basin | 7 | Monthly System Peak Day | CAISO | 1-in-2 | 2022 | 2 | 318.7163 | 297.5099 | 46.6217 | 71.4661 | 0
| LCA | LA Basin | 7 | Monthly System Peak Day | CAISO | 1-in-2 | 2022 | 3 | 391.5201 | 353.1165 | 46.6189 | 70.727 | 0
| LCA | LA Basin | 7 | Monthly System Peak Day | CAISO | 1-in-2 | 2022 | 4 | 387.068 | 362.2781 | 46.6148 | 70.1441 | 0
| LCA | LA Basin | 7 | Monthly System Peak Day | CAISO | 1-in-2 | 2022 | 5 | 410.0667 | 397.3354 | 46.6265 | 69.4841 | 0
| LCA | LA Basin | 7 | Monthly System Peak Day | CAISO | 1-in-2 | 2022 | 6 | 496.6106 | 480.5902 | 46.6476 | 68.9901 | 0
| LCA | LA Basin | 7 | Monthly System Peak Day | CAISO | 1-in-2 | 2022 | 7 | 531.6735 | 485.9432 | 46.7112 | 68.5434 | 0
| LCA | LA Basin | 7 | Monthly System Peak Day | CAISO | 1-in-2 | 2022 | 8 | 576.9762 | 532.5366 | 46.6819 | 68.8225 | 0
| LCA | LA Basin | 7 | Monthly System Peak Day | CAISO | 1-in-2 | 2022 | 9 | 500.3926 | 474.8536 | 46.6909 | 71.5288 | 0
| LCA | LA Basin | 7 | Monthly System Peak Day | CAISO | 1-in-2 | 2022 | 10 | 483.7075 | 444.6375 | 46.666 | 75.4105 | 0
| LCA | LA Basin | 7 | Monthly System Peak Day | CAISO | 1-in-2 | 2022 | 11 | 474.2487 | 435.6512 | 46.6887 | 79.7242 | 0
| LCA | LA Basin | 7 | Monthly System Peak Day | CAISO | 1-in-2 | 2022 | 12 | 448.2648 | 417.1781 | 46.7128 | 83.5382 | 0
| LCA | LA Basin | 7 | Monthly System Peak Day | CAISO | 1-in-2 | 2022 | 13 | 370.6638 | 355.6817 | 46.7323 | 86.161 | 0
| LCA | LA Basin | 7 | Monthly System Peak Day | CAISO | 1-in-2 | 2022 | 14 | 341.038 | 326.1326 | 46.717 | 87.9725 | 0
| LCA | LA Basin | 7 | Monthly System Peak Day | CAISO | 1-in-2 | 2022 | 15 | 289.9414 | 279.1058 | 46.7197 | 89.1593 | 0
| LCA | LA Basin | 7 | Monthly System Peak Day | CAISO | 1-in-2 | 2022 | 16 | 232.5565 | 204.9131 | 46.7041 | 89.3895 | 0
| LCA | LA Basin | 7 | Monthly System Peak Day | CAISO | 1-in-2 | 2022 | 17 | 194.552 | 207.8757 | 46.3827 | 89.3155 | 0
| LCA | LA Basin | 7 | Monthly System Peak Day | CAISO | 1-in-2 | 2022 | 18 | 191.9939 | 214.4477 | 46.4919 | 87.8312 | 0
| LCA | LA Basin | 7 | Monthly System Peak Day | CAISO | 1-in-2 | 2022 | 19 | 171.6834 | 166.5582 | 46.1927 | 86.2755 | 0
| LCA | LA Basin | 7 | Monthly System Peak Day | CAISO | 1-in-2 | 2022 | 20 | 171.865 | 206.8479 | 45.9753 | 83.8545 | 0
| LCA | LA Basin | 7 | Monthly System Peak Day | CAISO | 1-in-2 | 2022 | 21 | 188.4349 | 176.953 | 47.1475 | 81.2763 | 0
| LCA | LA Basin | 7 | Monthly System Peak Day | CAISO | 1-in-2 | 2022 | 22 | 368.7306 | 358.832 | 46.7779 | 78.9425 | 0
| LCA | LA Basin | 7 | Monthly System Peak Day | CAISO | 1-in-2 | 2022 | 23 | 382.4547 | 349.9028 | 46.6779 | 77.059 | 0
| LCA | LA Basin | 7 | Monthly System Peak Day | CAISO | 1-in-2 | 2022 | 24 | 400.332 | 382.2746 | 46.6652 | 75.6018 | 0
| LCA | LA Basin | 8 | Average Weekday | CAISO | 1-in-2 | 2022 | 1 | 357.3494 | 392.5966 | 43.8023 | 68.2554 | 0
| LCA | LA Basin | 8 | Average Weekday | CAISO | 1-in-2 | 2022 | 2 | 328.4196 | 351.131 | 43.7924 | 67.4163 | 0
| LCA | LA Basin | 8 | Average Weekday | CAISO | 1-in-2 | 2022 | 3 | 399.5577 | 424.7737 | 43.7901 | 66.654 | 0
| LCA | LA Basin | 8 | Average Weekday | CAISO | 1-in-2 | 2022 | 4 | 405.0284 | 427.624 | 43.7862 | 65.9294 | 0
| LCA | LA Basin | 8 | Average Weekday | CAISO | 1-in-2 | 2022 | 5 | 419.4893 | 460.0226 | 43.785 | 65.3341 | 0
| LCA | LA Basin | 8 | Average Weekday | CAISO | 1-in-2 | 2022 | 6 | 513.51 | 569.0529 | 43.7797 | 64.8453 | 0
| LCA | LA Basin | 8 | Average Weekday | CAISO | 1-in-2 | 2022 | 7 | 557.7683 | 592.1408 | 43.794 | 64.5312 | 0
| LCA | LA Basin | 8 | Average Weekday | CAISO | 1-in-2 | 2022 | 8 | 593.6844 | 632.2437 | 43.8324 | 64.5877 | 0
| LCA | LA Basin | 8 | Average Weekday | CAISO | 1-in-2 | 2022 | 9 | 513.1451 | 536.5932 | 43.8748 | 66.6014 | 0
| LCA | LA Basin | 8 | Average Weekday | CAISO | 1-in-2 | 2022 | 10 | 499.1126 | 515.7776 | 43.8688 | 69.6444 | 0
| LCA | LA Basin | 8 | Average Weekday | CAISO | 1-in-2 | 2022 | 11 | 481.9452 | 497.5877 | 43.9123 | 73.2703 | 0
| LCA | LA Basin | 8 | Average Weekday | CAISO | 1-in-2 | 2022 | 12 | 451.8275 | 470.4682 | 43.9515 | 76.9059 | 0
| LCA | LA Basin | 8 | Average Weekday | CAISO | 1-in-2 | 2022 | 13 | 383.7502 | 407.3972 | 43.9719 | 79.7256 | 0
| LCA | LA Basin | 8 | Average Weekday | CAISO | 1-in-2 | 2022 | 14 | 351.3709 | 372.0373 | 43.9325 | 81.9072 | 0
| LCA | LA Basin | 8 | Average Weekday | CAISO | 1-in-2 | 2022 | 15 | 299.4497 | 319.1542 | 43.8626 | 83.2536 | 0
| LCA | LA Basin | 8 | Average Weekday | CAISO | 1-in-2 | 2022 | 16 | 240.8002 | 245.6095 | 43.8105 | 83.7499 | 0
| LCA | LA Basin | 8 | Average Weekday | CAISO | 1-in-2 | 2022 | 17 | 206.078 | 209.6817 | 44.0834 | 83.827 | 0
| LCA | LA Basin | 8 | Average Weekday | CAISO | 1-in-2 | 2022 | 18 | 190.5922 | 203.7396 | 44.1575 | 83.0046 | 0
| LCA | LA Basin | 8 | Average Weekday | CAISO | 1-in-2 | 2022 | 19 | 171.5248 | 196.4375 | 45.3107 | 81.3775 | 0
| LCA | LA Basin | 8 | Average Weekday | CAISO | 1-in-2 | 2022 | 20 | 173.4939 | 197.8395 | 44.0111 | 78.8161 | 0
| LCA | LA Basin | 8 | Average Weekday | CAISO | 1-in-2 | 2022 | 21 | 199.9232 | 215.7371 | 44.3941 | 75.0839 | 0
| LCA | LA Basin | 8 | Average Weekday | CAISO | 1-in-2 | 2022 | 22 | 386.5065 | 427.0055 | 43.7782 | 72.1328 | 0
| LCA | LA Basin | 8 | Average Weekday | CAISO | 1-in-2 | 2022 | 23 | 404.5501 | 447.3098 | 43.7836 | 70.4088 | 0
| LCA | LA Basin | 8 | Average Weekday | CAISO | 1-in-2 | 2022 | 24 | 426.4152 | 475.6547 | 43.8091 | 69.281 | 0
| LCA | LA Basin | 8 | Monthly System Peak Day | CAISO | 1-in-2 | 2022 | 1 | 357.3494 | 352.2056 | 37.6562 | 77.2137 | 0
| LCA | LA Basin | 8 | Monthly System Peak Day | CAISO | 1-in-2 | 2022 | 2 | 328.4196 | 308.9799 | 37.6329 | 76.4202 | 0
| LCA | LA Basin | 8 | Monthly System Peak Day | CAISO | 1-in-2 | 2022 | 3 | 399.5577 | 365.3719 | 37.6306 | 75.8773 | 0
| LCA | LA Basin | 8 | Monthly System Peak Day | CAISO | 1-in-2 | 2022 | 4 | 405.0284 | 379.6684 | 37.6273 | 75.1137 | 0
| LCA | LA Basin | 8 | Monthly System Peak Day | CAISO | 1-in-2 | 2022 | 5 | 419.4893 | 409.3944 | 37.6386 | 74.5873 | 0
| LCA | LA Basin | 8 | Monthly System Peak Day | CAISO | 1-in-2 | 2022 | 6 | 513.51 | 494.6096 | 37.6603 | 74.0996 | 0
| LCA | LA Basin | 8 | Monthly System Peak Day | CAISO | 1-in-2 | 2022 | 7 | 557.7683 | 512.0704 | 37.717 | 73.5948 | 0
| LCA | LA Basin | 8 | Monthly System Peak Day | CAISO | 1-in-2 | 2022 | 8 | 593.6844 | 547.1633 | 37.6897 | 73.8053 | 0
| LCA | LA Basin | 8 | Monthly System Peak Day | CAISO | 1-in-2 | 2022 | 9 | 513.1451 | 489.9545 | 37.6964 | 75.7242 | 0
| LCA | LA Basin | 8 | Monthly System Peak Day | CAISO | 1-in-2 | 2022 | 10 | 499.1126 | 461.9985 | 37.6661 | 79.3332 | 0
| LCA | LA Basin | 8 | Monthly System Peak Day | CAISO | 1-in-2 | 2022 | 11 | 481.9452 | 440.6384 | 37.6899 | 83.3663 | 0
| LCA | LA Basin | 8 | Monthly System Peak Day | CAISO | 1-in-2 | 2022 | 12 | 451.8275 | 419.0563 | 37.7199 | 87.2567 | 0
| LCA | LA Basin | 8 | Monthly System Peak Day | CAISO | 1-in-2 | 2022 | 13 | 383.7502 | 370.1258 | 37.7405 | 89.7633 | 0
| LCA | LA Basin | 8 | Monthly System Peak Day | CAISO | 1-in-2 | 2022 | 14 | 351.3709 | 338.4568 | 37.7262 | 91.235 | 0
| LCA | LA Basin | 8 | Monthly System Peak Day | CAISO | 1-in-2 | 2022 | 15 | 299.4497 | 290.6517 | 37.727 | 91.6292 | 0
| LCA | LA Basin | 8 | Monthly System Peak Day | CAISO | 1-in-2 | 2022 | 16 | 240.8002 | 218.178 | 37.7022 | 91.3367 | 0
| LCA | LA Basin | 8 | Monthly System Peak Day | CAISO | 1-in-2 | 2022 | 17 | 206.078 | 217.0531 | 37.3901 | 90.6275 | 0
| LCA | LA Basin | 8 | Monthly System Peak Day | CAISO | 1-in-2 | 2022 | 18 | 190.5922 | 214.9965 | 37.4876 | 88.2225 | 0
| LCA | LA Basin | 8 | Monthly System Peak Day | CAISO | 1-in-2 | 2022 | 19 | 171.5248 | 168.8116 | 37.2588 | 86.1833 | 0
| LCA | LA Basin | 8 | Monthly System Peak Day | CAISO | 1-in-2 | 2022 | 20 | 173.4939 | 169.2503 | 37.1336 | 84.5642 | 0
| LCA | LA Basin | 8 | Monthly System Peak Day | CAISO | 1-in-2 | 2022 | 21 | 199.9232 | 181.5288 | 38.2995 | 81.8882 | 0
| LCA | LA Basin | 8 | Monthly System Peak Day | CAISO | 1-in-2 | 2022 | 22 | 386.5065 | 365.6493 | 37.8254 | 80.0593 | 0
| LCA | LA Basin | 8 | Monthly System Peak Day | CAISO | 1-in-2 | 2022 | 23 | 404.5501 | 379.7779 | 37.7031 | 78.9568 | 0
| LCA | LA Basin | 8 | Monthly System Peak Day | CAISO | 1-in-2 | 2022 | 24 | 426.4152 | 412.7602 | 37.6787 | 77.9413 | 0
| LCA | LA Basin | 8 | Typical Event Day | CAISO | 1-in-2 | 2022 | 1 | 357.3494 | 352.2056 | 37.6562 | 72.9846 | 0
| LCA | LA Basin | 8 | Typical Event Day | CAISO | 1-in-2 | 2022 | 2 | 328.4196 | 308.9799 | 37.6329 | 72.0751 | 0
| LCA | LA Basin | 8 | Typical Event Day | CAISO | 1-in-2 | 2022 | 3 | 399.5577 | 365.3719 | 37.6306 | 71.3445 | 0
| LCA | LA Basin | 8 | Typical Event Day | CAISO | 1-in-2 | 2022 | 4 | 405.0284 | 379.6684 | 37.6273 | 70.5168 | 0
| LCA | LA Basin | 8 | Typical Event Day | CAISO | 1-in-2 | 2022 | 5 | 419.4893 | 409.3944 | 37.6386 | 69.8446 | 0
| LCA | LA Basin | 8 | Typical Event Day | CAISO | 1-in-2 | 2022 | 6 | 513.51 | 494.6096 | 37.6603 | 69.1692 | 0
| LCA | LA Basin | 8 | Typical Event Day | CAISO | 1-in-2 | 2022 | 7 | 557.7683 | 512.0704 | 37.717 | 68.8328 | 0
| LCA | LA Basin | 8 | Typical Event Day | CAISO | 1-in-2 | 2022 | 8 | 593.6844 | 547.1633 | 37.6897 | 69.2075 | 0
| LCA | LA Basin | 8 | Typical Event Day | CAISO | 1-in-2 | 2022 | 9 | 513.1451 | 489.9545 | 37.6964 | 71.4535 | 0
| LCA | LA Basin | 8 | Typical Event Day | CAISO | 1-in-2 | 2022 | 10 | 499.1126 | 461.9985 | 37.6661 | 75.2656 | 0
| LCA | LA Basin | 8 | Typical Event Day | CAISO | 1-in-2 | 2022 | 11 | 481.9452 | 440.6384 | 37.6899 | 79.7058 | 0
| LCA | LA Basin | 8 | Typical Event Day | CAISO | 1-in-2 | 2022 | 12 | 451.8275 | 419.0563 | 37.7199 | 83.7088 | 0
| LCA | LA Basin | 8 | Typical Event Day | CAISO | 1-in-2 | 2022 | 13 | 383.7502 | 370.1258 | 37.7405 | 86.5154 | 0
| LCA | LA Basin | 8 | Typical Event Day | CAISO | 1-in-2 | 2022 | 14 | 351.3709 | 338.4568 | 37.7262 | 88.4451 | 0
| LCA | LA Basin | 8 | Typical Event Day | CAISO | 1-in-2 | 2022 | 15 | 299.4497 | 290.6517 | 37.727 | 89.6018 | 0
| LCA | LA Basin | 8 | Typical Event Day | CAISO | 1-in-2 | 2022 | 16 | 240.8002 | 218.178 | 37.7022 | 89.4756 | 0
| LCA | LA Basin | 8 | Typical Event Day | CAISO | 1-in-2 | 2022 | 17 | 206.078 | 217.0531 | 37.3901 | 88.9619 | 0
| LCA | LA Basin | 8 | Typical Event Day | CAISO | 1-in-2 | 2022 | 18 | 190.5922 | 214.9965 | 37.4876 | 87.4261 | 0
| LCA | LA Basin | 8 | Typical Event Day | CAISO | 1-in-2 | 2022 | 19 | 171.5248 | 168.8116 | 37.2588 | 85.8726 | 0
| LCA | LA Basin | 8 | Typical Event Day | CAISO | 1-in-2 | 2022 | 20 | 173.4939 | 169.2503 | 37.1336 | 83.7911 | 0
| LCA | LA Basin | 8 | Typical Event Day | CAISO | 1-in-2 | 2022 | 21 | 199.9232 | 181.5288 | 38.2995 | 80.7741 | 0
| LCA | LA Basin | 8 | Typical Event Day | CAISO | 1-in-2 | 2022 | 22 | 386.5065 | 365.6493 | 37.8254 | 78.1633 | 0
| LCA | LA Basin | 8 | Typical Event Day | CAISO | 1-in-2 | 2022 | 23 | 404.5501 | 379.7779 | 37.7031 | 76.2935 | 0
| LCA | LA Basin | 8 | Typical Event Day | CAISO | 1-in-2 | 2022 | 24 | 426.4152 | 412.7602 | 37.6787 | 74.9288 | 0
| LCA | LA Basin | 9 | Average Weekday | CAISO | 1-in-2 | 2022 | 1 | 314.9987 | 339.9337 | 46.8513 | 68.392 | 0
| LCA | LA Basin | 9 | Average Weekday | CAISO | 1-in-2 | 2022 | 2 | 299.7966 | 312.1746 | 46.8427 | 67.6548 | 0
| LCA | LA Basin | 9 | Average Weekday | CAISO | 1-in-2 | 2022 | 3 | 384.5909 | 391.7663 | 46.8406 | 66.9909 | 0
| LCA | LA Basin | 9 | Average Weekday | CAISO | 1-in-2 | 2022 | 4 | 387.9392 | 397.8867 | 46.8394 | 66.4751 | 0
| LCA | LA Basin | 9 | Average Weekday | CAISO | 1-in-2 | 2022 | 5 | 388.7159 | 409.5353 | 46.8374 | 66.0285 | 0
| LCA | LA Basin | 9 | Average Weekday | CAISO | 1-in-2 | 2022 | 6 | 472.1513 | 509.1458 | 46.8329 | 65.5865 | 0
| LCA | LA Basin | 9 | Average Weekday | CAISO | 1-in-2 | 2022 | 7 | 527.5836 | 557.5175 | 46.8267 | 65.3231 | 0
| LCA | LA Basin | 9 | Average Weekday | CAISO | 1-in-2 | 2022 | 8 | 551.4297 | 575.7562 | 46.8688 | 65.2274 | 0
| LCA | LA Basin | 9 | Average Weekday | CAISO | 1-in-2 | 2022 | 9 | 476.4116 | 496.6648 | 46.9098 | 66.2252 | 0
| LCA | LA Basin | 9 | Average Weekday | CAISO | 1-in-2 | 2022 | 10 | 469.6049 | 482.0815 | 46.8988 | 68.792 | 0
| LCA | LA Basin | 9 | Average Weekday | CAISO | 1-in-2 | 2022 | 11 | 460.2452 | 471.8177 | 46.9509 | 72.161 | 0
| LCA | LA Basin | 9 | Average Weekday | CAISO | 1-in-2 | 2022 | 12 | 433.3927 | 444.7859 | 47.0043 | 75.6476 | 0
| LCA | LA Basin | 9 | Average Weekday | CAISO | 1-in-2 | 2022 | 13 | 370.8208 | 384.9137 | 47.0275 | 78.5975 | 0
| LCA | LA Basin | 9 | Average Weekday | CAISO | 1-in-2 | 2022 | 14 | 334.1159 | 348.6005 | 46.9859 | 80.6874 | 0
| LCA | LA Basin | 9 | Average Weekday | CAISO | 1-in-2 | 2022 | 15 | 290.1687 | 304.5786 | 46.9013 | 81.8257 | 0
| LCA | LA Basin | 9 | Average Weekday | CAISO | 1-in-2 | 2022 | 16 | 251.5264 | 251.5295 | 46.8372 | 82.2173 | 0
| LCA | LA Basin | 9 | Average Weekday | CAISO | 1-in-2 | 2022 | 17 | 199.8072 | 215.9451 | 46.9982 | 81.9109 | 0
| LCA | LA Basin | 9 | Average Weekday | CAISO | 1-in-2 | 2022 | 18 | 195.0568 | 214.9121 | 46.9181 | 80.7882 | 0
| LCA | LA Basin | 9 | Average Weekday | CAISO | 1-in-2 | 2022 | 19 | 197.9068 | 205.3736 | 48.3595 | 78.8985 | 0
| LCA | LA Basin | 9 | Average Weekday | CAISO | 1-in-2 | 2022 | 20 | 199.3913 | 209.4935 | 46.6497 | 75.9924 | 0
| LCA | LA Basin | 9 | Average Weekday | CAISO | 1-in-2 | 2022 | 21 | 218.1302 | 227.0256 | 46.846 | 73.0408 | 0
| LCA | LA Basin | 9 | Average Weekday | CAISO | 1-in-2 | 2022 | 22 | 380.5351 | 409.1525 | 46.8113 | 71.3408 | 0
| LCA | LA Basin | 9 | Average Weekday | CAISO | 1-in-2 | 2022 | 23 | 376.5872 | 403.4424 | 46.8618 | 70.154 | 0
| LCA | LA Basin | 9 | Average Weekday | CAISO | 1-in-2 | 2022 | 24 | 382.1645 | 420.4329 | 46.8643 | 69.1455 | 0
| LCA | LA Basin | 9 | Monthly System Peak Day | CAISO | 1-in-2 | 2022 | 1 | 314.9987 | 301.2801 | 46.9349 | 78.5841 | 0
| LCA | LA Basin | 9 | Monthly System Peak Day | CAISO | 1-in-2 | 2022 | 2 | 299.7966 | 272.199 | 46.9157 | 77.3143 | 0
| LCA | LA Basin | 9 | Monthly System Peak Day | CAISO | 1-in-2 | 2022 | 3 | 384.5909 | 336.61 | 46.9135 | 76.2377 | 0
| LCA | LA Basin | 9 | Monthly System Peak Day | CAISO | 1-in-2 | 2022 | 4 | 387.9392 | 347.4512 | 46.9086 | 75.0881 | 0
| LCA | LA Basin | 9 | Monthly System Peak Day | CAISO | 1-in-2 | 2022 | 5 | 388.7159 | 354.0277 | 46.9182 | 74.3599 | 0
| LCA | LA Basin | 9 | Monthly System Peak Day | CAISO | 1-in-2 | 2022 | 6 | 472.1513 | 421.4806 | 46.9342 | 73.4937 | 0
| LCA | LA Basin | 9 | Monthly System Peak Day | CAISO | 1-in-2 | 2022 | 7 | 527.5836 | 463.3236 | 47.0001 | 73.6463 | 0
| LCA | LA Basin | 9 | Monthly System Peak Day | CAISO | 1-in-2 | 2022 | 8 | 551.4297 | 474.8762 | 46.9657 | 74.0013 | 0
| LCA | LA Basin | 9 | Monthly System Peak Day | CAISO | 1-in-2 | 2022 | 9 | 476.4116 | 446.905 | 46.971 | 75.527 | 0
| LCA | LA Basin | 9 | Monthly System Peak Day | CAISO | 1-in-2 | 2022 | 10 | 469.6049 | 423.5915 | 46.9606 | 80.0313 | 0
| LCA | LA Basin | 9 | Monthly System Peak Day | CAISO | 1-in-2 | 2022 | 11 | 460.2452 | 410.0898 | 46.9691 | 86.3685 | 0
| LCA | LA Basin | 9 | Monthly System Peak Day | CAISO | 1-in-2 | 2022 | 12 | 433.3927 | 391.8603 | 46.9733 | 91.1862 | 0
| LCA | LA Basin | 9 | Monthly System Peak Day | CAISO | 1-in-2 | 2022 | 13 | 370.8208 | 341.3308 | 46.9852 | 93.956 | 0
| LCA | LA Basin | 9 | Monthly System Peak Day | CAISO | 1-in-2 | 2022 | 14 | 334.1159 | 310.5079 | 46.9783 | 95.7283 | 0
| LCA | LA Basin | 9 | Monthly System Peak Day | CAISO | 1-in-2 | 2022 | 15 | 290.1687 | 272.1676 | 47.0004 | 96.2892 | 0
| LCA | LA Basin | 9 | Monthly System Peak Day | CAISO | 1-in-2 | 2022 | 16 | 251.5264 | 218.0991 | 47.0052 | 94.9773 | 0
| LCA | LA Basin | 9 | Monthly System Peak Day | CAISO | 1-in-2 | 2022 | 17 | 199.8072 | 217.6532 | 46.7634 | 93.9168 | 0
| LCA | LA Basin | 9 | Monthly System Peak Day | CAISO | 1-in-2 | 2022 | 18 | 195.0568 | 219.4 | 46.7733 | 92.4795 | 0
| LCA | LA Basin | 9 | Monthly System Peak Day | CAISO | 1-in-2 | 2022 | 19 | 197.9068 | 160.4763 | 47.3257 | 91.4275 | 0
| LCA | LA Basin | 9 | Monthly System Peak Day | CAISO | 1-in-2 | 2022 | 20 | 199.3913 | 156.8841 | 45.9428 | 89.804 | 0
| LCA | LA Basin | 9 | Monthly System Peak Day | CAISO | 1-in-2 | 2022 | 21 | 218.1302 | 184.5152 | 46.93 | 86.8403 | 0
| LCA | LA Basin | 9 | Monthly System Peak Day | CAISO | 1-in-2 | 2022 | 22 | 380.5351 | 338.0239 | 47.0573 | 84.7213 | 0
| LCA | LA Basin | 9 | Monthly System Peak Day | CAISO | 1-in-2 | 2022 | 23 | 376.5872 | 328.0744 | 46.9366 | 82.6683 | 0
| LCA | LA Basin | 9 | Monthly System Peak Day | CAISO | 1-in-2 | 2022 | 24 | 382.1645 | 352.7817 | 46.9431 | 81.0055 | 0
| LCA | LA Basin | 10 | Average Weekday | CAISO | 1-in-2 | 2022 | 1 | 342.9448 | 357.37 | 43.8577 | 63.6657 | 0
| LCA | LA Basin | 10 | Average Weekday | CAISO | 1-in-2 | 2022 | 2 | 302.7425 | 308.6832 | 43.7512 | 62.8264 | 0
| LCA | LA Basin | 10 | Average Weekday | CAISO | 1-in-2 | 2022 | 3 | 377.8114 | 386.6316 | 43.7361 | 61.926 | 0
| LCA | LA Basin | 10 | Average Weekday | CAISO | 1-in-2 | 2022 | 4 | 373.1022 | 384.3281 | 43.7005 | 61.2694 | 0
| LCA | LA Basin | 10 | Average Weekday | CAISO | 1-in-2 | 2022 | 5 | 432.1671 | 448.503 | 43.7086 | 60.6269 | 0
| LCA | LA Basin | 10 | Average Weekday | CAISO | 1-in-2 | 2022 | 6 | 539.3473 | 563.452 | 43.6773 | 60.2107 | 0
| LCA | LA Basin | 10 | Average Weekday | CAISO | 1-in-2 | 2022 | 7 | 579.1624 | 600.115 | 43.6982 | 59.877 | 0
| LCA | LA Basin | 10 | Average Weekday | CAISO | 1-in-2 | 2022 | 8 | 633.3146 | 665.3098 | 43.9778 | 59.7362 | 0
| LCA | LA Basin | 10 | Average Weekday | CAISO | 1-in-2 | 2022 | 9 | 552.2499 | 592.552 | 44.2485 | 60.1716 | 0
| LCA | LA Basin | 10 | Average Weekday | CAISO | 1-in-2 | 2022 | 10 | 532.3804 | 558.4419 | 44.0017 | 62.5299 | 0
| LCA | LA Basin | 10 | Average Weekday | CAISO | 1-in-2 | 2022 | 11 | 530.7339 | 551.1249 | 44.1354 | 65.747 | 0
| LCA | LA Basin | 10 | Average Weekday | CAISO | 1-in-2 | 2022 | 12 | 491.0123 | 504.059 | 44.2837 | 69.117 | 0
| LCA | LA Basin | 10 | Average Weekday | CAISO | 1-in-2 | 2022 | 13 | 398.4184 | 408.8555 | 44.3804 | 72.001 | 0
| LCA | LA Basin | 10 | Average Weekday | CAISO | 1-in-2 | 2022 | 14 | 344.6337 | 352.1122 | 44.2638 | 74.0809 | 0
| LCA | LA Basin | 10 | Average Weekday | CAISO | 1-in-2 | 2022 | 15 | 294.3538 | 301.4865 | 44.0418 | 75.4555 | 0
| LCA | LA Basin | 10 | Average Weekday | CAISO | 1-in-2 | 2022 | 16 | 236.254 | 239.0772 | 43.752 | 76.2355 | 0
| LCA | LA Basin | 10 | Average Weekday | CAISO | 1-in-2 | 2022 | 17 | 198.6752 | 209.0086 | 43.4821 | 76.0171 | 0
| LCA | LA Basin | 10 | Average Weekday | CAISO | 1-in-2 | 2022 | 18 | 203.3662 | 210.6039 | 43.5123 | 74.9404 | 0
| LCA | LA Basin | 10 | Average Weekday | CAISO | 1-in-2 | 2022 | 19 | 181.6231 | 186.9255 | 44.0603 | 73.0036 | 0
| LCA | LA Basin | 10 | Average Weekday | CAISO | 1-in-2 | 2022 | 20 | 190.8152 | 196.4761 | 43.4336 | 70.1814 | 0
| LCA | LA Basin | 10 | Average Weekday | CAISO | 1-in-2 | 2022 | 21 | 202.2766 | 207.4675 | 43.5241 | 68.1425 | 0
| LCA | LA Basin | 10 | Average Weekday | CAISO | 1-in-2 | 2022 | 22 | 407.1814 | 434.479 | 43.7589 | 66.6795 | 0
| LCA | LA Basin | 10 | Average Weekday | CAISO | 1-in-2 | 2022 | 23 | 382.2486 | 410.5391 | 43.8542 | 65.4921 | 0
| LCA | LA Basin | 10 | Average Weekday | CAISO | 1-in-2 | 2022 | 24 | 392.8598 | 428.4213 | 43.9656 | 64.4452 | 0
| LCA | LA Basin | 10 | Monthly System Peak Day | CAISO | 1-in-2 | 2022 | 1 | 342.9448 | 374.2434 | 43.4154 | 73.5167 | 0
| LCA | LA Basin | 10 | Monthly System Peak Day | CAISO | 1-in-2 | 2022 | 2 | 302.7425 | 317.5805 | 43.4681 | 72.2975 | 0
| LCA | LA Basin | 10 | Monthly System Peak Day | CAISO | 1-in-2 | 2022 | 3 | 377.8114 | 396.3115 | 43.476 | 71.2598 | 0
| LCA | LA Basin | 10 | Monthly System Peak Day | CAISO | 1-in-2 | 2022 | 4 | 373.1022 | 391.4699 | 43.5019 | 69.8762 | 0
| LCA | LA Basin | 10 | Monthly System Peak Day | CAISO | 1-in-2 | 2022 | 5 | 432.1671 | 459.7665 | 43.5002 | 68.9285 | 0
| LCA | LA Basin | 10 | Monthly System Peak Day | CAISO | 1-in-2 | 2022 | 6 | 539.3473 | 566.4995 | 43.536 | 68.0681 | 0
| LCA | LA Basin | 10 | Monthly System Peak Day | CAISO | 1-in-2 | 2022 | 7 | 579.1624 | 598.4167 | 43.5493 | 67.4318 | 0
| LCA | LA Basin | 10 | Monthly System Peak Day | CAISO | 1-in-2 | 2022 | 8 | 633.3146 | 680.7498 | 43.3914 | 67.0446 | 0
| LCA | LA Basin | 10 | Monthly System Peak Day | CAISO | 1-in-2 | 2022 | 9 | 552.2499 | 602.2821 | 43.3235 | 67.9249 | 0
| LCA | LA Basin | 10 | Monthly System Peak Day | CAISO | 1-in-2 | 2022 | 10 | 532.3804 | 564.6851 | 43.3915 | 71.4273 | 0
| LCA | LA Basin | 10 | Monthly System Peak Day | CAISO | 1-in-2 | 2022 | 11 | 530.7339 | 561.7462 | 43.4193 | 75.9984 | 0
| LCA | LA Basin | 10 | Monthly System Peak Day | CAISO | 1-in-2 | 2022 | 12 | 491.0123 | 517.4516 | 43.4867 | 80.7339 | 0
| LCA | LA Basin | 10 | Monthly System Peak Day | CAISO | 1-in-2 | 2022 | 13 | 398.4184 | 416.7217 | 43.5518 | 84.2979 | 0
| LCA | LA Basin | 10 | Monthly System Peak Day | CAISO | 1-in-2 | 2022 | 14 | 344.6337 | 355.6357 | 43.4868 | 86.5067 | 0
| LCA | LA Basin | 10 | Monthly System Peak Day | CAISO | 1-in-2 | 2022 | 15 | 294.3538 | 302.7793 | 43.4152 | 86.8832 | 0
| LCA | LA Basin | 10 | Monthly System Peak Day | CAISO | 1-in-2 | 2022 | 16 | 236.254 | 236.7685 | 43.482 | 86.713 | 0
| LCA | LA Basin | 10 | Monthly System Peak Day | CAISO | 1-in-2 | 2022 | 17 | 198.6752 | 209.5723 | 43.4487 | 85.8496 | 0
| LCA | LA Basin | 10 | Monthly System Peak Day | CAISO | 1-in-2 | 2022 | 18 | 203.3662 | 211.6163 | 43.4349 | 84.863 | 0
| LCA | LA Basin | 10 | Monthly System Peak Day | CAISO | 1-in-2 | 2022 | 19 | 181.6231 | 186.3809 | 44.2129 | 82.9989 | 0
| LCA | LA Basin | 10 | Monthly System Peak Day | CAISO | 1-in-2 | 2022 | 20 | 190.8152 | 195.1543 | 43.4333 | 80.1599 | 0
| LCA | LA Basin | 10 | Monthly System Peak Day | CAISO | 1-in-2 | 2022 | 21 | 202.2766 | 207.7401 | 43.581 | 77.4753 | 0
| LCA | LA Basin | 10 | Monthly System Peak Day | CAISO | 1-in-2 | 2022 | 22 | 407.1814 | 435.249 | 43.5234 | 75.5544 | 0
| LCA | LA Basin | 10 | Monthly System Peak Day | CAISO | 1-in-2 | 2022 | 23 | 382.2486 | 416.3972 | 43.45 | 73.9662 | 0
| LCA | LA Basin | 10 | Monthly System Peak Day | CAISO | 1-in-2 | 2022 | 24 | 392.8598 | 453.151 | 43.3773 | 72.6622 | 0
| LCA | LA Basin | 11 | Average Weekday | CAISO | 1-in-2 | 2022 | 1 | 315.3578 | 323.595 | 43.7433 | 56.8805 | 0
| LCA | LA Basin | 11 | Average Weekday | CAISO | 1-in-2 | 2022 | 2 | 284.4328 | 290.2214 | 43.7249 | 56.0363 | 0
| LCA | LA Basin | 11 | Average Weekday | CAISO | 1-in-2 | 2022 | 3 | 359.8818 | 370.8988 | 43.699 | 55.343 | 0
| LCA | LA Basin | 11 | Average Weekday | CAISO | 1-in-2 | 2022 | 4 | 356.6902 | 371.577 | 43.7027 | 54.6941 | 0
| LCA | LA Basin | 11 | Average Weekday | CAISO | 1-in-2 | 2022 | 5 | 402.2789 | 433.8586 | 43.682 | 54.1145 | 0
| LCA | LA Basin | 11 | Average Weekday | CAISO | 1-in-2 | 2022 | 6 | 518.3672 | 563.6533 | 43.6955 | 53.6201 | 0
| LCA | LA Basin | 11 | Average Weekday | CAISO | 1-in-2 | 2022 | 7 | 562.1683 | 583.8112 | 43.8923 | 53.4026 | 0
| LCA | LA Basin | 11 | Average Weekday | CAISO | 1-in-2 | 2022 | 8 | 604.9455 | 622.283 | 44.0742 | 53.284 | 0
| LCA | LA Basin | 11 | Average Weekday | CAISO | 1-in-2 | 2022 | 9 | 527.3404 | 557.5191 | 43.9215 | 54.6665 | 0
| LCA | LA Basin | 11 | Average Weekday | CAISO | 1-in-2 | 2022 | 10 | 508.0039 | 527.3 | 43.9861 | 57.7215 | 0
| LCA | LA Basin | 11 | Average Weekday | CAISO | 1-in-2 | 2022 | 11 | 496.8234 | 510.7887 | 44.0877 | 61.4769 | 0
| LCA | LA Basin | 11 | Average Weekday | CAISO | 1-in-2 | 2022 | 12 | 464.5764 | 473.4516 | 44.1599 | 64.8714 | 0
| LCA | LA Basin | 11 | Average Weekday | CAISO | 1-in-2 | 2022 | 13 | 384.5747 | 396.2443 | 44.1067 | 67.4264 | 0
| LCA | LA Basin | 11 | Average Weekday | CAISO | 1-in-2 | 2022 | 14 | 342.3107 | 351.6204 | 43.9732 | 68.9577 | 0
| LCA | LA Basin | 11 | Average Weekday | CAISO | 1-in-2 | 2022 | 15 | 281.921 | 290.8909 | 43.7671 | 69.6822 | 0
| LCA | LA Basin | 11 | Average Weekday | CAISO | 1-in-2 | 2022 | 16 | 230.7572 | 233.2646 | 43.7594 | 69.6861 | 0
| LCA | LA Basin | 11 | Average Weekday | CAISO | 1-in-2 | 2022 | 17 | 186.7397 | 195.0141 | 43.5058 | 68.7066 | 0
| LCA | LA Basin | 11 | Average Weekday | CAISO | 1-in-2 | 2022 | 18 | 183.9736 | 191.5238 | 43.5744 | 66.506 | 0
| LCA | LA Basin | 11 | Average Weekday | CAISO | 1-in-2 | 2022 | 19 | 167.4988 | 173.3885 | 43.4338 | 64.1103 | 0
| LCA | LA Basin | 11 | Average Weekday | CAISO | 1-in-2 | 2022 | 20 | 175.405 | 260.6597 | 52.0502 | 62.318 | 0
| LCA | LA Basin | 11 | Average Weekday | CAISO | 1-in-2 | 2022 | 21 | 179.1459 | 184.3397 | 43.5643 | 60.9271 | 0
| LCA | LA Basin | 11 | Average Weekday | CAISO | 1-in-2 | 2022 | 22 | 375.3808 | 399.7433 | 43.8146 | 59.6737 | 0
| LCA | LA Basin | 11 | Average Weekday | CAISO | 1-in-2 | 2022 | 23 | 351.1359 | 370.807 | 43.8874 | 58.6119 | 0
| LCA | LA Basin | 11 | Average Weekday | CAISO | 1-in-2 | 2022 | 24 | 361.3553 | 378.9719 | 43.8214 | 57.7087 | 0
| LCA | LA Basin | 11 | Monthly System Peak Day | CAISO | 1-in-2 | 2022 | 1 | 315.3578 | 323.595 | 43.7433 | 58.8842 | 0
| LCA | LA Basin | 11 | Monthly System Peak Day | CAISO | 1-in-2 | 2022 | 2 | 284.4328 | 290.2214 | 43.7249 | 57.589 | 0
| LCA | LA Basin | 11 | Monthly System Peak Day | CAISO | 1-in-2 | 2022 | 3 | 359.8818 | 370.8988 | 43.699 | 56.5739 | 0
| LCA | LA Basin | 11 | Monthly System Peak Day | CAISO | 1-in-2 | 2022 | 4 | 356.6902 | 371.577 | 43.7027 | 55.865 | 0
| LCA | LA Basin | 11 | Monthly System Peak Day | CAISO | 1-in-2 | 2022 | 5 | 402.2789 | 433.8586 | 43.682 | 55.0616 | 0
| LCA | LA Basin | 11 | Monthly System Peak Day | CAISO | 1-in-2 | 2022 | 6 | 518.3672 | 563.6533 | 43.6955 | 54.2175 | 0
| LCA | LA Basin | 11 | Monthly System Peak Day | CAISO | 1-in-2 | 2022 | 7 | 562.1683 | 583.8112 | 43.8923 | 53.99 | 0
| LCA | LA Basin | 11 | Monthly System Peak Day | CAISO | 1-in-2 | 2022 | 8 | 604.9455 | 622.283 | 44.0742 | 53.5382 | 0
| LCA | LA Basin | 11 | Monthly System Peak Day | CAISO | 1-in-2 | 2022 | 9 | 527.3404 | 557.5191 | 43.9215 | 56.6938 | 0
| LCA | LA Basin | 11 | Monthly System Peak Day | CAISO | 1-in-2 | 2022 | 10 | 508.0039 | 527.3 | 43.9861 | 62.4188 | 0
| LCA | LA Basin | 11 | Monthly System Peak Day | CAISO | 1-in-2 | 2022 | 11 | 496.8234 | 510.7887 | 44.0877 | 68.6182 | 0
| LCA | LA Basin | 11 | Monthly System Peak Day | CAISO | 1-in-2 | 2022 | 12 | 464.5764 | 473.4516 | 44.1599 | 73.5618 | 0
| LCA | LA Basin | 11 | Monthly System Peak Day | CAISO | 1-in-2 | 2022 | 13 | 384.5747 | 396.2443 | 44.1067 | 76.938 | 0
| LCA | LA Basin | 11 | Monthly System Peak Day | CAISO | 1-in-2 | 2022 | 14 | 342.3107 | 351.6204 | 43.9732 | 78.8073 | 0
| LCA | LA Basin | 11 | Monthly System Peak Day | CAISO | 1-in-2 | 2022 | 15 | 281.921 | 290.8909 | 43.7671 | 79.7448 | 0
| LCA | LA Basin | 11 | Monthly System Peak Day | CAISO | 1-in-2 | 2022 | 16 | 230.7572 | 233.2646 | 43.7594 | 79.4456 | 0
| LCA | LA Basin | 11 | Monthly System Peak Day | CAISO | 1-in-2 | 2022 | 17 | 186.7397 | 195.0141 | 43.5058 | 77.95 | 0
| LCA | LA Basin | 11 | Monthly System Peak Day | CAISO | 1-in-2 | 2022 | 18 | 183.9736 | 191.5238 | 43.5744 | 74.5457 | 0
| LCA | LA Basin | 11 | Monthly System Peak Day | CAISO | 1-in-2 | 2022 | 19 | 167.4988 | 173.3885 | 43.4338 | 70.8782 | 0
| LCA | LA Basin | 11 | Monthly System Peak Day | CAISO | 1-in-2 | 2022 | 20 | 175.405 | 260.6597 | 52.0502 | 68.9489 | 0
| LCA | LA Basin | 11 | Monthly System Peak Day | CAISO | 1-in-2 | 2022 | 21 | 179.1459 | 184.3397 | 43.5643 | 66.8709 | 0
| LCA | LA Basin | 11 | Monthly System Peak Day | CAISO | 1-in-2 | 2022 | 22 | 375.3808 | 399.7433 | 43.8146 | 65.1311 | 0
| LCA | LA Basin | 11 | Monthly System Peak Day | CAISO | 1-in-2 | 2022 | 23 | 351.1359 | 370.807 | 43.8874 | 63.3036 | 0
| LCA | LA Basin | 11 | Monthly System Peak Day | CAISO | 1-in-2 | 2022 | 24 | 361.3553 | 378.9719 | 43.8214 | 61.8551 | 0
| LCA | LA Basin | 12 | Average Weekday | CAISO | 1-in-2 | 2022 | 1 | 373.7755 | 381.7874 | 43.6212 | 50.0738 | 0
| LCA | LA Basin | 12 | Average Weekday | CAISO | 1-in-2 | 2022 | 2 | 343.2854 | 349.5699 | 43.6104 | 49.348 | 0
| LCA | LA Basin | 12 | Average Weekday | CAISO | 1-in-2 | 2022 | 3 | 417.7314 | 428.4559 | 43.609 | 48.7671 | 0
| LCA | LA Basin | 12 | Average Weekday | CAISO | 1-in-2 | 2022 | 4 | 417.0358 | 431.5229 | 43.6078 | 48.2788 | 0
| LCA | LA Basin | 12 | Average Weekday | CAISO | 1-in-2 | 2022 | 5 | 465.0669 | 498.6483 | 43.6123 | 47.793 | 0
| LCA | LA Basin | 12 | Average Weekday | CAISO | 1-in-2 | 2022 | 6 | 567.0322 | 612.8589 | 43.6202 | 47.3043 | 0
| LCA | LA Basin | 12 | Average Weekday | CAISO | 1-in-2 | 2022 | 7 | 606.5201 | 628.6116 | 43.6344 | 46.9512 | 0
| LCA | LA Basin | 12 | Average Weekday | CAISO | 1-in-2 | 2022 | 8 | 651.2378 | 671.2163 | 43.6473 | 46.7201 | 0
| LCA | LA Basin | 12 | Average Weekday | CAISO | 1-in-2 | 2022 | 9 | 564.0181 | 595.8187 | 43.6598 | 47.4533 | 0
| LCA | LA Basin | 12 | Average Weekday | CAISO | 1-in-2 | 2022 | 10 | 533.2789 | 552.8848 | 43.6381 | 50.318 | 0
| LCA | LA Basin | 12 | Average Weekday | CAISO | 1-in-2 | 2022 | 11 | 527.5881 | 541.8177 | 43.6612 | 53.7983 | 0
| LCA | LA Basin | 12 | Average Weekday | CAISO | 1-in-2 | 2022 | 12 | 494.8678 | 503.7831 | 43.6842 | 56.9321 | 0
| LCA | LA Basin | 12 | Average Weekday | CAISO | 1-in-2 | 2022 | 13 | 418.7555 | 430.0187 | 43.6982 | 59.3293 | 0
| LCA | LA Basin | 12 | Average Weekday | CAISO | 1-in-2 | 2022 | 14 | 379.4305 | 388.5294 | 43.6815 | 60.9302 | 0
| LCA | LA Basin | 12 | Average Weekday | CAISO | 1-in-2 | 2022 | 15 | 338.7068 | 347.2338 | 43.6483 | 61.8332 | 0
| LCA | LA Basin | 12 | Average Weekday | CAISO | 1-in-2 | 2022 | 16 | 285.63 | 287.9294 | 43.62 | 62.0229 | 0
| LCA | LA Basin | 12 | Average Weekday | CAISO | 1-in-2 | 2022 | 17 | 248.2316 | 258.6828 | 43.4682 | 61.2423 | 0
| LCA | LA Basin | 12 | Average Weekday | CAISO | 1-in-2 | 2022 | 18 | 248.9942 | 257.3455 | 43.4732 | 59.1715 | 0
| LCA | LA Basin | 12 | Average Weekday | CAISO | 1-in-2 | 2022 | 19 | 235.9915 | 241.5739 | 43.4333 | 56.8543 | 0
| LCA | LA Basin | 12 | Average Weekday | CAISO | 1-in-2 | 2022 | 20 | 253.4436 | 340.2538 | 44.2012 | 55.2657 | 0
| LCA | LA Basin | 12 | Average Weekday | CAISO | 1-in-2 | 2022 | 21 | 259.2023 | 264.4063 | 43.5272 | 53.9364 | 0
| LCA | LA Basin | 12 | Average Weekday | CAISO | 1-in-2 | 2022 | 22 | 439.6251 | 463.3875 | 43.6425 | 52.7788 | 0
| LCA | LA Basin | 12 | Average Weekday | CAISO | 1-in-2 | 2022 | 23 | 415.7768 | 435.3849 | 43.639 | 51.7464 | 0
| LCA | LA Basin | 12 | Average Weekday | CAISO | 1-in-2 | 2022 | 24 | 424.7741 | 442.0779 | 43.6356 | 50.7787 | 0
| LCA | LA Basin | 12 | Monthly System Peak Day | CAISO | 1-in-2 | 2022 | 1 | 373.7755 | 381.7874 | 43.6212 | 49.2847 | 0
| LCA | LA Basin | 12 | Monthly System Peak Day | CAISO | 1-in-2 | 2022 | 2 | 343.2854 | 349.5699 | 43.6104 | 47.9599 | 0
| LCA | LA Basin | 12 | Monthly System Peak Day | CAISO | 1-in-2 | 2022 | 3 | 417.7314 | 428.4559 | 43.609 | 47.2787 | 0
| LCA | LA Basin | 12 | Monthly System Peak Day | CAISO | 1-in-2 | 2022 | 4 | 417.0358 | 431.5229 | 43.6078 | 46.6174 | 0
| LCA | LA Basin | 12 | Monthly System Peak Day | CAISO | 1-in-2 | 2022 | 5 | 465.0669 | 498.6483 | 43.6123 | 46.0146 | 0
| LCA | LA Basin | 12 | Monthly System Peak Day | CAISO | 1-in-2 | 2022 | 6 | 567.0322 | 612.8589 | 43.6202 | 45.6589 | 0
| LCA | LA Basin | 12 | Monthly System Peak Day | CAISO | 1-in-2 | 2022 | 7 | 606.5201 | 628.6116 | 43.6344 | 45.264 | 0
| LCA | LA Basin | 12 | Monthly System Peak Day | CAISO | 1-in-2 | 2022 | 8 | 651.2378 | 671.2163 | 43.6473 | 45.1376 | 0
| LCA | LA Basin | 12 | Monthly System Peak Day | CAISO | 1-in-2 | 2022 | 9 | 564.0181 | 595.8187 | 43.6598 | 46.1116 | 0
| LCA | LA Basin | 12 | Monthly System Peak Day | CAISO | 1-in-2 | 2022 | 10 | 533.2789 | 552.8848 | 43.6381 | 49.7985 | 0
| LCA | LA Basin | 12 | Monthly System Peak Day | CAISO | 1-in-2 | 2022 | 11 | 527.5881 | 541.8177 | 43.6612 | 54.7311 | 0
| LCA | LA Basin | 12 | Monthly System Peak Day | CAISO | 1-in-2 | 2022 | 12 | 494.8678 | 503.7831 | 43.6842 | 59.3775 | 0
| LCA | LA Basin | 12 | Monthly System Peak Day | CAISO | 1-in-2 | 2022 | 13 | 418.7555 | 430.0187 | 43.6982 | 62.9298 | 0
| LCA | LA Basin | 12 | Monthly System Peak Day | CAISO | 1-in-2 | 2022 | 14 | 379.4305 | 388.5294 | 43.6815 | 64.7702 | 0
| LCA | LA Basin | 12 | Monthly System Peak Day | CAISO | 1-in-2 | 2022 | 15 | 338.7068 | 347.2338 | 43.6483 | 65.0077 | 0
| LCA | LA Basin | 12 | Monthly System Peak Day | CAISO | 1-in-2 | 2022 | 16 | 285.63 | 287.9294 | 43.62 | 64.8246 | 0
| LCA | LA Basin | 12 | Monthly System Peak Day | CAISO | 1-in-2 | 2022 | 17 | 248.2316 | 258.6828 | 43.4682 | 64.1543 | 0
| LCA | LA Basin | 12 | Monthly System Peak Day | CAISO | 1-in-2 | 2022 | 18 | 248.9942 | 257.3455 | 43.4732 | 61.6706 | 0
| LCA | LA Basin | 12 | Monthly System Peak Day | CAISO | 1-in-2 | 2022 | 19 | 235.9915 | 241.5739 | 43.4333 | 59.4679 | 0
| LCA | LA Basin | 12 | Monthly System Peak Day | CAISO | 1-in-2 | 2022 | 20 | 253.4436 | 340.2538 | 44.2012 | 57.7508 | 0
| LCA | LA Basin | 12 | Monthly System Peak Day | CAISO | 1-in-2 | 2022 | 21 | 259.2023 | 264.4063 | 43.5272 | 56.1612 | 0
| LCA | LA Basin | 12 | Monthly System Peak Day | CAISO | 1-in-2 | 2022 | 22 | 439.6251 | 463.3875 | 43.6425 | 54.6031 | 0
| LCA | LA Basin | 12 | Monthly System Peak Day | CAISO | 1-in-2 | 2022 | 23 | 415.7768 | 435.3849 | 43.639 | 53.5766 | 0
| LCA | LA Basin | 12 | Monthly System Peak Day | CAISO | 1-in-2 | 2022 | 24 | 424.7741 | 442.0779 | 43.6356 | 52.3139 | 0
| LCA | LA Basin | 1 | Average Weekday | CAISO | 1-in-2 | 2023 | 1 | 371.7563 | 379.8249 | 41.8892 | 53.6089 | 0
| LCA | LA Basin | 1 | Average Weekday | CAISO | 1-in-2 | 2023 | 2 | 343.3565 | 350.8213 | 41.8779 | 52.7769 | 0
| LCA | LA Basin | 1 | Average Weekday | CAISO | 1-in-2 | 2023 | 3 | 427.0721 | 439.2158 | 41.8764 | 52.0451 | 0
| LCA | LA Basin | 1 | Average Weekday | CAISO | 1-in-2 | 2023 | 4 | 422.1793 | 438.0343 | 41.8753 | 51.5464 | 0
| LCA | LA Basin | 1 | Average Weekday | CAISO | 1-in-2 | 2023 | 5 | 471.1025 | 504.5976 | 41.8801 | 50.788 | 0
| LCA | LA Basin | 1 | Average Weekday | CAISO | 1-in-2 | 2023 | 6 | 584.8563 | 632.5131 | 41.8886 | 50.2343 | 0
| LCA | LA Basin | 1 | Average Weekday | CAISO | 1-in-2 | 2023 | 7 | 628.399 | 650.7176 | 41.9036 | 49.9495 | 0
| LCA | LA Basin | 1 | Average Weekday | CAISO | 1-in-2 | 2023 | 8 | 673.871 | 694.064 | 41.9165 | 49.7954 | 0
| LCA | LA Basin | 1 | Average Weekday | CAISO | 1-in-2 | 2023 | 9 | 581.3492 | 610.7807 | 41.9287 | 50.3999 | 0
| LCA | LA Basin | 1 | Average Weekday | CAISO | 1-in-2 | 2023 | 10 | 562.6495 | 582.3135 | 41.9058 | 53.3634 | 0
| LCA | LA Basin | 1 | Average Weekday | CAISO | 1-in-2 | 2023 | 11 | 552.0784 | 566.3254 | 41.9293 | 57.3759 | 0
| LCA | LA Basin | 1 | Average Weekday | CAISO | 1-in-2 | 2023 | 12 | 522.1808 | 530.8347 | 41.9529 | 61.0591 | 0
| LCA | LA Basin | 1 | Average Weekday | CAISO | 1-in-2 | 2023 | 13 | 454.6261 | 465.8623 | 41.9673 | 63.9993 | 0
| LCA | LA Basin | 1 | Average Weekday | CAISO | 1-in-2 | 2023 | 14 | 411.8725 | 420.9696 | 41.9502 | 65.9212 | 0
| LCA | LA Basin | 1 | Average Weekday | CAISO | 1-in-2 | 2023 | 15 | 364.9542 | 373.4814 | 41.9165 | 67.0624 | 0
| LCA | LA Basin | 1 | Average Weekday | CAISO | 1-in-2 | 2023 | 16 | 310.6747 | 312.7727 | 41.8877 | 67.4442 | 0
| LCA | LA Basin | 1 | Average Weekday | CAISO | 1-in-2 | 2023 | 17 | 269.4903 | 280.1295 | 41.7267 | 66.7844 | 0
| LCA | LA Basin | 1 | Average Weekday | CAISO | 1-in-2 | 2023 | 18 | 270.1999 | 278.5778 | 41.7322 | 64.9549 | 0
| LCA | LA Basin | 1 | Average Weekday | CAISO | 1-in-2 | 2023 | 19 | 249.8976 | 255.479 | 41.6895 | 62.0869 | 0
| LCA | LA Basin | 1 | Average Weekday | CAISO | 1-in-2 | 2023 | 20 | 257.2079 | 342.2775 | 42.4855 | 60.0778 | 0
| LCA | LA Basin | 1 | Average Weekday | CAISO | 1-in-2 | 2023 | 21 | 248.9665 | 254.0245 | 41.7891 | 58.6252 | 0
| LCA | LA Basin | 1 | Average Weekday | CAISO | 1-in-2 | 2023 | 22 | 432.0601 | 456.028 | 41.9132 | 57.3027 | 0
| LCA | LA Basin | 1 | Average Weekday | CAISO | 1-in-2 | 2023 | 23 | 413.4881 | 433.1549 | 41.9085 | 56.0628 | 0
| LCA | LA Basin | 1 | Average Weekday | CAISO | 1-in-2 | 2023 | 24 | 431.1947 | 448.5795 | 41.9044 | 54.9205 | 0
| LCA | LA Basin | 1 | Monthly System Peak Day | CAISO | 1-in-2 | 2023 | 1 | 371.7563 | 379.8249 | 41.8892 | 49.7373 | 0
| LCA | LA Basin | 1 | Monthly System Peak Day | CAISO | 1-in-2 | 2023 | 2 | 343.3565 | 350.8213 | 41.8779 | 48.8143 | 0
| LCA | LA Basin | 1 | Monthly System Peak Day | CAISO | 1-in-2 | 2023 | 3 | 427.0721 | 439.2158 | 41.8764 | 47.9021 | 0
| LCA | LA Basin | 1 | Monthly System Peak Day | CAISO | 1-in-2 | 2023 | 4 | 422.1793 | 438.0343 | 41.8753 | 47.1079 | 0
| LCA | LA Basin | 1 | Monthly System Peak Day | CAISO | 1-in-2 | 2023 | 5 | 471.1025 | 504.5976 | 41.8801 | 46.3688 | 0
| LCA | LA Basin | 1 | Monthly System Peak Day | CAISO | 1-in-2 | 2023 | 6 | 584.8563 | 632.5131 | 41.8886 | 45.8751 | 0
| LCA | LA Basin | 1 | Monthly System Peak Day | CAISO | 1-in-2 | 2023 | 7 | 628.399 | 650.7176 | 41.9036 | 45.4941 | 0
| LCA | LA Basin | 1 | Monthly System Peak Day | CAISO | 1-in-2 | 2023 | 8 | 673.871 | 694.064 | 41.9165 | 45.2632 | 0
| LCA | LA Basin | 1 | Monthly System Peak Day | CAISO | 1-in-2 | 2023 | 9 | 581.3492 | 610.7807 | 41.9287 | 46.1295 | 0
| LCA | LA Basin | 1 | Monthly System Peak Day | CAISO | 1-in-2 | 2023 | 10 | 562.6495 | 582.3135 | 41.9058 | 48.7022 | 0
| LCA | LA Basin | 1 | Monthly System Peak Day | CAISO | 1-in-2 | 2023 | 11 | 552.0784 | 566.3254 | 41.9293 | 51.8204 | 0
| LCA | LA Basin | 1 | Monthly System Peak Day | CAISO | 1-in-2 | 2023 | 12 | 522.1808 | 530.8347 | 41.9529 | 54.4103 | 0
| LCA | LA Basin | 1 | Monthly System Peak Day | CAISO | 1-in-2 | 2023 | 13 | 454.6261 | 465.8623 | 41.9673 | 55.8757 | 0
| LCA | LA Basin | 1 | Monthly System Peak Day | CAISO | 1-in-2 | 2023 | 14 | 411.8725 | 420.9696 | 41.9502 | 56.9455 | 0
| LCA | LA Basin | 1 | Monthly System Peak Day | CAISO | 1-in-2 | 2023 | 15 | 364.9542 | 373.4814 | 41.9165 | 57.9759 | 0
| LCA | LA Basin | 1 | Monthly System Peak Day | CAISO | 1-in-2 | 2023 | 16 | 310.6747 | 312.7727 | 41.8877 | 58.3969 | 0
| LCA | LA Basin | 1 | Monthly System Peak Day | CAISO | 1-in-2 | 2023 | 17 | 269.4903 | 280.1295 | 41.7267 | 57.3632 | 0
| LCA | LA Basin | 1 | Monthly System Peak Day | CAISO | 1-in-2 | 2023 | 18 | 270.1999 | 278.5778 | 41.7322 | 55.9014 | 0
| LCA | LA Basin | 1 | Monthly System Peak Day | CAISO | 1-in-2 | 2023 | 19 | 249.8976 | 255.479 | 41.6895 | 54.5893 | 0
| LCA | LA Basin | 1 | Monthly System Peak Day | CAISO | 1-in-2 | 2023 | 20 | 257.2079 | 342.2775 | 42.4855 | 53.497 | 0
| LCA | LA Basin | 1 | Monthly System Peak Day | CAISO | 1-in-2 | 2023 | 21 | 248.9665 | 254.0245 | 41.7891 | 52.3922 | 0
| LCA | LA Basin | 1 | Monthly System Peak Day | CAISO | 1-in-2 | 2023 | 22 | 432.0601 | 456.028 | 41.9132 | 51.4697 | 0
| LCA | LA Basin | 1 | Monthly System Peak Day | CAISO | 1-in-2 | 2023 | 23 | 413.4881 | 433.1549 | 41.9085 | 50.4998 | 0
| LCA | LA Basin | 1 | Monthly System Peak Day | CAISO | 1-in-2 | 2023 | 24 | 431.1947 | 448.5795 | 41.9044 | 49.5507 | 0
| LCA | LA Basin | 2 | Average Weekday | CAISO | 1-in-2 | 2023 | 1 | 346.3132 | 354.9877 | 41.9216 | 54.4699 | 0
| LCA | LA Basin | 2 | Average Weekday | CAISO | 1-in-2 | 2023 | 2 | 317.6855 | 325.4281 | 41.9092 | 53.6195 | 0
| LCA | LA Basin | 2 | Average Weekday | CAISO | 1-in-2 | 2023 | 3 | 393.7768 | 406.7273 | 41.9076 | 52.8248 | 0
| LCA | LA Basin | 2 | Average Weekday | CAISO | 1-in-2 | 2023 | 4 | 385.6565 | 402.3094 | 41.9064 | 51.9785 | 0
| LCA | LA Basin | 2 | Average Weekday | CAISO | 1-in-2 | 2023 | 5 | 437.1886 | 472.6612 | 41.9119 | 51.2609 | 0
| LCA | LA Basin | 2 | Average Weekday | CAISO | 1-in-2 | 2023 | 6 | 547.601 | 596.2886 | 41.9214 | 50.6437 | 0
| LCA | LA Basin | 2 | Average Weekday | CAISO | 1-in-2 | 2023 | 7 | 581.5438 | 603.0878 | 41.9379 | 50.2718 | 0
| LCA | LA Basin | 2 | Average Weekday | CAISO | 1-in-2 | 2023 | 8 | 633.9557 | 653.7219 | 41.9513 | 50.0934 | 0
| LCA | LA Basin | 2 | Average Weekday | CAISO | 1-in-2 | 2023 | 9 | 561.8401 | 590.8448 | 41.964 | 51.4748 | 0
| LCA | LA Basin | 2 | Average Weekday | CAISO | 1-in-2 | 2023 | 10 | 537.5501 | 556.4185 | 41.9389 | 54.9604 | 0
| LCA | LA Basin | 2 | Average Weekday | CAISO | 1-in-2 | 2023 | 11 | 530.7796 | 544.7648 | 41.9643 | 58.9029 | 0
| LCA | LA Basin | 2 | Average Weekday | CAISO | 1-in-2 | 2023 | 12 | 501.1024 | 510.3653 | 41.9899 | 62.247 | 0
| LCA | LA Basin | 2 | Average Weekday | CAISO | 1-in-2 | 2023 | 13 | 431.9972 | 444.113 | 42.0056 | 64.688 | 0
| LCA | LA Basin | 2 | Average Weekday | CAISO | 1-in-2 | 2023 | 14 | 386.6715 | 395.825 | 41.9871 | 66.2436 | 0
| LCA | LA Basin | 2 | Average Weekday | CAISO | 1-in-2 | 2023 | 15 | 332.8061 | 341.2737 | 41.9507 | 67.0442 | 0
| LCA | LA Basin | 2 | Average Weekday | CAISO | 1-in-2 | 2023 | 16 | 279.0118 | 281.3324 | 41.9197 | 67.1132 | 0
| LCA | LA Basin | 2 | Average Weekday | CAISO | 1-in-2 | 2023 | 17 | 230.1516 | 240.4967 | 41.7372 | 66.5634 | 0
| LCA | LA Basin | 2 | Average Weekday | CAISO | 1-in-2 | 2023 | 18 | 227.6729 | 236.0403 | 41.7437 | 65.1444 | 0
| LCA | LA Basin | 2 | Average Weekday | CAISO | 1-in-2 | 2023 | 19 | 211.0383 | 217.2607 | 41.6899 | 62.6319 | 0
| LCA | LA Basin | 2 | Average Weekday | CAISO | 1-in-2 | 2023 | 20 | 218.3042 | 300.7719 | 42.56 | 60.4289 | 0
| LCA | LA Basin | 2 | Average Weekday | CAISO | 1-in-2 | 2023 | 21 | 210.5251 | 215.9744 | 41.8049 | 58.9182 | 0
| LCA | LA Basin | 2 | Average Weekday | CAISO | 1-in-2 | 2023 | 22 | 396.2582 | 421.2912 | 41.9486 | 57.661 | 0
| LCA | LA Basin | 2 | Average Weekday | CAISO | 1-in-2 | 2023 | 23 | 380.302 | 401.1866 | 41.9434 | 56.4731 | 0
| LCA | LA Basin | 2 | Average Weekday | CAISO | 1-in-2 | 2023 | 24 | 397.275 | 415.3129 | 41.9383 | 55.4219 | 0
| LCA | LA Basin | 2 | Monthly System Peak Day | CAISO | 1-in-2 | 2023 | 1 | 346.3132 | 354.9877 | 41.9216 | 44.9273 | 0
| LCA | LA Basin | 2 | Monthly System Peak Day | CAISO | 1-in-2 | 2023 | 2 | 317.6855 | 325.4281 | 41.9092 | 44.337 | 0
| LCA | LA Basin | 2 | Monthly System Peak Day | CAISO | 1-in-2 | 2023 | 3 | 393.7768 | 406.7273 | 41.9076 | 43.529 | 0
| LCA | LA Basin | 2 | Monthly System Peak Day | CAISO | 1-in-2 | 2023 | 4 | 385.6565 | 402.3094 | 41.9064 | 42.9897 | 0
| LCA | LA Basin | 2 | Monthly System Peak Day | CAISO | 1-in-2 | 2023 | 5 | 437.1886 | 472.6612 | 41.9119 | 42.1742 | 0
| LCA | LA Basin | 2 | Monthly System Peak Day | CAISO | 1-in-2 | 2023 | 6 | 547.601 | 596.2886 | 41.9214 | 41.3082 | 0
| LCA | LA Basin | 2 | Monthly System Peak Day | CAISO | 1-in-2 | 2023 | 7 | 581.5438 | 603.0878 | 41.9379 | 40.5371 | 0
| LCA | LA Basin | 2 | Monthly System Peak Day | CAISO | 1-in-2 | 2023 | 8 | 633.9557 | 653.7219 | 41.9513 | 40.3082 | 0
| LCA | LA Basin | 2 | Monthly System Peak Day | CAISO | 1-in-2 | 2023 | 9 | 561.8401 | 590.8448 | 41.964 | 42.0587 | 0
| LCA | LA Basin | 2 | Monthly System Peak Day | CAISO | 1-in-2 | 2023 | 10 | 537.5501 | 556.4185 | 41.9389 | 45.5804 | 0
| LCA | LA Basin | 2 | Monthly System Peak Day | CAISO | 1-in-2 | 2023 | 11 | 530.7796 | 544.7648 | 41.9643 | 48.9448 | 0
| LCA | LA Basin | 2 | Monthly System Peak Day | CAISO | 1-in-2 | 2023 | 12 | 501.1024 | 510.3653 | 41.9899 | 52.1419 | 0
| LCA | LA Basin | 2 | Monthly System Peak Day | CAISO | 1-in-2 | 2023 | 13 | 431.9972 | 444.113 | 42.0056 | 54.482 | 0
| LCA | LA Basin | 2 | Monthly System Peak Day | CAISO | 1-in-2 | 2023 | 14 | 386.6715 | 395.825 | 41.9871 | 56.1121 | 0
| LCA | LA Basin | 2 | Monthly System Peak Day | CAISO | 1-in-2 | 2023 | 15 | 332.8061 | 341.2737 | 41.9507 | 57.1847 | 0
| LCA | LA Basin | 2 | Monthly System Peak Day | CAISO | 1-in-2 | 2023 | 16 | 279.0118 | 281.3324 | 41.9197 | 57.6294 | 0
| LCA | LA Basin | 2 | Monthly System Peak Day | CAISO | 1-in-2 | 2023 | 17 | 230.1516 | 240.4967 | 41.7372 | 57.4205 | 0
| LCA | LA Basin | 2 | Monthly System Peak Day | CAISO | 1-in-2 | 2023 | 18 | 227.6729 | 236.0403 | 41.7437 | 56.4754 | 0
| LCA | LA Basin | 2 | Monthly System Peak Day | CAISO | 1-in-2 | 2023 | 19 | 211.0383 | 217.2607 | 41.6899 | 54.4499 | 0
| LCA | LA Basin | 2 | Monthly System Peak Day | CAISO | 1-in-2 | 2023 | 20 | 218.3042 | 300.7719 | 42.56 | 52.383 | 0
| LCA | LA Basin | 2 | Monthly System Peak Day | CAISO | 1-in-2 | 2023 | 21 | 210.5251 | 215.9744 | 41.8049 | 50.9981 | 0
| LCA | LA Basin | 2 | Monthly System Peak Day | CAISO | 1-in-2 | 2023 | 22 | 396.2582 | 421.2912 | 41.9486 | 49.6804 | 0
| LCA | LA Basin | 2 | Monthly System Peak Day | CAISO | 1-in-2 | 2023 | 23 | 380.302 | 401.1866 | 41.9434 | 48.3694 | 0
| LCA | LA Basin | 2 | Monthly System Peak Day | CAISO | 1-in-2 | 2023 | 24 | 397.275 | 415.3129 | 41.9383 | 47.0572 | 0
| LCA | LA Basin | 3 | Average Weekday | CAISO | 1-in-2 | 2023 | 1 | 382.2223 | 398.0561 | 42.0118 | 55.1366 | 0
| LCA | LA Basin | 3 | Average Weekday | CAISO | 1-in-2 | 2023 | 2 | 351.8317 | 359.4812 | 41.9533 | 54.1499 | 0
| LCA | LA Basin | 3 | Average Weekday | CAISO | 1-in-2 | 2023 | 3 | 445.589 | 455.6472 | 41.9447 | 53.2438 | 0
| LCA | LA Basin | 3 | Average Weekday | CAISO | 1-in-2 | 2023 | 4 | 434.0306 | 446.6546 | 41.9264 | 52.4751 | 0
| LCA | LA Basin | 3 | Average Weekday | CAISO | 1-in-2 | 2023 | 5 | 466.895 | 487.1575 | 41.9322 | 51.79 | 0
| LCA | LA Basin | 3 | Average Weekday | CAISO | 1-in-2 | 2023 | 6 | 587.8825 | 613.8857 | 41.9197 | 51.1894 | 0
| LCA | LA Basin | 3 | Average Weekday | CAISO | 1-in-2 | 2023 | 7 | 629.3484 | 650.5273 | 41.9401 | 50.8286 | 0
| LCA | LA Basin | 3 | Average Weekday | CAISO | 1-in-2 | 2023 | 8 | 678.6021 | 714.8986 | 42.0875 | 50.6731 | 0
| LCA | LA Basin | 3 | Average Weekday | CAISO | 1-in-2 | 2023 | 9 | 595.3691 | 638.465 | 42.2137 | 51.7709 | 0
| LCA | LA Basin | 3 | Average Weekday | CAISO | 1-in-2 | 2023 | 10 | 573.3305 | 603.6627 | 42.0862 | 54.5932 | 0
| LCA | LA Basin | 3 | Average Weekday | CAISO | 1-in-2 | 2023 | 11 | 556.2481 | 579.7775 | 42.1513 | 57.9567 | 0
| LCA | LA Basin | 3 | Average Weekday | CAISO | 1-in-2 | 2023 | 12 | 527.3965 | 541.6815 | 42.2158 | 61.1284 | 0
| LCA | LA Basin | 3 | Average Weekday | CAISO | 1-in-2 | 2023 | 13 | 436.3772 | 447.1995 | 42.2477 | 63.6199 | 0
| LCA | LA Basin | 3 | Average Weekday | CAISO | 1-in-2 | 2023 | 14 | 405.6913 | 413.216 | 42.1953 | 65.3185 | 0
| LCA | LA Basin | 3 | Average Weekday | CAISO | 1-in-2 | 2023 | 15 | 350.011 | 357.0929 | 42.0946 | 66.4519 | 0
| LCA | LA Basin | 3 | Average Weekday | CAISO | 1-in-2 | 2023 | 16 | 301.5758 | 304.2349 | 41.9552 | 67.0777 | 0
| LCA | LA Basin | 3 | Average Weekday | CAISO | 1-in-2 | 2023 | 17 | 263.9772 | 276.5679 | 41.7344 | 67.1499 | 0
| LCA | LA Basin | 3 | Average Weekday | CAISO | 1-in-2 | 2023 | 18 | 263.8033 | 273.4974 | 41.7522 | 66.3731 | 0
| LCA | LA Basin | 3 | Average Weekday | CAISO | 1-in-2 | 2023 | 19 | 247.0043 | 252.067 | 41.8233 | 64.6998 | 0
| LCA | LA Basin | 3 | Average Weekday | CAISO | 1-in-2 | 2023 | 20 | 242.5777 | 247.9328 | 41.6892 | 62.1715 | 0
| LCA | LA Basin | 3 | Average Weekday | CAISO | 1-in-2 | 2023 | 21 | 223.2636 | 227.7215 | 41.7611 | 59.6884 | 0
| LCA | LA Basin | 3 | Average Weekday | CAISO | 1-in-2 | 2023 | 22 | 432.6606 | 461.0398 | 41.9795 | 58.1791 | 0
| LCA | LA Basin | 3 | Average Weekday | CAISO | 1-in-2 | 2023 | 23 | 423.5912 | 452.9078 | 42.0249 | 56.9857 | 0
| LCA | LA Basin | 3 | Average Weekday | CAISO | 1-in-2 | 2023 | 24 | 450.9053 | 487.7495 | 42.0739 | 55.893 | 0
| LCA | LA Basin | 3 | Monthly System Peak Day | CAISO | 1-in-2 | 2023 | 1 | 382.2223 | 398.0561 | 42.0118 | 58.7097 | 0
| LCA | LA Basin | 3 | Monthly System Peak Day | CAISO | 1-in-2 | 2023 | 2 | 351.8317 | 359.4812 | 41.9533 | 57.5153 | 0
| LCA | LA Basin | 3 | Monthly System Peak Day | CAISO | 1-in-2 | 2023 | 3 | 445.589 | 455.6472 | 41.9447 | 56.0525 | 0
| LCA | LA Basin | 3 | Monthly System Peak Day | CAISO | 1-in-2 | 2023 | 4 | 434.0306 | 446.6546 | 41.9264 | 55.0138 | 0
| LCA | LA Basin | 3 | Monthly System Peak Day | CAISO | 1-in-2 | 2023 | 5 | 466.895 | 487.1575 | 41.9322 | 54.3553 | 0
| LCA | LA Basin | 3 | Monthly System Peak Day | CAISO | 1-in-2 | 2023 | 6 | 587.8825 | 613.8857 | 41.9197 | 53.3435 | 0
| LCA | LA Basin | 3 | Monthly System Peak Day | CAISO | 1-in-2 | 2023 | 7 | 629.3484 | 650.5273 | 41.9401 | 52.8803 | 0
| LCA | LA Basin | 3 | Monthly System Peak Day | CAISO | 1-in-2 | 2023 | 8 | 678.6021 | 714.8986 | 42.0875 | 52.0934 | 0
| LCA | LA Basin | 3 | Monthly System Peak Day | CAISO | 1-in-2 | 2023 | 9 | 595.3691 | 638.465 | 42.2137 | 52.4065 | 0
| LCA | LA Basin | 3 | Monthly System Peak Day | CAISO | 1-in-2 | 2023 | 10 | 573.3305 | 603.6627 | 42.0862 | 55.4617 | 0
| LCA | LA Basin | 3 | Monthly System Peak Day | CAISO | 1-in-2 | 2023 | 11 | 556.2481 | 579.7775 | 42.1513 | 60.1908 | 0
| LCA | LA Basin | 3 | Monthly System Peak Day | CAISO | 1-in-2 | 2023 | 12 | 527.3965 | 541.6815 | 42.2158 | 64.4339 | 0
| LCA | LA Basin | 3 | Monthly System Peak Day | CAISO | 1-in-2 | 2023 | 13 | 436.3772 | 447.1995 | 42.2477 | 67.4273 | 0
| LCA | LA Basin | 3 | Monthly System Peak Day | CAISO | 1-in-2 | 2023 | 14 | 405.6913 | 413.216 | 42.1953 | 68.9139 | 0
| LCA | LA Basin | 3 | Monthly System Peak Day | CAISO | 1-in-2 | 2023 | 15 | 350.011 | 357.0929 | 42.0946 | 70.0222 | 0
| LCA | LA Basin | 3 | Monthly System Peak Day | CAISO | 1-in-2 | 2023 | 16 | 301.5758 | 304.2349 | 41.9552 | 70.8862 | 0
| LCA | LA Basin | 3 | Monthly System Peak Day | CAISO | 1-in-2 | 2023 | 17 | 263.9772 | 276.5679 | 41.7344 | 71.1949 | 0
| LCA | LA Basin | 3 | Monthly System Peak Day | CAISO | 1-in-2 | 2023 | 18 | 263.8033 | 273.4974 | 41.7522 | 70.5505 | 0
| LCA | LA Basin | 3 | Monthly System Peak Day | CAISO | 1-in-2 | 2023 | 19 | 247.0043 | 252.067 | 41.8233 | 68.8789 | 0
| LCA | LA Basin | 3 | Monthly System Peak Day | CAISO | 1-in-2 | 2023 | 20 | 242.5777 | 247.9328 | 41.6892 | 65.6682 | 0
| LCA | LA Basin | 3 | Monthly System Peak Day | CAISO | 1-in-2 | 2023 | 21 | 223.2636 | 227.7215 | 41.7611 | 62.8275 | 0
| LCA | LA Basin | 3 | Monthly System Peak Day | CAISO | 1-in-2 | 2023 | 22 | 432.6606 | 461.0398 | 41.9795 | 61.166 | 0
| LCA | LA Basin | 3 | Monthly System Peak Day | CAISO | 1-in-2 | 2023 | 23 | 423.5912 | 452.9078 | 42.0249 | 59.807 | 0
| LCA | LA Basin | 3 | Monthly System Peak Day | CAISO | 1-in-2 | 2023 | 24 | 450.9053 | 487.7495 | 42.0739 | 58.3182 | 0
| LCA | LA Basin | 4 | Average Weekday | CAISO | 1-in-2 | 2023 | 1 | 345.6898 | 360.7891 | 42.0129 | 57.4247 | 0
| LCA | LA Basin | 4 | Average Weekday | CAISO | 1-in-2 | 2023 | 2 | 316.4101 | 323.9859 | 41.9547 | 56.6493 | 0
| LCA | LA Basin | 4 | Average Weekday | CAISO | 1-in-2 | 2023 | 3 | 403.7792 | 414.3744 | 41.9461 | 55.9108 | 0
| LCA | LA Basin | 4 | Average Weekday | CAISO | 1-in-2 | 2023 | 4 | 383.7864 | 395.2881 | 41.928 | 55.3134 | 0
| LCA | LA Basin | 4 | Average Weekday | CAISO | 1-in-2 | 2023 | 5 | 407.0344 | 425.6607 | 41.9338 | 54.8131 | 0
| LCA | LA Basin | 4 | Average Weekday | CAISO | 1-in-2 | 2023 | 6 | 525.4657 | 550.3571 | 41.9217 | 54.4263 | 0
| LCA | LA Basin | 4 | Average Weekday | CAISO | 1-in-2 | 2023 | 7 | 571.5084 | 592.2753 | 41.9422 | 54.0819 | 0
| LCA | LA Basin | 4 | Average Weekday | CAISO | 1-in-2 | 2023 | 8 | 620.9271 | 655.9518 | 42.0885 | 54.0009 | 0
| LCA | LA Basin | 4 | Average Weekday | CAISO | 1-in-2 | 2023 | 9 | 531.7067 | 574.3992 | 42.2137 | 55.4317 | 0
| LCA | LA Basin | 4 | Average Weekday | CAISO | 1-in-2 | 2023 | 10 | 509.0184 | 538.0096 | 42.0866 | 57.972 | 0
| LCA | LA Basin | 4 | Average Weekday | CAISO | 1-in-2 | 2023 | 11 | 500.8575 | 521.3442 | 42.1511 | 60.727 | 0
| LCA | LA Basin | 4 | Average Weekday | CAISO | 1-in-2 | 2023 | 12 | 471.854 | 486.078 | 42.2152 | 63.4949 | 0
| LCA | LA Basin | 4 | Average Weekday | CAISO | 1-in-2 | 2023 | 13 | 394.6289 | 405.4658 | 42.2468 | 65.7621 | 0
| LCA | LA Basin | 4 | Average Weekday | CAISO | 1-in-2 | 2023 | 14 | 358.2062 | 365.741 | 42.1945 | 67.5074 | 0
| LCA | LA Basin | 4 | Average Weekday | CAISO | 1-in-2 | 2023 | 15 | 300.3859 | 307.4733 | 42.0944 | 68.7755 | 0
| LCA | LA Basin | 4 | Average Weekday | CAISO | 1-in-2 | 2023 | 16 | 249.6741 | 252.3266 | 41.9565 | 69.3561 | 0
| LCA | LA Basin | 4 | Average Weekday | CAISO | 1-in-2 | 2023 | 17 | 203.5448 | 216.3589 | 41.7349 | 69.4801 | 0
| LCA | LA Basin | 4 | Average Weekday | CAISO | 1-in-2 | 2023 | 18 | 200.5636 | 209.9041 | 41.7525 | 68.8529 | 0
| LCA | LA Basin | 4 | Average Weekday | CAISO | 1-in-2 | 2023 | 19 | 175.9689 | 180.9796 | 41.8233 | 67.534 | 0
| LCA | LA Basin | 4 | Average Weekday | CAISO | 1-in-2 | 2023 | 20 | 169.2635 | 174.5815 | 41.6892 | 65.2282 | 0
| LCA | LA Basin | 4 | Average Weekday | CAISO | 1-in-2 | 2023 | 21 | 176.6306 | 181.1724 | 41.7624 | 62.3006 | 0
| LCA | LA Basin | 4 | Average Weekday | CAISO | 1-in-2 | 2023 | 22 | 388.2222 | 416.349 | 41.9815 | 60.2831 | 0
| LCA | LA Basin | 4 | Average Weekday | CAISO | 1-in-2 | 2023 | 23 | 383.3052 | 412.2517 | 42.0266 | 58.9672 | 0
| LCA | LA Basin | 4 | Average Weekday | CAISO | 1-in-2 | 2023 | 24 | 409.6859 | 445.6513 | 42.0748 | 58.0102 | 0
| LCA | LA Basin | 4 | Monthly System Peak Day | CAISO | 1-in-2 | 2023 | 1 | 345.6898 | 360.7891 | 42.0129 | 62.6006 | 0
| LCA | LA Basin | 4 | Monthly System Peak Day | CAISO | 1-in-2 | 2023 | 2 | 316.4101 | 323.9859 | 41.9547 | 61.4415 | 0
| LCA | LA Basin | 4 | Monthly System Peak Day | CAISO | 1-in-2 | 2023 | 3 | 403.7792 | 414.3744 | 41.9461 | 60.7161 | 0
| LCA | LA Basin | 4 | Monthly System Peak Day | CAISO | 1-in-2 | 2023 | 4 | 383.7864 | 395.2881 | 41.928 | 59.9557 | 0
| LCA | LA Basin | 4 | Monthly System Peak Day | CAISO | 1-in-2 | 2023 | 5 | 407.0344 | 425.6607 | 41.9338 | 58.9204 | 0
| LCA | LA Basin | 4 | Monthly System Peak Day | CAISO | 1-in-2 | 2023 | 6 | 525.4657 | 550.3571 | 41.9217 | 58.2806 | 0
| LCA | LA Basin | 4 | Monthly System Peak Day | CAISO | 1-in-2 | 2023 | 7 | 571.5084 | 592.2753 | 41.9422 | 57.6808 | 0
| LCA | LA Basin | 4 | Monthly System Peak Day | CAISO | 1-in-2 | 2023 | 8 | 620.9271 | 655.9518 | 42.0885 | 57.4148 | 0
| LCA | LA Basin | 4 | Monthly System Peak Day | CAISO | 1-in-2 | 2023 | 9 | 531.7067 | 574.3992 | 42.2137 | 58.9357 | 0
| LCA | LA Basin | 4 | Monthly System Peak Day | CAISO | 1-in-2 | 2023 | 10 | 509.0184 | 538.0096 | 42.0866 | 62.9132 | 0
| LCA | LA Basin | 4 | Monthly System Peak Day | CAISO | 1-in-2 | 2023 | 11 | 500.8575 | 521.3442 | 42.1511 | 67.707 | 0
| LCA | LA Basin | 4 | Monthly System Peak Day | CAISO | 1-in-2 | 2023 | 12 | 471.854 | 486.078 | 42.2152 | 72.4058 | 0
| LCA | LA Basin | 4 | Monthly System Peak Day | CAISO | 1-in-2 | 2023 | 13 | 394.6289 | 405.4658 | 42.2468 | 76.2632 | 0
| LCA | LA Basin | 4 | Monthly System Peak Day | CAISO | 1-in-2 | 2023 | 14 | 358.2062 | 365.741 | 42.1945 | 79.0472 | 0
| LCA | LA Basin | 4 | Monthly System Peak Day | CAISO | 1-in-2 | 2023 | 15 | 300.3859 | 307.4733 | 42.0944 | 80.8239 | 0
| LCA | LA Basin | 4 | Monthly System Peak Day | CAISO | 1-in-2 | 2023 | 16 | 249.6741 | 252.3266 | 41.9565 | 81.2153 | 0
| LCA | LA Basin | 4 | Monthly System Peak Day | CAISO | 1-in-2 | 2023 | 17 | 203.5448 | 216.3589 | 41.7349 | 80.7314 | 0
| LCA | LA Basin | 4 | Monthly System Peak Day | CAISO | 1-in-2 | 2023 | 18 | 200.5636 | 209.9041 | 41.7525 | 79.8567 | 0
| LCA | LA Basin | 4 | Monthly System Peak Day | CAISO | 1-in-2 | 2023 | 19 | 175.9689 | 180.9796 | 41.8233 | 78.8266 | 0
| LCA | LA Basin | 4 | Monthly System Peak Day | CAISO | 1-in-2 | 2023 | 20 | 169.2635 | 174.5815 | 41.6892 | 76.2607 | 0
| LCA | LA Basin | 4 | Monthly System Peak Day | CAISO | 1-in-2 | 2023 | 21 | 176.6306 | 181.1724 | 41.7624 | 71.9495 | 0
| LCA | LA Basin | 4 | Monthly System Peak Day | CAISO | 1-in-2 | 2023 | 22 | 388.2222 | 416.349 | 41.9815 | 68.0025 | 0
| LCA | LA Basin | 4 | Monthly System Peak Day | CAISO | 1-in-2 | 2023 | 23 | 383.3052 | 412.2517 | 42.0266 | 65.0641 | 0
| LCA | LA Basin | 4 | Monthly System Peak Day | CAISO | 1-in-2 | 2023 | 24 | 409.6859 | 445.6513 | 42.0748 | 63.2353 | 0
| LCA | LA Basin | 5 | Average Weekday | CAISO | 1-in-2 | 2023 | 1 | 345.9474 | 361.0545 | 42.0259 | 60.0691 | 0
| LCA | LA Basin | 5 | Average Weekday | CAISO | 1-in-2 | 2023 | 2 | 319.6701 | 326.0975 | 41.9674 | 59.5458 | 0
| LCA | LA Basin | 5 | Average Weekday | CAISO | 1-in-2 | 2023 | 3 | 413.6381 | 423.7093 | 41.9589 | 59.0947 | 0
| LCA | LA Basin | 5 | Average Weekday | CAISO | 1-in-2 | 2023 | 4 | 395.7118 | 407.9177 | 41.9409 | 58.6649 | 0
| LCA | LA Basin | 5 | Average Weekday | CAISO | 1-in-2 | 2023 | 5 | 423.2502 | 442.409 | 41.9468 | 58.3059 | 0
| LCA | LA Basin | 5 | Average Weekday | CAISO | 1-in-2 | 2023 | 6 | 536.4599 | 563.1653 | 41.9352 | 57.9561 | 0
| LCA | LA Basin | 5 | Average Weekday | CAISO | 1-in-2 | 2023 | 7 | 577.3167 | 597.6361 | 41.9564 | 57.6526 | 0
| LCA | LA Basin | 5 | Average Weekday | CAISO | 1-in-2 | 2023 | 8 | 632.6212 | 670.5807 | 42.1026 | 57.9271 | 0
| LCA | LA Basin | 5 | Average Weekday | CAISO | 1-in-2 | 2023 | 9 | 536.0901 | 576.4555 | 42.2274 | 59.2878 | 0
| LCA | LA Basin | 5 | Average Weekday | CAISO | 1-in-2 | 2023 | 10 | 518.4123 | 547.9047 | 42.0994 | 61.2327 | 0
| LCA | LA Basin | 5 | Average Weekday | CAISO | 1-in-2 | 2023 | 11 | 511.0016 | 532.0731 | 42.1643 | 63.6253 | 0
| LCA | LA Basin | 5 | Average Weekday | CAISO | 1-in-2 | 2023 | 12 | 478.0672 | 492.2441 | 42.2287 | 65.9059 | 0
| LCA | LA Basin | 5 | Average Weekday | CAISO | 1-in-2 | 2023 | 13 | 399.1877 | 410.2134 | 42.2602 | 67.955 | 0
| LCA | LA Basin | 5 | Average Weekday | CAISO | 1-in-2 | 2023 | 14 | 371.1504 | 378.8416 | 42.2074 | 69.5993 | 0
| LCA | LA Basin | 5 | Average Weekday | CAISO | 1-in-2 | 2023 | 15 | 319.9658 | 327.0512 | 42.1068 | 70.7698 | 0
| LCA | LA Basin | 5 | Average Weekday | CAISO | 1-in-2 | 2023 | 16 | 259.7433 | 262.5526 | 41.9692 | 71.3576 | 0
| LCA | LA Basin | 5 | Average Weekday | CAISO | 1-in-2 | 2023 | 17 | 208.4275 | 220.4889 | 41.739 | 71.3337 | 0
| LCA | LA Basin | 5 | Average Weekday | CAISO | 1-in-2 | 2023 | 18 | 209.4769 | 218.5351 | 41.7568 | 70.7157 | 0
| LCA | LA Basin | 5 | Average Weekday | CAISO | 1-in-2 | 2023 | 19 | 190.0202 | 195.3893 | 41.8189 | 69.3634 | 0
| LCA | LA Basin | 5 | Average Weekday | CAISO | 1-in-2 | 2023 | 20 | 181.5558 | 187.1322 | 41.6893 | 67.2923 | 0
| LCA | LA Basin | 5 | Average Weekday | CAISO | 1-in-2 | 2023 | 21 | 188.5176 | 193.4195 | 41.7684 | 64.6382 | 0
| LCA | LA Basin | 5 | Average Weekday | CAISO | 1-in-2 | 2023 | 22 | 393.9222 | 422.7556 | 41.9965 | 62.5717 | 0
| LCA | LA Basin | 5 | Average Weekday | CAISO | 1-in-2 | 2023 | 23 | 395.5205 | 425.41 | 42.041 | 61.4324 | 0
| LCA | LA Basin | 5 | Average Weekday | CAISO | 1-in-2 | 2023 | 24 | 419.3156 | 456.0257 | 42.0884 | 60.6204 | 0
| LCA | LA Basin | 5 | Monthly System Peak Day | CAISO | 1-in-2 | 2023 | 1 | 345.9474 | 361.0545 | 42.0259 | 65.6312 | 0
| LCA | LA Basin | 5 | Monthly System Peak Day | CAISO | 1-in-2 | 2023 | 2 | 319.6701 | 326.0975 | 41.9674 | 64.1701 | 0
| LCA | LA Basin | 5 | Monthly System Peak Day | CAISO | 1-in-2 | 2023 | 3 | 413.6381 | 423.7093 | 41.9589 | 62.8016 | 0
| LCA | LA Basin | 5 | Monthly System Peak Day | CAISO | 1-in-2 | 2023 | 4 | 395.7118 | 407.9177 | 41.9409 | 61.5085 | 0
| LCA | LA Basin | 5 | Monthly System Peak Day | CAISO | 1-in-2 | 2023 | 5 | 423.2502 | 442.409 | 41.9468 | 60.2076 | 0
| LCA | LA Basin | 5 | Monthly System Peak Day | CAISO | 1-in-2 | 2023 | 6 | 536.4599 | 563.1653 | 41.9352 | 59.5604 | 0
| LCA | LA Basin | 5 | Monthly System Peak Day | CAISO | 1-in-2 | 2023 | 7 | 577.3167 | 597.6361 | 41.9564 | 59.3818 | 0
| LCA | LA Basin | 5 | Monthly System Peak Day | CAISO | 1-in-2 | 2023 | 8 | 632.6212 | 670.5807 | 42.1026 | 59.8051 | 0
| LCA | LA Basin | 5 | Monthly System Peak Day | CAISO | 1-in-2 | 2023 | 9 | 536.0901 | 576.4555 | 42.2274 | 62.4052 | 0
| LCA | LA Basin | 5 | Monthly System Peak Day | CAISO | 1-in-2 | 2023 | 10 | 518.4123 | 547.9047 | 42.0994 | 67.0621 | 0
| LCA | LA Basin | 5 | Monthly System Peak Day | CAISO | 1-in-2 | 2023 | 11 | 511.0016 | 532.0731 | 42.1643 | 72.4112 | 0
| LCA | LA Basin | 5 | Monthly System Peak Day | CAISO | 1-in-2 | 2023 | 12 | 478.0672 | 492.2441 | 42.2287 | 76.9477 | 0
| LCA | LA Basin | 5 | Monthly System Peak Day | CAISO | 1-in-2 | 2023 | 13 | 399.1877 | 410.2134 | 42.2602 | 80.0548 | 0
| LCA | LA Basin | 5 | Monthly System Peak Day | CAISO | 1-in-2 | 2023 | 14 | 371.1504 | 378.8416 | 42.2074 | 81.9742 | 0
| LCA | LA Basin | 5 | Monthly System Peak Day | CAISO | 1-in-2 | 2023 | 15 | 319.9658 | 327.0512 | 42.1068 | 83.1672 | 0
| LCA | LA Basin | 5 | Monthly System Peak Day | CAISO | 1-in-2 | 2023 | 16 | 259.7433 | 262.5526 | 41.9692 | 83.9553 | 0
| LCA | LA Basin | 5 | Monthly System Peak Day | CAISO | 1-in-2 | 2023 | 17 | 208.4275 | 220.4889 | 41.739 | 83.8391 | 0
| LCA | LA Basin | 5 | Monthly System Peak Day | CAISO | 1-in-2 | 2023 | 18 | 209.4769 | 218.5351 | 41.7568 | 82.1251 | 0
| LCA | LA Basin | 5 | Monthly System Peak Day | CAISO | 1-in-2 | 2023 | 19 | 190.0202 | 195.3893 | 41.8189 | 79.4541 | 0
| LCA | LA Basin | 5 | Monthly System Peak Day | CAISO | 1-in-2 | 2023 | 20 | 181.5558 | 187.1322 | 41.6893 | 76.3869 | 0
| LCA | LA Basin | 5 | Monthly System Peak Day | CAISO | 1-in-2 | 2023 | 21 | 188.5176 | 193.4195 | 41.7684 | 72.131 | 0
| LCA | LA Basin | 5 | Monthly System Peak Day | CAISO | 1-in-2 | 2023 | 22 | 393.9222 | 422.7556 | 41.9965 | 68.7483 | 0
| LCA | LA Basin | 5 | Monthly System Peak Day | CAISO | 1-in-2 | 2023 | 23 | 395.5205 | 425.41 | 42.041 | 67.1238 | 0
| LCA | LA Basin | 5 | Monthly System Peak Day | CAISO | 1-in-2 | 2023 | 24 | 419.3156 | 456.0257 | 42.0884 | 65.1515 | 0
| LCA | LA Basin | 6 | Average Weekday | CAISO | 1-in-2 | 2023 | 1 | 335.3419 | 366.5138 | 43.6553 | 62.7825 | 0
| LCA | LA Basin | 6 | Average Weekday | CAISO | 1-in-2 | 2023 | 2 | 307.8771 | 331.3585 | 43.6158 | 61.9585 | 0
| LCA | LA Basin | 6 | Average Weekday | CAISO | 1-in-2 | 2023 | 3 | 394.992 | 429.9645 | 43.6074 | 61.2343 | 0
| LCA | LA Basin | 6 | Average Weekday | CAISO | 1-in-2 | 2023 | 4 | 386.7529 | 418.1023 | 43.5995 | 60.6245 | 0
| LCA | LA Basin | 6 | Average Weekday | CAISO | 1-in-2 | 2023 | 5 | 402.5569 | 447.9023 | 43.6153 | 60.1217 | 0
| LCA | LA Basin | 6 | Average Weekday | CAISO | 1-in-2 | 2023 | 6 | 514.7927 | 582.5955 | 43.6436 | 59.6838 | 0
| LCA | LA Basin | 6 | Average Weekday | CAISO | 1-in-2 | 2023 | 7 | 561.0359 | 612.0226 | 43.8259 | 59.3245 | 0
| LCA | LA Basin | 6 | Average Weekday | CAISO | 1-in-2 | 2023 | 8 | 609.3227 | 659.3083 | 43.687 | 59.9882 | 0
| LCA | LA Basin | 6 | Average Weekday | CAISO | 1-in-2 | 2023 | 9 | 542.2833 | 560.1868 | 43.7401 | 61.9339 | 0
| LCA | LA Basin | 6 | Average Weekday | CAISO | 1-in-2 | 2023 | 10 | 522.3488 | 533.5984 | 43.7853 | 64.5363 | 0
| LCA | LA Basin | 6 | Average Weekday | CAISO | 1-in-2 | 2023 | 11 | 505.8953 | 514.6926 | 43.8514 | 67.4622 | 0
| LCA | LA Basin | 6 | Average Weekday | CAISO | 1-in-2 | 2023 | 12 | 476.7487 | 491.0625 | 43.8856 | 70.4391 | 0
| LCA | LA Basin | 6 | Average Weekday | CAISO | 1-in-2 | 2023 | 13 | 399.4266 | 425.7733 | 43.9552 | 72.8549 | 0
| LCA | LA Basin | 6 | Average Weekday | CAISO | 1-in-2 | 2023 | 14 | 365.2178 | 386.2895 | 43.9057 | 74.8391 | 0
| LCA | LA Basin | 6 | Average Weekday | CAISO | 1-in-2 | 2023 | 15 | 303.6582 | 324.3849 | 43.9413 | 76.3172 | 0
| LCA | LA Basin | 6 | Average Weekday | CAISO | 1-in-2 | 2023 | 16 | 251.604 | 265.7957 | 44.0089 | 77.0662 | 0
| LCA | LA Basin | 6 | Average Weekday | CAISO | 1-in-2 | 2023 | 17 | 210.6598 | 209.0473 | 43.7249 | 77.3233 | 0
| LCA | LA Basin | 6 | Average Weekday | CAISO | 1-in-2 | 2023 | 18 | 198.9422 | 206.6349 | 43.7334 | 76.5831 | 0
| LCA | LA Basin | 6 | Average Weekday | CAISO | 1-in-2 | 2023 | 19 | 177.0177 | 208.6748 | 67.193 | 75.1428 | 0
| LCA | LA Basin | 6 | Average Weekday | CAISO | 1-in-2 | 2023 | 20 | 168.0341 | 201.0835 | 42.4631 | 72.9751 | 0
| LCA | LA Basin | 6 | Average Weekday | CAISO | 1-in-2 | 2023 | 21 | 181.5555 | 198.1199 | 43.6894 | 69.9749 | 0
| LCA | LA Basin | 6 | Average Weekday | CAISO | 1-in-2 | 2023 | 22 | 362.8363 | 425.2351 | 43.4696 | 66.9454 | 0
| LCA | LA Basin | 6 | Average Weekday | CAISO | 1-in-2 | 2023 | 23 | 388.7542 | 443.5327 | 43.5865 | 65.1781 | 0
| LCA | LA Basin | 6 | Average Weekday | CAISO | 1-in-2 | 2023 | 24 | 412.8499 | 464.6009 | 43.6503 | 63.9559 | 0
| LCA | LA Basin | 6 | Monthly System Peak Day | CAISO | 1-in-2 | 2023 | 1 | 335.3419 | 367.6977 | 41.9171 | 63.8259 | 0
| LCA | LA Basin | 6 | Monthly System Peak Day | CAISO | 1-in-2 | 2023 | 2 | 307.8771 | 328.7892 | 41.9177 | 63.1748 | 0
| LCA | LA Basin | 6 | Monthly System Peak Day | CAISO | 1-in-2 | 2023 | 3 | 394.992 | 421.7846 | 41.9186 | 62.6028 | 0
| LCA | LA Basin | 6 | Monthly System Peak Day | CAISO | 1-in-2 | 2023 | 4 | 386.7529 | 408.9768 | 41.9192 | 61.792 | 0
| LCA | LA Basin | 6 | Monthly System Peak Day | CAISO | 1-in-2 | 2023 | 5 | 402.5569 | 442.5211 | 41.914 | 61.0112 | 0
| LCA | LA Basin | 6 | Monthly System Peak Day | CAISO | 1-in-2 | 2023 | 6 | 514.7927 | 569.4514 | 41.9044 | 60.1347 | 0
| LCA | LA Basin | 6 | Monthly System Peak Day | CAISO | 1-in-2 | 2023 | 7 | 561.0359 | 594.1573 | 41.8633 | 59.5762 | 0
| LCA | LA Basin | 6 | Monthly System Peak Day | CAISO | 1-in-2 | 2023 | 8 | 609.3227 | 646.3028 | 41.9387 | 60.2274 | 0
| LCA | LA Basin | 6 | Monthly System Peak Day | CAISO | 1-in-2 | 2023 | 9 | 542.2833 | 565.6019 | 41.9635 | 63.0639 | 0
| LCA | LA Basin | 6 | Monthly System Peak Day | CAISO | 1-in-2 | 2023 | 10 | 522.3488 | 539.3135 | 41.9311 | 66.3198 | 0
| LCA | LA Basin | 6 | Monthly System Peak Day | CAISO | 1-in-2 | 2023 | 11 | 505.8953 | 521.9171 | 41.9688 | 69.4174 | 0
| LCA | LA Basin | 6 | Monthly System Peak Day | CAISO | 1-in-2 | 2023 | 12 | 476.7487 | 493.4688 | 42.0142 | 72.916 | 0
| LCA | LA Basin | 6 | Monthly System Peak Day | CAISO | 1-in-2 | 2023 | 13 | 399.4266 | 422.489 | 42.028 | 76.2603 | 0
| LCA | LA Basin | 6 | Monthly System Peak Day | CAISO | 1-in-2 | 2023 | 14 | 365.2178 | 385.4832 | 41.9907 | 78.9373 | 0
| LCA | LA Basin | 6 | Monthly System Peak Day | CAISO | 1-in-2 | 2023 | 15 | 303.6582 | 322.8031 | 41.9016 | 81.4125 | 0
| LCA | LA Basin | 6 | Monthly System Peak Day | CAISO | 1-in-2 | 2023 | 16 | 251.604 | 254.9428 | 41.8244 | 82.3024 | 0
| LCA | LA Basin | 6 | Monthly System Peak Day | CAISO | 1-in-2 | 2023 | 17 | 210.6598 | 216.8922 | 42.0464 | 82.1115 | 0
| LCA | LA Basin | 6 | Monthly System Peak Day | CAISO | 1-in-2 | 2023 | 18 | 198.9422 | 213.27 | 42.0867 | 81.298 | 0
| LCA | LA Basin | 6 | Monthly System Peak Day | CAISO | 1-in-2 | 2023 | 19 | 177.0177 | 201.168 | 45.1598 | 79.7169 | 0
| LCA | LA Basin | 6 | Monthly System Peak Day | CAISO | 1-in-2 | 2023 | 20 | 168.0341 | 192.5873 | 42.1409 | 77.0332 | 0
| LCA | LA Basin | 6 | Monthly System Peak Day | CAISO | 1-in-2 | 2023 | 21 | 181.5555 | 198.0454 | 42.4223 | 73.1669 | 0
| LCA | LA Basin | 6 | Monthly System Peak Day | CAISO | 1-in-2 | 2023 | 22 | 362.8363 | 404.9335 | 42.0213 | 69.0088 | 0
| LCA | LA Basin | 6 | Monthly System Peak Day | CAISO | 1-in-2 | 2023 | 23 | 388.7542 | 429.8687 | 41.9638 | 66.5846 | 0
| LCA | LA Basin | 6 | Monthly System Peak Day | CAISO | 1-in-2 | 2023 | 24 | 412.8499 | 460.8292 | 41.9377 | 65.2678 | 0
| LCA | LA Basin | 7 | Average Weekday | CAISO | 1-in-2 | 2023 | 1 | 338.3457 | 369.2881 | 45.0276 | 67.4897 | 0
| LCA | LA Basin | 7 | Average Weekday | CAISO | 1-in-2 | 2023 | 2 | 323.966 | 344.0096 | 45.0157 | 66.8502 | 0
| LCA | LA Basin | 7 | Average Weekday | CAISO | 1-in-2 | 2023 | 3 | 398.9635 | 425.061 | 45.0135 | 66.2542 | 0
| LCA | LA Basin | 7 | Average Weekday | CAISO | 1-in-2 | 2023 | 4 | 395.1405 | 419.8658 | 45.0103 | 65.7211 | 0
| LCA | LA Basin | 7 | Average Weekday | CAISO | 1-in-2 | 2023 | 5 | 415.5666 | 457.079 | 45.01 | 65.2896 | 0
| LCA | LA Basin | 7 | Average Weekday | CAISO | 1-in-2 | 2023 | 6 | 504.4749 | 556.458 | 45.0073 | 64.8804 | 0
| LCA | LA Basin | 7 | Average Weekday | CAISO | 1-in-2 | 2023 | 7 | 539.9944 | 568.6526 | 45.0177 | 64.6142 | 0
| LCA | LA Basin | 7 | Average Weekday | CAISO | 1-in-2 | 2023 | 8 | 585.2734 | 620.8654 | 45.0608 | 65.1033 | 0
| LCA | LA Basin | 7 | Average Weekday | CAISO | 1-in-2 | 2023 | 9 | 506.8023 | 529.0666 | 45.1041 | 67.0374 | 0
| LCA | LA Basin | 7 | Average Weekday | CAISO | 1-in-2 | 2023 | 10 | 489.7778 | 505.4556 | 45.0873 | 69.579 | 0
| LCA | LA Basin | 7 | Average Weekday | CAISO | 1-in-2 | 2023 | 11 | 479.2539 | 494.003 | 45.1389 | 72.46 | 0
| LCA | LA Basin | 7 | Average Weekday | CAISO | 1-in-2 | 2023 | 12 | 453.5262 | 470.8696 | 45.1908 | 75.4411 | 0
| LCA | LA Basin | 7 | Average Weekday | CAISO | 1-in-2 | 2023 | 13 | 374.9072 | 395.9456 | 45.2149 | 77.8506 | 0
| LCA | LA Basin | 7 | Average Weekday | CAISO | 1-in-2 | 2023 | 14 | 346.0697 | 365.058 | 45.1695 | 79.6815 | 0
| LCA | LA Basin | 7 | Average Weekday | CAISO | 1-in-2 | 2023 | 15 | 292.9805 | 311.577 | 45.0865 | 81.0249 | 0
| LCA | LA Basin | 7 | Average Weekday | CAISO | 1-in-2 | 2023 | 16 | 235.4787 | 236.3981 | 45.0227 | 81.5726 | 0
| LCA | LA Basin | 7 | Average Weekday | CAISO | 1-in-2 | 2023 | 17 | 197.8133 | 203.2897 | 45.3001 | 81.7008 | 0
| LCA | LA Basin | 7 | Average Weekday | CAISO | 1-in-2 | 2023 | 18 | 195.7573 | 207.3891 | 45.3474 | 80.9215 | 0
| LCA | LA Basin | 7 | Average Weekday | CAISO | 1-in-2 | 2023 | 19 | 174.7342 | 196.5995 | 46.2979 | 79.352 | 0
| LCA | LA Basin | 7 | Average Weekday | CAISO | 1-in-2 | 2023 | 20 | 174.3516 | 193.4626 | 44.984 | 77.194 | 0
| LCA | LA Basin | 7 | Average Weekday | CAISO | 1-in-2 | 2023 | 21 | 190.7904 | 202.6068 | 45.5045 | 74.2188 | 0
| LCA | LA Basin | 7 | Average Weekday | CAISO | 1-in-2 | 2023 | 22 | 372.3904 | 416.5907 | 45.0259 | 71.1576 | 0
| LCA | LA Basin | 7 | Average Weekday | CAISO | 1-in-2 | 2023 | 23 | 389.1008 | 425.6504 | 45.0266 | 69.3294 | 0
| LCA | LA Basin | 7 | Average Weekday | CAISO | 1-in-2 | 2023 | 24 | 409.8875 | 454.8326 | 45.0411 | 68.2409 | 0
| LCA | LA Basin | 7 | Monthly System Peak Day | CAISO | 1-in-2 | 2023 | 1 | 338.3457 | 332.8516 | 45.0311 | 72.3923 | 0
| LCA | LA Basin | 7 | Monthly System Peak Day | CAISO | 1-in-2 | 2023 | 2 | 323.966 | 304.1181 | 45.0059 | 71.4661 | 0
| LCA | LA Basin | 7 | Monthly System Peak Day | CAISO | 1-in-2 | 2023 | 3 | 398.9635 | 359.8767 | 45.003 | 70.727 | 0
| LCA | LA Basin | 7 | Monthly System Peak Day | CAISO | 1-in-2 | 2023 | 4 | 395.1405 | 370.1217 | 44.9988 | 70.1441 | 0
| LCA | LA Basin | 7 | Monthly System Peak Day | CAISO | 1-in-2 | 2023 | 5 | 415.5666 | 403.7238 | 45.0111 | 69.4841 | 0
| LCA | LA Basin | 7 | Monthly System Peak Day | CAISO | 1-in-2 | 2023 | 6 | 504.4749 | 487.5721 | 45.0333 | 68.9901 | 0
| LCA | LA Basin | 7 | Monthly System Peak Day | CAISO | 1-in-2 | 2023 | 7 | 539.9944 | 492.4301 | 45.0994 | 68.5434 | 0
| LCA | LA Basin | 7 | Monthly System Peak Day | CAISO | 1-in-2 | 2023 | 8 | 585.2734 | 540.3185 | 45.0685 | 68.8225 | 0
| LCA | LA Basin | 7 | Monthly System Peak Day | CAISO | 1-in-2 | 2023 | 9 | 506.8023 | 481.7978 | 45.0771 | 71.5288 | 0
| LCA | LA Basin | 7 | Monthly System Peak Day | CAISO | 1-in-2 | 2023 | 10 | 489.7778 | 450.9572 | 45.051 | 75.4105 | 0
| LCA | LA Basin | 7 | Monthly System Peak Day | CAISO | 1-in-2 | 2023 | 11 | 479.2539 | 439.6431 | 45.0741 | 79.7242 | 0
| LCA | LA Basin | 7 | Monthly System Peak Day | CAISO | 1-in-2 | 2023 | 12 | 453.5262 | 421.7062 | 45.0987 | 83.5382 | 0
| LCA | LA Basin | 7 | Monthly System Peak Day | CAISO | 1-in-2 | 2023 | 13 | 374.9072 | 359.2861 | 45.1188 | 86.161 | 0
| LCA | LA Basin | 7 | Monthly System Peak Day | CAISO | 1-in-2 | 2023 | 14 | 346.0697 | 330.5566 | 45.1032 | 87.9725 | 0
| LCA | LA Basin | 7 | Monthly System Peak Day | CAISO | 1-in-2 | 2023 | 15 | 292.9805 | 281.7582 | 45.1068 | 89.1593 | 0
| LCA | LA Basin | 7 | Monthly System Peak Day | CAISO | 1-in-2 | 2023 | 16 | 235.4787 | 207.4082 | 45.0911 | 89.3895 | 0
| LCA | LA Basin | 7 | Monthly System Peak Day | CAISO | 1-in-2 | 2023 | 17 | 197.8133 | 211.0399 | 44.755 | 89.3155 | 0
| LCA | LA Basin | 7 | Monthly System Peak Day | CAISO | 1-in-2 | 2023 | 18 | 195.7573 | 218.1015 | 44.8684 | 87.8312 | 0
| LCA | LA Basin | 7 | Monthly System Peak Day | CAISO | 1-in-2 | 2023 | 19 | 174.7342 | 169.6088 | 44.557 | 86.2755 | 0
| LCA | LA Basin | 7 | Monthly System Peak Day | CAISO | 1-in-2 | 2023 | 20 | 174.3516 | 209.3757 | 44.3311 | 83.8545 | 0
| LCA | LA Basin | 7 | Monthly System Peak Day | CAISO | 1-in-2 | 2023 | 21 | 190.7904 | 179.8095 | 45.5481 | 81.2763 | 0
| LCA | LA Basin | 7 | Monthly System Peak Day | CAISO | 1-in-2 | 2023 | 22 | 372.3904 | 363.4647 | 45.1695 | 78.9425 | 0
| LCA | LA Basin | 7 | Monthly System Peak Day | CAISO | 1-in-2 | 2023 | 23 | 389.1008 | 356.2359 | 45.0651 | 77.059 | 0
| LCA | LA Basin | 7 | Monthly System Peak Day | CAISO | 1-in-2 | 2023 | 24 | 409.8875 | 391.7619 | 45.0513 | 75.6018 | 0
| LCA | LA Basin | 8 | Average Weekday | CAISO | 1-in-2 | 2023 | 1 | 364.1627 | 399.4998 | 42.0785 | 68.2554 | 0
| LCA | LA Basin | 8 | Average Weekday | CAISO | 1-in-2 | 2023 | 2 | 334.5841 | 357.2686 | 42.0681 | 67.4163 | 0
| LCA | LA Basin | 8 | Average Weekday | CAISO | 1-in-2 | 2023 | 3 | 406.9473 | 432.6704 | 42.0657 | 66.654 | 0
| LCA | LA Basin | 8 | Average Weekday | CAISO | 1-in-2 | 2023 | 4 | 413.1009 | 436.405 | 42.0617 | 65.9294 | 0
| LCA | LA Basin | 8 | Average Weekday | CAISO | 1-in-2 | 2023 | 5 | 424.9893 | 466.4138 | 42.0606 | 65.3341 | 0
| LCA | LA Basin | 8 | Average Weekday | CAISO | 1-in-2 | 2023 | 6 | 521.5277 | 577.6182 | 42.0554 | 64.8453 | 0
| LCA | LA Basin | 8 | Average Weekday | CAISO | 1-in-2 | 2023 | 7 | 566.0892 | 600.4617 | 42.0706 | 64.5312 | 0
| LCA | LA Basin | 8 | Average Weekday | CAISO | 1-in-2 | 2023 | 8 | 601.9816 | 641.2774 | 42.1099 | 64.5877 | 0
| LCA | LA Basin | 8 | Average Weekday | CAISO | 1-in-2 | 2023 | 9 | 519.4066 | 543.0029 | 42.1534 | 66.6014 | 0
| LCA | LA Basin | 8 | Average Weekday | CAISO | 1-in-2 | 2023 | 10 | 505.183 | 521.848 | 42.1467 | 69.6444 | 0
| LCA | LA Basin | 8 | Average Weekday | CAISO | 1-in-2 | 2023 | 11 | 486.9503 | 502.8551 | 42.1915 | 73.2703 | 0
| LCA | LA Basin | 8 | Average Weekday | CAISO | 1-in-2 | 2023 | 12 | 457.0847 | 475.7296 | 42.2319 | 76.9059 | 0
| LCA | LA Basin | 8 | Average Weekday | CAISO | 1-in-2 | 2023 | 13 | 387.9936 | 411.6406 | 42.2531 | 79.7256 | 0
| LCA | LA Basin | 8 | Average Weekday | CAISO | 1-in-2 | 2023 | 14 | 356.4026 | 377.069 | 42.2124 | 81.9072 | 0
| LCA | LA Basin | 8 | Average Weekday | CAISO | 1-in-2 | 2023 | 15 | 302.4888 | 322.1933 | 42.1404 | 83.2536 | 0
| LCA | LA Basin | 8 | Average Weekday | CAISO | 1-in-2 | 2023 | 16 | 243.7224 | 248.5317 | 42.0867 | 83.7499 | 0
| LCA | LA Basin | 8 | Average Weekday | CAISO | 1-in-2 | 2023 | 17 | 209.3393 | 212.8766 | 42.3674 | 83.827 | 0
| LCA | LA Basin | 8 | Average Weekday | CAISO | 1-in-2 | 2023 | 18 | 194.2987 | 207.3514 | 42.4448 | 83.0046 | 0
| LCA | LA Basin | 8 | Average Weekday | CAISO | 1-in-2 | 2023 | 19 | 174.4279 | 199.5234 | 43.642 | 81.3775 | 0
| LCA | LA Basin | 8 | Average Weekday | CAISO | 1-in-2 | 2023 | 20 | 175.9495 | 200.2956 | 42.2906 | 78.8161 | 0
| LCA | LA Basin | 8 | Average Weekday | CAISO | 1-in-2 | 2023 | 21 | 202.2788 | 218.1443 | 42.6916 | 75.0839 | 0
| LCA | LA Basin | 8 | Average Weekday | CAISO | 1-in-2 | 2023 | 22 | 390.1662 | 430.6653 | 42.0552 | 72.1328 | 0
| LCA | LA Basin | 8 | Average Weekday | CAISO | 1-in-2 | 2023 | 23 | 411.1961 | 453.9559 | 42.06 | 70.4088 | 0
| LCA | LA Basin | 8 | Average Weekday | CAISO | 1-in-2 | 2023 | 24 | 435.9707 | 485.2101 | 42.0858 | 69.281 | 0
| LCA | LA Basin | 8 | Monthly System Peak Day | CAISO | 1-in-2 | 2023 | 1 | 364.1627 | 358.6402 | 35.6363 | 77.2137 | 0
| LCA | LA Basin | 8 | Monthly System Peak Day | CAISO | 1-in-2 | 2023 | 2 | 334.5841 | 316.6464 | 35.6116 | 76.4202 | 0
| LCA | LA Basin | 8 | Monthly System Peak Day | CAISO | 1-in-2 | 2023 | 3 | 406.9473 | 373.4038 | 35.6092 | 75.8773 | 0
| LCA | LA Basin | 8 | Monthly System Peak Day | CAISO | 1-in-2 | 2023 | 4 | 413.1009 | 388.2497 | 35.6057 | 75.1137 | 0
| LCA | LA Basin | 8 | Monthly System Peak Day | CAISO | 1-in-2 | 2023 | 5 | 424.9893 | 415.8385 | 35.6179 | 74.5873 | 0
| LCA | LA Basin | 8 | Monthly System Peak Day | CAISO | 1-in-2 | 2023 | 6 | 521.5277 | 501.827 | 35.6411 | 74.0996 | 0
| LCA | LA Basin | 8 | Monthly System Peak Day | CAISO | 1-in-2 | 2023 | 7 | 566.0892 | 518.5708 | 35.7014 | 73.5948 | 0
| LCA | LA Basin | 8 | Monthly System Peak Day | CAISO | 1-in-2 | 2023 | 8 | 601.9816 | 554.9452 | 35.6718 | 73.8053 | 0
| LCA | LA Basin | 8 | Monthly System Peak Day | CAISO | 1-in-2 | 2023 | 9 | 519.4066 | 496.4444 | 35.6781 | 75.7242 | 0
| LCA | LA Basin | 8 | Monthly System Peak Day | CAISO | 1-in-2 | 2023 | 10 | 505.183 | 468.3181 | 35.6456 | 79.3332 | 0
| LCA | LA Basin | 8 | Monthly System Peak Day | CAISO | 1-in-2 | 2023 | 11 | 486.9503 | 445.9959 | 35.6702 | 83.3663 | 0
| LCA | LA Basin | 8 | Monthly System Peak Day | CAISO | 1-in-2 | 2023 | 12 | 457.0847 | 423.698 | 35.7015 | 87.2567 | 0
| LCA | LA Basin | 8 | Monthly System Peak Day | CAISO | 1-in-2 | 2023 | 13 | 387.9936 | 373.6382 | 35.723 | 89.7633 | 0
| LCA | LA Basin | 8 | Monthly System Peak Day | CAISO | 1-in-2 | 2023 | 14 | 356.4026 | 342.8809 | 35.7084 | 91.235 | 0
| LCA | LA Basin | 8 | Monthly System Peak Day | CAISO | 1-in-2 | 2023 | 15 | 302.4888 | 293.2135 | 35.7101 | 91.6292 | 0
| LCA | LA Basin | 8 | Monthly System Peak Day | CAISO | 1-in-2 | 2023 | 16 | 243.7224 | 220.5575 | 35.6847 | 91.3367 | 0
| LCA | LA Basin | 8 | Monthly System Peak Day | CAISO | 1-in-2 | 2023 | 17 | 209.3393 | 220.2542 | 35.3507 | 90.6275 | 0
| LCA | LA Basin | 8 | Monthly System Peak Day | CAISO | 1-in-2 | 2023 | 18 | 194.2987 | 218.6246 | 35.454 | 88.2225 | 0
| LCA | LA Basin | 8 | Monthly System Peak Day | CAISO | 1-in-2 | 2023 | 19 | 174.4279 | 171.8674 | 35.2105 | 86.1833 | 0
| LCA | LA Basin | 8 | Monthly System Peak Day | CAISO | 1-in-2 | 2023 | 20 | 175.9495 | 171.797 | 35.0773 | 84.5642 | 0
| LCA | LA Basin | 8 | Monthly System Peak Day | CAISO | 1-in-2 | 2023 | 21 | 202.2788 | 184.0104 | 36.3124 | 81.8882 | 0
| LCA | LA Basin | 8 | Monthly System Peak Day | CAISO | 1-in-2 | 2023 | 22 | 390.1662 | 369.1327 | 35.8172 | 80.0593 | 0
| LCA | LA Basin | 8 | Monthly System Peak Day | CAISO | 1-in-2 | 2023 | 23 | 411.1961 | 386.1111 | 35.687 | 78.9568 | 0
| LCA | LA Basin | 8 | Monthly System Peak Day | CAISO | 1-in-2 | 2023 | 24 | 435.9707 | 422.2475 | 35.6603 | 77.9413 | 0
| LCA | LA Basin | 8 | Typical Event Day | CAISO | 1-in-2 | 2023 | 1 | 364.1627 | 358.6402 | 35.6363 | 72.9846 | 0
| LCA | LA Basin | 8 | Typical Event Day | CAISO | 1-in-2 | 2023 | 2 | 334.5841 | 316.6464 | 35.6116 | 72.0751 | 0
| LCA | LA Basin | 8 | Typical Event Day | CAISO | 1-in-2 | 2023 | 3 | 406.9473 | 373.4038 | 35.6092 | 71.3445 | 0
| LCA | LA Basin | 8 | Typical Event Day | CAISO | 1-in-2 | 2023 | 4 | 413.1009 | 388.2497 | 35.6057 | 70.5168 | 0
| LCA | LA Basin | 8 | Typical Event Day | CAISO | 1-in-2 | 2023 | 5 | 424.9893 | 415.8385 | 35.6179 | 69.8446 | 0
| LCA | LA Basin | 8 | Typical Event Day | CAISO | 1-in-2 | 2023 | 6 | 521.5277 | 501.827 | 35.6411 | 69.1692 | 0
| LCA | LA Basin | 8 | Typical Event Day | CAISO | 1-in-2 | 2023 | 7 | 566.0892 | 518.5708 | 35.7014 | 68.8328 | 0
| LCA | LA Basin | 8 | Typical Event Day | CAISO | 1-in-2 | 2023 | 8 | 601.9816 | 554.9452 | 35.6718 | 69.2075 | 0
| LCA | LA Basin | 8 | Typical Event Day | CAISO | 1-in-2 | 2023 | 9 | 519.4066 | 496.4444 | 35.6781 | 71.4535 | 0
| LCA | LA Basin | 8 | Typical Event Day | CAISO | 1-in-2 | 2023 | 10 | 505.183 | 468.3181 | 35.6456 | 75.2656 | 0
| LCA | LA Basin | 8 | Typical Event Day | CAISO | 1-in-2 | 2023 | 11 | 486.9503 | 445.9959 | 35.6702 | 79.7058 | 0
| LCA | LA Basin | 8 | Typical Event Day | CAISO | 1-in-2 | 2023 | 12 | 457.0847 | 423.698 | 35.7015 | 83.7088 | 0
| LCA | LA Basin | 8 | Typical Event Day | CAISO | 1-in-2 | 2023 | 13 | 387.9936 | 373.6382 | 35.723 | 86.5154 | 0
| LCA | LA Basin | 8 | Typical Event Day | CAISO | 1-in-2 | 2023 | 14 | 356.4026 | 342.8809 | 35.7084 | 88.4451 | 0
| LCA | LA Basin | 8 | Typical Event Day | CAISO | 1-in-2 | 2023 | 15 | 302.4888 | 293.2135 | 35.7101 | 89.6018 | 0
| LCA | LA Basin | 8 | Typical Event Day | CAISO | 1-in-2 | 2023 | 16 | 243.7224 | 220.5575 | 35.6847 | 89.4756 | 0
| LCA | LA Basin | 8 | Typical Event Day | CAISO | 1-in-2 | 2023 | 17 | 209.3393 | 220.2542 | 35.3507 | 88.9619 | 0
| LCA | LA Basin | 8 | Typical Event Day | CAISO | 1-in-2 | 2023 | 18 | 194.2987 | 218.6246 | 35.454 | 87.4261 | 0
| LCA | LA Basin | 8 | Typical Event Day | CAISO | 1-in-2 | 2023 | 19 | 174.4279 | 171.8674 | 35.2105 | 85.8726 | 0
| LCA | LA Basin | 8 | Typical Event Day | CAISO | 1-in-2 | 2023 | 20 | 175.9495 | 171.797 | 35.0773 | 83.7911 | 0
| LCA | LA Basin | 8 | Typical Event Day | CAISO | 1-in-2 | 2023 | 21 | 202.2788 | 184.0104 | 36.3124 | 80.7741 | 0
| LCA | LA Basin | 8 | Typical Event Day | CAISO | 1-in-2 | 2023 | 22 | 390.1662 | 369.1327 | 35.8172 | 78.1633 | 0
| LCA | LA Basin | 8 | Typical Event Day | CAISO | 1-in-2 | 2023 | 23 | 411.1961 | 386.1111 | 35.687 | 76.2935 | 0
| LCA | LA Basin | 8 | Typical Event Day | CAISO | 1-in-2 | 2023 | 24 | 435.9707 | 422.2475 | 35.6603 | 74.9288 | 0
| LCA | LA Basin | 9 | Average Weekday | CAISO | 1-in-2 | 2023 | 1 | 321.3853 | 346.3203 | 45.2438 | 68.392 | 0
| LCA | LA Basin | 9 | Average Weekday | CAISO | 1-in-2 | 2023 | 2 | 304.9411 | 317.3191 | 45.2348 | 67.6548 | 0
| LCA | LA Basin | 9 | Average Weekday | CAISO | 1-in-2 | 2023 | 3 | 391.9805 | 399.1559 | 45.2326 | 66.9909 | 0
| LCA | LA Basin | 9 | Average Weekday | CAISO | 1-in-2 | 2023 | 4 | 396.0118 | 405.9593 | 45.2314 | 66.4751 | 0
| LCA | LA Basin | 9 | Average Weekday | CAISO | 1-in-2 | 2023 | 5 | 394.1597 | 415.0289 | 45.2295 | 66.0285 | 0
| LCA | LA Basin | 9 | Average Weekday | CAISO | 1-in-2 | 2023 | 6 | 480.0156 | 517.1634 | 45.2252 | 65.5865 | 0
| LCA | LA Basin | 9 | Average Weekday | CAISO | 1-in-2 | 2023 | 7 | 535.9045 | 565.8384 | 45.219 | 65.3231 | 0
| LCA | LA Basin | 9 | Average Weekday | CAISO | 1-in-2 | 2023 | 8 | 559.7269 | 584.0533 | 45.2621 | 65.2274 | 0
| LCA | LA Basin | 9 | Average Weekday | CAISO | 1-in-2 | 2023 | 9 | 482.8213 | 503.0219 | 45.3038 | 66.2252 | 0
| LCA | LA Basin | 9 | Average Weekday | CAISO | 1-in-2 | 2023 | 10 | 475.6752 | 488.1519 | 45.2921 | 68.792 | 0
| LCA | LA Basin | 9 | Average Weekday | CAISO | 1-in-2 | 2023 | 11 | 465.2504 | 476.8228 | 45.3456 | 72.161 | 0
| LCA | LA Basin | 9 | Average Weekday | CAISO | 1-in-2 | 2023 | 12 | 437.9695 | 449.3626 | 45.4005 | 75.6476 | 0
| LCA | LA Basin | 9 | Average Weekday | CAISO | 1-in-2 | 2023 | 13 | 375.0642 | 389.1571 | 45.4244 | 78.5975 | 0
| LCA | LA Basin | 9 | Average Weekday | CAISO | 1-in-2 | 2023 | 14 | 339.1476 | 353.6323 | 45.3817 | 80.6874 | 0
| LCA | LA Basin | 9 | Average Weekday | CAISO | 1-in-2 | 2023 | 15 | 293.2078 | 307.6177 | 45.2948 | 81.8257 | 0
| LCA | LA Basin | 9 | Average Weekday | CAISO | 1-in-2 | 2023 | 16 | 254.4486 | 254.4517 | 45.229 | 82.2173 | 0
| LCA | LA Basin | 9 | Average Weekday | CAISO | 1-in-2 | 2023 | 17 | 203.0685 | 219.14 | 45.3925 | 81.9109 | 0
| LCA | LA Basin | 9 | Average Weekday | CAISO | 1-in-2 | 2023 | 18 | 198.6686 | 218.5239 | 45.3098 | 80.7882 | 0
| LCA | LA Basin | 9 | Average Weekday | CAISO | 1-in-2 | 2023 | 19 | 200.9927 | 208.4595 | 46.7995 | 78.8985 | 0
| LCA | LA Basin | 9 | Average Weekday | CAISO | 1-in-2 | 2023 | 20 | 201.9046 | 212.0067 | 45.0301 | 75.9924 | 0
| LCA | LA Basin | 9 | Average Weekday | CAISO | 1-in-2 | 2023 | 21 | 220.5374 | 229.4328 | 45.2359 | 73.0408 | 0
| LCA | LA Basin | 9 | Average Weekday | CAISO | 1-in-2 | 2023 | 22 | 384.1948 | 412.8122 | 45.2041 | 71.3408 | 0
| LCA | LA Basin | 9 | Average Weekday | CAISO | 1-in-2 | 2023 | 23 | 383.2333 | 410.0885 | 45.2555 | 70.154 | 0
| LCA | LA Basin | 9 | Average Weekday | CAISO | 1-in-2 | 2023 | 24 | 391.7199 | 429.9883 | 45.2575 | 69.1455 | 0
| LCA | LA Basin | 9 | Monthly System Peak Day | CAISO | 1-in-2 | 2023 | 1 | 321.3853 | 307.6667 | 45.3304 | 78.5841 | 0
| LCA | LA Basin | 9 | Monthly System Peak Day | CAISO | 1-in-2 | 2023 | 2 | 304.9411 | 278.541 | 45.3104 | 77.3143 | 0
| LCA | LA Basin | 9 | Monthly System Peak Day | CAISO | 1-in-2 | 2023 | 3 | 391.9805 | 343.3774 | 45.3081 | 76.2377 | 0
| LCA | LA Basin | 9 | Monthly System Peak Day | CAISO | 1-in-2 | 2023 | 4 | 396.0118 | 355.3016 | 45.3031 | 75.0881 | 0
| LCA | LA Basin | 9 | Monthly System Peak Day | CAISO | 1-in-2 | 2023 | 5 | 394.1597 | 359.5001 | 45.3132 | 74.3599 | 0
| LCA | LA Basin | 9 | Monthly System Peak Day | CAISO | 1-in-2 | 2023 | 6 | 480.0156 | 428.1504 | 45.33 | 73.4937 | 0
| LCA | LA Basin | 9 | Monthly System Peak Day | CAISO | 1-in-2 | 2023 | 7 | 535.9045 | 469.824 | 45.3986 | 73.6463 | 0
| LCA | LA Basin | 9 | Monthly System Peak Day | CAISO | 1-in-2 | 2023 | 8 | 559.7269 | 481.9215 | 45.3623 | 74.0013 | 0
| LCA | LA Basin | 9 | Monthly System Peak Day | CAISO | 1-in-2 | 2023 | 9 | 482.8213 | 453.3949 | 45.3671 | 75.527 | 0
| LCA | LA Basin | 9 | Monthly System Peak Day | CAISO | 1-in-2 | 2023 | 10 | 475.6752 | 429.9112 | 45.356 | 80.0313 | 0
| LCA | LA Basin | 9 | Monthly System Peak Day | CAISO | 1-in-2 | 2023 | 11 | 465.2504 | 414.3797 | 45.3644 | 86.3685 | 0
| LCA | LA Basin | 9 | Monthly System Peak Day | CAISO | 1-in-2 | 2023 | 12 | 437.9695 | 395.8174 | 45.3684 | 91.1862 | 0
| LCA | LA Basin | 9 | Monthly System Peak Day | CAISO | 1-in-2 | 2023 | 13 | 375.0642 | 345.012 | 45.3806 | 93.956 | 0
| LCA | LA Basin | 9 | Monthly System Peak Day | CAISO | 1-in-2 | 2023 | 14 | 339.1476 | 315.1233 | 45.3738 | 95.7283 | 0
| LCA | LA Basin | 9 | Monthly System Peak Day | CAISO | 1-in-2 | 2023 | 15 | 293.2078 | 274.8201 | 45.3974 | 96.2892 | 0
| LCA | LA Basin | 9 | Monthly System Peak Day | CAISO | 1-in-2 | 2023 | 16 | 254.4486 | 220.5942 | 45.403 | 94.9773 | 0
| LCA | LA Basin | 9 | Monthly System Peak Day | CAISO | 1-in-2 | 2023 | 17 | 203.0685 | 220.8711 | 45.1494 | 93.9168 | 0
| LCA | LA Basin | 9 | Monthly System Peak Day | CAISO | 1-in-2 | 2023 | 18 | 198.6686 | 223.0118 | 45.1599 | 92.4795 | 0
| LCA | LA Basin | 9 | Monthly System Peak Day | CAISO | 1-in-2 | 2023 | 19 | 200.9927 | 163.6508 | 45.7305 | 91.4275 | 0
| LCA | LA Basin | 9 | Monthly System Peak Day | CAISO | 1-in-2 | 2023 | 20 | 201.9046 | 158.3619 | 44.2974 | 89.804 | 0
| LCA | LA Basin | 9 | Monthly System Peak Day | CAISO | 1-in-2 | 2023 | 21 | 220.5374 | 186.9684 | 45.3229 | 86.8403 | 0
| LCA | LA Basin | 9 | Monthly System Peak Day | CAISO | 1-in-2 | 2023 | 22 | 384.1948 | 341.5073 | 45.4588 | 84.7213 | 0
| LCA | LA Basin | 9 | Monthly System Peak Day | CAISO | 1-in-2 | 2023 | 23 | 383.2333 | 334.4076 | 45.333 | 82.6683 | 0
| LCA | LA Basin | 9 | Monthly System Peak Day | CAISO | 1-in-2 | 2023 | 24 | 391.7199 | 362.2689 | 45.339 | 81.0055 | 0
| LCA | LA Basin | 10 | Average Weekday | CAISO | 1-in-2 | 2023 | 1 | 350.1167 | 364.6366 | 42.1361 | 63.6657 | 0
| LCA | LA Basin | 10 | Average Weekday | CAISO | 1-in-2 | 2023 | 2 | 307.9423 | 313.9937 | 42.0252 | 62.8264 | 0
| LCA | LA Basin | 10 | Average Weekday | CAISO | 1-in-2 | 2023 | 3 | 385.7173 | 394.5374 | 42.0095 | 61.926 | 0
| LCA | LA Basin | 10 | Average Weekday | CAISO | 1-in-2 | 2023 | 4 | 380.8538 | 392.0797 | 41.9725 | 61.2694 | 0
| LCA | LA Basin | 10 | Average Weekday | CAISO | 1-in-2 | 2023 | 5 | 437.3439 | 453.7355 | 41.9811 | 60.6269 | 0
| LCA | LA Basin | 10 | Average Weekday | CAISO | 1-in-2 | 2023 | 6 | 547.687 | 571.7917 | 41.9488 | 60.2107 | 0
| LCA | LA Basin | 10 | Average Weekday | CAISO | 1-in-2 | 2023 | 7 | 587.9212 | 608.8738 | 41.9708 | 59.877 | 0
| LCA | LA Basin | 10 | Average Weekday | CAISO | 1-in-2 | 2023 | 8 | 642.0484 | 674.819 | 42.2613 | 59.7362 | 0
| LCA | LA Basin | 10 | Average Weekday | CAISO | 1-in-2 | 2023 | 9 | 557.514 | 598.4504 | 42.5422 | 60.1716 | 0
| LCA | LA Basin | 10 | Average Weekday | CAISO | 1-in-2 | 2023 | 10 | 537.3997 | 563.4612 | 42.285 | 62.5299 | 0
| LCA | LA Basin | 10 | Average Weekday | CAISO | 1-in-2 | 2023 | 11 | 534.7109 | 555.1019 | 42.4237 | 65.747 | 0
| LCA | LA Basin | 10 | Average Weekday | CAISO | 1-in-2 | 2023 | 12 | 494.621 | 508.3884 | 42.5776 | 69.117 | 0
| LCA | LA Basin | 10 | Average Weekday | CAISO | 1-in-2 | 2023 | 13 | 401.4756 | 412.0188 | 42.678 | 72.001 | 0
| LCA | LA Basin | 10 | Average Weekday | CAISO | 1-in-2 | 2023 | 14 | 348.6498 | 356.1284 | 42.5571 | 74.0809 | 0
| LCA | LA Basin | 10 | Average Weekday | CAISO | 1-in-2 | 2023 | 15 | 296.3087 | 303.4414 | 42.3269 | 75.4555 | 0
| LCA | LA Basin | 10 | Average Weekday | CAISO | 1-in-2 | 2023 | 16 | 238.0171 | 240.8403 | 42.0258 | 76.2355 | 0
| LCA | LA Basin | 10 | Average Weekday | CAISO | 1-in-2 | 2023 | 17 | 200.7402 | 211.3708 | 41.7414 | 76.0171 | 0
| LCA | LA Basin | 10 | Average Weekday | CAISO | 1-in-2 | 2023 | 18 | 205.8174 | 213.3058 | 41.7731 | 74.9404 | 0
| LCA | LA Basin | 10 | Average Weekday | CAISO | 1-in-2 | 2023 | 19 | 184.1192 | 188.7251 | 42.3423 | 73.0036 | 0
| LCA | LA Basin | 10 | Average Weekday | CAISO | 1-in-2 | 2023 | 20 | 193.123 | 198.1551 | 41.6893 | 70.1814 | 0
| LCA | LA Basin | 10 | Average Weekday | CAISO | 1-in-2 | 2023 | 21 | 204.2596 | 208.6622 | 41.7863 | 68.1425 | 0
| LCA | LA Basin | 10 | Average Weekday | CAISO | 1-in-2 | 2023 | 22 | 409.7958 | 437.1978 | 42.0352 | 66.6795 | 0
| LCA | LA Basin | 10 | Average Weekday | CAISO | 1-in-2 | 2023 | 23 | 388.0557 | 416.3462 | 42.1334 | 65.4921 | 0
| LCA | LA Basin | 10 | Average Weekday | CAISO | 1-in-2 | 2023 | 24 | 402.8463 | 438.4078 | 42.2487 | 64.4452 | 0
| LCA | LA Basin | 10 | Monthly System Peak Day | CAISO | 1-in-2 | 2023 | 1 | 350.1167 | 381.51 | 41.6756 | 73.5167 | 0
| LCA | LA Basin | 10 | Monthly System Peak Day | CAISO | 1-in-2 | 2023 | 2 | 307.9423 | 322.8909 | 41.7303 | 72.2975 | 0
| LCA | LA Basin | 10 | Monthly System Peak Day | CAISO | 1-in-2 | 2023 | 3 | 385.7173 | 404.2636 | 41.7386 | 71.2598 | 0
| LCA | LA Basin | 10 | Monthly System Peak Day | CAISO | 1-in-2 | 2023 | 4 | 380.8538 | 399.2215 | 41.7657 | 69.8762 | 0
| LCA | LA Basin | 10 | Monthly System Peak Day | CAISO | 1-in-2 | 2023 | 5 | 437.3439 | 464.9989 | 41.7641 | 68.9285 | 0
| LCA | LA Basin | 10 | Monthly System Peak Day | CAISO | 1-in-2 | 2023 | 6 | 547.687 | 574.8392 | 41.8016 | 68.0681 | 0
| LCA | LA Basin | 10 | Monthly System Peak Day | CAISO | 1-in-2 | 2023 | 7 | 587.9212 | 607.1755 | 41.8158 | 67.4318 | 0
| LCA | LA Basin | 10 | Monthly System Peak Day | CAISO | 1-in-2 | 2023 | 8 | 642.0484 | 689.6245 | 41.6507 | 67.0446 | 0
| LCA | LA Basin | 10 | Monthly System Peak Day | CAISO | 1-in-2 | 2023 | 9 | 557.514 | 608.1805 | 41.5793 | 67.9249 | 0
| LCA | LA Basin | 10 | Monthly System Peak Day | CAISO | 1-in-2 | 2023 | 10 | 537.3997 | 570.3948 | 41.6497 | 71.4273 | 0
| LCA | LA Basin | 10 | Monthly System Peak Day | CAISO | 1-in-2 | 2023 | 11 | 534.7109 | 565.7584 | 41.6782 | 75.9984 | 0
| LCA | LA Basin | 10 | Monthly System Peak Day | CAISO | 1-in-2 | 2023 | 12 | 494.621 | 522.2839 | 41.748 | 80.7339 | 0
| LCA | LA Basin | 10 | Monthly System Peak Day | CAISO | 1-in-2 | 2023 | 13 | 401.4756 | 419.7074 | 41.8157 | 84.2979 | 0
| LCA | LA Basin | 10 | Monthly System Peak Day | CAISO | 1-in-2 | 2023 | 14 | 348.6498 | 359.4504 | 41.7484 | 86.5067 | 0
| LCA | LA Basin | 10 | Monthly System Peak Day | CAISO | 1-in-2 | 2023 | 15 | 296.3087 | 304.7342 | 41.6745 | 86.8832 | 0
| LCA | LA Basin | 10 | Monthly System Peak Day | CAISO | 1-in-2 | 2023 | 16 | 238.0171 | 238.5315 | 41.7447 | 86.713 | 0
| LCA | LA Basin | 10 | Monthly System Peak Day | CAISO | 1-in-2 | 2023 | 17 | 200.7402 | 211.9345 | 41.7066 | 85.8496 | 0
| LCA | LA Basin | 10 | Monthly System Peak Day | CAISO | 1-in-2 | 2023 | 18 | 205.8174 | 214.2071 | 41.6925 | 84.863 | 0
| LCA | LA Basin | 10 | Monthly System Peak Day | CAISO | 1-in-2 | 2023 | 19 | 184.1192 | 188.6646 | 42.501 | 82.9989 | 0
| LCA | LA Basin | 10 | Monthly System Peak Day | CAISO | 1-in-2 | 2023 | 20 | 193.123 | 197.0547 | 41.689 | 80.1599 | 0
| LCA | LA Basin | 10 | Monthly System Peak Day | CAISO | 1-in-2 | 2023 | 21 | 204.2596 | 208.9857 | 41.8455 | 77.4753 | 0
| LCA | LA Basin | 10 | Monthly System Peak Day | CAISO | 1-in-2 | 2023 | 22 | 409.7958 | 437.9883 | 41.79 | 75.5544 | 0
| LCA | LA Basin | 10 | Monthly System Peak Day | CAISO | 1-in-2 | 2023 | 23 | 388.0557 | 422.2043 | 41.7126 | 73.9662 | 0
| LCA | LA Basin | 10 | Monthly System Peak Day | CAISO | 1-in-2 | 2023 | 24 | 402.8463 | 463.1375 | 41.6361 | 72.6622 | 0
| LCA | LA Basin | 11 | Average Weekday | CAISO | 1-in-2 | 2023 | 1 | 322.5297 | 330.8397 | 42.017 | 56.8805 | 0
| LCA | LA Basin | 11 | Average Weekday | CAISO | 1-in-2 | 2023 | 2 | 289.6325 | 295.5318 | 41.9978 | 56.0363 | 0
| LCA | LA Basin | 11 | Average Weekday | CAISO | 1-in-2 | 2023 | 3 | 367.7877 | 378.8047 | 41.9708 | 55.343 | 0
| LCA | LA Basin | 11 | Average Weekday | CAISO | 1-in-2 | 2023 | 4 | 364.4417 | 379.3286 | 41.9748 | 54.6941 | 0
| LCA | LA Basin | 11 | Average Weekday | CAISO | 1-in-2 | 2023 | 5 | 407.5114 | 439.0911 | 41.9533 | 54.1145 | 0
| LCA | LA Basin | 11 | Average Weekday | CAISO | 1-in-2 | 2023 | 6 | 526.7069 | 572.0685 | 41.9677 | 53.6201 | 0
| LCA | LA Basin | 11 | Average Weekday | CAISO | 1-in-2 | 2023 | 7 | 571.0161 | 592.7246 | 42.1729 | 53.4026 | 0
| LCA | LA Basin | 11 | Average Weekday | CAISO | 1-in-2 | 2023 | 8 | 613.6793 | 631.7923 | 42.3616 | 53.284 | 0
| LCA | LA Basin | 11 | Average Weekday | CAISO | 1-in-2 | 2023 | 9 | 533.1741 | 563.8447 | 42.202 | 54.6665 | 0
| LCA | LA Basin | 11 | Average Weekday | CAISO | 1-in-2 | 2023 | 10 | 513.6047 | 532.8343 | 42.2688 | 57.7215 | 0
| LCA | LA Basin | 11 | Average Weekday | CAISO | 1-in-2 | 2023 | 11 | 501.5797 | 515.6875 | 42.374 | 61.4769 | 0
| LCA | LA Basin | 11 | Average Weekday | CAISO | 1-in-2 | 2023 | 12 | 469.5909 | 478.627 | 42.4488 | 64.8714 | 0
| LCA | LA Basin | 11 | Average Weekday | CAISO | 1-in-2 | 2023 | 13 | 388.1458 | 399.7248 | 42.3933 | 67.4264 | 0
| LCA | LA Basin | 11 | Average Weekday | CAISO | 1-in-2 | 2023 | 14 | 346.7832 | 355.8718 | 42.2548 | 68.9577 | 0
| LCA | LA Basin | 11 | Average Weekday | CAISO | 1-in-2 | 2023 | 15 | 284.4713 | 293.0997 | 42.041 | 69.6822 | 0
| LCA | LA Basin | 11 | Average Weekday | CAISO | 1-in-2 | 2023 | 16 | 233.3808 | 235.4778 | 42.0336 | 69.6861 | 0
| LCA | LA Basin | 11 | Average Weekday | CAISO | 1-in-2 | 2023 | 17 | 188.8047 | 197.8915 | 41.7662 | 68.7066 | 0
| LCA | LA Basin | 11 | Average Weekday | CAISO | 1-in-2 | 2023 | 18 | 186.4417 | 194.306 | 41.8378 | 66.506 | 0
| LCA | LA Basin | 11 | Average Weekday | CAISO | 1-in-2 | 2023 | 19 | 170.7052 | 176.595 | 41.69 | 64.1103 | 0
| LCA | LA Basin | 11 | Average Weekday | CAISO | 1-in-2 | 2023 | 20 | 177.9362 | 262.2184 | 50.6037 | 62.318 | 0
| LCA | LA Basin | 11 | Average Weekday | CAISO | 1-in-2 | 2023 | 21 | 181.5228 | 186.7166 | 41.8281 | 60.9271 | 0
| LCA | LA Basin | 11 | Average Weekday | CAISO | 1-in-2 | 2023 | 22 | 379.1834 | 403.5815 | 42.0931 | 59.6737 | 0
| LCA | LA Basin | 11 | Average Weekday | CAISO | 1-in-2 | 2023 | 23 | 357.8024 | 377.76 | 42.168 | 58.6119 | 0
| LCA | LA Basin | 11 | Average Weekday | CAISO | 1-in-2 | 2023 | 24 | 371.3419 | 388.9584 | 42.0986 | 57.7087 | 0
| LCA | LA Basin | 11 | Monthly System Peak Day | CAISO | 1-in-2 | 2023 | 1 | 322.5297 | 330.8397 | 42.017 | 58.8842 | 0
| LCA | LA Basin | 11 | Monthly System Peak Day | CAISO | 1-in-2 | 2023 | 2 | 289.6325 | 295.5318 | 41.9978 | 57.589 | 0
| LCA | LA Basin | 11 | Monthly System Peak Day | CAISO | 1-in-2 | 2023 | 3 | 367.7877 | 378.8047 | 41.9708 | 56.5739 | 0
| LCA | LA Basin | 11 | Monthly System Peak Day | CAISO | 1-in-2 | 2023 | 4 | 364.4417 | 379.3286 | 41.9748 | 55.865 | 0
| LCA | LA Basin | 11 | Monthly System Peak Day | CAISO | 1-in-2 | 2023 | 5 | 407.5114 | 439.0911 | 41.9533 | 55.0616 | 0
| LCA | LA Basin | 11 | Monthly System Peak Day | CAISO | 1-in-2 | 2023 | 6 | 526.7069 | 572.0685 | 41.9677 | 54.2175 | 0
| LCA | LA Basin | 11 | Monthly System Peak Day | CAISO | 1-in-2 | 2023 | 7 | 571.0161 | 592.7246 | 42.1729 | 53.99 | 0
| LCA | LA Basin | 11 | Monthly System Peak Day | CAISO | 1-in-2 | 2023 | 8 | 613.6793 | 631.7923 | 42.3616 | 53.5382 | 0
| LCA | LA Basin | 11 | Monthly System Peak Day | CAISO | 1-in-2 | 2023 | 9 | 533.1741 | 563.8447 | 42.202 | 56.6938 | 0
| LCA | LA Basin | 11 | Monthly System Peak Day | CAISO | 1-in-2 | 2023 | 10 | 513.6047 | 532.8343 | 42.2688 | 62.4188 | 0
| LCA | LA Basin | 11 | Monthly System Peak Day | CAISO | 1-in-2 | 2023 | 11 | 501.5797 | 515.6875 | 42.374 | 68.6182 | 0
| LCA | LA Basin | 11 | Monthly System Peak Day | CAISO | 1-in-2 | 2023 | 12 | 469.5909 | 478.627 | 42.4488 | 73.5618 | 0
| LCA | LA Basin | 11 | Monthly System Peak Day | CAISO | 1-in-2 | 2023 | 13 | 388.1458 | 399.7248 | 42.3933 | 76.938 | 0
| LCA | LA Basin | 11 | Monthly System Peak Day | CAISO | 1-in-2 | 2023 | 14 | 346.7832 | 355.8718 | 42.2548 | 78.8073 | 0
| LCA | LA Basin | 11 | Monthly System Peak Day | CAISO | 1-in-2 | 2023 | 15 | 284.4713 | 293.0997 | 42.041 | 79.7448 | 0
| LCA | LA Basin | 11 | Monthly System Peak Day | CAISO | 1-in-2 | 2023 | 16 | 233.3808 | 235.4778 | 42.0336 | 79.4456 | 0
| LCA | LA Basin | 11 | Monthly System Peak Day | CAISO | 1-in-2 | 2023 | 17 | 188.8047 | 197.8915 | 41.7662 | 77.95 | 0
| LCA | LA Basin | 11 | Monthly System Peak Day | CAISO | 1-in-2 | 2023 | 18 | 186.4417 | 194.306 | 41.8378 | 74.5457 | 0
| LCA | LA Basin | 11 | Monthly System Peak Day | CAISO | 1-in-2 | 2023 | 19 | 170.7052 | 176.595 | 41.69 | 70.8782 | 0
| LCA | LA Basin | 11 | Monthly System Peak Day | CAISO | 1-in-2 | 2023 | 20 | 177.9362 | 262.2184 | 50.6037 | 68.9489 | 0
| LCA | LA Basin | 11 | Monthly System Peak Day | CAISO | 1-in-2 | 2023 | 21 | 181.5228 | 186.7166 | 41.8281 | 66.8709 | 0
| LCA | LA Basin | 11 | Monthly System Peak Day | CAISO | 1-in-2 | 2023 | 22 | 379.1834 | 403.5815 | 42.0931 | 65.1311 | 0
| LCA | LA Basin | 11 | Monthly System Peak Day | CAISO | 1-in-2 | 2023 | 23 | 357.8024 | 377.76 | 42.168 | 63.3036 | 0
| LCA | LA Basin | 11 | Monthly System Peak Day | CAISO | 1-in-2 | 2023 | 24 | 371.3419 | 388.9584 | 42.0986 | 61.8551 | 0
| LCA | LA Basin | 12 | Average Weekday | CAISO | 1-in-2 | 2023 | 1 | 380.9474 | 388.9884 | 41.8899 | 50.0738 | 0
| LCA | LA Basin | 12 | Average Weekday | CAISO | 1-in-2 | 2023 | 2 | 348.9865 | 355.3816 | 41.8786 | 49.348 | 0
| LCA | LA Basin | 12 | Average Weekday | CAISO | 1-in-2 | 2023 | 3 | 425.6372 | 437.1794 | 41.8771 | 48.7671 | 0
| LCA | LA Basin | 12 | Average Weekday | CAISO | 1-in-2 | 2023 | 4 | 423.8074 | 439.1301 | 41.876 | 48.2788 | 0
| LCA | LA Basin | 12 | Average Weekday | CAISO | 1-in-2 | 2023 | 5 | 471.1791 | 504.7605 | 41.8808 | 47.793 | 0
| LCA | LA Basin | 12 | Average Weekday | CAISO | 1-in-2 | 2023 | 6 | 575.5334 | 621.9365 | 41.8894 | 47.3043 | 0
| LCA | LA Basin | 12 | Average Weekday | CAISO | 1-in-2 | 2023 | 7 | 615.2789 | 637.3705 | 41.9044 | 46.9512 | 0
| LCA | LA Basin | 12 | Average Weekday | CAISO | 1-in-2 | 2023 | 8 | 660.747 | 680.7256 | 41.9173 | 46.7201 | 0
| LCA | LA Basin | 12 | Average Weekday | CAISO | 1-in-2 | 2023 | 9 | 570.869 | 602.8878 | 41.9295 | 47.4533 | 0
| LCA | LA Basin | 12 | Average Weekday | CAISO | 1-in-2 | 2023 | 10 | 539.6687 | 559.7096 | 41.9066 | 50.318 | 0
| LCA | LA Basin | 12 | Average Weekday | CAISO | 1-in-2 | 2023 | 11 | 532.8568 | 547.0863 | 41.9301 | 53.7983 | 0
| LCA | LA Basin | 12 | Average Weekday | CAISO | 1-in-2 | 2023 | 12 | 500.1613 | 509.1705 | 41.9537 | 56.9321 | 0
| LCA | LA Basin | 12 | Average Weekday | CAISO | 1-in-2 | 2023 | 13 | 423.1111 | 434.4854 | 41.9681 | 59.3293 | 0
| LCA | LA Basin | 12 | Average Weekday | CAISO | 1-in-2 | 2023 | 14 | 384.7271 | 393.826 | 41.9511 | 60.9302 | 0
| LCA | LA Basin | 12 | Average Weekday | CAISO | 1-in-2 | 2023 | 15 | 341.9059 | 350.4328 | 41.9173 | 61.8332 | 0
| LCA | LA Basin | 12 | Average Weekday | CAISO | 1-in-2 | 2023 | 16 | 288.4598 | 290.6283 | 41.8884 | 62.0229 | 0
| LCA | LA Basin | 12 | Average Weekday | CAISO | 1-in-2 | 2023 | 17 | 251.4348 | 262.0516 | 41.7269 | 61.2423 | 0
| LCA | LA Basin | 12 | Average Weekday | CAISO | 1-in-2 | 2023 | 18 | 252.5835 | 260.9347 | 41.7323 | 59.1715 | 0
| LCA | LA Basin | 12 | Average Weekday | CAISO | 1-in-2 | 2023 | 19 | 239.198 | 244.7803 | 41.6895 | 56.8543 | 0
| LCA | LA Basin | 12 | Average Weekday | CAISO | 1-in-2 | 2023 | 20 | 256.0325 | 341.7243 | 42.4884 | 55.2657 | 0
| LCA | LA Basin | 12 | Average Weekday | CAISO | 1-in-2 | 2023 | 21 | 261.5793 | 266.8376 | 41.7894 | 53.9364 | 0
| LCA | LA Basin | 12 | Average Weekday | CAISO | 1-in-2 | 2023 | 22 | 443.4277 | 467.176 | 41.914 | 52.7788 | 0
| LCA | LA Basin | 12 | Average Weekday | CAISO | 1-in-2 | 2023 | 23 | 422.7727 | 442.3808 | 41.9093 | 51.7464 | 0
| LCA | LA Basin | 12 | Average Weekday | CAISO | 1-in-2 | 2023 | 24 | 434.7607 | 452.0645 | 41.9052 | 50.7787 | 0
| LCA | LA Basin | 12 | Monthly System Peak Day | CAISO | 1-in-2 | 2023 | 1 | 380.9474 | 388.9884 | 41.8899 | 49.2847 | 0
| LCA | LA Basin | 12 | Monthly System Peak Day | CAISO | 1-in-2 | 2023 | 2 | 348.9865 | 355.3816 | 41.8786 | 47.9599 | 0
| LCA | LA Basin | 12 | Monthly System Peak Day | CAISO | 1-in-2 | 2023 | 3 | 425.6372 | 437.1794 | 41.8771 | 47.2787 | 0
| LCA | LA Basin | 12 | Monthly System Peak Day | CAISO | 1-in-2 | 2023 | 4 | 423.8074 | 439.1301 | 41.876 | 46.6174 | 0
| LCA | LA Basin | 12 | Monthly System Peak Day | CAISO | 1-in-2 | 2023 | 5 | 471.1791 | 504.7605 | 41.8808 | 46.0146 | 0
| LCA | LA Basin | 12 | Monthly System Peak Day | CAISO | 1-in-2 | 2023 | 6 | 575.5334 | 621.9365 | 41.8894 | 45.6589 | 0
| LCA | LA Basin | 12 | Monthly System Peak Day | CAISO | 1-in-2 | 2023 | 7 | 615.2789 | 637.3705 | 41.9044 | 45.264 | 0
| LCA | LA Basin | 12 | Monthly System Peak Day | CAISO | 1-in-2 | 2023 | 8 | 660.747 | 680.7256 | 41.9173 | 45.1376 | 0
| LCA | LA Basin | 12 | Monthly System Peak Day | CAISO | 1-in-2 | 2023 | 9 | 570.869 | 602.8878 | 41.9295 | 46.1116 | 0
| LCA | LA Basin | 12 | Monthly System Peak Day | CAISO | 1-in-2 | 2023 | 10 | 539.6687 | 559.7096 | 41.9066 | 49.7985 | 0
| LCA | LA Basin | 12 | Monthly System Peak Day | CAISO | 1-in-2 | 2023 | 11 | 532.8568 | 547.0863 | 41.9301 | 54.7311 | 0
| LCA | LA Basin | 12 | Monthly System Peak Day | CAISO | 1-in-2 | 2023 | 12 | 500.1613 | 509.1705 | 41.9537 | 59.3775 | 0
| LCA | LA Basin | 12 | Monthly System Peak Day | CAISO | 1-in-2 | 2023 | 13 | 423.1111 | 434.4854 | 41.9681 | 62.9298 | 0
| LCA | LA Basin | 12 | Monthly System Peak Day | CAISO | 1-in-2 | 2023 | 14 | 384.7271 | 393.826 | 41.9511 | 64.7702 | 0
| LCA | LA Basin | 12 | Monthly System Peak Day | CAISO | 1-in-2 | 2023 | 15 | 341.9059 | 350.4328 | 41.9173 | 65.0077 | 0
| LCA | LA Basin | 12 | Monthly System Peak Day | CAISO | 1-in-2 | 2023 | 16 | 288.4598 | 290.6283 | 41.8884 | 64.8246 | 0
| LCA | LA Basin | 12 | Monthly System Peak Day | CAISO | 1-in-2 | 2023 | 17 | 251.4348 | 262.0516 | 41.7269 | 64.1543 | 0
| LCA | LA Basin | 12 | Monthly System Peak Day | CAISO | 1-in-2 | 2023 | 18 | 252.5835 | 260.9347 | 41.7323 | 61.6706 | 0
| LCA | LA Basin | 12 | Monthly System Peak Day | CAISO | 1-in-2 | 2023 | 19 | 239.198 | 244.7803 | 41.6895 | 59.4679 | 0
| LCA | LA Basin | 12 | Monthly System Peak Day | CAISO | 1-in-2 | 2023 | 20 | 256.0325 | 341.7243 | 42.4884 | 57.7508 | 0
| LCA | LA Basin | 12 | Monthly System Peak Day | CAISO | 1-in-2 | 2023 | 21 | 261.5793 | 266.8376 | 41.7894 | 56.1612 | 0
| LCA | LA Basin | 12 | Monthly System Peak Day | CAISO | 1-in-2 | 2023 | 22 | 443.4277 | 467.176 | 41.914 | 54.6031 | 0
| LCA | LA Basin | 12 | Monthly System Peak Day | CAISO | 1-in-2 | 2023 | 23 | 422.7727 | 442.3808 | 41.9093 | 53.5766 | 0
| LCA | LA Basin | 12 | Monthly System Peak Day | CAISO | 1-in-2 | 2023 | 24 | 434.7607 | 452.0645 | 41.9052 | 52.3139 | 0
| LCA | LA Basin | 1 | Average Weekday | CAISO | 1-in-2 | 2024 | 1 | 375.342 | 383.4571 | 41.8624 | 53.6089 | 0
| LCA | LA Basin | 1 | Average Weekday | CAISO | 1-in-2 | 2024 | 2 | 346.6223 | 354.1424 | 41.8511 | 52.7769 | 0
| LCA | LA Basin | 1 | Average Weekday | CAISO | 1-in-2 | 2024 | 3 | 431.5331 | 443.6767 | 41.8496 | 52.0451 | 0
| LCA | LA Basin | 1 | Average Weekday | CAISO | 1-in-2 | 2024 | 4 | 426.0478 | 442.008 | 41.8485 | 51.5464 | 0
| LCA | LA Basin | 1 | Average Weekday | CAISO | 1-in-2 | 2024 | 5 | 474.0522 | 507.6535 | 41.8533 | 50.788 | 0
| LCA | LA Basin | 1 | Average Weekday | CAISO | 1-in-2 | 2024 | 6 | 589.076 | 637.021 | 41.8618 | 50.2343 | 0
| LCA | LA Basin | 1 | Average Weekday | CAISO | 1-in-2 | 2024 | 7 | 632.7782 | 655.0968 | 41.8769 | 49.9495 | 0
| LCA | LA Basin | 1 | Average Weekday | CAISO | 1-in-2 | 2024 | 8 | 678.6254 | 698.8184 | 41.8897 | 49.7954 | 0
| LCA | LA Basin | 1 | Average Weekday | CAISO | 1-in-2 | 2024 | 9 | 584.6445 | 614.3151 | 41.9019 | 50.3999 | 0
| LCA | LA Basin | 1 | Average Weekday | CAISO | 1-in-2 | 2024 | 10 | 565.8443 | 585.5082 | 41.8791 | 53.3634 | 0
| LCA | LA Basin | 1 | Average Weekday | CAISO | 1-in-2 | 2024 | 11 | 554.7126 | 568.9596 | 41.9025 | 57.3759 | 0
| LCA | LA Basin | 1 | Average Weekday | CAISO | 1-in-2 | 2024 | 12 | 524.5895 | 533.6038 | 41.9261 | 61.0591 | 0
| LCA | LA Basin | 1 | Average Weekday | CAISO | 1-in-2 | 2024 | 13 | 456.7706 | 468.0823 | 41.9405 | 63.9993 | 0
| LCA | LA Basin | 1 | Average Weekday | CAISO | 1-in-2 | 2024 | 14 | 414.5206 | 423.6178 | 41.9235 | 65.9212 | 0
| LCA | LA Basin | 1 | Average Weekday | CAISO | 1-in-2 | 2024 | 15 | 366.5536 | 375.0808 | 41.8898 | 67.0624 | 0
| LCA | LA Basin | 1 | Average Weekday | CAISO | 1-in-2 | 2024 | 16 | 312.1768 | 314.2748 | 41.8609 | 67.4442 | 0
| LCA | LA Basin | 1 | Average Weekday | CAISO | 1-in-2 | 2024 | 17 | 271.1176 | 281.8138 | 41.6998 | 66.7844 | 0
| LCA | LA Basin | 1 | Average Weekday | CAISO | 1-in-2 | 2024 | 18 | 271.9945 | 280.4414 | 41.7052 | 64.9549 | 0
| LCA | LA Basin | 1 | Average Weekday | CAISO | 1-in-2 | 2024 | 19 | 251.5007 | 257.0822 | 41.6625 | 62.0869 | 0
| LCA | LA Basin | 1 | Average Weekday | CAISO | 1-in-2 | 2024 | 20 | 258.5023 | 343.0128 | 42.459 | 60.0778 | 0
| LCA | LA Basin | 1 | Average Weekday | CAISO | 1-in-2 | 2024 | 21 | 250.1549 | 255.2401 | 41.7622 | 58.6252 | 0
| LCA | LA Basin | 1 | Average Weekday | CAISO | 1-in-2 | 2024 | 22 | 433.9613 | 457.947 | 41.8864 | 57.3027 | 0
| LCA | LA Basin | 1 | Average Weekday | CAISO | 1-in-2 | 2024 | 23 | 416.9778 | 436.6526 | 41.8818 | 56.0628 | 0
| LCA | LA Basin | 1 | Average Weekday | CAISO | 1-in-2 | 2024 | 24 | 436.1878 | 453.5725 | 41.8776 | 54.9205 | 0
| LCA | LA Basin | 1 | Monthly System Peak Day | CAISO | 1-in-2 | 2024 | 1 | 375.342 | 383.4571 | 41.8624 | 49.7373 | 0
| LCA | LA Basin | 1 | Monthly System Peak Day | CAISO | 1-in-2 | 2024 | 2 | 346.6223 | 354.1424 | 41.8511 | 48.8143 | 0
| LCA | LA Basin | 1 | Monthly System Peak Day | CAISO | 1-in-2 | 2024 | 3 | 431.5331 | 443.6767 | 41.8496 | 47.9021 | 0
| LCA | LA Basin | 1 | Monthly System Peak Day | CAISO | 1-in-2 | 2024 | 4 | 426.0478 | 442.008 | 41.8485 | 47.1079 | 0
| LCA | LA Basin | 1 | Monthly System Peak Day | CAISO | 1-in-2 | 2024 | 5 | 474.0522 | 507.6535 | 41.8533 | 46.3688 | 0
| LCA | LA Basin | 1 | Monthly System Peak Day | CAISO | 1-in-2 | 2024 | 6 | 589.076 | 637.021 | 41.8618 | 45.8751 | 0
| LCA | LA Basin | 1 | Monthly System Peak Day | CAISO | 1-in-2 | 2024 | 7 | 632.7782 | 655.0968 | 41.8769 | 45.4941 | 0
| LCA | LA Basin | 1 | Monthly System Peak Day | CAISO | 1-in-2 | 2024 | 8 | 678.6254 | 698.8184 | 41.8897 | 45.2632 | 0
| LCA | LA Basin | 1 | Monthly System Peak Day | CAISO | 1-in-2 | 2024 | 9 | 584.6445 | 614.3151 | 41.9019 | 46.1295 | 0
| LCA | LA Basin | 1 | Monthly System Peak Day | CAISO | 1-in-2 | 2024 | 10 | 565.8443 | 585.5082 | 41.8791 | 48.7022 | 0
| LCA | LA Basin | 1 | Monthly System Peak Day | CAISO | 1-in-2 | 2024 | 11 | 554.7126 | 568.9596 | 41.9025 | 51.8204 | 0
| LCA | LA Basin | 1 | Monthly System Peak Day | CAISO | 1-in-2 | 2024 | 12 | 524.5895 | 533.6038 | 41.9261 | 54.4103 | 0
| LCA | LA Basin | 1 | Monthly System Peak Day | CAISO | 1-in-2 | 2024 | 13 | 456.7706 | 468.0823 | 41.9405 | 55.8757 | 0
| LCA | LA Basin | 1 | Monthly System Peak Day | CAISO | 1-in-2 | 2024 | 14 | 414.5206 | 423.6178 | 41.9235 | 56.9455 | 0
| LCA | LA Basin | 1 | Monthly System Peak Day | CAISO | 1-in-2 | 2024 | 15 | 366.5536 | 375.0808 | 41.8898 | 57.9759 | 0
| LCA | LA Basin | 1 | Monthly System Peak Day | CAISO | 1-in-2 | 2024 | 16 | 312.1768 | 314.2748 | 41.8609 | 58.3969 | 0
| LCA | LA Basin | 1 | Monthly System Peak Day | CAISO | 1-in-2 | 2024 | 17 | 271.1176 | 281.8138 | 41.6998 | 57.3632 | 0
| LCA | LA Basin | 1 | Monthly System Peak Day | CAISO | 1-in-2 | 2024 | 18 | 271.9945 | 280.4414 | 41.7052 | 55.9014 | 0
| LCA | LA Basin | 1 | Monthly System Peak Day | CAISO | 1-in-2 | 2024 | 19 | 251.5007 | 257.0822 | 41.6625 | 54.5893 | 0
| LCA | LA Basin | 1 | Monthly System Peak Day | CAISO | 1-in-2 | 2024 | 20 | 258.5023 | 343.0128 | 42.459 | 53.497 | 0
| LCA | LA Basin | 1 | Monthly System Peak Day | CAISO | 1-in-2 | 2024 | 21 | 250.1549 | 255.2401 | 41.7622 | 52.3922 | 0
| LCA | LA Basin | 1 | Monthly System Peak Day | CAISO | 1-in-2 | 2024 | 22 | 433.9613 | 457.947 | 41.8864 | 51.4697 | 0
| LCA | LA Basin | 1 | Monthly System Peak Day | CAISO | 1-in-2 | 2024 | 23 | 416.9778 | 436.6526 | 41.8818 | 50.4998 | 0
| LCA | LA Basin | 1 | Monthly System Peak Day | CAISO | 1-in-2 | 2024 | 24 | 436.1878 | 453.5725 | 41.8776 | 49.5507 | 0
| LCA | LA Basin | 2 | Average Weekday | CAISO | 1-in-2 | 2024 | 1 | 349.8989 | 358.6208 | 41.8948 | 54.4699 | 0
| LCA | LA Basin | 2 | Average Weekday | CAISO | 1-in-2 | 2024 | 2 | 320.5973 | 328.7492 | 41.8825 | 53.6195 | 0
| LCA | LA Basin | 2 | Average Weekday | CAISO | 1-in-2 | 2024 | 3 | 398.2378 | 411.1968 | 41.8809 | 52.8248 | 0
| LCA | LA Basin | 2 | Average Weekday | CAISO | 1-in-2 | 2024 | 4 | 389.2086 | 406.3581 | 41.8797 | 51.9785 | 0
| LCA | LA Basin | 2 | Average Weekday | CAISO | 1-in-2 | 2024 | 5 | 440.2445 | 475.7171 | 41.8851 | 51.2609 | 0
| LCA | LA Basin | 2 | Average Weekday | CAISO | 1-in-2 | 2024 | 6 | 551.8206 | 600.7842 | 41.8947 | 50.6437 | 0
| LCA | LA Basin | 2 | Average Weekday | CAISO | 1-in-2 | 2024 | 7 | 585.923 | 607.6457 | 41.9111 | 50.2718 | 0
| LCA | LA Basin | 2 | Average Weekday | CAISO | 1-in-2 | 2024 | 8 | 638.7101 | 658.4764 | 41.9245 | 50.0934 | 0
| LCA | LA Basin | 2 | Average Weekday | CAISO | 1-in-2 | 2024 | 9 | 565.1355 | 594.4573 | 41.9373 | 51.4748 | 0
| LCA | LA Basin | 2 | Average Weekday | CAISO | 1-in-2 | 2024 | 10 | 540.7449 | 559.6132 | 41.9121 | 54.9604 | 0
| LCA | LA Basin | 2 | Average Weekday | CAISO | 1-in-2 | 2024 | 11 | 533.4138 | 547.399 | 41.9375 | 58.9029 | 0
| LCA | LA Basin | 2 | Average Weekday | CAISO | 1-in-2 | 2024 | 12 | 503.8714 | 513.1343 | 41.9632 | 62.247 | 0
| LCA | LA Basin | 2 | Average Weekday | CAISO | 1-in-2 | 2024 | 13 | 434.2304 | 446.3463 | 41.9788 | 64.688 | 0
| LCA | LA Basin | 2 | Average Weekday | CAISO | 1-in-2 | 2024 | 14 | 389.3197 | 398.4731 | 41.9603 | 66.2436 | 0
| LCA | LA Basin | 2 | Average Weekday | CAISO | 1-in-2 | 2024 | 15 | 334.1289 | 342.5974 | 41.9239 | 67.0442 | 0
| LCA | LA Basin | 2 | Average Weekday | CAISO | 1-in-2 | 2024 | 16 | 280.5807 | 282.9048 | 41.893 | 67.1132 | 0
| LCA | LA Basin | 2 | Average Weekday | CAISO | 1-in-2 | 2024 | 17 | 231.7532 | 242.1811 | 41.7103 | 66.5634 | 0
| LCA | LA Basin | 2 | Average Weekday | CAISO | 1-in-2 | 2024 | 18 | 229.5476 | 237.9186 | 41.7168 | 65.1444 | 0
| LCA | LA Basin | 2 | Average Weekday | CAISO | 1-in-2 | 2024 | 19 | 212.6414 | 218.8638 | 41.6629 | 62.6319 | 0
| LCA | LA Basin | 2 | Average Weekday | CAISO | 1-in-2 | 2024 | 20 | 219.5684 | 301.5071 | 42.5335 | 60.4289 | 0
| LCA | LA Basin | 2 | Average Weekday | CAISO | 1-in-2 | 2024 | 21 | 211.7256 | 217.1749 | 41.778 | 58.9182 | 0
| LCA | LA Basin | 2 | Average Weekday | CAISO | 1-in-2 | 2024 | 22 | 398.1594 | 423.2173 | 41.9219 | 57.661 | 0
| LCA | LA Basin | 2 | Average Weekday | CAISO | 1-in-2 | 2024 | 23 | 383.7997 | 404.6843 | 41.9166 | 56.4731 | 0
| LCA | LA Basin | 2 | Average Weekday | CAISO | 1-in-2 | 2024 | 24 | 402.2681 | 420.3059 | 41.9116 | 55.4219 | 0
| LCA | LA Basin | 2 | Monthly System Peak Day | CAISO | 1-in-2 | 2024 | 1 | 349.8989 | 358.6208 | 41.8948 | 44.9273 | 0
| LCA | LA Basin | 2 | Monthly System Peak Day | CAISO | 1-in-2 | 2024 | 2 | 320.5973 | 328.7492 | 41.8825 | 44.337 | 0
| LCA | LA Basin | 2 | Monthly System Peak Day | CAISO | 1-in-2 | 2024 | 3 | 398.2378 | 411.1968 | 41.8809 | 43.529 | 0
| LCA | LA Basin | 2 | Monthly System Peak Day | CAISO | 1-in-2 | 2024 | 4 | 389.2086 | 406.3581 | 41.8797 | 42.9897 | 0
| LCA | LA Basin | 2 | Monthly System Peak Day | CAISO | 1-in-2 | 2024 | 5 | 440.2445 | 475.7171 | 41.8851 | 42.1742 | 0
| LCA | LA Basin | 2 | Monthly System Peak Day | CAISO | 1-in-2 | 2024 | 6 | 551.8206 | 600.7842 | 41.8947 | 41.3082 | 0
| LCA | LA Basin | 2 | Monthly System Peak Day | CAISO | 1-in-2 | 2024 | 7 | 585.923 | 607.6457 | 41.9111 | 40.5371 | 0
| LCA | LA Basin | 2 | Monthly System Peak Day | CAISO | 1-in-2 | 2024 | 8 | 638.7101 | 658.4764 | 41.9245 | 40.3082 | 0
| LCA | LA Basin | 2 | Monthly System Peak Day | CAISO | 1-in-2 | 2024 | 9 | 565.1355 | 594.4573 | 41.9373 | 42.0587 | 0
| LCA | LA Basin | 2 | Monthly System Peak Day | CAISO | 1-in-2 | 2024 | 10 | 540.7449 | 559.6132 | 41.9121 | 45.5804 | 0
| LCA | LA Basin | 2 | Monthly System Peak Day | CAISO | 1-in-2 | 2024 | 11 | 533.4138 | 547.399 | 41.9375 | 48.9448 | 0
| LCA | LA Basin | 2 | Monthly System Peak Day | CAISO | 1-in-2 | 2024 | 12 | 503.8714 | 513.1343 | 41.9632 | 52.1419 | 0
| LCA | LA Basin | 2 | Monthly System Peak Day | CAISO | 1-in-2 | 2024 | 13 | 434.2304 | 446.3463 | 41.9788 | 54.482 | 0
| LCA | LA Basin | 2 | Monthly System Peak Day | CAISO | 1-in-2 | 2024 | 14 | 389.3197 | 398.4731 | 41.9603 | 56.1121 | 0
| LCA | LA Basin | 2 | Monthly System Peak Day | CAISO | 1-in-2 | 2024 | 15 | 334.1289 | 342.5974 | 41.9239 | 57.1847 | 0
| LCA | LA Basin | 2 | Monthly System Peak Day | CAISO | 1-in-2 | 2024 | 16 | 280.5807 | 282.9048 | 41.893 | 57.6294 | 0
| LCA | LA Basin | 2 | Monthly System Peak Day | CAISO | 1-in-2 | 2024 | 17 | 231.7532 | 242.1811 | 41.7103 | 57.4205 | 0
| LCA | LA Basin | 2 | Monthly System Peak Day | CAISO | 1-in-2 | 2024 | 18 | 229.5476 | 237.9186 | 41.7168 | 56.4754 | 0
| LCA | LA Basin | 2 | Monthly System Peak Day | CAISO | 1-in-2 | 2024 | 19 | 212.6414 | 218.8638 | 41.6629 | 54.4499 | 0
| LCA | LA Basin | 2 | Monthly System Peak Day | CAISO | 1-in-2 | 2024 | 20 | 219.5684 | 301.5071 | 42.5335 | 52.383 | 0
| LCA | LA Basin | 2 | Monthly System Peak Day | CAISO | 1-in-2 | 2024 | 21 | 211.7256 | 217.1749 | 41.778 | 50.9981 | 0
| LCA | LA Basin | 2 | Monthly System Peak Day | CAISO | 1-in-2 | 2024 | 22 | 398.1594 | 423.2173 | 41.9219 | 49.6804 | 0
| LCA | LA Basin | 2 | Monthly System Peak Day | CAISO | 1-in-2 | 2024 | 23 | 383.7997 | 404.6843 | 41.9166 | 48.3694 | 0
| LCA | LA Basin | 2 | Monthly System Peak Day | CAISO | 1-in-2 | 2024 | 24 | 402.2681 | 420.3059 | 41.9116 | 47.0572 | 0
| LCA | LA Basin | 3 | Average Weekday | CAISO | 1-in-2 | 2024 | 1 | 385.92 | 401.9719 | 41.9851 | 55.1366 | 0
| LCA | LA Basin | 3 | Average Weekday | CAISO | 1-in-2 | 2024 | 2 | 354.8223 | 362.4718 | 41.9265 | 54.1499 | 0
| LCA | LA Basin | 3 | Average Weekday | CAISO | 1-in-2 | 2024 | 3 | 449.6411 | 459.7824 | 41.9179 | 53.2438 | 0
| LCA | LA Basin | 3 | Average Weekday | CAISO | 1-in-2 | 2024 | 4 | 437.9553 | 450.6335 | 41.8996 | 52.4751 | 0
| LCA | LA Basin | 3 | Average Weekday | CAISO | 1-in-2 | 2024 | 5 | 469.9368 | 490.2135 | 41.9054 | 51.79 | 0
| LCA | LA Basin | 3 | Average Weekday | CAISO | 1-in-2 | 2024 | 6 | 592.1329 | 618.1361 | 41.893 | 51.1894 | 0
| LCA | LA Basin | 3 | Average Weekday | CAISO | 1-in-2 | 2024 | 7 | 633.7276 | 654.9066 | 41.9133 | 50.8286 | 0
| LCA | LA Basin | 3 | Average Weekday | CAISO | 1-in-2 | 2024 | 8 | 682.9689 | 719.9301 | 42.0608 | 50.6731 | 0
| LCA | LA Basin | 3 | Average Weekday | CAISO | 1-in-2 | 2024 | 9 | 598.9035 | 642.0775 | 42.1871 | 51.7709 | 0
| LCA | LA Basin | 3 | Average Weekday | CAISO | 1-in-2 | 2024 | 10 | 576.8704 | 607.2027 | 42.0596 | 54.5932 | 0
| LCA | LA Basin | 3 | Average Weekday | CAISO | 1-in-2 | 2024 | 11 | 558.999 | 582.6755 | 42.1246 | 57.9567 | 0
| LCA | LA Basin | 3 | Average Weekday | CAISO | 1-in-2 | 2024 | 12 | 530.1656 | 544.4505 | 42.1892 | 61.1284 | 0
| LCA | LA Basin | 3 | Average Weekday | CAISO | 1-in-2 | 2024 | 13 | 438.6104 | 449.4328 | 42.2211 | 63.6199 | 0
| LCA | LA Basin | 3 | Average Weekday | CAISO | 1-in-2 | 2024 | 14 | 408.3394 | 415.8641 | 42.1687 | 65.3185 | 0
| LCA | LA Basin | 3 | Average Weekday | CAISO | 1-in-2 | 2024 | 15 | 351.6104 | 358.6923 | 42.0679 | 66.4519 | 0
| LCA | LA Basin | 3 | Average Weekday | CAISO | 1-in-2 | 2024 | 16 | 303.0779 | 305.737 | 41.9284 | 67.0777 | 0
| LCA | LA Basin | 3 | Average Weekday | CAISO | 1-in-2 | 2024 | 17 | 265.7274 | 278.318 | 41.7075 | 67.1499 | 0
| LCA | LA Basin | 3 | Average Weekday | CAISO | 1-in-2 | 2024 | 18 | 265.8167 | 275.4195 | 41.7253 | 66.3731 | 0
| LCA | LA Basin | 3 | Average Weekday | CAISO | 1-in-2 | 2024 | 19 | 248.6283 | 253.6911 | 41.7964 | 64.6998 | 0
| LCA | LA Basin | 3 | Average Weekday | CAISO | 1-in-2 | 2024 | 20 | 243.934 | 249.2722 | 41.6622 | 62.1715 | 0
| LCA | LA Basin | 3 | Average Weekday | CAISO | 1-in-2 | 2024 | 21 | 224.5819 | 229.0168 | 41.7342 | 59.6884 | 0
| LCA | LA Basin | 3 | Average Weekday | CAISO | 1-in-2 | 2024 | 22 | 434.5867 | 462.9588 | 41.9528 | 58.1791 | 0
| LCA | LA Basin | 3 | Average Weekday | CAISO | 1-in-2 | 2024 | 23 | 427.0889 | 456.4056 | 41.9983 | 56.9857 | 0
| LCA | LA Basin | 3 | Average Weekday | CAISO | 1-in-2 | 2024 | 24 | 456.0125 | 492.8566 | 42.0472 | 55.893 | 0
| LCA | LA Basin | 3 | Monthly System Peak Day | CAISO | 1-in-2 | 2024 | 1 | 385.92 | 401.9719 | 41.9851 | 58.7097 | 0
| LCA | LA Basin | 3 | Monthly System Peak Day | CAISO | 1-in-2 | 2024 | 2 | 354.8223 | 362.4718 | 41.9265 | 57.5153 | 0
| LCA | LA Basin | 3 | Monthly System Peak Day | CAISO | 1-in-2 | 2024 | 3 | 449.6411 | 459.7824 | 41.9179 | 56.0525 | 0
| LCA | LA Basin | 3 | Monthly System Peak Day | CAISO | 1-in-2 | 2024 | 4 | 437.9553 | 450.6335 | 41.8996 | 55.0138 | 0
| LCA | LA Basin | 3 | Monthly System Peak Day | CAISO | 1-in-2 | 2024 | 5 | 469.9368 | 490.2135 | 41.9054 | 54.3553 | 0
| LCA | LA Basin | 3 | Monthly System Peak Day | CAISO | 1-in-2 | 2024 | 6 | 592.1329 | 618.1361 | 41.893 | 53.3435 | 0
| LCA | LA Basin | 3 | Monthly System Peak Day | CAISO | 1-in-2 | 2024 | 7 | 633.7276 | 654.9066 | 41.9133 | 52.8803 | 0
| LCA | LA Basin | 3 | Monthly System Peak Day | CAISO | 1-in-2 | 2024 | 8 | 682.9689 | 719.9301 | 42.0608 | 52.0934 | 0
| LCA | LA Basin | 3 | Monthly System Peak Day | CAISO | 1-in-2 | 2024 | 9 | 598.9035 | 642.0775 | 42.1871 | 52.4065 | 0
| LCA | LA Basin | 3 | Monthly System Peak Day | CAISO | 1-in-2 | 2024 | 10 | 576.8704 | 607.2027 | 42.0596 | 55.4617 | 0
| LCA | LA Basin | 3 | Monthly System Peak Day | CAISO | 1-in-2 | 2024 | 11 | 558.999 | 582.6755 | 42.1246 | 60.1908 | 0
| LCA | LA Basin | 3 | Monthly System Peak Day | CAISO | 1-in-2 | 2024 | 12 | 530.1656 | 544.4505 | 42.1892 | 64.4339 | 0
| LCA | LA Basin | 3 | Monthly System Peak Day | CAISO | 1-in-2 | 2024 | 13 | 438.6104 | 449.4328 | 42.2211 | 67.4273 | 0
| LCA | LA Basin | 3 | Monthly System Peak Day | CAISO | 1-in-2 | 2024 | 14 | 408.3394 | 415.8641 | 42.1687 | 68.9139 | 0
| LCA | LA Basin | 3 | Monthly System Peak Day | CAISO | 1-in-2 | 2024 | 15 | 351.6104 | 358.6923 | 42.0679 | 70.0222 | 0
| LCA | LA Basin | 3 | Monthly System Peak Day | CAISO | 1-in-2 | 2024 | 16 | 303.0779 | 305.737 | 41.9284 | 70.8862 | 0
| LCA | LA Basin | 3 | Monthly System Peak Day | CAISO | 1-in-2 | 2024 | 17 | 265.7274 | 278.318 | 41.7075 | 71.1949 | 0
| LCA | LA Basin | 3 | Monthly System Peak Day | CAISO | 1-in-2 | 2024 | 18 | 265.8167 | 275.4195 | 41.7253 | 70.5505 | 0
| LCA | LA Basin | 3 | Monthly System Peak Day | CAISO | 1-in-2 | 2024 | 19 | 248.6283 | 253.6911 | 41.7964 | 68.8789 | 0
| LCA | LA Basin | 3 | Monthly System Peak Day | CAISO | 1-in-2 | 2024 | 20 | 243.934 | 249.2722 | 41.6622 | 65.6682 | 0
| LCA | LA Basin | 3 | Monthly System Peak Day | CAISO | 1-in-2 | 2024 | 21 | 224.5819 | 229.0168 | 41.7342 | 62.8275 | 0
| LCA | LA Basin | 3 | Monthly System Peak Day | CAISO | 1-in-2 | 2024 | 22 | 434.5867 | 462.9588 | 41.9528 | 61.166 | 0
| LCA | LA Basin | 3 | Monthly System Peak Day | CAISO | 1-in-2 | 2024 | 23 | 427.0889 | 456.4056 | 41.9983 | 59.807 | 0
| LCA | LA Basin | 3 | Monthly System Peak Day | CAISO | 1-in-2 | 2024 | 24 | 456.0125 | 492.8566 | 42.0472 | 58.3182 | 0
| LCA | LA Basin | 4 | Average Weekday | CAISO | 1-in-2 | 2024 | 1 | 349.312 | 364.4222 | 41.9862 | 57.4247 | 0
| LCA | LA Basin | 4 | Average Weekday | CAISO | 1-in-2 | 2024 | 2 | 319.15 | 327.3918 | 41.9279 | 56.6493 | 0
| LCA | LA Basin | 4 | Average Weekday | CAISO | 1-in-2 | 2024 | 3 | 408.2401 | 418.9184 | 41.9194 | 55.9108 | 0
| LCA | LA Basin | 4 | Average Weekday | CAISO | 1-in-2 | 2024 | 4 | 387.5905 | 399.497 | 41.9013 | 55.3134 | 0
| LCA | LA Basin | 4 | Average Weekday | CAISO | 1-in-2 | 2024 | 5 | 409.984 | 428.6382 | 41.9071 | 54.8131 | 0
| LCA | LA Basin | 4 | Average Weekday | CAISO | 1-in-2 | 2024 | 6 | 529.6853 | 554.5767 | 41.895 | 54.4263 | 0
| LCA | LA Basin | 4 | Average Weekday | CAISO | 1-in-2 | 2024 | 7 | 575.9649 | 596.7318 | 41.9155 | 54.0819 | 0
| LCA | LA Basin | 4 | Average Weekday | CAISO | 1-in-2 | 2024 | 8 | 625.6815 | 660.7307 | 42.0619 | 54.0009 | 0
| LCA | LA Basin | 4 | Average Weekday | CAISO | 1-in-2 | 2024 | 9 | 535.2411 | 578.0117 | 42.1871 | 55.4317 | 0
| LCA | LA Basin | 4 | Average Weekday | CAISO | 1-in-2 | 2024 | 10 | 512.2131 | 541.5495 | 42.0599 | 57.972 | 0
| LCA | LA Basin | 4 | Average Weekday | CAISO | 1-in-2 | 2024 | 11 | 503.4917 | 524.2422 | 42.1245 | 60.727 | 0
| LCA | LA Basin | 4 | Average Weekday | CAISO | 1-in-2 | 2024 | 12 | 474.623 | 488.847 | 42.1886 | 63.4949 | 0
| LCA | LA Basin | 4 | Average Weekday | CAISO | 1-in-2 | 2024 | 13 | 396.8622 | 407.6991 | 42.2202 | 65.7621 | 0
| LCA | LA Basin | 4 | Average Weekday | CAISO | 1-in-2 | 2024 | 14 | 360.8544 | 368.3891 | 42.1679 | 67.5074 | 0
| LCA | LA Basin | 4 | Average Weekday | CAISO | 1-in-2 | 2024 | 15 | 301.9853 | 309.0727 | 42.0677 | 68.7755 | 0
| LCA | LA Basin | 4 | Average Weekday | CAISO | 1-in-2 | 2024 | 16 | 251.247 | 253.8995 | 41.9297 | 69.3561 | 0
| LCA | LA Basin | 4 | Average Weekday | CAISO | 1-in-2 | 2024 | 17 | 205.2601 | 218.1091 | 41.7079 | 69.4801 | 0
| LCA | LA Basin | 4 | Average Weekday | CAISO | 1-in-2 | 2024 | 18 | 202.5193 | 211.8262 | 41.7256 | 68.8529 | 0
| LCA | LA Basin | 4 | Average Weekday | CAISO | 1-in-2 | 2024 | 19 | 177.6397 | 182.6405 | 41.7964 | 67.534 | 0
| LCA | LA Basin | 4 | Average Weekday | CAISO | 1-in-2 | 2024 | 20 | 170.68 | 175.9977 | 41.6622 | 65.2282 | 0
| LCA | LA Basin | 4 | Average Weekday | CAISO | 1-in-2 | 2024 | 21 | 177.8703 | 182.4393 | 41.7355 | 62.3006 | 0
| LCA | LA Basin | 4 | Average Weekday | CAISO | 1-in-2 | 2024 | 22 | 390.1483 | 418.2751 | 41.9548 | 60.2831 | 0
| LCA | LA Basin | 4 | Average Weekday | CAISO | 1-in-2 | 2024 | 23 | 386.803 | 415.7495 | 41.9999 | 58.9672 | 0
| LCA | LA Basin | 4 | Average Weekday | CAISO | 1-in-2 | 2024 | 24 | 414.7148 | 450.7585 | 42.0481 | 58.0102 | 0
| LCA | LA Basin | 4 | Monthly System Peak Day | CAISO | 1-in-2 | 2024 | 1 | 349.312 | 364.4222 | 41.9862 | 62.6006 | 0
| LCA | LA Basin | 4 | Monthly System Peak Day | CAISO | 1-in-2 | 2024 | 2 | 319.15 | 327.3918 | 41.9279 | 61.4415 | 0
| LCA | LA Basin | 4 | Monthly System Peak Day | CAISO | 1-in-2 | 2024 | 3 | 408.2401 | 418.9184 | 41.9194 | 60.7161 | 0
| LCA | LA Basin | 4 | Monthly System Peak Day | CAISO | 1-in-2 | 2024 | 4 | 387.5905 | 399.497 | 41.9013 | 59.9557 | 0
| LCA | LA Basin | 4 | Monthly System Peak Day | CAISO | 1-in-2 | 2024 | 5 | 409.984 | 428.6382 | 41.9071 | 58.9204 | 0
| LCA | LA Basin | 4 | Monthly System Peak Day | CAISO | 1-in-2 | 2024 | 6 | 529.6853 | 554.5767 | 41.895 | 58.2806 | 0
| LCA | LA Basin | 4 | Monthly System Peak Day | CAISO | 1-in-2 | 2024 | 7 | 575.9649 | 596.7318 | 41.9155 | 57.6808 | 0
| LCA | LA Basin | 4 | Monthly System Peak Day | CAISO | 1-in-2 | 2024 | 8 | 625.6815 | 660.7307 | 42.0619 | 57.4148 | 0
| LCA | LA Basin | 4 | Monthly System Peak Day | CAISO | 1-in-2 | 2024 | 9 | 535.2411 | 578.0117 | 42.1871 | 58.9357 | 0
| LCA | LA Basin | 4 | Monthly System Peak Day | CAISO | 1-in-2 | 2024 | 10 | 512.2131 | 541.5495 | 42.0599 | 62.9132 | 0
| LCA | LA Basin | 4 | Monthly System Peak Day | CAISO | 1-in-2 | 2024 | 11 | 503.4917 | 524.2422 | 42.1245 | 67.707 | 0
| LCA | LA Basin | 4 | Monthly System Peak Day | CAISO | 1-in-2 | 2024 | 12 | 474.623 | 488.847 | 42.1886 | 72.4058 | 0
| LCA | LA Basin | 4 | Monthly System Peak Day | CAISO | 1-in-2 | 2024 | 13 | 396.8622 | 407.6991 | 42.2202 | 76.2632 | 0
| LCA | LA Basin | 4 | Monthly System Peak Day | CAISO | 1-in-2 | 2024 | 14 | 360.8544 | 368.3891 | 42.1679 | 79.0472 | 0
| LCA | LA Basin | 4 | Monthly System Peak Day | CAISO | 1-in-2 | 2024 | 15 | 301.9853 | 309.0727 | 42.0677 | 80.8239 | 0
| LCA | LA Basin | 4 | Monthly System Peak Day | CAISO | 1-in-2 | 2024 | 16 | 251.247 | 253.8995 | 41.9297 | 81.2153 | 0
| LCA | LA Basin | 4 | Monthly System Peak Day | CAISO | 1-in-2 | 2024 | 17 | 205.2601 | 218.1091 | 41.7079 | 80.7314 | 0
| LCA | LA Basin | 4 | Monthly System Peak Day | CAISO | 1-in-2 | 2024 | 18 | 202.5193 | 211.8262 | 41.7256 | 79.8567 | 0
| LCA | LA Basin | 4 | Monthly System Peak Day | CAISO | 1-in-2 | 2024 | 19 | 177.6397 | 182.6405 | 41.7964 | 78.8266 | 0
| LCA | LA Basin | 4 | Monthly System Peak Day | CAISO | 1-in-2 | 2024 | 20 | 170.68 | 175.9977 | 41.6622 | 76.2607 | 0
| LCA | LA Basin | 4 | Monthly System Peak Day | CAISO | 1-in-2 | 2024 | 21 | 177.8703 | 182.4393 | 41.7355 | 71.9495 | 0
| LCA | LA Basin | 4 | Monthly System Peak Day | CAISO | 1-in-2 | 2024 | 22 | 390.1483 | 418.2751 | 41.9548 | 68.0025 | 0
| LCA | LA Basin | 4 | Monthly System Peak Day | CAISO | 1-in-2 | 2024 | 23 | 386.803 | 415.7495 | 41.9999 | 65.0641 | 0
| LCA | LA Basin | 4 | Monthly System Peak Day | CAISO | 1-in-2 | 2024 | 24 | 414.7148 | 450.7585 | 42.0481 | 63.2353 | 0
| LCA | LA Basin | 5 | Average Weekday | CAISO | 1-in-2 | 2024 | 1 | 349.5332 | 364.6877 | 41.9992 | 60.0691 | 0
| LCA | LA Basin | 5 | Average Weekday | CAISO | 1-in-2 | 2024 | 2 | 322.2698 | 328.9124 | 41.9407 | 59.5458 | 0
| LCA | LA Basin | 5 | Average Weekday | CAISO | 1-in-2 | 2024 | 3 | 417.4848 | 428.0478 | 41.9321 | 59.0947 | 0
| LCA | LA Basin | 5 | Average Weekday | CAISO | 1-in-2 | 2024 | 4 | 399.4668 | 412.0492 | 41.9141 | 58.6649 | 0
| LCA | LA Basin | 5 | Average Weekday | CAISO | 1-in-2 | 2024 | 5 | 426.1999 | 445.3864 | 41.9201 | 58.3059 | 0
| LCA | LA Basin | 5 | Average Weekday | CAISO | 1-in-2 | 2024 | 6 | 540.6796 | 567.6731 | 41.9084 | 57.9561 | 0
| LCA | LA Basin | 5 | Average Weekday | CAISO | 1-in-2 | 2024 | 7 | 581.6959 | 602.0153 | 41.9297 | 57.6526 | 0
| LCA | LA Basin | 5 | Average Weekday | CAISO | 1-in-2 | 2024 | 8 | 637.3839 | 675.3596 | 42.076 | 57.9271 | 0
| LCA | LA Basin | 5 | Average Weekday | CAISO | 1-in-2 | 2024 | 9 | 539.6246 | 580.068 | 42.2008 | 59.2878 | 0
| LCA | LA Basin | 5 | Average Weekday | CAISO | 1-in-2 | 2024 | 10 | 521.9522 | 551.4446 | 42.0728 | 61.2327 | 0
| LCA | LA Basin | 5 | Average Weekday | CAISO | 1-in-2 | 2024 | 11 | 513.6359 | 534.9711 | 42.1376 | 63.6253 | 0
| LCA | LA Basin | 5 | Average Weekday | CAISO | 1-in-2 | 2024 | 12 | 480.8362 | 495.0131 | 42.2021 | 65.9059 | 0
| LCA | LA Basin | 5 | Average Weekday | CAISO | 1-in-2 | 2024 | 13 | 401.3322 | 412.4343 | 42.2336 | 67.955 | 0
| LCA | LA Basin | 5 | Average Weekday | CAISO | 1-in-2 | 2024 | 14 | 373.7986 | 381.4897 | 42.1808 | 69.5993 | 0
| LCA | LA Basin | 5 | Average Weekday | CAISO | 1-in-2 | 2024 | 15 | 321.5452 | 328.6506 | 42.0802 | 70.7698 | 0
| LCA | LA Basin | 5 | Average Weekday | CAISO | 1-in-2 | 2024 | 16 | 261.3163 | 264.1255 | 41.9425 | 71.3576 | 0
| LCA | LA Basin | 5 | Average Weekday | CAISO | 1-in-2 | 2024 | 17 | 210.0949 | 222.2391 | 41.712 | 71.3337 | 0
| LCA | LA Basin | 5 | Average Weekday | CAISO | 1-in-2 | 2024 | 18 | 211.4205 | 220.4572 | 41.7299 | 70.7157 | 0
| LCA | LA Basin | 5 | Average Weekday | CAISO | 1-in-2 | 2024 | 19 | 191.6234 | 196.9925 | 41.792 | 69.3634 | 0
| LCA | LA Basin | 5 | Average Weekday | CAISO | 1-in-2 | 2024 | 20 | 182.8502 | 188.4716 | 41.6623 | 67.2923 | 0
| LCA | LA Basin | 5 | Average Weekday | CAISO | 1-in-2 | 2024 | 21 | 189.7966 | 194.6984 | 41.7416 | 64.6382 | 0
| LCA | LA Basin | 5 | Average Weekday | CAISO | 1-in-2 | 2024 | 22 | 395.8483 | 424.6817 | 41.9698 | 62.5717 | 0
| LCA | LA Basin | 5 | Average Weekday | CAISO | 1-in-2 | 2024 | 23 | 399.0183 | 428.9077 | 42.0143 | 61.4324 | 0
| LCA | LA Basin | 5 | Average Weekday | CAISO | 1-in-2 | 2024 | 24 | 424.3445 | 461.0547 | 42.0618 | 60.6204 | 0
| LCA | LA Basin | 5 | Monthly System Peak Day | CAISO | 1-in-2 | 2024 | 1 | 349.5332 | 364.6877 | 41.9992 | 65.6312 | 0
| LCA | LA Basin | 5 | Monthly System Peak Day | CAISO | 1-in-2 | 2024 | 2 | 322.2698 | 328.9124 | 41.9407 | 64.1701 | 0
| LCA | LA Basin | 5 | Monthly System Peak Day | CAISO | 1-in-2 | 2024 | 3 | 417.4848 | 428.0478 | 41.9321 | 62.8016 | 0
| LCA | LA Basin | 5 | Monthly System Peak Day | CAISO | 1-in-2 | 2024 | 4 | 399.4668 | 412.0492 | 41.9141 | 61.5085 | 0
| LCA | LA Basin | 5 | Monthly System Peak Day | CAISO | 1-in-2 | 2024 | 5 | 426.1999 | 445.3864 | 41.9201 | 60.2076 | 0
| LCA | LA Basin | 5 | Monthly System Peak Day | CAISO | 1-in-2 | 2024 | 6 | 540.6796 | 567.6731 | 41.9084 | 59.5604 | 0
| LCA | LA Basin | 5 | Monthly System Peak Day | CAISO | 1-in-2 | 2024 | 7 | 581.6959 | 602.0153 | 41.9297 | 59.3818 | 0
| LCA | LA Basin | 5 | Monthly System Peak Day | CAISO | 1-in-2 | 2024 | 8 | 637.3839 | 675.3596 | 42.076 | 59.8051 | 0
| LCA | LA Basin | 5 | Monthly System Peak Day | CAISO | 1-in-2 | 2024 | 9 | 539.6246 | 580.068 | 42.2008 | 62.4052 | 0
| LCA | LA Basin | 5 | Monthly System Peak Day | CAISO | 1-in-2 | 2024 | 10 | 521.9522 | 551.4446 | 42.0728 | 67.0621 | 0
| LCA | LA Basin | 5 | Monthly System Peak Day | CAISO | 1-in-2 | 2024 | 11 | 513.6359 | 534.9711 | 42.1376 | 72.4112 | 0
| LCA | LA Basin | 5 | Monthly System Peak Day | CAISO | 1-in-2 | 2024 | 12 | 480.8362 | 495.0131 | 42.2021 | 76.9477 | 0
| LCA | LA Basin | 5 | Monthly System Peak Day | CAISO | 1-in-2 | 2024 | 13 | 401.3322 | 412.4343 | 42.2336 | 80.0548 | 0
| LCA | LA Basin | 5 | Monthly System Peak Day | CAISO | 1-in-2 | 2024 | 14 | 373.7986 | 381.4897 | 42.1808 | 81.9742 | 0
| LCA | LA Basin | 5 | Monthly System Peak Day | CAISO | 1-in-2 | 2024 | 15 | 321.5452 | 328.6506 | 42.0802 | 83.1672 | 0
| LCA | LA Basin | 5 | Monthly System Peak Day | CAISO | 1-in-2 | 2024 | 16 | 261.3163 | 264.1255 | 41.9425 | 83.9553 | 0
| LCA | LA Basin | 5 | Monthly System Peak Day | CAISO | 1-in-2 | 2024 | 17 | 210.0949 | 222.2391 | 41.712 | 83.8391 | 0
| LCA | LA Basin | 5 | Monthly System Peak Day | CAISO | 1-in-2 | 2024 | 18 | 211.4205 | 220.4572 | 41.7299 | 82.1251 | 0
| LCA | LA Basin | 5 | Monthly System Peak Day | CAISO | 1-in-2 | 2024 | 19 | 191.6234 | 196.9925 | 41.792 | 79.4541 | 0
| LCA | LA Basin | 5 | Monthly System Peak Day | CAISO | 1-in-2 | 2024 | 20 | 182.8502 | 188.4716 | 41.6623 | 76.3869 | 0
| LCA | LA Basin | 5 | Monthly System Peak Day | CAISO | 1-in-2 | 2024 | 21 | 189.7966 | 194.6984 | 41.7416 | 72.131 | 0
| LCA | LA Basin | 5 | Monthly System Peak Day | CAISO | 1-in-2 | 2024 | 22 | 395.8483 | 424.6817 | 41.9698 | 68.7483 | 0
| LCA | LA Basin | 5 | Monthly System Peak Day | CAISO | 1-in-2 | 2024 | 23 | 399.0183 | 428.9077 | 42.0143 | 67.1238 | 0
| LCA | LA Basin | 5 | Monthly System Peak Day | CAISO | 1-in-2 | 2024 | 24 | 424.3445 | 461.0547 | 42.0618 | 65.1515 | 0
| LCA | LA Basin | 6 | Average Weekday | CAISO | 1-in-2 | 2024 | 1 | 338.6169 | 370.0293 | 43.6297 | 62.7825 | 0
| LCA | LA Basin | 6 | Average Weekday | CAISO | 1-in-2 | 2024 | 2 | 311.6552 | 335.5951 | 43.59 | 61.9585 | 0
| LCA | LA Basin | 6 | Average Weekday | CAISO | 1-in-2 | 2024 | 3 | 398.8093 | 434.1108 | 43.5817 | 61.2343 | 0
| LCA | LA Basin | 6 | Average Weekday | CAISO | 1-in-2 | 2024 | 4 | 390.897 | 421.8026 | 43.5738 | 60.6245 | 0
| LCA | LA Basin | 6 | Average Weekday | CAISO | 1-in-2 | 2024 | 5 | 405.4057 | 451.1797 | 43.5896 | 60.1217 | 0
| LCA | LA Basin | 6 | Average Weekday | CAISO | 1-in-2 | 2024 | 6 | 518.9042 | 586.7068 | 43.6179 | 59.6838 | 0
| LCA | LA Basin | 6 | Average Weekday | CAISO | 1-in-2 | 2024 | 7 | 565.3028 | 616.2896 | 43.8003 | 59.3245 | 0
| LCA | LA Basin | 6 | Average Weekday | CAISO | 1-in-2 | 2024 | 8 | 613.5775 | 663.9409 | 43.6613 | 59.9882 | 0
| LCA | LA Basin | 6 | Average Weekday | CAISO | 1-in-2 | 2024 | 9 | 545.5701 | 563.4738 | 43.7144 | 61.9339 | 0
| LCA | LA Basin | 6 | Average Weekday | CAISO | 1-in-2 | 2024 | 10 | 525.4616 | 536.7113 | 43.7597 | 64.5363 | 0
| LCA | LA Basin | 6 | Average Weekday | CAISO | 1-in-2 | 2024 | 11 | 508.4619 | 517.2592 | 43.8258 | 67.4622 | 0
| LCA | LA Basin | 6 | Average Weekday | CAISO | 1-in-2 | 2024 | 12 | 479.0956 | 493.4094 | 43.86 | 70.4391 | 0
| LCA | LA Basin | 6 | Average Weekday | CAISO | 1-in-2 | 2024 | 13 | 401.6027 | 427.9493 | 43.9296 | 72.8549 | 0
| LCA | LA Basin | 6 | Average Weekday | CAISO | 1-in-2 | 2024 | 14 | 367.7981 | 388.8698 | 43.8802 | 74.8391 | 0
| LCA | LA Basin | 6 | Average Weekday | CAISO | 1-in-2 | 2024 | 15 | 305.2166 | 325.9433 | 43.9157 | 76.3172 | 0
| LCA | LA Basin | 6 | Average Weekday | CAISO | 1-in-2 | 2024 | 16 | 253.1025 | 267.2942 | 43.9834 | 77.0662 | 0
| LCA | LA Basin | 6 | Average Weekday | CAISO | 1-in-2 | 2024 | 17 | 212.3322 | 210.7197 | 43.6992 | 77.3233 | 0
| LCA | LA Basin | 6 | Average Weekday | CAISO | 1-in-2 | 2024 | 18 | 200.7944 | 208.487 | 43.7077 | 76.5831 | 0
| LCA | LA Basin | 6 | Average Weekday | CAISO | 1-in-2 | 2024 | 19 | 178.6001 | 210.2805 | 67.1763 | 75.1428 | 0
| LCA | LA Basin | 6 | Average Weekday | CAISO | 1-in-2 | 2024 | 20 | 169.3229 | 202.4273 | 42.4366 | 72.9751 | 0
| LCA | LA Basin | 6 | Average Weekday | CAISO | 1-in-2 | 2024 | 21 | 182.7899 | 199.3543 | 43.6637 | 69.9749 | 0
| LCA | LA Basin | 6 | Average Weekday | CAISO | 1-in-2 | 2024 | 22 | 364.713 | 427.1118 | 43.4439 | 66.9454 | 0
| LCA | LA Basin | 6 | Average Weekday | CAISO | 1-in-2 | 2024 | 23 | 392.1623 | 446.9408 | 43.5608 | 65.1781 | 0
| LCA | LA Basin | 6 | Average Weekday | CAISO | 1-in-2 | 2024 | 24 | 417.7499 | 469.5009 | 43.6246 | 63.9559 | 0
| LCA | LA Basin | 6 | Monthly System Peak Day | CAISO | 1-in-2 | 2024 | 1 | 338.6169 | 371.0189 | 41.8903 | 63.8259 | 0
| LCA | LA Basin | 6 | Monthly System Peak Day | CAISO | 1-in-2 | 2024 | 2 | 311.6552 | 333.0258 | 41.891 | 63.1748 | 0
| LCA | LA Basin | 6 | Monthly System Peak Day | CAISO | 1-in-2 | 2024 | 3 | 398.8093 | 425.931 | 41.8919 | 62.6028 | 0
| LCA | LA Basin | 6 | Monthly System Peak Day | CAISO | 1-in-2 | 2024 | 4 | 390.897 | 412.6834 | 41.8925 | 61.792 | 0
| LCA | LA Basin | 6 | Monthly System Peak Day | CAISO | 1-in-2 | 2024 | 5 | 405.4057 | 445.7986 | 41.8872 | 61.0112 | 0
| LCA | LA Basin | 6 | Monthly System Peak Day | CAISO | 1-in-2 | 2024 | 6 | 518.9042 | 573.8437 | 41.8776 | 60.1347 | 0
| LCA | LA Basin | 6 | Monthly System Peak Day | CAISO | 1-in-2 | 2024 | 7 | 565.3028 | 598.4243 | 41.8365 | 59.5762 | 0
| LCA | LA Basin | 6 | Monthly System Peak Day | CAISO | 1-in-2 | 2024 | 8 | 613.5775 | 650.9353 | 41.9119 | 60.2274 | 0
| LCA | LA Basin | 6 | Monthly System Peak Day | CAISO | 1-in-2 | 2024 | 9 | 545.5701 | 568.8888 | 41.9367 | 63.0639 | 0
| LCA | LA Basin | 6 | Monthly System Peak Day | CAISO | 1-in-2 | 2024 | 10 | 525.4616 | 542.5541 | 41.9043 | 66.3198 | 0
| LCA | LA Basin | 6 | Monthly System Peak Day | CAISO | 1-in-2 | 2024 | 11 | 508.4619 | 524.6644 | 41.9421 | 69.4174 | 0
| LCA | LA Basin | 6 | Monthly System Peak Day | CAISO | 1-in-2 | 2024 | 12 | 479.0956 | 495.8157 | 41.9874 | 72.916 | 0
| LCA | LA Basin | 6 | Monthly System Peak Day | CAISO | 1-in-2 | 2024 | 13 | 401.6027 | 424.665 | 42.0013 | 76.2603 | 0
| LCA | LA Basin | 6 | Monthly System Peak Day | CAISO | 1-in-2 | 2024 | 14 | 367.7981 | 388.0635 | 41.9639 | 78.9373 | 0
| LCA | LA Basin | 6 | Monthly System Peak Day | CAISO | 1-in-2 | 2024 | 15 | 305.2166 | 324.3615 | 41.8748 | 81.4125 | 0
| LCA | LA Basin | 6 | Monthly System Peak Day | CAISO | 1-in-2 | 2024 | 16 | 253.1025 | 256.4413 | 41.7976 | 82.3024 | 0
| LCA | LA Basin | 6 | Monthly System Peak Day | CAISO | 1-in-2 | 2024 | 17 | 212.3322 | 218.5646 | 42.0197 | 82.1115 | 0
| LCA | LA Basin | 6 | Monthly System Peak Day | CAISO | 1-in-2 | 2024 | 18 | 200.7944 | 215.1221 | 42.06 | 81.298 | 0
| LCA | LA Basin | 6 | Monthly System Peak Day | CAISO | 1-in-2 | 2024 | 19 | 178.6001 | 202.7505 | 45.1349 | 79.7169 | 0
| LCA | LA Basin | 6 | Monthly System Peak Day | CAISO | 1-in-2 | 2024 | 20 | 169.3229 | 193.8761 | 42.1142 | 77.0332 | 0
| LCA | LA Basin | 6 | Monthly System Peak Day | CAISO | 1-in-2 | 2024 | 21 | 182.7899 | 199.2798 | 42.3959 | 73.1669 | 0
| LCA | LA Basin | 6 | Monthly System Peak Day | CAISO | 1-in-2 | 2024 | 22 | 364.713 | 406.8102 | 41.9947 | 69.0088 | 0
| LCA | LA Basin | 6 | Monthly System Peak Day | CAISO | 1-in-2 | 2024 | 23 | 392.1623 | 433.2768 | 41.937 | 66.5846 | 0
| LCA | LA Basin | 6 | Monthly System Peak Day | CAISO | 1-in-2 | 2024 | 24 | 417.7499 | 465.7292 | 41.911 | 65.2678 | 0
| LCA | LA Basin | 7 | Average Weekday | CAISO | 1-in-2 | 2024 | 1 | 341.5389 | 372.5262 | 45.0027 | 67.4897 | 0
| LCA | LA Basin | 7 | Average Weekday | CAISO | 1-in-2 | 2024 | 2 | 326.8115 | 346.7149 | 44.9908 | 66.8502 | 0
| LCA | LA Basin | 7 | Average Weekday | CAISO | 1-in-2 | 2024 | 3 | 402.6851 | 428.7153 | 44.9885 | 66.2542 | 0
| LCA | LA Basin | 7 | Average Weekday | CAISO | 1-in-2 | 2024 | 4 | 399.1766 | 423.4306 | 44.9853 | 65.7211 | 0
| LCA | LA Basin | 7 | Average Weekday | CAISO | 1-in-2 | 2024 | 5 | 418.3165 | 459.8534 | 44.9851 | 65.2896 | 0
| LCA | LA Basin | 7 | Average Weekday | CAISO | 1-in-2 | 2024 | 6 | 508.4069 | 560.7404 | 44.9824 | 64.8804 | 0
| LCA | LA Basin | 7 | Average Weekday | CAISO | 1-in-2 | 2024 | 7 | 544.1547 | 572.8129 | 44.9928 | 64.6142 | 0
| LCA | LA Basin | 7 | Average Weekday | CAISO | 1-in-2 | 2024 | 8 | 589.4218 | 625.3821 | 45.0359 | 65.1033 | 0
| LCA | LA Basin | 7 | Average Weekday | CAISO | 1-in-2 | 2024 | 9 | 510.007 | 532.4985 | 45.0792 | 67.0374 | 0
| LCA | LA Basin | 7 | Average Weekday | CAISO | 1-in-2 | 2024 | 10 | 492.8128 | 508.4907 | 45.0624 | 69.579 | 0
| LCA | LA Basin | 7 | Average Weekday | CAISO | 1-in-2 | 2024 | 11 | 481.7564 | 496.6816 | 45.114 | 72.46 | 0
| LCA | LA Basin | 7 | Average Weekday | CAISO | 1-in-2 | 2024 | 12 | 456.1568 | 473.5002 | 45.166 | 75.4411 | 0
| LCA | LA Basin | 7 | Average Weekday | CAISO | 1-in-2 | 2024 | 13 | 377.0288 | 398.0672 | 45.1901 | 77.8506 | 0
| LCA | LA Basin | 7 | Average Weekday | CAISO | 1-in-2 | 2024 | 14 | 348.5854 | 367.5738 | 45.1447 | 79.6815 | 0
| LCA | LA Basin | 7 | Average Weekday | CAISO | 1-in-2 | 2024 | 15 | 294.4999 | 313.0965 | 45.0616 | 81.0249 | 0
| LCA | LA Basin | 7 | Average Weekday | CAISO | 1-in-2 | 2024 | 16 | 236.9398 | 237.8591 | 44.9978 | 81.5726 | 0
| LCA | LA Basin | 7 | Average Weekday | CAISO | 1-in-2 | 2024 | 17 | 199.4439 | 204.8871 | 45.2753 | 81.7008 | 0
| LCA | LA Basin | 7 | Average Weekday | CAISO | 1-in-2 | 2024 | 18 | 197.6389 | 209.1949 | 45.3226 | 80.9215 | 0
| LCA | LA Basin | 7 | Average Weekday | CAISO | 1-in-2 | 2024 | 19 | 176.2771 | 198.1424 | 46.2736 | 79.352 | 0
| LCA | LA Basin | 7 | Average Weekday | CAISO | 1-in-2 | 2024 | 20 | 175.6082 | 194.7191 | 44.959 | 77.194 | 0
| LCA | LA Basin | 7 | Average Weekday | CAISO | 1-in-2 | 2024 | 21 | 191.9681 | 203.8103 | 45.4798 | 74.2188 | 0
| LCA | LA Basin | 7 | Average Weekday | CAISO | 1-in-2 | 2024 | 22 | 374.2202 | 418.4205 | 45.0011 | 71.1576 | 0
| LCA | LA Basin | 7 | Average Weekday | CAISO | 1-in-2 | 2024 | 23 | 392.4236 | 428.9732 | 45.0017 | 69.3294 | 0
| LCA | LA Basin | 7 | Average Weekday | CAISO | 1-in-2 | 2024 | 24 | 414.665 | 459.61 | 45.0162 | 68.2409 | 0
| LCA | LA Basin | 7 | Monthly System Peak Day | CAISO | 1-in-2 | 2024 | 1 | 341.5389 | 336.0897 | 45.0062 | 72.3923 | 0
| LCA | LA Basin | 7 | Monthly System Peak Day | CAISO | 1-in-2 | 2024 | 2 | 326.8115 | 307.4221 | 44.9809 | 71.4661 | 0
| LCA | LA Basin | 7 | Monthly System Peak Day | CAISO | 1-in-2 | 2024 | 3 | 402.6851 | 363.2567 | 44.9781 | 70.727 | 0
| LCA | LA Basin | 7 | Monthly System Peak Day | CAISO | 1-in-2 | 2024 | 4 | 399.1766 | 374.0434 | 44.9739 | 70.1441 | 0
| LCA | LA Basin | 7 | Monthly System Peak Day | CAISO | 1-in-2 | 2024 | 5 | 418.3165 | 406.918 | 44.9862 | 69.4841 | 0
| LCA | LA Basin | 7 | Monthly System Peak Day | CAISO | 1-in-2 | 2024 | 6 | 508.4069 | 491.0628 | 45.0084 | 68.9901 | 0
| LCA | LA Basin | 7 | Monthly System Peak Day | CAISO | 1-in-2 | 2024 | 7 | 544.1547 | 495.6802 | 45.0745 | 68.5434 | 0
| LCA | LA Basin | 7 | Monthly System Peak Day | CAISO | 1-in-2 | 2024 | 8 | 589.4218 | 544.2093 | 45.0436 | 68.8225 | 0
| LCA | LA Basin | 7 | Monthly System Peak Day | CAISO | 1-in-2 | 2024 | 9 | 510.007 | 485.2697 | 45.0522 | 71.5288 | 0
| LCA | LA Basin | 7 | Monthly System Peak Day | CAISO | 1-in-2 | 2024 | 10 | 492.8128 | 454.1169 | 45.0261 | 75.4105 | 0
| LCA | LA Basin | 7 | Monthly System Peak Day | CAISO | 1-in-2 | 2024 | 11 | 481.7564 | 441.639 | 45.0492 | 79.7242 | 0
| LCA | LA Basin | 7 | Monthly System Peak Day | CAISO | 1-in-2 | 2024 | 12 | 456.1568 | 424.027 | 45.0738 | 83.5382 | 0
| LCA | LA Basin | 7 | Monthly System Peak Day | CAISO | 1-in-2 | 2024 | 13 | 377.0288 | 361.0882 | 45.0939 | 86.161 | 0
| LCA | LA Basin | 7 | Monthly System Peak Day | CAISO | 1-in-2 | 2024 | 14 | 348.5854 | 332.7685 | 45.0783 | 87.9725 | 0
| LCA | LA Basin | 7 | Monthly System Peak Day | CAISO | 1-in-2 | 2024 | 15 | 294.4999 | 283.0844 | 45.0819 | 89.1593 | 0
| LCA | LA Basin | 7 | Monthly System Peak Day | CAISO | 1-in-2 | 2024 | 16 | 236.9398 | 208.6557 | 45.0662 | 89.3895 | 0
| LCA | LA Basin | 7 | Monthly System Peak Day | CAISO | 1-in-2 | 2024 | 17 | 199.4439 | 212.6219 | 44.7299 | 89.3155 | 0
| LCA | LA Basin | 7 | Monthly System Peak Day | CAISO | 1-in-2 | 2024 | 18 | 197.6389 | 219.9709 | 44.8433 | 87.8312 | 0
| LCA | LA Basin | 7 | Monthly System Peak Day | CAISO | 1-in-2 | 2024 | 19 | 176.2771 | 171.134 | 44.5318 | 86.2755 | 0
| LCA | LA Basin | 7 | Monthly System Peak Day | CAISO | 1-in-2 | 2024 | 20 | 175.6082 | 210.7887 | 44.3057 | 83.8545 | 0
| LCA | LA Basin | 7 | Monthly System Peak Day | CAISO | 1-in-2 | 2024 | 21 | 191.9681 | 181.2376 | 45.5234 | 81.2763 | 0
| LCA | LA Basin | 7 | Monthly System Peak Day | CAISO | 1-in-2 | 2024 | 22 | 374.2202 | 365.781 | 45.1447 | 78.9425 | 0
| LCA | LA Basin | 7 | Monthly System Peak Day | CAISO | 1-in-2 | 2024 | 23 | 392.4236 | 359.4024 | 45.0402 | 77.059 | 0
| LCA | LA Basin | 7 | Monthly System Peak Day | CAISO | 1-in-2 | 2024 | 24 | 414.665 | 396.5052 | 45.0264 | 75.6018 | 0
| LCA | LA Basin | 8 | Average Weekday | CAISO | 1-in-2 | 2024 | 1 | 367.5692 | 402.9513 | 42.0518 | 68.2554 | 0
| LCA | LA Basin | 8 | Average Weekday | CAISO | 1-in-2 | 2024 | 2 | 338.2758 | 361.3993 | 42.0414 | 67.4163 | 0
| LCA | LA Basin | 8 | Average Weekday | CAISO | 1-in-2 | 2024 | 3 | 410.6571 | 436.6186 | 42.039 | 66.654 | 0
| LCA | LA Basin | 8 | Average Weekday | CAISO | 1-in-2 | 2024 | 4 | 417.137 | 440.7953 | 42.035 | 65.9294 | 0
| LCA | LA Basin | 8 | Average Weekday | CAISO | 1-in-2 | 2024 | 5 | 427.7391 | 469.6093 | 42.0339 | 65.3341 | 0
| LCA | LA Basin | 8 | Average Weekday | CAISO | 1-in-2 | 2024 | 6 | 525.5363 | 581.9007 | 42.0288 | 64.8453 | 0
| LCA | LA Basin | 8 | Average Weekday | CAISO | 1-in-2 | 2024 | 7 | 570.2495 | 604.6219 | 42.0439 | 64.5312 | 0
| LCA | LA Basin | 8 | Average Weekday | CAISO | 1-in-2 | 2024 | 8 | 606.1301 | 645.7941 | 42.0833 | 64.5877 | 0
| LCA | LA Basin | 8 | Average Weekday | CAISO | 1-in-2 | 2024 | 9 | 522.5969 | 546.2076 | 42.1267 | 66.6014 | 0
| LCA | LA Basin | 8 | Average Weekday | CAISO | 1-in-2 | 2024 | 10 | 508.218 | 524.8887 | 42.1201 | 69.6444 | 0
| LCA | LA Basin | 8 | Average Weekday | CAISO | 1-in-2 | 2024 | 11 | 489.4528 | 505.5337 | 42.1649 | 73.2703 | 0
| LCA | LA Basin | 8 | Average Weekday | CAISO | 1-in-2 | 2024 | 12 | 459.7152 | 478.3601 | 42.2053 | 76.9059 | 0
| LCA | LA Basin | 8 | Average Weekday | CAISO | 1-in-2 | 2024 | 13 | 390.1152 | 413.7622 | 42.2265 | 79.7256 | 0
| LCA | LA Basin | 8 | Average Weekday | CAISO | 1-in-2 | 2024 | 14 | 358.9184 | 379.5848 | 42.1858 | 81.9072 | 0
| LCA | LA Basin | 8 | Average Weekday | CAISO | 1-in-2 | 2024 | 15 | 304.0082 | 323.7128 | 42.1138 | 83.2536 | 0
| LCA | LA Basin | 8 | Average Weekday | CAISO | 1-in-2 | 2024 | 16 | 245.1834 | 249.9927 | 42.0601 | 83.7499 | 0
| LCA | LA Basin | 8 | Average Weekday | CAISO | 1-in-2 | 2024 | 17 | 210.9699 | 214.474 | 42.3409 | 83.827 | 0
| LCA | LA Basin | 8 | Average Weekday | CAISO | 1-in-2 | 2024 | 18 | 196.1803 | 209.1572 | 42.4183 | 83.0046 | 0
| LCA | LA Basin | 8 | Average Weekday | CAISO | 1-in-2 | 2024 | 19 | 175.8793 | 201.0663 | 43.6162 | 81.3775 | 0
| LCA | LA Basin | 8 | Average Weekday | CAISO | 1-in-2 | 2024 | 20 | 177.1775 | 201.5235 | 42.264 | 78.8161 | 0
| LCA | LA Basin | 8 | Average Weekday | CAISO | 1-in-2 | 2024 | 21 | 203.4565 | 219.3478 | 42.6653 | 75.0839 | 0
| LCA | LA Basin | 8 | Average Weekday | CAISO | 1-in-2 | 2024 | 22 | 391.996 | 432.4951 | 42.0286 | 72.1328 | 0
| LCA | LA Basin | 8 | Average Weekday | CAISO | 1-in-2 | 2024 | 23 | 414.519 | 457.2787 | 42.0333 | 70.4088 | 0
| LCA | LA Basin | 8 | Average Weekday | CAISO | 1-in-2 | 2024 | 24 | 440.7482 | 489.9876 | 42.0591 | 69.281 | 0
| LCA | LA Basin | 8 | Monthly System Peak Day | CAISO | 1-in-2 | 2024 | 1 | 367.5692 | 361.8784 | 35.6048 | 77.2137 | 0
| LCA | LA Basin | 8 | Monthly System Peak Day | CAISO | 1-in-2 | 2024 | 2 | 338.2758 | 320.4794 | 35.5801 | 76.4202 | 0
| LCA | LA Basin | 8 | Monthly System Peak Day | CAISO | 1-in-2 | 2024 | 3 | 410.6571 | 377.4886 | 35.5777 | 75.8773 | 0
| LCA | LA Basin | 8 | Monthly System Peak Day | CAISO | 1-in-2 | 2024 | 4 | 417.137 | 392.6371 | 35.5742 | 75.1137 | 0
| LCA | LA Basin | 8 | Monthly System Peak Day | CAISO | 1-in-2 | 2024 | 5 | 427.7391 | 419.0604 | 35.5864 | 74.5873 | 0
| LCA | LA Basin | 8 | Monthly System Peak Day | CAISO | 1-in-2 | 2024 | 6 | 525.5363 | 505.4355 | 35.6097 | 74.0996 | 0
| LCA | LA Basin | 8 | Monthly System Peak Day | CAISO | 1-in-2 | 2024 | 7 | 570.2495 | 521.8209 | 35.67 | 73.5948 | 0
| LCA | LA Basin | 8 | Monthly System Peak Day | CAISO | 1-in-2 | 2024 | 8 | 606.1301 | 558.836 | 35.6404 | 73.8053 | 0
| LCA | LA Basin | 8 | Monthly System Peak Day | CAISO | 1-in-2 | 2024 | 9 | 522.5969 | 499.6891 | 35.6466 | 75.7242 | 0
| LCA | LA Basin | 8 | Monthly System Peak Day | CAISO | 1-in-2 | 2024 | 10 | 508.218 | 471.4778 | 35.6141 | 79.3332 | 0
| LCA | LA Basin | 8 | Monthly System Peak Day | CAISO | 1-in-2 | 2024 | 11 | 489.4528 | 448.6745 | 35.6388 | 83.3663 | 0
| LCA | LA Basin | 8 | Monthly System Peak Day | CAISO | 1-in-2 | 2024 | 12 | 459.7152 | 426.0188 | 35.67 | 87.2567 | 0
| LCA | LA Basin | 8 | Monthly System Peak Day | CAISO | 1-in-2 | 2024 | 13 | 390.1152 | 375.3943 | 35.6916 | 89.7633 | 0
| LCA | LA Basin | 8 | Monthly System Peak Day | CAISO | 1-in-2 | 2024 | 14 | 358.9184 | 345.0928 | 35.6769 | 91.235 | 0
| LCA | LA Basin | 8 | Monthly System Peak Day | CAISO | 1-in-2 | 2024 | 15 | 304.0082 | 294.4944 | 35.6787 | 91.6292 | 0
| LCA | LA Basin | 8 | Monthly System Peak Day | CAISO | 1-in-2 | 2024 | 16 | 245.1834 | 221.7472 | 35.6532 | 91.3367 | 0
| LCA | LA Basin | 8 | Monthly System Peak Day | CAISO | 1-in-2 | 2024 | 17 | 210.9699 | 221.8631 | 35.3189 | 90.6275 | 0
| LCA | LA Basin | 8 | Monthly System Peak Day | CAISO | 1-in-2 | 2024 | 18 | 196.1803 | 220.4514 | 35.4223 | 88.2225 | 0
| LCA | LA Basin | 8 | Monthly System Peak Day | CAISO | 1-in-2 | 2024 | 19 | 175.8793 | 173.4998 | 35.1785 | 86.1833 | 0
| LCA | LA Basin | 8 | Monthly System Peak Day | CAISO | 1-in-2 | 2024 | 20 | 177.1775 | 173.2383 | 35.0453 | 84.5642 | 0
| LCA | LA Basin | 8 | Monthly System Peak Day | CAISO | 1-in-2 | 2024 | 21 | 203.4565 | 185.2511 | 36.2814 | 81.8882 | 0
| LCA | LA Basin | 8 | Monthly System Peak Day | CAISO | 1-in-2 | 2024 | 22 | 391.996 | 370.8743 | 35.7859 | 80.0593 | 0
| LCA | LA Basin | 8 | Monthly System Peak Day | CAISO | 1-in-2 | 2024 | 23 | 414.519 | 389.2775 | 35.6555 | 78.9568 | 0
| LCA | LA Basin | 8 | Monthly System Peak Day | CAISO | 1-in-2 | 2024 | 24 | 440.7482 | 426.9908 | 35.6289 | 77.9413 | 0
| LCA | LA Basin | 8 | Typical Event Day | CAISO | 1-in-2 | 2024 | 1 | 367.5692 | 361.8784 | 35.6048 | 72.9846 | 0
| LCA | LA Basin | 8 | Typical Event Day | CAISO | 1-in-2 | 2024 | 2 | 338.2758 | 320.4794 | 35.5801 | 72.0751 | 0
| LCA | LA Basin | 8 | Typical Event Day | CAISO | 1-in-2 | 2024 | 3 | 410.6571 | 377.4886 | 35.5777 | 71.3445 | 0
| LCA | LA Basin | 8 | Typical Event Day | CAISO | 1-in-2 | 2024 | 4 | 417.137 | 392.6371 | 35.5742 | 70.5168 | 0
| LCA | LA Basin | 8 | Typical Event Day | CAISO | 1-in-2 | 2024 | 5 | 427.7391 | 419.0604 | 35.5864 | 69.8446 | 0
| LCA | LA Basin | 8 | Typical Event Day | CAISO | 1-in-2 | 2024 | 6 | 525.5363 | 505.4355 | 35.6097 | 69.1692 | 0
| LCA | LA Basin | 8 | Typical Event Day | CAISO | 1-in-2 | 2024 | 7 | 570.2495 | 521.8209 | 35.67 | 68.8328 | 0
| LCA | LA Basin | 8 | Typical Event Day | CAISO | 1-in-2 | 2024 | 8 | 606.1301 | 558.836 | 35.6404 | 69.2075 | 0
| LCA | LA Basin | 8 | Typical Event Day | CAISO | 1-in-2 | 2024 | 9 | 522.5969 | 499.6891 | 35.6466 | 71.4535 | 0
| LCA | LA Basin | 8 | Typical Event Day | CAISO | 1-in-2 | 2024 | 10 | 508.218 | 471.4778 | 35.6141 | 75.2656 | 0
| LCA | LA Basin | 8 | Typical Event Day | CAISO | 1-in-2 | 2024 | 11 | 489.4528 | 448.6745 | 35.6388 | 79.7058 | 0
| LCA | LA Basin | 8 | Typical Event Day | CAISO | 1-in-2 | 2024 | 12 | 459.7152 | 426.0188 | 35.67 | 83.7088 | 0
| LCA | LA Basin | 8 | Typical Event Day | CAISO | 1-in-2 | 2024 | 13 | 390.1152 | 375.3943 | 35.6916 | 86.5154 | 0
| LCA | LA Basin | 8 | Typical Event Day | CAISO | 1-in-2 | 2024 | 14 | 358.9184 | 345.0928 | 35.6769 | 88.4451 | 0
| LCA | LA Basin | 8 | Typical Event Day | CAISO | 1-in-2 | 2024 | 15 | 304.0082 | 294.4944 | 35.6787 | 89.6018 | 0
| LCA | LA Basin | 8 | Typical Event Day | CAISO | 1-in-2 | 2024 | 16 | 245.1834 | 221.7472 | 35.6532 | 89.4756 | 0
| LCA | LA Basin | 8 | Typical Event Day | CAISO | 1-in-2 | 2024 | 17 | 210.9699 | 221.8631 | 35.3189 | 88.9619 | 0
| LCA | LA Basin | 8 | Typical Event Day | CAISO | 1-in-2 | 2024 | 18 | 196.1803 | 220.4514 | 35.4223 | 87.4261 | 0
| LCA | LA Basin | 8 | Typical Event Day | CAISO | 1-in-2 | 2024 | 19 | 175.8793 | 173.4998 | 35.1785 | 85.8726 | 0
| LCA | LA Basin | 8 | Typical Event Day | CAISO | 1-in-2 | 2024 | 20 | 177.1775 | 173.2383 | 35.0453 | 83.7911 | 0
| LCA | LA Basin | 8 | Typical Event Day | CAISO | 1-in-2 | 2024 | 21 | 203.4565 | 185.2511 | 36.2814 | 80.7741 | 0
| LCA | LA Basin | 8 | Typical Event Day | CAISO | 1-in-2 | 2024 | 22 | 391.996 | 370.8743 | 35.7859 | 78.1633 | 0
| LCA | LA Basin | 8 | Typical Event Day | CAISO | 1-in-2 | 2024 | 23 | 414.519 | 389.2775 | 35.6555 | 76.2935 | 0
| LCA | LA Basin | 8 | Typical Event Day | CAISO | 1-in-2 | 2024 | 24 | 440.7482 | 426.9908 | 35.6289 | 74.9288 | 0
| LCA | LA Basin | 9 | Average Weekday | CAISO | 1-in-2 | 2024 | 1 | 324.5785 | 349.5134 | 45.219 | 68.392 | 0
| LCA | LA Basin | 9 | Average Weekday | CAISO | 1-in-2 | 2024 | 2 | 307.5133 | 319.8912 | 45.21 | 67.6548 | 0
| LCA | LA Basin | 9 | Average Weekday | CAISO | 1-in-2 | 2024 | 3 | 395.6751 | 402.8505 | 45.2078 | 66.9909 | 0
| LCA | LA Basin | 9 | Average Weekday | CAISO | 1-in-2 | 2024 | 4 | 400.0479 | 409.9954 | 45.2066 | 66.4751 | 0
| LCA | LA Basin | 9 | Average Weekday | CAISO | 1-in-2 | 2024 | 5 | 396.8814 | 417.7784 | 45.2047 | 66.0285 | 0
| LCA | LA Basin | 9 | Average Weekday | CAISO | 1-in-2 | 2024 | 6 | 483.9476 | 521.1721 | 45.2004 | 65.5865 | 0
| LCA | LA Basin | 9 | Average Weekday | CAISO | 1-in-2 | 2024 | 7 | 540.0648 | 569.9987 | 45.1942 | 65.3231 | 0
| LCA | LA Basin | 9 | Average Weekday | CAISO | 1-in-2 | 2024 | 8 | 563.8752 | 588.2017 | 45.2373 | 65.2274 | 0
| LCA | LA Basin | 9 | Average Weekday | CAISO | 1-in-2 | 2024 | 9 | 486.026 | 506.2266 | 45.279 | 66.2252 | 0
| LCA | LA Basin | 9 | Average Weekday | CAISO | 1-in-2 | 2024 | 10 | 478.7102 | 491.1869 | 45.2673 | 68.792 | 0
| LCA | LA Basin | 9 | Average Weekday | CAISO | 1-in-2 | 2024 | 11 | 467.7529 | 479.3253 | 45.3208 | 72.161 | 0
| LCA | LA Basin | 9 | Average Weekday | CAISO | 1-in-2 | 2024 | 12 | 440.2577 | 451.6509 | 45.3758 | 75.6476 | 0
| LCA | LA Basin | 9 | Average Weekday | CAISO | 1-in-2 | 2024 | 13 | 377.1858 | 391.2787 | 45.3997 | 78.5975 | 0
| LCA | LA Basin | 9 | Average Weekday | CAISO | 1-in-2 | 2024 | 14 | 341.6634 | 356.148 | 45.3569 | 80.6874 | 0
| LCA | LA Basin | 9 | Average Weekday | CAISO | 1-in-2 | 2024 | 15 | 294.7272 | 309.1371 | 45.2701 | 81.8257 | 0
| LCA | LA Basin | 9 | Average Weekday | CAISO | 1-in-2 | 2024 | 16 | 255.9096 | 255.9128 | 45.2042 | 82.2173 | 0
| LCA | LA Basin | 9 | Average Weekday | CAISO | 1-in-2 | 2024 | 17 | 204.6991 | 220.7374 | 45.3678 | 81.9109 | 0
| LCA | LA Basin | 9 | Average Weekday | CAISO | 1-in-2 | 2024 | 18 | 200.4745 | 220.3297 | 45.285 | 80.7882 | 0
| LCA | LA Basin | 9 | Average Weekday | CAISO | 1-in-2 | 2024 | 19 | 202.5356 | 210.0024 | 46.7755 | 78.8985 | 0
| LCA | LA Basin | 9 | Average Weekday | CAISO | 1-in-2 | 2024 | 20 | 203.1612 | 213.2633 | 45.0051 | 75.9924 | 0
| LCA | LA Basin | 9 | Average Weekday | CAISO | 1-in-2 | 2024 | 21 | 221.7409 | 230.6364 | 45.2111 | 73.0408 | 0
| LCA | LA Basin | 9 | Average Weekday | CAISO | 1-in-2 | 2024 | 22 | 386.0246 | 414.642 | 45.1793 | 71.3408 | 0
| LCA | LA Basin | 9 | Average Weekday | CAISO | 1-in-2 | 2024 | 23 | 386.5562 | 413.4114 | 45.2307 | 70.154 | 0
| LCA | LA Basin | 9 | Average Weekday | CAISO | 1-in-2 | 2024 | 24 | 396.4975 | 434.7659 | 45.2327 | 69.1455 | 0
| LCA | LA Basin | 9 | Monthly System Peak Day | CAISO | 1-in-2 | 2024 | 1 | 324.5785 | 310.8598 | 45.3056 | 78.5841 | 0
| LCA | LA Basin | 9 | Monthly System Peak Day | CAISO | 1-in-2 | 2024 | 2 | 307.5133 | 281.7118 | 45.2857 | 77.3143 | 0
| LCA | LA Basin | 9 | Monthly System Peak Day | CAISO | 1-in-2 | 2024 | 3 | 395.6751 | 346.761 | 45.2833 | 76.2377 | 0
| LCA | LA Basin | 9 | Monthly System Peak Day | CAISO | 1-in-2 | 2024 | 4 | 400.0479 | 359.2267 | 45.2784 | 75.0881 | 0
| LCA | LA Basin | 9 | Monthly System Peak Day | CAISO | 1-in-2 | 2024 | 5 | 396.8814 | 362.2496 | 45.2885 | 74.3599 | 0
| LCA | LA Basin | 9 | Monthly System Peak Day | CAISO | 1-in-2 | 2024 | 6 | 483.9476 | 431.4851 | 45.3053 | 73.4937 | 0
| LCA | LA Basin | 9 | Monthly System Peak Day | CAISO | 1-in-2 | 2024 | 7 | 540.0648 | 473.0741 | 45.3739 | 73.6463 | 0
| LCA | LA Basin | 9 | Monthly System Peak Day | CAISO | 1-in-2 | 2024 | 8 | 563.8752 | 485.444 | 45.3376 | 74.0013 | 0
| LCA | LA Basin | 9 | Monthly System Peak Day | CAISO | 1-in-2 | 2024 | 9 | 486.026 | 456.6396 | 45.3424 | 75.527 | 0
| LCA | LA Basin | 9 | Monthly System Peak Day | CAISO | 1-in-2 | 2024 | 10 | 478.7102 | 433.0708 | 45.3313 | 80.0313 | 0
| LCA | LA Basin | 9 | Monthly System Peak Day | CAISO | 1-in-2 | 2024 | 11 | 467.7529 | 417.0583 | 45.3396 | 86.3685 | 0
| LCA | LA Basin | 9 | Monthly System Peak Day | CAISO | 1-in-2 | 2024 | 12 | 440.2577 | 397.7958 | 45.3437 | 91.1862 | 0
| LCA | LA Basin | 9 | Monthly System Peak Day | CAISO | 1-in-2 | 2024 | 13 | 377.1858 | 346.8524 | 45.3559 | 93.956 | 0
| LCA | LA Basin | 9 | Monthly System Peak Day | CAISO | 1-in-2 | 2024 | 14 | 341.6634 | 317.4309 | 45.3491 | 95.7283 | 0
| LCA | LA Basin | 9 | Monthly System Peak Day | CAISO | 1-in-2 | 2024 | 15 | 294.7272 | 276.1462 | 45.3727 | 96.2892 | 0
| LCA | LA Basin | 9 | Monthly System Peak Day | CAISO | 1-in-2 | 2024 | 16 | 255.9096 | 221.8724 | 45.3783 | 94.9773 | 0
| LCA | LA Basin | 9 | Monthly System Peak Day | CAISO | 1-in-2 | 2024 | 17 | 204.6991 | 222.48 | 45.1245 | 93.9168 | 0
| LCA | LA Basin | 9 | Monthly System Peak Day | CAISO | 1-in-2 | 2024 | 18 | 200.4745 | 224.8177 | 45.135 | 92.4795 | 0
| LCA | LA Basin | 9 | Monthly System Peak Day | CAISO | 1-in-2 | 2024 | 19 | 202.5356 | 165.238 | 45.7059 | 91.4275 | 0
| LCA | LA Basin | 9 | Monthly System Peak Day | CAISO | 1-in-2 | 2024 | 20 | 203.1612 | 159.5754 | 44.272 | 89.804 | 0
| LCA | LA Basin | 9 | Monthly System Peak Day | CAISO | 1-in-2 | 2024 | 21 | 221.7409 | 188.195 | 45.2981 | 86.8403 | 0
| LCA | LA Basin | 9 | Monthly System Peak Day | CAISO | 1-in-2 | 2024 | 22 | 386.0246 | 343.2489 | 45.4342 | 84.7213 | 0
| LCA | LA Basin | 9 | Monthly System Peak Day | CAISO | 1-in-2 | 2024 | 23 | 386.5562 | 337.574 | 45.3083 | 82.6683 | 0
| LCA | LA Basin | 9 | Monthly System Peak Day | CAISO | 1-in-2 | 2024 | 24 | 396.4975 | 367.0123 | 45.3143 | 81.0055 | 0
| LCA | LA Basin | 10 | Average Weekday | CAISO | 1-in-2 | 2024 | 1 | 353.7024 | 368.2697 | 42.1095 | 63.6657 | 0
| LCA | LA Basin | 10 | Average Weekday | CAISO | 1-in-2 | 2024 | 2 | 310.542 | 316.6488 | 41.9985 | 62.8264 | 0
| LCA | LA Basin | 10 | Average Weekday | CAISO | 1-in-2 | 2024 | 3 | 389.67 | 398.4902 | 41.9828 | 61.926 | 0
| LCA | LA Basin | 10 | Average Weekday | CAISO | 1-in-2 | 2024 | 4 | 384.7294 | 395.9553 | 41.9457 | 61.2694 | 0
| LCA | LA Basin | 10 | Average Weekday | CAISO | 1-in-2 | 2024 | 5 | 439.9323 | 456.3516 | 41.9543 | 60.6269 | 0
| LCA | LA Basin | 10 | Average Weekday | CAISO | 1-in-2 | 2024 | 6 | 551.8567 | 575.9614 | 41.922 | 60.2107 | 0
| LCA | LA Basin | 10 | Average Weekday | CAISO | 1-in-2 | 2024 | 7 | 592.3004 | 613.2531 | 41.9441 | 59.877 | 0
| LCA | LA Basin | 10 | Average Weekday | CAISO | 1-in-2 | 2024 | 8 | 646.4152 | 679.5875 | 42.2348 | 59.7362 | 0
| LCA | LA Basin | 10 | Average Weekday | CAISO | 1-in-2 | 2024 | 9 | 560.3294 | 601.6031 | 42.5158 | 60.1716 | 0
| LCA | LA Basin | 10 | Average Weekday | CAISO | 1-in-2 | 2024 | 10 | 540.1763 | 566.1389 | 42.2585 | 62.5299 | 0
| LCA | LA Basin | 10 | Average Weekday | CAISO | 1-in-2 | 2024 | 11 | 536.9144 | 557.5525 | 42.3972 | 65.747 | 0
| LCA | LA Basin | 10 | Average Weekday | CAISO | 1-in-2 | 2024 | 12 | 496.8163 | 511.1055 | 42.5512 | 69.117 | 0
| LCA | LA Basin | 10 | Average Weekday | CAISO | 1-in-2 | 2024 | 13 | 403.4059 | 413.8793 | 42.6517 | 72.001 | 0
| LCA | LA Basin | 10 | Average Weekday | CAISO | 1-in-2 | 2024 | 14 | 351.0275 | 358.4055 | 42.5307 | 74.0809 | 0
| LCA | LA Basin | 10 | Average Weekday | CAISO | 1-in-2 | 2024 | 15 | 297.6988 | 304.6255 | 42.3004 | 75.4555 | 0
| LCA | LA Basin | 10 | Average Weekday | CAISO | 1-in-2 | 2024 | 16 | 239.2846 | 241.7902 | 41.9991 | 76.2355 | 0
| LCA | LA Basin | 10 | Average Weekday | CAISO | 1-in-2 | 2024 | 17 | 201.7964 | 212.9273 | 41.7145 | 76.0171 | 0
| LCA | LA Basin | 10 | Average Weekday | CAISO | 1-in-2 | 2024 | 18 | 207.043 | 214.7911 | 41.7462 | 74.9404 | 0
| LCA | LA Basin | 10 | Average Weekday | CAISO | 1-in-2 | 2024 | 19 | 185.6192 | 190.2554 | 42.3157 | 73.0036 | 0
| LCA | LA Basin | 10 | Average Weekday | CAISO | 1-in-2 | 2024 | 20 | 194.4625 | 199.4945 | 41.6623 | 70.1814 | 0
| LCA | LA Basin | 10 | Average Weekday | CAISO | 1-in-2 | 2024 | 21 | 205.4752 | 209.8778 | 41.7594 | 68.1425 | 0
| LCA | LA Basin | 10 | Average Weekday | CAISO | 1-in-2 | 2024 | 22 | 411.612 | 439.1239 | 42.0086 | 66.6795 | 0
| LCA | LA Basin | 10 | Average Weekday | CAISO | 1-in-2 | 2024 | 23 | 391.2394 | 419.4875 | 42.1068 | 65.4921 | 0
| LCA | LA Basin | 10 | Average Weekday | CAISO | 1-in-2 | 2024 | 24 | 407.8394 | 443.4009 | 42.2221 | 64.4452 | 0
| LCA | LA Basin | 10 | Monthly System Peak Day | CAISO | 1-in-2 | 2024 | 1 | 353.7024 | 385.1431 | 41.6487 | 73.5167 | 0
| LCA | LA Basin | 10 | Monthly System Peak Day | CAISO | 1-in-2 | 2024 | 2 | 310.542 | 325.6675 | 41.7034 | 72.2975 | 0
| LCA | LA Basin | 10 | Monthly System Peak Day | CAISO | 1-in-2 | 2024 | 3 | 389.67 | 408.6252 | 41.7117 | 71.2598 | 0
| LCA | LA Basin | 10 | Monthly System Peak Day | CAISO | 1-in-2 | 2024 | 4 | 384.7294 | 403.0971 | 41.7388 | 69.8762 | 0
| LCA | LA Basin | 10 | Monthly System Peak Day | CAISO | 1-in-2 | 2024 | 5 | 439.9323 | 467.6151 | 41.7372 | 68.9285 | 0
| LCA | LA Basin | 10 | Monthly System Peak Day | CAISO | 1-in-2 | 2024 | 6 | 551.8567 | 579.009 | 41.7748 | 68.0681 | 0
| LCA | LA Basin | 10 | Monthly System Peak Day | CAISO | 1-in-2 | 2024 | 7 | 592.3004 | 611.5547 | 41.789 | 67.4318 | 0
| LCA | LA Basin | 10 | Monthly System Peak Day | CAISO | 1-in-2 | 2024 | 8 | 646.4152 | 694.2807 | 41.6238 | 67.0446 | 0
| LCA | LA Basin | 10 | Monthly System Peak Day | CAISO | 1-in-2 | 2024 | 9 | 560.3294 | 611.3406 | 41.5523 | 67.9249 | 0
| LCA | LA Basin | 10 | Monthly System Peak Day | CAISO | 1-in-2 | 2024 | 10 | 540.1763 | 573.3747 | 41.6227 | 71.4273 | 0
| LCA | LA Basin | 10 | Monthly System Peak Day | CAISO | 1-in-2 | 2024 | 11 | 536.9144 | 568.4407 | 41.6512 | 75.9984 | 0
| LCA | LA Basin | 10 | Monthly System Peak Day | CAISO | 1-in-2 | 2024 | 12 | 496.8163 | 525.0529 | 41.7211 | 80.7339 | 0
| LCA | LA Basin | 10 | Monthly System Peak Day | CAISO | 1-in-2 | 2024 | 13 | 403.4059 | 421.2003 | 41.7889 | 84.2979 | 0
| LCA | LA Basin | 10 | Monthly System Peak Day | CAISO | 1-in-2 | 2024 | 14 | 351.0275 | 361.3577 | 41.7215 | 86.5067 | 0
| LCA | LA Basin | 10 | Monthly System Peak Day | CAISO | 1-in-2 | 2024 | 15 | 297.6988 | 305.7116 | 41.6476 | 86.8832 | 0
| LCA | LA Basin | 10 | Monthly System Peak Day | CAISO | 1-in-2 | 2024 | 16 | 239.2846 | 239.413 | 41.7178 | 86.713 | 0
| LCA | LA Basin | 10 | Monthly System Peak Day | CAISO | 1-in-2 | 2024 | 17 | 201.7964 | 213.3551 | 41.6797 | 85.8496 | 0
| LCA | LA Basin | 10 | Monthly System Peak Day | CAISO | 1-in-2 | 2024 | 18 | 207.043 | 215.5025 | 41.6655 | 84.863 | 0
| LCA | LA Basin | 10 | Monthly System Peak Day | CAISO | 1-in-2 | 2024 | 19 | 185.6192 | 190.2329 | 42.4745 | 82.9989 | 0
| LCA | LA Basin | 10 | Monthly System Peak Day | CAISO | 1-in-2 | 2024 | 20 | 194.4625 | 198.3941 | 41.662 | 80.1599 | 0
| LCA | LA Basin | 10 | Monthly System Peak Day | CAISO | 1-in-2 | 2024 | 21 | 205.4752 | 210.2013 | 41.8186 | 77.4753 | 0
| LCA | LA Basin | 10 | Monthly System Peak Day | CAISO | 1-in-2 | 2024 | 22 | 411.612 | 439.9144 | 41.7631 | 75.5544 | 0
| LCA | LA Basin | 10 | Monthly System Peak Day | CAISO | 1-in-2 | 2024 | 23 | 391.2394 | 425.3337 | 41.6857 | 73.9662 | 0
| LCA | LA Basin | 10 | Monthly System Peak Day | CAISO | 1-in-2 | 2024 | 24 | 407.8394 | 468.1306 | 41.6091 | 72.6622 | 0
| LCA | LA Basin | 11 | Average Weekday | CAISO | 1-in-2 | 2024 | 1 | 326.1154 | 334.4728 | 41.9903 | 56.8805 | 0
| LCA | LA Basin | 11 | Average Weekday | CAISO | 1-in-2 | 2024 | 2 | 292.2328 | 298.187 | 41.9711 | 56.0363 | 0
| LCA | LA Basin | 11 | Average Weekday | CAISO | 1-in-2 | 2024 | 3 | 371.7404 | 382.763 | 41.9441 | 55.343 | 0
| LCA | LA Basin | 11 | Average Weekday | CAISO | 1-in-2 | 2024 | 4 | 368.3174 | 383.2042 | 41.9481 | 54.6941 | 0
| LCA | LA Basin | 11 | Average Weekday | CAISO | 1-in-2 | 2024 | 5 | 410.1275 | 441.7072 | 41.9266 | 54.1145 | 0
| LCA | LA Basin | 11 | Average Weekday | CAISO | 1-in-2 | 2024 | 6 | 530.8766 | 576.2759 | 41.941 | 53.6201 | 0
| LCA | LA Basin | 11 | Average Weekday | CAISO | 1-in-2 | 2024 | 7 | 575.4727 | 597.1811 | 42.1463 | 53.4026 | 0
| LCA | LA Basin | 11 | Average Weekday | CAISO | 1-in-2 | 2024 | 8 | 618.0461 | 636.5467 | 42.3351 | 53.284 | 0
| LCA | LA Basin | 11 | Average Weekday | CAISO | 1-in-2 | 2024 | 9 | 536.4695 | 567.3792 | 42.1754 | 54.6665 | 0
| LCA | LA Basin | 11 | Average Weekday | CAISO | 1-in-2 | 2024 | 10 | 516.7994 | 536.0291 | 42.2422 | 57.7215 | 0
| LCA | LA Basin | 11 | Average Weekday | CAISO | 1-in-2 | 2024 | 11 | 504.2138 | 518.3217 | 42.3475 | 61.4769 | 0
| LCA | LA Basin | 11 | Average Weekday | CAISO | 1-in-2 | 2024 | 12 | 472.2376 | 481.396 | 42.4223 | 64.8714 | 0
| LCA | LA Basin | 11 | Average Weekday | CAISO | 1-in-2 | 2024 | 13 | 390.2903 | 401.8692 | 42.3668 | 67.4264 | 0
| LCA | LA Basin | 11 | Average Weekday | CAISO | 1-in-2 | 2024 | 14 | 349.3306 | 358.4193 | 42.2282 | 68.9577 | 0
| LCA | LA Basin | 11 | Average Weekday | CAISO | 1-in-2 | 2024 | 15 | 286.0708 | 294.6991 | 42.0143 | 69.6822 | 0
| LCA | LA Basin | 11 | Average Weekday | CAISO | 1-in-2 | 2024 | 16 | 234.8982 | 236.9952 | 42.0069 | 69.6861 | 0
| LCA | LA Basin | 11 | Average Weekday | CAISO | 1-in-2 | 2024 | 17 | 189.8371 | 199.5589 | 41.7393 | 68.7066 | 0
| LCA | LA Basin | 11 | Average Weekday | CAISO | 1-in-2 | 2024 | 18 | 187.6788 | 196.1006 | 41.8109 | 66.506 | 0
| LCA | LA Basin | 11 | Average Weekday | CAISO | 1-in-2 | 2024 | 19 | 172.3083 | 178.1981 | 41.663 | 64.1103 | 0
| LCA | LA Basin | 11 | Average Weekday | CAISO | 1-in-2 | 2024 | 20 | 179.2455 | 262.9987 | 50.5815 | 62.318 | 0
| LCA | LA Basin | 11 | Average Weekday | CAISO | 1-in-2 | 2024 | 21 | 182.7112 | 187.905 | 41.8013 | 60.9271 | 0
| LCA | LA Basin | 11 | Average Weekday | CAISO | 1-in-2 | 2024 | 22 | 381.0846 | 405.5005 | 42.0665 | 59.6737 | 0
| LCA | LA Basin | 11 | Average Weekday | CAISO | 1-in-2 | 2024 | 23 | 361.1355 | 381.2577 | 42.1414 | 58.6119 | 0
| LCA | LA Basin | 11 | Average Weekday | CAISO | 1-in-2 | 2024 | 24 | 376.3349 | 393.9515 | 42.072 | 57.7087 | 0
| LCA | LA Basin | 11 | Monthly System Peak Day | CAISO | 1-in-2 | 2024 | 1 | 326.1154 | 334.4728 | 41.9903 | 58.8842 | 0
| LCA | LA Basin | 11 | Monthly System Peak Day | CAISO | 1-in-2 | 2024 | 2 | 292.2328 | 298.187 | 41.9711 | 57.589 | 0
| LCA | LA Basin | 11 | Monthly System Peak Day | CAISO | 1-in-2 | 2024 | 3 | 371.7404 | 382.763 | 41.9441 | 56.5739 | 0
| LCA | LA Basin | 11 | Monthly System Peak Day | CAISO | 1-in-2 | 2024 | 4 | 368.3174 | 383.2042 | 41.9481 | 55.865 | 0
| LCA | LA Basin | 11 | Monthly System Peak Day | CAISO | 1-in-2 | 2024 | 5 | 410.1275 | 441.7072 | 41.9266 | 55.0616 | 0
| LCA | LA Basin | 11 | Monthly System Peak Day | CAISO | 1-in-2 | 2024 | 6 | 530.8766 | 576.2759 | 41.941 | 54.2175 | 0
| LCA | LA Basin | 11 | Monthly System Peak Day | CAISO | 1-in-2 | 2024 | 7 | 575.4727 | 597.1811 | 42.1463 | 53.99 | 0
| LCA | LA Basin | 11 | Monthly System Peak Day | CAISO | 1-in-2 | 2024 | 8 | 618.0461 | 636.5467 | 42.3351 | 53.5382 | 0
| LCA | LA Basin | 11 | Monthly System Peak Day | CAISO | 1-in-2 | 2024 | 9 | 536.4695 | 567.3792 | 42.1754 | 56.6938 | 0